TRUE | QLD | QCARQGST | Gladstone Mesh | Energy Queensland | Shoulder | Non-coincident | 2026 | POE90 | 18.5684 | NA | QLD Gladstone Mesh |  |  | FALSE | #N/A | #N/A | #N/A | #N/A | #N/A | #N/A | #N/A | #N/A | #N/A | #N/A
TRUE | QLD | QCARQGST | Gladstone Mesh | Energy Queensland | Shoulder | Coincident_unreconciled | 2027 | POE50 | 41.7744 | NA | QLD Gladstone Mesh |  |  | FALSE | #N/A | #N/A | #N/A | #N/A | #N/A | #N/A | #N/A | #N/A | #N/A | #N/A
TRUE | QLD | QCARQGST | Gladstone Mesh | Energy Queensland | Shoulder | Coincident_unreconciled | 2027 | POE90 | 37.347 | NA | QLD Gladstone Mesh |  |  | FALSE | #N/A | #N/A | #N/A | #N/A | #N/A | #N/A | #N/A | #N/A | #N/A | #N/A
TRUE | QLD | QCARQGST | Gladstone Mesh | Energy Queensland | Shoulder | Non-coincident | 2027 | POE50 | 20.54 | 78.9149 | QLD Gladstone Mesh |  |  | FALSE | #N/A | #N/A | #N/A | #N/A | #N/A | #N/A | #N/A | #N/A | #N/A | #N/A
TRUE | QLD | QCARQGST | Gladstone Mesh | Energy Queensland | Shoulder | Non-coincident | 2027 | POE90 | 18.9169 | NA | QLD Gladstone Mesh |  |  | FALSE | #N/A | #N/A | #N/A | #N/A | #N/A | #N/A | #N/A | #N/A | #N/A | #N/A
TRUE | QLD | QCARQGST | Gladstone Mesh | Energy Queensland | Shoulder | Coincident_unreconciled | 2028 | POE50 | 42.9984 | NA | QLD Gladstone Mesh |  |  | FALSE | #N/A | #N/A | #N/A | #N/A | #N/A | #N/A | #N/A | #N/A | #N/A | #N/A
TRUE | QLD | QCARQGST | Gladstone Mesh | Energy Queensland | Shoulder | Coincident_unreconciled | 2028 | POE90 | 38.54 | NA | QLD Gladstone Mesh |  |  | FALSE | #N/A | #N/A | #N/A | #N/A | #N/A | #N/A | #N/A | #N/A | #N/A | #N/A
TRUE | QLD | QCARQGST | Gladstone Mesh | Energy Queensland | Shoulder | Non-coincident | 2028 | POE50 | 20.9888 | 79.5674 | QLD Gladstone Mesh |  |  | FALSE | #N/A | #N/A | #N/A | #N/A | #N/A | #N/A | #N/A | #N/A | #N/A | #N/A
TRUE | QLD | QCARQGST | Gladstone Mesh | Energy Queensland | Shoulder | Non-coincident | 2028 | POE90 | 19.3543 | NA | QLD Gladstone Mesh |  |  | FALSE | #N/A | #N/A | #N/A | #N/A | #N/A | #N/A | #N/A | #N/A | #N/A | #N/A
TRUE | QLD | QCARQGST | Gladstone Mesh | Energy Queensland | Shoulder | Coincident_unreconciled | 2029 | POE50 | 44.4982 | NA | QLD Gladstone Mesh |  |  | FALSE | #N/A | #N/A | #N/A | #N/A | #N/A | #N/A | #N/A | #N/A | #N/A | #N/A
TRUE | QLD | QCARQGST | Gladstone Mesh | Energy Queensland | Shoulder | Coincident_unreconciled | 2029 | POE90 | 40.0087 | NA | QLD Gladstone Mesh |  |  | FALSE | #N/A | #N/A | #N/A | #N/A | #N/A | #N/A | #N/A | #N/A | #N/A | #N/A
TRUE | QLD | QCARQGST | Gladstone Mesh | Energy Queensland | Shoulder | Non-coincident | 2029 | POE50 | 21.5386 | 80.2747 | QLD Gladstone Mesh |  |  | FALSE | #N/A | #N/A | #N/A | #N/A | #N/A | #N/A | #N/A | #N/A | #N/A | #N/A
TRUE | QLD | QCARQGST | Gladstone Mesh | Energy Queensland | Shoulder | Non-coincident | 2029 | POE90 | 19.8927 | NA | QLD Gladstone Mesh |  |  | FALSE | #N/A | #N/A | #N/A | #N/A | #N/A | #N/A | #N/A | #N/A | #N/A | #N/A
TRUE | QLD | QCARQGST | Gladstone Mesh | Energy Queensland | Shoulder | Coincident_unreconciled | 2030 | POE50 | 46.3229 | NA | QLD Gladstone Mesh |  |  | FALSE | #N/A | #N/A | #N/A | #N/A | #N/A | #N/A | #N/A | #N/A | #N/A | #N/A
TRUE | QLD | QCARQGST | Gladstone Mesh | Energy Queensland | Shoulder | Coincident_unreconciled | 2030 | POE90 | 41.8024 | NA | QLD Gladstone Mesh |  |  | FALSE | #N/A | #N/A | #N/A | #N/A | #N/A | #N/A | #N/A | #N/A | #N/A | #N/A
TRUE | QLD | QCARQGST | Gladstone Mesh | Energy Queensland | Shoulder | Non-coincident | 2030 | POE50 | 22.2076 | 81.0264 | QLD Gladstone Mesh |  |  | FALSE | #N/A | #N/A | #N/A | #N/A | #N/A | #N/A | #N/A | #N/A | #N/A | #N/A
TRUE | QLD | QCARQGST | Gladstone Mesh | Energy Queensland | Shoulder | Non-coincident | 2030 | POE90 | 20.5503 | NA | QLD Gladstone Mesh |  |  | FALSE | #N/A | #N/A | #N/A | #N/A | #N/A | #N/A | #N/A | #N/A | #N/A | #N/A
TRUE | QLD | QCARQGST | Gladstone Mesh | Energy Queensland | Summer | Coincident | 2017 | ACTUAL_OPG | 37.8371 | 72.4539 | QLD Gladstone Mesh |  |  | FALSE | #N/A | #N/A | #N/A | #N/A | #N/A | #N/A | #N/A | #N/A | #N/A | #N/A
TRUE | QLD | QCARQGST | Gladstone Mesh | Energy Queensland | Summer | Coincident | 2017 | ACTUAL_RAW | 37.8371 | 72.4539 | QLD Gladstone Mesh |  |  | FALSE | #N/A | #N/A | #N/A | #N/A | #N/A | #N/A | #N/A | #N/A | #N/A | #N/A
TRUE | QLD | QCARQGST | Gladstone Mesh | Energy Queensland | Summer | Non-coincident | 2017 | ACTUAL_RAW | 31.5468 | 91.7799 | QLD Gladstone Mesh |  |  | FALSE | #N/A | #N/A | #N/A | #N/A | #N/A | #N/A | #N/A | #N/A | #N/A | #N/A
TRUE | QLD | QCARQGST | Gladstone Mesh | Energy Queensland | Summer | Non-coincident | 2017 | ACTUAL_OPG | 31.5468 | 91.7799 | QLD Gladstone Mesh |  |  | FALSE | #N/A | #N/A | #N/A | #N/A | #N/A | #N/A | #N/A | #N/A | #N/A | #N/A
TRUE | QLD | QCARQGST | Gladstone Mesh | Energy Queensland | Summer | Coincident | 2018 | ACTUAL_OPG | 46.2394 | 79.9578 | QLD Gladstone Mesh |  |  | FALSE | #N/A | #N/A | #N/A | #N/A | #N/A | #N/A | #N/A | #N/A | #N/A | #N/A
TRUE | QLD | QCARQGST | Gladstone Mesh | Energy Queensland | Summer | Coincident | 2018 | ACTUAL_RAW | 46.2394 | 79.9578 | QLD Gladstone Mesh |  |  | FALSE | #N/A | #N/A | #N/A | #N/A | #N/A | #N/A | #N/A | #N/A | #N/A | #N/A
TRUE | QLD | QCARQGST | Gladstone Mesh | Energy Queensland | Summer | Non-coincident | 2018 | ACTUAL_RAW | 30.5301 | 90.5379 | QLD Gladstone Mesh |  |  | FALSE | #N/A | #N/A | #N/A | #N/A | #N/A | #N/A | #N/A | #N/A | #N/A | #N/A
TRUE | QLD | QCARQGST | Gladstone Mesh | Energy Queensland | Summer | Non-coincident | 2018 | ACTUAL_OPG | 30.5301 | 90.5379 | QLD Gladstone Mesh |  |  | FALSE | #N/A | #N/A | #N/A | #N/A | #N/A | #N/A | #N/A | #N/A | #N/A | #N/A
TRUE | QLD | QCARQGST | Gladstone Mesh | Energy Queensland | Summer | Non-coincident | 2018 | ACTUAL_ADJUSTEDOPG | 30.5301 | 90.5379 | QLD Gladstone Mesh |  |  | FALSE | #N/A | #N/A | #N/A | #N/A | #N/A | #N/A | #N/A | #N/A | #N/A | #N/A
TRUE | QLD | QCARQGST | Gladstone Mesh | Energy Queensland | Summer | Coincident | 2019 | ACTUAL_OPG | 39.2169 | 80.2044 | QLD Gladstone Mesh |  |  | FALSE | #N/A | #N/A | #N/A | #N/A | #N/A | #N/A | #N/A | #N/A | #N/A | #N/A
TRUE | QLD | QCARQGST | Gladstone Mesh | Energy Queensland | Summer | Coincident | 2019 | ACTUAL_RAW | 39.2169 | 80.2044 | QLD Gladstone Mesh |  |  | FALSE | #N/A | #N/A | #N/A | #N/A | #N/A | #N/A | #N/A | #N/A | #N/A | #N/A
TRUE | QLD | QCARQGST | Gladstone Mesh | Energy Queensland | Summer | Non-coincident | 2019 | ACTUAL_RAW | 32.8793 | 93.6168 | QLD Gladstone Mesh |  |  | FALSE | #N/A | #N/A | #N/A | #N/A | #N/A | #N/A | #N/A | #N/A | #N/A | #N/A
TRUE | QLD | QCARQGST | Gladstone Mesh | Energy Queensland | Summer | Non-coincident | 2019 | ACTUAL_OPG | 32.8793 | 93.6168 | QLD Gladstone Mesh |  |  | FALSE | #N/A | #N/A | #N/A | #N/A | #N/A | #N/A | #N/A | #N/A | #N/A | #N/A
TRUE | QLD | QCARQGST | Gladstone Mesh | Energy Queensland | Summer | Non-coincident | 2019 | ACTUAL_ADJUSTEDOPG | 32.8793 | 93.6168 | QLD Gladstone Mesh |  |  | FALSE | #N/A | #N/A | #N/A | #N/A | #N/A | #N/A | #N/A | #N/A | #N/A | #N/A
TRUE | QLD | QCARQGST | Gladstone Mesh | Energy Queensland | Summer | Non-coincident | 2019 | BASEYEARPOE90 | 32.0063 | NA | QLD Gladstone Mesh |  |  | FALSE | #N/A | #N/A | #N/A | #N/A | #N/A | #N/A | #N/A | #N/A | #N/A | #N/A
TRUE | QLD | QCARQGST | Gladstone Mesh | Energy Queensland | Summer | Non-coincident | 2019 | BASEYEARPOE50 | 34.2363 | 92.2045 | QLD Gladstone Mesh |  |  | FALSE | #N/A | #N/A | #N/A | #N/A | #N/A | #N/A | #N/A | #N/A | #N/A | #N/A
TRUE | QLD | QCARQGST | Gladstone Mesh | Energy Queensland | Summer | Coincident | 2020 | ACTUAL_OPG | 38.198 | 73.1289 | QLD Gladstone Mesh |  |  | FALSE | #N/A | #N/A | #N/A | #N/A | #N/A | #N/A | #N/A | #N/A | #N/A | #N/A
TRUE | QLD | QCARQGST | Gladstone Mesh | Energy Queensland | Summer | Coincident | 2020 | ACTUAL_RAW | 38.198 | 73.1289 | QLD Gladstone Mesh |  |  | FALSE | #N/A | #N/A | #N/A | #N/A | #N/A | #N/A | #N/A | #N/A | #N/A | #N/A
TRUE | QLD | QCARQGST | Gladstone Mesh | Energy Queensland | Summer | Non-coincident | 2020 | ACTUAL_RAW | 27.5875 | 94.3541 | QLD Gladstone Mesh |  |  | FALSE | #N/A | #N/A | #N/A | #N/A | #N/A | #N/A | #N/A | #N/A | #N/A | #N/A
TRUE | QLD | QCARQGST | Gladstone Mesh | Energy Queensland | Summer | Non-coincident | 2020 | ACTUAL_OPG | 27.5875 | 94.3541 | QLD Gladstone Mesh |  |  | FALSE | #N/A | #N/A | #N/A | #N/A | #N/A | #N/A | #N/A | #N/A | #N/A | #N/A
TRUE | QLD | QCARQGST | Gladstone Mesh | Energy Queensland | Summer | Non-coincident | 2020 | ACTUAL_ADJUSTEDOPG | 27.5875 | 94.3541 | QLD Gladstone Mesh |  |  | FALSE | #N/A | #N/A | #N/A | #N/A | #N/A | #N/A | #N/A | #N/A | #N/A | #N/A
TRUE | QLD | QCARQGST | Gladstone Mesh | Energy Queensland | Summer | Coincident_unreconciled | 2021 | POE50 | 40.3013 | NA | QLD Gladstone Mesh |  |  | FALSE | #N/A | #N/A | #N/A | #N/A | #N/A | #N/A | #N/A | #N/A | #N/A | #N/A
TRUE | QLD | QCARQGST | Gladstone Mesh | Energy Queensland | Summer | Coincident_unreconciled | 2021 | POE90 | 36.555 | NA | QLD Gladstone Mesh |  |  | FALSE | #N/A | #N/A | #N/A | #N/A | #N/A | #N/A | #N/A | #N/A | #N/A | #N/A
TRUE | QLD | QCARQGST | Gladstone Mesh | Energy Queensland | Summer | Non-coincident | 2021 | POE50 | 30 | 92.468 | QLD Gladstone Mesh |  |  | FALSE | #N/A | #N/A | #N/A | #N/A | #N/A | #N/A | #N/A | #N/A | #N/A | #N/A
TRUE | QLD | QCARQGST | Gladstone Mesh | Energy Queensland | Summer | Non-coincident | 2021 | POE90 | 27.7752 | NA | QLD Gladstone Mesh |  |  | FALSE | #N/A | #N/A | #N/A | #N/A | #N/A | #N/A | #N/A | #N/A | #N/A | #N/A
TRUE | QLD | QCARQGST | Gladstone Mesh | Energy Queensland | Summer | Coincident_unreconciled | 2022 | POE50 | 40.0373 | NA | QLD Gladstone Mesh |  |  | FALSE | #N/A | #N/A | #N/A | #N/A | #N/A | #N/A | #N/A | #N/A | #N/A | #N/A
TRUE | QLD | QCARQGST | Gladstone Mesh | Energy Queensland | Summer | Coincident_unreconciled | 2022 | POE90 | 36.2758 | NA | QLD Gladstone Mesh |  |  | FALSE | #N/A | #N/A | #N/A | #N/A | #N/A | #N/A | #N/A | #N/A | #N/A | #N/A
TRUE | QLD | QCARQGST | Gladstone Mesh | Energy Queensland | Summer | Non-coincident | 2022 | POE50 | 29.8432 | 92.8338 | QLD Gladstone Mesh |  |  | FALSE | #N/A | #N/A | #N/A | #N/A | #N/A | #N/A | #N/A | #N/A | #N/A | #N/A
TRUE | QLD | QCARQGST | Gladstone Mesh | Energy Queensland | Summer | Non-coincident | 2022 | POE90 | 27.6094 | NA | QLD Gladstone Mesh |  |  | FALSE | #N/A | #N/A | #N/A | #N/A | #N/A | #N/A | #N/A | #N/A | #N/A | #N/A
TRUE | QLD | QCARQGST | Gladstone Mesh | Energy Queensland | Summer | Coincident_unreconciled | 2023 | POE50 | 39.8564 | NA | QLD Gladstone Mesh |  |  | FALSE | #N/A | #N/A | #N/A | #N/A | #N/A | #N/A | #N/A | #N/A | #N/A | #N/A
TRUE | QLD | QCARQGST | Gladstone Mesh | Energy Queensland | Summer | Coincident_unreconciled | 2023 | POE90 | 36.0726 | NA | QLD Gladstone Mesh |  |  | FALSE | #N/A | #N/A | #N/A | #N/A | #N/A | #N/A | #N/A | #N/A | #N/A | #N/A
TRUE | QLD | QCARQGST | Gladstone Mesh | Energy Queensland | Summer | Non-coincident | 2023 | POE50 | 29.7358 | 93.3839 | QLD Gladstone Mesh |  |  | FALSE | #N/A | #N/A | #N/A | #N/A | #N/A | #N/A | #N/A | #N/A | #N/A | #N/A
TRUE | QLD | QCARQGST | Gladstone Mesh | Energy Queensland | Summer | Non-coincident | 2023 | POE90 | 27.4887 | NA | QLD Gladstone Mesh |  |  | FALSE | #N/A | #N/A | #N/A | #N/A | #N/A | #N/A | #N/A | #N/A | #N/A | #N/A
TRUE | QLD | QCARQGST | Gladstone Mesh | Energy Queensland | Summer | Coincident_unreconciled | 2024 | POE50 | 40.1442 | NA | QLD Gladstone Mesh |  |  | FALSE | #N/A | #N/A | #N/A | #N/A | #N/A | #N/A | #N/A | #N/A | #N/A | #N/A
TRUE | QLD | QCARQGST | Gladstone Mesh | Energy Queensland | Summer | Coincident_unreconciled | 2024 | POE90 | 36.338 | NA | QLD Gladstone Mesh |  |  | FALSE | #N/A | #N/A | #N/A | #N/A | #N/A | #N/A | #N/A | #N/A | #N/A | #N/A
TRUE | QLD | QCARQGST | Gladstone Mesh | Energy Queensland | Summer | Non-coincident | 2024 | POE50 | 29.9067 | 93.9319 | QLD Gladstone Mesh |  |  | FALSE | #N/A | #N/A | #N/A | #N/A | #N/A | #N/A | #N/A | #N/A | #N/A | #N/A
TRUE | QLD | QCARQGST | Gladstone Mesh | Energy Queensland | Summer | Non-coincident | 2024 | POE90 | 27.6463 | NA | QLD Gladstone Mesh |  |  | FALSE | #N/A | #N/A | #N/A | #N/A | #N/A | #N/A | #N/A | #N/A | #N/A | #N/A
TRUE | QLD | QCARQGST | Gladstone Mesh | Energy Queensland | Summer | Coincident_unreconciled | 2025 | POE50 | 40.5675 | NA | QLD Gladstone Mesh |  |  | FALSE | #N/A | #N/A | #N/A | #N/A | #N/A | #N/A | #N/A | #N/A | #N/A | #N/A
TRUE | QLD | QCARQGST | Gladstone Mesh | Energy Queensland | Summer | Coincident_unreconciled | 2025 | POE90 | 36.7388 | NA | QLD Gladstone Mesh |  |  | FALSE | #N/A | #N/A | #N/A | #N/A | #N/A | #N/A | #N/A | #N/A | #N/A | #N/A
TRUE | QLD | QCARQGST | Gladstone Mesh | Energy Queensland | Summer | Non-coincident | 2025 | POE50 | 30.158 | 94.4854 | QLD Gladstone Mesh |  |  | FALSE | #N/A | #N/A | #N/A | #N/A | #N/A | #N/A | #N/A | #N/A | #N/A | #N/A
TRUE | QLD | QCARQGST | Gladstone Mesh | Energy Queensland | Summer | Non-coincident | 2025 | POE90 | 27.8844 | NA | QLD Gladstone Mesh |  |  | FALSE | #N/A | #N/A | #N/A | #N/A | #N/A | #N/A | #N/A | #N/A | #N/A | #N/A
TRUE | QLD | QCARQGST | Gladstone Mesh | Energy Queensland | Summer | Coincident_unreconciled | 2026 | POE50 | 41.0765 | NA | QLD Gladstone Mesh |  |  | FALSE | #N/A | #N/A | #N/A | #N/A | #N/A | #N/A | #N/A | #N/A | #N/A | #N/A
TRUE | QLD | QCARQGST | Gladstone Mesh | Energy Queensland | Summer | Coincident_unreconciled | 2026 | POE90 | 37.2255 | NA | QLD Gladstone Mesh |  |  | FALSE | #N/A | #N/A | #N/A | #N/A | #N/A | #N/A | #N/A | #N/A | #N/A | #N/A
TRUE | QLD | QCARQGST | Gladstone Mesh | Energy Queensland | Summer | Non-coincident | 2026 | POE50 | 30.4603 | 95.0738 | QLD Gladstone Mesh |  |  | FALSE | #N/A | #N/A | #N/A | #N/A | #N/A | #N/A | #N/A | #N/A | #N/A | #N/A
TRUE | QLD | QCARQGST | Gladstone Mesh | Energy Queensland | Summer | Non-coincident | 2026 | POE90 | 28.1734 | NA | QLD Gladstone Mesh |  |  | FALSE | #N/A | #N/A | #N/A | #N/A | #N/A | #N/A | #N/A | #N/A | #N/A | #N/A
TRUE | QLD | QCARQGST | Gladstone Mesh | Energy Queensland | Summer | Coincident_unreconciled | 2027 | POE50 | 41.7517 | NA | QLD Gladstone Mesh |  |  | FALSE | #N/A | #N/A | #N/A | #N/A | #N/A | #N/A | #N/A | #N/A | #N/A | #N/A
TRUE | QLD | QCARQGST | Gladstone Mesh | Energy Queensland | Summer | Coincident_unreconciled | 2027 | POE90 | 37.8755 | NA | QLD Gladstone Mesh |  |  | FALSE | #N/A | #N/A | #N/A | #N/A | #N/A | #N/A | #N/A | #N/A | #N/A | #N/A
TRUE | QLD | QCARQGST | Gladstone Mesh | Energy Queensland | Summer | Non-coincident | 2027 | POE50 | 30.8613 | 95.8145 | QLD Gladstone Mesh |  |  | FALSE | #N/A | #N/A | #N/A | #N/A | #N/A | #N/A | #N/A | #N/A | #N/A | #N/A
TRUE | QLD | QCARQGST | Gladstone Mesh | Energy Queensland | Summer | Non-coincident | 2027 | POE90 | 28.5594 | NA | QLD Gladstone Mesh |  |  | FALSE | #N/A | #N/A | #N/A | #N/A | #N/A | #N/A | #N/A | #N/A | #N/A | #N/A
TRUE | QLD | QCARQGST | Gladstone Mesh | Energy Queensland | Summer | Coincident_unreconciled | 2028 | POE50 | 42.5737 | NA | QLD Gladstone Mesh |  |  | FALSE | #N/A | #N/A | #N/A | #N/A | #N/A | #N/A | #N/A | #N/A | #N/A | #N/A
TRUE | QLD | QCARQGST | Gladstone Mesh | Energy Queensland | Summer | Coincident_unreconciled | 2028 | POE90 | 38.6704 | NA | QLD Gladstone Mesh |  |  | FALSE | #N/A | #N/A | #N/A | #N/A | #N/A | #N/A | #N/A | #N/A | #N/A | #N/A
TRUE | QLD | QCARQGST | Gladstone Mesh | Energy Queensland | Summer | Non-coincident | 2028 | POE50 | 31.3495 | 96.703 | QLD Gladstone Mesh |  |  | FALSE | #N/A | #N/A | #N/A | #N/A | #N/A | #N/A | #N/A | #N/A | #N/A | #N/A
TRUE | QLD | QCARQGST | Gladstone Mesh | Energy Queensland | Summer | Non-coincident | 2028 | POE90 | 29.0314 | NA | QLD Gladstone Mesh |  |  | FALSE | #N/A | #N/A | #N/A | #N/A | #N/A | #N/A | #N/A | #N/A | #N/A | #N/A
TRUE | QLD | QCARQGST | Gladstone Mesh | Energy Queensland | Summer | Coincident_unreconciled | 2029 | POE50 | 43.5452 | NA | QLD Gladstone Mesh |  |  | FALSE | #N/A | #N/A | #N/A | #N/A | #N/A | #N/A | #N/A | #N/A | #N/A | #N/A
TRUE | QLD | QCARQGST | Gladstone Mesh | Energy Queensland | Summer | Coincident_unreconciled | 2029 | POE90 | 39.6147 | NA | QLD Gladstone Mesh |  |  | FALSE | #N/A | #N/A | #N/A | #N/A | #N/A | #N/A | #N/A | #N/A | #N/A | #N/A
TRUE | QLD | QCARQGST | Gladstone Mesh | Energy Queensland | Summer | Non-coincident | 2029 | POE50 | 31.9264 | 97.6857 | QLD Gladstone Mesh |  |  | FALSE | #N/A | #N/A | #N/A | #N/A | #N/A | #N/A | #N/A | #N/A | #N/A | #N/A
TRUE | QLD | QCARQGST | Gladstone Mesh | Energy Queensland | Summer | Non-coincident | 2029 | POE90 | 29.5922 | NA | QLD Gladstone Mesh |  |  | FALSE | #N/A | #N/A | #N/A | #N/A | #N/A | #N/A | #N/A | #N/A | #N/A | #N/A
TRUE | QLD | QCARQGST | Gladstone Mesh | Energy Queensland | Summer | Coincident_unreconciled | 2030 | POE50 | 44.6995 | NA | QLD Gladstone Mesh |  |  | FALSE | #N/A | #N/A | #N/A | #N/A | #N/A | #N/A | #N/A | #N/A | #N/A | #N/A
TRUE | QLD | QCARQGST | Gladstone Mesh | Energy Queensland | Summer | Coincident_unreconciled | 2030 | POE90 | 40.7418 | NA | QLD Gladstone Mesh |  |  | FALSE | #N/A | #N/A | #N/A | #N/A | #N/A | #N/A | #N/A | #N/A | #N/A | #N/A
TRUE | QLD | QCARQGST | Gladstone Mesh | Energy Queensland | Summer | Non-coincident | 2030 | POE50 | 32.6119 | 98.7555 | QLD Gladstone Mesh |  |  | FALSE | #N/A | #N/A | #N/A | #N/A | #N/A | #N/A | #N/A | #N/A | #N/A | #N/A
TRUE | QLD | QCARQGST | Gladstone Mesh | Energy Queensland | Summer | Non-coincident | 2030 | POE90 | 30.2616 | NA | QLD Gladstone Mesh |  |  | FALSE | #N/A | #N/A | #N/A | #N/A | #N/A | #N/A | #N/A | #N/A | #N/A | #N/A
TRUE | QLD | QCARQGST | Gladstone Mesh | Energy Queensland | Winter | Coincident | 2016 | ACTUAL_OPG | 40.7598 | 62.2795 | QLD Gladstone Mesh |  |  | FALSE | #N/A | #N/A | #N/A | #N/A | #N/A | #N/A | #N/A | #N/A | #N/A | #N/A
TRUE | QLD | QCARQGST | Gladstone Mesh | Energy Queensland | Winter | Coincident | 2016 | ACTUAL_RAW | 40.7598 | 62.2795 | QLD Gladstone Mesh |  |  | FALSE | #N/A | #N/A | #N/A | #N/A | #N/A | #N/A | #N/A | #N/A | #N/A | #N/A
TRUE | QLD | QCARQGST | Gladstone Mesh | Energy Queensland | Winter | Non-coincident | 2016 | ACTUAL_RAW | 28.2728 | 75.7257 | QLD Gladstone Mesh |  |  | FALSE | #N/A | #N/A | #N/A | #N/A | #N/A | #N/A | #N/A | #N/A | #N/A | #N/A
TRUE | QLD | QCARQGST | Gladstone Mesh | Energy Queensland | Winter | Non-coincident | 2016 | ACTUAL_OPG | 28.2728 | 75.7257 | QLD Gladstone Mesh |  |  | FALSE | #N/A | #N/A | #N/A | #N/A | #N/A | #N/A | #N/A | #N/A | #N/A | #N/A
TRUE | QLD | QCARQGST | Gladstone Mesh | Energy Queensland | Winter | Coincident | 2017 | ACTUAL_OPG | 39.4424 | 53.3853 | QLD Gladstone Mesh |  |  | FALSE | #N/A | #N/A | #N/A | #N/A | #N/A | #N/A | #N/A | #N/A | #N/A | #N/A
TRUE | QLD | QCARQGST | Gladstone Mesh | Energy Queensland | Winter | Coincident | 2017 | ACTUAL_RAW | 39.4424 | 53.3853 | QLD Gladstone Mesh |  |  | FALSE | #N/A | #N/A | #N/A | #N/A | #N/A | #N/A | #N/A | #N/A | #N/A | #N/A
TRUE | QLD | QCARQGST | Gladstone Mesh | Energy Queensland | Winter | Non-coincident | 2017 | ACTUAL_RAW | 25.2791 | 71.4223 | QLD Gladstone Mesh |  |  | FALSE | #N/A | #N/A | #N/A | #N/A | #N/A | #N/A | #N/A | #N/A | #N/A | #N/A
TRUE | QLD | QCARQGST | Gladstone Mesh | Energy Queensland | Winter | Non-coincident | 2017 | ACTUAL_OPG | 25.2791 | 71.4223 | QLD Gladstone Mesh |  |  | FALSE | #N/A | #N/A | #N/A | #N/A | #N/A | #N/A | #N/A | #N/A | #N/A | #N/A
TRUE | QLD | QCARQGST | Gladstone Mesh | Energy Queensland | Winter | Non-coincident | 2017 | ACTUAL_ADJUSTEDOPG | 25.2791 | 71.4223 | QLD Gladstone Mesh |  |  | FALSE | #N/A | #N/A | #N/A | #N/A | #N/A | #N/A | #N/A | #N/A | #N/A | #N/A
TRUE | QLD | QCARQGST | Gladstone Mesh | Energy Queensland | Winter | Coincident | 2018 | ACTUAL_OPG | 39.9227 | 66.707 | QLD Gladstone Mesh |  |  | FALSE | #N/A | #N/A | #N/A | #N/A | #N/A | #N/A | #N/A | #N/A | #N/A | #N/A
TRUE | QLD | QCARQGST | Gladstone Mesh | Energy Queensland | Winter | Coincident | 2018 | ACTUAL_RAW | 39.9227 | 66.707 | QLD Gladstone Mesh |  |  | FALSE | #N/A | #N/A | #N/A | #N/A | #N/A | #N/A | #N/A | #N/A | #N/A | #N/A
TRUE | QLD | QCARQGST | Gladstone Mesh | Energy Queensland | Winter | Non-coincident | 2018 | ACTUAL_RAW | 22.6284 | 79.1057 | QLD Gladstone Mesh |  |  | FALSE | #N/A | #N/A | #N/A | #N/A | #N/A | #N/A | #N/A | #N/A | #N/A | #N/A
TRUE | QLD | QCARQGST | Gladstone Mesh | Energy Queensland | Winter | Non-coincident | 2018 | ACTUAL_OPG | 22.6284 | 79.1057 | QLD Gladstone Mesh |  |  | FALSE | #N/A | #N/A | #N/A | #N/A | #N/A | #N/A | #N/A | #N/A | #N/A | #N/A
TRUE | QLD | QCARQGST | Gladstone Mesh | Energy Queensland | Winter | Non-coincident | 2018 | ACTUAL_ADJUSTEDOPG | 22.6284 | 79.1057 | QLD Gladstone Mesh |  |  | FALSE | #N/A | #N/A | #N/A | #N/A | #N/A | #N/A | #N/A | #N/A | #N/A | #N/A
TRUE | QLD | QCARQGST | Gladstone Mesh | Energy Queensland | Winter | Coincident | 2019 | ACTUAL_OPG | 36.5823 | 64.3255 | QLD Gladstone Mesh |  |  | FALSE | #N/A | #N/A | #N/A | #N/A | #N/A | #N/A | #N/A | #N/A | #N/A | #N/A
TRUE | QLD | QCARQGST | Gladstone Mesh | Energy Queensland | Winter | Coincident | 2019 | ACTUAL_RAW | 36.5823 | 64.3255 | QLD Gladstone Mesh |  |  | FALSE | #N/A | #N/A | #N/A | #N/A | #N/A | #N/A | #N/A | #N/A | #N/A | #N/A
TRUE | QLD | QCARQGST | Gladstone Mesh | Energy Queensland | Winter | Non-coincident | 2019 | ACTUAL_RAW | 25.1534 | 82.6099 | QLD Gladstone Mesh |  |  | FALSE | #N/A | #N/A | #N/A | #N/A | #N/A | #N/A | #N/A | #N/A | #N/A | #N/A
TRUE | QLD | QCARQGST | Gladstone Mesh | Energy Queensland | Winter | Non-coincident | 2019 | ACTUAL_OPG | 25.1534 | 82.6099 | QLD Gladstone Mesh |  |  | FALSE | #N/A | #N/A | #N/A | #N/A | #N/A | #N/A | #N/A | #N/A | #N/A | #N/A
TRUE | QLD | QCARQGST | Gladstone Mesh | Energy Queensland | Winter | Non-coincident | 2019 | ACTUAL_ADJUSTEDOPG | 25.1534 | 82.6099 | QLD Gladstone Mesh |  |  | FALSE | #N/A | #N/A | #N/A | #N/A | #N/A | #N/A | #N/A | #N/A | #N/A | #N/A
TRUE | QLD | QCARQGST | Gladstone Mesh | Energy Queensland | Winter | Non-coincident | 2019 | BASEYEARPOE90 | 20.744 | NA | QLD Gladstone Mesh |  |  | FALSE | #N/A | #N/A | #N/A | #N/A | #N/A | #N/A | #N/A | #N/A | #N/A | #N/A
TRUE | QLD | QCARQGST | Gladstone Mesh | Energy Queensland | Winter | Non-coincident | 2019 | BASEYEARPOE50 | 23.1693 | 79.8526 | QLD Gladstone Mesh |  |  | FALSE | #N/A | #N/A | #N/A | #N/A | #N/A | #N/A | #N/A | #N/A | #N/A | #N/A
TRUE | QLD | QCARQGST | Gladstone Mesh | Energy Queensland | Winter | Coincident_unreconciled | 2020 | POE50 | 40.3013 | NA | QLD Gladstone Mesh |  |  | FALSE | #N/A | #N/A | #N/A | #N/A | #N/A | #N/A | #N/A | #N/A | #N/A | #N/A
TRUE | QLD | QCARQGST | Gladstone Mesh | Energy Queensland | Winter | Coincident_unreconciled | 2020 | POE90 | 34.7911 | NA | QLD Gladstone Mesh |  |  | FALSE | #N/A | #N/A | #N/A | #N/A | #N/A | #N/A | #N/A | #N/A | #N/A | #N/A
TRUE | QLD | QCARQGST | Gladstone Mesh | Energy Queensland | Winter | Non-coincident | 2020 | POE50 | 22.6378 | 80.1506 | QLD Gladstone Mesh |  |  | FALSE | #N/A | #N/A | #N/A | #N/A | #N/A | #N/A | #N/A | #N/A | #N/A | #N/A
TRUE | QLD | QCARQGST | Gladstone Mesh | Energy Queensland | Winter | Non-coincident | 2020 | POE90 | 20.2206 | NA | QLD Gladstone Mesh |  |  | FALSE | #N/A | #N/A | #N/A | #N/A | #N/A | #N/A | #N/A | #N/A | #N/A | #N/A
TRUE | QLD | QCARQGST | Gladstone Mesh | Energy Queensland | Winter | Coincident_unreconciled | 2021 | POE50 | 40.0106 | NA | QLD Gladstone Mesh |  |  | FALSE | #N/A | #N/A | #N/A | #N/A | #N/A | #N/A | #N/A | #N/A | #N/A | #N/A
TRUE | QLD | QCARQGST | Gladstone Mesh | Energy Queensland | Winter | Coincident_unreconciled | 2021 | POE90 | 34.4907 | NA | QLD Gladstone Mesh |  |  | FALSE | #N/A | #N/A | #N/A | #N/A | #N/A | #N/A | #N/A | #N/A | #N/A | #N/A
TRUE | QLD | QCARQGST | Gladstone Mesh | Energy Queensland | Winter | Non-coincident | 2021 | POE50 | 22.5103 | 80.2805 | QLD Gladstone Mesh |  |  | FALSE | #N/A | #N/A | #N/A | #N/A | #N/A | #N/A | #N/A | #N/A | #N/A | #N/A
TRUE | QLD | QCARQGST | Gladstone Mesh | Energy Queensland | Winter | Non-coincident | 2021 | POE90 | 20.0888 | NA | QLD Gladstone Mesh |  |  | FALSE | #N/A | #N/A | #N/A | #N/A | #N/A | #N/A | #N/A | #N/A | #N/A | #N/A
TRUE | QLD | QCARQGST | Gladstone Mesh | Energy Queensland | Winter | Coincident_unreconciled | 2022 | POE50 | 39.56 | NA | QLD Gladstone Mesh |  |  | FALSE | #N/A | #N/A | #N/A | #N/A | #N/A | #N/A | #N/A | #N/A | #N/A | #N/A
TRUE | QLD | QCARQGST | Gladstone Mesh | Energy Queensland | Winter | Coincident_unreconciled | 2022 | POE90 | 34.0072 | NA | QLD Gladstone Mesh |  |  | FALSE | #N/A | #N/A | #N/A | #N/A | #N/A | #N/A | #N/A | #N/A | #N/A | #N/A
TRUE | QLD | QCARQGST | Gladstone Mesh | Energy Queensland | Winter | Non-coincident | 2022 | POE50 | 22.3126 | 80.7472 | QLD Gladstone Mesh |  |  | FALSE | #N/A | #N/A | #N/A | #N/A | #N/A | #N/A | #N/A | #N/A | #N/A | #N/A
TRUE | QLD | QCARQGST | Gladstone Mesh | Energy Queensland | Winter | Non-coincident | 2022 | POE90 | 19.8767 | NA | QLD Gladstone Mesh |  |  | FALSE | #N/A | #N/A | #N/A | #N/A | #N/A | #N/A | #N/A | #N/A | #N/A | #N/A
TRUE | QLD | QCARQGST | Gladstone Mesh | Energy Queensland | Winter | Coincident_unreconciled | 2023 | POE50 | 39.4431 | NA | QLD Gladstone Mesh |  |  | FALSE | #N/A | #N/A | #N/A | #N/A | #N/A | #N/A | #N/A | #N/A | #N/A | #N/A
TRUE | QLD | QCARQGST | Gladstone Mesh | Energy Queensland | Winter | Coincident_unreconciled | 2023 | POE90 | 33.8573 | NA | QLD Gladstone Mesh |  |  | FALSE | #N/A | #N/A | #N/A | #N/A | #N/A | #N/A | #N/A | #N/A | #N/A | #N/A
TRUE | QLD | QCARQGST | Gladstone Mesh | Energy Queensland | Winter | Non-coincident | 2023 | POE50 | 22.2613 | 81.2284 | QLD Gladstone Mesh |  |  | FALSE | #N/A | #N/A | #N/A | #N/A | #N/A | #N/A | #N/A | #N/A | #N/A | #N/A
TRUE | QLD | QCARQGST | Gladstone Mesh | Energy Queensland | Winter | Non-coincident | 2023 | POE90 | 19.811 | NA | QLD Gladstone Mesh |  |  | FALSE | #N/A | #N/A | #N/A | #N/A | #N/A | #N/A | #N/A | #N/A | #N/A | #N/A
TRUE | QLD | QCARQGST | Gladstone Mesh | Energy Queensland | Winter | Coincident_unreconciled | 2024 | POE50 | 39.8285 | NA | QLD Gladstone Mesh |  |  | FALSE | #N/A | #N/A | #N/A | #N/A | #N/A | #N/A | #N/A | #N/A | #N/A | #N/A
TRUE | QLD | QCARQGST | Gladstone Mesh | Energy Queensland | Winter | Coincident_unreconciled | 2024 | POE90 | 34.2098 | NA | QLD Gladstone Mesh |  |  | FALSE | #N/A | #N/A | #N/A | #N/A | #N/A | #N/A | #N/A | #N/A | #N/A | #N/A
TRUE | QLD | QCARQGST | Gladstone Mesh | Energy Queensland | Winter | Non-coincident | 2024 | POE50 | 22.4304 | 81.6923 | QLD Gladstone Mesh |  |  | FALSE | #N/A | #N/A | #N/A | #N/A | #N/A | #N/A | #N/A | #N/A | #N/A | #N/A
TRUE | QLD | QCARQGST | Gladstone Mesh | Energy Queensland | Winter | Non-coincident | 2024 | POE90 | 19.9656 | NA | QLD Gladstone Mesh |  |  | FALSE | #N/A | #N/A | #N/A | #N/A | #N/A | #N/A | #N/A | #N/A | #N/A | #N/A
TRUE | QLD | QCARQGST | Gladstone Mesh | Energy Queensland | Winter | Coincident_unreconciled | 2025 | POE50 | 40.2916 | NA | QLD Gladstone Mesh |  |  | FALSE | #N/A | #N/A | #N/A | #N/A | #N/A | #N/A | #N/A | #N/A | #N/A | #N/A
TRUE | QLD | QCARQGST | Gladstone Mesh | Energy Queensland | Winter | Coincident_unreconciled | 2025 | POE90 | 34.6398 | NA | QLD Gladstone Mesh |  |  | FALSE | #N/A | #N/A | #N/A | #N/A | #N/A | #N/A | #N/A | #N/A | #N/A | #N/A
TRUE | QLD | QCARQGST | Gladstone Mesh | Energy Queensland | Winter | Non-coincident | 2025 | POE50 | 22.6335 | 82.167 | QLD Gladstone Mesh |  |  | FALSE | #N/A | #N/A | #N/A | #N/A | #N/A | #N/A | #N/A | #N/A | #N/A | #N/A
TRUE | QLD | QCARQGST | Gladstone Mesh | Energy Queensland | Winter | Non-coincident | 2025 | POE90 | 20.1542 | NA | QLD Gladstone Mesh |  |  | FALSE | #N/A | #N/A | #N/A | #N/A | #N/A | #N/A | #N/A | #N/A | #N/A | #N/A
TRUE | QLD | QCARQGST | Gladstone Mesh | Energy Queensland | Winter | Coincident_unreconciled | 2026 | POE50 | 40.9173 | NA | QLD Gladstone Mesh |  |  | FALSE | #N/A | #N/A | #N/A | #N/A | #N/A | #N/A | #N/A | #N/A | #N/A | #N/A
TRUE | QLD | QCARQGST | Gladstone Mesh | Energy Queensland | Winter | Coincident_unreconciled | 2026 | POE90 | 35.2319 | NA | QLD Gladstone Mesh |  |  | FALSE | #N/A | #N/A | #N/A | #N/A | #N/A | #N/A | #N/A | #N/A | #N/A | #N/A
TRUE | QLD | QCARQGST | Gladstone Mesh | Energy Queensland | Winter | Non-coincident | 2026 | POE50 | 22.908 | 82.6752 | QLD Gladstone Mesh |  |  | FALSE | #N/A | #N/A | #N/A | #N/A | #N/A | #N/A | #N/A | #N/A | #N/A | #N/A
TRUE | QLD | QCARQGST | Gladstone Mesh | Energy Queensland | Winter | Non-coincident | 2026 | POE90 | 20.4139 | NA | QLD Gladstone Mesh |  |  | FALSE | #N/A | #N/A | #N/A | #N/A | #N/A | #N/A | #N/A | #N/A | #N/A | #N/A
TRUE | QLD | QCARQGST | Gladstone Mesh | Energy Queensland | Winter | Coincident_unreconciled | 2027 | POE50 | 41.7713 | NA | QLD Gladstone Mesh |  |  | FALSE | #N/A | #N/A | #N/A | #N/A | #N/A | #N/A | #N/A | #N/A | #N/A | #N/A
TRUE | QLD | QCARQGST | Gladstone Mesh | Energy Queensland | Winter | Coincident_unreconciled | 2027 | POE90 | 36.0459 | NA | QLD Gladstone Mesh |  |  | FALSE | #N/A | #N/A | #N/A | #N/A | #N/A | #N/A | #N/A | #N/A | #N/A | #N/A
TRUE | QLD | QCARQGST | Gladstone Mesh | Energy Queensland | Winter | Non-coincident | 2027 | POE50 | 23.2826 | 83.3371 | QLD Gladstone Mesh |  |  | FALSE | #N/A | #N/A | #N/A | #N/A | #N/A | #N/A | #N/A | #N/A | #N/A | #N/A
TRUE | QLD | QCARQGST | Gladstone Mesh | Energy Queensland | Winter | Non-coincident | 2027 | POE90 | 20.771 | NA | QLD Gladstone Mesh |  |  | FALSE | #N/A | #N/A | #N/A | #N/A | #N/A | #N/A | #N/A | #N/A | #N/A | #N/A
TRUE | QLD | QCARQGST | Gladstone Mesh | Energy Queensland | Winter | Coincident_unreconciled | 2028 | POE50 | 42.7973 | NA | QLD Gladstone Mesh |  |  | FALSE | #N/A | #N/A | #N/A | #N/A | #N/A | #N/A | #N/A | #N/A | #N/A | #N/A
TRUE | QLD | QCARQGST | Gladstone Mesh | Energy Queensland | Winter | Coincident_unreconciled | 2028 | POE90 | 37.0319 | NA | QLD Gladstone Mesh |  |  | FALSE | #N/A | #N/A | #N/A | #N/A | #N/A | #N/A | #N/A | #N/A | #N/A | #N/A
TRUE | QLD | QCARQGST | Gladstone Mesh | Energy Queensland | Winter | Non-coincident | 2028 | POE50 | 23.7327 | 84.058 | QLD Gladstone Mesh |  |  | FALSE | #N/A | #N/A | #N/A | #N/A | #N/A | #N/A | #N/A | #N/A | #N/A | #N/A
TRUE | QLD | QCARQGST | Gladstone Mesh | Energy Queensland | Winter | Non-coincident | 2028 | POE90 | 21.2036 | NA | QLD Gladstone Mesh |  |  | FALSE | #N/A | #N/A | #N/A | #N/A | #N/A | #N/A | #N/A | #N/A | #N/A | #N/A
TRUE | QLD | QCARQGST | Gladstone Mesh | Energy Queensland | Winter | Coincident_unreconciled | 2029 | POE50 | 44.072 | NA | QLD Gladstone Mesh |  |  | FALSE | #N/A | #N/A | #N/A | #N/A | #N/A | #N/A | #N/A | #N/A | #N/A | #N/A
TRUE | QLD | QCARQGST | Gladstone Mesh | Energy Queensland | Winter | Coincident_unreconciled | 2029 | POE90 | 38.2665 | NA | QLD Gladstone Mesh |  |  | FALSE | #N/A | #N/A | #N/A | #N/A | #N/A | #N/A | #N/A | #N/A | #N/A | #N/A
TRUE | QLD | QCARQGST | Gladstone Mesh | Energy Queensland | Winter | Non-coincident | 2029 | POE50 | 24.2919 | 84.8383 | QLD Gladstone Mesh |  |  | FALSE | #N/A | #N/A | #N/A | #N/A | #N/A | #N/A | #N/A | #N/A | #N/A | #N/A
TRUE | QLD | QCARQGST | Gladstone Mesh | Energy Queensland | Winter | Non-coincident | 2029 | POE90 | 21.7452 | NA | QLD Gladstone Mesh |  |  | FALSE | #N/A | #N/A | #N/A | #N/A | #N/A | #N/A | #N/A | #N/A | #N/A | #N/A
TRUE | QLD | QCARQGST | Gladstone Mesh | Energy Queensland | Shoulder | Non-coincident | 2019 | BASEYEARPOE10 | NA | 77.6468 | QLD Gladstone Mesh |  |  | FALSE | #N/A | #N/A | #N/A | #N/A | #N/A | #N/A | #N/A | #N/A | #N/A | #N/A
TRUE | QLD | QCARQGST | Gladstone Mesh | Energy Queensland | Shoulder | Coincident | 2021 | POE10 | NA | 62.968 | QLD Gladstone Mesh |  |  | FALSE | #N/A | #N/A | #N/A | #N/A | #N/A | #N/A | #N/A | #N/A | #N/A | #N/A
TRUE | QLD | QCARQGST | Gladstone Mesh | Energy Queensland | Shoulder | Coincident | 2021 | POE50 | NA | 63.7788 | QLD Gladstone Mesh |  |  | FALSE | #N/A | #N/A | #N/A | #N/A | #N/A | #N/A | #N/A | #N/A | #N/A | #N/A
TRUE | QLD | QCARQGST | Gladstone Mesh | Energy Queensland | Shoulder | Non-coincident | 2021 | POE10 | NA | 77.7772 | QLD Gladstone Mesh |  |  | FALSE | #N/A | #N/A | #N/A | #N/A | #N/A | #N/A | #N/A | #N/A | #N/A | #N/A
TRUE | QLD | QCARQGST | Gladstone Mesh | Energy Queensland | Shoulder | Coincident | 2022 | POE10 | NA | 64.9574 | QLD Gladstone Mesh |  |  | FALSE | #N/A | #N/A | #N/A | #N/A | #N/A | #N/A | #N/A | #N/A | #N/A | #N/A
TRUE | QLD | QCARQGST | Gladstone Mesh | Energy Queensland | Shoulder | Coincident | 2022 | POE50 | NA | 64.6961 | QLD Gladstone Mesh |  |  | FALSE | #N/A | #N/A | #N/A | #N/A | #N/A | #N/A | #N/A | #N/A | #N/A | #N/A
TRUE | QLD | QCARQGST | Gladstone Mesh | Energy Queensland | Shoulder | Non-coincident | 2022 | POE10 | NA | 78.0807 | QLD Gladstone Mesh |  |  | FALSE | #N/A | #N/A | #N/A | #N/A | #N/A | #N/A | #N/A | #N/A | #N/A | #N/A
TRUE | QLD | QCARQGST | Gladstone Mesh | Energy Queensland | Shoulder | Coincident | 2023 | POE10 | NA | 65.4642 | QLD Gladstone Mesh |  |  | FALSE | #N/A | #N/A | #N/A | #N/A | #N/A | #N/A | #N/A | #N/A | #N/A | #N/A
TRUE | QLD | QCARQGST | Gladstone Mesh | Energy Queensland | Shoulder | Coincident | 2023 | POE50 | NA | 65.5162 | QLD Gladstone Mesh |  |  | FALSE | #N/A | #N/A | #N/A | #N/A | #N/A | #N/A | #N/A | #N/A | #N/A | #N/A
TRUE | QLD | QCARQGST | Gladstone Mesh | Energy Queensland | Shoulder | Non-coincident | 2023 | POE10 | NA | 78.5405 | QLD Gladstone Mesh |  |  | FALSE | #N/A | #N/A | #N/A | #N/A | #N/A | #N/A | #N/A | #N/A | #N/A | #N/A
TRUE | QLD | QCARQGST | Gladstone Mesh | Energy Queensland | Shoulder | Coincident | 2024 | POE10 | NA | 66.1616 | QLD Gladstone Mesh |  |  | FALSE | #N/A | #N/A | #N/A | #N/A | #N/A | #N/A | #N/A | #N/A | #N/A | #N/A
TRUE | QLD | QCARQGST | Gladstone Mesh | Energy Queensland | Shoulder | Coincident | 2024 | POE50 | NA | 67.0854 | QLD Gladstone Mesh |  |  | FALSE | #N/A | #N/A | #N/A | #N/A | #N/A | #N/A | #N/A | #N/A | #N/A | #N/A
TRUE | QLD | QCARQGST | Gladstone Mesh | Energy Queensland | Shoulder | Non-coincident | 2024 | POE10 | NA | 78.997 | QLD Gladstone Mesh |  |  | FALSE | #N/A | #N/A | #N/A | #N/A | #N/A | #N/A | #N/A | #N/A | #N/A | #N/A
TRUE | QLD | QCARQGST | Gladstone Mesh | Energy Queensland | Shoulder | Coincident | 2025 | POE10 | NA | 66.7483 | QLD Gladstone Mesh |  |  | FALSE | #N/A | #N/A | #N/A | #N/A | #N/A | #N/A | #N/A | #N/A | #N/A | #N/A
TRUE | QLD | QCARQGST | Gladstone Mesh | Energy Queensland | Shoulder | Coincident | 2025 | POE50 | NA | 67.1892 | QLD Gladstone Mesh |  |  | FALSE | #N/A | #N/A | #N/A | #N/A | #N/A | #N/A | #N/A | #N/A | #N/A | #N/A
TRUE | QLD | QCARQGST | Gladstone Mesh | Energy Queensland | Shoulder | Non-coincident | 2025 | POE10 | NA | 79.45 | QLD Gladstone Mesh |  |  | FALSE | #N/A | #N/A | #N/A | #N/A | #N/A | #N/A | #N/A | #N/A | #N/A | #N/A
TRUE | QLD | QCARQGST | Gladstone Mesh | Energy Queensland | Shoulder | Coincident | 2026 | POE10 | NA | 66.7962 | QLD Gladstone Mesh |  |  | FALSE | #N/A | #N/A | #N/A | #N/A | #N/A | #N/A | #N/A | #N/A | #N/A | #N/A
TRUE | QLD | QCARQGST | Gladstone Mesh | Energy Queensland | Shoulder | Coincident | 2026 | POE50 | NA | 67.6082 | QLD Gladstone Mesh |  |  | FALSE | #N/A | #N/A | #N/A | #N/A | #N/A | #N/A | #N/A | #N/A | #N/A | #N/A
TRUE | QLD | QCARQGST | Gladstone Mesh | Energy Queensland | Shoulder | Non-coincident | 2026 | POE10 | NA | 79.9194 | QLD Gladstone Mesh |  |  | FALSE | #N/A | #N/A | #N/A | #N/A | #N/A | #N/A | #N/A | #N/A | #N/A | #N/A
TRUE | QLD | QCARQGST | Gladstone Mesh | Energy Queensland | Shoulder | Coincident | 2027 | POE10 | NA | 66.9901 | QLD Gladstone Mesh |  |  | FALSE | #N/A | #N/A | #N/A | #N/A | #N/A | #N/A | #N/A | #N/A | #N/A | #N/A
TRUE | QLD | QCARQGST | Gladstone Mesh | Energy Queensland | Shoulder | Coincident | 2027 | POE50 | NA | 67.7391 | QLD Gladstone Mesh |  |  | FALSE | #N/A | #N/A | #N/A | #N/A | #N/A | #N/A | #N/A | #N/A | #N/A | #N/A
TRUE | QLD | QCARQGST | Gladstone Mesh | Energy Queensland | Shoulder | Non-coincident | 2027 | POE10 | NA | 80.486 | QLD Gladstone Mesh |  |  | FALSE | #N/A | #N/A | #N/A | #N/A | #N/A | #N/A | #N/A | #N/A | #N/A | #N/A
TRUE | QLD | QCARQGST | Gladstone Mesh | Energy Queensland | Shoulder | Coincident | 2028 | POE10 | NA | 67.2861 | QLD Gladstone Mesh |  |  | FALSE | #N/A | #N/A | #N/A | #N/A | #N/A | #N/A | #N/A | #N/A | #N/A | #N/A
TRUE | QLD | QCARQGST | Gladstone Mesh | Energy Queensland | Shoulder | Coincident | 2028 | POE50 | NA | 68.2046 | QLD Gladstone Mesh |  |  | FALSE | #N/A | #N/A | #N/A | #N/A | #N/A | #N/A | #N/A | #N/A | #N/A | #N/A
TRUE | QLD | QCARQGST | Gladstone Mesh | Energy Queensland | Shoulder | Non-coincident | 2028 | POE10 | NA | 81.1496 | QLD Gladstone Mesh |  |  | FALSE | #N/A | #N/A | #N/A | #N/A | #N/A | #N/A | #N/A | #N/A | #N/A | #N/A
TRUE | QLD | QCARQGST | Gladstone Mesh | Energy Queensland | Shoulder | Coincident | 2029 | POE10 | NA | 68.5141 | QLD Gladstone Mesh |  |  | FALSE | #N/A | #N/A | #N/A | #N/A | #N/A | #N/A | #N/A | #N/A | #N/A | #N/A
TRUE | QLD | QCARQGST | Gladstone Mesh | Energy Queensland | Shoulder | Coincident | 2029 | POE50 | NA | 69.0423 | QLD Gladstone Mesh |  |  | FALSE | #N/A | #N/A | #N/A | #N/A | #N/A | #N/A | #N/A | #N/A | #N/A | #N/A
TRUE | QLD | QCARQGST | Gladstone Mesh | Energy Queensland | Shoulder | Non-coincident | 2029 | POE10 | NA | 81.8679 | QLD Gladstone Mesh |  |  | FALSE | #N/A | #N/A | #N/A | #N/A | #N/A | #N/A | #N/A | #N/A | #N/A | #N/A
TRUE | QLD | QCARQGST | Gladstone Mesh | Energy Queensland | Shoulder | Coincident | 2030 | POE10 | NA | 69.148 | QLD Gladstone Mesh |  |  | FALSE | #N/A | #N/A | #N/A | #N/A | #N/A | #N/A | #N/A | #N/A | #N/A | #N/A
TRUE | QLD | QCARQGST | Gladstone Mesh | Energy Queensland | Shoulder | Coincident | 2030 | POE50 | NA | 69.7555 | QLD Gladstone Mesh |  |  | FALSE | #N/A | #N/A | #N/A | #N/A | #N/A | #N/A | #N/A | #N/A | #N/A | #N/A
TRUE | QLD | QCARQGST | Gladstone Mesh | Energy Queensland | Shoulder | Non-coincident | 2030 | POE10 | NA | 82.6306 | QLD Gladstone Mesh |  |  | FALSE | #N/A | #N/A | #N/A | #N/A | #N/A | #N/A | #N/A | #N/A | #N/A | #N/A
TRUE | QLD | QCARQGST | Gladstone Mesh | Energy Queensland | Summer | Non-coincident | 2019 | BASEYEARPOE10 | NA | 97.4665 | QLD Gladstone Mesh |  |  | FALSE | #N/A | #N/A | #N/A | #N/A | #N/A | #N/A | #N/A | #N/A | #N/A | #N/A
TRUE | QLD | QCARQGST | Gladstone Mesh | Energy Queensland | Summer | Coincident | 2021 | POE10 | NA | 78.5299 | QLD Gladstone Mesh |  |  | FALSE | #N/A | #N/A | #N/A | #N/A | #N/A | #N/A | #N/A | #N/A | #N/A | #N/A
TRUE | QLD | QCARQGST | Gladstone Mesh | Energy Queensland | Summer | Coincident | 2021 | POE50 | NA | 77.631 | QLD Gladstone Mesh |  |  | FALSE | #N/A | #N/A | #N/A | #N/A | #N/A | #N/A | #N/A | #N/A | #N/A | #N/A
TRUE | QLD | QCARQGST | Gladstone Mesh | Energy Queensland | Summer | Non-coincident | 2021 | POE10 | NA | 97.763 | QLD Gladstone Mesh |  |  | FALSE | #N/A | #N/A | #N/A | #N/A | #N/A | #N/A | #N/A | #N/A | #N/A | #N/A
TRUE | QLD | QCARQGST | Gladstone Mesh | Energy Queensland | Summer | Coincident | 2022 | POE10 | NA | 80.2729 | QLD Gladstone Mesh |  |  | FALSE | #N/A | #N/A | #N/A | #N/A | #N/A | #N/A | #N/A | #N/A | #N/A | #N/A
TRUE | QLD | QCARQGST | Gladstone Mesh | Energy Queensland | Summer | Coincident | 2022 | POE50 | NA | 79.2331 | QLD Gladstone Mesh |  |  | FALSE | #N/A | #N/A | #N/A | #N/A | #N/A | #N/A | #N/A | #N/A | #N/A | #N/A
TRUE | QLD | QCARQGST | Gladstone Mesh | Energy Queensland | Summer | Non-coincident | 2022 | POE10 | NA | 98.1502 | QLD Gladstone Mesh |  |  | FALSE | #N/A | #N/A | #N/A | #N/A | #N/A | #N/A | #N/A | #N/A | #N/A | #N/A
TRUE | QLD | QCARQGST | Gladstone Mesh | Energy Queensland | Summer | Coincident | 2023 | POE10 | NA | 81.1934 | QLD Gladstone Mesh |  |  | FALSE | #N/A | #N/A | #N/A | #N/A | #N/A | #N/A | #N/A | #N/A | #N/A | #N/A
TRUE | QLD | QCARQGST | Gladstone Mesh | Energy Queensland | Summer | Coincident | 2023 | POE50 | NA | 79.9658 | QLD Gladstone Mesh |  |  | FALSE | #N/A | #N/A | #N/A | #N/A | #N/A | #N/A | #N/A | #N/A | #N/A | #N/A
TRUE | QLD | QCARQGST | Gladstone Mesh | Energy Queensland | Summer | Non-coincident | 2023 | POE10 | NA | 98.7319 | QLD Gladstone Mesh |  |  | FALSE | #N/A | #N/A | #N/A | #N/A | #N/A | #N/A | #N/A | #N/A | #N/A | #N/A
TRUE | QLD | QCARQGST | Gladstone Mesh | Energy Queensland | Summer | Coincident | 2024 | POE10 | NA | 82.6096 | QLD Gladstone Mesh |  |  | FALSE | #N/A | #N/A | #N/A | #N/A | #N/A | #N/A | #N/A | #N/A | #N/A | #N/A
TRUE | QLD | QCARQGST | Gladstone Mesh | Energy Queensland | Summer | Coincident | 2024 | POE50 | NA | 81.4404 | QLD Gladstone Mesh |  |  | FALSE | #N/A | #N/A | #N/A | #N/A | #N/A | #N/A | #N/A | #N/A | #N/A | #N/A
TRUE | QLD | QCARQGST | Gladstone Mesh | Energy Queensland | Summer | Non-coincident | 2024 | POE10 | NA | 99.3116 | QLD Gladstone Mesh |  |  | FALSE | #N/A | #N/A | #N/A | #N/A | #N/A | #N/A | #N/A | #N/A | #N/A | #N/A
TRUE | QLD | QCARQGST | Gladstone Mesh | Energy Queensland | Summer | Coincident | 2025 | POE10 | NA | 82.7074 | QLD Gladstone Mesh |  |  | FALSE | #N/A | #N/A | #N/A | #N/A | #N/A | #N/A | #N/A | #N/A | #N/A | #N/A
TRUE | QLD | QCARQGST | Gladstone Mesh | Energy Queensland | Summer | Coincident | 2025 | POE50 | NA | 81.9591 | QLD Gladstone Mesh |  |  | FALSE | #N/A | #N/A | #N/A | #N/A | #N/A | #N/A | #N/A | #N/A | #N/A | #N/A
TRUE | QLD | QCARQGST | Gladstone Mesh | Energy Queensland | Summer | Non-coincident | 2025 | POE10 | NA | 99.8967 | QLD Gladstone Mesh |  |  | FALSE | #N/A | #N/A | #N/A | #N/A | #N/A | #N/A | #N/A | #N/A | #N/A | #N/A
TRUE | QLD | QCARQGST | Gladstone Mesh | Energy Queensland | Summer | Coincident | 2026 | POE10 | NA | 83.5693 | QLD Gladstone Mesh |  |  | FALSE | #N/A | #N/A | #N/A | #N/A | #N/A | #N/A | #N/A | #N/A | #N/A | #N/A
TRUE | QLD | QCARQGST | Gladstone Mesh | Energy Queensland | Summer | Coincident | 2026 | POE50 | NA | 82.5414 | QLD Gladstone Mesh |  |  | FALSE | #N/A | #N/A | #N/A | #N/A | #N/A | #N/A | #N/A | #N/A | #N/A | #N/A
TRUE | QLD | QCARQGST | Gladstone Mesh | Energy Queensland | Summer | Non-coincident | 2026 | POE10 | NA | 100.5168 | QLD Gladstone Mesh |  |  | FALSE | #N/A | #N/A | #N/A | #N/A | #N/A | #N/A | #N/A | #N/A | #N/A | #N/A
TRUE | QLD | QCARQGST | Gladstone Mesh | Energy Queensland | Summer | Coincident | 2027 | POE10 | NA | 83.5484 | QLD Gladstone Mesh |  |  | FALSE | #N/A | #N/A | #N/A | #N/A | #N/A | #N/A | #N/A | #N/A | #N/A | #N/A
TRUE | QLD | QCARQGST | Gladstone Mesh | Energy Queensland | Summer | Coincident | 2027 | POE50 | NA | 82.812 | QLD Gladstone Mesh |  |  | FALSE | #N/A | #N/A | #N/A | #N/A | #N/A | #N/A | #N/A | #N/A | #N/A | #N/A
TRUE | QLD | QCARQGST | Gladstone Mesh | Energy Queensland | Summer | Non-coincident | 2027 | POE10 | NA | 101.2931 | QLD Gladstone Mesh |  |  | FALSE | #N/A | #N/A | #N/A | #N/A | #N/A | #N/A | #N/A | #N/A | #N/A | #N/A
TRUE | QLD | QCARQGST | Gladstone Mesh | Energy Queensland | Summer | Coincident | 2028 | POE10 | NA | 84.3352 | QLD Gladstone Mesh |  |  | FALSE | #N/A | #N/A | #N/A | #N/A | #N/A | #N/A | #N/A | #N/A | #N/A | #N/A
TRUE | QLD | QCARQGST | Gladstone Mesh | Energy Queensland | Summer | Coincident | 2028 | POE50 | NA | 83.5593 | QLD Gladstone Mesh |  |  | FALSE | #N/A | #N/A | #N/A | #N/A | #N/A | #N/A | #N/A | #N/A | #N/A | #N/A
TRUE | QLD | QCARQGST | Gladstone Mesh | Energy Queensland | Summer | Non-coincident | 2028 | POE10 | NA | 102.22 | QLD Gladstone Mesh |  |  | FALSE | #N/A | #N/A | #N/A | #N/A | #N/A | #N/A | #N/A | #N/A | #N/A | #N/A
TRUE | QLD | QCARQGST | Gladstone Mesh | Energy Queensland | Summer | Coincident | 2029 | POE10 | NA | 84.9145 | QLD Gladstone Mesh |  |  | FALSE | #N/A | #N/A | #N/A | #N/A | #N/A | #N/A | #N/A | #N/A | #N/A | #N/A
TRUE | QLD | QCARQGST | Gladstone Mesh | Energy Queensland | Summer | Coincident | 2029 | POE50 | NA | 84.5085 | QLD Gladstone Mesh |  |  | FALSE | #N/A | #N/A | #N/A | #N/A | #N/A | #N/A | #N/A | #N/A | #N/A | #N/A
TRUE | QLD | QCARQGST | Gladstone Mesh | Energy Queensland | Summer | Non-coincident | 2029 | POE10 | NA | 103.2411 | QLD Gladstone Mesh |  |  | FALSE | #N/A | #N/A | #N/A | #N/A | #N/A | #N/A | #N/A | #N/A | #N/A | #N/A
TRUE | QLD | QCARQGST | Gladstone Mesh | Energy Queensland | Summer | Coincident | 2030 | POE10 | NA | 85.8811 | QLD Gladstone Mesh |  |  | FALSE | #N/A | #N/A | #N/A | #N/A | #N/A | #N/A | #N/A | #N/A | #N/A | #N/A
TRUE | QLD | QCARQGST | Gladstone Mesh | Energy Queensland | Summer | Coincident | 2030 | POE50 | NA | 85.0365 | QLD Gladstone Mesh |  |  | FALSE | #N/A | #N/A | #N/A | #N/A | #N/A | #N/A | #N/A | #N/A | #N/A | #N/A
TRUE | QLD | QCARQGST | Gladstone Mesh | Energy Queensland | Summer | Non-coincident | 2030 | POE10 | NA | 104.3493 | QLD Gladstone Mesh |  |  | FALSE | #N/A | #N/A | #N/A | #N/A | #N/A | #N/A | #N/A | #N/A | #N/A | #N/A
TRUE | QLD | QCARQGST | Gladstone Mesh | Energy Queensland | Winter | Non-coincident | 2019 | BASEYEARPOE10 | NA | 84.1122 | QLD Gladstone Mesh |  |  | FALSE | #N/A | #N/A | #N/A | #N/A | #N/A | #N/A | #N/A | #N/A | #N/A | #N/A
TRUE | QLD | QCARQGST | Gladstone Mesh | Energy Queensland | Winter | Coincident | 2020 | POE10 | NA | 67.1321 | QLD Gladstone Mesh |  |  | FALSE | #N/A | #N/A | #N/A | #N/A | #N/A | #N/A | #N/A | #N/A | #N/A | #N/A
TRUE | QLD | QCARQGST | Gladstone Mesh | Energy Queensland | Winter | Coincident | 2020 | POE50 | NA | 63.0904 | QLD Gladstone Mesh |  |  | FALSE | #N/A | #N/A | #N/A | #N/A | #N/A | #N/A | #N/A | #N/A | #N/A | #N/A
TRUE | QLD | QCARQGST | Gladstone Mesh | Energy Queensland | Winter | Non-coincident | 2020 | POE10 | NA | 84.3658 | QLD Gladstone Mesh |  |  | FALSE | #N/A | #N/A | #N/A | #N/A | #N/A | #N/A | #N/A | #N/A | #N/A | #N/A
TRUE | QLD | QCARQGST | Gladstone Mesh | Energy Queensland | Winter | Coincident | 2021 | POE10 | NA | 66.6764 | QLD Gladstone Mesh |  |  | FALSE | #N/A | #N/A | #N/A | #N/A | #N/A | #N/A | #N/A | #N/A | #N/A | #N/A
TRUE | QLD | QCARQGST | Gladstone Mesh | Energy Queensland | Winter | Coincident | 2021 | POE50 | NA | 62.6451 | QLD Gladstone Mesh |  |  | FALSE | #N/A | #N/A | #N/A | #N/A | #N/A | #N/A | #N/A | #N/A | #N/A | #N/A
TRUE | QLD | QCARQGST | Gladstone Mesh | Energy Queensland | Winter | Non-coincident | 2021 | POE10 | NA | 84.5031 | QLD Gladstone Mesh |  |  | FALSE | #N/A | #N/A | #N/A | #N/A | #N/A | #N/A | #N/A | #N/A | #N/A | #N/A
TRUE | QLD | QCARQGST | Gladstone Mesh | Energy Queensland | Winter | Coincident | 2022 | POE10 | NA | 68.5485 | QLD Gladstone Mesh |  |  | FALSE | #N/A | #N/A | #N/A | #N/A | #N/A | #N/A | #N/A | #N/A | #N/A | #N/A
TRUE | QLD | QCARQGST | Gladstone Mesh | Energy Queensland | Winter | Coincident | 2022 | POE50 | NA | 64.4145 | QLD Gladstone Mesh |  |  | FALSE | #N/A | #N/A | #N/A | #N/A | #N/A | #N/A | #N/A | #N/A | #N/A | #N/A
TRUE | QLD | QCARQGST | Gladstone Mesh | Energy Queensland | Winter | Non-coincident | 2022 | POE10 | NA | 84.9949 | QLD Gladstone Mesh |  |  | FALSE | #N/A | #N/A | #N/A | #N/A | #N/A | #N/A | #N/A | #N/A | #N/A | #N/A
TRUE | QLD | QCARQGST | Gladstone Mesh | Energy Queensland | Winter | Coincident | 2023 | POE10 | NA | 69.5939 | QLD Gladstone Mesh |  |  | FALSE | #N/A | #N/A | #N/A | #N/A | #N/A | #N/A | #N/A | #N/A | #N/A | #N/A
TRUE | QLD | QCARQGST | Gladstone Mesh | Energy Queensland | Winter | Coincident | 2023 | POE50 | NA | 65.3351 | QLD Gladstone Mesh |  |  | FALSE | #N/A | #N/A | #N/A | #N/A | #N/A | #N/A | #N/A | #N/A | #N/A | #N/A
TRUE | QLD | QCARQGST | Gladstone Mesh | Energy Queensland | Winter | Non-coincident | 2023 | POE10 | NA | 85.5014 | QLD Gladstone Mesh |  |  | FALSE | #N/A | #N/A | #N/A | #N/A | #N/A | #N/A | #N/A | #N/A | #N/A | #N/A
TRUE | QLD | QCARQGST | Gladstone Mesh | Energy Queensland | Winter | Coincident | 2024 | POE10 | NA | 71.0368 | QLD Gladstone Mesh |  |  | FALSE | #N/A | #N/A | #N/A | #N/A | #N/A | #N/A | #N/A | #N/A | #N/A | #N/A
TRUE | QLD | QCARQGST | Gladstone Mesh | Energy Queensland | Winter | Coincident | 2024 | POE50 | NA | 66.4331 | QLD Gladstone Mesh |  |  | FALSE | #N/A | #N/A | #N/A | #N/A | #N/A | #N/A | #N/A | #N/A | #N/A | #N/A
TRUE | QLD | QCARQGST | Gladstone Mesh | Energy Queensland | Winter | Non-coincident | 2024 | POE10 | NA | 85.9906 | QLD Gladstone Mesh |  |  | FALSE | #N/A | #N/A | #N/A | #N/A | #N/A | #N/A | #N/A | #N/A | #N/A | #N/A
TRUE | QLD | QCARQGST | Gladstone Mesh | Energy Queensland | Winter | Coincident | 2025 | POE10 | NA | 71.2295 | QLD Gladstone Mesh |  |  | FALSE | #N/A | #N/A | #N/A | #N/A | #N/A | #N/A | #N/A | #N/A | #N/A | #N/A
TRUE | QLD | QCARQGST | Gladstone Mesh | Energy Queensland | Winter | Coincident | 2025 | POE50 | NA | 66.7566 | QLD Gladstone Mesh |  |  | FALSE | #N/A | #N/A | #N/A | #N/A | #N/A | #N/A | #N/A | #N/A | #N/A | #N/A
TRUE | QLD | QCARQGST | Gladstone Mesh | Energy Queensland | Winter | Non-coincident | 2025 | POE10 | NA | 86.4905 | QLD Gladstone Mesh |  |  | FALSE | #N/A | #N/A | #N/A | #N/A | #N/A | #N/A | #N/A | #N/A | #N/A | #N/A
TRUE | QLD | QCARQGST | Gladstone Mesh | Energy Queensland | Winter | Coincident | 2026 | POE10 | NA | 71.6209 | QLD Gladstone Mesh |  |  | FALSE | #N/A | #N/A | #N/A | #N/A | #N/A | #N/A | #N/A | #N/A | #N/A | #N/A
TRUE | QLD | QCARQGST | Gladstone Mesh | Energy Queensland | Winter | Coincident | 2026 | POE50 | NA | 67.2511 | QLD Gladstone Mesh |  |  | FALSE | #N/A | #N/A | #N/A | #N/A | #N/A | #N/A | #N/A | #N/A | #N/A | #N/A
TRUE | QLD | QCARQGST | Gladstone Mesh | Energy Queensland | Winter | Non-coincident | 2026 | POE10 | NA | 87.0244 | QLD Gladstone Mesh |  |  | FALSE | #N/A | #N/A | #N/A | #N/A | #N/A | #N/A | #N/A | #N/A | #N/A | #N/A
TRUE | QLD | QCARQGST | Gladstone Mesh | Energy Queensland | Winter | Coincident | 2027 | POE10 | NA | 72.1208 | QLD Gladstone Mesh |  |  | FALSE | #N/A | #N/A | #N/A | #N/A | #N/A | #N/A | #N/A | #N/A | #N/A | #N/A
TRUE | QLD | QCARQGST | Gladstone Mesh | Energy Queensland | Winter | Coincident | 2027 | POE50 | NA | 67.7307 | QLD Gladstone Mesh |  |  | FALSE | #N/A | #N/A | #N/A | #N/A | #N/A | #N/A | #N/A | #N/A | #N/A | #N/A
TRUE | QLD | QCARQGST | Gladstone Mesh | Energy Queensland | Winter | Non-coincident | 2027 | POE10 | NA | 87.7169 | QLD Gladstone Mesh |  |  | FALSE | #N/A | #N/A | #N/A | #N/A | #N/A | #N/A | #N/A | #N/A | #N/A | #N/A
TRUE | QLD | QCARQGST | Gladstone Mesh | Energy Queensland | Winter | Coincident | 2028 | POE10 | NA | 73.4697 | QLD Gladstone Mesh |  |  | FALSE | #N/A | #N/A | #N/A | #N/A | #N/A | #N/A | #N/A | #N/A | #N/A | #N/A
TRUE | QLD | QCARQGST | Gladstone Mesh | Energy Queensland | Winter | Coincident | 2028 | POE50 | NA | 68.4687 | QLD Gladstone Mesh |  |  | FALSE | #N/A | #N/A | #N/A | #N/A | #N/A | #N/A | #N/A | #N/A | #N/A | #N/A
TRUE | QLD | QCARQGST | Gladstone Mesh | Energy Queensland | Winter | Non-coincident | 2028 | POE10 | NA | 88.4684 | QLD Gladstone Mesh |  |  | FALSE | #N/A | #N/A | #N/A | #N/A | #N/A | #N/A | #N/A | #N/A | #N/A | #N/A
TRUE | QLD | QCARQGST | Gladstone Mesh | Energy Queensland | Winter | Coincident | 2029 | POE10 | NA | 73.7441 | QLD Gladstone Mesh |  |  | FALSE | #N/A | #N/A | #N/A | #N/A | #N/A | #N/A | #N/A | #N/A | #N/A | #N/A
TRUE | QLD | QCARQGST | Gladstone Mesh | Energy Queensland | Winter | Coincident | 2029 | POE50 | NA | 69.091 | QLD Gladstone Mesh |  |  | FALSE | #N/A | #N/A | #N/A | #N/A | #N/A | #N/A | #N/A | #N/A | #N/A | #N/A
TRUE | QLD | QCARQGST | Gladstone Mesh | Energy Queensland | Winter | Non-coincident | 2029 | POE10 | NA | 89.2793 | QLD Gladstone Mesh |  |  | FALSE | #N/A | #N/A | #N/A | #N/A | #N/A | #N/A | #N/A | #N/A | #N/A | #N/A
TRUE | QLD | QCBL | Columboola | Energy Queensland | Shoulder | Coincident | 2017 | ACTUAL_OPG | 22.0076 | 44.5967 | QLD Columboola |  |  | FALSE | #N/A | #N/A | #N/A | #N/A | #N/A | #N/A | #N/A | #N/A | #N/A | #N/A
TRUE | QLD | QCBL | Columboola | Energy Queensland | Shoulder | Coincident | 2017 | ACTUAL_RAW | 22.1514 | 44.6861 | QLD Columboola |  |  | FALSE | #N/A | #N/A | #N/A | #N/A | #N/A | #N/A | #N/A | #N/A | #N/A | #N/A
TRUE | QLD | QCBL | Columboola | Energy Queensland | Shoulder | Non-coincident | 2017 | ACTUAL_RAW | -38.1736 | 52.7986 | QLD Columboola |  |  | FALSE | #N/A | #N/A | #N/A | #N/A | #N/A | #N/A | #N/A | #N/A | #N/A | #N/A
TRUE | QLD | QCBL | Columboola | Energy Queensland | Shoulder | Non-coincident | 2017 | ACTUAL_OPG | 18.1758 | 52.6638 | QLD Columboola |  |  | FALSE | #N/A | #N/A | #N/A | #N/A | #N/A | #N/A | #N/A | #N/A | #N/A | #N/A
TRUE | QLD | QCBL | Columboola | Energy Queensland | Shoulder | Non-coincident | 2017 | ACTUAL_ADJUSTEDOPG | 18.1758 | 52.6638 | QLD Columboola |  |  | FALSE | #N/A | #N/A | #N/A | #N/A | #N/A | #N/A | #N/A | #N/A | #N/A | #N/A
TRUE | QLD | QCBL | Columboola | Energy Queensland | Shoulder | Coincident | 2018 | ACTUAL_OPG | 19.5061 | 42.5638 | QLD Columboola |  |  | FALSE | #N/A | #N/A | #N/A | #N/A | #N/A | #N/A | #N/A | #N/A | #N/A | #N/A
TRUE | QLD | QCBL | Columboola | Energy Queensland | Shoulder | Coincident | 2018 | ACTUAL_RAW | 19.649 | 42.7184 | QLD Columboola |  |  | FALSE | #N/A | #N/A | #N/A | #N/A | #N/A | #N/A | #N/A | #N/A | #N/A | #N/A
TRUE | QLD | QCBL | Columboola | Energy Queensland | Shoulder | Non-coincident | 2018 | ACTUAL_RAW | -45.3443 | 52.9992 | QLD Columboola |  |  | FALSE | #N/A | #N/A | #N/A | #N/A | #N/A | #N/A | #N/A | #N/A | #N/A | #N/A
TRUE | QLD | QCBL | Columboola | Energy Queensland | Shoulder | Non-coincident | 2018 | ACTUAL_OPG | 15.4735 | 56.199 | QLD Columboola |  |  | FALSE | #N/A | #N/A | #N/A | #N/A | #N/A | #N/A | #N/A | #N/A | #N/A | #N/A
TRUE | QLD | QCBL | Columboola | Energy Queensland | Shoulder | Non-coincident | 2018 | ACTUAL_ADJUSTEDOPG | 15.4735 | 56.199 | QLD Columboola |  |  | FALSE | #N/A | #N/A | #N/A | #N/A | #N/A | #N/A | #N/A | #N/A | #N/A | #N/A
TRUE | QLD | QCBL | Columboola | Energy Queensland | Shoulder | Coincident | 2019 | ACTUAL_OPG | 18.5968 | 46.0512 | QLD Columboola |  |  | FALSE | #N/A | #N/A | #N/A | #N/A | #N/A | #N/A | #N/A | #N/A | #N/A | #N/A
TRUE | QLD | QCBL | Columboola | Energy Queensland | Shoulder | Coincident | 2019 | ACTUAL_RAW | 18.8188 | 46.1812 | QLD Columboola |  |  | FALSE | #N/A | #N/A | #N/A | #N/A | #N/A | #N/A | #N/A | #N/A | #N/A | #N/A
TRUE | QLD | QCBL | Columboola | Energy Queensland | Shoulder | Non-coincident | 2019 | ACTUAL_RAW | -43.1936 | 49.4794 | QLD Columboola |  |  | FALSE | #N/A | #N/A | #N/A | #N/A | #N/A | #N/A | #N/A | #N/A | #N/A | #N/A
TRUE | QLD | QCBL | Columboola | Energy Queensland | Shoulder | Non-coincident | 2019 | ACTUAL_OPG | 14.8204 | 50.8269 | QLD Columboola |  |  | FALSE | #N/A | #N/A | #N/A | #N/A | #N/A | #N/A | #N/A | #N/A | #N/A | #N/A
TRUE | QLD | QCBL | Columboola | Energy Queensland | Shoulder | Non-coincident | 2019 | ACTUAL_ADJUSTEDOPG | 14.8204 | 50.8269 | QLD Columboola |  |  | FALSE | #N/A | #N/A | #N/A | #N/A | #N/A | #N/A | #N/A | #N/A | #N/A | #N/A
TRUE | QLD | QCBL | Columboola | Energy Queensland | Shoulder | Non-coincident | 2019 | BASEYEARPOE90 | 12.0605 | NA | QLD Columboola |  |  | FALSE | #N/A | #N/A | #N/A | #N/A | #N/A | #N/A | #N/A | #N/A | #N/A | #N/A
TRUE | QLD | QCBL | Columboola | Energy Queensland | Shoulder | Non-coincident | 2019 | BASEYEARPOE50 | 13.9208 | 51.4182 | QLD Columboola |  |  | FALSE | #N/A | #N/A | #N/A | #N/A | #N/A | #N/A | #N/A | #N/A | #N/A | #N/A
TRUE | QLD | QCBL | Columboola | Energy Queensland | Shoulder | Coincident | 2020 | ACTUAL_OPG | 15.066 | 45.7031 | QLD Columboola |  |  | FALSE | #N/A | #N/A | #N/A | #N/A | #N/A | #N/A | #N/A | #N/A | #N/A | #N/A
TRUE | QLD | QCBL | Columboola | Energy Queensland | Shoulder | Coincident | 2020 | ACTUAL_RAW | 15.21 | -18.4229 | QLD Columboola |  |  | FALSE | #N/A | #N/A | #N/A | #N/A | #N/A | #N/A | #N/A | #N/A | #N/A | #N/A
TRUE | QLD | QCBL | Columboola | Energy Queensland | Shoulder | Non-coincident | 2020 | ACTUAL_RAW | -44.9154 | 58.0214 | QLD Columboola |  |  | FALSE | #N/A | #N/A | #N/A | #N/A | #N/A | #N/A | #N/A | #N/A | #N/A | #N/A
TRUE | QLD | QCBL | Columboola | Energy Queensland | Shoulder | Non-coincident | 2020 | ACTUAL_OPG | 14.8335 | 57.8954 | QLD Columboola |  |  | FALSE | #N/A | #N/A | #N/A | #N/A | #N/A | #N/A | #N/A | #N/A | #N/A | #N/A
TRUE | QLD | QCBL | Columboola | Energy Queensland | Shoulder | Non-coincident | 2020 | ACTUAL_ADJUSTEDOPG | 14.8335 | 57.8954 | QLD Columboola |  |  | FALSE | #N/A | #N/A | #N/A | #N/A | #N/A | #N/A | #N/A | #N/A | #N/A | #N/A
TRUE | QLD | QCBL | Columboola | Energy Queensland | Shoulder | Coincident_unreconciled | 2021 | POE50 | 13.9529 | NA | QLD Columboola |  |  | FALSE | #N/A | #N/A | #N/A | #N/A | #N/A | #N/A | #N/A | #N/A | #N/A | #N/A
TRUE | QLD | QCBL | Columboola | Energy Queensland | Shoulder | Coincident_unreconciled | 2021 | POE90 | 12.0577 | NA | QLD Columboola |  |  | FALSE | #N/A | #N/A | #N/A | #N/A | #N/A | #N/A | #N/A | #N/A | #N/A | #N/A
TRUE | QLD | QCBL | Columboola | Energy Queensland | Shoulder | Non-coincident | 2021 | POE50 | 17 | 51.6063 | QLD Columboola |  |  | FALSE | #N/A | #N/A | #N/A | #N/A | #N/A | #N/A | #N/A | #N/A | #N/A | #N/A
TRUE | QLD | QCBL | Columboola | Energy Queensland | Shoulder | Non-coincident | 2021 | POE90 | 15.524 | NA | QLD Columboola |  |  | FALSE | #N/A | #N/A | #N/A | #N/A | #N/A | #N/A | #N/A | #N/A | #N/A | #N/A
TRUE | QLD | QCBL | Columboola | Energy Queensland | Shoulder | Coincident_unreconciled | 2022 | POE50 | 12.5262 | NA | QLD Columboola |  |  | FALSE | #N/A | #N/A | #N/A | #N/A | #N/A | #N/A | #N/A | #N/A | #N/A | #N/A
TRUE | QLD | QCBL | Columboola | Energy Queensland | Shoulder | Coincident_unreconciled | 2022 | POE90 | 10.631 | NA | QLD Columboola |  |  | FALSE | #N/A | #N/A | #N/A | #N/A | #N/A | #N/A | #N/A | #N/A | #N/A | #N/A
TRUE | QLD | QCBL | Columboola | Energy Queensland | Shoulder | Non-coincident | 2022 | POE50 | 15.8889 | 51.5963 | QLD Columboola |  |  | FALSE | #N/A | #N/A | #N/A | #N/A | #N/A | #N/A | #N/A | #N/A | #N/A | #N/A
TRUE | QLD | QCBL | Columboola | Energy Queensland | Shoulder | Non-coincident | 2022 | POE90 | 14.4129 | NA | QLD Columboola |  |  | FALSE | #N/A | #N/A | #N/A | #N/A | #N/A | #N/A | #N/A | #N/A | #N/A | #N/A
TRUE | QLD | QCBL | Columboola | Energy Queensland | Shoulder | Coincident_unreconciled | 2023 | POE50 | 11.1147 | NA | QLD Columboola |  |  | FALSE | #N/A | #N/A | #N/A | #N/A | #N/A | #N/A | #N/A | #N/A | #N/A | #N/A
TRUE | QLD | QCBL | Columboola | Energy Queensland | Shoulder | Coincident_unreconciled | 2023 | POE90 | 9.2195 | NA | QLD Columboola |  |  | FALSE | #N/A | #N/A | #N/A | #N/A | #N/A | #N/A | #N/A | #N/A | #N/A | #N/A
TRUE | QLD | QCBL | Columboola | Energy Queensland | Shoulder | Non-coincident | 2023 | POE50 | 14.7896 | 51.5831 | QLD Columboola |  |  | FALSE | #N/A | #N/A | #N/A | #N/A | #N/A | #N/A | #N/A | #N/A | #N/A | #N/A
TRUE | QLD | QCBL | Columboola | Energy Queensland | Shoulder | Non-coincident | 2023 | POE90 | 13.3136 | NA | QLD Columboola |  |  | FALSE | #N/A | #N/A | #N/A | #N/A | #N/A | #N/A | #N/A | #N/A | #N/A | #N/A
TRUE | QLD | QCBL | Columboola | Energy Queensland | Shoulder | Coincident_unreconciled | 2024 | POE50 | 10.117 | NA | QLD Columboola |  |  | FALSE | #N/A | #N/A | #N/A | #N/A | #N/A | #N/A | #N/A | #N/A | #N/A | #N/A
TRUE | QLD | QCBL | Columboola | Energy Queensland | Shoulder | Coincident_unreconciled | 2024 | POE90 | 8.2218 | NA | QLD Columboola |  |  | FALSE | #N/A | #N/A | #N/A | #N/A | #N/A | #N/A | #N/A | #N/A | #N/A | #N/A
TRUE | QLD | QCBL | Columboola | Energy Queensland | Shoulder | Non-coincident | 2024 | POE50 | 14.0126 | 51.554 | QLD Columboola |  |  | FALSE | #N/A | #N/A | #N/A | #N/A | #N/A | #N/A | #N/A | #N/A | #N/A | #N/A
TRUE | QLD | QCBL | Columboola | Energy Queensland | Shoulder | Non-coincident | 2024 | POE90 | 12.5366 | NA | QLD Columboola |  |  | FALSE | #N/A | #N/A | #N/A | #N/A | #N/A | #N/A | #N/A | #N/A | #N/A | #N/A
TRUE | QLD | QCBL | Columboola | Energy Queensland | Shoulder | Coincident_unreconciled | 2025 | POE50 | 9.6119 | NA | QLD Columboola |  |  | FALSE | #N/A | #N/A | #N/A | #N/A | #N/A | #N/A | #N/A | #N/A | #N/A | #N/A
TRUE | QLD | QCBL | Columboola | Energy Queensland | Shoulder | Coincident_unreconciled | 2025 | POE90 | 7.7075 | NA | QLD Columboola |  |  | FALSE | #N/A | #N/A | #N/A | #N/A | #N/A | #N/A | #N/A | #N/A | #N/A | #N/A
TRUE | QLD | QCBL | Columboola | Energy Queensland | Shoulder | Non-coincident | 2025 | POE50 | 13.6192 | 51.7562 | QLD Columboola |  |  | FALSE | #N/A | #N/A | #N/A | #N/A | #N/A | #N/A | #N/A | #N/A | #N/A | #N/A
TRUE | QLD | QCBL | Columboola | Energy Queensland | Shoulder | Non-coincident | 2025 | POE90 | 12.136 | NA | QLD Columboola |  |  | FALSE | #N/A | #N/A | #N/A | #N/A | #N/A | #N/A | #N/A | #N/A | #N/A | #N/A
TRUE | QLD | QCBL | Columboola | Energy Queensland | Shoulder | Coincident_unreconciled | 2026 | POE50 | 9.205 | NA | QLD Columboola |  |  | FALSE | #N/A | #N/A | #N/A | #N/A | #N/A | #N/A | #N/A | #N/A | #N/A | #N/A
TRUE | QLD | QCBL | Columboola | Energy Queensland | Shoulder | Coincident_unreconciled | 2026 | POE90 | 7.294 | NA | QLD Columboola |  |  | FALSE | #N/A | #N/A | #N/A | #N/A | #N/A | #N/A | #N/A | #N/A | #N/A | #N/A
TRUE | QLD | QCBL | Columboola | Energy Queensland | Shoulder | Non-coincident | 2026 | POE50 | 13.3023 | 51.8854 | QLD Columboola |  |  | FALSE | #N/A | #N/A | #N/A | #N/A | #N/A | #N/A | #N/A | #N/A | #N/A | #N/A
TRUE | QLD | QCBL | Columboola | Energy Queensland | Shoulder | Non-coincident | 2026 | POE90 | 11.814 | NA | QLD Columboola |  |  | FALSE | #N/A | #N/A | #N/A | #N/A | #N/A | #N/A | #N/A | #N/A | #N/A | #N/A
TRUE | QLD | QCBL | Columboola | Energy Queensland | Shoulder | Coincident_unreconciled | 2027 | POE50 | 8.9745 | NA | QLD Columboola |  |  | FALSE | #N/A | #N/A | #N/A | #N/A | #N/A | #N/A | #N/A | #N/A | #N/A | #N/A
TRUE | QLD | QCBL | Columboola | Energy Queensland | Shoulder | Coincident_unreconciled | 2027 | POE90 | 7.0635 | NA | QLD Columboola |  |  | FALSE | #N/A | #N/A | #N/A | #N/A | #N/A | #N/A | #N/A | #N/A | #N/A | #N/A
TRUE | QLD | QCBL | Columboola | Energy Queensland | Shoulder | Non-coincident | 2027 | POE50 | 13.1227 | 51.8466 | QLD Columboola |  |  | FALSE | #N/A | #N/A | #N/A | #N/A | #N/A | #N/A | #N/A | #N/A | #N/A | #N/A
TRUE | QLD | QCBL | Columboola | Energy Queensland | Shoulder | Non-coincident | 2027 | POE90 | 11.6345 | NA | QLD Columboola |  |  | FALSE | #N/A | #N/A | #N/A | #N/A | #N/A | #N/A | #N/A | #N/A | #N/A | #N/A
TRUE | QLD | QCBL | Columboola | Energy Queensland | Shoulder | Coincident_unreconciled | 2028 | POE50 | 8.7275 | NA | QLD Columboola |  |  | FALSE | #N/A | #N/A | #N/A | #N/A | #N/A | #N/A | #N/A | #N/A | #N/A | #N/A
TRUE | QLD | QCBL | Columboola | Energy Queensland | Shoulder | Coincident_unreconciled | 2028 | POE90 | 6.8165 | NA | QLD Columboola |  |  | FALSE | #N/A | #N/A | #N/A | #N/A | #N/A | #N/A | #N/A | #N/A | #N/A | #N/A
TRUE | QLD | QCBL | Columboola | Energy Queensland | Shoulder | Non-coincident | 2028 | POE50 | 12.9304 | 51.9371 | QLD Columboola |  |  | FALSE | #N/A | #N/A | #N/A | #N/A | #N/A | #N/A | #N/A | #N/A | #N/A | #N/A
TRUE | QLD | QCBL | Columboola | Energy Queensland | Shoulder | Non-coincident | 2028 | POE90 | 11.4421 | NA | QLD Columboola |  |  | FALSE | #N/A | #N/A | #N/A | #N/A | #N/A | #N/A | #N/A | #N/A | #N/A | #N/A
TRUE | QLD | QCBL | Columboola | Energy Queensland | Shoulder | Coincident_unreconciled | 2029 | POE50 | 8.4149 | NA | QLD Columboola |  |  | FALSE | #N/A | #N/A | #N/A | #N/A | #N/A | #N/A | #N/A | #N/A | #N/A | #N/A
TRUE | QLD | QCBL | Columboola | Energy Queensland | Shoulder | Coincident_unreconciled | 2029 | POE90 | 6.504 | NA | QLD Columboola |  |  | FALSE | #N/A | #N/A | #N/A | #N/A | #N/A | #N/A | #N/A | #N/A | #N/A | #N/A
TRUE | QLD | QCBL | Columboola | Energy Queensland | Shoulder | Non-coincident | 2029 | POE50 | 12.687 | 52.2461 | QLD Columboola |  |  | FALSE | #N/A | #N/A | #N/A | #N/A | #N/A | #N/A | #N/A | #N/A | #N/A | #N/A
TRUE | QLD | QCBL | Columboola | Energy Queensland | Shoulder | Non-coincident | 2029 | POE90 | 11.1987 | NA | QLD Columboola |  |  | FALSE | #N/A | #N/A | #N/A | #N/A | #N/A | #N/A | #N/A | #N/A | #N/A | #N/A
TRUE | QLD | QCBL | Columboola | Energy Queensland | Shoulder | Coincident_unreconciled | 2030 | POE50 | 8.4044 | NA | QLD Columboola |  |  | FALSE | #N/A | #N/A | #N/A | #N/A | #N/A | #N/A | #N/A | #N/A | #N/A | #N/A
TRUE | QLD | QCBL | Columboola | Energy Queensland | Shoulder | Coincident_unreconciled | 2030 | POE90 | 6.4934 | NA | QLD Columboola |  |  | FALSE | #N/A | #N/A | #N/A | #N/A | #N/A | #N/A | #N/A | #N/A | #N/A | #N/A
TRUE | QLD | QCBL | Columboola | Energy Queensland | Shoulder | Non-coincident | 2030 | POE50 | 12.6788 | 52.6361 | QLD Columboola |  |  | FALSE | #N/A | #N/A | #N/A | #N/A | #N/A | #N/A | #N/A | #N/A | #N/A | #N/A
TRUE | QLD | QCBL | Columboola | Energy Queensland | Shoulder | Non-coincident | 2030 | POE90 | 11.1905 | NA | QLD Columboola |  |  | FALSE | #N/A | #N/A | #N/A | #N/A | #N/A | #N/A | #N/A | #N/A | #N/A | #N/A
TRUE | QLD | QCBL | Columboola | Energy Queensland | Summer | Coincident | 2017 | ACTUAL_OPG | 21.4777 | 64.026 | QLD Columboola |  |  | FALSE | #N/A | #N/A | #N/A | #N/A | #N/A | #N/A | #N/A | #N/A | #N/A | #N/A
TRUE | QLD | QCBL | Columboola | Energy Queensland | Summer | Coincident | 2017 | ACTUAL_RAW | 21.6236 | 7.132 | QLD Columboola |  |  | FALSE | #N/A | #N/A | #N/A | #N/A | #N/A | #N/A | #N/A | #N/A | #N/A | #N/A
TRUE | QLD | QCBL | Columboola | Energy Queensland | Summer | Non-coincident | 2017 | ACTUAL_RAW | -39.5492 | 73.6922 | QLD Columboola |  |  | FALSE | #N/A | #N/A | #N/A | #N/A | #N/A | #N/A | #N/A | #N/A | #N/A | #N/A
TRUE | QLD | QCBL | Columboola | Energy Queensland | Summer | Non-coincident | 2017 | ACTUAL_OPG | 20.5482 | 73.5678 | QLD Columboola |  |  | FALSE | #N/A | #N/A | #N/A | #N/A | #N/A | #N/A | #N/A | #N/A | #N/A | #N/A
TRUE | QLD | QCBL | Columboola | Energy Queensland | Summer | Non-coincident | 2017 | ACTUAL_ADJUSTEDOPG | 20.5482 | 73.5678 | QLD Columboola |  |  | FALSE | #N/A | #N/A | #N/A | #N/A | #N/A | #N/A | #N/A | #N/A | #N/A | #N/A
TRUE | QLD | QCBL | Columboola | Energy Queensland | Summer | Coincident | 2018 | ACTUAL_OPG | 22.4455 | 59.9484 | QLD Columboola |  |  | FALSE | #N/A | #N/A | #N/A | #N/A | #N/A | #N/A | #N/A | #N/A | #N/A | #N/A
TRUE | QLD | QCBL | Columboola | Energy Queensland | Summer | Coincident | 2018 | ACTUAL_RAW | 22.5592 | -1.9057 | QLD Columboola |  |  | FALSE | #N/A | #N/A | #N/A | #N/A | #N/A | #N/A | #N/A | #N/A | #N/A | #N/A
TRUE | QLD | QCBL | Columboola | Energy Queensland | Summer | Non-coincident | 2018 | ACTUAL_RAW | -30.1481 | 68.9841 | QLD Columboola |  |  | FALSE | #N/A | #N/A | #N/A | #N/A | #N/A | #N/A | #N/A | #N/A | #N/A | #N/A
TRUE | QLD | QCBL | Columboola | Energy Queensland | Summer | Non-coincident | 2018 | ACTUAL_OPG | 19.3194 | 78.4766 | QLD Columboola |  |  | FALSE | #N/A | #N/A | #N/A | #N/A | #N/A | #N/A | #N/A | #N/A | #N/A | #N/A
TRUE | QLD | QCBL | Columboola | Energy Queensland | Summer | Non-coincident | 2018 | ACTUAL_ADJUSTEDOPG | 19.3194 | 72.275 | QLD Columboola |  |  | FALSE | #N/A | #N/A | #N/A | #N/A | #N/A | #N/A | #N/A | #N/A | #N/A | #N/A
TRUE | QLD | QCBL | Columboola | Energy Queensland | Summer | Coincident | 2019 | ACTUAL_OPG | 23.0885 | 54.6974 | QLD Columboola |  |  | FALSE | #N/A | #N/A | #N/A | #N/A | #N/A | #N/A | #N/A | #N/A | #N/A | #N/A
TRUE | QLD | QCBL | Columboola | Energy Queensland | Summer | Coincident | 2019 | ACTUAL_RAW | 23.2285 | -5.3666 | QLD Columboola |  |  | FALSE | #N/A | #N/A | #N/A | #N/A | #N/A | #N/A | #N/A | #N/A | #N/A | #N/A
TRUE | QLD | QCBL | Columboola | Energy Queensland | Summer | Non-coincident | 2019 | ACTUAL_RAW | -35.295 | 72.4891 | QLD Columboola |  |  | FALSE | #N/A | #N/A | #N/A | #N/A | #N/A | #N/A | #N/A | #N/A | #N/A | #N/A
TRUE | QLD | QCBL | Columboola | Energy Queensland | Summer | Non-coincident | 2019 | ACTUAL_OPG | 15.6945 | 72.3431 | QLD Columboola |  |  | FALSE | #N/A | #N/A | #N/A | #N/A | #N/A | #N/A | #N/A | #N/A | #N/A | #N/A
TRUE | QLD | QCBL | Columboola | Energy Queensland | Summer | Non-coincident | 2019 | ACTUAL_ADJUSTEDOPG | 15.6945 | 72.3431 | QLD Columboola |  |  | FALSE | #N/A | #N/A | #N/A | #N/A | #N/A | #N/A | #N/A | #N/A | #N/A | #N/A
TRUE | QLD | QCBL | Columboola | Energy Queensland | Summer | Non-coincident | 2019 | BASEYEARPOE90 | 11.3608 | NA | QLD Columboola |  |  | FALSE | #N/A | #N/A | #N/A | #N/A | #N/A | #N/A | #N/A | #N/A | #N/A | #N/A
TRUE | QLD | QCBL | Columboola | Energy Queensland | Summer | Non-coincident | 2019 | BASEYEARPOE50 | 15.372 | 72.4933 | QLD Columboola |  |  | FALSE | #N/A | #N/A | #N/A | #N/A | #N/A | #N/A | #N/A | #N/A | #N/A | #N/A
TRUE | QLD | QCBL | Columboola | Energy Queensland | Summer | Coincident | 2020 | ACTUAL_OPG | 16.5848 | 49.7486 | QLD Columboola |  |  | FALSE | #N/A | #N/A | #N/A | #N/A | #N/A | #N/A | #N/A | #N/A | #N/A | #N/A
TRUE | QLD | QCBL | Columboola | Energy Queensland | Summer | Coincident | 2020 | ACTUAL_RAW | 16.7168 | 49.8846 | QLD Columboola |  |  | FALSE | #N/A | #N/A | #N/A | #N/A | #N/A | #N/A | #N/A | #N/A | #N/A | #N/A
TRUE | QLD | QCBL | Columboola | Energy Queensland | Summer | Non-coincident | 2020 | ACTUAL_RAW | -25.648 | 71.3828 | QLD Columboola |  |  | FALSE | #N/A | #N/A | #N/A | #N/A | #N/A | #N/A | #N/A | #N/A | #N/A | #N/A
TRUE | QLD | QCBL | Columboola | Energy Queensland | Summer | Non-coincident | 2020 | ACTUAL_OPG | 15.7453 | 71.2448 | QLD Columboola |  |  | FALSE | #N/A | #N/A | #N/A | #N/A | #N/A | #N/A | #N/A | #N/A | #N/A | #N/A
TRUE | QLD | QCBL | Columboola | Energy Queensland | Summer | Non-coincident | 2020 | ACTUAL_ADJUSTEDOPG | 15.7453 | 71.2448 | QLD Columboola |  |  | FALSE | #N/A | #N/A | #N/A | #N/A | #N/A | #N/A | #N/A | #N/A | #N/A | #N/A
TRUE | QLD | QCBL | Columboola | Energy Queensland | Summer | Coincident_unreconciled | 2021 | POE50 | 14.4208 | NA | QLD Columboola |  |  | FALSE | #N/A | #N/A | #N/A | #N/A | #N/A | #N/A | #N/A | #N/A | #N/A | #N/A
TRUE | QLD | QCBL | Columboola | Energy Queensland | Summer | Coincident_unreconciled | 2021 | POE90 | 10.2661 | NA | QLD Columboola |  |  | FALSE | #N/A | #N/A | #N/A | #N/A | #N/A | #N/A | #N/A | #N/A | #N/A | #N/A
TRUE | QLD | QCBL | Columboola | Energy Queensland | Summer | Non-coincident | 2021 | POE50 | 35 | 72.9896 | QLD Columboola |  |  | FALSE | #N/A | #N/A | #N/A | #N/A | #N/A | #N/A | #N/A | #N/A | #N/A | #N/A
TRUE | QLD | QCBL | Columboola | Energy Queensland | Summer | Non-coincident | 2021 | POE90 | 31.093 | NA | QLD Columboola |  |  | FALSE | #N/A | #N/A | #N/A | #N/A | #N/A | #N/A | #N/A | #N/A | #N/A | #N/A
TRUE | QLD | QCBL | Columboola | Energy Queensland | Summer | Coincident_unreconciled | 2022 | POE50 | 13.2838 | NA | QLD Columboola |  |  | FALSE | #N/A | #N/A | #N/A | #N/A | #N/A | #N/A | #N/A | #N/A | #N/A | #N/A
TRUE | QLD | QCBL | Columboola | Energy Queensland | Summer | Coincident_unreconciled | 2022 | POE90 | 9.1291 | NA | QLD Columboola |  |  | FALSE | #N/A | #N/A | #N/A | #N/A | #N/A | #N/A | #N/A | #N/A | #N/A | #N/A
TRUE | QLD | QCBL | Columboola | Energy Queensland | Summer | Non-coincident | 2022 | POE50 | 33.9308 | 72.9805 | QLD Columboola |  |  | FALSE | #N/A | #N/A | #N/A | #N/A | #N/A | #N/A | #N/A | #N/A | #N/A | #N/A
TRUE | QLD | QCBL | Columboola | Energy Queensland | Summer | Non-coincident | 2022 | POE90 | 30.0237 | NA | QLD Columboola |  |  | FALSE | #N/A | #N/A | #N/A | #N/A | #N/A | #N/A | #N/A | #N/A | #N/A | #N/A
TRUE | QLD | QCBL | Columboola | Energy Queensland | Summer | Coincident_unreconciled | 2023 | POE50 | 12.1466 | NA | QLD Columboola |  |  | FALSE | #N/A | #N/A | #N/A | #N/A | #N/A | #N/A | #N/A | #N/A | #N/A | #N/A
TRUE | QLD | QCBL | Columboola | Energy Queensland | Summer | Coincident_unreconciled | 2023 | POE90 | 7.992 | NA | QLD Columboola |  |  | FALSE | #N/A | #N/A | #N/A | #N/A | #N/A | #N/A | #N/A | #N/A | #N/A | #N/A
TRUE | QLD | QCBL | Columboola | Energy Queensland | Summer | Non-coincident | 2023 | POE50 | 32.8614 | 72.9685 | QLD Columboola |  |  | FALSE | #N/A | #N/A | #N/A | #N/A | #N/A | #N/A | #N/A | #N/A | #N/A | #N/A
TRUE | QLD | QCBL | Columboola | Energy Queensland | Summer | Non-coincident | 2023 | POE90 | 28.9544 | NA | QLD Columboola |  |  | FALSE | #N/A | #N/A | #N/A | #N/A | #N/A | #N/A | #N/A | #N/A | #N/A | #N/A
TRUE | QLD | QCBL | Columboola | Energy Queensland | Summer | Coincident_unreconciled | 2024 | POE50 | 11.3302 | NA | QLD Columboola |  |  | FALSE | #N/A | #N/A | #N/A | #N/A | #N/A | #N/A | #N/A | #N/A | #N/A | #N/A
TRUE | QLD | QCBL | Columboola | Energy Queensland | Summer | Coincident_unreconciled | 2024 | POE90 | 7.1755 | NA | QLD Columboola |  |  | FALSE | #N/A | #N/A | #N/A | #N/A | #N/A | #N/A | #N/A | #N/A | #N/A | #N/A
TRUE | QLD | QCBL | Columboola | Energy Queensland | Summer | Non-coincident | 2024 | POE50 | 32.0936 | 72.9566 | QLD Columboola |  |  | FALSE | #N/A | #N/A | #N/A | #N/A | #N/A | #N/A | #N/A | #N/A | #N/A | #N/A
TRUE | QLD | QCBL | Columboola | Energy Queensland | Summer | Non-coincident | 2024 | POE90 | 28.1866 | NA | QLD Columboola |  |  | FALSE | #N/A | #N/A | #N/A | #N/A | #N/A | #N/A | #N/A | #N/A | #N/A | #N/A
TRUE | QLD | QCBL | Columboola | Energy Queensland | Summer | Coincident_unreconciled | 2025 | POE50 | 10.8759 | NA | QLD Columboola |  |  | FALSE | #N/A | #N/A | #N/A | #N/A | #N/A | #N/A | #N/A | #N/A | #N/A | #N/A
TRUE | QLD | QCBL | Columboola | Energy Queensland | Summer | Coincident_unreconciled | 2025 | POE90 | 6.701 | NA | QLD Columboola |  |  | FALSE | #N/A | #N/A | #N/A | #N/A | #N/A | #N/A | #N/A | #N/A | #N/A | #N/A
TRUE | QLD | QCBL | Columboola | Energy Queensland | Summer | Non-coincident | 2025 | POE50 | 31.6664 | 73.3007 | QLD Columboola |  |  | FALSE | #N/A | #N/A | #N/A | #N/A | #N/A | #N/A | #N/A | #N/A | #N/A | #N/A
TRUE | QLD | QCBL | Columboola | Energy Queensland | Summer | Non-coincident | 2025 | POE90 | 27.7404 | NA | QLD Columboola |  |  | FALSE | #N/A | #N/A | #N/A | #N/A | #N/A | #N/A | #N/A | #N/A | #N/A | #N/A
TRUE | QLD | QCBL | Columboola | Energy Queensland | Summer | Coincident_unreconciled | 2026 | POE50 | 10.4699 | NA | QLD Columboola |  |  | FALSE | #N/A | #N/A | #N/A | #N/A | #N/A | #N/A | #N/A | #N/A | #N/A | #N/A
TRUE | QLD | QCBL | Columboola | Energy Queensland | Summer | Coincident_unreconciled | 2026 | POE90 | 6.2805 | NA | QLD Columboola |  |  | FALSE | #N/A | #N/A | #N/A | #N/A | #N/A | #N/A | #N/A | #N/A | #N/A | #N/A
TRUE | QLD | QCBL | Columboola | Energy Queensland | Summer | Non-coincident | 2026 | POE50 | 31.2846 | 73.5549 | QLD Columboola |  |  | FALSE | #N/A | #N/A | #N/A | #N/A | #N/A | #N/A | #N/A | #N/A | #N/A | #N/A
TRUE | QLD | QCBL | Columboola | Energy Queensland | Summer | Non-coincident | 2026 | POE90 | 27.345 | NA | QLD Columboola |  |  | FALSE | #N/A | #N/A | #N/A | #N/A | #N/A | #N/A | #N/A | #N/A | #N/A | #N/A
TRUE | QLD | QCBL | Columboola | Energy Queensland | Summer | Coincident_unreconciled | 2027 | POE50 | 10.1654 | NA | QLD Columboola |  |  | FALSE | #N/A | #N/A | #N/A | #N/A | #N/A | #N/A | #N/A | #N/A | #N/A | #N/A
TRUE | QLD | QCBL | Columboola | Energy Queensland | Summer | Coincident_unreconciled | 2027 | POE90 | 5.9761 | NA | QLD Columboola |  |  | FALSE | #N/A | #N/A | #N/A | #N/A | #N/A | #N/A | #N/A | #N/A | #N/A | #N/A
TRUE | QLD | QCBL | Columboola | Energy Queensland | Summer | Non-coincident | 2027 | POE50 | 30.9983 | 73.579 | QLD Columboola |  |  | FALSE | #N/A | #N/A | #N/A | #N/A | #N/A | #N/A | #N/A | #N/A | #N/A | #N/A
TRUE | QLD | QCBL | Columboola | Energy Queensland | Summer | Non-coincident | 2027 | POE90 | 27.0587 | NA | QLD Columboola |  |  | FALSE | #N/A | #N/A | #N/A | #N/A | #N/A | #N/A | #N/A | #N/A | #N/A | #N/A
TRUE | QLD | QCBL | Columboola | Energy Queensland | Summer | Coincident_unreconciled | 2028 | POE50 | 9.8543 | NA | QLD Columboola |  |  | FALSE | #N/A | #N/A | #N/A | #N/A | #N/A | #N/A | #N/A | #N/A | #N/A | #N/A
TRUE | QLD | QCBL | Columboola | Energy Queensland | Summer | Coincident_unreconciled | 2028 | POE90 | 5.6649 | NA | QLD Columboola |  |  | FALSE | #N/A | #N/A | #N/A | #N/A | #N/A | #N/A | #N/A | #N/A | #N/A | #N/A
TRUE | QLD | QCBL | Columboola | Energy Queensland | Summer | Non-coincident | 2028 | POE50 | 30.7057 | 73.7625 | QLD Columboola |  |  | FALSE | #N/A | #N/A | #N/A | #N/A | #N/A | #N/A | #N/A | #N/A | #N/A | #N/A
TRUE | QLD | QCBL | Columboola | Energy Queensland | Summer | Non-coincident | 2028 | POE90 | 26.7661 | NA | QLD Columboola |  |  | FALSE | #N/A | #N/A | #N/A | #N/A | #N/A | #N/A | #N/A | #N/A | #N/A | #N/A
TRUE | QLD | QCBL | Columboola | Energy Queensland | Summer | Coincident_unreconciled | 2029 | POE50 | 9.5472 | NA | QLD Columboola |  |  | FALSE | #N/A | #N/A | #N/A | #N/A | #N/A | #N/A | #N/A | #N/A | #N/A | #N/A
TRUE | QLD | QCBL | Columboola | Energy Queensland | Summer | Coincident_unreconciled | 2029 | POE90 | 5.3579 | NA | QLD Columboola |  |  | FALSE | #N/A | #N/A | #N/A | #N/A | #N/A | #N/A | #N/A | #N/A | #N/A | #N/A
TRUE | QLD | QCBL | Columboola | Energy Queensland | Summer | Non-coincident | 2029 | POE50 | 30.4169 | 74.1101 | QLD Columboola |  |  | FALSE | #N/A | #N/A | #N/A | #N/A | #N/A | #N/A | #N/A | #N/A | #N/A | #N/A
TRUE | QLD | QCBL | Columboola | Energy Queensland | Summer | Non-coincident | 2029 | POE90 | 26.4774 | NA | QLD Columboola |  |  | FALSE | #N/A | #N/A | #N/A | #N/A | #N/A | #N/A | #N/A | #N/A | #N/A | #N/A
TRUE | QLD | QCBL | Columboola | Energy Queensland | Summer | Coincident_unreconciled | 2030 | POE50 | 9.4402 | NA | QLD Columboola |  |  | FALSE | #N/A | #N/A | #N/A | #N/A | #N/A | #N/A | #N/A | #N/A | #N/A | #N/A
TRUE | QLD | QCBL | Columboola | Energy Queensland | Summer | Coincident_unreconciled | 2030 | POE90 | 5.2509 | NA | QLD Columboola |  |  | FALSE | #N/A | #N/A | #N/A | #N/A | #N/A | #N/A | #N/A | #N/A | #N/A | #N/A
TRUE | QLD | QCBL | Columboola | Energy Queensland | Summer | Non-coincident | 2030 | POE50 | 30.3164 | 74.5538 | QLD Columboola |  |  | FALSE | #N/A | #N/A | #N/A | #N/A | #N/A | #N/A | #N/A | #N/A | #N/A | #N/A
TRUE | QLD | QCBL | Columboola | Energy Queensland | Summer | Non-coincident | 2030 | POE90 | 26.3768 | NA | QLD Columboola |  |  | FALSE | #N/A | #N/A | #N/A | #N/A | #N/A | #N/A | #N/A | #N/A | #N/A | #N/A
TRUE | QLD | QCBL | Columboola | Energy Queensland | Winter | Coincident | 2016 | ACTUAL_OPG | 25.9645 | 60.1353 | QLD Columboola |  |  | FALSE | #N/A | #N/A | #N/A | #N/A | #N/A | #N/A | #N/A | #N/A | #N/A | #N/A
TRUE | QLD | QCBL | Columboola | Energy Queensland | Winter | Coincident | 2016 | ACTUAL_RAW | 26.0364 | 60.2661 | QLD Columboola |  |  | FALSE | #N/A | #N/A | #N/A | #N/A | #N/A | #N/A | #N/A | #N/A | #N/A | #N/A
TRUE | QLD | QCBL | Columboola | Energy Queensland | Winter | Non-coincident | 2016 | ACTUAL_RAW | -34.601 | 61.7188 | QLD Columboola |  |  | FALSE | #N/A | #N/A | #N/A | #N/A | #N/A | #N/A | #N/A | #N/A | #N/A | #N/A
TRUE | QLD | QCBL | Columboola | Energy Queensland | Winter | Non-coincident | 2016 | ACTUAL_OPG | -8.0596 | 83.7815 | QLD Columboola |  |  | FALSE | #N/A | #N/A | #N/A | #N/A | #N/A | #N/A | #N/A | #N/A | #N/A | #N/A
TRUE | QLD | QCBL | Columboola | Energy Queensland | Winter | Non-coincident | 2016 | ACTUAL_ADJUSTEDOPG | 15.553 | 61.5901 | QLD Columboola |  |  | FALSE | #N/A | #N/A | #N/A | #N/A | #N/A | #N/A | #N/A | #N/A | #N/A | #N/A
TRUE | QLD | QCBL | Columboola | Energy Queensland | Winter | Coincident | 2017 | ACTUAL_OPG | 22.9701 | 45.0729 | QLD Columboola |  |  | FALSE | #N/A | #N/A | #N/A | #N/A | #N/A | #N/A | #N/A | #N/A | #N/A | #N/A
TRUE | QLD | QCBL | Columboola | Energy Queensland | Winter | Coincident | 2017 | ACTUAL_RAW | 23.1113 | 10.3267 | QLD Columboola |  |  | FALSE | #N/A | #N/A | #N/A | #N/A | #N/A | #N/A | #N/A | #N/A | #N/A | #N/A
TRUE | QLD | QCBL | Columboola | Energy Queensland | Winter | Non-coincident | 2017 | ACTUAL_RAW | -40.178 | 57.4544 | QLD Columboola |  |  | FALSE | #N/A | #N/A | #N/A | #N/A | #N/A | #N/A | #N/A | #N/A | #N/A | #N/A
TRUE | QLD | QCBL | Columboola | Energy Queensland | Winter | Non-coincident | 2017 | ACTUAL_OPG | 19.4819 | 57.3178 | QLD Columboola |  |  | FALSE | #N/A | #N/A | #N/A | #N/A | #N/A | #N/A | #N/A | #N/A | #N/A | #N/A
TRUE | QLD | QCBL | Columboola | Energy Queensland | Winter | Non-coincident | 2017 | ACTUAL_ADJUSTEDOPG | 19.4819 | 57.3178 | QLD Columboola |  |  | FALSE | #N/A | #N/A | #N/A | #N/A | #N/A | #N/A | #N/A | #N/A | #N/A | #N/A
TRUE | QLD | QCBL | Columboola | Energy Queensland | Winter | Coincident | 2018 | ACTUAL_OPG | 20.2107 | 54.3079 | QLD Columboola |  |  | FALSE | #N/A | #N/A | #N/A | #N/A | #N/A | #N/A | #N/A | #N/A | #N/A | #N/A
TRUE | QLD | QCBL | Columboola | Energy Queensland | Winter | Coincident | 2018 | ACTUAL_RAW | 20.2347 | -19.0161 | QLD Columboola |  |  | FALSE | #N/A | #N/A | #N/A | #N/A | #N/A | #N/A | #N/A | #N/A | #N/A | #N/A
TRUE | QLD | QCBL | Columboola | Energy Queensland | Winter | Non-coincident | 2018 | ACTUAL_RAW | -39.9985 | 59.9506 | QLD Columboola |  |  | FALSE | #N/A | #N/A | #N/A | #N/A | #N/A | #N/A | #N/A | #N/A | #N/A | #N/A
TRUE | QLD | QCBL | Columboola | Energy Queensland | Winter | Non-coincident | 2018 | ACTUAL_OPG | 18.6325 | 59.8386 | QLD Columboola |  |  | FALSE | #N/A | #N/A | #N/A | #N/A | #N/A | #N/A | #N/A | #N/A | #N/A | #N/A
TRUE | QLD | QCBL | Columboola | Energy Queensland | Winter | Non-coincident | 2018 | ACTUAL_ADJUSTEDOPG | 18.6325 | 59.8386 | QLD Columboola |  |  | FALSE | #N/A | #N/A | #N/A | #N/A | #N/A | #N/A | #N/A | #N/A | #N/A | #N/A
TRUE | QLD | QCBL | Columboola | Energy Queensland | Winter | Coincident | 2019 | ACTUAL_OPG | 19.056 | 52.9676 | QLD Columboola |  |  | FALSE | #N/A | #N/A | #N/A | #N/A | #N/A | #N/A | #N/A | #N/A | #N/A | #N/A
TRUE | QLD | QCBL | Columboola | Energy Queensland | Winter | Coincident | 2019 | ACTUAL_RAW | 19.212 | -16.0784 | QLD Columboola |  |  | FALSE | #N/A | #N/A | #N/A | #N/A | #N/A | #N/A | #N/A | #N/A | #N/A | #N/A
TRUE | QLD | QCBL | Columboola | Energy Queensland | Winter | Non-coincident | 2019 | ACTUAL_RAW | -43.263 | 57.6889 | QLD Columboola |  |  | FALSE | #N/A | #N/A | #N/A | #N/A | #N/A | #N/A | #N/A | #N/A | #N/A | #N/A
TRUE | QLD | QCBL | Columboola | Energy Queensland | Winter | Non-coincident | 2019 | ACTUAL_OPG | 15.1719 | 57.5529 | QLD Columboola |  |  | FALSE | #N/A | #N/A | #N/A | #N/A | #N/A | #N/A | #N/A | #N/A | #N/A | #N/A
TRUE | QLD | QCBL | Columboola | Energy Queensland | Winter | Non-coincident | 2019 | ACTUAL_ADJUSTEDOPG | 15.1719 | 57.5529 | QLD Columboola |  |  | FALSE | #N/A | #N/A | #N/A | #N/A | #N/A | #N/A | #N/A | #N/A | #N/A | #N/A
TRUE | QLD | QCBL | Columboola | Energy Queensland | Winter | Non-coincident | 2019 | BASEYEARPOE90 | 10.9107 | NA | QLD Columboola |  |  | FALSE | #N/A | #N/A | #N/A | #N/A | #N/A | #N/A | #N/A | #N/A | #N/A | #N/A
TRUE | QLD | QCBL | Columboola | Energy Queensland | Winter | Non-coincident | 2019 | BASEYEARPOE50 | 12.8384 | 58.8571 | QLD Columboola |  |  | FALSE | #N/A | #N/A | #N/A | #N/A | #N/A | #N/A | #N/A | #N/A | #N/A | #N/A
TRUE | QLD | QCBL | Columboola | Energy Queensland | Winter | Coincident_unreconciled | 2020 | POE50 | 18 | NA | QLD Columboola |  |  | FALSE | #N/A | #N/A | #N/A | #N/A | #N/A | #N/A | #N/A | #N/A | #N/A | #N/A
TRUE | QLD | QCBL | Columboola | Energy Queensland | Winter | Coincident_unreconciled | 2020 | POE90 | 15.583 | NA | QLD Columboola |  |  | FALSE | #N/A | #N/A | #N/A | #N/A | #N/A | #N/A | #N/A | #N/A | #N/A | #N/A
TRUE | QLD | QCBL | Columboola | Energy Queensland | Winter | Non-coincident | 2020 | POE50 | 20 | 58.8475 | QLD Columboola |  |  | FALSE | #N/A | #N/A | #N/A | #N/A | #N/A | #N/A | #N/A | #N/A | #N/A | #N/A
TRUE | QLD | QCBL | Columboola | Energy Queensland | Winter | Non-coincident | 2020 | POE90 | 18.2198 | NA | QLD Columboola |  |  | FALSE | #N/A | #N/A | #N/A | #N/A | #N/A | #N/A | #N/A | #N/A | #N/A | #N/A
TRUE | QLD | QCBL | Columboola | Energy Queensland | Winter | Coincident_unreconciled | 2021 | POE50 | 16.5905 | NA | QLD Columboola |  |  | FALSE | #N/A | #N/A | #N/A | #N/A | #N/A | #N/A | #N/A | #N/A | #N/A | #N/A
TRUE | QLD | QCBL | Columboola | Energy Queensland | Winter | Coincident_unreconciled | 2021 | POE90 | 14.1735 | NA | QLD Columboola |  |  | FALSE | #N/A | #N/A | #N/A | #N/A | #N/A | #N/A | #N/A | #N/A | #N/A | #N/A
TRUE | QLD | QCBL | Columboola | Energy Queensland | Winter | Non-coincident | 2021 | POE50 | 18.9619 | 58.8302 | QLD Columboola |  |  | FALSE | #N/A | #N/A | #N/A | #N/A | #N/A | #N/A | #N/A | #N/A | #N/A | #N/A
TRUE | QLD | QCBL | Columboola | Energy Queensland | Winter | Non-coincident | 2021 | POE90 | 17.1817 | NA | QLD Columboola |  |  | FALSE | #N/A | #N/A | #N/A | #N/A | #N/A | #N/A | #N/A | #N/A | #N/A | #N/A
TRUE | QLD | QCBL | Columboola | Energy Queensland | Winter | Coincident_unreconciled | 2022 | POE50 | 15.1762 | NA | QLD Columboola |  |  | FALSE | #N/A | #N/A | #N/A | #N/A | #N/A | #N/A | #N/A | #N/A | #N/A | #N/A
TRUE | QLD | QCBL | Columboola | Energy Queensland | Winter | Coincident_unreconciled | 2022 | POE90 | 12.7591 | NA | QLD Columboola |  |  | FALSE | #N/A | #N/A | #N/A | #N/A | #N/A | #N/A | #N/A | #N/A | #N/A | #N/A
TRUE | QLD | QCBL | Columboola | Energy Queensland | Winter | Non-coincident | 2022 | POE50 | 17.9202 | 58.8049 | QLD Columboola |  |  | FALSE | #N/A | #N/A | #N/A | #N/A | #N/A | #N/A | #N/A | #N/A | #N/A | #N/A
TRUE | QLD | QCBL | Columboola | Energy Queensland | Winter | Non-coincident | 2022 | POE90 | 16.14 | NA | QLD Columboola |  |  | FALSE | #N/A | #N/A | #N/A | #N/A | #N/A | #N/A | #N/A | #N/A | #N/A | #N/A
TRUE | QLD | QCBL | Columboola | Energy Queensland | Winter | Coincident_unreconciled | 2023 | POE50 | 13.9193 | NA | QLD Columboola |  |  | FALSE | #N/A | #N/A | #N/A | #N/A | #N/A | #N/A | #N/A | #N/A | #N/A | #N/A
TRUE | QLD | QCBL | Columboola | Energy Queensland | Winter | Coincident_unreconciled | 2023 | POE90 | 11.5023 | NA | QLD Columboola |  |  | FALSE | #N/A | #N/A | #N/A | #N/A | #N/A | #N/A | #N/A | #N/A | #N/A | #N/A
TRUE | QLD | QCBL | Columboola | Energy Queensland | Winter | Non-coincident | 2023 | POE50 | 16.9945 | 58.7796 | QLD Columboola |  |  | FALSE | #N/A | #N/A | #N/A | #N/A | #N/A | #N/A | #N/A | #N/A | #N/A | #N/A
TRUE | QLD | QCBL | Columboola | Energy Queensland | Winter | Non-coincident | 2023 | POE90 | 15.2143 | NA | QLD Columboola |  |  | FALSE | #N/A | #N/A | #N/A | #N/A | #N/A | #N/A | #N/A | #N/A | #N/A | #N/A
TRUE | QLD | QCBL | Columboola | Energy Queensland | Winter | Coincident_unreconciled | 2024 | POE50 | 13.1678 | NA | QLD Columboola |  |  | FALSE | #N/A | #N/A | #N/A | #N/A | #N/A | #N/A | #N/A | #N/A | #N/A | #N/A
TRUE | QLD | QCBL | Columboola | Energy Queensland | Winter | Coincident_unreconciled | 2024 | POE90 | 10.7491 | NA | QLD Columboola |  |  | FALSE | #N/A | #N/A | #N/A | #N/A | #N/A | #N/A | #N/A | #N/A | #N/A | #N/A
TRUE | QLD | QCBL | Columboola | Energy Queensland | Winter | Non-coincident | 2024 | POE50 | 16.441 | 58.7295 | QLD Columboola |  |  | FALSE | #N/A | #N/A | #N/A | #N/A | #N/A | #N/A | #N/A | #N/A | #N/A | #N/A
TRUE | QLD | QCBL | Columboola | Energy Queensland | Winter | Non-coincident | 2024 | POE90 | 14.6596 | NA | QLD Columboola |  |  | FALSE | #N/A | #N/A | #N/A | #N/A | #N/A | #N/A | #N/A | #N/A | #N/A | #N/A
TRUE | QLD | QCBL | Columboola | Energy Queensland | Winter | Coincident_unreconciled | 2025 | POE50 | 12.7595 | NA | QLD Columboola |  |  | FALSE | #N/A | #N/A | #N/A | #N/A | #N/A | #N/A | #N/A | #N/A | #N/A | #N/A
TRUE | QLD | QCBL | Columboola | Energy Queensland | Winter | Coincident_unreconciled | 2025 | POE90 | 10.3223 | NA | QLD Columboola |  |  | FALSE | #N/A | #N/A | #N/A | #N/A | #N/A | #N/A | #N/A | #N/A | #N/A | #N/A
TRUE | QLD | QCBL | Columboola | Energy Queensland | Winter | Non-coincident | 2025 | POE50 | 16.1403 | 59.0661 | QLD Columboola |  |  | FALSE | #N/A | #N/A | #N/A | #N/A | #N/A | #N/A | #N/A | #N/A | #N/A | #N/A
TRUE | QLD | QCBL | Columboola | Energy Queensland | Winter | Non-coincident | 2025 | POE90 | 14.3452 | NA | QLD Columboola |  |  | FALSE | #N/A | #N/A | #N/A | #N/A | #N/A | #N/A | #N/A | #N/A | #N/A | #N/A
TRUE | QLD | QCBL | Columboola | Energy Queensland | Winter | Coincident_unreconciled | 2026 | POE50 | 12.2511 | NA | QLD Columboola |  |  | FALSE | #N/A | #N/A | #N/A | #N/A | #N/A | #N/A | #N/A | #N/A | #N/A | #N/A
TRUE | QLD | QCBL | Columboola | Energy Queensland | Winter | Coincident_unreconciled | 2026 | POE90 | 9.8139 | NA | QLD Columboola |  |  | FALSE | #N/A | #N/A | #N/A | #N/A | #N/A | #N/A | #N/A | #N/A | #N/A | #N/A
TRUE | QLD | QCBL | Columboola | Energy Queensland | Winter | Non-coincident | 2026 | POE50 | 15.7658 | 58.9403 | QLD Columboola |  |  | FALSE | #N/A | #N/A | #N/A | #N/A | #N/A | #N/A | #N/A | #N/A | #N/A | #N/A
TRUE | QLD | QCBL | Columboola | Energy Queensland | Winter | Non-coincident | 2026 | POE90 | 13.9708 | NA | QLD Columboola |  |  | FALSE | #N/A | #N/A | #N/A | #N/A | #N/A | #N/A | #N/A | #N/A | #N/A | #N/A
TRUE | QLD | QCBL | Columboola | Energy Queensland | Winter | Coincident_unreconciled | 2027 | POE50 | 12.0667 | NA | QLD Columboola |  |  | FALSE | #N/A | #N/A | #N/A | #N/A | #N/A | #N/A | #N/A | #N/A | #N/A | #N/A
TRUE | QLD | QCBL | Columboola | Energy Queensland | Winter | Coincident_unreconciled | 2027 | POE90 | 9.6295 | NA | QLD Columboola |  |  | FALSE | #N/A | #N/A | #N/A | #N/A | #N/A | #N/A | #N/A | #N/A | #N/A | #N/A
TRUE | QLD | QCBL | Columboola | Energy Queensland | Winter | Non-coincident | 2027 | POE50 | 15.63 | 58.8189 | QLD Columboola |  |  | FALSE | #N/A | #N/A | #N/A | #N/A | #N/A | #N/A | #N/A | #N/A | #N/A | #N/A
TRUE | QLD | QCBL | Columboola | Energy Queensland | Winter | Non-coincident | 2027 | POE90 | 13.835 | NA | QLD Columboola |  |  | FALSE | #N/A | #N/A | #N/A | #N/A | #N/A | #N/A | #N/A | #N/A | #N/A | #N/A
TRUE | QLD | QCBL | Columboola | Energy Queensland | Winter | Coincident_unreconciled | 2028 | POE50 | 11.6345 | NA | QLD Columboola |  |  | FALSE | #N/A | #N/A | #N/A | #N/A | #N/A | #N/A | #N/A | #N/A | #N/A | #N/A
TRUE | QLD | QCBL | Columboola | Energy Queensland | Winter | Coincident_unreconciled | 2028 | POE90 | 9.1973 | NA | QLD Columboola |  |  | FALSE | #N/A | #N/A | #N/A | #N/A | #N/A | #N/A | #N/A | #N/A | #N/A | #N/A
TRUE | QLD | QCBL | Columboola | Energy Queensland | Winter | Non-coincident | 2028 | POE50 | 15.3117 | 59.0161 | QLD Columboola |  |  | FALSE | #N/A | #N/A | #N/A | #N/A | #N/A | #N/A | #N/A | #N/A | #N/A | #N/A
TRUE | QLD | QCBL | Columboola | Energy Queensland | Winter | Non-coincident | 2028 | POE90 | 13.5167 | NA | QLD Columboola |  |  | FALSE | #N/A | #N/A | #N/A | #N/A | #N/A | #N/A | #N/A | #N/A | #N/A | #N/A
TRUE | QLD | QCBL | Columboola | Energy Queensland | Winter | Coincident_unreconciled | 2029 | POE50 | 11.4108 | NA | QLD Columboola |  |  | FALSE | #N/A | #N/A | #N/A | #N/A | #N/A | #N/A | #N/A | #N/A | #N/A | #N/A
TRUE | QLD | QCBL | Columboola | Energy Queensland | Winter | Coincident_unreconciled | 2029 | POE90 | 8.9736 | NA | QLD Columboola |  |  | FALSE | #N/A | #N/A | #N/A | #N/A | #N/A | #N/A | #N/A | #N/A | #N/A | #N/A
TRUE | QLD | QCBL | Columboola | Energy Queensland | Winter | Non-coincident | 2029 | POE50 | 15.1469 | 59.2852 | QLD Columboola |  |  | FALSE | #N/A | #N/A | #N/A | #N/A | #N/A | #N/A | #N/A | #N/A | #N/A | #N/A
TRUE | QLD | QCBL | Columboola | Energy Queensland | Winter | Non-coincident | 2029 | POE90 | 13.3519 | NA | QLD Columboola |  |  | FALSE | #N/A | #N/A | #N/A | #N/A | #N/A | #N/A | #N/A | #N/A | #N/A | #N/A
TRUE | QLD | QCBL | Columboola | Energy Queensland | Shoulder | Non-coincident | 2019 | BASEYEARPOE10 | NA | 55.8315 | QLD Columboola |  |  | FALSE | #N/A | #N/A | #N/A | #N/A | #N/A | #N/A | #N/A | #N/A | #N/A | #N/A
TRUE | QLD | QCBL | Columboola | Energy Queensland | Shoulder | Coincident | 2021 | POE10 | NA | 46.9016 | QLD Columboola |  |  | FALSE | #N/A | #N/A | #N/A | #N/A | #N/A | #N/A | #N/A | #N/A | #N/A | #N/A
TRUE | QLD | QCBL | Columboola | Energy Queensland | Shoulder | Coincident | 2021 | POE50 | NA | 43.8254 | QLD Columboola |  |  | FALSE | #N/A | #N/A | #N/A | #N/A | #N/A | #N/A | #N/A | #N/A | #N/A | #N/A
TRUE | QLD | QCBL | Columboola | Energy Queensland | Shoulder | Non-coincident | 2021 | POE10 | NA | 57.0538 | QLD Columboola |  |  | FALSE | #N/A | #N/A | #N/A | #N/A | #N/A | #N/A | #N/A | #N/A | #N/A | #N/A
TRUE | QLD | QCBL | Columboola | Energy Queensland | Shoulder | Coincident | 2022 | POE10 | NA | 48.1869 | QLD Columboola |  |  | FALSE | #N/A | #N/A | #N/A | #N/A | #N/A | #N/A | #N/A | #N/A | #N/A | #N/A
TRUE | QLD | QCBL | Columboola | Energy Queensland | Shoulder | Coincident | 2022 | POE50 | NA | 44.2744 | QLD Columboola |  |  | FALSE | #N/A | #N/A | #N/A | #N/A | #N/A | #N/A | #N/A | #N/A | #N/A | #N/A
TRUE | QLD | QCBL | Columboola | Energy Queensland | Shoulder | Non-coincident | 2022 | POE10 | NA | 57.0437 | QLD Columboola |  |  | FALSE | #N/A | #N/A | #N/A | #N/A | #N/A | #N/A | #N/A | #N/A | #N/A | #N/A
TRUE | QLD | QCBL | Columboola | Energy Queensland | Shoulder | Coincident | 2023 | POE10 | NA | 48.2674 | QLD Columboola |  |  | FALSE | #N/A | #N/A | #N/A | #N/A | #N/A | #N/A | #N/A | #N/A | #N/A | #N/A
TRUE | QLD | QCBL | Columboola | Energy Queensland | Shoulder | Coincident | 2023 | POE50 | NA | 44.5618 | QLD Columboola |  |  | FALSE | #N/A | #N/A | #N/A | #N/A | #N/A | #N/A | #N/A | #N/A | #N/A | #N/A
TRUE | QLD | QCBL | Columboola | Energy Queensland | Shoulder | Non-coincident | 2023 | POE10 | NA | 57.0306 | QLD Columboola |  |  | FALSE | #N/A | #N/A | #N/A | #N/A | #N/A | #N/A | #N/A | #N/A | #N/A | #N/A
TRUE | QLD | QCBL | Columboola | Energy Queensland | Shoulder | Coincident | 2024 | POE10 | NA | 48.475 | QLD Columboola |  |  | FALSE | #N/A | #N/A | #N/A | #N/A | #N/A | #N/A | #N/A | #N/A | #N/A | #N/A
TRUE | QLD | QCBL | Columboola | Energy Queensland | Shoulder | Coincident | 2024 | POE50 | NA | 45.3399 | QLD Columboola |  |  | FALSE | #N/A | #N/A | #N/A | #N/A | #N/A | #N/A | #N/A | #N/A | #N/A | #N/A
TRUE | QLD | QCBL | Columboola | Energy Queensland | Shoulder | Non-coincident | 2024 | POE10 | NA | 57.0015 | QLD Columboola |  |  | FALSE | #N/A | #N/A | #N/A | #N/A | #N/A | #N/A | #N/A | #N/A | #N/A | #N/A
TRUE | QLD | QCBL | Columboola | Energy Queensland | Shoulder | Coincident | 2025 | POE10 | NA | 48.8211 | QLD Columboola |  |  | FALSE | #N/A | #N/A | #N/A | #N/A | #N/A | #N/A | #N/A | #N/A | #N/A | #N/A
TRUE | QLD | QCBL | Columboola | Energy Queensland | Shoulder | Coincident | 2025 | POE50 | NA | 45.3284 | QLD Columboola |  |  | FALSE | #N/A | #N/A | #N/A | #N/A | #N/A | #N/A | #N/A | #N/A | #N/A | #N/A
TRUE | QLD | QCBL | Columboola | Energy Queensland | Shoulder | Non-coincident | 2025 | POE10 | NA | 57.2302 | QLD Columboola |  |  | FALSE | #N/A | #N/A | #N/A | #N/A | #N/A | #N/A | #N/A | #N/A | #N/A | #N/A
TRUE | QLD | QCBL | Columboola | Energy Queensland | Shoulder | Coincident | 2026 | POE10 | NA | 48.6948 | QLD Columboola |  |  | FALSE | #N/A | #N/A | #N/A | #N/A | #N/A | #N/A | #N/A | #N/A | #N/A | #N/A
TRUE | QLD | QCBL | Columboola | Energy Queensland | Shoulder | Coincident | 2026 | POE50 | NA | 45.4564 | QLD Columboola |  |  | FALSE | #N/A | #N/A | #N/A | #N/A | #N/A | #N/A | #N/A | #N/A | #N/A | #N/A
TRUE | QLD | QCBL | Columboola | Energy Queensland | Shoulder | Non-coincident | 2026 | POE10 | NA | 57.3783 | QLD Columboola |  |  | FALSE | #N/A | #N/A | #N/A | #N/A | #N/A | #N/A | #N/A | #N/A | #N/A | #N/A
TRUE | QLD | QCBL | Columboola | Energy Queensland | Shoulder | Coincident | 2027 | POE10 | NA | 48.4596 | QLD Columboola |  |  | FALSE | #N/A | #N/A | #N/A | #N/A | #N/A | #N/A | #N/A | #N/A | #N/A | #N/A
TRUE | QLD | QCBL | Columboola | Energy Queensland | Shoulder | Coincident | 2027 | POE50 | NA | 45.1894 | QLD Columboola |  |  | FALSE | #N/A | #N/A | #N/A | #N/A | #N/A | #N/A | #N/A | #N/A | #N/A | #N/A
TRUE | QLD | QCBL | Columboola | Energy Queensland | Shoulder | Non-coincident | 2027 | POE10 | NA | 57.3395 | QLD Columboola |  |  | FALSE | #N/A | #N/A | #N/A | #N/A | #N/A | #N/A | #N/A | #N/A | #N/A | #N/A
TRUE | QLD | QCBL | Columboola | Energy Queensland | Shoulder | Coincident | 2028 | POE10 | NA | 48.3519 | QLD Columboola |  |  | FALSE | #N/A | #N/A | #N/A | #N/A | #N/A | #N/A | #N/A | #N/A | #N/A | #N/A
TRUE | QLD | QCBL | Columboola | Energy Queensland | Shoulder | Coincident | 2028 | POE50 | NA | 45.2056 | QLD Columboola |  |  | FALSE | #N/A | #N/A | #N/A | #N/A | #N/A | #N/A | #N/A | #N/A | #N/A | #N/A
TRUE | QLD | QCBL | Columboola | Energy Queensland | Shoulder | Non-coincident | 2028 | POE10 | NA | 57.43 | QLD Columboola |  |  | FALSE | #N/A | #N/A | #N/A | #N/A | #N/A | #N/A | #N/A | #N/A | #N/A | #N/A
TRUE | QLD | QCBL | Columboola | Energy Queensland | Shoulder | Coincident | 2029 | POE10 | NA | 49.0649 | QLD Columboola |  |  | FALSE | #N/A | #N/A | #N/A | #N/A | #N/A | #N/A | #N/A | #N/A | #N/A | #N/A
TRUE | QLD | QCBL | Columboola | Energy Queensland | Shoulder | Coincident | 2029 | POE50 | NA | 45.6275 | QLD Columboola |  |  | FALSE | #N/A | #N/A | #N/A | #N/A | #N/A | #N/A | #N/A | #N/A | #N/A | #N/A
TRUE | QLD | QCBL | Columboola | Energy Queensland | Shoulder | Non-coincident | 2029 | POE10 | NA | 57.739 | QLD Columboola |  |  | FALSE | #N/A | #N/A | #N/A | #N/A | #N/A | #N/A | #N/A | #N/A | #N/A | #N/A
TRUE | QLD | QCBL | Columboola | Energy Queensland | Shoulder | Coincident | 2030 | POE10 | NA | 49.3932 | QLD Columboola |  |  | FALSE | #N/A | #N/A | #N/A | #N/A | #N/A | #N/A | #N/A | #N/A | #N/A | #N/A
TRUE | QLD | QCBL | Columboola | Energy Queensland | Shoulder | Coincident | 2030 | POE50 | NA | 46.0121 | QLD Columboola |  |  | FALSE | #N/A | #N/A | #N/A | #N/A | #N/A | #N/A | #N/A | #N/A | #N/A | #N/A
TRUE | QLD | QCBL | Columboola | Energy Queensland | Shoulder | Non-coincident | 2030 | POE10 | NA | 58.129 | QLD Columboola |  |  | FALSE | #N/A | #N/A | #N/A | #N/A | #N/A | #N/A | #N/A | #N/A | #N/A | #N/A
TRUE | QLD | QCBL | Columboola | Energy Queensland | Summer | Non-coincident | 2019 | BASEYEARPOE10 | NA | 76.3939 | QLD Columboola |  |  | FALSE | #N/A | #N/A | #N/A | #N/A | #N/A | #N/A | #N/A | #N/A | #N/A | #N/A
TRUE | QLD | QCBL | Columboola | Energy Queensland | Summer | Coincident | 2021 | POE10 | NA | 54.2614 | QLD Columboola |  |  | FALSE | #N/A | #N/A | #N/A | #N/A | #N/A | #N/A | #N/A | #N/A | #N/A | #N/A
TRUE | QLD | QCBL | Columboola | Energy Queensland | Summer | Coincident | 2021 | POE50 | NA | 54.0497 | QLD Columboola |  |  | FALSE | #N/A | #N/A | #N/A | #N/A | #N/A | #N/A | #N/A | #N/A | #N/A | #N/A
TRUE | QLD | QCBL | Columboola | Energy Queensland | Summer | Non-coincident | 2021 | POE10 | NA | 76.5846 | QLD Columboola |  |  | FALSE | #N/A | #N/A | #N/A | #N/A | #N/A | #N/A | #N/A | #N/A | #N/A | #N/A
TRUE | QLD | QCBL | Columboola | Energy Queensland | Summer | Coincident | 2022 | POE10 | NA | 55.2403 | QLD Columboola |  |  | FALSE | #N/A | #N/A | #N/A | #N/A | #N/A | #N/A | #N/A | #N/A | #N/A | #N/A
TRUE | QLD | QCBL | Columboola | Energy Queensland | Summer | Coincident | 2022 | POE50 | NA | 54.9409 | QLD Columboola |  |  | FALSE | #N/A | #N/A | #N/A | #N/A | #N/A | #N/A | #N/A | #N/A | #N/A | #N/A
TRUE | QLD | QCBL | Columboola | Energy Queensland | Summer | Non-coincident | 2022 | POE10 | NA | 76.5754 | QLD Columboola |  |  | FALSE | #N/A | #N/A | #N/A | #N/A | #N/A | #N/A | #N/A | #N/A | #N/A | #N/A
TRUE | QLD | QCBL | Columboola | Energy Queensland | Summer | Coincident | 2023 | POE10 | NA | 55.5358 | QLD Columboola |  |  | FALSE | #N/A | #N/A | #N/A | #N/A | #N/A | #N/A | #N/A | #N/A | #N/A | #N/A
TRUE | QLD | QCBL | Columboola | Energy Queensland | Summer | Coincident | 2023 | POE50 | NA | 55.1133 | QLD Columboola |  |  | FALSE | #N/A | #N/A | #N/A | #N/A | #N/A | #N/A | #N/A | #N/A | #N/A | #N/A
TRUE | QLD | QCBL | Columboola | Energy Queensland | Summer | Non-coincident | 2023 | POE10 | NA | 76.5635 | QLD Columboola |  |  | FALSE | #N/A | #N/A | #N/A | #N/A | #N/A | #N/A | #N/A | #N/A | #N/A | #N/A
TRUE | QLD | QCBL | Columboola | Energy Queensland | Summer | Coincident | 2024 | POE10 | NA | 56.166 | QLD Columboola |  |  | FALSE | #N/A | #N/A | #N/A | #N/A | #N/A | #N/A | #N/A | #N/A | #N/A | #N/A
TRUE | QLD | QCBL | Columboola | Energy Queensland | Summer | Coincident | 2024 | POE50 | NA | 55.7931 | QLD Columboola |  |  | FALSE | #N/A | #N/A | #N/A | #N/A | #N/A | #N/A | #N/A | #N/A | #N/A | #N/A
TRUE | QLD | QCBL | Columboola | Energy Queensland | Summer | Non-coincident | 2024 | POE10 | NA | 76.5516 | QLD Columboola |  |  | FALSE | #N/A | #N/A | #N/A | #N/A | #N/A | #N/A | #N/A | #N/A | #N/A | #N/A
TRUE | QLD | QCBL | Columboola | Energy Queensland | Summer | Coincident | 2025 | POE10 | NA | 56.1671 | QLD Columboola |  |  | FALSE | #N/A | #N/A | #N/A | #N/A | #N/A | #N/A | #N/A | #N/A | #N/A | #N/A
TRUE | QLD | QCBL | Columboola | Energy Queensland | Summer | Coincident | 2025 | POE50 | NA | 56.0827 | QLD Columboola |  |  | FALSE | #N/A | #N/A | #N/A | #N/A | #N/A | #N/A | #N/A | #N/A | #N/A | #N/A
TRUE | QLD | QCBL | Columboola | Energy Queensland | Summer | Non-coincident | 2025 | POE10 | NA | 76.9132 | QLD Columboola |  |  | FALSE | #N/A | #N/A | #N/A | #N/A | #N/A | #N/A | #N/A | #N/A | #N/A | #N/A
TRUE | QLD | QCBL | Columboola | Energy Queensland | Summer | Coincident | 2026 | POE10 | NA | 56.5979 | QLD Columboola |  |  | FALSE | #N/A | #N/A | #N/A | #N/A | #N/A | #N/A | #N/A | #N/A | #N/A | #N/A
TRUE | QLD | QCBL | Columboola | Energy Queensland | Summer | Coincident | 2026 | POE50 | NA | 56.3263 | QLD Columboola |  |  | FALSE | #N/A | #N/A | #N/A | #N/A | #N/A | #N/A | #N/A | #N/A | #N/A | #N/A
TRUE | QLD | QCBL | Columboola | Energy Queensland | Summer | Non-coincident | 2026 | POE10 | NA | 77.1798 | QLD Columboola |  |  | FALSE | #N/A | #N/A | #N/A | #N/A | #N/A | #N/A | #N/A | #N/A | #N/A | #N/A
TRUE | QLD | QCBL | Columboola | Energy Queensland | Summer | Coincident | 2027 | POE10 | NA | 56.1676 | QLD Columboola |  |  | FALSE | #N/A | #N/A | #N/A | #N/A | #N/A | #N/A | #N/A | #N/A | #N/A | #N/A
TRUE | QLD | QCBL | Columboola | Energy Queensland | Summer | Coincident | 2027 | POE50 | NA | 56.0924 | QLD Columboola |  |  | FALSE | #N/A | #N/A | #N/A | #N/A | #N/A | #N/A | #N/A | #N/A | #N/A | #N/A
TRUE | QLD | QCBL | Columboola | Energy Queensland | Summer | Non-coincident | 2027 | POE10 | NA | 77.2039 | QLD Columboola |  |  | FALSE | #N/A | #N/A | #N/A | #N/A | #N/A | #N/A | #N/A | #N/A | #N/A | #N/A
TRUE | QLD | QCBL | Columboola | Energy Queensland | Summer | Coincident | 2028 | POE10 | NA | 56.3161 | QLD Columboola |  |  | FALSE | #N/A | #N/A | #N/A | #N/A | #N/A | #N/A | #N/A | #N/A | #N/A | #N/A
TRUE | QLD | QCBL | Columboola | Energy Queensland | Summer | Coincident | 2028 | POE50 | NA | 56.2185 | QLD Columboola |  |  | FALSE | #N/A | #N/A | #N/A | #N/A | #N/A | #N/A | #N/A | #N/A | #N/A | #N/A
TRUE | QLD | QCBL | Columboola | Energy Queensland | Summer | Non-coincident | 2028 | POE10 | NA | 77.3875 | QLD Columboola |  |  | FALSE | #N/A | #N/A | #N/A | #N/A | #N/A | #N/A | #N/A | #N/A | #N/A | #N/A
TRUE | QLD | QCBL | Columboola | Energy Queensland | Summer | Coincident | 2029 | POE10 | NA | 56.3943 | QLD Columboola |  |  | FALSE | #N/A | #N/A | #N/A | #N/A | #N/A | #N/A | #N/A | #N/A | #N/A | #N/A
TRUE | QLD | QCBL | Columboola | Energy Queensland | Summer | Coincident | 2029 | POE50 | NA | 56.5504 | QLD Columboola |  |  | FALSE | #N/A | #N/A | #N/A | #N/A | #N/A | #N/A | #N/A | #N/A | #N/A | #N/A
TRUE | QLD | QCBL | Columboola | Energy Queensland | Summer | Non-coincident | 2029 | POE10 | NA | 77.7351 | QLD Columboola |  |  | FALSE | #N/A | #N/A | #N/A | #N/A | #N/A | #N/A | #N/A | #N/A | #N/A | #N/A
TRUE | QLD | QCBL | Columboola | Energy Queensland | Summer | Coincident | 2030 | POE10 | NA | 56.7525 | QLD Columboola |  |  | FALSE | #N/A | #N/A | #N/A | #N/A | #N/A | #N/A | #N/A | #N/A | #N/A | #N/A
TRUE | QLD | QCBL | Columboola | Energy Queensland | Summer | Coincident | 2030 | POE50 | NA | 56.6242 | QLD Columboola |  |  | FALSE | #N/A | #N/A | #N/A | #N/A | #N/A | #N/A | #N/A | #N/A | #N/A | #N/A
TRUE | QLD | QCBL | Columboola | Energy Queensland | Summer | Non-coincident | 2030 | POE10 | NA | 78.1788 | QLD Columboola |  |  | FALSE | #N/A | #N/A | #N/A | #N/A | #N/A | #N/A | #N/A | #N/A | #N/A | #N/A
TRUE | QLD | QCBL | Columboola | Energy Queensland | Winter | Non-coincident | 2019 | BASEYEARPOE10 | NA | 60.8725 | QLD Columboola |  |  | FALSE | #N/A | #N/A | #N/A | #N/A | #N/A | #N/A | #N/A | #N/A | #N/A | #N/A
TRUE | QLD | QCBL | Columboola | Energy Queensland | Winter | Coincident | 2020 | POE10 | NA | 55.4182 | QLD Columboola |  |  | FALSE | #N/A | #N/A | #N/A | #N/A | #N/A | #N/A | #N/A | #N/A | #N/A | #N/A
TRUE | QLD | QCBL | Columboola | Energy Queensland | Winter | Coincident | 2020 | POE50 | NA | 53.0055 | QLD Columboola |  |  | FALSE | #N/A | #N/A | #N/A | #N/A | #N/A | #N/A | #N/A | #N/A | #N/A | #N/A
TRUE | QLD | QCBL | Columboola | Energy Queensland | Winter | Non-coincident | 2020 | POE10 | NA | 60.977 | QLD Columboola |  |  | FALSE | #N/A | #N/A | #N/A | #N/A | #N/A | #N/A | #N/A | #N/A | #N/A | #N/A
TRUE | QLD | QCBL | Columboola | Energy Queensland | Winter | Coincident | 2021 | POE10 | NA | 54.937 | QLD Columboola |  |  | FALSE | #N/A | #N/A | #N/A | #N/A | #N/A | #N/A | #N/A | #N/A | #N/A | #N/A
TRUE | QLD | QCBL | Columboola | Energy Queensland | Winter | Coincident | 2021 | POE50 | NA | 52.5307 | QLD Columboola |  |  | FALSE | #N/A | #N/A | #N/A | #N/A | #N/A | #N/A | #N/A | #N/A | #N/A | #N/A
TRUE | QLD | QCBL | Columboola | Energy Queensland | Winter | Non-coincident | 2021 | POE10 | NA | 60.8456 | QLD Columboola |  |  | FALSE | #N/A | #N/A | #N/A | #N/A | #N/A | #N/A | #N/A | #N/A | #N/A | #N/A
TRUE | QLD | QCBL | Columboola | Energy Queensland | Winter | Coincident | 2022 | POE10 | NA | 56.1293 | QLD Columboola |  |  | FALSE | #N/A | #N/A | #N/A | #N/A | #N/A | #N/A | #N/A | #N/A | #N/A | #N/A
TRUE | QLD | QCBL | Columboola | Energy Queensland | Winter | Coincident | 2022 | POE50 | NA | 53.6792 | QLD Columboola |  |  | FALSE | #N/A | #N/A | #N/A | #N/A | #N/A | #N/A | #N/A | #N/A | #N/A | #N/A
TRUE | QLD | QCBL | Columboola | Energy Queensland | Winter | Non-coincident | 2022 | POE10 | NA | 60.8203 | QLD Columboola |  |  | FALSE | #N/A | #N/A | #N/A | #N/A | #N/A | #N/A | #N/A | #N/A | #N/A | #N/A
TRUE | QLD | QCBL | Columboola | Energy Queensland | Winter | Coincident | 2023 | POE10 | NA | 56.6243 | QLD Columboola |  |  | FALSE | #N/A | #N/A | #N/A | #N/A | #N/A | #N/A | #N/A | #N/A | #N/A | #N/A
TRUE | QLD | QCBL | Columboola | Energy Queensland | Winter | Coincident | 2023 | POE50 | NA | 54.1006 | QLD Columboola |  |  | FALSE | #N/A | #N/A | #N/A | #N/A | #N/A | #N/A | #N/A | #N/A | #N/A | #N/A
TRUE | QLD | QCBL | Columboola | Energy Queensland | Winter | Non-coincident | 2023 | POE10 | NA | 60.7951 | QLD Columboola |  |  | FALSE | #N/A | #N/A | #N/A | #N/A | #N/A | #N/A | #N/A | #N/A | #N/A | #N/A
TRUE | QLD | QCBL | Columboola | Energy Queensland | Winter | Coincident | 2024 | POE10 | NA | 57.4234 | QLD Columboola |  |  | FALSE | #N/A | #N/A | #N/A | #N/A | #N/A | #N/A | #N/A | #N/A | #N/A | #N/A
TRUE | QLD | QCBL | Columboola | Energy Queensland | Winter | Coincident | 2024 | POE50 | NA | 54.6507 | QLD Columboola |  |  | FALSE | #N/A | #N/A | #N/A | #N/A | #N/A | #N/A | #N/A | #N/A | #N/A | #N/A
TRUE | QLD | QCBL | Columboola | Energy Queensland | Winter | Non-coincident | 2024 | POE10 | NA | 60.7463 | QLD Columboola |  |  | FALSE | #N/A | #N/A | #N/A | #N/A | #N/A | #N/A | #N/A | #N/A | #N/A | #N/A
TRUE | QLD | QCBL | Columboola | Energy Queensland | Winter | Coincident | 2025 | POE10 | NA | 57.578 | QLD Columboola |  |  | FALSE | #N/A | #N/A | #N/A | #N/A | #N/A | #N/A | #N/A | #N/A | #N/A | #N/A
TRUE | QLD | QCBL | Columboola | Energy Queensland | Winter | Coincident | 2025 | POE50 | NA | 54.9125 | QLD Columboola |  |  | FALSE | #N/A | #N/A | #N/A | #N/A | #N/A | #N/A | #N/A | #N/A | #N/A | #N/A
TRUE | QLD | QCBL | Columboola | Energy Queensland | Winter | Non-coincident | 2025 | POE10 | NA | 61.0983 | QLD Columboola |  |  | FALSE | #N/A | #N/A | #N/A | #N/A | #N/A | #N/A | #N/A | #N/A | #N/A | #N/A
TRUE | QLD | QCBL | Columboola | Energy Queensland | Winter | Coincident | 2026 | POE10 | NA | 57.4208 | QLD Columboola |  |  | FALSE | #N/A | #N/A | #N/A | #N/A | #N/A | #N/A | #N/A | #N/A | #N/A | #N/A
TRUE | QLD | QCBL | Columboola | Energy Queensland | Winter | Coincident | 2026 | POE50 | NA | 54.8621 | QLD Columboola |  |  | FALSE | #N/A | #N/A | #N/A | #N/A | #N/A | #N/A | #N/A | #N/A | #N/A | #N/A
TRUE | QLD | QCBL | Columboola | Energy Queensland | Winter | Non-coincident | 2026 | POE10 | NA | 60.9725 | QLD Columboola |  |  | FALSE | #N/A | #N/A | #N/A | #N/A | #N/A | #N/A | #N/A | #N/A | #N/A | #N/A
TRUE | QLD | QCBL | Columboola | Energy Queensland | Winter | Coincident | 2027 | POE10 | NA | 57.2509 | QLD Columboola |  |  | FALSE | #N/A | #N/A | #N/A | #N/A | #N/A | #N/A | #N/A | #N/A | #N/A | #N/A
TRUE | QLD | QCBL | Columboola | Energy Queensland | Winter | Coincident | 2027 | POE50 | NA | 54.7016 | QLD Columboola |  |  | FALSE | #N/A | #N/A | #N/A | #N/A | #N/A | #N/A | #N/A | #N/A | #N/A | #N/A
TRUE | QLD | QCBL | Columboola | Energy Queensland | Winter | Non-coincident | 2027 | POE10 | NA | 60.9217 | QLD Columboola |  |  | FALSE | #N/A | #N/A | #N/A | #N/A | #N/A | #N/A | #N/A | #N/A | #N/A | #N/A
TRUE | QLD | QCBL | Columboola | Energy Queensland | Winter | Coincident | 2028 | POE10 | NA | 58.0136 | QLD Columboola |  |  | FALSE | #N/A | #N/A | #N/A | #N/A | #N/A | #N/A | #N/A | #N/A | #N/A | #N/A
TRUE | QLD | QCBL | Columboola | Energy Queensland | Winter | Coincident | 2028 | POE50 | NA | 55.0072 | QLD Columboola |  |  | FALSE | #N/A | #N/A | #N/A | #N/A | #N/A | #N/A | #N/A | #N/A | #N/A | #N/A
TRUE | QLD | QCBL | Columboola | Energy Queensland | Winter | Non-coincident | 2028 | POE10 | NA | 61.0483 | QLD Columboola |  |  | FALSE | #N/A | #N/A | #N/A | #N/A | #N/A | #N/A | #N/A | #N/A | #N/A | #N/A
TRUE | QLD | QCBL | Columboola | Energy Queensland | Winter | Coincident | 2029 | POE10 | NA | 57.9557 | QLD Columboola |  |  | FALSE | #N/A | #N/A | #N/A | #N/A | #N/A | #N/A | #N/A | #N/A | #N/A | #N/A
TRUE | QLD | QCBL | Columboola | Energy Queensland | Winter | Coincident | 2029 | POE50 | NA | 55.2474 | QLD Columboola |  |  | FALSE | #N/A | #N/A | #N/A | #N/A | #N/A | #N/A | #N/A | #N/A | #N/A | #N/A
TRUE | QLD | QCBL | Columboola | Energy Queensland | Winter | Non-coincident | 2029 | POE10 | NA | 61.3174 | QLD Columboola |  |  | FALSE | #N/A | #N/A | #N/A | #N/A | #N/A | #N/A | #N/A | #N/A | #N/A | #N/A
TRUE | QLD | QCBW | Ashgrove West 110 | Energy Queensland | Shoulder | Coincident | 2017 | ACTUAL_OPG | 37.6487 | 42.3303 | QLD Ashgrove West 110 |  |  | FALSE | #N/A | #N/A | #N/A | #N/A | #N/A | #N/A | #N/A | #N/A | #N/A | #N/A
TRUE | QLD | QCBW | Ashgrove West 110 | Energy Queensland | Shoulder | Coincident | 2017 | ACTUAL_RAW | 37.6487 | 42.3303 | QLD Ashgrove West 110 |  |  | FALSE | #N/A | #N/A | #N/A | #N/A | #N/A | #N/A | #N/A | #N/A | #N/A | #N/A
TRUE | QLD | QCBW | Ashgrove West 110 | Energy Queensland | Shoulder | Non-coincident | 2017 | ACTUAL_RAW | -11.8844 | 118.224 | QLD Ashgrove West 110 |  |  | FALSE | #N/A | #N/A | #N/A | #N/A | #N/A | #N/A | #N/A | #N/A | #N/A | #N/A
TRUE | QLD | QCBW | Ashgrove West 110 | Energy Queensland | Shoulder | Non-coincident | 2017 | ACTUAL_OPG | -11.8844 | 118.224 | QLD Ashgrove West 110 |  |  | FALSE | #N/A | #N/A | #N/A | #N/A | #N/A | #N/A | #N/A | #N/A | #N/A | #N/A
TRUE | QLD | QCBW | Ashgrove West 110 | Energy Queensland | Shoulder | Non-coincident | 2017 | ACTUAL_ADJUSTEDOPG | 10.893 | 118.224 | QLD Ashgrove West 110 |  |  | FALSE | #N/A | #N/A | #N/A | #N/A | #N/A | #N/A | #N/A | #N/A | #N/A | #N/A
TRUE | QLD | QCBW | Ashgrove West 110 | Energy Queensland | Shoulder | Coincident | 2018 | ACTUAL_OPG | 32.4164 | 88.6548 | QLD Ashgrove West 110 |  |  | FALSE | #N/A | #N/A | #N/A | #N/A | #N/A | #N/A | #N/A | #N/A | #N/A | #N/A
TRUE | QLD | QCBW | Ashgrove West 110 | Energy Queensland | Shoulder | Coincident | 2018 | ACTUAL_RAW | 32.4164 | 88.6548 | QLD Ashgrove West 110 |  |  | FALSE | #N/A | #N/A | #N/A | #N/A | #N/A | #N/A | #N/A | #N/A | #N/A | #N/A
TRUE | QLD | QCBW | Ashgrove West 110 | Energy Queensland | Shoulder | Non-coincident | 2018 | ACTUAL_RAW | 18.1306 | 139.9547 | QLD Ashgrove West 110 |  |  | FALSE | #N/A | #N/A | #N/A | #N/A | #N/A | #N/A | #N/A | #N/A | #N/A | #N/A
TRUE | QLD | QCBW | Ashgrove West 110 | Energy Queensland | Shoulder | Non-coincident | 2018 | ACTUAL_OPG | 18.1306 | 139.9547 | QLD Ashgrove West 110 |  |  | FALSE | #N/A | #N/A | #N/A | #N/A | #N/A | #N/A | #N/A | #N/A | #N/A | #N/A
TRUE | QLD | QCBW | Ashgrove West 110 | Energy Queensland | Shoulder | Non-coincident | 2018 | ACTUAL_ADJUSTEDOPG | 18.1306 | 139.9547 | QLD Ashgrove West 110 |  |  | FALSE | #N/A | #N/A | #N/A | #N/A | #N/A | #N/A | #N/A | #N/A | #N/A | #N/A
TRUE | QLD | QCBW | Ashgrove West 110 | Energy Queensland | Shoulder | Coincident | 2019 | ACTUAL_OPG | 79.4469 | 91.7043 | QLD Ashgrove West 110 |  |  | FALSE | #N/A | #N/A | #N/A | #N/A | #N/A | #N/A | #N/A | #N/A | #N/A | #N/A
TRUE | QLD | QCBW | Ashgrove West 110 | Energy Queensland | Shoulder | Coincident | 2019 | ACTUAL_RAW | 79.4469 | 91.7043 | QLD Ashgrove West 110 |  |  | FALSE | #N/A | #N/A | #N/A | #N/A | #N/A | #N/A | #N/A | #N/A | #N/A | #N/A
TRUE | QLD | QCBW | Ashgrove West 110 | Energy Queensland | Shoulder | Non-coincident | 2019 | ACTUAL_RAW | 27.5469 | 120.5624 | QLD Ashgrove West 110 |  |  | FALSE | #N/A | #N/A | #N/A | #N/A | #N/A | #N/A | #N/A | #N/A | #N/A | #N/A
TRUE | QLD | QCBW | Ashgrove West 110 | Energy Queensland | Shoulder | Non-coincident | 2019 | ACTUAL_OPG | 27.5469 | 120.5624 | QLD Ashgrove West 110 |  |  | FALSE | #N/A | #N/A | #N/A | #N/A | #N/A | #N/A | #N/A | #N/A | #N/A | #N/A
TRUE | QLD | QCBW | Ashgrove West 110 | Energy Queensland | Shoulder | Non-coincident | 2019 | ACTUAL_ADJUSTEDOPG | 27.5469 | 120.5624 | QLD Ashgrove West 110 |  |  | FALSE | #N/A | #N/A | #N/A | #N/A | #N/A | #N/A | #N/A | #N/A | #N/A | #N/A
TRUE | QLD | QCBW | Ashgrove West 110 | Energy Queensland | Shoulder | Non-coincident | 2019 | BASEYEARPOE90 | 10.8957 | NA | QLD Ashgrove West 110 |  |  | FALSE | #N/A | #N/A | #N/A | #N/A | #N/A | #N/A | #N/A | #N/A | #N/A | #N/A
TRUE | QLD | QCBW | Ashgrove West 110 | Energy Queensland | Shoulder | Non-coincident | 2019 | BASEYEARPOE50 | 19.5739 | 141.3583 | QLD Ashgrove West 110 |  |  | FALSE | #N/A | #N/A | #N/A | #N/A | #N/A | #N/A | #N/A | #N/A | #N/A | #N/A
TRUE | QLD | QCBW | Ashgrove West 110 | Energy Queensland | Shoulder | Coincident | 2020 | ACTUAL_OPG | 63.5243 | 136.0323 | QLD Ashgrove West 110 |  |  | FALSE | #N/A | #N/A | #N/A | #N/A | #N/A | #N/A | #N/A | #N/A | #N/A | #N/A
TRUE | QLD | QCBW | Ashgrove West 110 | Energy Queensland | Shoulder | Coincident | 2020 | ACTUAL_RAW | 63.5243 | 136.0323 | QLD Ashgrove West 110 |  |  | FALSE | #N/A | #N/A | #N/A | #N/A | #N/A | #N/A | #N/A | #N/A | #N/A | #N/A
TRUE | QLD | QCBW | Ashgrove West 110 | Energy Queensland | Shoulder | Non-coincident | 2020 | ACTUAL_RAW | 35.8117 | 183.0334 | QLD Ashgrove West 110 |  |  | FALSE | #N/A | #N/A | #N/A | #N/A | #N/A | #N/A | #N/A | #N/A | #N/A | #N/A
TRUE | QLD | QCBW | Ashgrove West 110 | Energy Queensland | Shoulder | Non-coincident | 2020 | ACTUAL_OPG | 35.8117 | 183.0334 | QLD Ashgrove West 110 |  |  | FALSE | #N/A | #N/A | #N/A | #N/A | #N/A | #N/A | #N/A | #N/A | #N/A | #N/A
TRUE | QLD | QCBW | Ashgrove West 110 | Energy Queensland | Shoulder | Non-coincident | 2020 | ACTUAL_ADJUSTEDOPG | 35.8117 | 183.0334 | QLD Ashgrove West 110 |  |  | FALSE | #N/A | #N/A | #N/A | #N/A | #N/A | #N/A | #N/A | #N/A | #N/A | #N/A
TRUE | QLD | QCBW | Ashgrove West 110 | Energy Queensland | Shoulder | Coincident_unreconciled | 2021 | POE50 | 62.3562 | NA | QLD Ashgrove West 110 |  |  | FALSE | #N/A | #N/A | #N/A | #N/A | #N/A | #N/A | #N/A | #N/A | #N/A | #N/A
TRUE | QLD | QCBW | Ashgrove West 110 | Energy Queensland | Shoulder | Coincident_unreconciled | 2021 | POE90 | 36.0748 | NA | QLD Ashgrove West 110 |  |  | FALSE | #N/A | #N/A | #N/A | #N/A | #N/A | #N/A | #N/A | #N/A | #N/A | #N/A
TRUE | QLD | QCBW | Ashgrove West 110 | Energy Queensland | Shoulder | Non-coincident | 2021 | POE50 | 19.8023 | 140.9352 | QLD Ashgrove West 110 |  |  | FALSE | #N/A | #N/A | #N/A | #N/A | #N/A | #N/A | #N/A | #N/A | #N/A | #N/A
TRUE | QLD | QCBW | Ashgrove West 110 | Energy Queensland | Shoulder | Non-coincident | 2021 | POE90 | 10.9044 | NA | QLD Ashgrove West 110 |  |  | FALSE | #N/A | #N/A | #N/A | #N/A | #N/A | #N/A | #N/A | #N/A | #N/A | #N/A
TRUE | QLD | QCBW | Ashgrove West 110 | Energy Queensland | Shoulder | Coincident_unreconciled | 2022 | POE50 | 68.6705 | NA | QLD Ashgrove West 110 |  |  | FALSE | #N/A | #N/A | #N/A | #N/A | #N/A | #N/A | #N/A | #N/A | #N/A | #N/A
TRUE | QLD | QCBW | Ashgrove West 110 | Energy Queensland | Shoulder | Coincident_unreconciled | 2022 | POE90 | 42.1878 | NA | QLD Ashgrove West 110 |  |  | FALSE | #N/A | #N/A | #N/A | #N/A | #N/A | #N/A | #N/A | #N/A | #N/A | #N/A
TRUE | QLD | QCBW | Ashgrove West 110 | Energy Queensland | Shoulder | Non-coincident | 2022 | POE50 | 23.0063 | 144.6831 | QLD Ashgrove West 110 |  |  | FALSE | #N/A | #N/A | #N/A | #N/A | #N/A | #N/A | #N/A | #N/A | #N/A | #N/A
TRUE | QLD | QCBW | Ashgrove West 110 | Energy Queensland | Shoulder | Non-coincident | 2022 | POE90 | 14.0394 | NA | QLD Ashgrove West 110 |  |  | FALSE | #N/A | #N/A | #N/A | #N/A | #N/A | #N/A | #N/A | #N/A | #N/A | #N/A
TRUE | QLD | QCBW | Ashgrove West 110 | Energy Queensland | Shoulder | Coincident_unreconciled | 2023 | POE50 | 68.0495 | NA | QLD Ashgrove West 110 |  |  | FALSE | #N/A | #N/A | #N/A | #N/A | #N/A | #N/A | #N/A | #N/A | #N/A | #N/A
TRUE | QLD | QCBW | Ashgrove West 110 | Energy Queensland | Shoulder | Coincident_unreconciled | 2023 | POE90 | 41.3862 | NA | QLD Ashgrove West 110 |  |  | FALSE | #N/A | #N/A | #N/A | #N/A | #N/A | #N/A | #N/A | #N/A | #N/A | #N/A
TRUE | QLD | QCBW | Ashgrove West 110 | Energy Queensland | Shoulder | Non-coincident | 2023 | POE50 | 23.091 | 145.3522 | QLD Ashgrove West 110 |  |  | FALSE | #N/A | #N/A | #N/A | #N/A | #N/A | #N/A | #N/A | #N/A | #N/A | #N/A
TRUE | QLD | QCBW | Ashgrove West 110 | Energy Queensland | Shoulder | Non-coincident | 2023 | POE90 | 14.0621 | NA | QLD Ashgrove West 110 |  |  | FALSE | #N/A | #N/A | #N/A | #N/A | #N/A | #N/A | #N/A | #N/A | #N/A | #N/A
TRUE | QLD | QCBW | Ashgrove West 110 | Energy Queensland | Shoulder | Coincident_unreconciled | 2024 | POE50 | 67.6402 | NA | QLD Ashgrove West 110 |  |  | FALSE | #N/A | #N/A | #N/A | #N/A | #N/A | #N/A | #N/A | #N/A | #N/A | #N/A
TRUE | QLD | QCBW | Ashgrove West 110 | Energy Queensland | Shoulder | Coincident_unreconciled | 2024 | POE90 | 40.7963 | NA | QLD Ashgrove West 110 |  |  | FALSE | #N/A | #N/A | #N/A | #N/A | #N/A | #N/A | #N/A | #N/A | #N/A | #N/A
TRUE | QLD | QCBW | Ashgrove West 110 | Energy Queensland | Shoulder | Non-coincident | 2024 | POE50 | 23.1735 | 146.0798 | QLD Ashgrove West 110 |  |  | FALSE | #N/A | #N/A | #N/A | #N/A | #N/A | #N/A | #N/A | #N/A | #N/A | #N/A
TRUE | QLD | QCBW | Ashgrove West 110 | Energy Queensland | Shoulder | Non-coincident | 2024 | POE90 | 14.0827 | NA | QLD Ashgrove West 110 |  |  | FALSE | #N/A | #N/A | #N/A | #N/A | #N/A | #N/A | #N/A | #N/A | #N/A | #N/A
TRUE | QLD | QCBW | Ashgrove West 110 | Energy Queensland | Shoulder | Coincident_unreconciled | 2025 | POE50 | 67.2464 | NA | QLD Ashgrove West 110 |  |  | FALSE | #N/A | #N/A | #N/A | #N/A | #N/A | #N/A | #N/A | #N/A | #N/A | #N/A
TRUE | QLD | QCBW | Ashgrove West 110 | Energy Queensland | Shoulder | Coincident_unreconciled | 2025 | POE90 | 40.2218 | NA | QLD Ashgrove West 110 |  |  | FALSE | #N/A | #N/A | #N/A | #N/A | #N/A | #N/A | #N/A | #N/A | #N/A | #N/A
TRUE | QLD | QCBW | Ashgrove West 110 | Energy Queensland | Shoulder | Non-coincident | 2025 | POE50 | 23.2549 | 146.8169 | QLD Ashgrove West 110 |  |  | FALSE | #N/A | #N/A | #N/A | #N/A | #N/A | #N/A | #N/A | #N/A | #N/A | #N/A
TRUE | QLD | QCBW | Ashgrove West 110 | Energy Queensland | Shoulder | Non-coincident | 2025 | POE90 | 14.1021 | NA | QLD Ashgrove West 110 |  |  | FALSE | #N/A | #N/A | #N/A | #N/A | #N/A | #N/A | #N/A | #N/A | #N/A | #N/A
TRUE | QLD | QCBW | Ashgrove West 110 | Energy Queensland | Shoulder | Coincident_unreconciled | 2026 | POE50 | 66.8982 | NA | QLD Ashgrove West 110 |  |  | FALSE | #N/A | #N/A | #N/A | #N/A | #N/A | #N/A | #N/A | #N/A | #N/A | #N/A
TRUE | QLD | QCBW | Ashgrove West 110 | Energy Queensland | Shoulder | Coincident_unreconciled | 2026 | POE90 | 39.693 | NA | QLD Ashgrove West 110 |  |  | FALSE | #N/A | #N/A | #N/A | #N/A | #N/A | #N/A | #N/A | #N/A | #N/A | #N/A
TRUE | QLD | QCBW | Ashgrove West 110 | Energy Queensland | Shoulder | Non-coincident | 2026 | POE50 | 23.3371 | 147.5788 | QLD Ashgrove West 110 |  |  | FALSE | #N/A | #N/A | #N/A | #N/A | #N/A | #N/A | #N/A | #N/A | #N/A | #N/A
TRUE | QLD | QCBW | Ashgrove West 110 | Energy Queensland | Shoulder | Non-coincident | 2026 | POE90 | 14.1224 | NA | QLD Ashgrove West 110 |  |  | FALSE | #N/A | #N/A | #N/A | #N/A | #N/A | #N/A | #N/A | #N/A | #N/A | #N/A
TRUE | QLD | QCBW | Ashgrove West 110 | Energy Queensland | Shoulder | Coincident_unreconciled | 2027 | POE50 | 66.6928 | NA | QLD Ashgrove West 110 |  |  | FALSE | #N/A | #N/A | #N/A | #N/A | #N/A | #N/A | #N/A | #N/A | #N/A | #N/A
TRUE | QLD | QCBW | Ashgrove West 110 | Energy Queensland | Shoulder | Coincident_unreconciled | 2027 | POE90 | 39.3126 | NA | QLD Ashgrove West 110 |  |  | FALSE | #N/A | #N/A | #N/A | #N/A | #N/A | #N/A | #N/A | #N/A | #N/A | #N/A
TRUE | QLD | QCBW | Ashgrove West 110 | Energy Queensland | Shoulder | Non-coincident | 2027 | POE50 | 23.4186 | 148.3729 | QLD Ashgrove West 110 |  |  | FALSE | #N/A | #N/A | #N/A | #N/A | #N/A | #N/A | #N/A | #N/A | #N/A | #N/A
TRUE | QLD | QCBW | Ashgrove West 110 | Energy Queensland | Shoulder | Non-coincident | 2027 | POE90 | 14.1438 | NA | QLD Ashgrove West 110 |  |  | FALSE | #N/A | #N/A | #N/A | #N/A | #N/A | #N/A | #N/A | #N/A | #N/A | #N/A
TRUE | QLD | QCBW | Ashgrove West 110 | Energy Queensland | Shoulder | Coincident_unreconciled | 2028 | POE50 | 66.6225 | NA | QLD Ashgrove West 110 |  |  | FALSE | #N/A | #N/A | #N/A | #N/A | #N/A | #N/A | #N/A | #N/A | #N/A | #N/A
TRUE | QLD | QCBW | Ashgrove West 110 | Energy Queensland | Shoulder | Coincident_unreconciled | 2028 | POE90 | 39.0713 | NA | QLD Ashgrove West 110 |  |  | FALSE | #N/A | #N/A | #N/A | #N/A | #N/A | #N/A | #N/A | #N/A | #N/A | #N/A
TRUE | QLD | QCBW | Ashgrove West 110 | Energy Queensland | Shoulder | Non-coincident | 2028 | POE50 | 23.502 | 149.2074 | QLD Ashgrove West 110 |  |  | FALSE | #N/A | #N/A | #N/A | #N/A | #N/A | #N/A | #N/A | #N/A | #N/A | #N/A
TRUE | QLD | QCBW | Ashgrove West 110 | Energy Queensland | Shoulder | Non-coincident | 2028 | POE90 | 14.1686 | NA | QLD Ashgrove West 110 |  |  | FALSE | #N/A | #N/A | #N/A | #N/A | #N/A | #N/A | #N/A | #N/A | #N/A | #N/A
TRUE | QLD | QCBW | Ashgrove West 110 | Energy Queensland | Shoulder | Coincident_unreconciled | 2029 | POE50 | 66.6357 | NA | QLD Ashgrove West 110 |  |  | FALSE | #N/A | #N/A | #N/A | #N/A | #N/A | #N/A | #N/A | #N/A | #N/A | #N/A
TRUE | QLD | QCBW | Ashgrove West 110 | Energy Queensland | Shoulder | Coincident_unreconciled | 2029 | POE90 | 38.9136 | NA | QLD Ashgrove West 110 |  |  | FALSE | #N/A | #N/A | #N/A | #N/A | #N/A | #N/A | #N/A | #N/A | #N/A | #N/A
TRUE | QLD | QCBW | Ashgrove West 110 | Energy Queensland | Shoulder | Non-coincident | 2029 | POE50 | 23.597 | 150.0905 | QLD Ashgrove West 110 |  |  | FALSE | #N/A | #N/A | #N/A | #N/A | #N/A | #N/A | #N/A | #N/A | #N/A | #N/A
TRUE | QLD | QCBW | Ashgrove West 110 | Energy Queensland | Shoulder | Non-coincident | 2029 | POE90 | 14.205 | NA | QLD Ashgrove West 110 |  |  | FALSE | #N/A | #N/A | #N/A | #N/A | #N/A | #N/A | #N/A | #N/A | #N/A | #N/A
TRUE | QLD | QCBW | Ashgrove West 110 | Energy Queensland | Shoulder | Coincident_unreconciled | 2030 | POE50 | 66.7561 | NA | QLD Ashgrove West 110 |  |  | FALSE | #N/A | #N/A | #N/A | #N/A | #N/A | #N/A | #N/A | #N/A | #N/A | #N/A
TRUE | QLD | QCBW | Ashgrove West 110 | Energy Queensland | Shoulder | Coincident_unreconciled | 2030 | POE90 | 38.8632 | NA | QLD Ashgrove West 110 |  |  | FALSE | #N/A | #N/A | #N/A | #N/A | #N/A | #N/A | #N/A | #N/A | #N/A | #N/A
TRUE | QLD | QCBW | Ashgrove West 110 | Energy Queensland | Shoulder | Non-coincident | 2030 | POE50 | 23.703 | 151.0431 | QLD Ashgrove West 110 |  |  | FALSE | #N/A | #N/A | #N/A | #N/A | #N/A | #N/A | #N/A | #N/A | #N/A | #N/A
TRUE | QLD | QCBW | Ashgrove West 110 | Energy Queensland | Shoulder | Non-coincident | 2030 | POE90 | 14.2523 | NA | QLD Ashgrove West 110 |  |  | FALSE | #N/A | #N/A | #N/A | #N/A | #N/A | #N/A | #N/A | #N/A | #N/A | #N/A
TRUE | QLD | QCBW | Ashgrove West 110 | Energy Queensland | Summer | Coincident | 2017 | ACTUAL_OPG | 33.5788 | 85.5677 | QLD Ashgrove West 110 |  |  | FALSE | #N/A | #N/A | #N/A | #N/A | #N/A | #N/A | #N/A | #N/A | #N/A | #N/A
TRUE | QLD | QCBW | Ashgrove West 110 | Energy Queensland | Summer | Coincident | 2017 | ACTUAL_RAW | 33.5788 | 85.5677 | QLD Ashgrove West 110 |  |  | FALSE | #N/A | #N/A | #N/A | #N/A | #N/A | #N/A | #N/A | #N/A | #N/A | #N/A
TRUE | QLD | QCBW | Ashgrove West 110 | Energy Queensland | Summer | Non-coincident | 2017 | ACTUAL_RAW | 7.1947 | 109.4825 | QLD Ashgrove West 110 |  |  | FALSE | #N/A | #N/A | #N/A | #N/A | #N/A | #N/A | #N/A | #N/A | #N/A | #N/A
TRUE | QLD | QCBW | Ashgrove West 110 | Energy Queensland | Summer | Non-coincident | 2017 | ACTUAL_OPG | 7.1947 | 109.4825 | QLD Ashgrove West 110 |  |  | FALSE | #N/A | #N/A | #N/A | #N/A | #N/A | #N/A | #N/A | #N/A | #N/A | #N/A
TRUE | QLD | QCBW | Ashgrove West 110 | Energy Queensland | Summer | Non-coincident | 2017 | ACTUAL_ADJUSTEDOPG | 27.8624 | 109.4825 | QLD Ashgrove West 110 |  |  | FALSE | #N/A | #N/A | #N/A | #N/A | #N/A | #N/A | #N/A | #N/A | #N/A | #N/A
TRUE | QLD | QCBW | Ashgrove West 110 | Energy Queensland | Summer | Coincident | 2018 | ACTUAL_OPG | 40.1656 | 97.9735 | QLD Ashgrove West 110 |  |  | FALSE | #N/A | #N/A | #N/A | #N/A | #N/A | #N/A | #N/A | #N/A | #N/A | #N/A
TRUE | QLD | QCBW | Ashgrove West 110 | Energy Queensland | Summer | Coincident | 2018 | ACTUAL_RAW | 40.1656 | 97.9735 | QLD Ashgrove West 110 |  |  | FALSE | #N/A | #N/A | #N/A | #N/A | #N/A | #N/A | #N/A | #N/A | #N/A | #N/A
TRUE | QLD | QCBW | Ashgrove West 110 | Energy Queensland | Summer | Non-coincident | 2018 | ACTUAL_RAW | 35.2562 | 109.13 | QLD Ashgrove West 110 |  |  | FALSE | #N/A | #N/A | #N/A | #N/A | #N/A | #N/A | #N/A | #N/A | #N/A | #N/A
TRUE | QLD | QCBW | Ashgrove West 110 | Energy Queensland | Summer | Non-coincident | 2018 | ACTUAL_OPG | 35.2562 | 109.13 | QLD Ashgrove West 110 |  |  | FALSE | #N/A | #N/A | #N/A | #N/A | #N/A | #N/A | #N/A | #N/A | #N/A | #N/A
TRUE | QLD | QCBW | Ashgrove West 110 | Energy Queensland | Summer | Non-coincident | 2018 | ACTUAL_ADJUSTEDOPG | 35.2562 | 109.13 | QLD Ashgrove West 110 |  |  | FALSE | #N/A | #N/A | #N/A | #N/A | #N/A | #N/A | #N/A | #N/A | #N/A | #N/A
TRUE | QLD | QCBW | Ashgrove West 110 | Energy Queensland | Summer | Coincident | 2019 | ACTUAL_OPG | 36.7314 | 93.61 | QLD Ashgrove West 110 |  |  | FALSE | #N/A | #N/A | #N/A | #N/A | #N/A | #N/A | #N/A | #N/A | #N/A | #N/A
TRUE | QLD | QCBW | Ashgrove West 110 | Energy Queensland | Summer | Coincident | 2019 | ACTUAL_RAW | 36.7314 | 93.61 | QLD Ashgrove West 110 |  |  | FALSE | #N/A | #N/A | #N/A | #N/A | #N/A | #N/A | #N/A | #N/A | #N/A | #N/A
TRUE | QLD | QCBW | Ashgrove West 110 | Energy Queensland | Summer | Non-coincident | 2019 | ACTUAL_RAW | 23.7525 | 122.6909 | QLD Ashgrove West 110 |  |  | FALSE | #N/A | #N/A | #N/A | #N/A | #N/A | #N/A | #N/A | #N/A | #N/A | #N/A
TRUE | QLD | QCBW | Ashgrove West 110 | Energy Queensland | Summer | Non-coincident | 2019 | ACTUAL_OPG | 23.7525 | 122.6909 | QLD Ashgrove West 110 |  |  | FALSE | #N/A | #N/A | #N/A | #N/A | #N/A | #N/A | #N/A | #N/A | #N/A | #N/A
TRUE | QLD | QCBW | Ashgrove West 110 | Energy Queensland | Summer | Non-coincident | 2019 | ACTUAL_ADJUSTEDOPG | 23.7525 | 122.6909 | QLD Ashgrove West 110 |  |  | FALSE | #N/A | #N/A | #N/A | #N/A | #N/A | #N/A | #N/A | #N/A | #N/A | #N/A
TRUE | QLD | QCBW | Ashgrove West 110 | Energy Queensland | Summer | Non-coincident | 2019 | BASEYEARPOE90 | 27.2957 | NA | QLD Ashgrove West 110 |  |  | FALSE | #N/A | #N/A | #N/A | #N/A | #N/A | #N/A | #N/A | #N/A | #N/A | #N/A
TRUE | QLD | QCBW | Ashgrove West 110 | Energy Queensland | Summer | Non-coincident | 2019 | BASEYEARPOE50 | 33.2629 | 115.2617 | QLD Ashgrove West 110 |  |  | FALSE | #N/A | #N/A | #N/A | #N/A | #N/A | #N/A | #N/A | #N/A | #N/A | #N/A
TRUE | QLD | QCBW | Ashgrove West 110 | Energy Queensland | Summer | Coincident | 2020 | ACTUAL_OPG | 41.4522 | 94.6153 | QLD Ashgrove West 110 |  |  | FALSE | #N/A | #N/A | #N/A | #N/A | #N/A | #N/A | #N/A | #N/A | #N/A | #N/A
TRUE | QLD | QCBW | Ashgrove West 110 | Energy Queensland | Summer | Coincident | 2020 | ACTUAL_RAW | 41.4522 | 94.6153 | QLD Ashgrove West 110 |  |  | FALSE | #N/A | #N/A | #N/A | #N/A | #N/A | #N/A | #N/A | #N/A | #N/A | #N/A
TRUE | QLD | QCBW | Ashgrove West 110 | Energy Queensland | Summer | Non-coincident | 2020 | ACTUAL_RAW | 27.5917 | 142.0735 | QLD Ashgrove West 110 |  |  | FALSE | #N/A | #N/A | #N/A | #N/A | #N/A | #N/A | #N/A | #N/A | #N/A | #N/A
TRUE | QLD | QCBW | Ashgrove West 110 | Energy Queensland | Summer | Non-coincident | 2020 | ACTUAL_OPG | 27.5917 | 142.0735 | QLD Ashgrove West 110 |  |  | FALSE | #N/A | #N/A | #N/A | #N/A | #N/A | #N/A | #N/A | #N/A | #N/A | #N/A
TRUE | QLD | QCBW | Ashgrove West 110 | Energy Queensland | Summer | Non-coincident | 2020 | ACTUAL_ADJUSTEDOPG | 27.5917 | 142.0735 | QLD Ashgrove West 110 |  |  | FALSE | #N/A | #N/A | #N/A | #N/A | #N/A | #N/A | #N/A | #N/A | #N/A | #N/A
TRUE | QLD | QCBW | Ashgrove West 110 | Energy Queensland | Summer | Coincident_unreconciled | 2021 | POE50 | 40.9333 | NA | QLD Ashgrove West 110 |  |  | FALSE | #N/A | #N/A | #N/A | #N/A | #N/A | #N/A | #N/A | #N/A | #N/A | #N/A
TRUE | QLD | QCBW | Ashgrove West 110 | Energy Queensland | Summer | Coincident_unreconciled | 2021 | POE90 | 31.1668 | NA | QLD Ashgrove West 110 |  |  | FALSE | #N/A | #N/A | #N/A | #N/A | #N/A | #N/A | #N/A | #N/A | #N/A | #N/A
TRUE | QLD | QCBW | Ashgrove West 110 | Energy Queensland | Summer | Non-coincident | 2021 | POE50 | 33.3629 | 125.0345 | QLD Ashgrove West 110 |  |  | FALSE | #N/A | #N/A | #N/A | #N/A | #N/A | #N/A | #N/A | #N/A | #N/A | #N/A
TRUE | QLD | QCBW | Ashgrove West 110 | Energy Queensland | Summer | Non-coincident | 2021 | POE90 | 27.397 | NA | QLD Ashgrove West 110 |  |  | FALSE | #N/A | #N/A | #N/A | #N/A | #N/A | #N/A | #N/A | #N/A | #N/A | #N/A
TRUE | QLD | QCBW | Ashgrove West 110 | Energy Queensland | Summer | Coincident_unreconciled | 2022 | POE50 | 45.0749 | NA | QLD Ashgrove West 110 |  |  | FALSE | #N/A | #N/A | #N/A | #N/A | #N/A | #N/A | #N/A | #N/A | #N/A | #N/A
TRUE | QLD | QCBW | Ashgrove West 110 | Energy Queensland | Summer | Coincident_unreconciled | 2022 | POE90 | 35.2325 | NA | QLD Ashgrove West 110 |  |  | FALSE | #N/A | #N/A | #N/A | #N/A | #N/A | #N/A | #N/A | #N/A | #N/A | #N/A
TRUE | QLD | QCBW | Ashgrove West 110 | Energy Queensland | Summer | Non-coincident | 2022 | POE50 | 36.6726 | 128.3967 | QLD Ashgrove West 110 |  |  | FALSE | #N/A | #N/A | #N/A | #N/A | #N/A | #N/A | #N/A | #N/A | #N/A | #N/A
TRUE | QLD | QCBW | Ashgrove West 110 | Energy Queensland | Summer | Non-coincident | 2022 | POE90 | 30.6537 | NA | QLD Ashgrove West 110 |  |  | FALSE | #N/A | #N/A | #N/A | #N/A | #N/A | #N/A | #N/A | #N/A | #N/A | #N/A
TRUE | QLD | QCBW | Ashgrove West 110 | Energy Queensland | Summer | Coincident_unreconciled | 2023 | POE50 | 44.8723 | NA | QLD Ashgrove West 110 |  |  | FALSE | #N/A | #N/A | #N/A | #N/A | #N/A | #N/A | #N/A | #N/A | #N/A | #N/A
TRUE | QLD | QCBW | Ashgrove West 110 | Energy Queensland | Summer | Coincident_unreconciled | 2023 | POE90 | 34.9619 | NA | QLD Ashgrove West 110 |  |  | FALSE | #N/A | #N/A | #N/A | #N/A | #N/A | #N/A | #N/A | #N/A | #N/A | #N/A
TRUE | QLD | QCBW | Ashgrove West 110 | Energy Queensland | Summer | Non-coincident | 2023 | POE50 | 36.8519 | 128.7663 | QLD Ashgrove West 110 |  |  | FALSE | #N/A | #N/A | #N/A | #N/A | #N/A | #N/A | #N/A | #N/A | #N/A | #N/A
TRUE | QLD | QCBW | Ashgrove West 110 | Energy Queensland | Summer | Non-coincident | 2023 | POE90 | 30.787 | NA | QLD Ashgrove West 110 |  |  | FALSE | #N/A | #N/A | #N/A | #N/A | #N/A | #N/A | #N/A | #N/A | #N/A | #N/A
TRUE | QLD | QCBW | Ashgrove West 110 | Energy Queensland | Summer | Coincident_unreconciled | 2024 | POE50 | 44.7924 | NA | QLD Ashgrove West 110 |  |  | FALSE | #N/A | #N/A | #N/A | #N/A | #N/A | #N/A | #N/A | #N/A | #N/A | #N/A
TRUE | QLD | QCBW | Ashgrove West 110 | Energy Queensland | Summer | Coincident_unreconciled | 2024 | POE90 | 34.8139 | NA | QLD Ashgrove West 110 |  |  | FALSE | #N/A | #N/A | #N/A | #N/A | #N/A | #N/A | #N/A | #N/A | #N/A | #N/A
TRUE | QLD | QCBW | Ashgrove West 110 | Energy Queensland | Summer | Non-coincident | 2024 | POE50 | 37.0284 | 129.2173 | QLD Ashgrove West 110 |  |  | FALSE | #N/A | #N/A | #N/A | #N/A | #N/A | #N/A | #N/A | #N/A | #N/A | #N/A
TRUE | QLD | QCBW | Ashgrove West 110 | Energy Queensland | Summer | Non-coincident | 2024 | POE90 | 30.9185 | NA | QLD Ashgrove West 110 |  |  | FALSE | #N/A | #N/A | #N/A | #N/A | #N/A | #N/A | #N/A | #N/A | #N/A | #N/A
TRUE | QLD | QCBW | Ashgrove West 110 | Energy Queensland | Summer | Coincident_unreconciled | 2025 | POE50 | 44.7161 | NA | QLD Ashgrove West 110 |  |  | FALSE | #N/A | #N/A | #N/A | #N/A | #N/A | #N/A | #N/A | #N/A | #N/A | #N/A
TRUE | QLD | QCBW | Ashgrove West 110 | Energy Queensland | Summer | Coincident_unreconciled | 2025 | POE90 | 34.6696 | NA | QLD Ashgrove West 110 |  |  | FALSE | #N/A | #N/A | #N/A | #N/A | #N/A | #N/A | #N/A | #N/A | #N/A | #N/A
TRUE | QLD | QCBW | Ashgrove West 110 | Energy Queensland | Summer | Non-coincident | 2025 | POE50 | 37.2031 | 129.6719 | QLD Ashgrove West 110 |  |  | FALSE | #N/A | #N/A | #N/A | #N/A | #N/A | #N/A | #N/A | #N/A | #N/A | #N/A
TRUE | QLD | QCBW | Ashgrove West 110 | Energy Queensland | Summer | Non-coincident | 2025 | POE90 | 31.0487 | NA | QLD Ashgrove West 110 |  |  | FALSE | #N/A | #N/A | #N/A | #N/A | #N/A | #N/A | #N/A | #N/A | #N/A | #N/A
TRUE | QLD | QCBW | Ashgrove West 110 | Energy Queensland | Summer | Coincident_unreconciled | 2026 | POE50 | 44.6697 | NA | QLD Ashgrove West 110 |  |  | FALSE | #N/A | #N/A | #N/A | #N/A | #N/A | #N/A | #N/A | #N/A | #N/A | #N/A
TRUE | QLD | QCBW | Ashgrove West 110 | Energy Queensland | Summer | Coincident_unreconciled | 2026 | POE90 | 34.5552 | NA | QLD Ashgrove West 110 |  |  | FALSE | #N/A | #N/A | #N/A | #N/A | #N/A | #N/A | #N/A | #N/A | #N/A | #N/A
TRUE | QLD | QCBW | Ashgrove West 110 | Energy Queensland | Summer | Non-coincident | 2026 | POE50 | 37.3779 | 130.1507 | QLD Ashgrove West 110 |  |  | FALSE | #N/A | #N/A | #N/A | #N/A | #N/A | #N/A | #N/A | #N/A | #N/A | #N/A
TRUE | QLD | QCBW | Ashgrove West 110 | Energy Queensland | Summer | Non-coincident | 2026 | POE90 | 31.1795 | NA | QLD Ashgrove West 110 |  |  | FALSE | #N/A | #N/A | #N/A | #N/A | #N/A | #N/A | #N/A | #N/A | #N/A | #N/A
TRUE | QLD | QCBW | Ashgrove West 110 | Energy Queensland | Summer | Coincident_unreconciled | 2027 | POE50 | 44.7116 | NA | QLD Ashgrove West 110 |  |  | FALSE | #N/A | #N/A | #N/A | #N/A | #N/A | #N/A | #N/A | #N/A | #N/A | #N/A
TRUE | QLD | QCBW | Ashgrove West 110 | Energy Queensland | Summer | Coincident_unreconciled | 2027 | POE90 | 34.5311 | NA | QLD Ashgrove West 110 |  |  | FALSE | #N/A | #N/A | #N/A | #N/A | #N/A | #N/A | #N/A | #N/A | #N/A | #N/A
TRUE | QLD | QCBW | Ashgrove West 110 | Energy Queensland | Summer | Non-coincident | 2027 | POE50 | 37.5487 | 130.6808 | QLD Ashgrove West 110 |  |  | FALSE | #N/A | #N/A | #N/A | #N/A | #N/A | #N/A | #N/A | #N/A | #N/A | #N/A
TRUE | QLD | QCBW | Ashgrove West 110 | Energy Queensland | Summer | Non-coincident | 2027 | POE90 | 31.3084 | NA | QLD Ashgrove West 110 |  |  | FALSE | #N/A | #N/A | #N/A | #N/A | #N/A | #N/A | #N/A | #N/A | #N/A | #N/A
TRUE | QLD | QCBW | Ashgrove West 110 | Energy Queensland | Summer | Coincident_unreconciled | 2028 | POE50 | 44.8336 | NA | QLD Ashgrove West 110 |  |  | FALSE | #N/A | #N/A | #N/A | #N/A | #N/A | #N/A | #N/A | #N/A | #N/A | #N/A
TRUE | QLD | QCBW | Ashgrove West 110 | Energy Queensland | Summer | Coincident_unreconciled | 2028 | POE90 | 34.5887 | NA | QLD Ashgrove West 110 |  |  | FALSE | #N/A | #N/A | #N/A | #N/A | #N/A | #N/A | #N/A | #N/A | #N/A | #N/A
TRUE | QLD | QCBW | Ashgrove West 110 | Energy Queensland | Summer | Non-coincident | 2028 | POE50 | 37.7185 | 131.2641 | QLD Ashgrove West 110 |  |  | FALSE | #N/A | #N/A | #N/A | #N/A | #N/A | #N/A | #N/A | #N/A | #N/A | #N/A
TRUE | QLD | QCBW | Ashgrove West 110 | Energy Queensland | Summer | Non-coincident | 2028 | POE90 | 31.4378 | NA | QLD Ashgrove West 110 |  |  | FALSE | #N/A | #N/A | #N/A | #N/A | #N/A | #N/A | #N/A | #N/A | #N/A | #N/A
TRUE | QLD | QCBW | Ashgrove West 110 | Energy Queensland | Summer | Coincident_unreconciled | 2029 | POE50 | 45.0048 | NA | QLD Ashgrove West 110 |  |  | FALSE | #N/A | #N/A | #N/A | #N/A | #N/A | #N/A | #N/A | #N/A | #N/A | #N/A
TRUE | QLD | QCBW | Ashgrove West 110 | Energy Queensland | Summer | Coincident_unreconciled | 2029 | POE90 | 34.6956 | NA | QLD Ashgrove West 110 |  |  | FALSE | #N/A | #N/A | #N/A | #N/A | #N/A | #N/A | #N/A | #N/A | #N/A | #N/A
TRUE | QLD | QCBW | Ashgrove West 110 | Energy Queensland | Summer | Non-coincident | 2029 | POE50 | 37.9028 | 131.8956 | QLD Ashgrove West 110 |  |  | FALSE | #N/A | #N/A | #N/A | #N/A | #N/A | #N/A | #N/A | #N/A | #N/A | #N/A
TRUE | QLD | QCBW | Ashgrove West 110 | Energy Queensland | Summer | Non-coincident | 2029 | POE90 | 31.5814 | NA | QLD Ashgrove West 110 |  |  | FALSE | #N/A | #N/A | #N/A | #N/A | #N/A | #N/A | #N/A | #N/A | #N/A | #N/A
TRUE | QLD | QCBW | Ashgrove West 110 | Energy Queensland | Summer | Coincident_unreconciled | 2030 | POE50 | 45.2496 | NA | QLD Ashgrove West 110 |  |  | FALSE | #N/A | #N/A | #N/A | #N/A | #N/A | #N/A | #N/A | #N/A | #N/A | #N/A
TRUE | QLD | QCBW | Ashgrove West 110 | Energy Queensland | Summer | Coincident_unreconciled | 2030 | POE90 | 34.876 | NA | QLD Ashgrove West 110 |  |  | FALSE | #N/A | #N/A | #N/A | #N/A | #N/A | #N/A | #N/A | #N/A | #N/A | #N/A
TRUE | QLD | QCBW | Ashgrove West 110 | Energy Queensland | Summer | Non-coincident | 2030 | POE50 | 38.096 | 132.5979 | QLD Ashgrove West 110 |  |  | FALSE | #N/A | #N/A | #N/A | #N/A | #N/A | #N/A | #N/A | #N/A | #N/A | #N/A
TRUE | QLD | QCBW | Ashgrove West 110 | Energy Queensland | Summer | Non-coincident | 2030 | POE90 | 31.7346 | NA | QLD Ashgrove West 110 |  |  | FALSE | #N/A | #N/A | #N/A | #N/A | #N/A | #N/A | #N/A | #N/A | #N/A | #N/A
TRUE | QLD | QCBW | Ashgrove West 110 | Energy Queensland | Winter | Coincident | 2016 | ACTUAL_OPG | 45.7922 | 78.6174 | QLD Ashgrove West 110 |  |  | FALSE | #N/A | #N/A | #N/A | #N/A | #N/A | #N/A | #N/A | #N/A | #N/A | #N/A
TRUE | QLD | QCBW | Ashgrove West 110 | Energy Queensland | Winter | Coincident | 2016 | ACTUAL_RAW | 45.7922 | 78.6174 | QLD Ashgrove West 110 |  |  | FALSE | #N/A | #N/A | #N/A | #N/A | #N/A | #N/A | #N/A | #N/A | #N/A | #N/A
TRUE | QLD | QCBW | Ashgrove West 110 | Energy Queensland | Winter | Non-coincident | 2016 | ACTUAL_RAW | -7.6498 | 122.0326 | QLD Ashgrove West 110 |  |  | FALSE | #N/A | #N/A | #N/A | #N/A | #N/A | #N/A | #N/A | #N/A | #N/A | #N/A
TRUE | QLD | QCBW | Ashgrove West 110 | Energy Queensland | Winter | Non-coincident | 2016 | ACTUAL_OPG | -7.6498 | 122.0326 | QLD Ashgrove West 110 |  |  | FALSE | #N/A | #N/A | #N/A | #N/A | #N/A | #N/A | #N/A | #N/A | #N/A | #N/A
TRUE | QLD | QCBW | Ashgrove West 110 | Energy Queensland | Winter | Non-coincident | 2016 | ACTUAL_ADJUSTEDOPG | 33.6888 | 122.0326 | QLD Ashgrove West 110 |  |  | FALSE | #N/A | #N/A | #N/A | #N/A | #N/A | #N/A | #N/A | #N/A | #N/A | #N/A
TRUE | QLD | QCBW | Ashgrove West 110 | Energy Queensland | Winter | Coincident | 2017 | ACTUAL_OPG | 32.5766 | 68.9228 | QLD Ashgrove West 110 |  |  | FALSE | #N/A | #N/A | #N/A | #N/A | #N/A | #N/A | #N/A | #N/A | #N/A | #N/A
TRUE | QLD | QCBW | Ashgrove West 110 | Energy Queensland | Winter | Coincident | 2017 | ACTUAL_RAW | 32.5766 | 68.9228 | QLD Ashgrove West 110 |  |  | FALSE | #N/A | #N/A | #N/A | #N/A | #N/A | #N/A | #N/A | #N/A | #N/A | #N/A
TRUE | QLD | QCBW | Ashgrove West 110 | Energy Queensland | Winter | Non-coincident | 2017 | ACTUAL_RAW | 26.7138 | 130.8183 | QLD Ashgrove West 110 |  |  | FALSE | #N/A | #N/A | #N/A | #N/A | #N/A | #N/A | #N/A | #N/A | #N/A | #N/A
TRUE | QLD | QCBW | Ashgrove West 110 | Energy Queensland | Winter | Non-coincident | 2017 | ACTUAL_OPG | 26.7138 | 130.8183 | QLD Ashgrove West 110 |  |  | FALSE | #N/A | #N/A | #N/A | #N/A | #N/A | #N/A | #N/A | #N/A | #N/A | #N/A
TRUE | QLD | QCBW | Ashgrove West 110 | Energy Queensland | Winter | Non-coincident | 2017 | ACTUAL_ADJUSTEDOPG | 26.7138 | 130.8183 | QLD Ashgrove West 110 |  |  | FALSE | #N/A | #N/A | #N/A | #N/A | #N/A | #N/A | #N/A | #N/A | #N/A | #N/A
TRUE | QLD | QCBW | Ashgrove West 110 | Energy Queensland | Winter | Coincident | 2018 | ACTUAL_OPG | 72.9838 | 43.4751 | QLD Ashgrove West 110 |  |  | FALSE | #N/A | #N/A | #N/A | #N/A | #N/A | #N/A | #N/A | #N/A | #N/A | #N/A
TRUE | QLD | QCBW | Ashgrove West 110 | Energy Queensland | Winter | Coincident | 2018 | ACTUAL_RAW | 72.9838 | 43.4751 | QLD Ashgrove West 110 |  |  | FALSE | #N/A | #N/A | #N/A | #N/A | #N/A | #N/A | #N/A | #N/A | #N/A | #N/A
TRUE | QLD | QCBW | Ashgrove West 110 | Energy Queensland | Winter | Non-coincident | 2018 | ACTUAL_RAW | 21.8712 | 118.9433 | QLD Ashgrove West 110 |  |  | FALSE | #N/A | #N/A | #N/A | #N/A | #N/A | #N/A | #N/A | #N/A | #N/A | #N/A
TRUE | QLD | QCBW | Ashgrove West 110 | Energy Queensland | Winter | Non-coincident | 2018 | ACTUAL_OPG | 21.8712 | 118.9433 | QLD Ashgrove West 110 |  |  | FALSE | #N/A | #N/A | #N/A | #N/A | #N/A | #N/A | #N/A | #N/A | #N/A | #N/A
TRUE | QLD | QCBW | Ashgrove West 110 | Energy Queensland | Winter | Non-coincident | 2018 | ACTUAL_ADJUSTEDOPG | 21.8712 | 118.9433 | QLD Ashgrove West 110 |  |  | FALSE | #N/A | #N/A | #N/A | #N/A | #N/A | #N/A | #N/A | #N/A | #N/A | #N/A
TRUE | QLD | QCBW | Ashgrove West 110 | Energy Queensland | Winter | Coincident | 2019 | ACTUAL_OPG | 66.5493 | 87.4597 | QLD Ashgrove West 110 |  |  | FALSE | #N/A | #N/A | #N/A | #N/A | #N/A | #N/A | #N/A | #N/A | #N/A | #N/A
TRUE | QLD | QCBW | Ashgrove West 110 | Energy Queensland | Winter | Coincident | 2019 | ACTUAL_RAW | 66.5493 | 87.4597 | QLD Ashgrove West 110 |  |  | FALSE | #N/A | #N/A | #N/A | #N/A | #N/A | #N/A | #N/A | #N/A | #N/A | #N/A
TRUE | QLD | QCBW | Ashgrove West 110 | Energy Queensland | Winter | Non-coincident | 2019 | ACTUAL_RAW | 33.5076 | 110.8115 | QLD Ashgrove West 110 |  |  | FALSE | #N/A | #N/A | #N/A | #N/A | #N/A | #N/A | #N/A | #N/A | #N/A | #N/A
TRUE | QLD | QCBW | Ashgrove West 110 | Energy Queensland | Winter | Non-coincident | 2019 | ACTUAL_OPG | 33.5076 | 110.8115 | QLD Ashgrove West 110 |  |  | FALSE | #N/A | #N/A | #N/A | #N/A | #N/A | #N/A | #N/A | #N/A | #N/A | #N/A
TRUE | QLD | QCBW | Ashgrove West 110 | Energy Queensland | Winter | Non-coincident | 2019 | ACTUAL_ADJUSTEDOPG | 33.5076 | 110.8115 | QLD Ashgrove West 110 |  |  | FALSE | #N/A | #N/A | #N/A | #N/A | #N/A | #N/A | #N/A | #N/A | #N/A | #N/A
TRUE | QLD | QCBW | Ashgrove West 110 | Energy Queensland | Winter | Non-coincident | 2019 | BASEYEARPOE90 | 16.8028 | NA | QLD Ashgrove West 110 |  |  | FALSE | #N/A | #N/A | #N/A | #N/A | #N/A | #N/A | #N/A | #N/A | #N/A | #N/A
TRUE | QLD | QCBW | Ashgrove West 110 | Energy Queensland | Winter | Non-coincident | 2019 | BASEYEARPOE50 | 24.1233 | 123.9861 | QLD Ashgrove West 110 |  |  | FALSE | #N/A | #N/A | #N/A | #N/A | #N/A | #N/A | #N/A | #N/A | #N/A | #N/A
TRUE | QLD | QCBW | Ashgrove West 110 | Energy Queensland | Winter | Coincident_unreconciled | 2020 | POE50 | 73.4458 | NA | QLD Ashgrove West 110 |  |  | FALSE | #N/A | #N/A | #N/A | #N/A | #N/A | #N/A | #N/A | #N/A | #N/A | #N/A
TRUE | QLD | QCBW | Ashgrove West 110 | Energy Queensland | Winter | Coincident_unreconciled | 2020 | POE90 | 61.6335 | NA | QLD Ashgrove West 110 |  |  | FALSE | #N/A | #N/A | #N/A | #N/A | #N/A | #N/A | #N/A | #N/A | #N/A | #N/A
TRUE | QLD | QCBW | Ashgrove West 110 | Energy Queensland | Winter | Non-coincident | 2020 | POE50 | 24.6115 | 122.6919 | QLD Ashgrove West 110 |  |  | FALSE | #N/A | #N/A | #N/A | #N/A | #N/A | #N/A | #N/A | #N/A | #N/A | #N/A
TRUE | QLD | QCBW | Ashgrove West 110 | Energy Queensland | Winter | Non-coincident | 2020 | POE90 | 17.3462 | NA | QLD Ashgrove West 110 |  |  | FALSE | #N/A | #N/A | #N/A | #N/A | #N/A | #N/A | #N/A | #N/A | #N/A | #N/A
TRUE | QLD | QCBW | Ashgrove West 110 | Energy Queensland | Winter | Coincident_unreconciled | 2021 | POE50 | 72.1931 | NA | QLD Ashgrove West 110 |  |  | FALSE | #N/A | #N/A | #N/A | #N/A | #N/A | #N/A | #N/A | #N/A | #N/A | #N/A
TRUE | QLD | QCBW | Ashgrove West 110 | Energy Queensland | Winter | Coincident_unreconciled | 2021 | POE90 | 60.2776 | NA | QLD Ashgrove West 110 |  |  | FALSE | #N/A | #N/A | #N/A | #N/A | #N/A | #N/A | #N/A | #N/A | #N/A | #N/A
TRUE | QLD | QCBW | Ashgrove West 110 | Energy Queensland | Winter | Non-coincident | 2021 | POE50 | 24.7609 | 123.2388 | QLD Ashgrove West 110 |  |  | FALSE | #N/A | #N/A | #N/A | #N/A | #N/A | #N/A | #N/A | #N/A | #N/A | #N/A
TRUE | QLD | QCBW | Ashgrove West 110 | Energy Queensland | Winter | Non-coincident | 2021 | POE90 | 17.431 | NA | QLD Ashgrove West 110 |  |  | FALSE | #N/A | #N/A | #N/A | #N/A | #N/A | #N/A | #N/A | #N/A | #N/A | #N/A
TRUE | QLD | QCBW | Ashgrove West 110 | Energy Queensland | Winter | Coincident_unreconciled | 2022 | POE50 | 78.6723 | NA | QLD Ashgrove West 110 |  |  | FALSE | #N/A | #N/A | #N/A | #N/A | #N/A | #N/A | #N/A | #N/A | #N/A | #N/A
TRUE | QLD | QCBW | Ashgrove West 110 | Energy Queensland | Winter | Coincident_unreconciled | 2022 | POE90 | 66.6744 | NA | QLD Ashgrove West 110 |  |  | FALSE | #N/A | #N/A | #N/A | #N/A | #N/A | #N/A | #N/A | #N/A | #N/A | #N/A
TRUE | QLD | QCBW | Ashgrove West 110 | Energy Queensland | Winter | Non-coincident | 2022 | POE50 | 27.9897 | 126.8546 | QLD Ashgrove West 110 |  |  | FALSE | #N/A | #N/A | #N/A | #N/A | #N/A | #N/A | #N/A | #N/A | #N/A | #N/A
TRUE | QLD | QCBW | Ashgrove West 110 | Energy Queensland | Winter | Non-coincident | 2022 | POE90 | 20.6082 | NA | QLD Ashgrove West 110 |  |  | FALSE | #N/A | #N/A | #N/A | #N/A | #N/A | #N/A | #N/A | #N/A | #N/A | #N/A
TRUE | QLD | QCBW | Ashgrove West 110 | Energy Queensland | Winter | Coincident_unreconciled | 2023 | POE50 | 78.3199 | NA | QLD Ashgrove West 110 |  |  | FALSE | #N/A | #N/A | #N/A | #N/A | #N/A | #N/A | #N/A | #N/A | #N/A | #N/A
TRUE | QLD | QCBW | Ashgrove West 110 | Energy Queensland | Winter | Coincident_unreconciled | 2023 | POE90 | 66.2396 | NA | QLD Ashgrove West 110 |  |  | FALSE | #N/A | #N/A | #N/A | #N/A | #N/A | #N/A | #N/A | #N/A | #N/A | #N/A
TRUE | QLD | QCBW | Ashgrove West 110 | Energy Queensland | Winter | Non-coincident | 2023 | POE50 | 28.1084 | 127.4604 | QLD Ashgrove West 110 |  |  | FALSE | #N/A | #N/A | #N/A | #N/A | #N/A | #N/A | #N/A | #N/A | #N/A | #N/A
TRUE | QLD | QCBW | Ashgrove West 110 | Energy Queensland | Winter | Non-coincident | 2023 | POE90 | 20.6754 | NA | QLD Ashgrove West 110 |  |  | FALSE | #N/A | #N/A | #N/A | #N/A | #N/A | #N/A | #N/A | #N/A | #N/A | #N/A
TRUE | QLD | QCBW | Ashgrove West 110 | Energy Queensland | Winter | Coincident_unreconciled | 2024 | POE50 | 78.0325 | NA | QLD Ashgrove West 110 |  |  | FALSE | #N/A | #N/A | #N/A | #N/A | #N/A | #N/A | #N/A | #N/A | #N/A | #N/A
TRUE | QLD | QCBW | Ashgrove West 110 | Energy Queensland | Winter | Coincident_unreconciled | 2024 | POE90 | 65.8698 | NA | QLD Ashgrove West 110 |  |  | FALSE | #N/A | #N/A | #N/A | #N/A | #N/A | #N/A | #N/A | #N/A | #N/A | #N/A
TRUE | QLD | QCBW | Ashgrove West 110 | Energy Queensland | Winter | Non-coincident | 2024 | POE50 | 28.2244 | 128.0847 | QLD Ashgrove West 110 |  |  | FALSE | #N/A | #N/A | #N/A | #N/A | #N/A | #N/A | #N/A | #N/A | #N/A | #N/A
TRUE | QLD | QCBW | Ashgrove West 110 | Energy Queensland | Winter | Non-coincident | 2024 | POE90 | 20.7397 | NA | QLD Ashgrove West 110 |  |  | FALSE | #N/A | #N/A | #N/A | #N/A | #N/A | #N/A | #N/A | #N/A | #N/A | #N/A
TRUE | QLD | QCBW | Ashgrove West 110 | Energy Queensland | Winter | Coincident_unreconciled | 2025 | POE50 | 77.7501 | NA | QLD Ashgrove West 110 |  |  | FALSE | #N/A | #N/A | #N/A | #N/A | #N/A | #N/A | #N/A | #N/A | #N/A | #N/A
TRUE | QLD | QCBW | Ashgrove West 110 | Energy Queensland | Winter | Coincident_unreconciled | 2025 | POE90 | 65.505 | NA | QLD Ashgrove West 110 |  |  | FALSE | #N/A | #N/A | #N/A | #N/A | #N/A | #N/A | #N/A | #N/A | #N/A | #N/A
TRUE | QLD | QCBW | Ashgrove West 110 | Energy Queensland | Winter | Non-coincident | 2025 | POE50 | 28.3412 | 128.7168 | QLD Ashgrove West 110 |  |  | FALSE | #N/A | #N/A | #N/A | #N/A | #N/A | #N/A | #N/A | #N/A | #N/A | #N/A
TRUE | QLD | QCBW | Ashgrove West 110 | Energy Queensland | Winter | Non-coincident | 2025 | POE90 | 20.805 | NA | QLD Ashgrove West 110 |  |  | FALSE | #N/A | #N/A | #N/A | #N/A | #N/A | #N/A | #N/A | #N/A | #N/A | #N/A
TRUE | QLD | QCBW | Ashgrove West 110 | Energy Queensland | Winter | Coincident_unreconciled | 2026 | POE50 | 77.565 | NA | QLD Ashgrove West 110 |  |  | FALSE | #N/A | #N/A | #N/A | #N/A | #N/A | #N/A | #N/A | #N/A | #N/A | #N/A
TRUE | QLD | QCBW | Ashgrove West 110 | Energy Queensland | Winter | Coincident_unreconciled | 2026 | POE90 | 65.2378 | NA | QLD Ashgrove West 110 |  |  | FALSE | #N/A | #N/A | #N/A | #N/A | #N/A | #N/A | #N/A | #N/A | #N/A | #N/A
TRUE | QLD | QCBW | Ashgrove West 110 | Energy Queensland | Winter | Non-coincident | 2026 | POE50 | 28.4587 | 129.3834 | QLD Ashgrove West 110 |  |  | FALSE | #N/A | #N/A | #N/A | #N/A | #N/A | #N/A | #N/A | #N/A | #N/A | #N/A
TRUE | QLD | QCBW | Ashgrove West 110 | Energy Queensland | Winter | Non-coincident | 2026 | POE90 | 20.8711 | NA | QLD Ashgrove West 110 |  |  | FALSE | #N/A | #N/A | #N/A | #N/A | #N/A | #N/A | #N/A | #N/A | #N/A | #N/A
TRUE | QLD | QCBW | Ashgrove West 110 | Energy Queensland | Winter | Coincident_unreconciled | 2027 | POE50 | 77.5519 | NA | QLD Ashgrove West 110 |  |  | FALSE | #N/A | #N/A | #N/A | #N/A | #N/A | #N/A | #N/A | #N/A | #N/A | #N/A
TRUE | QLD | QCBW | Ashgrove West 110 | Energy Queensland | Winter | Coincident_unreconciled | 2027 | POE90 | 65.1468 | NA | QLD Ashgrove West 110 |  |  | FALSE | #N/A | #N/A | #N/A | #N/A | #N/A | #N/A | #N/A | #N/A | #N/A | #N/A
TRUE | QLD | QCBW | Ashgrove West 110 | Energy Queensland | Winter | Non-coincident | 2027 | POE50 | 28.5745 | 130.0751 | QLD Ashgrove West 110 |  |  | FALSE | #N/A | #N/A | #N/A | #N/A | #N/A | #N/A | #N/A | #N/A | #N/A | #N/A
TRUE | QLD | QCBW | Ashgrove West 110 | Energy Queensland | Winter | Non-coincident | 2027 | POE90 | 20.9381 | NA | QLD Ashgrove West 110 |  |  | FALSE | #N/A | #N/A | #N/A | #N/A | #N/A | #N/A | #N/A | #N/A | #N/A | #N/A
TRUE | QLD | QCBW | Ashgrove West 110 | Energy Queensland | Winter | Coincident_unreconciled | 2028 | POE50 | 77.6656 | NA | QLD Ashgrove West 110 |  |  | FALSE | #N/A | #N/A | #N/A | #N/A | #N/A | #N/A | #N/A | #N/A | #N/A | #N/A
TRUE | QLD | QCBW | Ashgrove West 110 | Energy Queensland | Winter | Coincident_unreconciled | 2028 | POE90 | 65.1826 | NA | QLD Ashgrove West 110 |  |  | FALSE | #N/A | #N/A | #N/A | #N/A | #N/A | #N/A | #N/A | #N/A | #N/A | #N/A
TRUE | QLD | QCBW | Ashgrove West 110 | Energy Queensland | Winter | Non-coincident | 2028 | POE50 | 28.695 | 130.8165 | QLD Ashgrove West 110 |  |  | FALSE | #N/A | #N/A | #N/A | #N/A | #N/A | #N/A | #N/A | #N/A | #N/A | #N/A
TRUE | QLD | QCBW | Ashgrove West 110 | Energy Queensland | Winter | Non-coincident | 2028 | POE90 | 21.0097 | NA | QLD Ashgrove West 110 |  |  | FALSE | #N/A | #N/A | #N/A | #N/A | #N/A | #N/A | #N/A | #N/A | #N/A | #N/A
TRUE | QLD | QCBW | Ashgrove West 110 | Energy Queensland | Winter | Coincident_unreconciled | 2029 | POE50 | 77.8529 | NA | QLD Ashgrove West 110 |  |  | FALSE | #N/A | #N/A | #N/A | #N/A | #N/A | #N/A | #N/A | #N/A | #N/A | #N/A
TRUE | QLD | QCBW | Ashgrove West 110 | Energy Queensland | Winter | Coincident_unreconciled | 2029 | POE90 | 65.2918 | NA | QLD Ashgrove West 110 |  |  | FALSE | #N/A | #N/A | #N/A | #N/A | #N/A | #N/A | #N/A | #N/A | #N/A | #N/A
TRUE | QLD | QCBW | Ashgrove West 110 | Energy Queensland | Winter | Non-coincident | 2029 | POE50 | 28.8347 | 131.5974 | QLD Ashgrove West 110 |  |  | FALSE | #N/A | #N/A | #N/A | #N/A | #N/A | #N/A | #N/A | #N/A | #N/A | #N/A
TRUE | QLD | QCBW | Ashgrove West 110 | Energy Queensland | Winter | Non-coincident | 2029 | POE90 | 21.1006 | NA | QLD Ashgrove West 110 |  |  | FALSE | #N/A | #N/A | #N/A | #N/A | #N/A | #N/A | #N/A | #N/A | #N/A | #N/A
TRUE | QLD | QCBW | Ashgrove West 110 | Energy Queensland | Shoulder | Non-coincident | 2019 | BASEYEARPOE10 | NA | 147.2157 | QLD Ashgrove West 110 |  |  | FALSE | #N/A | #N/A | #N/A | #N/A | #N/A | #N/A | #N/A | #N/A | #N/A | #N/A
TRUE | QLD | QCBW | Ashgrove West 110 | Energy Queensland | Shoulder | Coincident | 2021 | POE10 | NA | 97.0113 | QLD Ashgrove West 110 |  |  | FALSE | #N/A | #N/A | #N/A | #N/A | #N/A | #N/A | #N/A | #N/A | #N/A | #N/A
TRUE | QLD | QCBW | Ashgrove West 110 | Energy Queensland | Shoulder | Coincident | 2021 | POE50 | NA | 92.7866 | QLD Ashgrove West 110 |  |  | FALSE | #N/A | #N/A | #N/A | #N/A | #N/A | #N/A | #N/A | #N/A | #N/A | #N/A
TRUE | QLD | QCBW | Ashgrove West 110 | Energy Queensland | Shoulder | Non-coincident | 2021 | POE10 | NA | 146.9352 | QLD Ashgrove West 110 |  |  | FALSE | #N/A | #N/A | #N/A | #N/A | #N/A | #N/A | #N/A | #N/A | #N/A | #N/A
TRUE | QLD | QCBW | Ashgrove West 110 | Energy Queensland | Shoulder | Coincident | 2022 | POE10 | NA | 102.7064 | QLD Ashgrove West 110 |  |  | FALSE | #N/A | #N/A | #N/A | #N/A | #N/A | #N/A | #N/A | #N/A | #N/A | #N/A
TRUE | QLD | QCBW | Ashgrove West 110 | Energy Queensland | Shoulder | Coincident | 2022 | POE50 | NA | 96.7638 | QLD Ashgrove West 110 |  |  | FALSE | #N/A | #N/A | #N/A | #N/A | #N/A | #N/A | #N/A | #N/A | #N/A | #N/A
TRUE | QLD | QCBW | Ashgrove West 110 | Energy Queensland | Shoulder | Non-coincident | 2022 | POE10 | NA | 150.729 | QLD Ashgrove West 110 |  |  | FALSE | #N/A | #N/A | #N/A | #N/A | #N/A | #N/A | #N/A | #N/A | #N/A | #N/A
TRUE | QLD | QCBW | Ashgrove West 110 | Energy Queensland | Shoulder | Coincident | 2023 | POE10 | NA | 103.4855 | QLD Ashgrove West 110 |  |  | FALSE | #N/A | #N/A | #N/A | #N/A | #N/A | #N/A | #N/A | #N/A | #N/A | #N/A
TRUE | QLD | QCBW | Ashgrove West 110 | Energy Queensland | Shoulder | Coincident | 2023 | POE50 | NA | 97.9598 | QLD Ashgrove West 110 |  |  | FALSE | #N/A | #N/A | #N/A | #N/A | #N/A | #N/A | #N/A | #N/A | #N/A | #N/A
TRUE | QLD | QCBW | Ashgrove West 110 | Energy Queensland | Shoulder | Non-coincident | 2023 | POE10 | NA | 151.4394 | QLD Ashgrove West 110 |  |  | FALSE | #N/A | #N/A | #N/A | #N/A | #N/A | #N/A | #N/A | #N/A | #N/A | #N/A
TRUE | QLD | QCBW | Ashgrove West 110 | Energy Queensland | Shoulder | Coincident | 2024 | POE10 | NA | 104.5846 | QLD Ashgrove West 110 |  |  | FALSE | #N/A | #N/A | #N/A | #N/A | #N/A | #N/A | #N/A | #N/A | #N/A | #N/A
TRUE | QLD | QCBW | Ashgrove West 110 | Energy Queensland | Shoulder | Coincident | 2024 | POE50 | NA | 100.2942 | QLD Ashgrove West 110 |  |  | FALSE | #N/A | #N/A | #N/A | #N/A | #N/A | #N/A | #N/A | #N/A | #N/A | #N/A
TRUE | QLD | QCBW | Ashgrove West 110 | Energy Queensland | Shoulder | Non-coincident | 2024 | POE10 | NA | 152.2083 | QLD Ashgrove West 110 |  |  | FALSE | #N/A | #N/A | #N/A | #N/A | #N/A | #N/A | #N/A | #N/A | #N/A | #N/A
TRUE | QLD | QCBW | Ashgrove West 110 | Energy Queensland | Shoulder | Coincident | 2025 | POE10 | NA | 105.5182 | QLD Ashgrove West 110 |  |  | FALSE | #N/A | #N/A | #N/A | #N/A | #N/A | #N/A | #N/A | #N/A | #N/A | #N/A
TRUE | QLD | QCBW | Ashgrove West 110 | Energy Queensland | Shoulder | Coincident | 2025 | POE50 | NA | 100.4475 | QLD Ashgrove West 110 |  |  | FALSE | #N/A | #N/A | #N/A | #N/A | #N/A | #N/A | #N/A | #N/A | #N/A | #N/A
TRUE | QLD | QCBW | Ashgrove West 110 | Energy Queensland | Shoulder | Non-coincident | 2025 | POE10 | NA | 152.9867 | QLD Ashgrove West 110 |  |  | FALSE | #N/A | #N/A | #N/A | #N/A | #N/A | #N/A | #N/A | #N/A | #N/A | #N/A
TRUE | QLD | QCBW | Ashgrove West 110 | Energy Queensland | Shoulder | Coincident | 2026 | POE10 | NA | 105.593 | QLD Ashgrove West 110 |  |  | FALSE | #N/A | #N/A | #N/A | #N/A | #N/A | #N/A | #N/A | #N/A | #N/A | #N/A
TRUE | QLD | QCBW | Ashgrove West 110 | Energy Queensland | Shoulder | Coincident | 2026 | POE50 | NA | 101.0658 | QLD Ashgrove West 110 |  |  | FALSE | #N/A | #N/A | #N/A | #N/A | #N/A | #N/A | #N/A | #N/A | #N/A | #N/A
TRUE | QLD | QCBW | Ashgrove West 110 | Energy Queensland | Shoulder | Non-coincident | 2026 | POE10 | NA | 153.7899 | QLD Ashgrove West 110 |  |  | FALSE | #N/A | #N/A | #N/A | #N/A | #N/A | #N/A | #N/A | #N/A | #N/A | #N/A
TRUE | QLD | QCBW | Ashgrove West 110 | Energy Queensland | Shoulder | Coincident | 2027 | POE10 | NA | 105.7762 | QLD Ashgrove West 110 |  |  | FALSE | #N/A | #N/A | #N/A | #N/A | #N/A | #N/A | #N/A | #N/A | #N/A | #N/A
TRUE | QLD | QCBW | Ashgrove West 110 | Energy Queensland | Shoulder | Coincident | 2027 | POE50 | NA | 101.1375 | QLD Ashgrove West 110 |  |  | FALSE | #N/A | #N/A | #N/A | #N/A | #N/A | #N/A | #N/A | #N/A | #N/A | #N/A
TRUE | QLD | QCBW | Ashgrove West 110 | Energy Queensland | Shoulder | Non-coincident | 2027 | POE10 | NA | 154.6239 | QLD Ashgrove West 110 |  |  | FALSE | #N/A | #N/A | #N/A | #N/A | #N/A | #N/A | #N/A | #N/A | #N/A | #N/A
TRUE | QLD | QCBW | Ashgrove West 110 | Energy Queensland | Shoulder | Coincident | 2028 | POE10 | NA | 106.0062 | QLD Ashgrove West 110 |  |  | FALSE | #N/A | #N/A | #N/A | #N/A | #N/A | #N/A | #N/A | #N/A | #N/A | #N/A
TRUE | QLD | QCBW | Ashgrove West 110 | Energy Queensland | Shoulder | Coincident | 2028 | POE50 | NA | 101.5998 | QLD Ashgrove West 110 |  |  | FALSE | #N/A | #N/A | #N/A | #N/A | #N/A | #N/A | #N/A | #N/A | #N/A | #N/A
TRUE | QLD | QCBW | Ashgrove West 110 | Energy Queensland | Shoulder | Non-coincident | 2028 | POE10 | NA | 155.4975 | QLD Ashgrove West 110 |  |  | FALSE | #N/A | #N/A | #N/A | #N/A | #N/A | #N/A | #N/A | #N/A | #N/A | #N/A
TRUE | QLD | QCBW | Ashgrove West 110 | Energy Queensland | Shoulder | Coincident | 2029 | POE10 | NA | 107.6572 | QLD Ashgrove West 110 |  |  | FALSE | #N/A | #N/A | #N/A | #N/A | #N/A | #N/A | #N/A | #N/A | #N/A | #N/A
TRUE | QLD | QCBW | Ashgrove West 110 | Energy Queensland | Shoulder | Coincident | 2029 | POE50 | NA | 102.5726 | QLD Ashgrove West 110 |  |  | FALSE | #N/A | #N/A | #N/A | #N/A | #N/A | #N/A | #N/A | #N/A | #N/A | #N/A
TRUE | QLD | QCBW | Ashgrove West 110 | Energy Queensland | Shoulder | Non-coincident | 2029 | POE10 | NA | 156.4196 | QLD Ashgrove West 110 |  |  | FALSE | #N/A | #N/A | #N/A | #N/A | #N/A | #N/A | #N/A | #N/A | #N/A | #N/A
TRUE | QLD | QCBW | Ashgrove West 110 | Energy Queensland | Shoulder | Coincident | 2030 | POE10 | NA | 108.3489 | QLD Ashgrove West 110 |  |  | FALSE | #N/A | #N/A | #N/A | #N/A | #N/A | #N/A | #N/A | #N/A | #N/A | #N/A
TRUE | QLD | QCBW | Ashgrove West 110 | Energy Queensland | Shoulder | Coincident | 2030 | POE50 | NA | 103.3388 | QLD Ashgrove West 110 |  |  | FALSE | #N/A | #N/A | #N/A | #N/A | #N/A | #N/A | #N/A | #N/A | #N/A | #N/A
TRUE | QLD | QCBW | Ashgrove West 110 | Energy Queensland | Shoulder | Non-coincident | 2030 | POE10 | NA | 157.4112 | QLD Ashgrove West 110 |  |  | FALSE | #N/A | #N/A | #N/A | #N/A | #N/A | #N/A | #N/A | #N/A | #N/A | #N/A
TRUE | QLD | QCBW | Ashgrove West 110 | Energy Queensland | Summer | Non-coincident | 2019 | BASEYEARPOE10 | NA | 119.6899 | QLD Ashgrove West 110 |  |  | FALSE | #N/A | #N/A | #N/A | #N/A | #N/A | #N/A | #N/A | #N/A | #N/A | #N/A
TRUE | QLD | QCBW | Ashgrove West 110 | Energy Queensland | Summer | Coincident | 2021 | POE10 | NA | 92.1529 | QLD Ashgrove West 110 |  |  | FALSE | #N/A | #N/A | #N/A | #N/A | #N/A | #N/A | #N/A | #N/A | #N/A | #N/A
TRUE | QLD | QCBW | Ashgrove West 110 | Energy Queensland | Summer | Coincident | 2021 | POE50 | NA | 93.2409 | QLD Ashgrove West 110 |  |  | FALSE | #N/A | #N/A | #N/A | #N/A | #N/A | #N/A | #N/A | #N/A | #N/A | #N/A
TRUE | QLD | QCBW | Ashgrove West 110 | Energy Queensland | Summer | Non-coincident | 2021 | POE10 | NA | 130.0534 | QLD Ashgrove West 110 |  |  | FALSE | #N/A | #N/A | #N/A | #N/A | #N/A | #N/A | #N/A | #N/A | #N/A | #N/A
TRUE | QLD | QCBW | Ashgrove West 110 | Energy Queensland | Summer | Coincident | 2022 | POE10 | NA | 96.9007 | QLD Ashgrove West 110 |  |  | FALSE | #N/A | #N/A | #N/A | #N/A | #N/A | #N/A | #N/A | #N/A | #N/A | #N/A
TRUE | QLD | QCBW | Ashgrove West 110 | Energy Queensland | Summer | Coincident | 2022 | POE50 | NA | 97.9734 | QLD Ashgrove West 110 |  |  | FALSE | #N/A | #N/A | #N/A | #N/A | #N/A | #N/A | #N/A | #N/A | #N/A | #N/A
TRUE | QLD | QCBW | Ashgrove West 110 | Energy Queensland | Summer | Non-coincident | 2022 | POE10 | NA | 133.4546 | QLD Ashgrove West 110 |  |  | FALSE | #N/A | #N/A | #N/A | #N/A | #N/A | #N/A | #N/A | #N/A | #N/A | #N/A
TRUE | QLD | QCBW | Ashgrove West 110 | Energy Queensland | Summer | Coincident | 2023 | POE10 | NA | 97.8504 | QLD Ashgrove West 110 |  |  | FALSE | #N/A | #N/A | #N/A | #N/A | #N/A | #N/A | #N/A | #N/A | #N/A | #N/A
TRUE | QLD | QCBW | Ashgrove West 110 | Energy Queensland | Summer | Coincident | 2023 | POE50 | NA | 98.7077 | QLD Ashgrove West 110 |  |  | FALSE | #N/A | #N/A | #N/A | #N/A | #N/A | #N/A | #N/A | #N/A | #N/A | #N/A
TRUE | QLD | QCBW | Ashgrove West 110 | Energy Queensland | Summer | Non-coincident | 2023 | POE10 | NA | 133.8593 | QLD Ashgrove West 110 |  |  | FALSE | #N/A | #N/A | #N/A | #N/A | #N/A | #N/A | #N/A | #N/A | #N/A | #N/A
TRUE | QLD | QCBW | Ashgrove West 110 | Energy Queensland | Summer | Coincident | 2024 | POE10 | NA | 99.4239 | QLD Ashgrove West 110 |  |  | FALSE | #N/A | #N/A | #N/A | #N/A | #N/A | #N/A | #N/A | #N/A | #N/A | #N/A
TRUE | QLD | QCBW | Ashgrove West 110 | Energy Queensland | Summer | Coincident | 2024 | POE50 | NA | 100.3857 | QLD Ashgrove West 110 |  |  | FALSE | #N/A | #N/A | #N/A | #N/A | #N/A | #N/A | #N/A | #N/A | #N/A | #N/A
TRUE | QLD | QCBW | Ashgrove West 110 | Energy Queensland | Summer | Non-coincident | 2024 | POE10 | NA | 134.3452 | QLD Ashgrove West 110 |  |  | FALSE | #N/A | #N/A | #N/A | #N/A | #N/A | #N/A | #N/A | #N/A | #N/A | #N/A
TRUE | QLD | QCBW | Ashgrove West 110 | Energy Queensland | Summer | Coincident | 2025 | POE10 | NA | 99.4083 | QLD Ashgrove West 110 |  |  | FALSE | #N/A | #N/A | #N/A | #N/A | #N/A | #N/A | #N/A | #N/A | #N/A | #N/A
TRUE | QLD | QCBW | Ashgrove West 110 | Energy Queensland | Summer | Coincident | 2025 | POE50 | NA | 100.8818 | QLD Ashgrove West 110 |  |  | FALSE | #N/A | #N/A | #N/A | #N/A | #N/A | #N/A | #N/A | #N/A | #N/A | #N/A
TRUE | QLD | QCBW | Ashgrove West 110 | Energy Queensland | Summer | Non-coincident | 2025 | POE10 | NA | 134.8349 | QLD Ashgrove West 110 |  |  | FALSE | #N/A | #N/A | #N/A | #N/A | #N/A | #N/A | #N/A | #N/A | #N/A | #N/A
TRUE | QLD | QCBW | Ashgrove West 110 | Energy Queensland | Summer | Coincident | 2026 | POE10 | NA | 100.2925 | QLD Ashgrove West 110 |  |  | FALSE | #N/A | #N/A | #N/A | #N/A | #N/A | #N/A | #N/A | #N/A | #N/A | #N/A
TRUE | QLD | QCBW | Ashgrove West 110 | Energy Queensland | Summer | Coincident | 2026 | POE50 | NA | 101.4356 | QLD Ashgrove West 110 |  |  | FALSE | #N/A | #N/A | #N/A | #N/A | #N/A | #N/A | #N/A | #N/A | #N/A | #N/A
TRUE | QLD | QCBW | Ashgrove West 110 | Energy Queensland | Summer | Non-coincident | 2026 | POE10 | NA | 135.3487 | QLD Ashgrove West 110 |  |  | FALSE | #N/A | #N/A | #N/A | #N/A | #N/A | #N/A | #N/A | #N/A | #N/A | #N/A
TRUE | QLD | QCBW | Ashgrove West 110 | Energy Queensland | Summer | Coincident | 2027 | POE10 | NA | 99.9808 | QLD Ashgrove West 110 |  |  | FALSE | #N/A | #N/A | #N/A | #N/A | #N/A | #N/A | #N/A | #N/A | #N/A | #N/A
TRUE | QLD | QCBW | Ashgrove West 110 | Energy Queensland | Summer | Coincident | 2027 | POE50 | NA | 101.4646 | QLD Ashgrove West 110 |  |  | FALSE | #N/A | #N/A | #N/A | #N/A | #N/A | #N/A | #N/A | #N/A | #N/A | #N/A
TRUE | QLD | QCBW | Ashgrove West 110 | Energy Queensland | Summer | Non-coincident | 2027 | POE10 | NA | 135.9127 | QLD Ashgrove West 110 |  |  | FALSE | #N/A | #N/A | #N/A | #N/A | #N/A | #N/A | #N/A | #N/A | #N/A | #N/A
TRUE | QLD | QCBW | Ashgrove West 110 | Energy Queensland | Summer | Coincident | 2028 | POE10 | NA | 100.5098 | QLD Ashgrove West 110 |  |  | FALSE | #N/A | #N/A | #N/A | #N/A | #N/A | #N/A | #N/A | #N/A | #N/A | #N/A
TRUE | QLD | QCBW | Ashgrove West 110 | Energy Queensland | Summer | Coincident | 2028 | POE50 | NA | 101.9445 | QLD Ashgrove West 110 |  |  | FALSE | #N/A | #N/A | #N/A | #N/A | #N/A | #N/A | #N/A | #N/A | #N/A | #N/A
TRUE | QLD | QCBW | Ashgrove West 110 | Energy Queensland | Summer | Non-coincident | 2028 | POE10 | NA | 136.5292 | QLD Ashgrove West 110 |  |  | FALSE | #N/A | #N/A | #N/A | #N/A | #N/A | #N/A | #N/A | #N/A | #N/A | #N/A
TRUE | QLD | QCBW | Ashgrove West 110 | Energy Queensland | Summer | Coincident | 2029 | POE10 | NA | 100.7286 | QLD Ashgrove West 110 |  |  | FALSE | #N/A | #N/A | #N/A | #N/A | #N/A | #N/A | #N/A | #N/A | #N/A | #N/A
TRUE | QLD | QCBW | Ashgrove West 110 | Energy Queensland | Summer | Coincident | 2029 | POE50 | NA | 102.6007 | QLD Ashgrove West 110 |  |  | FALSE | #N/A | #N/A | #N/A | #N/A | #N/A | #N/A | #N/A | #N/A | #N/A | #N/A
TRUE | QLD | QCBW | Ashgrove West 110 | Energy Queensland | Summer | Non-coincident | 2029 | POE10 | NA | 137.1939 | QLD Ashgrove West 110 |  |  | FALSE | #N/A | #N/A | #N/A | #N/A | #N/A | #N/A | #N/A | #N/A | #N/A | #N/A
TRUE | QLD | QCBW | Ashgrove West 110 | Energy Queensland | Summer | Coincident | 2030 | POE10 | NA | 101.3604 | QLD Ashgrove West 110 |  |  | FALSE | #N/A | #N/A | #N/A | #N/A | #N/A | #N/A | #N/A | #N/A | #N/A | #N/A
TRUE | QLD | QCBW | Ashgrove West 110 | Energy Queensland | Summer | Coincident | 2030 | POE50 | NA | 102.6955 | QLD Ashgrove West 110 |  |  | FALSE | #N/A | #N/A | #N/A | #N/A | #N/A | #N/A | #N/A | #N/A | #N/A | #N/A
TRUE | QLD | QCBW | Ashgrove West 110 | Energy Queensland | Summer | Non-coincident | 2030 | POE10 | NA | 137.9292 | QLD Ashgrove West 110 |  |  | FALSE | #N/A | #N/A | #N/A | #N/A | #N/A | #N/A | #N/A | #N/A | #N/A | #N/A
TRUE | QLD | QCBW | Ashgrove West 110 | Energy Queensland | Winter | Non-coincident | 2019 | BASEYEARPOE10 | NA | 135.9942 | QLD Ashgrove West 110 |  |  | FALSE | #N/A | #N/A | #N/A | #N/A | #N/A | #N/A | #N/A | #N/A | #N/A | #N/A
TRUE | QLD | QCBW | Ashgrove West 110 | Energy Queensland | Winter | Coincident | 2020 | POE10 | NA | 71.6877 | QLD Ashgrove West 110 |  |  | FALSE | #N/A | #N/A | #N/A | #N/A | #N/A | #N/A | #N/A | #N/A | #N/A | #N/A
TRUE | QLD | QCBW | Ashgrove West 110 | Energy Queensland | Winter | Coincident | 2020 | POE50 | NA | 68.3265 | QLD Ashgrove West 110 |  |  | FALSE | #N/A | #N/A | #N/A | #N/A | #N/A | #N/A | #N/A | #N/A | #N/A | #N/A
TRUE | QLD | QCBW | Ashgrove West 110 | Energy Queensland | Winter | Non-coincident | 2020 | POE10 | NA | 134.9935 | QLD Ashgrove West 110 |  |  | FALSE | #N/A | #N/A | #N/A | #N/A | #N/A | #N/A | #N/A | #N/A | #N/A | #N/A
TRUE | QLD | QCBW | Ashgrove West 110 | Energy Queensland | Winter | Coincident | 2021 | POE10 | NA | 71.6222 | QLD Ashgrove West 110 |  |  | FALSE | #N/A | #N/A | #N/A | #N/A | #N/A | #N/A | #N/A | #N/A | #N/A | #N/A
TRUE | QLD | QCBW | Ashgrove West 110 | Energy Queensland | Winter | Coincident | 2021 | POE50 | NA | 68.2423 | QLD Ashgrove West 110 |  |  | FALSE | #N/A | #N/A | #N/A | #N/A | #N/A | #N/A | #N/A | #N/A | #N/A | #N/A
TRUE | QLD | QCBW | Ashgrove West 110 | Energy Queensland | Winter | Non-coincident | 2021 | POE10 | NA | 135.4411 | QLD Ashgrove West 110 |  |  | FALSE | #N/A | #N/A | #N/A | #N/A | #N/A | #N/A | #N/A | #N/A | #N/A | #N/A
TRUE | QLD | QCBW | Ashgrove West 110 | Energy Queensland | Winter | Coincident | 2022 | POE10 | NA | 75.4624 | QLD Ashgrove West 110 |  |  | FALSE | #N/A | #N/A | #N/A | #N/A | #N/A | #N/A | #N/A | #N/A | #N/A | #N/A
TRUE | QLD | QCBW | Ashgrove West 110 | Energy Queensland | Winter | Coincident | 2022 | POE50 | NA | 71.9763 | QLD Ashgrove West 110 |  |  | FALSE | #N/A | #N/A | #N/A | #N/A | #N/A | #N/A | #N/A | #N/A | #N/A | #N/A
TRUE | QLD | QCBW | Ashgrove West 110 | Energy Queensland | Winter | Non-coincident | 2022 | POE10 | NA | 139.0095 | QLD Ashgrove West 110 |  |  | FALSE | #N/A | #N/A | #N/A | #N/A | #N/A | #N/A | #N/A | #N/A | #N/A | #N/A
TRUE | QLD | QCBW | Ashgrove West 110 | Energy Queensland | Winter | Coincident | 2023 | POE10 | NA | 76.6186 | QLD Ashgrove West 110 |  |  | FALSE | #N/A | #N/A | #N/A | #N/A | #N/A | #N/A | #N/A | #N/A | #N/A | #N/A
TRUE | QLD | QCBW | Ashgrove West 110 | Energy Queensland | Winter | Coincident | 2023 | POE50 | NA | 73.0073 | QLD Ashgrove West 110 |  |  | FALSE | #N/A | #N/A | #N/A | #N/A | #N/A | #N/A | #N/A | #N/A | #N/A | #N/A
TRUE | QLD | QCBW | Ashgrove West 110 | Energy Queensland | Winter | Non-coincident | 2023 | POE10 | NA | 139.6134 | QLD Ashgrove West 110 |  |  | FALSE | #N/A | #N/A | #N/A | #N/A | #N/A | #N/A | #N/A | #N/A | #N/A | #N/A
TRUE | QLD | QCBW | Ashgrove West 110 | Energy Queensland | Winter | Coincident | 2024 | POE10 | NA | 78.2288 | QLD Ashgrove West 110 |  |  | FALSE | #N/A | #N/A | #N/A | #N/A | #N/A | #N/A | #N/A | #N/A | #N/A | #N/A
TRUE | QLD | QCBW | Ashgrove West 110 | Energy Queensland | Winter | Coincident | 2024 | POE50 | NA | 74.2527 | QLD Ashgrove West 110 |  |  | FALSE | #N/A | #N/A | #N/A | #N/A | #N/A | #N/A | #N/A | #N/A | #N/A | #N/A
TRUE | QLD | QCBW | Ashgrove West 110 | Energy Queensland | Winter | Non-coincident | 2024 | POE10 | NA | 140.2429 | QLD Ashgrove West 110 |  |  | FALSE | #N/A | #N/A | #N/A | #N/A | #N/A | #N/A | #N/A | #N/A | #N/A | #N/A
TRUE | QLD | QCBW | Ashgrove West 110 | Energy Queensland | Winter | Coincident | 2025 | POE10 | NA | 78.4584 | QLD Ashgrove West 110 |  |  | FALSE | #N/A | #N/A | #N/A | #N/A | #N/A | #N/A | #N/A | #N/A | #N/A | #N/A
TRUE | QLD | QCBW | Ashgrove West 110 | Energy Queensland | Winter | Coincident | 2025 | POE50 | NA | 74.6287 | QLD Ashgrove West 110 |  |  | FALSE | #N/A | #N/A | #N/A | #N/A | #N/A | #N/A | #N/A | #N/A | #N/A | #N/A
TRUE | QLD | QCBW | Ashgrove West 110 | Energy Queensland | Winter | Non-coincident | 2025 | POE10 | NA | 140.8775 | QLD Ashgrove West 110 |  |  | FALSE | #N/A | #N/A | #N/A | #N/A | #N/A | #N/A | #N/A | #N/A | #N/A | #N/A
TRUE | QLD | QCBW | Ashgrove West 110 | Energy Queensland | Winter | Coincident | 2026 | POE10 | NA | 78.8863 | QLD Ashgrove West 110 |  |  | FALSE | #N/A | #N/A | #N/A | #N/A | #N/A | #N/A | #N/A | #N/A | #N/A | #N/A
TRUE | QLD | QCBW | Ashgrove West 110 | Energy Queensland | Winter | Coincident | 2026 | POE50 | NA | 75.1755 | QLD Ashgrove West 110 |  |  | FALSE | #N/A | #N/A | #N/A | #N/A | #N/A | #N/A | #N/A | #N/A | #N/A | #N/A
TRUE | QLD | QCBW | Ashgrove West 110 | Energy Queensland | Winter | Non-coincident | 2026 | POE10 | NA | 141.5527 | QLD Ashgrove West 110 |  |  | FALSE | #N/A | #N/A | #N/A | #N/A | #N/A | #N/A | #N/A | #N/A | #N/A | #N/A
TRUE | QLD | QCBW | Ashgrove West 110 | Energy Queensland | Winter | Coincident | 2027 | POE10 | NA | 79.2847 | QLD Ashgrove West 110 |  |  | FALSE | #N/A | #N/A | #N/A | #N/A | #N/A | #N/A | #N/A | #N/A | #N/A | #N/A
TRUE | QLD | QCBW | Ashgrove West 110 | Energy Queensland | Winter | Coincident | 2027 | POE50 | NA | 75.5615 | QLD Ashgrove West 110 |  |  | FALSE | #N/A | #N/A | #N/A | #N/A | #N/A | #N/A | #N/A | #N/A | #N/A | #N/A
TRUE | QLD | QCBW | Ashgrove West 110 | Energy Queensland | Winter | Non-coincident | 2027 | POE10 | NA | 142.2665 | QLD Ashgrove West 110 |  |  | FALSE | #N/A | #N/A | #N/A | #N/A | #N/A | #N/A | #N/A | #N/A | #N/A | #N/A
TRUE | QLD | QCBW | Ashgrove West 110 | Energy Queensland | Winter | Coincident | 2028 | POE10 | NA | 80.5774 | QLD Ashgrove West 110 |  |  | FALSE | #N/A | #N/A | #N/A | #N/A | #N/A | #N/A | #N/A | #N/A | #N/A | #N/A
TRUE | QLD | QCBW | Ashgrove West 110 | Energy Queensland | Winter | Coincident | 2028 | POE50 | NA | 76.1981 | QLD Ashgrove West 110 |  |  | FALSE | #N/A | #N/A | #N/A | #N/A | #N/A | #N/A | #N/A | #N/A | #N/A | #N/A
TRUE | QLD | QCBW | Ashgrove West 110 | Energy Queensland | Winter | Non-coincident | 2028 | POE10 | NA | 143.0406 | QLD Ashgrove West 110 |  |  | FALSE | #N/A | #N/A | #N/A | #N/A | #N/A | #N/A | #N/A | #N/A | #N/A | #N/A
TRUE | QLD | QCBW | Ashgrove West 110 | Energy Queensland | Winter | Coincident | 2029 | POE10 | NA | 80.6617 | QLD Ashgrove West 110 |  |  | FALSE | #N/A | #N/A | #N/A | #N/A | #N/A | #N/A | #N/A | #N/A | #N/A | #N/A
TRUE | QLD | QCBW | Ashgrove West 110 | Energy Queensland | Winter | Coincident | 2029 | POE50 | NA | 76.6761 | QLD Ashgrove West 110 |  |  | FALSE | #N/A | #N/A | #N/A | #N/A | #N/A | #N/A | #N/A | #N/A | #N/A | #N/A
TRUE | QLD | QCBW | Ashgrove West 110 | Energy Queensland | Winter | Non-coincident | 2029 | POE10 | NA | 143.8576 | QLD Ashgrove West 110 |  |  | FALSE | #N/A | #N/A | #N/A | #N/A | #N/A | #N/A | #N/A | #N/A | #N/A | #N/A
TRUE | QLD | QCDW | Cardwell | Energy Queensland | Shoulder | Coincident | 2017 | ACTUAL_OPG | 1.7014 | 4.2748 | QLD Cardwell |  |  | FALSE | #N/A | #N/A | #N/A | #N/A | #N/A | #N/A | #N/A | #N/A | #N/A | #N/A
TRUE | QLD | QCDW | Cardwell | Energy Queensland | Shoulder | Coincident | 2017 | ACTUAL_RAW | 1.7014 | 4.2748 | QLD Cardwell |  |  | FALSE | #N/A | #N/A | #N/A | #N/A | #N/A | #N/A | #N/A | #N/A | #N/A | #N/A
TRUE | QLD | QCDW | Cardwell | Energy Queensland | Shoulder | Non-coincident | 2017 | ACTUAL_RAW | 0 | 4.7738 | QLD Cardwell |  |  | FALSE | #N/A | #N/A | #N/A | #N/A | #N/A | #N/A | #N/A | #N/A | #N/A | #N/A
TRUE | QLD | QCDW | Cardwell | Energy Queensland | Shoulder | Non-coincident | 2017 | ACTUAL_OPG | 0 | 4.7738 | QLD Cardwell |  |  | FALSE | #N/A | #N/A | #N/A | #N/A | #N/A | #N/A | #N/A | #N/A | #N/A | #N/A
TRUE | QLD | QCDW | Cardwell | Energy Queensland | Shoulder | Non-coincident | 2017 | ACTUAL_ADJUSTEDOPG | 0 | 4.7738 | QLD Cardwell |  |  | FALSE | #N/A | #N/A | #N/A | #N/A | #N/A | #N/A | #N/A | #N/A | #N/A | #N/A
TRUE | QLD | QCDW | Cardwell | Energy Queensland | Shoulder | Coincident | 2018 | ACTUAL_OPG | 3.0852 | 5.0454 | QLD Cardwell |  |  | FALSE | #N/A | #N/A | #N/A | #N/A | #N/A | #N/A | #N/A | #N/A | #N/A | #N/A
TRUE | QLD | QCDW | Cardwell | Energy Queensland | Shoulder | Coincident | 2018 | ACTUAL_RAW | 3.0852 | 5.0454 | QLD Cardwell |  |  | FALSE | #N/A | #N/A | #N/A | #N/A | #N/A | #N/A | #N/A | #N/A | #N/A | #N/A
TRUE | QLD | QCDW | Cardwell | Energy Queensland | Shoulder | Non-coincident | 2018 | ACTUAL_RAW | 1.5266 | 5.3503 | QLD Cardwell |  |  | FALSE | #N/A | #N/A | #N/A | #N/A | #N/A | #N/A | #N/A | #N/A | #N/A | #N/A
TRUE | QLD | QCDW | Cardwell | Energy Queensland | Shoulder | Non-coincident | 2018 | ACTUAL_OPG | 1.5266 | 5.3503 | QLD Cardwell |  |  | FALSE | #N/A | #N/A | #N/A | #N/A | #N/A | #N/A | #N/A | #N/A | #N/A | #N/A
TRUE | QLD | QCDW | Cardwell | Energy Queensland | Shoulder | Non-coincident | 2018 | ACTUAL_ADJUSTEDOPG | 1.5266 | 5.3503 | QLD Cardwell |  |  | FALSE | #N/A | #N/A | #N/A | #N/A | #N/A | #N/A | #N/A | #N/A | #N/A | #N/A
TRUE | QLD | QCDW | Cardwell | Energy Queensland | Shoulder | Coincident | 2019 | ACTUAL_OPG | 1.6898 | 3.149 | QLD Cardwell |  |  | FALSE | #N/A | #N/A | #N/A | #N/A | #N/A | #N/A | #N/A | #N/A | #N/A | #N/A
TRUE | QLD | QCDW | Cardwell | Energy Queensland | Shoulder | Coincident | 2019 | ACTUAL_RAW | 1.6898 | 3.149 | QLD Cardwell |  |  | FALSE | #N/A | #N/A | #N/A | #N/A | #N/A | #N/A | #N/A | #N/A | #N/A | #N/A
TRUE | QLD | QCDW | Cardwell | Energy Queensland | Shoulder | Non-coincident | 2019 | ACTUAL_RAW | 1.4877 | 4.2698 | QLD Cardwell |  |  | FALSE | #N/A | #N/A | #N/A | #N/A | #N/A | #N/A | #N/A | #N/A | #N/A | #N/A
TRUE | QLD | QCDW | Cardwell | Energy Queensland | Shoulder | Non-coincident | 2019 | ACTUAL_OPG | 1.4877 | 4.2698 | QLD Cardwell |  |  | FALSE | #N/A | #N/A | #N/A | #N/A | #N/A | #N/A | #N/A | #N/A | #N/A | #N/A
TRUE | QLD | QCDW | Cardwell | Energy Queensland | Shoulder | Non-coincident | 2019 | ACTUAL_ADJUSTEDOPG | 1.4877 | 4.2698 | QLD Cardwell |  |  | FALSE | #N/A | #N/A | #N/A | #N/A | #N/A | #N/A | #N/A | #N/A | #N/A | #N/A
TRUE | QLD | QCDW | Cardwell | Energy Queensland | Shoulder | Non-coincident | 2019 | BASEYEARPOE90 | 1.5848 | NA | QLD Cardwell |  |  | FALSE | #N/A | #N/A | #N/A | #N/A | #N/A | #N/A | #N/A | #N/A | #N/A | #N/A
TRUE | QLD | QCDW | Cardwell | Energy Queensland | Shoulder | Non-coincident | 2019 | BASEYEARPOE50 | 1.6693 | 4.2372 | QLD Cardwell |  |  | FALSE | #N/A | #N/A | #N/A | #N/A | #N/A | #N/A | #N/A | #N/A | #N/A | #N/A
TRUE | QLD | QCDW | Cardwell | Energy Queensland | Shoulder | Coincident | 2020 | ACTUAL_OPG | 1.7963 | 4.3469 | QLD Cardwell |  |  | FALSE | #N/A | #N/A | #N/A | #N/A | #N/A | #N/A | #N/A | #N/A | #N/A | #N/A
TRUE | QLD | QCDW | Cardwell | Energy Queensland | Shoulder | Coincident | 2020 | ACTUAL_RAW | 1.7963 | 4.3469 | QLD Cardwell |  |  | FALSE | #N/A | #N/A | #N/A | #N/A | #N/A | #N/A | #N/A | #N/A | #N/A | #N/A
TRUE | QLD | QCDW | Cardwell | Energy Queensland | Shoulder | Non-coincident | 2020 | ACTUAL_RAW | 1.3705 | 4.4239 | QLD Cardwell |  |  | FALSE | #N/A | #N/A | #N/A | #N/A | #N/A | #N/A | #N/A | #N/A | #N/A | #N/A
TRUE | QLD | QCDW | Cardwell | Energy Queensland | Shoulder | Non-coincident | 2020 | ACTUAL_OPG | 1.3705 | 4.4239 | QLD Cardwell |  |  | FALSE | #N/A | #N/A | #N/A | #N/A | #N/A | #N/A | #N/A | #N/A | #N/A | #N/A
TRUE | QLD | QCDW | Cardwell | Energy Queensland | Shoulder | Non-coincident | 2020 | ACTUAL_ADJUSTEDOPG | 1.3705 | 4.4239 | QLD Cardwell |  |  | FALSE | #N/A | #N/A | #N/A | #N/A | #N/A | #N/A | #N/A | #N/A | #N/A | #N/A
TRUE | QLD | QCDW | Cardwell | Energy Queensland | Shoulder | Coincident_unreconciled | 2021 | POE50 | 1.7 | NA | QLD Cardwell |  |  | FALSE | #N/A | #N/A | #N/A | #N/A | #N/A | #N/A | #N/A | #N/A | #N/A | #N/A
TRUE | QLD | QCDW | Cardwell | Energy Queensland | Shoulder | Coincident_unreconciled | 2021 | POE90 | 1.5429 | NA | QLD Cardwell |  |  | FALSE | #N/A | #N/A | #N/A | #N/A | #N/A | #N/A | #N/A | #N/A | #N/A | #N/A
TRUE | QLD | QCDW | Cardwell | Energy Queensland | Shoulder | Non-coincident | 2021 | POE50 | 1.2 | 4.9572 | QLD Cardwell |  |  | FALSE | #N/A | #N/A | #N/A | #N/A | #N/A | #N/A | #N/A | #N/A | #N/A | #N/A
TRUE | QLD | QCDW | Cardwell | Energy Queensland | Shoulder | Non-coincident | 2021 | POE90 | 1.0931 | NA | QLD Cardwell |  |  | FALSE | #N/A | #N/A | #N/A | #N/A | #N/A | #N/A | #N/A | #N/A | #N/A | #N/A
TRUE | QLD | QCDW | Cardwell | Energy Queensland | Shoulder | Coincident_unreconciled | 2022 | POE50 | 1.6187 | NA | QLD Cardwell |  |  | FALSE | #N/A | #N/A | #N/A | #N/A | #N/A | #N/A | #N/A | #N/A | #N/A | #N/A
TRUE | QLD | QCDW | Cardwell | Energy Queensland | Shoulder | Coincident_unreconciled | 2022 | POE90 | 1.4613 | NA | QLD Cardwell |  |  | FALSE | #N/A | #N/A | #N/A | #N/A | #N/A | #N/A | #N/A | #N/A | #N/A | #N/A
TRUE | QLD | QCDW | Cardwell | Energy Queensland | Shoulder | Non-coincident | 2022 | POE50 | 1.1446 | 4.9622 | QLD Cardwell |  |  | FALSE | #N/A | #N/A | #N/A | #N/A | #N/A | #N/A | #N/A | #N/A | #N/A | #N/A
TRUE | QLD | QCDW | Cardwell | Energy Queensland | Shoulder | Non-coincident | 2022 | POE90 | 1.0375 | NA | QLD Cardwell |  |  | FALSE | #N/A | #N/A | #N/A | #N/A | #N/A | #N/A | #N/A | #N/A | #N/A | #N/A
TRUE | QLD | QCDW | Cardwell | Energy Queensland | Shoulder | Coincident_unreconciled | 2023 | POE50 | 1.5426 | NA | QLD Cardwell |  |  | FALSE | #N/A | #N/A | #N/A | #N/A | #N/A | #N/A | #N/A | #N/A | #N/A | #N/A
TRUE | QLD | QCDW | Cardwell | Energy Queensland | Shoulder | Coincident_unreconciled | 2023 | POE90 | 1.3849 | NA | QLD Cardwell |  |  | FALSE | #N/A | #N/A | #N/A | #N/A | #N/A | #N/A | #N/A | #N/A | #N/A | #N/A
TRUE | QLD | QCDW | Cardwell | Energy Queensland | Shoulder | Non-coincident | 2023 | POE50 | 1.0928 | 4.9667 | QLD Cardwell |  |  | FALSE | #N/A | #N/A | #N/A | #N/A | #N/A | #N/A | #N/A | #N/A | #N/A | #N/A
TRUE | QLD | QCDW | Cardwell | Energy Queensland | Shoulder | Non-coincident | 2023 | POE90 | 0.98549 | NA | QLD Cardwell |  |  | FALSE | #N/A | #N/A | #N/A | #N/A | #N/A | #N/A | #N/A | #N/A | #N/A | #N/A
TRUE | QLD | QCDW | Cardwell | Energy Queensland | Shoulder | Coincident_unreconciled | 2024 | POE50 | 1.4752 | NA | QLD Cardwell |  |  | FALSE | #N/A | #N/A | #N/A | #N/A | #N/A | #N/A | #N/A | #N/A | #N/A | #N/A
TRUE | QLD | QCDW | Cardwell | Energy Queensland | Shoulder | Coincident_unreconciled | 2024 | POE90 | 1.3172 | NA | QLD Cardwell |  |  | FALSE | #N/A | #N/A | #N/A | #N/A | #N/A | #N/A | #N/A | #N/A | #N/A | #N/A
TRUE | QLD | QCDW | Cardwell | Energy Queensland | Shoulder | Non-coincident | 2024 | POE50 | 1.0469 | 4.9661 | QLD Cardwell |  |  | FALSE | #N/A | #N/A | #N/A | #N/A | #N/A | #N/A | #N/A | #N/A | #N/A | #N/A
TRUE | QLD | QCDW | Cardwell | Energy Queensland | Shoulder | Non-coincident | 2024 | POE90 | 0.93941 | NA | QLD Cardwell |  |  | FALSE | #N/A | #N/A | #N/A | #N/A | #N/A | #N/A | #N/A | #N/A | #N/A | #N/A
TRUE | QLD | QCDW | Cardwell | Energy Queensland | Shoulder | Coincident_unreconciled | 2025 | POE50 | 1.4274 | NA | QLD Cardwell |  |  | FALSE | #N/A | #N/A | #N/A | #N/A | #N/A | #N/A | #N/A | #N/A | #N/A | #N/A
TRUE | QLD | QCDW | Cardwell | Energy Queensland | Shoulder | Coincident_unreconciled | 2025 | POE90 | 1.2692 | NA | QLD Cardwell |  |  | FALSE | #N/A | #N/A | #N/A | #N/A | #N/A | #N/A | #N/A | #N/A | #N/A | #N/A
TRUE | QLD | QCDW | Cardwell | Energy Queensland | Shoulder | Non-coincident | 2025 | POE50 | 1.0144 | 4.9611 | QLD Cardwell |  |  | FALSE | #N/A | #N/A | #N/A | #N/A | #N/A | #N/A | #N/A | #N/A | #N/A | #N/A
TRUE | QLD | QCDW | Cardwell | Energy Queensland | Shoulder | Non-coincident | 2025 | POE90 | 0.9067 | NA | QLD Cardwell |  |  | FALSE | #N/A | #N/A | #N/A | #N/A | #N/A | #N/A | #N/A | #N/A | #N/A | #N/A
TRUE | QLD | QCDW | Cardwell | Energy Queensland | Shoulder | Coincident_unreconciled | 2026 | POE50 | 1.3837 | NA | QLD Cardwell |  |  | FALSE | #N/A | #N/A | #N/A | #N/A | #N/A | #N/A | #N/A | #N/A | #N/A | #N/A
TRUE | QLD | QCDW | Cardwell | Energy Queensland | Shoulder | Coincident_unreconciled | 2026 | POE90 | 1.2252 | NA | QLD Cardwell |  |  | FALSE | #N/A | #N/A | #N/A | #N/A | #N/A | #N/A | #N/A | #N/A | #N/A | #N/A
TRUE | QLD | QCDW | Cardwell | Energy Queensland | Shoulder | Non-coincident | 2026 | POE50 | 0.98466 | 4.9547 | QLD Cardwell |  |  | FALSE | #N/A | #N/A | #N/A | #N/A | #N/A | #N/A | #N/A | #N/A | #N/A | #N/A
TRUE | QLD | QCDW | Cardwell | Energy Queensland | Shoulder | Non-coincident | 2026 | POE90 | 0.87678 | NA | QLD Cardwell |  |  | FALSE | #N/A | #N/A | #N/A | #N/A | #N/A | #N/A | #N/A | #N/A | #N/A | #N/A
TRUE | QLD | QCDW | Cardwell | Energy Queensland | Shoulder | Coincident_unreconciled | 2027 | POE50 | 1.3517 | NA | QLD Cardwell |  |  | FALSE | #N/A | #N/A | #N/A | #N/A | #N/A | #N/A | #N/A | #N/A | #N/A | #N/A
TRUE | QLD | QCDW | Cardwell | Energy Queensland | Shoulder | Coincident_unreconciled | 2027 | POE90 | 1.1929 | NA | QLD Cardwell |  |  | FALSE | #N/A | #N/A | #N/A | #N/A | #N/A | #N/A | #N/A | #N/A | #N/A | #N/A
TRUE | QLD | QCDW | Cardwell | Energy Queensland | Shoulder | Non-coincident | 2027 | POE50 | 0.96288 | 4.9475 | QLD Cardwell |  |  | FALSE | #N/A | #N/A | #N/A | #N/A | #N/A | #N/A | #N/A | #N/A | #N/A | #N/A
TRUE | QLD | QCDW | Cardwell | Energy Queensland | Shoulder | Non-coincident | 2027 | POE90 | 0.8548 | NA | QLD Cardwell |  |  | FALSE | #N/A | #N/A | #N/A | #N/A | #N/A | #N/A | #N/A | #N/A | #N/A | #N/A
TRUE | QLD | QCDW | Cardwell | Energy Queensland | Shoulder | Coincident_unreconciled | 2028 | POE50 | 1.3224 | NA | QLD Cardwell |  |  | FALSE | #N/A | #N/A | #N/A | #N/A | #N/A | #N/A | #N/A | #N/A | #N/A | #N/A
TRUE | QLD | QCDW | Cardwell | Energy Queensland | Shoulder | Coincident_unreconciled | 2028 | POE90 | 1.1634 | NA | QLD Cardwell |  |  | FALSE | #N/A | #N/A | #N/A | #N/A | #N/A | #N/A | #N/A | #N/A | #N/A | #N/A
TRUE | QLD | QCDW | Cardwell | Energy Queensland | Shoulder | Non-coincident | 2028 | POE50 | 0.94296 | 4.9506 | QLD Cardwell |  |  | FALSE | #N/A | #N/A | #N/A | #N/A | #N/A | #N/A | #N/A | #N/A | #N/A | #N/A
TRUE | QLD | QCDW | Cardwell | Energy Queensland | Shoulder | Non-coincident | 2028 | POE90 | 0.83466 | NA | QLD Cardwell |  |  | FALSE | #N/A | #N/A | #N/A | #N/A | #N/A | #N/A | #N/A | #N/A | #N/A | #N/A
TRUE | QLD | QCDW | Cardwell | Energy Queensland | Shoulder | Coincident_unreconciled | 2029 | POE50 | 1.2948 | NA | QLD Cardwell |  |  | FALSE | #N/A | #N/A | #N/A | #N/A | #N/A | #N/A | #N/A | #N/A | #N/A | #N/A
TRUE | QLD | QCDW | Cardwell | Energy Queensland | Shoulder | Coincident_unreconciled | 2029 | POE90 | 1.1354 | NA | QLD Cardwell |  |  | FALSE | #N/A | #N/A | #N/A | #N/A | #N/A | #N/A | #N/A | #N/A | #N/A | #N/A
TRUE | QLD | QCDW | Cardwell | Energy Queensland | Shoulder | Non-coincident | 2029 | POE50 | 0.92413 | 4.9631 | QLD Cardwell |  |  | FALSE | #N/A | #N/A | #N/A | #N/A | #N/A | #N/A | #N/A | #N/A | #N/A | #N/A
TRUE | QLD | QCDW | Cardwell | Energy Queensland | Shoulder | Non-coincident | 2029 | POE90 | 0.81563 | NA | QLD Cardwell |  |  | FALSE | #N/A | #N/A | #N/A | #N/A | #N/A | #N/A | #N/A | #N/A | #N/A | #N/A
TRUE | QLD | QCDW | Cardwell | Energy Queensland | Shoulder | Coincident_unreconciled | 2030 | POE50 | 1.2889 | NA | QLD Cardwell |  |  | FALSE | #N/A | #N/A | #N/A | #N/A | #N/A | #N/A | #N/A | #N/A | #N/A | #N/A
TRUE | QLD | QCDW | Cardwell | Energy Queensland | Shoulder | Coincident_unreconciled | 2030 | POE90 | 1.1292 | NA | QLD Cardwell |  |  | FALSE | #N/A | #N/A | #N/A | #N/A | #N/A | #N/A | #N/A | #N/A | #N/A | #N/A
TRUE | QLD | QCDW | Cardwell | Energy Queensland | Shoulder | Non-coincident | 2030 | POE50 | 0.92008 | 4.9734 | QLD Cardwell |  |  | FALSE | #N/A | #N/A | #N/A | #N/A | #N/A | #N/A | #N/A | #N/A | #N/A | #N/A
TRUE | QLD | QCDW | Cardwell | Energy Queensland | Shoulder | Non-coincident | 2030 | POE90 | 0.81139 | NA | QLD Cardwell |  |  | FALSE | #N/A | #N/A | #N/A | #N/A | #N/A | #N/A | #N/A | #N/A | #N/A | #N/A
TRUE | QLD | QCDW | Cardwell | Energy Queensland | Summer | Coincident | 2017 | ACTUAL_OPG | 2.3379 | 3.5839 | QLD Cardwell |  |  | FALSE | #N/A | #N/A | #N/A | #N/A | #N/A | #N/A | #N/A | #N/A | #N/A | #N/A
TRUE | QLD | QCDW | Cardwell | Energy Queensland | Summer | Coincident | 2017 | ACTUAL_RAW | 2.3379 | 3.5839 | QLD Cardwell |  |  | FALSE | #N/A | #N/A | #N/A | #N/A | #N/A | #N/A | #N/A | #N/A | #N/A | #N/A
TRUE | QLD | QCDW | Cardwell | Energy Queensland | Summer | Non-coincident | 2017 | ACTUAL_RAW | 1.8645 | 5.3519 | QLD Cardwell |  |  | FALSE | #N/A | #N/A | #N/A | #N/A | #N/A | #N/A | #N/A | #N/A | #N/A | #N/A
TRUE | QLD | QCDW | Cardwell | Energy Queensland | Summer | Non-coincident | 2017 | ACTUAL_OPG | 1.8645 | 5.3519 | QLD Cardwell |  |  | FALSE | #N/A | #N/A | #N/A | #N/A | #N/A | #N/A | #N/A | #N/A | #N/A | #N/A
TRUE | QLD | QCDW | Cardwell | Energy Queensland | Summer | Non-coincident | 2017 | ACTUAL_ADJUSTEDOPG | 1.8645 | 5.3519 | QLD Cardwell |  |  | FALSE | #N/A | #N/A | #N/A | #N/A | #N/A | #N/A | #N/A | #N/A | #N/A | #N/A
TRUE | QLD | QCDW | Cardwell | Energy Queensland | Summer | Coincident | 2018 | ACTUAL_OPG | 3.3047 | 2.4743 | QLD Cardwell |  |  | FALSE | #N/A | #N/A | #N/A | #N/A | #N/A | #N/A | #N/A | #N/A | #N/A | #N/A
TRUE | QLD | QCDW | Cardwell | Energy Queensland | Summer | Coincident | 2018 | ACTUAL_RAW | 3.3047 | 2.4743 | QLD Cardwell |  |  | FALSE | #N/A | #N/A | #N/A | #N/A | #N/A | #N/A | #N/A | #N/A | #N/A | #N/A
TRUE | QLD | QCDW | Cardwell | Energy Queensland | Summer | Non-coincident | 2018 | ACTUAL_RAW | 0.65605 | 5.1913 | QLD Cardwell |  |  | FALSE | #N/A | #N/A | #N/A | #N/A | #N/A | #N/A | #N/A | #N/A | #N/A | #N/A
TRUE | QLD | QCDW | Cardwell | Energy Queensland | Summer | Non-coincident | 2018 | ACTUAL_OPG | 0.65605 | 5.1913 | QLD Cardwell |  |  | FALSE | #N/A | #N/A | #N/A | #N/A | #N/A | #N/A | #N/A | #N/A | #N/A | #N/A
TRUE | QLD | QCDW | Cardwell | Energy Queensland | Summer | Non-coincident | 2018 | ACTUAL_ADJUSTEDOPG | 0.65605 | 5.1913 | QLD Cardwell |  |  | FALSE | #N/A | #N/A | #N/A | #N/A | #N/A | #N/A | #N/A | #N/A | #N/A | #N/A
TRUE | QLD | QCDW | Cardwell | Energy Queensland | Summer | Coincident | 2019 | ACTUAL_OPG | 1.8178 | 3.6468 | QLD Cardwell |  |  | FALSE | #N/A | #N/A | #N/A | #N/A | #N/A | #N/A | #N/A | #N/A | #N/A | #N/A
TRUE | QLD | QCDW | Cardwell | Energy Queensland | Summer | Coincident | 2019 | ACTUAL_RAW | 1.8178 | 3.6468 | QLD Cardwell |  |  | FALSE | #N/A | #N/A | #N/A | #N/A | #N/A | #N/A | #N/A | #N/A | #N/A | #N/A
TRUE | QLD | QCDW | Cardwell | Energy Queensland | Summer | Non-coincident | 2019 | ACTUAL_RAW | 0.88933 | 5.2911 | QLD Cardwell |  |  | FALSE | #N/A | #N/A | #N/A | #N/A | #N/A | #N/A | #N/A | #N/A | #N/A | #N/A
TRUE | QLD | QCDW | Cardwell | Energy Queensland | Summer | Non-coincident | 2019 | ACTUAL_OPG | 0.88933 | 5.2911 | QLD Cardwell |  |  | FALSE | #N/A | #N/A | #N/A | #N/A | #N/A | #N/A | #N/A | #N/A | #N/A | #N/A
TRUE | QLD | QCDW | Cardwell | Energy Queensland | Summer | Non-coincident | 2019 | ACTUAL_ADJUSTEDOPG | 0.88933 | 5.2911 | QLD Cardwell |  |  | FALSE | #N/A | #N/A | #N/A | #N/A | #N/A | #N/A | #N/A | #N/A | #N/A | #N/A
TRUE | QLD | QCDW | Cardwell | Energy Queensland | Summer | Non-coincident | 2019 | BASEYEARPOE90 | 1.2239 | NA | QLD Cardwell |  |  | FALSE | #N/A | #N/A | #N/A | #N/A | #N/A | #N/A | #N/A | #N/A | #N/A | #N/A
TRUE | QLD | QCDW | Cardwell | Energy Queensland | Summer | Non-coincident | 2019 | BASEYEARPOE50 | 1.327 | 5.0349 | QLD Cardwell |  |  | FALSE | #N/A | #N/A | #N/A | #N/A | #N/A | #N/A | #N/A | #N/A | #N/A | #N/A
TRUE | QLD | QCDW | Cardwell | Energy Queensland | Summer | Coincident | 2020 | ACTUAL_OPG | 3.016 | 2.8449 | QLD Cardwell |  |  | FALSE | #N/A | #N/A | #N/A | #N/A | #N/A | #N/A | #N/A | #N/A | #N/A | #N/A
TRUE | QLD | QCDW | Cardwell | Energy Queensland | Summer | Coincident | 2020 | ACTUAL_RAW | 3.016 | 2.8449 | QLD Cardwell |  |  | FALSE | #N/A | #N/A | #N/A | #N/A | #N/A | #N/A | #N/A | #N/A | #N/A | #N/A
TRUE | QLD | QCDW | Cardwell | Energy Queensland | Summer | Non-coincident | 2020 | ACTUAL_RAW | 1.158 | 5.3164 | QLD Cardwell |  |  | FALSE | #N/A | #N/A | #N/A | #N/A | #N/A | #N/A | #N/A | #N/A | #N/A | #N/A
TRUE | QLD | QCDW | Cardwell | Energy Queensland | Summer | Non-coincident | 2020 | ACTUAL_OPG | 1.158 | 5.3164 | QLD Cardwell |  |  | FALSE | #N/A | #N/A | #N/A | #N/A | #N/A | #N/A | #N/A | #N/A | #N/A | #N/A
TRUE | QLD | QCDW | Cardwell | Energy Queensland | Summer | Non-coincident | 2020 | ACTUAL_ADJUSTEDOPG | 1.158 | 5.3164 | QLD Cardwell |  |  | FALSE | #N/A | #N/A | #N/A | #N/A | #N/A | #N/A | #N/A | #N/A | #N/A | #N/A
TRUE | QLD | QCDW | Cardwell | Energy Queensland | Summer | Coincident_unreconciled | 2021 | POE50 | 2.3675 | NA | QLD Cardwell |  |  | FALSE | #N/A | #N/A | #N/A | #N/A | #N/A | #N/A | #N/A | #N/A | #N/A | #N/A
TRUE | QLD | QCDW | Cardwell | Energy Queensland | Summer | Coincident_unreconciled | 2021 | POE90 | 1.8962 | NA | QLD Cardwell |  |  | FALSE | #N/A | #N/A | #N/A | #N/A | #N/A | #N/A | #N/A | #N/A | #N/A | #N/A
TRUE | QLD | QCDW | Cardwell | Energy Queensland | Summer | Non-coincident | 2021 | POE50 | 0.70067 | 5.5003 | QLD Cardwell |  |  | FALSE | #N/A | #N/A | #N/A | #N/A | #N/A | #N/A | #N/A | #N/A | #N/A | #N/A
TRUE | QLD | QCDW | Cardwell | Energy Queensland | Summer | Non-coincident | 2021 | POE90 | 0.56119 | NA | QLD Cardwell |  |  | FALSE | #N/A | #N/A | #N/A | #N/A | #N/A | #N/A | #N/A | #N/A | #N/A | #N/A
TRUE | QLD | QCDW | Cardwell | Energy Queensland | Summer | Coincident_unreconciled | 2022 | POE50 | 2.202 | NA | QLD Cardwell |  |  | FALSE | #N/A | #N/A | #N/A | #N/A | #N/A | #N/A | #N/A | #N/A | #N/A | #N/A
TRUE | QLD | QCDW | Cardwell | Energy Queensland | Summer | Coincident_unreconciled | 2022 | POE90 | 1.7297 | NA | QLD Cardwell |  |  | FALSE | #N/A | #N/A | #N/A | #N/A | #N/A | #N/A | #N/A | #N/A | #N/A | #N/A
TRUE | QLD | QCDW | Cardwell | Energy Queensland | Summer | Non-coincident | 2022 | POE50 | 0.65171 | 5.5075 | QLD Cardwell |  |  | FALSE | #N/A | #N/A | #N/A | #N/A | #N/A | #N/A | #N/A | #N/A | #N/A | #N/A
TRUE | QLD | QCDW | Cardwell | Energy Queensland | Summer | Non-coincident | 2022 | POE90 | 0.51192 | NA | QLD Cardwell |  |  | FALSE | #N/A | #N/A | #N/A | #N/A | #N/A | #N/A | #N/A | #N/A | #N/A | #N/A
TRUE | QLD | QCDW | Cardwell | Energy Queensland | Summer | Coincident_unreconciled | 2023 | POE50 | 2.0447 | NA | QLD Cardwell |  |  | FALSE | #N/A | #N/A | #N/A | #N/A | #N/A | #N/A | #N/A | #N/A | #N/A | #N/A
TRUE | QLD | QCDW | Cardwell | Energy Queensland | Summer | Coincident_unreconciled | 2023 | POE90 | 1.5714 | NA | QLD Cardwell |  |  | FALSE | #N/A | #N/A | #N/A | #N/A | #N/A | #N/A | #N/A | #N/A | #N/A | #N/A
TRUE | QLD | QCDW | Cardwell | Energy Queensland | Summer | Non-coincident | 2023 | POE50 | 0.60514 | 5.5139 | QLD Cardwell |  |  | FALSE | #N/A | #N/A | #N/A | #N/A | #N/A | #N/A | #N/A | #N/A | #N/A | #N/A
TRUE | QLD | QCDW | Cardwell | Energy Queensland | Summer | Non-coincident | 2023 | POE90 | 0.46507 | NA | QLD Cardwell |  |  | FALSE | #N/A | #N/A | #N/A | #N/A | #N/A | #N/A | #N/A | #N/A | #N/A | #N/A
TRUE | QLD | QCDW | Cardwell | Energy Queensland | Summer | Coincident_unreconciled | 2024 | POE50 | 1.9123 | NA | QLD Cardwell |  |  | FALSE | #N/A | #N/A | #N/A | #N/A | #N/A | #N/A | #N/A | #N/A | #N/A | #N/A
TRUE | QLD | QCDW | Cardwell | Energy Queensland | Summer | Coincident_unreconciled | 2024 | POE90 | 1.4382 | NA | QLD Cardwell |  |  | FALSE | #N/A | #N/A | #N/A | #N/A | #N/A | #N/A | #N/A | #N/A | #N/A | #N/A
TRUE | QLD | QCDW | Cardwell | Energy Queensland | Summer | Non-coincident | 2024 | POE50 | 0.56597 | 5.5168 | QLD Cardwell |  |  | FALSE | #N/A | #N/A | #N/A | #N/A | #N/A | #N/A | #N/A | #N/A | #N/A | #N/A
TRUE | QLD | QCDW | Cardwell | Energy Queensland | Summer | Non-coincident | 2024 | POE90 | 0.42564 | NA | QLD Cardwell |  |  | FALSE | #N/A | #N/A | #N/A | #N/A | #N/A | #N/A | #N/A | #N/A | #N/A | #N/A
TRUE | QLD | QCDW | Cardwell | Energy Queensland | Summer | Coincident_unreconciled | 2025 | POE50 | 1.8326 | NA | QLD Cardwell |  |  | FALSE | #N/A | #N/A | #N/A | #N/A | #N/A | #N/A | #N/A | #N/A | #N/A | #N/A
TRUE | QLD | QCDW | Cardwell | Energy Queensland | Summer | Coincident_unreconciled | 2025 | POE90 | 1.3576 | NA | QLD Cardwell |  |  | FALSE | #N/A | #N/A | #N/A | #N/A | #N/A | #N/A | #N/A | #N/A | #N/A | #N/A
TRUE | QLD | QCDW | Cardwell | Energy Queensland | Summer | Non-coincident | 2025 | POE50 | 0.54238 | 5.5173 | QLD Cardwell |  |  | FALSE | #N/A | #N/A | #N/A | #N/A | #N/A | #N/A | #N/A | #N/A | #N/A | #N/A
TRUE | QLD | QCDW | Cardwell | Energy Queensland | Summer | Non-coincident | 2025 | POE90 | 0.40178 | NA | QLD Cardwell |  |  | FALSE | #N/A | #N/A | #N/A | #N/A | #N/A | #N/A | #N/A | #N/A | #N/A | #N/A
TRUE | QLD | QCDW | Cardwell | Energy Queensland | Summer | Coincident_unreconciled | 2026 | POE50 | 1.7662 | NA | QLD Cardwell |  |  | FALSE | #N/A | #N/A | #N/A | #N/A | #N/A | #N/A | #N/A | #N/A | #N/A | #N/A
TRUE | QLD | QCDW | Cardwell | Energy Queensland | Summer | Coincident_unreconciled | 2026 | POE90 | 1.2902 | NA | QLD Cardwell |  |  | FALSE | #N/A | #N/A | #N/A | #N/A | #N/A | #N/A | #N/A | #N/A | #N/A | #N/A
TRUE | QLD | QCDW | Cardwell | Energy Queensland | Summer | Non-coincident | 2026 | POE50 | 0.52273 | 5.518 | QLD Cardwell |  |  | FALSE | #N/A | #N/A | #N/A | #N/A | #N/A | #N/A | #N/A | #N/A | #N/A | #N/A
TRUE | QLD | QCDW | Cardwell | Energy Queensland | Summer | Non-coincident | 2026 | POE90 | 0.38185 | NA | QLD Cardwell |  |  | FALSE | #N/A | #N/A | #N/A | #N/A | #N/A | #N/A | #N/A | #N/A | #N/A | #N/A
TRUE | QLD | QCDW | Cardwell | Energy Queensland | Summer | Coincident_unreconciled | 2027 | POE50 | 1.7344 | NA | QLD Cardwell |  |  | FALSE | #N/A | #N/A | #N/A | #N/A | #N/A | #N/A | #N/A | #N/A | #N/A | #N/A
TRUE | QLD | QCDW | Cardwell | Energy Queensland | Summer | Coincident_unreconciled | 2027 | POE90 | 1.2574 | NA | QLD Cardwell |  |  | FALSE | #N/A | #N/A | #N/A | #N/A | #N/A | #N/A | #N/A | #N/A | #N/A | #N/A
TRUE | QLD | QCDW | Cardwell | Energy Queensland | Summer | Non-coincident | 2027 | POE50 | 0.5133 | 5.5204 | QLD Cardwell |  |  | FALSE | #N/A | #N/A | #N/A | #N/A | #N/A | #N/A | #N/A | #N/A | #N/A | #N/A
TRUE | QLD | QCDW | Cardwell | Energy Queensland | Summer | Non-coincident | 2027 | POE90 | 0.37212 | NA | QLD Cardwell |  |  | FALSE | #N/A | #N/A | #N/A | #N/A | #N/A | #N/A | #N/A | #N/A | #N/A | #N/A
TRUE | QLD | QCDW | Cardwell | Energy Queensland | Summer | Coincident_unreconciled | 2028 | POE50 | 1.6915 | NA | QLD Cardwell |  |  | FALSE | #N/A | #N/A | #N/A | #N/A | #N/A | #N/A | #N/A | #N/A | #N/A | #N/A
TRUE | QLD | QCDW | Cardwell | Energy Queensland | Summer | Coincident_unreconciled | 2028 | POE90 | 1.2134 | NA | QLD Cardwell |  |  | FALSE | #N/A | #N/A | #N/A | #N/A | #N/A | #N/A | #N/A | #N/A | #N/A | #N/A
TRUE | QLD | QCDW | Cardwell | Energy Queensland | Summer | Non-coincident | 2028 | POE50 | 0.5006 | 5.5354 | QLD Cardwell |  |  | FALSE | #N/A | #N/A | #N/A | #N/A | #N/A | #N/A | #N/A | #N/A | #N/A | #N/A
TRUE | QLD | QCDW | Cardwell | Energy Queensland | Summer | Non-coincident | 2028 | POE90 | 0.3591 | NA | QLD Cardwell |  |  | FALSE | #N/A | #N/A | #N/A | #N/A | #N/A | #N/A | #N/A | #N/A | #N/A | #N/A
TRUE | QLD | QCDW | Cardwell | Energy Queensland | Summer | Coincident_unreconciled | 2029 | POE50 | 1.6497 | NA | QLD Cardwell |  |  | FALSE | #N/A | #N/A | #N/A | #N/A | #N/A | #N/A | #N/A | #N/A | #N/A | #N/A
TRUE | QLD | QCDW | Cardwell | Energy Queensland | Summer | Coincident_unreconciled | 2029 | POE90 | 1.1706 | NA | QLD Cardwell |  |  | FALSE | #N/A | #N/A | #N/A | #N/A | #N/A | #N/A | #N/A | #N/A | #N/A | #N/A
TRUE | QLD | QCDW | Cardwell | Energy Queensland | Summer | Non-coincident | 2029 | POE50 | 0.48825 | 5.5595 | QLD Cardwell |  |  | FALSE | #N/A | #N/A | #N/A | #N/A | #N/A | #N/A | #N/A | #N/A | #N/A | #N/A
TRUE | QLD | QCDW | Cardwell | Energy Queensland | Summer | Non-coincident | 2029 | POE90 | 0.34646 | NA | QLD Cardwell |  |  | FALSE | #N/A | #N/A | #N/A | #N/A | #N/A | #N/A | #N/A | #N/A | #N/A | #N/A
TRUE | QLD | QCDW | Cardwell | Energy Queensland | Summer | Coincident_unreconciled | 2030 | POE50 | 1.661 | NA | QLD Cardwell |  |  | FALSE | #N/A | #N/A | #N/A | #N/A | #N/A | #N/A | #N/A | #N/A | #N/A | #N/A
TRUE | QLD | QCDW | Cardwell | Energy Queensland | Summer | Coincident_unreconciled | 2030 | POE90 | 1.1809 | NA | QLD Cardwell |  |  | FALSE | #N/A | #N/A | #N/A | #N/A | #N/A | #N/A | #N/A | #N/A | #N/A | #N/A
TRUE | QLD | QCDW | Cardwell | Energy Queensland | Summer | Non-coincident | 2030 | POE50 | 0.49157 | 5.5858 | QLD Cardwell |  |  | FALSE | #N/A | #N/A | #N/A | #N/A | #N/A | #N/A | #N/A | #N/A | #N/A | #N/A
TRUE | QLD | QCDW | Cardwell | Energy Queensland | Summer | Non-coincident | 2030 | POE90 | 0.3495 | NA | QLD Cardwell |  |  | FALSE | #N/A | #N/A | #N/A | #N/A | #N/A | #N/A | #N/A | #N/A | #N/A | #N/A
TRUE | QLD | QCDW | Cardwell | Energy Queensland | Winter | Coincident | 2016 | ACTUAL_OPG | 2.8328 | 3.1845 | QLD Cardwell |  |  | FALSE | #N/A | #N/A | #N/A | #N/A | #N/A | #N/A | #N/A | #N/A | #N/A | #N/A
TRUE | QLD | QCDW | Cardwell | Energy Queensland | Winter | Coincident | 2016 | ACTUAL_RAW | 2.8328 | 3.1845 | QLD Cardwell |  |  | FALSE | #N/A | #N/A | #N/A | #N/A | #N/A | #N/A | #N/A | #N/A | #N/A | #N/A
TRUE | QLD | QCDW | Cardwell | Energy Queensland | Winter | Non-coincident | 2016 | ACTUAL_RAW | 1.1685 | 3.6699 | QLD Cardwell |  |  | FALSE | #N/A | #N/A | #N/A | #N/A | #N/A | #N/A | #N/A | #N/A | #N/A | #N/A
TRUE | QLD | QCDW | Cardwell | Energy Queensland | Winter | Non-coincident | 2016 | ACTUAL_OPG | 1.1685 | 3.6699 | QLD Cardwell |  |  | FALSE | #N/A | #N/A | #N/A | #N/A | #N/A | #N/A | #N/A | #N/A | #N/A | #N/A
TRUE | QLD | QCDW | Cardwell | Energy Queensland | Winter | Non-coincident | 2016 | ACTUAL_ADJUSTEDOPG | 1.1685 | 3.6699 | QLD Cardwell |  |  | FALSE | #N/A | #N/A | #N/A | #N/A | #N/A | #N/A | #N/A | #N/A | #N/A | #N/A
TRUE | QLD | QCDW | Cardwell | Energy Queensland | Winter | Coincident | 2017 | ACTUAL_OPG | 2.2241 | 2.8244 | QLD Cardwell |  |  | FALSE | #N/A | #N/A | #N/A | #N/A | #N/A | #N/A | #N/A | #N/A | #N/A | #N/A
TRUE | QLD | QCDW | Cardwell | Energy Queensland | Winter | Coincident | 2017 | ACTUAL_RAW | 2.2241 | 2.8244 | QLD Cardwell |  |  | FALSE | #N/A | #N/A | #N/A | #N/A | #N/A | #N/A | #N/A | #N/A | #N/A | #N/A
TRUE | QLD | QCDW | Cardwell | Energy Queensland | Winter | Non-coincident | 2017 | ACTUAL_RAW | 1.0148 | 4.2463 | QLD Cardwell |  |  | FALSE | #N/A | #N/A | #N/A | #N/A | #N/A | #N/A | #N/A | #N/A | #N/A | #N/A
TRUE | QLD | QCDW | Cardwell | Energy Queensland | Winter | Non-coincident | 2017 | ACTUAL_OPG | 1.0148 | 4.2463 | QLD Cardwell |  |  | FALSE | #N/A | #N/A | #N/A | #N/A | #N/A | #N/A | #N/A | #N/A | #N/A | #N/A
TRUE | QLD | QCDW | Cardwell | Energy Queensland | Winter | Non-coincident | 2017 | ACTUAL_ADJUSTEDOPG | 1.0148 | 4.2463 | QLD Cardwell |  |  | FALSE | #N/A | #N/A | #N/A | #N/A | #N/A | #N/A | #N/A | #N/A | #N/A | #N/A
TRUE | QLD | QCDW | Cardwell | Energy Queensland | Winter | Coincident | 2018 | ACTUAL_OPG | 1.2675 | 3.2243 | QLD Cardwell |  |  | FALSE | #N/A | #N/A | #N/A | #N/A | #N/A | #N/A | #N/A | #N/A | #N/A | #N/A
TRUE | QLD | QCDW | Cardwell | Energy Queensland | Winter | Coincident | 2018 | ACTUAL_RAW | 1.2675 | 3.2243 | QLD Cardwell |  |  | FALSE | #N/A | #N/A | #N/A | #N/A | #N/A | #N/A | #N/A | #N/A | #N/A | #N/A
TRUE | QLD | QCDW | Cardwell | Energy Queensland | Winter | Non-coincident | 2018 | ACTUAL_RAW | 1.2036 | 3.9353 | QLD Cardwell |  |  | FALSE | #N/A | #N/A | #N/A | #N/A | #N/A | #N/A | #N/A | #N/A | #N/A | #N/A
TRUE | QLD | QCDW | Cardwell | Energy Queensland | Winter | Non-coincident | 2018 | ACTUAL_OPG | 1.2036 | 3.9353 | QLD Cardwell |  |  | FALSE | #N/A | #N/A | #N/A | #N/A | #N/A | #N/A | #N/A | #N/A | #N/A | #N/A
TRUE | QLD | QCDW | Cardwell | Energy Queensland | Winter | Non-coincident | 2018 | ACTUAL_ADJUSTEDOPG | 1.2036 | 3.9353 | QLD Cardwell |  |  | FALSE | #N/A | #N/A | #N/A | #N/A | #N/A | #N/A | #N/A | #N/A | #N/A | #N/A
TRUE | QLD | QCDW | Cardwell | Energy Queensland | Winter | Coincident | 2019 | ACTUAL_OPG | 1.7803 | 3.1948 | QLD Cardwell |  |  | FALSE | #N/A | #N/A | #N/A | #N/A | #N/A | #N/A | #N/A | #N/A | #N/A | #N/A
TRUE | QLD | QCDW | Cardwell | Energy Queensland | Winter | Coincident | 2019 | ACTUAL_RAW | 1.7803 | 3.1948 | QLD Cardwell |  |  | FALSE | #N/A | #N/A | #N/A | #N/A | #N/A | #N/A | #N/A | #N/A | #N/A | #N/A
TRUE | QLD | QCDW | Cardwell | Energy Queensland | Winter | Non-coincident | 2019 | ACTUAL_RAW | 1.1992 | 3.7464 | QLD Cardwell |  |  | FALSE | #N/A | #N/A | #N/A | #N/A | #N/A | #N/A | #N/A | #N/A | #N/A | #N/A
TRUE | QLD | QCDW | Cardwell | Energy Queensland | Winter | Non-coincident | 2019 | ACTUAL_OPG | 1.1992 | 3.7464 | QLD Cardwell |  |  | FALSE | #N/A | #N/A | #N/A | #N/A | #N/A | #N/A | #N/A | #N/A | #N/A | #N/A
TRUE | QLD | QCDW | Cardwell | Energy Queensland | Winter | Non-coincident | 2019 | ACTUAL_ADJUSTEDOPG | 1.1992 | 3.7464 | QLD Cardwell |  |  | FALSE | #N/A | #N/A | #N/A | #N/A | #N/A | #N/A | #N/A | #N/A | #N/A | #N/A
TRUE | QLD | QCDW | Cardwell | Energy Queensland | Winter | Non-coincident | 2019 | BASEYEARPOE90 | 0.46766 | NA | QLD Cardwell |  |  | FALSE | #N/A | #N/A | #N/A | #N/A | #N/A | #N/A | #N/A | #N/A | #N/A | #N/A
TRUE | QLD | QCDW | Cardwell | Energy Queensland | Winter | Non-coincident | 2019 | BASEYEARPOE50 | 0.77644 | 3.5496 | QLD Cardwell |  |  | FALSE | #N/A | #N/A | #N/A | #N/A | #N/A | #N/A | #N/A | #N/A | #N/A | #N/A
TRUE | QLD | QCDW | Cardwell | Energy Queensland | Winter | Coincident_unreconciled | 2020 | POE50 | 1.2 | NA | QLD Cardwell |  |  | FALSE | #N/A | #N/A | #N/A | #N/A | #N/A | #N/A | #N/A | #N/A | #N/A | #N/A
TRUE | QLD | QCDW | Cardwell | Energy Queensland | Winter | Coincident_unreconciled | 2020 | POE90 | 1.0205 | NA | QLD Cardwell |  |  | FALSE | #N/A | #N/A | #N/A | #N/A | #N/A | #N/A | #N/A | #N/A | #N/A | #N/A
TRUE | QLD | QCDW | Cardwell | Energy Queensland | Winter | Non-coincident | 2020 | POE50 | 1.2 | 4.1065 | QLD Cardwell |  |  | FALSE | #N/A | #N/A | #N/A | #N/A | #N/A | #N/A | #N/A | #N/A | #N/A | #N/A
TRUE | QLD | QCDW | Cardwell | Energy Queensland | Winter | Non-coincident | 2020 | POE90 | 0.8725 | NA | QLD Cardwell |  |  | FALSE | #N/A | #N/A | #N/A | #N/A | #N/A | #N/A | #N/A | #N/A | #N/A | #N/A
TRUE | QLD | QCDW | Cardwell | Energy Queensland | Winter | Coincident_unreconciled | 2021 | POE50 | 1.1424 | NA | QLD Cardwell |  |  | FALSE | #N/A | #N/A | #N/A | #N/A | #N/A | #N/A | #N/A | #N/A | #N/A | #N/A
TRUE | QLD | QCDW | Cardwell | Energy Queensland | Winter | Coincident_unreconciled | 2021 | POE90 | 0.99064 | NA | QLD Cardwell |  |  | FALSE | #N/A | #N/A | #N/A | #N/A | #N/A | #N/A | #N/A | #N/A | #N/A | #N/A
TRUE | QLD | QCDW | Cardwell | Energy Queensland | Winter | Non-coincident | 2021 | POE50 | 1.1361 | 4.1115 | QLD Cardwell |  |  | FALSE | #N/A | #N/A | #N/A | #N/A | #N/A | #N/A | #N/A | #N/A | #N/A | #N/A
TRUE | QLD | QCDW | Cardwell | Energy Queensland | Winter | Non-coincident | 2021 | POE90 | 0.80803 | NA | QLD Cardwell |  |  | FALSE | #N/A | #N/A | #N/A | #N/A | #N/A | #N/A | #N/A | #N/A | #N/A | #N/A
TRUE | QLD | QCDW | Cardwell | Energy Queensland | Winter | Coincident_unreconciled | 2022 | POE50 | 1.1187 | NA | QLD Cardwell |  |  | FALSE | #N/A | #N/A | #N/A | #N/A | #N/A | #N/A | #N/A | #N/A | #N/A | #N/A
TRUE | QLD | QCDW | Cardwell | Energy Queensland | Winter | Coincident_unreconciled | 2022 | POE90 | 0.9668 | NA | QLD Cardwell |  |  | FALSE | #N/A | #N/A | #N/A | #N/A | #N/A | #N/A | #N/A | #N/A | #N/A | #N/A
TRUE | QLD | QCDW | Cardwell | Energy Queensland | Winter | Non-coincident | 2022 | POE50 | 1.085 | 4.1157 | QLD Cardwell |  |  | FALSE | #N/A | #N/A | #N/A | #N/A | #N/A | #N/A | #N/A | #N/A | #N/A | #N/A
TRUE | QLD | QCDW | Cardwell | Energy Queensland | Winter | Non-coincident | 2022 | POE90 | 0.75649 | NA | QLD Cardwell |  |  | FALSE | #N/A | #N/A | #N/A | #N/A | #N/A | #N/A | #N/A | #N/A | #N/A | #N/A
TRUE | QLD | QCDW | Cardwell | Energy Queensland | Winter | Coincident_unreconciled | 2023 | POE50 | 1.0955 | NA | QLD Cardwell |  |  | FALSE | #N/A | #N/A | #N/A | #N/A | #N/A | #N/A | #N/A | #N/A | #N/A | #N/A
TRUE | QLD | QCDW | Cardwell | Energy Queensland | Winter | Coincident_unreconciled | 2023 | POE90 | 0.94334 | NA | QLD Cardwell |  |  | FALSE | #N/A | #N/A | #N/A | #N/A | #N/A | #N/A | #N/A | #N/A | #N/A | #N/A
TRUE | QLD | QCDW | Cardwell | Energy Queensland | Winter | Non-coincident | 2023 | POE50 | 1.0347 | 4.1188 | QLD Cardwell |  |  | FALSE | #N/A | #N/A | #N/A | #N/A | #N/A | #N/A | #N/A | #N/A | #N/A | #N/A
TRUE | QLD | QCDW | Cardwell | Energy Queensland | Winter | Non-coincident | 2023 | POE90 | 0.70578 | NA | QLD Cardwell |  |  | FALSE | #N/A | #N/A | #N/A | #N/A | #N/A | #N/A | #N/A | #N/A | #N/A | #N/A
TRUE | QLD | QCDW | Cardwell | Energy Queensland | Winter | Coincident_unreconciled | 2024 | POE50 | 1.079 | NA | QLD Cardwell |  |  | FALSE | #N/A | #N/A | #N/A | #N/A | #N/A | #N/A | #N/A | #N/A | #N/A | #N/A
TRUE | QLD | QCDW | Cardwell | Energy Queensland | Winter | Coincident_unreconciled | 2024 | POE90 | 0.92666 | NA | QLD Cardwell |  |  | FALSE | #N/A | #N/A | #N/A | #N/A | #N/A | #N/A | #N/A | #N/A | #N/A | #N/A
TRUE | QLD | QCDW | Cardwell | Energy Queensland | Winter | Non-coincident | 2024 | POE50 | 0.99902 | 4.1133 | QLD Cardwell |  |  | FALSE | #N/A | #N/A | #N/A | #N/A | #N/A | #N/A | #N/A | #N/A | #N/A | #N/A
TRUE | QLD | QCDW | Cardwell | Energy Queensland | Winter | Non-coincident | 2024 | POE90 | 0.6697 | NA | QLD Cardwell |  |  | FALSE | #N/A | #N/A | #N/A | #N/A | #N/A | #N/A | #N/A | #N/A | #N/A | #N/A
TRUE | QLD | QCDW | Cardwell | Energy Queensland | Winter | Coincident_unreconciled | 2025 | POE50 | 1.0667 | NA | QLD Cardwell |  |  | FALSE | #N/A | #N/A | #N/A | #N/A | #N/A | #N/A | #N/A | #N/A | #N/A | #N/A
TRUE | QLD | QCDW | Cardwell | Energy Queensland | Winter | Coincident_unreconciled | 2025 | POE90 | 0.91419 | NA | QLD Cardwell |  |  | FALSE | #N/A | #N/A | #N/A | #N/A | #N/A | #N/A | #N/A | #N/A | #N/A | #N/A
TRUE | QLD | QCDW | Cardwell | Energy Queensland | Winter | Non-coincident | 2025 | POE50 | 0.97251 | 4.1062 | QLD Cardwell |  |  | FALSE | #N/A | #N/A | #N/A | #N/A | #N/A | #N/A | #N/A | #N/A | #N/A | #N/A
TRUE | QLD | QCDW | Cardwell | Energy Queensland | Winter | Non-coincident | 2025 | POE90 | 0.64275 | NA | QLD Cardwell |  |  | FALSE | #N/A | #N/A | #N/A | #N/A | #N/A | #N/A | #N/A | #N/A | #N/A | #N/A
TRUE | QLD | QCDW | Cardwell | Energy Queensland | Winter | Coincident_unreconciled | 2026 | POE50 | 1.0543 | NA | QLD Cardwell |  |  | FALSE | #N/A | #N/A | #N/A | #N/A | #N/A | #N/A | #N/A | #N/A | #N/A | #N/A
TRUE | QLD | QCDW | Cardwell | Energy Queensland | Winter | Coincident_unreconciled | 2026 | POE90 | 0.90161 | NA | QLD Cardwell |  |  | FALSE | #N/A | #N/A | #N/A | #N/A | #N/A | #N/A | #N/A | #N/A | #N/A | #N/A
TRUE | QLD | QCDW | Cardwell | Energy Queensland | Winter | Non-coincident | 2026 | POE50 | 0.94575 | 4.0975 | QLD Cardwell |  |  | FALSE | #N/A | #N/A | #N/A | #N/A | #N/A | #N/A | #N/A | #N/A | #N/A | #N/A
TRUE | QLD | QCDW | Cardwell | Energy Queensland | Winter | Non-coincident | 2026 | POE90 | 0.61554 | NA | QLD Cardwell |  |  | FALSE | #N/A | #N/A | #N/A | #N/A | #N/A | #N/A | #N/A | #N/A | #N/A | #N/A
TRUE | QLD | QCDW | Cardwell | Energy Queensland | Winter | Coincident_unreconciled | 2027 | POE50 | 1.0493 | NA | QLD Cardwell |  |  | FALSE | #N/A | #N/A | #N/A | #N/A | #N/A | #N/A | #N/A | #N/A | #N/A | #N/A
TRUE | QLD | QCDW | Cardwell | Energy Queensland | Winter | Coincident_unreconciled | 2027 | POE90 | 0.89635 | NA | QLD Cardwell |  |  | FALSE | #N/A | #N/A | #N/A | #N/A | #N/A | #N/A | #N/A | #N/A | #N/A | #N/A
TRUE | QLD | QCDW | Cardwell | Energy Queensland | Winter | Non-coincident | 2027 | POE50 | 0.93488 | 4.0886 | QLD Cardwell |  |  | FALSE | #N/A | #N/A | #N/A | #N/A | #N/A | #N/A | #N/A | #N/A | #N/A | #N/A
TRUE | QLD | QCDW | Cardwell | Energy Queensland | Winter | Non-coincident | 2027 | POE90 | 0.60418 | NA | QLD Cardwell |  |  | FALSE | #N/A | #N/A | #N/A | #N/A | #N/A | #N/A | #N/A | #N/A | #N/A | #N/A
TRUE | QLD | QCDW | Cardwell | Energy Queensland | Winter | Coincident_unreconciled | 2028 | POE50 | 1.038 | NA | QLD Cardwell |  |  | FALSE | #N/A | #N/A | #N/A | #N/A | #N/A | #N/A | #N/A | #N/A | #N/A | #N/A
TRUE | QLD | QCDW | Cardwell | Energy Queensland | Winter | Coincident_unreconciled | 2028 | POE90 | 0.88484 | NA | QLD Cardwell |  |  | FALSE | #N/A | #N/A | #N/A | #N/A | #N/A | #N/A | #N/A | #N/A | #N/A | #N/A
TRUE | QLD | QCDW | Cardwell | Energy Queensland | Winter | Non-coincident | 2028 | POE50 | 0.91048 | 4.101 | QLD Cardwell |  |  | FALSE | #N/A | #N/A | #N/A | #N/A | #N/A | #N/A | #N/A | #N/A | #N/A | #N/A
TRUE | QLD | QCDW | Cardwell | Energy Queensland | Winter | Non-coincident | 2028 | POE90 | 0.57929 | NA | QLD Cardwell |  |  | FALSE | #N/A | #N/A | #N/A | #N/A | #N/A | #N/A | #N/A | #N/A | #N/A | #N/A
TRUE | QLD | QCDW | Cardwell | Energy Queensland | Winter | Coincident_unreconciled | 2029 | POE50 | 1.0339 | NA | QLD Cardwell |  |  | FALSE | #N/A | #N/A | #N/A | #N/A | #N/A | #N/A | #N/A | #N/A | #N/A | #N/A
TRUE | QLD | QCDW | Cardwell | Energy Queensland | Winter | Coincident_unreconciled | 2029 | POE90 | 0.88048 | NA | QLD Cardwell |  |  | FALSE | #N/A | #N/A | #N/A | #N/A | #N/A | #N/A | #N/A | #N/A | #N/A | #N/A
TRUE | QLD | QCDW | Cardwell | Energy Queensland | Winter | Non-coincident | 2029 | POE50 | 0.90149 | 4.1096 | QLD Cardwell |  |  | FALSE | #N/A | #N/A | #N/A | #N/A | #N/A | #N/A | #N/A | #N/A | #N/A | #N/A
TRUE | QLD | QCDW | Cardwell | Energy Queensland | Winter | Non-coincident | 2029 | POE90 | 0.56985 | NA | QLD Cardwell |  |  | FALSE | #N/A | #N/A | #N/A | #N/A | #N/A | #N/A | #N/A | #N/A | #N/A | #N/A
TRUE | QLD | QCDW | Cardwell | Energy Queensland | Shoulder | Non-coincident | 2019 | BASEYEARPOE10 | NA | 4.312 | QLD Cardwell |  |  | FALSE | #N/A | #N/A | #N/A | #N/A | #N/A | #N/A | #N/A | #N/A | #N/A | #N/A
TRUE | QLD | QCDW | Cardwell | Energy Queensland | Shoulder | Coincident | 2021 | POE10 | NA | 4.5461 | QLD Cardwell |  |  | FALSE | #N/A | #N/A | #N/A | #N/A | #N/A | #N/A | #N/A | #N/A | #N/A | #N/A
TRUE | QLD | QCDW | Cardwell | Energy Queensland | Shoulder | Coincident | 2021 | POE50 | NA | 4.5381 | QLD Cardwell |  |  | FALSE | #N/A | #N/A | #N/A | #N/A | #N/A | #N/A | #N/A | #N/A | #N/A | #N/A
TRUE | QLD | QCDW | Cardwell | Energy Queensland | Shoulder | Non-coincident | 2021 | POE10 | NA | 5.1301 | QLD Cardwell |  |  | FALSE | #N/A | #N/A | #N/A | #N/A | #N/A | #N/A | #N/A | #N/A | #N/A | #N/A
TRUE | QLD | QCDW | Cardwell | Energy Queensland | Shoulder | Coincident | 2022 | POE10 | NA | 4.6763 | QLD Cardwell |  |  | FALSE | #N/A | #N/A | #N/A | #N/A | #N/A | #N/A | #N/A | #N/A | #N/A | #N/A
TRUE | QLD | QCDW | Cardwell | Energy Queensland | Shoulder | Coincident | 2022 | POE50 | NA | 4.5902 | QLD Cardwell |  |  | FALSE | #N/A | #N/A | #N/A | #N/A | #N/A | #N/A | #N/A | #N/A | #N/A | #N/A
TRUE | QLD | QCDW | Cardwell | Energy Queensland | Shoulder | Non-coincident | 2022 | POE10 | NA | 5.1352 | QLD Cardwell |  |  | FALSE | #N/A | #N/A | #N/A | #N/A | #N/A | #N/A | #N/A | #N/A | #N/A | #N/A
TRUE | QLD | QCDW | Cardwell | Energy Queensland | Shoulder | Coincident | 2023 | POE10 | NA | 4.6895 | QLD Cardwell |  |  | FALSE | #N/A | #N/A | #N/A | #N/A | #N/A | #N/A | #N/A | #N/A | #N/A | #N/A
TRUE | QLD | QCDW | Cardwell | Energy Queensland | Shoulder | Coincident | 2023 | POE50 | NA | 4.6253 | QLD Cardwell |  |  | FALSE | #N/A | #N/A | #N/A | #N/A | #N/A | #N/A | #N/A | #N/A | #N/A | #N/A
TRUE | QLD | QCDW | Cardwell | Energy Queensland | Shoulder | Non-coincident | 2023 | POE10 | NA | 5.1399 | QLD Cardwell |  |  | FALSE | #N/A | #N/A | #N/A | #N/A | #N/A | #N/A | #N/A | #N/A | #N/A | #N/A
TRUE | QLD | QCDW | Cardwell | Energy Queensland | Shoulder | Coincident | 2024 | POE10 | NA | 4.7117 | QLD Cardwell |  |  | FALSE | #N/A | #N/A | #N/A | #N/A | #N/A | #N/A | #N/A | #N/A | #N/A | #N/A
TRUE | QLD | QCDW | Cardwell | Energy Queensland | Shoulder | Coincident | 2024 | POE50 | NA | 4.7082 | QLD Cardwell |  |  | FALSE | #N/A | #N/A | #N/A | #N/A | #N/A | #N/A | #N/A | #N/A | #N/A | #N/A
TRUE | QLD | QCDW | Cardwell | Energy Queensland | Shoulder | Non-coincident | 2024 | POE10 | NA | 5.1395 | QLD Cardwell |  |  | FALSE | #N/A | #N/A | #N/A | #N/A | #N/A | #N/A | #N/A | #N/A | #N/A | #N/A
TRUE | QLD | QCDW | Cardwell | Energy Queensland | Shoulder | Coincident | 2025 | POE10 | NA | 4.7218 | QLD Cardwell |  |  | FALSE | #N/A | #N/A | #N/A | #N/A | #N/A | #N/A | #N/A | #N/A | #N/A | #N/A
TRUE | QLD | QCDW | Cardwell | Energy Queensland | Shoulder | Coincident | 2025 | POE50 | NA | 4.6838 | QLD Cardwell |  |  | FALSE | #N/A | #N/A | #N/A | #N/A | #N/A | #N/A | #N/A | #N/A | #N/A | #N/A
TRUE | QLD | QCDW | Cardwell | Energy Queensland | Shoulder | Non-coincident | 2025 | POE10 | NA | 5.1346 | QLD Cardwell |  |  | FALSE | #N/A | #N/A | #N/A | #N/A | #N/A | #N/A | #N/A | #N/A | #N/A | #N/A
TRUE | QLD | QCDW | Cardwell | Energy Queensland | Shoulder | Coincident | 2026 | POE10 | NA | 4.6918 | QLD Cardwell |  |  | FALSE | #N/A | #N/A | #N/A | #N/A | #N/A | #N/A | #N/A | #N/A | #N/A | #N/A
TRUE | QLD | QCDW | Cardwell | Energy Queensland | Shoulder | Coincident | 2026 | POE50 | NA | 4.6793 | QLD Cardwell |  |  | FALSE | #N/A | #N/A | #N/A | #N/A | #N/A | #N/A | #N/A | #N/A | #N/A | #N/A
TRUE | QLD | QCDW | Cardwell | Energy Queensland | Shoulder | Non-coincident | 2026 | POE10 | NA | 5.1284 | QLD Cardwell |  |  | FALSE | #N/A | #N/A | #N/A | #N/A | #N/A | #N/A | #N/A | #N/A | #N/A | #N/A
TRUE | QLD | QCDW | Cardwell | Energy Queensland | Shoulder | Coincident | 2027 | POE10 | NA | 4.6659 | QLD Cardwell |  |  | FALSE | #N/A | #N/A | #N/A | #N/A | #N/A | #N/A | #N/A | #N/A | #N/A | #N/A
TRUE | QLD | QCDW | Cardwell | Energy Queensland | Shoulder | Coincident | 2027 | POE50 | NA | 4.6486 | QLD Cardwell |  |  | FALSE | #N/A | #N/A | #N/A | #N/A | #N/A | #N/A | #N/A | #N/A | #N/A | #N/A
TRUE | QLD | QCDW | Cardwell | Energy Queensland | Shoulder | Non-coincident | 2027 | POE10 | NA | 5.1214 | QLD Cardwell |  |  | FALSE | #N/A | #N/A | #N/A | #N/A | #N/A | #N/A | #N/A | #N/A | #N/A | #N/A
TRUE | QLD | QCDW | Cardwell | Energy Queensland | Shoulder | Coincident | 2028 | POE10 | NA | 4.6512 | QLD Cardwell |  |  | FALSE | #N/A | #N/A | #N/A | #N/A | #N/A | #N/A | #N/A | #N/A | #N/A | #N/A
TRUE | QLD | QCDW | Cardwell | Energy Queensland | Shoulder | Coincident | 2028 | POE50 | NA | 4.645 | QLD Cardwell |  |  | FALSE | #N/A | #N/A | #N/A | #N/A | #N/A | #N/A | #N/A | #N/A | #N/A | #N/A
TRUE | QLD | QCDW | Cardwell | Energy Queensland | Shoulder | Non-coincident | 2028 | POE10 | NA | 5.1247 | QLD Cardwell |  |  | FALSE | #N/A | #N/A | #N/A | #N/A | #N/A | #N/A | #N/A | #N/A | #N/A | #N/A
TRUE | QLD | QCDW | Cardwell | Energy Queensland | Shoulder | Coincident | 2029 | POE10 | NA | 4.7061 | QLD Cardwell |  |  | FALSE | #N/A | #N/A | #N/A | #N/A | #N/A | #N/A | #N/A | #N/A | #N/A | #N/A
TRUE | QLD | QCDW | Cardwell | Energy Queensland | Shoulder | Coincident | 2029 | POE50 | NA | 4.6724 | QLD Cardwell |  |  | FALSE | #N/A | #N/A | #N/A | #N/A | #N/A | #N/A | #N/A | #N/A | #N/A | #N/A
TRUE | QLD | QCDW | Cardwell | Energy Queensland | Shoulder | Non-coincident | 2029 | POE10 | NA | 5.1374 | QLD Cardwell |  |  | FALSE | #N/A | #N/A | #N/A | #N/A | #N/A | #N/A | #N/A | #N/A | #N/A | #N/A
TRUE | QLD | QCDW | Cardwell | Energy Queensland | Shoulder | Coincident | 2030 | POE10 | NA | 4.7155 | QLD Cardwell |  |  | FALSE | #N/A | #N/A | #N/A | #N/A | #N/A | #N/A | #N/A | #N/A | #N/A | #N/A
TRUE | QLD | QCDW | Cardwell | Energy Queensland | Shoulder | Coincident | 2030 | POE50 | NA | 4.6867 | QLD Cardwell |  |  | FALSE | #N/A | #N/A | #N/A | #N/A | #N/A | #N/A | #N/A | #N/A | #N/A | #N/A
TRUE | QLD | QCDW | Cardwell | Energy Queensland | Shoulder | Non-coincident | 2030 | POE10 | NA | 5.1479 | QLD Cardwell |  |  | FALSE | #N/A | #N/A | #N/A | #N/A | #N/A | #N/A | #N/A | #N/A | #N/A | #N/A
TRUE | QLD | QCDW | Cardwell | Energy Queensland | Summer | Non-coincident | 2019 | BASEYEARPOE10 | NA | 5.2612 | QLD Cardwell |  |  | FALSE | #N/A | #N/A | #N/A | #N/A | #N/A | #N/A | #N/A | #N/A | #N/A | #N/A
TRUE | QLD | QCDW | Cardwell | Energy Queensland | Summer | Coincident | 2021 | POE10 | NA | 3.2055 | QLD Cardwell |  |  | FALSE | #N/A | #N/A | #N/A | #N/A | #N/A | #N/A | #N/A | #N/A | #N/A | #N/A
TRUE | QLD | QCDW | Cardwell | Energy Queensland | Summer | Coincident | 2021 | POE50 | NA | 3.1471 | QLD Cardwell |  |  | FALSE | #N/A | #N/A | #N/A | #N/A | #N/A | #N/A | #N/A | #N/A | #N/A | #N/A
TRUE | QLD | QCDW | Cardwell | Energy Queensland | Summer | Non-coincident | 2021 | POE10 | NA | 5.8554 | QLD Cardwell |  |  | FALSE | #N/A | #N/A | #N/A | #N/A | #N/A | #N/A | #N/A | #N/A | #N/A | #N/A
TRUE | QLD | QCDW | Cardwell | Energy Queensland | Summer | Coincident | 2022 | POE10 | NA | 3.268 | QLD Cardwell |  |  | FALSE | #N/A | #N/A | #N/A | #N/A | #N/A | #N/A | #N/A | #N/A | #N/A | #N/A
TRUE | QLD | QCDW | Cardwell | Energy Queensland | Summer | Coincident | 2022 | POE50 | NA | 3.2035 | QLD Cardwell |  |  | FALSE | #N/A | #N/A | #N/A | #N/A | #N/A | #N/A | #N/A | #N/A | #N/A | #N/A
TRUE | QLD | QCDW | Cardwell | Energy Queensland | Summer | Non-coincident | 2022 | POE10 | NA | 5.8631 | QLD Cardwell |  |  | FALSE | #N/A | #N/A | #N/A | #N/A | #N/A | #N/A | #N/A | #N/A | #N/A | #N/A
TRUE | QLD | QCDW | Cardwell | Energy Queensland | Summer | Coincident | 2023 | POE10 | NA | 3.2899 | QLD Cardwell |  |  | FALSE | #N/A | #N/A | #N/A | #N/A | #N/A | #N/A | #N/A | #N/A | #N/A | #N/A
TRUE | QLD | QCDW | Cardwell | Energy Queensland | Summer | Coincident | 2023 | POE50 | NA | 3.2178 | QLD Cardwell |  |  | FALSE | #N/A | #N/A | #N/A | #N/A | #N/A | #N/A | #N/A | #N/A | #N/A | #N/A
TRUE | QLD | QCDW | Cardwell | Energy Queensland | Summer | Non-coincident | 2023 | POE10 | NA | 5.8701 | QLD Cardwell |  |  | FALSE | #N/A | #N/A | #N/A | #N/A | #N/A | #N/A | #N/A | #N/A | #N/A | #N/A
TRUE | QLD | QCDW | Cardwell | Energy Queensland | Summer | Coincident | 2024 | POE10 | NA | 3.3296 | QLD Cardwell |  |  | FALSE | #N/A | #N/A | #N/A | #N/A | #N/A | #N/A | #N/A | #N/A | #N/A | #N/A
TRUE | QLD | QCDW | Cardwell | Energy Queensland | Summer | Coincident | 2024 | POE50 | NA | 3.2598 | QLD Cardwell |  |  | FALSE | #N/A | #N/A | #N/A | #N/A | #N/A | #N/A | #N/A | #N/A | #N/A | #N/A
TRUE | QLD | QCDW | Cardwell | Energy Queensland | Summer | Non-coincident | 2024 | POE10 | NA | 5.8734 | QLD Cardwell |  |  | FALSE | #N/A | #N/A | #N/A | #N/A | #N/A | #N/A | #N/A | #N/A | #N/A | #N/A
TRUE | QLD | QCDW | Cardwell | Energy Queensland | Summer | Coincident | 2025 | POE10 | NA | 3.3146 | QLD Cardwell |  |  | FALSE | #N/A | #N/A | #N/A | #N/A | #N/A | #N/A | #N/A | #N/A | #N/A | #N/A
TRUE | QLD | QCDW | Cardwell | Energy Queensland | Summer | Coincident | 2025 | POE50 | NA | 3.2616 | QLD Cardwell |  |  | FALSE | #N/A | #N/A | #N/A | #N/A | #N/A | #N/A | #N/A | #N/A | #N/A | #N/A
TRUE | QLD | QCDW | Cardwell | Energy Queensland | Summer | Non-coincident | 2025 | POE10 | NA | 5.8745 | QLD Cardwell |  |  | FALSE | #N/A | #N/A | #N/A | #N/A | #N/A | #N/A | #N/A | #N/A | #N/A | #N/A
TRUE | QLD | QCDW | Cardwell | Energy Queensland | Summer | Coincident | 2026 | POE10 | NA | 3.3292 | QLD Cardwell |  |  | FALSE | #N/A | #N/A | #N/A | #N/A | #N/A | #N/A | #N/A | #N/A | #N/A | #N/A
TRUE | QLD | QCDW | Cardwell | Energy Queensland | Summer | Coincident | 2026 | POE50 | NA | 3.2649 | QLD Cardwell |  |  | FALSE | #N/A | #N/A | #N/A | #N/A | #N/A | #N/A | #N/A | #N/A | #N/A | #N/A
TRUE | QLD | QCDW | Cardwell | Energy Queensland | Summer | Non-coincident | 2026 | POE10 | NA | 5.8757 | QLD Cardwell |  |  | FALSE | #N/A | #N/A | #N/A | #N/A | #N/A | #N/A | #N/A | #N/A | #N/A | #N/A
TRUE | QLD | QCDW | Cardwell | Energy Queensland | Summer | Coincident | 2027 | POE10 | NA | 3.3045 | QLD Cardwell |  |  | FALSE | #N/A | #N/A | #N/A | #N/A | #N/A | #N/A | #N/A | #N/A | #N/A | #N/A
TRUE | QLD | QCDW | Cardwell | Energy Queensland | Summer | Coincident | 2027 | POE50 | NA | 3.2517 | QLD Cardwell |  |  | FALSE | #N/A | #N/A | #N/A | #N/A | #N/A | #N/A | #N/A | #N/A | #N/A | #N/A
TRUE | QLD | QCDW | Cardwell | Energy Queensland | Summer | Non-coincident | 2027 | POE10 | NA | 5.8786 | QLD Cardwell |  |  | FALSE | #N/A | #N/A | #N/A | #N/A | #N/A | #N/A | #N/A | #N/A | #N/A | #N/A
TRUE | QLD | QCDW | Cardwell | Energy Queensland | Summer | Coincident | 2028 | POE10 | NA | 3.3142 | QLD Cardwell |  |  | FALSE | #N/A | #N/A | #N/A | #N/A | #N/A | #N/A | #N/A | #N/A | #N/A | #N/A
TRUE | QLD | QCDW | Cardwell | Energy Queensland | Summer | Coincident | 2028 | POE50 | NA | 3.2597 | QLD Cardwell |  |  | FALSE | #N/A | #N/A | #N/A | #N/A | #N/A | #N/A | #N/A | #N/A | #N/A | #N/A
TRUE | QLD | QCDW | Cardwell | Energy Queensland | Summer | Non-coincident | 2028 | POE10 | NA | 5.8942 | QLD Cardwell |  |  | FALSE | #N/A | #N/A | #N/A | #N/A | #N/A | #N/A | #N/A | #N/A | #N/A | #N/A
TRUE | QLD | QCDW | Cardwell | Energy Queensland | Summer | Coincident | 2029 | POE10 | NA | 3.3178 | QLD Cardwell |  |  | FALSE | #N/A | #N/A | #N/A | #N/A | #N/A | #N/A | #N/A | #N/A | #N/A | #N/A
TRUE | QLD | QCDW | Cardwell | Energy Queensland | Summer | Coincident | 2029 | POE50 | NA | 3.2778 | QLD Cardwell |  |  | FALSE | #N/A | #N/A | #N/A | #N/A | #N/A | #N/A | #N/A | #N/A | #N/A | #N/A
TRUE | QLD | QCDW | Cardwell | Energy Queensland | Summer | Non-coincident | 2029 | POE10 | NA | 5.9189 | QLD Cardwell |  |  | FALSE | #N/A | #N/A | #N/A | #N/A | #N/A | #N/A | #N/A | #N/A | #N/A | #N/A
TRUE | QLD | QCDW | Cardwell | Energy Queensland | Summer | Coincident | 2030 | POE10 | NA | 3.3349 | QLD Cardwell |  |  | FALSE | #N/A | #N/A | #N/A | #N/A | #N/A | #N/A | #N/A | #N/A | #N/A | #N/A
TRUE | QLD | QCDW | Cardwell | Energy Queensland | Summer | Coincident | 2030 | POE50 | NA | 3.278 | QLD Cardwell |  |  | FALSE | #N/A | #N/A | #N/A | #N/A | #N/A | #N/A | #N/A | #N/A | #N/A | #N/A
TRUE | QLD | QCDW | Cardwell | Energy Queensland | Summer | Non-coincident | 2030 | POE10 | NA | 5.9457 | QLD Cardwell |  |  | FALSE | #N/A | #N/A | #N/A | #N/A | #N/A | #N/A | #N/A | #N/A | #N/A | #N/A
TRUE | QLD | QCDW | Cardwell | Energy Queensland | Winter | Non-coincident | 2019 | BASEYEARPOE10 | NA | 3.6436 | QLD Cardwell |  |  | FALSE | #N/A | #N/A | #N/A | #N/A | #N/A | #N/A | #N/A | #N/A | #N/A | #N/A
TRUE | QLD | QCDW | Cardwell | Energy Queensland | Winter | Coincident | 2020 | POE10 | NA | 3.3773 | QLD Cardwell |  |  | FALSE | #N/A | #N/A | #N/A | #N/A | #N/A | #N/A | #N/A | #N/A | #N/A | #N/A
TRUE | QLD | QCDW | Cardwell | Energy Queensland | Winter | Coincident | 2020 | POE50 | NA | 3.1886 | QLD Cardwell |  |  | FALSE | #N/A | #N/A | #N/A | #N/A | #N/A | #N/A | #N/A | #N/A | #N/A | #N/A
TRUE | QLD | QCDW | Cardwell | Energy Queensland | Winter | Non-coincident | 2020 | POE10 | NA | 4.3027 | QLD Cardwell |  |  | FALSE | #N/A | #N/A | #N/A | #N/A | #N/A | #N/A | #N/A | #N/A | #N/A | #N/A
TRUE | QLD | QCDW | Cardwell | Energy Queensland | Winter | Coincident | 2021 | POE10 | NA | 3.353 | QLD Cardwell |  |  | FALSE | #N/A | #N/A | #N/A | #N/A | #N/A | #N/A | #N/A | #N/A | #N/A | #N/A
TRUE | QLD | QCDW | Cardwell | Energy Queensland | Winter | Coincident | 2021 | POE50 | NA | 3.1648 | QLD Cardwell |  |  | FALSE | #N/A | #N/A | #N/A | #N/A | #N/A | #N/A | #N/A | #N/A | #N/A | #N/A
TRUE | QLD | QCDW | Cardwell | Energy Queensland | Winter | Non-coincident | 2021 | POE10 | NA | 4.3079 | QLD Cardwell |  |  | FALSE | #N/A | #N/A | #N/A | #N/A | #N/A | #N/A | #N/A | #N/A | #N/A | #N/A
TRUE | QLD | QCDW | Cardwell | Energy Queensland | Winter | Coincident | 2022 | POE10 | NA | 3.4307 | QLD Cardwell |  |  | FALSE | #N/A | #N/A | #N/A | #N/A | #N/A | #N/A | #N/A | #N/A | #N/A | #N/A
TRUE | QLD | QCDW | Cardwell | Energy Queensland | Winter | Coincident | 2022 | POE50 | NA | 3.2387 | QLD Cardwell |  |  | FALSE | #N/A | #N/A | #N/A | #N/A | #N/A | #N/A | #N/A | #N/A | #N/A | #N/A
TRUE | QLD | QCDW | Cardwell | Energy Queensland | Winter | Non-coincident | 2022 | POE10 | NA | 4.3124 | QLD Cardwell |  |  | FALSE | #N/A | #N/A | #N/A | #N/A | #N/A | #N/A | #N/A | #N/A | #N/A | #N/A
TRUE | QLD | QCDW | Cardwell | Energy Queensland | Winter | Coincident | 2023 | POE10 | NA | 3.465 | QLD Cardwell |  |  | FALSE | #N/A | #N/A | #N/A | #N/A | #N/A | #N/A | #N/A | #N/A | #N/A | #N/A
TRUE | QLD | QCDW | Cardwell | Energy Queensland | Winter | Coincident | 2023 | POE50 | NA | 3.2679 | QLD Cardwell |  |  | FALSE | #N/A | #N/A | #N/A | #N/A | #N/A | #N/A | #N/A | #N/A | #N/A | #N/A
TRUE | QLD | QCDW | Cardwell | Energy Queensland | Winter | Non-coincident | 2023 | POE10 | NA | 4.3156 | QLD Cardwell |  |  | FALSE | #N/A | #N/A | #N/A | #N/A | #N/A | #N/A | #N/A | #N/A | #N/A | #N/A
TRUE | QLD | QCDW | Cardwell | Energy Queensland | Winter | Coincident | 2024 | POE10 | NA | 3.5124 | QLD Cardwell |  |  | FALSE | #N/A | #N/A | #N/A | #N/A | #N/A | #N/A | #N/A | #N/A | #N/A | #N/A
TRUE | QLD | QCDW | Cardwell | Energy Queensland | Winter | Coincident | 2024 | POE50 | NA | 3.2995 | QLD Cardwell |  |  | FALSE | #N/A | #N/A | #N/A | #N/A | #N/A | #N/A | #N/A | #N/A | #N/A | #N/A
TRUE | QLD | QCDW | Cardwell | Energy Queensland | Winter | Non-coincident | 2024 | POE10 | NA | 4.3103 | QLD Cardwell |  |  | FALSE | #N/A | #N/A | #N/A | #N/A | #N/A | #N/A | #N/A | #N/A | #N/A | #N/A
TRUE | QLD | QCDW | Cardwell | Energy Queensland | Winter | Coincident | 2025 | POE10 | NA | 3.496 | QLD Cardwell |  |  | FALSE | #N/A | #N/A | #N/A | #N/A | #N/A | #N/A | #N/A | #N/A | #N/A | #N/A
TRUE | QLD | QCDW | Cardwell | Energy Queensland | Winter | Coincident | 2025 | POE50 | NA | 3.2908 | QLD Cardwell |  |  | FALSE | #N/A | #N/A | #N/A | #N/A | #N/A | #N/A | #N/A | #N/A | #N/A | #N/A
TRUE | QLD | QCDW | Cardwell | Energy Queensland | Winter | Non-coincident | 2025 | POE10 | NA | 4.3035 | QLD Cardwell |  |  | FALSE | #N/A | #N/A | #N/A | #N/A | #N/A | #N/A | #N/A | #N/A | #N/A | #N/A
TRUE | QLD | QCDW | Cardwell | Energy Queensland | Winter | Coincident | 2026 | POE10 | NA | 3.4868 | QLD Cardwell |  |  | FALSE | #N/A | #N/A | #N/A | #N/A | #N/A | #N/A | #N/A | #N/A | #N/A | #N/A
TRUE | QLD | QCDW | Cardwell | Energy Queensland | Winter | Coincident | 2026 | POE50 | NA | 3.2878 | QLD Cardwell |  |  | FALSE | #N/A | #N/A | #N/A | #N/A | #N/A | #N/A | #N/A | #N/A | #N/A | #N/A
TRUE | QLD | QCDW | Cardwell | Energy Queensland | Winter | Non-coincident | 2026 | POE10 | NA | 4.295 | QLD Cardwell |  |  | FALSE | #N/A | #N/A | #N/A | #N/A | #N/A | #N/A | #N/A | #N/A | #N/A | #N/A
TRUE | QLD | QCDW | Cardwell | Energy Queensland | Winter | Coincident | 2027 | POE10 | NA | 3.4764 | QLD Cardwell |  |  | FALSE | #N/A | #N/A | #N/A | #N/A | #N/A | #N/A | #N/A | #N/A | #N/A | #N/A
TRUE | QLD | QCDW | Cardwell | Energy Queensland | Winter | Coincident | 2027 | POE50 | NA | 3.2778 | QLD Cardwell |  |  | FALSE | #N/A | #N/A | #N/A | #N/A | #N/A | #N/A | #N/A | #N/A | #N/A | #N/A
TRUE | QLD | QCDW | Cardwell | Energy Queensland | Winter | Non-coincident | 2027 | POE10 | NA | 4.2863 | QLD Cardwell |  |  | FALSE | #N/A | #N/A | #N/A | #N/A | #N/A | #N/A | #N/A | #N/A | #N/A | #N/A
TRUE | QLD | QCDW | Cardwell | Energy Queensland | Winter | Coincident | 2028 | POE10 | NA | 3.5217 | QLD Cardwell |  |  | FALSE | #N/A | #N/A | #N/A | #N/A | #N/A | #N/A | #N/A | #N/A | #N/A | #N/A
TRUE | QLD | QCDW | Cardwell | Energy Queensland | Winter | Coincident | 2028 | POE50 | NA | 3.2951 | QLD Cardwell |  |  | FALSE | #N/A | #N/A | #N/A | #N/A | #N/A | #N/A | #N/A | #N/A | #N/A | #N/A
TRUE | QLD | QCDW | Cardwell | Energy Queensland | Winter | Non-coincident | 2028 | POE10 | NA | 4.299 | QLD Cardwell |  |  | FALSE | #N/A | #N/A | #N/A | #N/A | #N/A | #N/A | #N/A | #N/A | #N/A | #N/A
TRUE | QLD | QCDW | Cardwell | Energy Queensland | Winter | Coincident | 2029 | POE10 | NA | 3.5099 | QLD Cardwell |  |  | FALSE | #N/A | #N/A | #N/A | #N/A | #N/A | #N/A | #N/A | #N/A | #N/A | #N/A
TRUE | QLD | QCDW | Cardwell | Energy Queensland | Winter | Coincident | 2029 | POE50 | NA | 3.3014 | QLD Cardwell |  |  | FALSE | #N/A | #N/A | #N/A | #N/A | #N/A | #N/A | #N/A | #N/A | #N/A | #N/A
TRUE | QLD | QCDW | Cardwell | Energy Queensland | Winter | Non-coincident | 2029 | POE10 | NA | 4.3079 | QLD Cardwell |  |  | FALSE | #N/A | #N/A | #N/A | #N/A | #N/A | #N/A | #N/A | #N/A | #N/A | #N/A
TRUE | QLD | QCHA | Chinchilla | Energy Queensland | Shoulder | Coincident | 2017 | ACTUAL_OPG | 5.4685 | 13.7252 | QLD Chinchilla |  |  | FALSE | #N/A | #N/A | #N/A | #N/A | #N/A | #N/A | #N/A | #N/A | #N/A | #N/A
TRUE | QLD | QCHA | Chinchilla | Energy Queensland | Shoulder | Coincident | 2017 | ACTUAL_RAW | 5.4685 | 13.7252 | QLD Chinchilla |  |  | FALSE | #N/A | #N/A | #N/A | #N/A | #N/A | #N/A | #N/A | #N/A | #N/A | #N/A
TRUE | QLD | QCHA | Chinchilla | Energy Queensland | Shoulder | Non-coincident | 2017 | ACTUAL_RAW | 2.6188 | 14.5428 | QLD Chinchilla |  |  | FALSE | #N/A | #N/A | #N/A | #N/A | #N/A | #N/A | #N/A | #N/A | #N/A | #N/A
TRUE | QLD | QCHA | Chinchilla | Energy Queensland | Shoulder | Non-coincident | 2017 | ACTUAL_OPG | 5.0531 | 14.5428 | QLD Chinchilla |  |  | FALSE | #N/A | #N/A | #N/A | #N/A | #N/A | #N/A | #N/A | #N/A | #N/A | #N/A
TRUE | QLD | QCHA | Chinchilla | Energy Queensland | Shoulder | Non-coincident | 2017 | ACTUAL_ADJUSTEDOPG | 5.0531 | 14.5428 | QLD Chinchilla |  |  | FALSE | #N/A | #N/A | #N/A | #N/A | #N/A | #N/A | #N/A | #N/A | #N/A | #N/A
TRUE | QLD | QCHA | Chinchilla | Energy Queensland | Shoulder | Coincident | 2018 | ACTUAL_OPG | 5.1443 | 12.8604 | QLD Chinchilla |  |  | FALSE | #N/A | #N/A | #N/A | #N/A | #N/A | #N/A | #N/A | #N/A | #N/A | #N/A
TRUE | QLD | QCHA | Chinchilla | Energy Queensland | Shoulder | Coincident | 2018 | ACTUAL_RAW | 5.1443 | 12.8604 | QLD Chinchilla |  |  | FALSE | #N/A | #N/A | #N/A | #N/A | #N/A | #N/A | #N/A | #N/A | #N/A | #N/A
TRUE | QLD | QCHA | Chinchilla | Energy Queensland | Shoulder | Non-coincident | 2018 | ACTUAL_RAW | 3.0132 | 20.6254 | QLD Chinchilla |  |  | FALSE | #N/A | #N/A | #N/A | #N/A | #N/A | #N/A | #N/A | #N/A | #N/A | #N/A
TRUE | QLD | QCHA | Chinchilla | Energy Queensland | Shoulder | Non-coincident | 2018 | ACTUAL_OPG | 3.0132 | 20.6254 | QLD Chinchilla |  |  | FALSE | #N/A | #N/A | #N/A | #N/A | #N/A | #N/A | #N/A | #N/A | #N/A | #N/A
TRUE | QLD | QCHA | Chinchilla | Energy Queensland | Shoulder | Non-coincident | 2018 | ACTUAL_ADJUSTEDOPG | 3.0132 | 16.1611 | QLD Chinchilla |  |  | FALSE | #N/A | #N/A | #N/A | #N/A | #N/A | #N/A | #N/A | #N/A | #N/A | #N/A
TRUE | QLD | QCHA | Chinchilla | Energy Queensland | Shoulder | Coincident | 2019 | ACTUAL_OPG | 5.761 | 12.3122 | QLD Chinchilla |  |  | FALSE | #N/A | #N/A | #N/A | #N/A | #N/A | #N/A | #N/A | #N/A | #N/A | #N/A
TRUE | QLD | QCHA | Chinchilla | Energy Queensland | Shoulder | Coincident | 2019 | ACTUAL_RAW | 5.761 | 12.3122 | QLD Chinchilla |  |  | FALSE | #N/A | #N/A | #N/A | #N/A | #N/A | #N/A | #N/A | #N/A | #N/A | #N/A
TRUE | QLD | QCHA | Chinchilla | Energy Queensland | Shoulder | Non-coincident | 2019 | ACTUAL_RAW | -8.7984 | 15.1272 | QLD Chinchilla |  |  | FALSE | #N/A | #N/A | #N/A | #N/A | #N/A | #N/A | #N/A | #N/A | #N/A | #N/A
TRUE | QLD | QCHA | Chinchilla | Energy Queensland | Shoulder | Non-coincident | 2019 | ACTUAL_OPG | -8.7984 | 15.1272 | QLD Chinchilla |  |  | FALSE | #N/A | #N/A | #N/A | #N/A | #N/A | #N/A | #N/A | #N/A | #N/A | #N/A
TRUE | QLD | QCHA | Chinchilla | Energy Queensland | Shoulder | Non-coincident | 2019 | ACTUAL_ADJUSTEDOPG | -8.7984 | 15.1272 | QLD Chinchilla |  |  | FALSE | #N/A | #N/A | #N/A | #N/A | #N/A | #N/A | #N/A | #N/A | #N/A | #N/A
TRUE | QLD | QCHA | Chinchilla | Energy Queensland | Shoulder | Non-coincident | 2019 | BASEYEARPOE90 | -6.0819 | NA | QLD Chinchilla |  |  | FALSE | #N/A | #N/A | #N/A | #N/A | #N/A | #N/A | #N/A | #N/A | #N/A | #N/A
TRUE | QLD | QCHA | Chinchilla | Energy Queensland | Shoulder | Non-coincident | 2019 | BASEYEARPOE50 | -5.536 | 14.8664 | QLD Chinchilla |  |  | FALSE | #N/A | #N/A | #N/A | #N/A | #N/A | #N/A | #N/A | #N/A | #N/A | #N/A
TRUE | QLD | QCHA | Chinchilla | Energy Queensland | Shoulder | Coincident | 2020 | ACTUAL_OPG | 3.2868 | 15.8284 | QLD Chinchilla |  |  | FALSE | #N/A | #N/A | #N/A | #N/A | #N/A | #N/A | #N/A | #N/A | #N/A | #N/A
TRUE | QLD | QCHA | Chinchilla | Energy Queensland | Shoulder | Coincident | 2020 | ACTUAL_RAW | 3.2868 | 15.8284 | QLD Chinchilla |  |  | FALSE | #N/A | #N/A | #N/A | #N/A | #N/A | #N/A | #N/A | #N/A | #N/A | #N/A
TRUE | QLD | QCHA | Chinchilla | Energy Queensland | Shoulder | Non-coincident | 2020 | ACTUAL_RAW | -11.1591 | 16.0812 | QLD Chinchilla |  |  | FALSE | #N/A | #N/A | #N/A | #N/A | #N/A | #N/A | #N/A | #N/A | #N/A | #N/A
TRUE | QLD | QCHA | Chinchilla | Energy Queensland | Shoulder | Non-coincident | 2020 | ACTUAL_OPG | -11.1591 | 16.0812 | QLD Chinchilla |  |  | FALSE | #N/A | #N/A | #N/A | #N/A | #N/A | #N/A | #N/A | #N/A | #N/A | #N/A
TRUE | QLD | QCHA | Chinchilla | Energy Queensland | Shoulder | Non-coincident | 2020 | ACTUAL_ADJUSTEDOPG | -11.1591 | 16.0812 | QLD Chinchilla |  |  | FALSE | #N/A | #N/A | #N/A | #N/A | #N/A | #N/A | #N/A | #N/A | #N/A | #N/A
TRUE | QLD | QCHA | Chinchilla | Energy Queensland | Shoulder | Coincident_unreconciled | 2021 | POE90 | 2.8038 | NA | QLD Chinchilla |  |  | FALSE | #N/A | #N/A | #N/A | #N/A | #N/A | #N/A | #N/A | #N/A | #N/A | #N/A
TRUE | QLD | QCHA | Chinchilla | Energy Queensland | Shoulder | Coincident_unreconciled | 2021 | POE50 | 3.4025 | NA | QLD Chinchilla |  |  | FALSE | #N/A | #N/A | #N/A | #N/A | #N/A | #N/A | #N/A | #N/A | #N/A | #N/A
TRUE | QLD | QCHA | Chinchilla | Energy Queensland | Shoulder | Non-coincident | 2021 | POE50 | -10 | 14.8658 | QLD Chinchilla |  |  | FALSE | #N/A | #N/A | #N/A | #N/A | #N/A | #N/A | #N/A | #N/A | #N/A | #N/A
TRUE | QLD | QCHA | Chinchilla | Energy Queensland | Shoulder | Non-coincident | 2021 | POE90 | -10.0999 | NA | QLD Chinchilla |  |  | FALSE | #N/A | #N/A | #N/A | #N/A | #N/A | #N/A | #N/A | #N/A | #N/A | #N/A
TRUE | QLD | QCHA | Chinchilla | Energy Queensland | Shoulder | Coincident_unreconciled | 2022 | POE90 | 2.8038 | NA | QLD Chinchilla |  |  | FALSE | #N/A | #N/A | #N/A | #N/A | #N/A | #N/A | #N/A | #N/A | #N/A | #N/A
TRUE | QLD | QCHA | Chinchilla | Energy Queensland | Shoulder | Coincident_unreconciled | 2022 | POE50 | 3.4025 | NA | QLD Chinchilla |  |  | FALSE | #N/A | #N/A | #N/A | #N/A | #N/A | #N/A | #N/A | #N/A | #N/A | #N/A
TRUE | QLD | QCHA | Chinchilla | Energy Queensland | Shoulder | Non-coincident | 2022 | POE50 | -10.0022 | 14.8647 | QLD Chinchilla |  |  | FALSE | #N/A | #N/A | #N/A | #N/A | #N/A | #N/A | #N/A | #N/A | #N/A | #N/A
TRUE | QLD | QCHA | Chinchilla | Energy Queensland | Shoulder | Non-coincident | 2022 | POE90 | -10.1022 | NA | QLD Chinchilla |  |  | FALSE | #N/A | #N/A | #N/A | #N/A | #N/A | #N/A | #N/A | #N/A | #N/A | #N/A
TRUE | QLD | QCHA | Chinchilla | Energy Queensland | Shoulder | Coincident_unreconciled | 2023 | POE90 | 2.8038 | NA | QLD Chinchilla |  |  | FALSE | #N/A | #N/A | #N/A | #N/A | #N/A | #N/A | #N/A | #N/A | #N/A | #N/A
TRUE | QLD | QCHA | Chinchilla | Energy Queensland | Shoulder | Coincident_unreconciled | 2023 | POE50 | 3.4025 | NA | QLD Chinchilla |  |  | FALSE | #N/A | #N/A | #N/A | #N/A | #N/A | #N/A | #N/A | #N/A | #N/A | #N/A
TRUE | QLD | QCHA | Chinchilla | Energy Queensland | Shoulder | Non-coincident | 2023 | POE50 | -10.0042 | 14.864 | QLD Chinchilla |  |  | FALSE | #N/A | #N/A | #N/A | #N/A | #N/A | #N/A | #N/A | #N/A | #N/A | #N/A
TRUE | QLD | QCHA | Chinchilla | Energy Queensland | Shoulder | Non-coincident | 2023 | POE90 | -10.1041 | NA | QLD Chinchilla |  |  | FALSE | #N/A | #N/A | #N/A | #N/A | #N/A | #N/A | #N/A | #N/A | #N/A | #N/A
TRUE | QLD | QCHA | Chinchilla | Energy Queensland | Shoulder | Coincident_unreconciled | 2024 | POE90 | 2.8038 | NA | QLD Chinchilla |  |  | FALSE | #N/A | #N/A | #N/A | #N/A | #N/A | #N/A | #N/A | #N/A | #N/A | #N/A
TRUE | QLD | QCHA | Chinchilla | Energy Queensland | Shoulder | Coincident_unreconciled | 2024 | POE50 | 3.4025 | NA | QLD Chinchilla |  |  | FALSE | #N/A | #N/A | #N/A | #N/A | #N/A | #N/A | #N/A | #N/A | #N/A | #N/A
TRUE | QLD | QCHA | Chinchilla | Energy Queensland | Shoulder | Non-coincident | 2024 | POE50 | -10.016 | 14.8566 | QLD Chinchilla |  |  | FALSE | #N/A | #N/A | #N/A | #N/A | #N/A | #N/A | #N/A | #N/A | #N/A | #N/A
TRUE | QLD | QCHA | Chinchilla | Energy Queensland | Shoulder | Non-coincident | 2024 | POE90 | -10.1159 | NA | QLD Chinchilla |  |  | FALSE | #N/A | #N/A | #N/A | #N/A | #N/A | #N/A | #N/A | #N/A | #N/A | #N/A
TRUE | QLD | QCHA | Chinchilla | Energy Queensland | Shoulder | Coincident_unreconciled | 2025 | POE90 | 2.8038 | NA | QLD Chinchilla |  |  | FALSE | #N/A | #N/A | #N/A | #N/A | #N/A | #N/A | #N/A | #N/A | #N/A | #N/A
TRUE | QLD | QCHA | Chinchilla | Energy Queensland | Shoulder | Coincident_unreconciled | 2025 | POE50 | 3.4025 | NA | QLD Chinchilla |  |  | FALSE | #N/A | #N/A | #N/A | #N/A | #N/A | #N/A | #N/A | #N/A | #N/A | #N/A
TRUE | QLD | QCHA | Chinchilla | Energy Queensland | Shoulder | Non-coincident | 2025 | POE50 | -10.0384 | 14.8443 | QLD Chinchilla |  |  | FALSE | #N/A | #N/A | #N/A | #N/A | #N/A | #N/A | #N/A | #N/A | #N/A | #N/A
TRUE | QLD | QCHA | Chinchilla | Energy Queensland | Shoulder | Non-coincident | 2025 | POE90 | -10.1384 | NA | QLD Chinchilla |  |  | FALSE | #N/A | #N/A | #N/A | #N/A | #N/A | #N/A | #N/A | #N/A | #N/A | #N/A
TRUE | QLD | QCHA | Chinchilla | Energy Queensland | Shoulder | Coincident_unreconciled | 2026 | POE90 | 2.8038 | NA | QLD Chinchilla |  |  | FALSE | #N/A | #N/A | #N/A | #N/A | #N/A | #N/A | #N/A | #N/A | #N/A | #N/A
TRUE | QLD | QCHA | Chinchilla | Energy Queensland | Shoulder | Coincident_unreconciled | 2026 | POE50 | 3.4025 | NA | QLD Chinchilla |  |  | FALSE | #N/A | #N/A | #N/A | #N/A | #N/A | #N/A | #N/A | #N/A | #N/A | #N/A
TRUE | QLD | QCHA | Chinchilla | Energy Queensland | Shoulder | Non-coincident | 2026 | POE50 | -10.0667 | 14.8345 | QLD Chinchilla |  |  | FALSE | #N/A | #N/A | #N/A | #N/A | #N/A | #N/A | #N/A | #N/A | #N/A | #N/A
TRUE | QLD | QCHA | Chinchilla | Energy Queensland | Shoulder | Non-coincident | 2026 | POE90 | -10.1667 | NA | QLD Chinchilla |  |  | FALSE | #N/A | #N/A | #N/A | #N/A | #N/A | #N/A | #N/A | #N/A | #N/A | #N/A
TRUE | QLD | QCHA | Chinchilla | Energy Queensland | Shoulder | Coincident_unreconciled | 2027 | POE90 | 2.8038 | NA | QLD Chinchilla |  |  | FALSE | #N/A | #N/A | #N/A | #N/A | #N/A | #N/A | #N/A | #N/A | #N/A | #N/A
TRUE | QLD | QCHA | Chinchilla | Energy Queensland | Shoulder | Coincident_unreconciled | 2027 | POE50 | 3.4025 | NA | QLD Chinchilla |  |  | FALSE | #N/A | #N/A | #N/A | #N/A | #N/A | #N/A | #N/A | #N/A | #N/A | #N/A
TRUE | QLD | QCHA | Chinchilla | Energy Queensland | Shoulder | Non-coincident | 2027 | POE50 | -10.1022 | 14.8328 | QLD Chinchilla |  |  | FALSE | #N/A | #N/A | #N/A | #N/A | #N/A | #N/A | #N/A | #N/A | #N/A | #N/A
TRUE | QLD | QCHA | Chinchilla | Energy Queensland | Shoulder | Non-coincident | 2027 | POE90 | -10.2022 | NA | QLD Chinchilla |  |  | FALSE | #N/A | #N/A | #N/A | #N/A | #N/A | #N/A | #N/A | #N/A | #N/A | #N/A
TRUE | QLD | QCHA | Chinchilla | Energy Queensland | Shoulder | Coincident_unreconciled | 2028 | POE90 | 2.8038 | NA | QLD Chinchilla |  |  | FALSE | #N/A | #N/A | #N/A | #N/A | #N/A | #N/A | #N/A | #N/A | #N/A | #N/A
TRUE | QLD | QCHA | Chinchilla | Energy Queensland | Shoulder | Coincident_unreconciled | 2028 | POE50 | 3.4025 | NA | QLD Chinchilla |  |  | FALSE | #N/A | #N/A | #N/A | #N/A | #N/A | #N/A | #N/A | #N/A | #N/A | #N/A
TRUE | QLD | QCHA | Chinchilla | Energy Queensland | Shoulder | Non-coincident | 2028 | POE50 | -10.1397 | 14.847 | QLD Chinchilla |  |  | FALSE | #N/A | #N/A | #N/A | #N/A | #N/A | #N/A | #N/A | #N/A | #N/A | #N/A
TRUE | QLD | QCHA | Chinchilla | Energy Queensland | Shoulder | Non-coincident | 2028 | POE90 | -10.2396 | NA | QLD Chinchilla |  |  | FALSE | #N/A | #N/A | #N/A | #N/A | #N/A | #N/A | #N/A | #N/A | #N/A | #N/A
TRUE | QLD | QCHA | Chinchilla | Energy Queensland | Shoulder | Coincident_unreconciled | 2029 | POE90 | 2.8038 | NA | QLD Chinchilla |  |  | FALSE | #N/A | #N/A | #N/A | #N/A | #N/A | #N/A | #N/A | #N/A | #N/A | #N/A
TRUE | QLD | QCHA | Chinchilla | Energy Queensland | Shoulder | Coincident_unreconciled | 2029 | POE50 | 3.4025 | NA | QLD Chinchilla |  |  | FALSE | #N/A | #N/A | #N/A | #N/A | #N/A | #N/A | #N/A | #N/A | #N/A | #N/A
TRUE | QLD | QCHA | Chinchilla | Energy Queensland | Shoulder | Non-coincident | 2029 | POE50 | -10.153 | 14.9051 | QLD Chinchilla |  |  | FALSE | #N/A | #N/A | #N/A | #N/A | #N/A | #N/A | #N/A | #N/A | #N/A | #N/A
TRUE | QLD | QCHA | Chinchilla | Energy Queensland | Shoulder | Non-coincident | 2029 | POE90 | -10.2529 | NA | QLD Chinchilla |  |  | FALSE | #N/A | #N/A | #N/A | #N/A | #N/A | #N/A | #N/A | #N/A | #N/A | #N/A
TRUE | QLD | QCHA | Chinchilla | Energy Queensland | Shoulder | Coincident_unreconciled | 2030 | POE90 | 2.8038 | NA | QLD Chinchilla |  |  | FALSE | #N/A | #N/A | #N/A | #N/A | #N/A | #N/A | #N/A | #N/A | #N/A | #N/A
TRUE | QLD | QCHA | Chinchilla | Energy Queensland | Shoulder | Coincident_unreconciled | 2030 | POE50 | 3.4025 | NA | QLD Chinchilla |  |  | FALSE | #N/A | #N/A | #N/A | #N/A | #N/A | #N/A | #N/A | #N/A | #N/A | #N/A
TRUE | QLD | QCHA | Chinchilla | Energy Queensland | Shoulder | Non-coincident | 2030 | POE50 | -10.1509 | 15.0124 | QLD Chinchilla |  |  | FALSE | #N/A | #N/A | #N/A | #N/A | #N/A | #N/A | #N/A | #N/A | #N/A | #N/A
TRUE | QLD | QCHA | Chinchilla | Energy Queensland | Shoulder | Non-coincident | 2030 | POE90 | -10.2509 | NA | QLD Chinchilla |  |  | FALSE | #N/A | #N/A | #N/A | #N/A | #N/A | #N/A | #N/A | #N/A | #N/A | #N/A
TRUE | QLD | QCHA | Chinchilla | Energy Queensland | Summer | Coincident | 2017 | ACTUAL_OPG | 6.0345 | 18.9558 | QLD Chinchilla |  |  | FALSE | #N/A | #N/A | #N/A | #N/A | #N/A | #N/A | #N/A | #N/A | #N/A | #N/A
TRUE | QLD | QCHA | Chinchilla | Energy Queensland | Summer | Coincident | 2017 | ACTUAL_RAW | 6.0345 | 18.9558 | QLD Chinchilla |  |  | FALSE | #N/A | #N/A | #N/A | #N/A | #N/A | #N/A | #N/A | #N/A | #N/A | #N/A
TRUE | QLD | QCHA | Chinchilla | Energy Queensland | Summer | Non-coincident | 2017 | ACTUAL_RAW | 4.4425 | 22.9299 | QLD Chinchilla |  |  | FALSE | #N/A | #N/A | #N/A | #N/A | #N/A | #N/A | #N/A | #N/A | #N/A | #N/A
TRUE | QLD | QCHA | Chinchilla | Energy Queensland | Summer | Non-coincident | 2017 | ACTUAL_OPG | 4.4425 | 22.9299 | QLD Chinchilla |  |  | FALSE | #N/A | #N/A | #N/A | #N/A | #N/A | #N/A | #N/A | #N/A | #N/A | #N/A
TRUE | QLD | QCHA | Chinchilla | Energy Queensland | Summer | Non-coincident | 2017 | ACTUAL_ADJUSTEDOPG | 4.4425 | 22.9299 | QLD Chinchilla |  |  | FALSE | #N/A | #N/A | #N/A | #N/A | #N/A | #N/A | #N/A | #N/A | #N/A | #N/A
TRUE | QLD | QCHA | Chinchilla | Energy Queensland | Summer | Coincident | 2018 | ACTUAL_OPG | 5.7579 | 22.3315 | QLD Chinchilla |  |  | FALSE | #N/A | #N/A | #N/A | #N/A | #N/A | #N/A | #N/A | #N/A | #N/A | #N/A
TRUE | QLD | QCHA | Chinchilla | Energy Queensland | Summer | Coincident | 2018 | ACTUAL_RAW | 5.7579 | 22.3315 | QLD Chinchilla |  |  | FALSE | #N/A | #N/A | #N/A | #N/A | #N/A | #N/A | #N/A | #N/A | #N/A | #N/A
TRUE | QLD | QCHA | Chinchilla | Energy Queensland | Summer | Non-coincident | 2018 | ACTUAL_RAW | 3.9863 | 23.4724 | QLD Chinchilla |  |  | FALSE | #N/A | #N/A | #N/A | #N/A | #N/A | #N/A | #N/A | #N/A | #N/A | #N/A
TRUE | QLD | QCHA | Chinchilla | Energy Queensland | Summer | Non-coincident | 2018 | ACTUAL_OPG | 3.9863 | 23.4724 | QLD Chinchilla |  |  | FALSE | #N/A | #N/A | #N/A | #N/A | #N/A | #N/A | #N/A | #N/A | #N/A | #N/A
TRUE | QLD | QCHA | Chinchilla | Energy Queensland | Summer | Non-coincident | 2018 | ACTUAL_ADJUSTEDOPG | 3.9863 | 23.4724 | QLD Chinchilla |  |  | FALSE | #N/A | #N/A | #N/A | #N/A | #N/A | #N/A | #N/A | #N/A | #N/A | #N/A
TRUE | QLD | QCHA | Chinchilla | Energy Queensland | Summer | Coincident | 2019 | ACTUAL_OPG | 6.145 | 18.995 | QLD Chinchilla |  |  | FALSE | #N/A | #N/A | #N/A | #N/A | #N/A | #N/A | #N/A | #N/A | #N/A | #N/A
TRUE | QLD | QCHA | Chinchilla | Energy Queensland | Summer | Coincident | 2019 | ACTUAL_RAW | 6.145 | 18.995 | QLD Chinchilla |  |  | FALSE | #N/A | #N/A | #N/A | #N/A | #N/A | #N/A | #N/A | #N/A | #N/A | #N/A
TRUE | QLD | QCHA | Chinchilla | Energy Queensland | Summer | Non-coincident | 2019 | ACTUAL_RAW | -9.5741 | 29.7031 | QLD Chinchilla |  |  | FALSE | #N/A | #N/A | #N/A | #N/A | #N/A | #N/A | #N/A | #N/A | #N/A | #N/A
TRUE | QLD | QCHA | Chinchilla | Energy Queensland | Summer | Non-coincident | 2019 | ACTUAL_OPG | -9.5741 | 29.7031 | QLD Chinchilla |  |  | FALSE | #N/A | #N/A | #N/A | #N/A | #N/A | #N/A | #N/A | #N/A | #N/A | #N/A
TRUE | QLD | QCHA | Chinchilla | Energy Queensland | Summer | Non-coincident | 2019 | ACTUAL_ADJUSTEDOPG | -9.5741 | 22.3491 | QLD Chinchilla |  |  | FALSE | #N/A | #N/A | #N/A | #N/A | #N/A | #N/A | #N/A | #N/A | #N/A | #N/A
TRUE | QLD | QCHA | Chinchilla | Energy Queensland | Summer | Non-coincident | 2019 | BASEYEARPOE90 | -6.4567 | NA | QLD Chinchilla |  |  | FALSE | #N/A | #N/A | #N/A | #N/A | #N/A | #N/A | #N/A | #N/A | #N/A | #N/A
TRUE | QLD | QCHA | Chinchilla | Energy Queensland | Summer | Non-coincident | 2019 | BASEYEARPOE50 | -5.1195 | 22.3447 | QLD Chinchilla |  |  | FALSE | #N/A | #N/A | #N/A | #N/A | #N/A | #N/A | #N/A | #N/A | #N/A | #N/A
TRUE | QLD | QCHA | Chinchilla | Energy Queensland | Summer | Coincident | 2020 | ACTUAL_OPG | 3.1145 | 16.5305 | QLD Chinchilla |  |  | FALSE | #N/A | #N/A | #N/A | #N/A | #N/A | #N/A | #N/A | #N/A | #N/A | #N/A
TRUE | QLD | QCHA | Chinchilla | Energy Queensland | Summer | Coincident | 2020 | ACTUAL_RAW | 3.1145 | 16.5305 | QLD Chinchilla |  |  | FALSE | #N/A | #N/A | #N/A | #N/A | #N/A | #N/A | #N/A | #N/A | #N/A | #N/A
TRUE | QLD | QCHA | Chinchilla | Energy Queensland | Summer | Non-coincident | 2020 | ACTUAL_RAW | -9.7499 | 24.1787 | QLD Chinchilla |  |  | FALSE | #N/A | #N/A | #N/A | #N/A | #N/A | #N/A | #N/A | #N/A | #N/A | #N/A
TRUE | QLD | QCHA | Chinchilla | Energy Queensland | Summer | Non-coincident | 2020 | ACTUAL_OPG | -9.7499 | 24.1787 | QLD Chinchilla |  |  | FALSE | #N/A | #N/A | #N/A | #N/A | #N/A | #N/A | #N/A | #N/A | #N/A | #N/A
TRUE | QLD | QCHA | Chinchilla | Energy Queensland | Summer | Non-coincident | 2020 | ACTUAL_ADJUSTEDOPG | -9.7499 | 20.8823 | QLD Chinchilla |  |  | FALSE | #N/A | #N/A | #N/A | #N/A | #N/A | #N/A | #N/A | #N/A | #N/A | #N/A
TRUE | QLD | QCHA | Chinchilla | Energy Queensland | Summer | Coincident_unreconciled | 2021 | POE90 | 4.4 | NA | QLD Chinchilla |  |  | FALSE | #N/A | #N/A | #N/A | #N/A | #N/A | #N/A | #N/A | #N/A | #N/A | #N/A
TRUE | QLD | QCHA | Chinchilla | Energy Queensland | Summer | Coincident_unreconciled | 2021 | POE50 | 5.8 | NA | QLD Chinchilla |  |  | FALSE | #N/A | #N/A | #N/A | #N/A | #N/A | #N/A | #N/A | #N/A | #N/A | #N/A
TRUE | QLD | QCHA | Chinchilla | Energy Queensland | Summer | Non-coincident | 2021 | POE50 | -10 | 22.5249 | QLD Chinchilla |  |  | FALSE | #N/A | #N/A | #N/A | #N/A | #N/A | #N/A | #N/A | #N/A | #N/A | #N/A
TRUE | QLD | QCHA | Chinchilla | Energy Queensland | Summer | Non-coincident | 2021 | POE90 | -10.2679 | NA | QLD Chinchilla |  |  | FALSE | #N/A | #N/A | #N/A | #N/A | #N/A | #N/A | #N/A | #N/A | #N/A | #N/A
TRUE | QLD | QCHA | Chinchilla | Energy Queensland | Summer | Coincident_unreconciled | 2022 | POE90 | 4.4 | NA | QLD Chinchilla |  |  | FALSE | #N/A | #N/A | #N/A | #N/A | #N/A | #N/A | #N/A | #N/A | #N/A | #N/A
TRUE | QLD | QCHA | Chinchilla | Energy Queensland | Summer | Coincident_unreconciled | 2022 | POE50 | 5.8 | NA | QLD Chinchilla |  |  | FALSE | #N/A | #N/A | #N/A | #N/A | #N/A | #N/A | #N/A | #N/A | #N/A | #N/A
TRUE | QLD | QCHA | Chinchilla | Energy Queensland | Summer | Non-coincident | 2022 | POE50 | -10.0034 | 22.5248 | QLD Chinchilla |  |  | FALSE | #N/A | #N/A | #N/A | #N/A | #N/A | #N/A | #N/A | #N/A | #N/A | #N/A
TRUE | QLD | QCHA | Chinchilla | Energy Queensland | Summer | Non-coincident | 2022 | POE90 | -10.2713 | NA | QLD Chinchilla |  |  | FALSE | #N/A | #N/A | #N/A | #N/A | #N/A | #N/A | #N/A | #N/A | #N/A | #N/A
TRUE | QLD | QCHA | Chinchilla | Energy Queensland | Summer | Coincident_unreconciled | 2023 | POE90 | 4.4 | NA | QLD Chinchilla |  |  | FALSE | #N/A | #N/A | #N/A | #N/A | #N/A | #N/A | #N/A | #N/A | #N/A | #N/A
TRUE | QLD | QCHA | Chinchilla | Energy Queensland | Summer | Coincident_unreconciled | 2023 | POE50 | 5.8 | NA | QLD Chinchilla |  |  | FALSE | #N/A | #N/A | #N/A | #N/A | #N/A | #N/A | #N/A | #N/A | #N/A | #N/A
TRUE | QLD | QCHA | Chinchilla | Energy Queensland | Summer | Non-coincident | 2023 | POE50 | -10.0069 | 22.5247 | QLD Chinchilla |  |  | FALSE | #N/A | #N/A | #N/A | #N/A | #N/A | #N/A | #N/A | #N/A | #N/A | #N/A
TRUE | QLD | QCHA | Chinchilla | Energy Queensland | Summer | Non-coincident | 2023 | POE90 | -10.2748 | NA | QLD Chinchilla |  |  | FALSE | #N/A | #N/A | #N/A | #N/A | #N/A | #N/A | #N/A | #N/A | #N/A | #N/A
TRUE | QLD | QCHA | Chinchilla | Energy Queensland | Summer | Coincident_unreconciled | 2024 | POE90 | 4.4 | NA | QLD Chinchilla |  |  | FALSE | #N/A | #N/A | #N/A | #N/A | #N/A | #N/A | #N/A | #N/A | #N/A | #N/A
TRUE | QLD | QCHA | Chinchilla | Energy Queensland | Summer | Coincident_unreconciled | 2024 | POE50 | 5.8 | NA | QLD Chinchilla |  |  | FALSE | #N/A | #N/A | #N/A | #N/A | #N/A | #N/A | #N/A | #N/A | #N/A | #N/A
TRUE | QLD | QCHA | Chinchilla | Energy Queensland | Summer | Non-coincident | 2024 | POE50 | -10.0264 | 22.5216 | QLD Chinchilla |  |  | FALSE | #N/A | #N/A | #N/A | #N/A | #N/A | #N/A | #N/A | #N/A | #N/A | #N/A
TRUE | QLD | QCHA | Chinchilla | Energy Queensland | Summer | Non-coincident | 2024 | POE90 | -10.2943 | NA | QLD Chinchilla |  |  | FALSE | #N/A | #N/A | #N/A | #N/A | #N/A | #N/A | #N/A | #N/A | #N/A | #N/A
TRUE | QLD | QCHA | Chinchilla | Energy Queensland | Summer | Coincident_unreconciled | 2025 | POE90 | 4.4 | NA | QLD Chinchilla |  |  | FALSE | #N/A | #N/A | #N/A | #N/A | #N/A | #N/A | #N/A | #N/A | #N/A | #N/A
TRUE | QLD | QCHA | Chinchilla | Energy Queensland | Summer | Coincident_unreconciled | 2025 | POE50 | 5.8 | NA | QLD Chinchilla |  |  | FALSE | #N/A | #N/A | #N/A | #N/A | #N/A | #N/A | #N/A | #N/A | #N/A | #N/A
TRUE | QLD | QCHA | Chinchilla | Energy Queensland | Summer | Non-coincident | 2025 | POE50 | -10.0625 | 22.5176 | QLD Chinchilla |  |  | FALSE | #N/A | #N/A | #N/A | #N/A | #N/A | #N/A | #N/A | #N/A | #N/A | #N/A
TRUE | QLD | QCHA | Chinchilla | Energy Queensland | Summer | Non-coincident | 2025 | POE90 | -10.3304 | NA | QLD Chinchilla |  |  | FALSE | #N/A | #N/A | #N/A | #N/A | #N/A | #N/A | #N/A | #N/A | #N/A | #N/A
TRUE | QLD | QCHA | Chinchilla | Energy Queensland | Summer | Coincident_unreconciled | 2026 | POE90 | 4.4 | NA | QLD Chinchilla |  |  | FALSE | #N/A | #N/A | #N/A | #N/A | #N/A | #N/A | #N/A | #N/A | #N/A | #N/A
TRUE | QLD | QCHA | Chinchilla | Energy Queensland | Summer | Coincident_unreconciled | 2026 | POE50 | 5.8 | NA | QLD Chinchilla |  |  | FALSE | #N/A | #N/A | #N/A | #N/A | #N/A | #N/A | #N/A | #N/A | #N/A | #N/A
TRUE | QLD | QCHA | Chinchilla | Energy Queensland | Summer | Non-coincident | 2026 | POE50 | -10.1093 | 22.5185 | QLD Chinchilla |  |  | FALSE | #N/A | #N/A | #N/A | #N/A | #N/A | #N/A | #N/A | #N/A | #N/A | #N/A
TRUE | QLD | QCHA | Chinchilla | Energy Queensland | Summer | Non-coincident | 2026 | POE90 | -10.3773 | NA | QLD Chinchilla |  |  | FALSE | #N/A | #N/A | #N/A | #N/A | #N/A | #N/A | #N/A | #N/A | #N/A | #N/A
TRUE | QLD | QCHA | Chinchilla | Energy Queensland | Summer | Coincident_unreconciled | 2027 | POE90 | 4.4 | NA | QLD Chinchilla |  |  | FALSE | #N/A | #N/A | #N/A | #N/A | #N/A | #N/A | #N/A | #N/A | #N/A | #N/A
TRUE | QLD | QCHA | Chinchilla | Energy Queensland | Summer | Coincident_unreconciled | 2027 | POE50 | 5.8 | NA | QLD Chinchilla |  |  | FALSE | #N/A | #N/A | #N/A | #N/A | #N/A | #N/A | #N/A | #N/A | #N/A | #N/A
TRUE | QLD | QCHA | Chinchilla | Energy Queensland | Summer | Non-coincident | 2027 | POE50 | -10.1709 | 22.5297 | QLD Chinchilla |  |  | FALSE | #N/A | #N/A | #N/A | #N/A | #N/A | #N/A | #N/A | #N/A | #N/A | #N/A
TRUE | QLD | QCHA | Chinchilla | Energy Queensland | Summer | Non-coincident | 2027 | POE90 | -10.4388 | NA | QLD Chinchilla |  |  | FALSE | #N/A | #N/A | #N/A | #N/A | #N/A | #N/A | #N/A | #N/A | #N/A | #N/A
TRUE | QLD | QCHA | Chinchilla | Energy Queensland | Summer | Coincident_unreconciled | 2028 | POE90 | 4.4 | NA | QLD Chinchilla |  |  | FALSE | #N/A | #N/A | #N/A | #N/A | #N/A | #N/A | #N/A | #N/A | #N/A | #N/A
TRUE | QLD | QCHA | Chinchilla | Energy Queensland | Summer | Coincident_unreconciled | 2028 | POE50 | 5.8 | NA | QLD Chinchilla |  |  | FALSE | #N/A | #N/A | #N/A | #N/A | #N/A | #N/A | #N/A | #N/A | #N/A | #N/A
TRUE | QLD | QCHA | Chinchilla | Energy Queensland | Summer | Non-coincident | 2028 | POE50 | -10.2418 | 22.5569 | QLD Chinchilla |  |  | FALSE | #N/A | #N/A | #N/A | #N/A | #N/A | #N/A | #N/A | #N/A | #N/A | #N/A
TRUE | QLD | QCHA | Chinchilla | Energy Queensland | Summer | Non-coincident | 2028 | POE90 | -10.5097 | NA | QLD Chinchilla |  |  | FALSE | #N/A | #N/A | #N/A | #N/A | #N/A | #N/A | #N/A | #N/A | #N/A | #N/A
TRUE | QLD | QCHA | Chinchilla | Energy Queensland | Summer | Coincident_unreconciled | 2029 | POE90 | 4.4 | NA | QLD Chinchilla |  |  | FALSE | #N/A | #N/A | #N/A | #N/A | #N/A | #N/A | #N/A | #N/A | #N/A | #N/A
TRUE | QLD | QCHA | Chinchilla | Energy Queensland | Summer | Coincident_unreconciled | 2029 | POE50 | 5.8 | NA | QLD Chinchilla |  |  | FALSE | #N/A | #N/A | #N/A | #N/A | #N/A | #N/A | #N/A | #N/A | #N/A | #N/A
TRUE | QLD | QCHA | Chinchilla | Energy Queensland | Summer | Non-coincident | 2029 | POE50 | -10.2771 | 22.6385 | QLD Chinchilla |  |  | FALSE | #N/A | #N/A | #N/A | #N/A | #N/A | #N/A | #N/A | #N/A | #N/A | #N/A
TRUE | QLD | QCHA | Chinchilla | Energy Queensland | Summer | Non-coincident | 2029 | POE90 | -10.545 | NA | QLD Chinchilla |  |  | FALSE | #N/A | #N/A | #N/A | #N/A | #N/A | #N/A | #N/A | #N/A | #N/A | #N/A
TRUE | QLD | QCHA | Chinchilla | Energy Queensland | Summer | Coincident_unreconciled | 2030 | POE90 | 4.4 | NA | QLD Chinchilla |  |  | FALSE | #N/A | #N/A | #N/A | #N/A | #N/A | #N/A | #N/A | #N/A | #N/A | #N/A
TRUE | QLD | QCHA | Chinchilla | Energy Queensland | Summer | Coincident_unreconciled | 2030 | POE50 | 5.8 | NA | QLD Chinchilla |  |  | FALSE | #N/A | #N/A | #N/A | #N/A | #N/A | #N/A | #N/A | #N/A | #N/A | #N/A
TRUE | QLD | QCHA | Chinchilla | Energy Queensland | Summer | Non-coincident | 2030 | POE50 | -10.3105 | 22.7499 | QLD Chinchilla |  |  | FALSE | #N/A | #N/A | #N/A | #N/A | #N/A | #N/A | #N/A | #N/A | #N/A | #N/A
TRUE | QLD | QCHA | Chinchilla | Energy Queensland | Summer | Non-coincident | 2030 | POE90 | -10.5785 | NA | QLD Chinchilla |  |  | FALSE | #N/A | #N/A | #N/A | #N/A | #N/A | #N/A | #N/A | #N/A | #N/A | #N/A
TRUE | QLD | QCHA | Chinchilla | Energy Queensland | Winter | Coincident | 2016 | ACTUAL_OPG | 6.9209 | 16.2897 | QLD Chinchilla |  |  | FALSE | #N/A | #N/A | #N/A | #N/A | #N/A | #N/A | #N/A | #N/A | #N/A | #N/A
TRUE | QLD | QCHA | Chinchilla | Energy Queensland | Winter | Coincident | 2016 | ACTUAL_RAW | 6.9209 | 16.2897 | QLD Chinchilla |  |  | FALSE | #N/A | #N/A | #N/A | #N/A | #N/A | #N/A | #N/A | #N/A | #N/A | #N/A
TRUE | QLD | QCHA | Chinchilla | Energy Queensland | Winter | Non-coincident | 2016 | ACTUAL_RAW | 5.4252 | 19.9504 | QLD Chinchilla |  |  | FALSE | #N/A | #N/A | #N/A | #N/A | #N/A | #N/A | #N/A | #N/A | #N/A | #N/A
TRUE | QLD | QCHA | Chinchilla | Energy Queensland | Winter | Non-coincident | 2016 | ACTUAL_OPG | 5.4252 | 19.9504 | QLD Chinchilla |  |  | FALSE | #N/A | #N/A | #N/A | #N/A | #N/A | #N/A | #N/A | #N/A | #N/A | #N/A
TRUE | QLD | QCHA | Chinchilla | Energy Queensland | Winter | Non-coincident | 2016 | ACTUAL_ADJUSTEDOPG | 5.4252 | 19.9504 | QLD Chinchilla |  |  | FALSE | #N/A | #N/A | #N/A | #N/A | #N/A | #N/A | #N/A | #N/A | #N/A | #N/A
TRUE | QLD | QCHA | Chinchilla | Energy Queensland | Winter | Coincident | 2017 | ACTUAL_OPG | 5.9851 | 12.6043 | QLD Chinchilla |  |  | FALSE | #N/A | #N/A | #N/A | #N/A | #N/A | #N/A | #N/A | #N/A | #N/A | #N/A
TRUE | QLD | QCHA | Chinchilla | Energy Queensland | Winter | Coincident | 2017 | ACTUAL_RAW | 5.9851 | 12.6043 | QLD Chinchilla |  |  | FALSE | #N/A | #N/A | #N/A | #N/A | #N/A | #N/A | #N/A | #N/A | #N/A | #N/A
TRUE | QLD | QCHA | Chinchilla | Energy Queensland | Winter | Non-coincident | 2017 | ACTUAL_RAW | 5.423 | 15.6188 | QLD Chinchilla |  |  | FALSE | #N/A | #N/A | #N/A | #N/A | #N/A | #N/A | #N/A | #N/A | #N/A | #N/A
TRUE | QLD | QCHA | Chinchilla | Energy Queensland | Winter | Non-coincident | 2017 | ACTUAL_OPG | 5.423 | 15.6188 | QLD Chinchilla |  |  | FALSE | #N/A | #N/A | #N/A | #N/A | #N/A | #N/A | #N/A | #N/A | #N/A | #N/A
TRUE | QLD | QCHA | Chinchilla | Energy Queensland | Winter | Non-coincident | 2017 | ACTUAL_ADJUSTEDOPG | 5.423 | 15.6188 | QLD Chinchilla |  |  | FALSE | #N/A | #N/A | #N/A | #N/A | #N/A | #N/A | #N/A | #N/A | #N/A | #N/A
TRUE | QLD | QCHA | Chinchilla | Energy Queensland | Winter | Coincident | 2018 | ACTUAL_OPG | 6.0511 | 17.8709 | QLD Chinchilla |  |  | FALSE | #N/A | #N/A | #N/A | #N/A | #N/A | #N/A | #N/A | #N/A | #N/A | #N/A
TRUE | QLD | QCHA | Chinchilla | Energy Queensland | Winter | Coincident | 2018 | ACTUAL_RAW | 6.0511 | 17.8709 | QLD Chinchilla |  |  | FALSE | #N/A | #N/A | #N/A | #N/A | #N/A | #N/A | #N/A | #N/A | #N/A | #N/A
TRUE | QLD | QCHA | Chinchilla | Energy Queensland | Winter | Non-coincident | 2018 | ACTUAL_RAW | 4.9592 | 17.8709 | QLD Chinchilla |  |  | FALSE | #N/A | #N/A | #N/A | #N/A | #N/A | #N/A | #N/A | #N/A | #N/A | #N/A
TRUE | QLD | QCHA | Chinchilla | Energy Queensland | Winter | Non-coincident | 2018 | ACTUAL_OPG | 4.9592 | 17.8709 | QLD Chinchilla |  |  | FALSE | #N/A | #N/A | #N/A | #N/A | #N/A | #N/A | #N/A | #N/A | #N/A | #N/A
TRUE | QLD | QCHA | Chinchilla | Energy Queensland | Winter | Non-coincident | 2018 | ACTUAL_ADJUSTEDOPG | 4.9592 | 17.8709 | QLD Chinchilla |  |  | FALSE | #N/A | #N/A | #N/A | #N/A | #N/A | #N/A | #N/A | #N/A | #N/A | #N/A
TRUE | QLD | QCHA | Chinchilla | Energy Queensland | Winter | Coincident | 2019 | ACTUAL_OPG | -7.7581 | 14.8553 | QLD Chinchilla |  |  | FALSE | #N/A | #N/A | #N/A | #N/A | #N/A | #N/A | #N/A | #N/A | #N/A | #N/A
TRUE | QLD | QCHA | Chinchilla | Energy Queensland | Winter | Coincident | 2019 | ACTUAL_RAW | -7.7581 | 14.8553 | QLD Chinchilla |  |  | FALSE | #N/A | #N/A | #N/A | #N/A | #N/A | #N/A | #N/A | #N/A | #N/A | #N/A
TRUE | QLD | QCHA | Chinchilla | Energy Queensland | Winter | Non-coincident | 2019 | ACTUAL_RAW | -9.5486 | 17.5132 | QLD Chinchilla |  |  | FALSE | #N/A | #N/A | #N/A | #N/A | #N/A | #N/A | #N/A | #N/A | #N/A | #N/A
TRUE | QLD | QCHA | Chinchilla | Energy Queensland | Winter | Non-coincident | 2019 | ACTUAL_OPG | -9.5486 | 17.5132 | QLD Chinchilla |  |  | FALSE | #N/A | #N/A | #N/A | #N/A | #N/A | #N/A | #N/A | #N/A | #N/A | #N/A
TRUE | QLD | QCHA | Chinchilla | Energy Queensland | Winter | Non-coincident | 2019 | ACTUAL_ADJUSTEDOPG | -9.5486 | 17.5132 | QLD Chinchilla |  |  | FALSE | #N/A | #N/A | #N/A | #N/A | #N/A | #N/A | #N/A | #N/A | #N/A | #N/A
TRUE | QLD | QCHA | Chinchilla | Energy Queensland | Winter | Non-coincident | 2019 | BASEYEARPOE90 | -5.3216 | NA | QLD Chinchilla |  |  | FALSE | #N/A | #N/A | #N/A | #N/A | #N/A | #N/A | #N/A | #N/A | #N/A | #N/A
TRUE | QLD | QCHA | Chinchilla | Energy Queensland | Winter | Non-coincident | 2019 | BASEYEARPOE50 | -4.626 | 17.606 | QLD Chinchilla |  |  | FALSE | #N/A | #N/A | #N/A | #N/A | #N/A | #N/A | #N/A | #N/A | #N/A | #N/A
TRUE | QLD | QCHA | Chinchilla | Energy Queensland | Winter | Coincident_unreconciled | 2020 | POE50 | 5.8 | NA | QLD Chinchilla |  |  | FALSE | #N/A | #N/A | #N/A | #N/A | #N/A | #N/A | #N/A | #N/A | #N/A | #N/A
TRUE | QLD | QCHA | Chinchilla | Energy Queensland | Winter | Coincident_unreconciled | 2020 | POE90 | 4.4742 | NA | QLD Chinchilla |  |  | FALSE | #N/A | #N/A | #N/A | #N/A | #N/A | #N/A | #N/A | #N/A | #N/A | #N/A
TRUE | QLD | QCHA | Chinchilla | Energy Queensland | Winter | Non-coincident | 2020 | POE50 | -10 | 17.603 | QLD Chinchilla |  |  | FALSE | #N/A | #N/A | #N/A | #N/A | #N/A | #N/A | #N/A | #N/A | #N/A | #N/A
TRUE | QLD | QCHA | Chinchilla | Energy Queensland | Winter | Non-coincident | 2020 | POE90 | -10.2696 | NA | QLD Chinchilla |  |  | FALSE | #N/A | #N/A | #N/A | #N/A | #N/A | #N/A | #N/A | #N/A | #N/A | #N/A
TRUE | QLD | QCHA | Chinchilla | Energy Queensland | Winter | Coincident_unreconciled | 2021 | POE50 | 5.8096 | NA | QLD Chinchilla |  |  | FALSE | #N/A | #N/A | #N/A | #N/A | #N/A | #N/A | #N/A | #N/A | #N/A | #N/A
TRUE | QLD | QCHA | Chinchilla | Energy Queensland | Winter | Coincident_unreconciled | 2021 | POE90 | 4.4838 | NA | QLD Chinchilla |  |  | FALSE | #N/A | #N/A | #N/A | #N/A | #N/A | #N/A | #N/A | #N/A | #N/A | #N/A
TRUE | QLD | QCHA | Chinchilla | Energy Queensland | Winter | Non-coincident | 2021 | POE50 | -10.0022 | 17.6008 | QLD Chinchilla |  |  | FALSE | #N/A | #N/A | #N/A | #N/A | #N/A | #N/A | #N/A | #N/A | #N/A | #N/A
TRUE | QLD | QCHA | Chinchilla | Energy Queensland | Winter | Non-coincident | 2021 | POE90 | -10.2718 | NA | QLD Chinchilla |  |  | FALSE | #N/A | #N/A | #N/A | #N/A | #N/A | #N/A | #N/A | #N/A | #N/A | #N/A
TRUE | QLD | QCHA | Chinchilla | Energy Queensland | Winter | Coincident_unreconciled | 2022 | POE50 | 5.816 | NA | QLD Chinchilla |  |  | FALSE | #N/A | #N/A | #N/A | #N/A | #N/A | #N/A | #N/A | #N/A | #N/A | #N/A
TRUE | QLD | QCHA | Chinchilla | Energy Queensland | Winter | Coincident_unreconciled | 2022 | POE90 | 4.4903 | NA | QLD Chinchilla |  |  | FALSE | #N/A | #N/A | #N/A | #N/A | #N/A | #N/A | #N/A | #N/A | #N/A | #N/A
TRUE | QLD | QCHA | Chinchilla | Energy Queensland | Winter | Non-coincident | 2022 | POE50 | -10.0036 | 17.5995 | QLD Chinchilla |  |  | FALSE | #N/A | #N/A | #N/A | #N/A | #N/A | #N/A | #N/A | #N/A | #N/A | #N/A
TRUE | QLD | QCHA | Chinchilla | Energy Queensland | Winter | Non-coincident | 2022 | POE90 | -10.2732 | NA | QLD Chinchilla |  |  | FALSE | #N/A | #N/A | #N/A | #N/A | #N/A | #N/A | #N/A | #N/A | #N/A | #N/A
TRUE | QLD | QCHA | Chinchilla | Energy Queensland | Winter | Coincident_unreconciled | 2023 | POE50 | 5.8304 | NA | QLD Chinchilla |  |  | FALSE | #N/A | #N/A | #N/A | #N/A | #N/A | #N/A | #N/A | #N/A | #N/A | #N/A
TRUE | QLD | QCHA | Chinchilla | Energy Queensland | Winter | Coincident_unreconciled | 2023 | POE90 | 4.5047 | NA | QLD Chinchilla |  |  | FALSE | #N/A | #N/A | #N/A | #N/A | #N/A | #N/A | #N/A | #N/A | #N/A | #N/A
TRUE | QLD | QCHA | Chinchilla | Energy Queensland | Winter | Non-coincident | 2023 | POE50 | -10.0069 | 17.5957 | QLD Chinchilla |  |  | FALSE | #N/A | #N/A | #N/A | #N/A | #N/A | #N/A | #N/A | #N/A | #N/A | #N/A
TRUE | QLD | QCHA | Chinchilla | Energy Queensland | Winter | Non-coincident | 2023 | POE90 | -10.2765 | NA | QLD Chinchilla |  |  | FALSE | #N/A | #N/A | #N/A | #N/A | #N/A | #N/A | #N/A | #N/A | #N/A | #N/A
TRUE | QLD | QCHA | Chinchilla | Energy Queensland | Winter | Coincident_unreconciled | 2024 | POE50 | 5.9023 | NA | QLD Chinchilla |  |  | FALSE | #N/A | #N/A | #N/A | #N/A | #N/A | #N/A | #N/A | #N/A | #N/A | #N/A
TRUE | QLD | QCHA | Chinchilla | Energy Queensland | Winter | Coincident_unreconciled | 2024 | POE90 | 4.5765 | NA | QLD Chinchilla |  |  | FALSE | #N/A | #N/A | #N/A | #N/A | #N/A | #N/A | #N/A | #N/A | #N/A | #N/A
TRUE | QLD | QCHA | Chinchilla | Energy Queensland | Winter | Non-coincident | 2024 | POE50 | -10.0241 | 17.5749 | QLD Chinchilla |  |  | FALSE | #N/A | #N/A | #N/A | #N/A | #N/A | #N/A | #N/A | #N/A | #N/A | #N/A
TRUE | QLD | QCHA | Chinchilla | Energy Queensland | Winter | Non-coincident | 2024 | POE90 | -10.2937 | NA | QLD Chinchilla |  |  | FALSE | #N/A | #N/A | #N/A | #N/A | #N/A | #N/A | #N/A | #N/A | #N/A | #N/A
TRUE | QLD | QCHA | Chinchilla | Energy Queensland | Winter | Coincident_unreconciled | 2025 | POE50 | 6.0053 | NA | QLD Chinchilla |  |  | FALSE | #N/A | #N/A | #N/A | #N/A | #N/A | #N/A | #N/A | #N/A | #N/A | #N/A
TRUE | QLD | QCHA | Chinchilla | Energy Queensland | Winter | Coincident_unreconciled | 2025 | POE90 | 4.6795 | NA | QLD Chinchilla |  |  | FALSE | #N/A | #N/A | #N/A | #N/A | #N/A | #N/A | #N/A | #N/A | #N/A | #N/A
TRUE | QLD | QCHA | Chinchilla | Energy Queensland | Winter | Non-coincident | 2025 | POE50 | -10.0463 | 17.5512 | QLD Chinchilla |  |  | FALSE | #N/A | #N/A | #N/A | #N/A | #N/A | #N/A | #N/A | #N/A | #N/A | #N/A
TRUE | QLD | QCHA | Chinchilla | Energy Queensland | Winter | Non-coincident | 2025 | POE90 | -10.316 | NA | QLD Chinchilla |  |  | FALSE | #N/A | #N/A | #N/A | #N/A | #N/A | #N/A | #N/A | #N/A | #N/A | #N/A
TRUE | QLD | QCHA | Chinchilla | Energy Queensland | Winter | Coincident_unreconciled | 2026 | POE50 | 6.1543 | NA | QLD Chinchilla |  |  | FALSE | #N/A | #N/A | #N/A | #N/A | #N/A | #N/A | #N/A | #N/A | #N/A | #N/A
TRUE | QLD | QCHA | Chinchilla | Energy Queensland | Winter | Coincident_unreconciled | 2026 | POE90 | 4.8285 | NA | QLD Chinchilla |  |  | FALSE | #N/A | #N/A | #N/A | #N/A | #N/A | #N/A | #N/A | #N/A | #N/A | #N/A
TRUE | QLD | QCHA | Chinchilla | Energy Queensland | Winter | Non-coincident | 2026 | POE50 | -10.0743 | 17.5291 | QLD Chinchilla |  |  | FALSE | #N/A | #N/A | #N/A | #N/A | #N/A | #N/A | #N/A | #N/A | #N/A | #N/A
TRUE | QLD | QCHA | Chinchilla | Energy Queensland | Winter | Non-coincident | 2026 | POE90 | -10.3439 | NA | QLD Chinchilla |  |  | FALSE | #N/A | #N/A | #N/A | #N/A | #N/A | #N/A | #N/A | #N/A | #N/A | #N/A
TRUE | QLD | QCHA | Chinchilla | Energy Queensland | Winter | Coincident_unreconciled | 2027 | POE50 | 6.3626 | NA | QLD Chinchilla |  |  | FALSE | #N/A | #N/A | #N/A | #N/A | #N/A | #N/A | #N/A | #N/A | #N/A | #N/A
TRUE | QLD | QCHA | Chinchilla | Energy Queensland | Winter | Coincident_unreconciled | 2027 | POE90 | 5.0369 | NA | QLD Chinchilla |  |  | FALSE | #N/A | #N/A | #N/A | #N/A | #N/A | #N/A | #N/A | #N/A | #N/A | #N/A
TRUE | QLD | QCHA | Chinchilla | Energy Queensland | Winter | Non-coincident | 2027 | POE50 | -10.1083 | 17.5145 | QLD Chinchilla |  |  | FALSE | #N/A | #N/A | #N/A | #N/A | #N/A | #N/A | #N/A | #N/A | #N/A | #N/A
TRUE | QLD | QCHA | Chinchilla | Energy Queensland | Winter | Non-coincident | 2027 | POE90 | -10.3779 | NA | QLD Chinchilla |  |  | FALSE | #N/A | #N/A | #N/A | #N/A | #N/A | #N/A | #N/A | #N/A | #N/A | #N/A
TRUE | QLD | QCHA | Chinchilla | Energy Queensland | Winter | Coincident_unreconciled | 2028 | POE50 | 6.6201 | NA | QLD Chinchilla |  |  | FALSE | #N/A | #N/A | #N/A | #N/A | #N/A | #N/A | #N/A | #N/A | #N/A | #N/A
TRUE | QLD | QCHA | Chinchilla | Energy Queensland | Winter | Coincident_unreconciled | 2028 | POE90 | 5.2943 | NA | QLD Chinchilla |  |  | FALSE | #N/A | #N/A | #N/A | #N/A | #N/A | #N/A | #N/A | #N/A | #N/A | #N/A
TRUE | QLD | QCHA | Chinchilla | Energy Queensland | Winter | Non-coincident | 2028 | POE50 | -10.1438 | 17.5151 | QLD Chinchilla |  |  | FALSE | #N/A | #N/A | #N/A | #N/A | #N/A | #N/A | #N/A | #N/A | #N/A | #N/A
TRUE | QLD | QCHA | Chinchilla | Energy Queensland | Winter | Non-coincident | 2028 | POE90 | -10.4134 | NA | QLD Chinchilla |  |  | FALSE | #N/A | #N/A | #N/A | #N/A | #N/A | #N/A | #N/A | #N/A | #N/A | #N/A
TRUE | QLD | QCHA | Chinchilla | Energy Queensland | Winter | Coincident_unreconciled | 2029 | POE50 | 6.7935 | NA | QLD Chinchilla |  |  | FALSE | #N/A | #N/A | #N/A | #N/A | #N/A | #N/A | #N/A | #N/A | #N/A | #N/A
TRUE | QLD | QCHA | Chinchilla | Energy Queensland | Winter | Coincident_unreconciled | 2029 | POE90 | 5.4678 | NA | QLD Chinchilla |  |  | FALSE | #N/A | #N/A | #N/A | #N/A | #N/A | #N/A | #N/A | #N/A | #N/A | #N/A
TRUE | QLD | QCHA | Chinchilla | Energy Queensland | Winter | Non-coincident | 2029 | POE50 | -10.1424 | 17.6067 | QLD Chinchilla |  |  | FALSE | #N/A | #N/A | #N/A | #N/A | #N/A | #N/A | #N/A | #N/A | #N/A | #N/A
TRUE | QLD | QCHA | Chinchilla | Energy Queensland | Winter | Non-coincident | 2029 | POE90 | -10.412 | NA | QLD Chinchilla |  |  | FALSE | #N/A | #N/A | #N/A | #N/A | #N/A | #N/A | #N/A | #N/A | #N/A | #N/A
TRUE | QLD | QCHA | Chinchilla | Energy Queensland | Shoulder | Non-coincident | 2019 | BASEYEARPOE10 | NA | 16.254 | QLD Chinchilla |  |  | FALSE | #N/A | #N/A | #N/A | #N/A | #N/A | #N/A | #N/A | #N/A | #N/A | #N/A
TRUE | QLD | QCHA | Chinchilla | Energy Queensland | Shoulder | Coincident | 2021 | POE10 | NA | 13.1153 | QLD Chinchilla |  |  | FALSE | #N/A | #N/A | #N/A | #N/A | #N/A | #N/A | #N/A | #N/A | #N/A | #N/A
TRUE | QLD | QCHA | Chinchilla | Energy Queensland | Shoulder | Coincident | 2021 | POE50 | NA | 12.3755 | QLD Chinchilla |  |  | FALSE | #N/A | #N/A | #N/A | #N/A | #N/A | #N/A | #N/A | #N/A | #N/A | #N/A
TRUE | QLD | QCHA | Chinchilla | Energy Queensland | Shoulder | Non-coincident | 2021 | POE10 | NA | 16.2751 | QLD Chinchilla |  |  | FALSE | #N/A | #N/A | #N/A | #N/A | #N/A | #N/A | #N/A | #N/A | #N/A | #N/A
TRUE | QLD | QCHA | Chinchilla | Energy Queensland | Shoulder | Coincident | 2022 | POE10 | NA | 13.4762 | QLD Chinchilla |  |  | FALSE | #N/A | #N/A | #N/A | #N/A | #N/A | #N/A | #N/A | #N/A | #N/A | #N/A
TRUE | QLD | QCHA | Chinchilla | Energy Queensland | Shoulder | Coincident | 2022 | POE50 | NA | 12.5038 | QLD Chinchilla |  |  | FALSE | #N/A | #N/A | #N/A | #N/A | #N/A | #N/A | #N/A | #N/A | #N/A | #N/A
TRUE | QLD | QCHA | Chinchilla | Energy Queensland | Shoulder | Non-coincident | 2022 | POE10 | NA | 16.274 | QLD Chinchilla |  |  | FALSE | #N/A | #N/A | #N/A | #N/A | #N/A | #N/A | #N/A | #N/A | #N/A | #N/A
TRUE | QLD | QCHA | Chinchilla | Energy Queensland | Shoulder | Coincident | 2023 | POE10 | NA | 13.5012 | QLD Chinchilla |  |  | FALSE | #N/A | #N/A | #N/A | #N/A | #N/A | #N/A | #N/A | #N/A | #N/A | #N/A
TRUE | QLD | QCHA | Chinchilla | Energy Queensland | Shoulder | Coincident | 2023 | POE50 | NA | 12.5876 | QLD Chinchilla |  |  | FALSE | #N/A | #N/A | #N/A | #N/A | #N/A | #N/A | #N/A | #N/A | #N/A | #N/A
TRUE | QLD | QCHA | Chinchilla | Energy Queensland | Shoulder | Non-coincident | 2023 | POE10 | NA | 16.2733 | QLD Chinchilla |  |  | FALSE | #N/A | #N/A | #N/A | #N/A | #N/A | #N/A | #N/A | #N/A | #N/A | #N/A
TRUE | QLD | QCHA | Chinchilla | Energy Queensland | Shoulder | Coincident | 2024 | POE10 | NA | 13.5601 | QLD Chinchilla |  |  | FALSE | #N/A | #N/A | #N/A | #N/A | #N/A | #N/A | #N/A | #N/A | #N/A | #N/A
TRUE | QLD | QCHA | Chinchilla | Energy Queensland | Shoulder | Coincident | 2024 | POE50 | NA | 12.8083 | QLD Chinchilla |  |  | FALSE | #N/A | #N/A | #N/A | #N/A | #N/A | #N/A | #N/A | #N/A | #N/A | #N/A
TRUE | QLD | QCHA | Chinchilla | Energy Queensland | Shoulder | Non-coincident | 2024 | POE10 | NA | 16.266 | QLD Chinchilla |  |  | FALSE | #N/A | #N/A | #N/A | #N/A | #N/A | #N/A | #N/A | #N/A | #N/A | #N/A
TRUE | QLD | QCHA | Chinchilla | Energy Queensland | Shoulder | Coincident | 2025 | POE10 | NA | 13.592 | QLD Chinchilla |  |  | FALSE | #N/A | #N/A | #N/A | #N/A | #N/A | #N/A | #N/A | #N/A | #N/A | #N/A
TRUE | QLD | QCHA | Chinchilla | Energy Queensland | Shoulder | Coincident | 2025 | POE50 | NA | 12.7444 | QLD Chinchilla |  |  | FALSE | #N/A | #N/A | #N/A | #N/A | #N/A | #N/A | #N/A | #N/A | #N/A | #N/A
TRUE | QLD | QCHA | Chinchilla | Energy Queensland | Shoulder | Non-coincident | 2025 | POE10 | NA | 16.2536 | QLD Chinchilla |  |  | FALSE | #N/A | #N/A | #N/A | #N/A | #N/A | #N/A | #N/A | #N/A | #N/A | #N/A
TRUE | QLD | QCHA | Chinchilla | Energy Queensland | Shoulder | Coincident | 2026 | POE10 | NA | 13.5137 | QLD Chinchilla |  |  | FALSE | #N/A | #N/A | #N/A | #N/A | #N/A | #N/A | #N/A | #N/A | #N/A | #N/A
TRUE | QLD | QCHA | Chinchilla | Energy Queensland | Shoulder | Coincident | 2026 | POE50 | NA | 12.7401 | QLD Chinchilla |  |  | FALSE | #N/A | #N/A | #N/A | #N/A | #N/A | #N/A | #N/A | #N/A | #N/A | #N/A
TRUE | QLD | QCHA | Chinchilla | Energy Queensland | Shoulder | Non-coincident | 2026 | POE10 | NA | 16.2438 | QLD Chinchilla |  |  | FALSE | #N/A | #N/A | #N/A | #N/A | #N/A | #N/A | #N/A | #N/A | #N/A | #N/A
TRUE | QLD | QCHA | Chinchilla | Energy Queensland | Shoulder | Coincident | 2027 | POE10 | NA | 13.4561 | QLD Chinchilla |  |  | FALSE | #N/A | #N/A | #N/A | #N/A | #N/A | #N/A | #N/A | #N/A | #N/A | #N/A
TRUE | QLD | QCHA | Chinchilla | Energy Queensland | Shoulder | Coincident | 2027 | POE50 | NA | 12.6733 | QLD Chinchilla |  |  | FALSE | #N/A | #N/A | #N/A | #N/A | #N/A | #N/A | #N/A | #N/A | #N/A | #N/A
TRUE | QLD | QCHA | Chinchilla | Energy Queensland | Shoulder | Non-coincident | 2027 | POE10 | NA | 16.2421 | QLD Chinchilla |  |  | FALSE | #N/A | #N/A | #N/A | #N/A | #N/A | #N/A | #N/A | #N/A | #N/A | #N/A
TRUE | QLD | QCHA | Chinchilla | Energy Queensland | Shoulder | Coincident | 2028 | POE10 | NA | 13.4168 | QLD Chinchilla |  |  | FALSE | #N/A | #N/A | #N/A | #N/A | #N/A | #N/A | #N/A | #N/A | #N/A | #N/A
TRUE | QLD | QCHA | Chinchilla | Energy Queensland | Shoulder | Coincident | 2028 | POE50 | NA | 12.6679 | QLD Chinchilla |  |  | FALSE | #N/A | #N/A | #N/A | #N/A | #N/A | #N/A | #N/A | #N/A | #N/A | #N/A
TRUE | QLD | QCHA | Chinchilla | Energy Queensland | Shoulder | Non-coincident | 2028 | POE10 | NA | 16.2563 | QLD Chinchilla |  |  | FALSE | #N/A | #N/A | #N/A | #N/A | #N/A | #N/A | #N/A | #N/A | #N/A | #N/A
TRUE | QLD | QCHA | Chinchilla | Energy Queensland | Shoulder | Coincident | 2029 | POE10 | NA | 13.5902 | QLD Chinchilla |  |  | FALSE | #N/A | #N/A | #N/A | #N/A | #N/A | #N/A | #N/A | #N/A | #N/A | #N/A
TRUE | QLD | QCHA | Chinchilla | Energy Queensland | Shoulder | Coincident | 2029 | POE50 | NA | 12.7603 | QLD Chinchilla |  |  | FALSE | #N/A | #N/A | #N/A | #N/A | #N/A | #N/A | #N/A | #N/A | #N/A | #N/A
TRUE | QLD | QCHA | Chinchilla | Energy Queensland | Shoulder | Non-coincident | 2029 | POE10 | NA | 16.3144 | QLD Chinchilla |  |  | FALSE | #N/A | #N/A | #N/A | #N/A | #N/A | #N/A | #N/A | #N/A | #N/A | #N/A
TRUE | QLD | QCHA | Chinchilla | Energy Queensland | Shoulder | Coincident | 2030 | POE10 | NA | 13.6787 | QLD Chinchilla |  |  | FALSE | #N/A | #N/A | #N/A | #N/A | #N/A | #N/A | #N/A | #N/A | #N/A | #N/A
TRUE | QLD | QCHA | Chinchilla | Energy Queensland | Shoulder | Coincident | 2030 | POE50 | NA | 12.8644 | QLD Chinchilla |  |  | FALSE | #N/A | #N/A | #N/A | #N/A | #N/A | #N/A | #N/A | #N/A | #N/A | #N/A
TRUE | QLD | QCHA | Chinchilla | Energy Queensland | Shoulder | Non-coincident | 2030 | POE10 | NA | 16.4217 | QLD Chinchilla |  |  | FALSE | #N/A | #N/A | #N/A | #N/A | #N/A | #N/A | #N/A | #N/A | #N/A | #N/A
TRUE | QLD | QCHA | Chinchilla | Energy Queensland | Summer | Non-coincident | 2019 | BASEYEARPOE10 | NA | 24.092 | QLD Chinchilla |  |  | FALSE | #N/A | #N/A | #N/A | #N/A | #N/A | #N/A | #N/A | #N/A | #N/A | #N/A
TRUE | QLD | QCHA | Chinchilla | Energy Queensland | Summer | Coincident | 2021 | POE10 | NA | 17.5778 | QLD Chinchilla |  |  | FALSE | #N/A | #N/A | #N/A | #N/A | #N/A | #N/A | #N/A | #N/A | #N/A | #N/A
TRUE | QLD | QCHA | Chinchilla | Energy Queensland | Summer | Coincident | 2021 | POE50 | NA | 17.1034 | QLD Chinchilla |  |  | FALSE | #N/A | #N/A | #N/A | #N/A | #N/A | #N/A | #N/A | #N/A | #N/A | #N/A
TRUE | QLD | QCHA | Chinchilla | Energy Queensland | Summer | Non-coincident | 2021 | POE10 | NA | 24.8776 | QLD Chinchilla |  |  | FALSE | #N/A | #N/A | #N/A | #N/A | #N/A | #N/A | #N/A | #N/A | #N/A | #N/A
TRUE | QLD | QCHA | Chinchilla | Energy Queensland | Summer | Coincident | 2022 | POE10 | NA | 17.8971 | QLD Chinchilla |  |  | FALSE | #N/A | #N/A | #N/A | #N/A | #N/A | #N/A | #N/A | #N/A | #N/A | #N/A
TRUE | QLD | QCHA | Chinchilla | Energy Queensland | Summer | Coincident | 2022 | POE50 | NA | 17.3875 | QLD Chinchilla |  |  | FALSE | #N/A | #N/A | #N/A | #N/A | #N/A | #N/A | #N/A | #N/A | #N/A | #N/A
TRUE | QLD | QCHA | Chinchilla | Energy Queensland | Summer | Non-coincident | 2022 | POE10 | NA | 24.8797 | QLD Chinchilla |  |  | FALSE | #N/A | #N/A | #N/A | #N/A | #N/A | #N/A | #N/A | #N/A | #N/A | #N/A
TRUE | QLD | QCHA | Chinchilla | Energy Queensland | Summer | Coincident | 2023 | POE10 | NA | 17.9955 | QLD Chinchilla |  |  | FALSE | #N/A | #N/A | #N/A | #N/A | #N/A | #N/A | #N/A | #N/A | #N/A | #N/A
TRUE | QLD | QCHA | Chinchilla | Energy Queensland | Summer | Coincident | 2023 | POE50 | NA | 17.4448 | QLD Chinchilla |  |  | FALSE | #N/A | #N/A | #N/A | #N/A | #N/A | #N/A | #N/A | #N/A | #N/A | #N/A
TRUE | QLD | QCHA | Chinchilla | Energy Queensland | Summer | Non-coincident | 2023 | POE10 | NA | 24.8819 | QLD Chinchilla |  |  | FALSE | #N/A | #N/A | #N/A | #N/A | #N/A | #N/A | #N/A | #N/A | #N/A | #N/A
TRUE | QLD | QCHA | Chinchilla | Energy Queensland | Summer | Coincident | 2024 | POE10 | NA | 18.2002 | QLD Chinchilla |  |  | FALSE | #N/A | #N/A | #N/A | #N/A | #N/A | #N/A | #N/A | #N/A | #N/A | #N/A
TRUE | QLD | QCHA | Chinchilla | Energy Queensland | Summer | Coincident | 2024 | POE50 | NA | 17.6605 | QLD Chinchilla |  |  | FALSE | #N/A | #N/A | #N/A | #N/A | #N/A | #N/A | #N/A | #N/A | #N/A | #N/A
TRUE | QLD | QCHA | Chinchilla | Energy Queensland | Summer | Non-coincident | 2024 | POE10 | NA | 24.8918 | QLD Chinchilla |  |  | FALSE | #N/A | #N/A | #N/A | #N/A | #N/A | #N/A | #N/A | #N/A | #N/A | #N/A
TRUE | QLD | QCHA | Chinchilla | Energy Queensland | Summer | Coincident | 2025 | POE10 | NA | 18.112 | QLD Chinchilla |  |  | FALSE | #N/A | #N/A | #N/A | #N/A | #N/A | #N/A | #N/A | #N/A | #N/A | #N/A
TRUE | QLD | QCHA | Chinchilla | Energy Queensland | Summer | Coincident | 2025 | POE50 | NA | 17.6657 | QLD Chinchilla |  |  | FALSE | #N/A | #N/A | #N/A | #N/A | #N/A | #N/A | #N/A | #N/A | #N/A | #N/A
TRUE | QLD | QCHA | Chinchilla | Energy Queensland | Summer | Non-coincident | 2025 | POE10 | NA | 24.9135 | QLD Chinchilla |  |  | FALSE | #N/A | #N/A | #N/A | #N/A | #N/A | #N/A | #N/A | #N/A | #N/A | #N/A
TRUE | QLD | QCHA | Chinchilla | Energy Queensland | Summer | Coincident | 2026 | POE10 | NA | 18.1886 | QLD Chinchilla |  |  | FALSE | #N/A | #N/A | #N/A | #N/A | #N/A | #N/A | #N/A | #N/A | #N/A | #N/A
TRUE | QLD | QCHA | Chinchilla | Energy Queensland | Summer | Coincident | 2026 | POE50 | NA | 17.6818 | QLD Chinchilla |  |  | FALSE | #N/A | #N/A | #N/A | #N/A | #N/A | #N/A | #N/A | #N/A | #N/A | #N/A
TRUE | QLD | QCHA | Chinchilla | Energy Queensland | Summer | Non-coincident | 2026 | POE10 | NA | 24.9505 | QLD Chinchilla |  |  | FALSE | #N/A | #N/A | #N/A | #N/A | #N/A | #N/A | #N/A | #N/A | #N/A | #N/A
TRUE | QLD | QCHA | Chinchilla | Energy Queensland | Summer | Coincident | 2027 | POE10 | NA | 18.0529 | QLD Chinchilla |  |  | FALSE | #N/A | #N/A | #N/A | #N/A | #N/A | #N/A | #N/A | #N/A | #N/A | #N/A
TRUE | QLD | QCHA | Chinchilla | Energy Queensland | Summer | Coincident | 2027 | POE50 | NA | 17.6113 | QLD Chinchilla |  |  | FALSE | #N/A | #N/A | #N/A | #N/A | #N/A | #N/A | #N/A | #N/A | #N/A | #N/A
TRUE | QLD | QCHA | Chinchilla | Energy Queensland | Summer | Non-coincident | 2027 | POE10 | NA | 25.0087 | QLD Chinchilla |  |  | FALSE | #N/A | #N/A | #N/A | #N/A | #N/A | #N/A | #N/A | #N/A | #N/A | #N/A
TRUE | QLD | QCHA | Chinchilla | Energy Queensland | Summer | Coincident | 2028 | POE10 | NA | 18.0781 | QLD Chinchilla |  |  | FALSE | #N/A | #N/A | #N/A | #N/A | #N/A | #N/A | #N/A | #N/A | #N/A | #N/A
TRUE | QLD | QCHA | Chinchilla | Energy Queensland | Summer | Coincident | 2028 | POE50 | NA | 17.6283 | QLD Chinchilla |  |  | FALSE | #N/A | #N/A | #N/A | #N/A | #N/A | #N/A | #N/A | #N/A | #N/A | #N/A
TRUE | QLD | QCHA | Chinchilla | Energy Queensland | Summer | Non-coincident | 2028 | POE10 | NA | 25.0861 | QLD Chinchilla |  |  | FALSE | #N/A | #N/A | #N/A | #N/A | #N/A | #N/A | #N/A | #N/A | #N/A | #N/A
TRUE | QLD | QCHA | Chinchilla | Energy Queensland | Summer | Coincident | 2029 | POE10 | NA | 18.083 | QLD Chinchilla |  |  | FALSE | #N/A | #N/A | #N/A | #N/A | #N/A | #N/A | #N/A | #N/A | #N/A | #N/A
TRUE | QLD | QCHA | Chinchilla | Energy Queensland | Summer | Coincident | 2029 | POE50 | NA | 17.7131 | QLD Chinchilla |  |  | FALSE | #N/A | #N/A | #N/A | #N/A | #N/A | #N/A | #N/A | #N/A | #N/A | #N/A
TRUE | QLD | QCHA | Chinchilla | Energy Queensland | Summer | Non-coincident | 2029 | POE10 | NA | 25.1606 | QLD Chinchilla |  |  | FALSE | #N/A | #N/A | #N/A | #N/A | #N/A | #N/A | #N/A | #N/A | #N/A | #N/A
TRUE | QLD | QCHA | Chinchilla | Energy Queensland | Summer | Coincident | 2030 | POE10 | NA | 18.1774 | QLD Chinchilla |  |  | FALSE | #N/A | #N/A | #N/A | #N/A | #N/A | #N/A | #N/A | #N/A | #N/A | #N/A
TRUE | QLD | QCHA | Chinchilla | Energy Queensland | Summer | Coincident | 2030 | POE50 | NA | 17.7174 | QLD Chinchilla |  |  | FALSE | #N/A | #N/A | #N/A | #N/A | #N/A | #N/A | #N/A | #N/A | #N/A | #N/A
TRUE | QLD | QCHA | Chinchilla | Energy Queensland | Summer | Non-coincident | 2030 | POE10 | NA | 25.2576 | QLD Chinchilla |  |  | FALSE | #N/A | #N/A | #N/A | #N/A | #N/A | #N/A | #N/A | #N/A | #N/A | #N/A
TRUE | QLD | QCHA | Chinchilla | Energy Queensland | Winter | Non-coincident | 2019 | BASEYEARPOE10 | NA | 18.2341 | QLD Chinchilla |  |  | FALSE | #N/A | #N/A | #N/A | #N/A | #N/A | #N/A | #N/A | #N/A | #N/A | #N/A
TRUE | QLD | QCHA | Chinchilla | Energy Queensland | Winter | Coincident | 2020 | POE10 | NA | 16.2564 | QLD Chinchilla |  |  | FALSE | #N/A | #N/A | #N/A | #N/A | #N/A | #N/A | #N/A | #N/A | #N/A | #N/A
TRUE | QLD | QCHA | Chinchilla | Energy Queensland | Winter | Coincident | 2020 | POE50 | NA | 15.5277 | QLD Chinchilla |  |  | FALSE | #N/A | #N/A | #N/A | #N/A | #N/A | #N/A | #N/A | #N/A | #N/A | #N/A
TRUE | QLD | QCHA | Chinchilla | Energy Queensland | Winter | Non-coincident | 2020 | POE10 | NA | 18.2304 | QLD Chinchilla |  |  | FALSE | #N/A | #N/A | #N/A | #N/A | #N/A | #N/A | #N/A | #N/A | #N/A | #N/A
TRUE | QLD | QCHA | Chinchilla | Energy Queensland | Winter | Coincident | 2021 | POE10 | NA | 16.118 | QLD Chinchilla |  |  | FALSE | #N/A | #N/A | #N/A | #N/A | #N/A | #N/A | #N/A | #N/A | #N/A | #N/A
TRUE | QLD | QCHA | Chinchilla | Energy Queensland | Winter | Coincident | 2021 | POE50 | NA | 15.3913 | QLD Chinchilla |  |  | FALSE | #N/A | #N/A | #N/A | #N/A | #N/A | #N/A | #N/A | #N/A | #N/A | #N/A
TRUE | QLD | QCHA | Chinchilla | Energy Queensland | Winter | Non-coincident | 2021 | POE10 | NA | 18.2283 | QLD Chinchilla |  |  | FALSE | #N/A | #N/A | #N/A | #N/A | #N/A | #N/A | #N/A | #N/A | #N/A | #N/A
TRUE | QLD | QCHA | Chinchilla | Energy Queensland | Winter | Coincident | 2022 | POE10 | NA | 16.4734 | QLD Chinchilla |  |  | FALSE | #N/A | #N/A | #N/A | #N/A | #N/A | #N/A | #N/A | #N/A | #N/A | #N/A
TRUE | QLD | QCHA | Chinchilla | Energy Queensland | Winter | Coincident | 2022 | POE50 | NA | 15.7334 | QLD Chinchilla |  |  | FALSE | #N/A | #N/A | #N/A | #N/A | #N/A | #N/A | #N/A | #N/A | #N/A | #N/A
TRUE | QLD | QCHA | Chinchilla | Energy Queensland | Winter | Non-coincident | 2022 | POE10 | NA | 18.2269 | QLD Chinchilla |  |  | FALSE | #N/A | #N/A | #N/A | #N/A | #N/A | #N/A | #N/A | #N/A | #N/A | #N/A
TRUE | QLD | QCHA | Chinchilla | Energy Queensland | Winter | Coincident | 2023 | POE10 | NA | 16.6222 | QLD Chinchilla |  |  | FALSE | #N/A | #N/A | #N/A | #N/A | #N/A | #N/A | #N/A | #N/A | #N/A | #N/A
TRUE | QLD | QCHA | Chinchilla | Energy Queensland | Winter | Coincident | 2023 | POE50 | NA | 15.8603 | QLD Chinchilla |  |  | FALSE | #N/A | #N/A | #N/A | #N/A | #N/A | #N/A | #N/A | #N/A | #N/A | #N/A
TRUE | QLD | QCHA | Chinchilla | Energy Queensland | Winter | Non-coincident | 2023 | POE10 | NA | 18.2232 | QLD Chinchilla |  |  | FALSE | #N/A | #N/A | #N/A | #N/A | #N/A | #N/A | #N/A | #N/A | #N/A | #N/A
TRUE | QLD | QCHA | Chinchilla | Energy Queensland | Winter | Coincident | 2024 | POE10 | NA | 16.851 | QLD Chinchilla |  |  | FALSE | #N/A | #N/A | #N/A | #N/A | #N/A | #N/A | #N/A | #N/A | #N/A | #N/A
TRUE | QLD | QCHA | Chinchilla | Energy Queensland | Winter | Coincident | 2024 | POE50 | NA | 16.0163 | QLD Chinchilla |  |  | FALSE | #N/A | #N/A | #N/A | #N/A | #N/A | #N/A | #N/A | #N/A | #N/A | #N/A
TRUE | QLD | QCHA | Chinchilla | Energy Queensland | Winter | Non-coincident | 2024 | POE10 | NA | 18.2023 | QLD Chinchilla |  |  | FALSE | #N/A | #N/A | #N/A | #N/A | #N/A | #N/A | #N/A | #N/A | #N/A | #N/A
TRUE | QLD | QCHA | Chinchilla | Energy Queensland | Winter | Coincident | 2025 | POE10 | NA | 16.7772 | QLD Chinchilla |  |  | FALSE | #N/A | #N/A | #N/A | #N/A | #N/A | #N/A | #N/A | #N/A | #N/A | #N/A
TRUE | QLD | QCHA | Chinchilla | Energy Queensland | Winter | Coincident | 2025 | POE50 | NA | 15.9797 | QLD Chinchilla |  |  | FALSE | #N/A | #N/A | #N/A | #N/A | #N/A | #N/A | #N/A | #N/A | #N/A | #N/A
TRUE | QLD | QCHA | Chinchilla | Energy Queensland | Winter | Non-coincident | 2025 | POE10 | NA | 18.1787 | QLD Chinchilla |  |  | FALSE | #N/A | #N/A | #N/A | #N/A | #N/A | #N/A | #N/A | #N/A | #N/A | #N/A
TRUE | QLD | QCHA | Chinchilla | Energy Queensland | Winter | Coincident | 2026 | POE10 | NA | 16.7454 | QLD Chinchilla |  |  | FALSE | #N/A | #N/A | #N/A | #N/A | #N/A | #N/A | #N/A | #N/A | #N/A | #N/A
TRUE | QLD | QCHA | Chinchilla | Energy Queensland | Winter | Coincident | 2026 | POE50 | NA | 15.979 | QLD Chinchilla |  |  | FALSE | #N/A | #N/A | #N/A | #N/A | #N/A | #N/A | #N/A | #N/A | #N/A | #N/A
TRUE | QLD | QCHA | Chinchilla | Energy Queensland | Winter | Non-coincident | 2026 | POE10 | NA | 18.1565 | QLD Chinchilla |  |  | FALSE | #N/A | #N/A | #N/A | #N/A | #N/A | #N/A | #N/A | #N/A | #N/A | #N/A
TRUE | QLD | QCHA | Chinchilla | Energy Queensland | Winter | Coincident | 2027 | POE10 | NA | 16.7158 | QLD Chinchilla |  |  | FALSE | #N/A | #N/A | #N/A | #N/A | #N/A | #N/A | #N/A | #N/A | #N/A | #N/A
TRUE | QLD | QCHA | Chinchilla | Energy Queensland | Winter | Coincident | 2027 | POE50 | NA | 15.9519 | QLD Chinchilla |  |  | FALSE | #N/A | #N/A | #N/A | #N/A | #N/A | #N/A | #N/A | #N/A | #N/A | #N/A
TRUE | QLD | QCHA | Chinchilla | Energy Queensland | Winter | Non-coincident | 2027 | POE10 | NA | 18.142 | QLD Chinchilla |  |  | FALSE | #N/A | #N/A | #N/A | #N/A | #N/A | #N/A | #N/A | #N/A | #N/A | #N/A
TRUE | QLD | QCHA | Chinchilla | Energy Queensland | Winter | Coincident | 2028 | POE10 | NA | 16.8843 | QLD Chinchilla |  |  | FALSE | #N/A | #N/A | #N/A | #N/A | #N/A | #N/A | #N/A | #N/A | #N/A | #N/A
TRUE | QLD | QCHA | Chinchilla | Energy Queensland | Winter | Coincident | 2028 | POE50 | NA | 15.9879 | QLD Chinchilla |  |  | FALSE | #N/A | #N/A | #N/A | #N/A | #N/A | #N/A | #N/A | #N/A | #N/A | #N/A
TRUE | QLD | QCHA | Chinchilla | Energy Queensland | Winter | Non-coincident | 2028 | POE10 | NA | 18.1425 | QLD Chinchilla |  |  | FALSE | #N/A | #N/A | #N/A | #N/A | #N/A | #N/A | #N/A | #N/A | #N/A | #N/A
TRUE | QLD | QCHA | Chinchilla | Energy Queensland | Winter | Coincident | 2029 | POE10 | NA | 16.8782 | QLD Chinchilla |  |  | FALSE | #N/A | #N/A | #N/A | #N/A | #N/A | #N/A | #N/A | #N/A | #N/A | #N/A
TRUE | QLD | QCHA | Chinchilla | Energy Queensland | Winter | Coincident | 2029 | POE50 | NA | 16.0684 | QLD Chinchilla |  |  | FALSE | #N/A | #N/A | #N/A | #N/A | #N/A | #N/A | #N/A | #N/A | #N/A | #N/A
TRUE | QLD | QCHA | Chinchilla | Energy Queensland | Winter | Non-coincident | 2029 | POE10 | NA | 18.2341 | QLD Chinchilla |  |  | FALSE | #N/A | #N/A | #N/A | #N/A | #N/A | #N/A | #N/A | #N/A | #N/A | #N/A
TRUE | QLD | QCLR | Clare | Energy Queensland | Shoulder | Coincident | 2017 | ACTUAL_OPG | 38.4939 | 16.1443 | QLD Clare |  |  | FALSE | #N/A | #N/A | #N/A | #N/A | #N/A | #N/A | #N/A | #N/A | #N/A | #N/A
TRUE | QLD | QCLR | Clare | Energy Queensland | Shoulder | Coincident | 2017 | ACTUAL_RAW | 38.4939 | 16.1443 | QLD Clare |  |  | FALSE | #N/A | #N/A | #N/A | #N/A | #N/A | #N/A | #N/A | #N/A | #N/A | #N/A
TRUE | QLD | QCLR | Clare | Energy Queensland | Shoulder | Non-coincident | 2017 | ACTUAL_RAW | -22.6084 | 66.0046 | QLD Clare |  |  | FALSE | #N/A | #N/A | #N/A | #N/A | #N/A | #N/A | #N/A | #N/A | #N/A | #N/A
TRUE | QLD | QCLR | Clare | Energy Queensland | Shoulder | Non-coincident | 2017 | ACTUAL_OPG | -22.6084 | 66.0046 | QLD Clare |  |  | FALSE | #N/A | #N/A | #N/A | #N/A | #N/A | #N/A | #N/A | #N/A | #N/A | #N/A
TRUE | QLD | QCLR | Clare | Energy Queensland | Shoulder | Non-coincident | 2017 | ACTUAL_ADJUSTEDOPG | -22.6084 | 66.0046 | QLD Clare |  |  | FALSE | #N/A | #N/A | #N/A | #N/A | #N/A | #N/A | #N/A | #N/A | #N/A | #N/A
TRUE | QLD | QCLR | Clare | Energy Queensland | Shoulder | Coincident | 2018 | ACTUAL_OPG | -5.1651 | 21.9797 | QLD Clare |  |  | FALSE | #N/A | #N/A | #N/A | #N/A | #N/A | #N/A | #N/A | #N/A | #N/A | #N/A
TRUE | QLD | QCLR | Clare | Energy Queensland | Shoulder | Coincident | 2018 | ACTUAL_RAW | -5.1651 | 21.9797 | QLD Clare |  |  | FALSE | #N/A | #N/A | #N/A | #N/A | #N/A | #N/A | #N/A | #N/A | #N/A | #N/A
TRUE | QLD | QCLR | Clare | Energy Queensland | Shoulder | Non-coincident | 2018 | ACTUAL_RAW | -18.9136 | 58.3855 | QLD Clare |  |  | FALSE | #N/A | #N/A | #N/A | #N/A | #N/A | #N/A | #N/A | #N/A | #N/A | #N/A
TRUE | QLD | QCLR | Clare | Energy Queensland | Shoulder | Non-coincident | 2018 | ACTUAL_OPG | -18.9136 | 58.3855 | QLD Clare |  |  | FALSE | #N/A | #N/A | #N/A | #N/A | #N/A | #N/A | #N/A | #N/A | #N/A | #N/A
TRUE | QLD | QCLR | Clare | Energy Queensland | Shoulder | Non-coincident | 2018 | ACTUAL_ADJUSTEDOPG | -18.9136 | 58.3855 | QLD Clare |  |  | FALSE | #N/A | #N/A | #N/A | #N/A | #N/A | #N/A | #N/A | #N/A | #N/A | #N/A
TRUE | QLD | QCLR | Clare | Energy Queensland | Shoulder | Coincident | 2019 | ACTUAL_OPG | -9.1469 | 44.1989 | QLD Clare |  |  | FALSE | #N/A | #N/A | #N/A | #N/A | #N/A | #N/A | #N/A | #N/A | #N/A | #N/A
TRUE | QLD | QCLR | Clare | Energy Queensland | Shoulder | Coincident | 2019 | ACTUAL_RAW | -9.1469 | 44.1989 | QLD Clare |  |  | FALSE | #N/A | #N/A | #N/A | #N/A | #N/A | #N/A | #N/A | #N/A | #N/A | #N/A
TRUE | QLD | QCLR | Clare | Energy Queensland | Shoulder | Non-coincident | 2019 | ACTUAL_RAW | -18.3358 | 55.0983 | QLD Clare |  |  | FALSE | #N/A | #N/A | #N/A | #N/A | #N/A | #N/A | #N/A | #N/A | #N/A | #N/A
TRUE | QLD | QCLR | Clare | Energy Queensland | Shoulder | Non-coincident | 2019 | ACTUAL_OPG | -18.3358 | 55.0983 | QLD Clare |  |  | FALSE | #N/A | #N/A | #N/A | #N/A | #N/A | #N/A | #N/A | #N/A | #N/A | #N/A
TRUE | QLD | QCLR | Clare | Energy Queensland | Shoulder | Non-coincident | 2019 | ACTUAL_ADJUSTEDOPG | -18.3358 | 55.0983 | QLD Clare |  |  | FALSE | #N/A | #N/A | #N/A | #N/A | #N/A | #N/A | #N/A | #N/A | #N/A | #N/A
TRUE | QLD | QCLR | Clare | Energy Queensland | Shoulder | Non-coincident | 2019 | BASEYEARPOE90 | -19.1876 | NA | QLD Clare |  |  | FALSE | #N/A | #N/A | #N/A | #N/A | #N/A | #N/A | #N/A | #N/A | #N/A | #N/A
TRUE | QLD | QCLR | Clare | Energy Queensland | Shoulder | Non-coincident | 2019 | BASEYEARPOE50 | -17.6382 | 57.271 | QLD Clare |  |  | FALSE | #N/A | #N/A | #N/A | #N/A | #N/A | #N/A | #N/A | #N/A | #N/A | #N/A
TRUE | QLD | QCLR | Clare | Energy Queensland | Shoulder | Coincident | 2020 | ACTUAL_OPG | 7.3509 | 56.3052 | QLD Clare |  |  | FALSE | #N/A | #N/A | #N/A | #N/A | #N/A | #N/A | #N/A | #N/A | #N/A | #N/A
TRUE | QLD | QCLR | Clare | Energy Queensland | Shoulder | Coincident | 2020 | ACTUAL_RAW | 7.3509 | 56.3052 | QLD Clare |  |  | FALSE | #N/A | #N/A | #N/A | #N/A | #N/A | #N/A | #N/A | #N/A | #N/A | #N/A
TRUE | QLD | QCLR | Clare | Energy Queensland | Shoulder | Non-coincident | 2020 | ACTUAL_RAW | -24.9155 | 62.6375 | QLD Clare |  |  | FALSE | #N/A | #N/A | #N/A | #N/A | #N/A | #N/A | #N/A | #N/A | #N/A | #N/A
TRUE | QLD | QCLR | Clare | Energy Queensland | Shoulder | Non-coincident | 2020 | ACTUAL_OPG | -24.9155 | 62.6375 | QLD Clare |  |  | FALSE | #N/A | #N/A | #N/A | #N/A | #N/A | #N/A | #N/A | #N/A | #N/A | #N/A
TRUE | QLD | QCLR | Clare | Energy Queensland | Shoulder | Non-coincident | 2020 | ACTUAL_ADJUSTEDOPG | -24.9155 | 57.4927 | QLD Clare |  |  | FALSE | #N/A | #N/A | #N/A | #N/A | #N/A | #N/A | #N/A | #N/A | #N/A | #N/A
TRUE | QLD | QCLR | Clare | Energy Queensland | Shoulder | Coincident_unreconciled | 2021 | POE90 | -10.0084 | NA | QLD Clare |  |  | FALSE | #N/A | #N/A | #N/A | #N/A | #N/A | #N/A | #N/A | #N/A | #N/A | #N/A
TRUE | QLD | QCLR | Clare | Energy Queensland | Shoulder | Coincident_unreconciled | 2021 | POE50 | 5.1034 | NA | QLD Clare |  |  | FALSE | #N/A | #N/A | #N/A | #N/A | #N/A | #N/A | #N/A | #N/A | #N/A | #N/A
TRUE | QLD | QCLR | Clare | Energy Queensland | Shoulder | Non-coincident | 2021 | POE50 | -20 | 57.1024 | QLD Clare |  |  | FALSE | #N/A | #N/A | #N/A | #N/A | #N/A | #N/A | #N/A | #N/A | #N/A | #N/A
TRUE | QLD | QCLR | Clare | Energy Queensland | Shoulder | Non-coincident | 2021 | POE90 | -22.5698 | NA | QLD Clare |  |  | FALSE | #N/A | #N/A | #N/A | #N/A | #N/A | #N/A | #N/A | #N/A | #N/A | #N/A
TRUE | QLD | QCLR | Clare | Energy Queensland | Shoulder | Coincident_unreconciled | 2022 | POE90 | -11.218 | NA | QLD Clare |  |  | FALSE | #N/A | #N/A | #N/A | #N/A | #N/A | #N/A | #N/A | #N/A | #N/A | #N/A
TRUE | QLD | QCLR | Clare | Energy Queensland | Shoulder | Coincident_unreconciled | 2022 | POE50 | 3.8972 | NA | QLD Clare |  |  | FALSE | #N/A | #N/A | #N/A | #N/A | #N/A | #N/A | #N/A | #N/A | #N/A | #N/A
TRUE | QLD | QCLR | Clare | Energy Queensland | Shoulder | Non-coincident | 2022 | POE50 | -20.4198 | 57.1215 | QLD Clare |  |  | FALSE | #N/A | #N/A | #N/A | #N/A | #N/A | #N/A | #N/A | #N/A | #N/A | #N/A
TRUE | QLD | QCLR | Clare | Energy Queensland | Shoulder | Non-coincident | 2022 | POE90 | -22.9908 | NA | QLD Clare |  |  | FALSE | #N/A | #N/A | #N/A | #N/A | #N/A | #N/A | #N/A | #N/A | #N/A | #N/A
TRUE | QLD | QCLR | Clare | Energy Queensland | Shoulder | Coincident_unreconciled | 2023 | POE90 | -12.7062 | NA | QLD Clare |  |  | FALSE | #N/A | #N/A | #N/A | #N/A | #N/A | #N/A | #N/A | #N/A | #N/A | #N/A
TRUE | QLD | QCLR | Clare | Energy Queensland | Shoulder | Coincident_unreconciled | 2023 | POE50 | 2.4145 | NA | QLD Clare |  |  | FALSE | #N/A | #N/A | #N/A | #N/A | #N/A | #N/A | #N/A | #N/A | #N/A | #N/A
TRUE | QLD | QCLR | Clare | Energy Queensland | Shoulder | Non-coincident | 2023 | POE50 | -20.9358 | 57.1536 | QLD Clare |  |  | FALSE | #N/A | #N/A | #N/A | #N/A | #N/A | #N/A | #N/A | #N/A | #N/A | #N/A
TRUE | QLD | QCLR | Clare | Energy Queensland | Shoulder | Non-coincident | 2023 | POE90 | -23.5087 | NA | QLD Clare |  |  | FALSE | #N/A | #N/A | #N/A | #N/A | #N/A | #N/A | #N/A | #N/A | #N/A | #N/A
TRUE | QLD | QCLR | Clare | Energy Queensland | Shoulder | Coincident_unreconciled | 2024 | POE90 | -14.1248 | NA | QLD Clare |  |  | FALSE | #N/A | #N/A | #N/A | #N/A | #N/A | #N/A | #N/A | #N/A | #N/A | #N/A
TRUE | QLD | QCLR | Clare | Energy Queensland | Shoulder | Coincident_unreconciled | 2024 | POE50 | 1.0017 | NA | QLD Clare |  |  | FALSE | #N/A | #N/A | #N/A | #N/A | #N/A | #N/A | #N/A | #N/A | #N/A | #N/A
TRUE | QLD | QCLR | Clare | Energy Queensland | Shoulder | Non-coincident | 2024 | POE50 | -21.4275 | 57.1737 | QLD Clare |  |  | FALSE | #N/A | #N/A | #N/A | #N/A | #N/A | #N/A | #N/A | #N/A | #N/A | #N/A
TRUE | QLD | QCLR | Clare | Energy Queensland | Shoulder | Non-coincident | 2024 | POE90 | -24.0024 | NA | QLD Clare |  |  | FALSE | #N/A | #N/A | #N/A | #N/A | #N/A | #N/A | #N/A | #N/A | #N/A | #N/A
TRUE | QLD | QCLR | Clare | Energy Queensland | Shoulder | Coincident_unreconciled | 2025 | POE90 | -15.2941 | NA | QLD Clare |  |  | FALSE | #N/A | #N/A | #N/A | #N/A | #N/A | #N/A | #N/A | #N/A | #N/A | #N/A
TRUE | QLD | QCLR | Clare | Energy Queensland | Shoulder | Coincident_unreconciled | 2025 | POE50 | -0.16242 | NA | QLD Clare |  |  | FALSE | #N/A | #N/A | #N/A | #N/A | #N/A | #N/A | #N/A | #N/A | #N/A | #N/A
TRUE | QLD | QCLR | Clare | Energy Queensland | Shoulder | Non-coincident | 2025 | POE50 | -21.8327 | 57.1821 | QLD Clare |  |  | FALSE | #N/A | #N/A | #N/A | #N/A | #N/A | #N/A | #N/A | #N/A | #N/A | #N/A
TRUE | QLD | QCLR | Clare | Energy Queensland | Shoulder | Non-coincident | 2025 | POE90 | -24.4094 | NA | QLD Clare |  |  | FALSE | #N/A | #N/A | #N/A | #N/A | #N/A | #N/A | #N/A | #N/A | #N/A | #N/A
TRUE | QLD | QCLR | Clare | Energy Queensland | Shoulder | Coincident_unreconciled | 2026 | POE90 | -16.2676 | NA | QLD Clare |  |  | FALSE | #N/A | #N/A | #N/A | #N/A | #N/A | #N/A | #N/A | #N/A | #N/A | #N/A
TRUE | QLD | QCLR | Clare | Energy Queensland | Shoulder | Coincident_unreconciled | 2026 | POE50 | -1.2768 | NA | QLD Clare |  |  | FALSE | #N/A | #N/A | #N/A | #N/A | #N/A | #N/A | #N/A | #N/A | #N/A | #N/A
TRUE | QLD | QCLR | Clare | Energy Queensland | Shoulder | Non-coincident | 2026 | POE50 | -22.2205 | 57.198 | QLD Clare |  |  | FALSE | #N/A | #N/A | #N/A | #N/A | #N/A | #N/A | #N/A | #N/A | #N/A | #N/A
TRUE | QLD | QCLR | Clare | Energy Queensland | Shoulder | Non-coincident | 2026 | POE90 | -24.7991 | NA | QLD Clare |  |  | FALSE | #N/A | #N/A | #N/A | #N/A | #N/A | #N/A | #N/A | #N/A | #N/A | #N/A
TRUE | QLD | QCLR | Clare | Energy Queensland | Shoulder | Coincident_unreconciled | 2027 | POE90 | -15.9576 | NA | QLD Clare |  |  | FALSE | #N/A | #N/A | #N/A | #N/A | #N/A | #N/A | #N/A | #N/A | #N/A | #N/A
TRUE | QLD | QCLR | Clare | Energy Queensland | Shoulder | Coincident_unreconciled | 2027 | POE50 | -2.2931 | NA | QLD Clare |  |  | FALSE | #N/A | #N/A | #N/A | #N/A | #N/A | #N/A | #N/A | #N/A | #N/A | #N/A
TRUE | QLD | QCLR | Clare | Energy Queensland | Shoulder | Non-coincident | 2027 | POE50 | -22.5742 | 57.2193 | QLD Clare |  |  | FALSE | #N/A | #N/A | #N/A | #N/A | #N/A | #N/A | #N/A | #N/A | #N/A | #N/A
TRUE | QLD | QCLR | Clare | Energy Queensland | Shoulder | Non-coincident | 2027 | POE90 | -25.154 | NA | QLD Clare |  |  | FALSE | #N/A | #N/A | #N/A | #N/A | #N/A | #N/A | #N/A | #N/A | #N/A | #N/A
TRUE | QLD | QCLR | Clare | Energy Queensland | Shoulder | Coincident_unreconciled | 2028 | POE90 | -15.6906 | NA | QLD Clare |  |  | FALSE | #N/A | #N/A | #N/A | #N/A | #N/A | #N/A | #N/A | #N/A | #N/A | #N/A
TRUE | QLD | QCLR | Clare | Energy Queensland | Shoulder | Coincident_unreconciled | 2028 | POE50 | -3.1697 | NA | QLD Clare |  |  | FALSE | #N/A | #N/A | #N/A | #N/A | #N/A | #N/A | #N/A | #N/A | #N/A | #N/A
TRUE | QLD | QCLR | Clare | Energy Queensland | Shoulder | Non-coincident | 2028 | POE50 | -22.8793 | 57.2775 | QLD Clare |  |  | FALSE | #N/A | #N/A | #N/A | #N/A | #N/A | #N/A | #N/A | #N/A | #N/A | #N/A
TRUE | QLD | QCLR | Clare | Energy Queensland | Shoulder | Non-coincident | 2028 | POE90 | -25.4598 | NA | QLD Clare |  |  | FALSE | #N/A | #N/A | #N/A | #N/A | #N/A | #N/A | #N/A | #N/A | #N/A | #N/A
TRUE | QLD | QCLR | Clare | Energy Queensland | Shoulder | Coincident_unreconciled | 2029 | POE90 | -15.4611 | NA | QLD Clare |  |  | FALSE | #N/A | #N/A | #N/A | #N/A | #N/A | #N/A | #N/A | #N/A | #N/A | #N/A
TRUE | QLD | QCLR | Clare | Energy Queensland | Shoulder | Coincident_unreconciled | 2029 | POE50 | -3.9227 | NA | QLD Clare |  |  | FALSE | #N/A | #N/A | #N/A | #N/A | #N/A | #N/A | #N/A | #N/A | #N/A | #N/A
TRUE | QLD | QCLR | Clare | Energy Queensland | Shoulder | Non-coincident | 2029 | POE50 | -23.1414 | 57.3856 | QLD Clare |  |  | FALSE | #N/A | #N/A | #N/A | #N/A | #N/A | #N/A | #N/A | #N/A | #N/A | #N/A
TRUE | QLD | QCLR | Clare | Energy Queensland | Shoulder | Non-coincident | 2029 | POE90 | -25.7226 | NA | QLD Clare |  |  | FALSE | #N/A | #N/A | #N/A | #N/A | #N/A | #N/A | #N/A | #N/A | #N/A | #N/A
TRUE | QLD | QCLR | Clare | Energy Queensland | Shoulder | Coincident_unreconciled | 2030 | POE90 | -15.2984 | NA | QLD Clare |  |  | FALSE | #N/A | #N/A | #N/A | #N/A | #N/A | #N/A | #N/A | #N/A | #N/A | #N/A
TRUE | QLD | QCLR | Clare | Energy Queensland | Shoulder | Coincident_unreconciled | 2030 | POE50 | -4.4563 | NA | QLD Clare |  |  | FALSE | #N/A | #N/A | #N/A | #N/A | #N/A | #N/A | #N/A | #N/A | #N/A | #N/A
TRUE | QLD | QCLR | Clare | Energy Queensland | Shoulder | Non-coincident | 2030 | POE50 | -23.327 | 57.5211 | QLD Clare |  |  | FALSE | #N/A | #N/A | #N/A | #N/A | #N/A | #N/A | #N/A | #N/A | #N/A | #N/A
TRUE | QLD | QCLR | Clare | Energy Queensland | Shoulder | Non-coincident | 2030 | POE90 | -25.909 | NA | QLD Clare |  |  | FALSE | #N/A | #N/A | #N/A | #N/A | #N/A | #N/A | #N/A | #N/A | #N/A | #N/A
TRUE | QLD | QCLR | Clare | Energy Queensland | Summer | Coincident | 2017 | ACTUAL_OPG | 43.1866 | 4.1374 | QLD Clare |  |  | FALSE | #N/A | #N/A | #N/A | #N/A | #N/A | #N/A | #N/A | #N/A | #N/A | #N/A
TRUE | QLD | QCLR | Clare | Energy Queensland | Summer | Coincident | 2017 | ACTUAL_RAW | 43.1866 | 4.1374 | QLD Clare |  |  | FALSE | #N/A | #N/A | #N/A | #N/A | #N/A | #N/A | #N/A | #N/A | #N/A | #N/A
TRUE | QLD | QCLR | Clare | Energy Queensland | Summer | Non-coincident | 2017 | ACTUAL_RAW | -8.4907 | 70.4289 | QLD Clare |  |  | FALSE | #N/A | #N/A | #N/A | #N/A | #N/A | #N/A | #N/A | #N/A | #N/A | #N/A
TRUE | QLD | QCLR | Clare | Energy Queensland | Summer | Non-coincident | 2017 | ACTUAL_OPG | -8.4907 | 70.4289 | QLD Clare |  |  | FALSE | #N/A | #N/A | #N/A | #N/A | #N/A | #N/A | #N/A | #N/A | #N/A | #N/A
TRUE | QLD | QCLR | Clare | Energy Queensland | Summer | Non-coincident | 2017 | ACTUAL_ADJUSTEDOPG | -8.4907 | 70.4289 | QLD Clare |  |  | FALSE | #N/A | #N/A | #N/A | #N/A | #N/A | #N/A | #N/A | #N/A | #N/A | #N/A
TRUE | QLD | QCLR | Clare | Energy Queensland | Summer | Coincident | 2018 | ACTUAL_OPG | -4.9331 | 49.2929 | QLD Clare |  |  | FALSE | #N/A | #N/A | #N/A | #N/A | #N/A | #N/A | #N/A | #N/A | #N/A | #N/A
TRUE | QLD | QCLR | Clare | Energy Queensland | Summer | Coincident | 2018 | ACTUAL_RAW | -4.9331 | 49.2929 | QLD Clare |  |  | FALSE | #N/A | #N/A | #N/A | #N/A | #N/A | #N/A | #N/A | #N/A | #N/A | #N/A
TRUE | QLD | QCLR | Clare | Energy Queensland | Summer | Non-coincident | 2018 | ACTUAL_RAW | -15.0069 | 78.8205 | QLD Clare |  |  | FALSE | #N/A | #N/A | #N/A | #N/A | #N/A | #N/A | #N/A | #N/A | #N/A | #N/A
TRUE | QLD | QCLR | Clare | Energy Queensland | Summer | Non-coincident | 2018 | ACTUAL_OPG | -15.0069 | 78.8205 | QLD Clare |  |  | FALSE | #N/A | #N/A | #N/A | #N/A | #N/A | #N/A | #N/A | #N/A | #N/A | #N/A
TRUE | QLD | QCLR | Clare | Energy Queensland | Summer | Non-coincident | 2018 | ACTUAL_ADJUSTEDOPG | -15.0069 | 78.8205 | QLD Clare |  |  | FALSE | #N/A | #N/A | #N/A | #N/A | #N/A | #N/A | #N/A | #N/A | #N/A | #N/A
TRUE | QLD | QCLR | Clare | Energy Queensland | Summer | Coincident | 2019 | ACTUAL_OPG | 32.7801 | 13.5372 | QLD Clare |  |  | FALSE | #N/A | #N/A | #N/A | #N/A | #N/A | #N/A | #N/A | #N/A | #N/A | #N/A
TRUE | QLD | QCLR | Clare | Energy Queensland | Summer | Coincident | 2019 | ACTUAL_RAW | 32.7801 | 13.5372 | QLD Clare |  |  | FALSE | #N/A | #N/A | #N/A | #N/A | #N/A | #N/A | #N/A | #N/A | #N/A | #N/A
TRUE | QLD | QCLR | Clare | Energy Queensland | Summer | Non-coincident | 2019 | ACTUAL_RAW | -11.128 | 68.0577 | QLD Clare |  |  | FALSE | #N/A | #N/A | #N/A | #N/A | #N/A | #N/A | #N/A | #N/A | #N/A | #N/A
TRUE | QLD | QCLR | Clare | Energy Queensland | Summer | Non-coincident | 2019 | ACTUAL_OPG | -11.128 | 68.0577 | QLD Clare |  |  | FALSE | #N/A | #N/A | #N/A | #N/A | #N/A | #N/A | #N/A | #N/A | #N/A | #N/A
TRUE | QLD | QCLR | Clare | Energy Queensland | Summer | Non-coincident | 2019 | ACTUAL_ADJUSTEDOPG | -11.128 | 68.0577 | QLD Clare |  |  | FALSE | #N/A | #N/A | #N/A | #N/A | #N/A | #N/A | #N/A | #N/A | #N/A | #N/A
TRUE | QLD | QCLR | Clare | Energy Queensland | Summer | Non-coincident | 2019 | BASEYEARPOE90 | -3.6794 | NA | QLD Clare |  |  | FALSE | #N/A | #N/A | #N/A | #N/A | #N/A | #N/A | #N/A | #N/A | #N/A | #N/A
TRUE | QLD | QCLR | Clare | Energy Queensland | Summer | Non-coincident | 2019 | BASEYEARPOE50 | -2.0263 | 68.1068 | QLD Clare |  |  | FALSE | #N/A | #N/A | #N/A | #N/A | #N/A | #N/A | #N/A | #N/A | #N/A | #N/A
TRUE | QLD | QCLR | Clare | Energy Queensland | Summer | Coincident | 2020 | ACTUAL_OPG | 33.1816 | 7.0068 | QLD Clare |  |  | FALSE | #N/A | #N/A | #N/A | #N/A | #N/A | #N/A | #N/A | #N/A | #N/A | #N/A
TRUE | QLD | QCLR | Clare | Energy Queensland | Summer | Coincident | 2020 | ACTUAL_RAW | 33.1816 | 7.0068 | QLD Clare |  |  | FALSE | #N/A | #N/A | #N/A | #N/A | #N/A | #N/A | #N/A | #N/A | #N/A | #N/A
TRUE | QLD | QCLR | Clare | Energy Queensland | Summer | Non-coincident | 2020 | ACTUAL_RAW | -8.9798 | 78.4946 | QLD Clare |  |  | FALSE | #N/A | #N/A | #N/A | #N/A | #N/A | #N/A | #N/A | #N/A | #N/A | #N/A
TRUE | QLD | QCLR | Clare | Energy Queensland | Summer | Non-coincident | 2020 | ACTUAL_OPG | -8.9798 | 78.4946 | QLD Clare |  |  | FALSE | #N/A | #N/A | #N/A | #N/A | #N/A | #N/A | #N/A | #N/A | #N/A | #N/A
TRUE | QLD | QCLR | Clare | Energy Queensland | Summer | Non-coincident | 2020 | ACTUAL_ADJUSTEDOPG | -8.9798 | 78.4946 | QLD Clare |  |  | FALSE | #N/A | #N/A | #N/A | #N/A | #N/A | #N/A | #N/A | #N/A | #N/A | #N/A
TRUE | QLD | QCLR | Clare | Energy Queensland | Summer | Coincident_unreconciled | 2021 | POE90 | 22.3245 | NA | QLD Clare |  |  | FALSE | #N/A | #N/A | #N/A | #N/A | #N/A | #N/A | #N/A | #N/A | #N/A | #N/A
TRUE | QLD | QCLR | Clare | Energy Queensland | Summer | Coincident_unreconciled | 2021 | POE50 | 40.0035 | NA | QLD Clare |  |  | FALSE | #N/A | #N/A | #N/A | #N/A | #N/A | #N/A | #N/A | #N/A | #N/A | #N/A
TRUE | QLD | QCLR | Clare | Energy Queensland | Summer | Non-coincident | 2021 | POE50 | -13 | 78.0203 | QLD Clare |  |  | FALSE | #N/A | #N/A | #N/A | #N/A | #N/A | #N/A | #N/A | #N/A | #N/A | #N/A
TRUE | QLD | QCLR | Clare | Energy Queensland | Summer | Non-coincident | 2021 | POE90 | -16.1753 | NA | QLD Clare |  |  | FALSE | #N/A | #N/A | #N/A | #N/A | #N/A | #N/A | #N/A | #N/A | #N/A | #N/A
TRUE | QLD | QCLR | Clare | Energy Queensland | Summer | Coincident_unreconciled | 2022 | POE90 | 22.3245 | NA | QLD Clare |  |  | FALSE | #N/A | #N/A | #N/A | #N/A | #N/A | #N/A | #N/A | #N/A | #N/A | #N/A
TRUE | QLD | QCLR | Clare | Energy Queensland | Summer | Coincident_unreconciled | 2022 | POE50 | 40.0035 | NA | QLD Clare |  |  | FALSE | #N/A | #N/A | #N/A | #N/A | #N/A | #N/A | #N/A | #N/A | #N/A | #N/A
TRUE | QLD | QCLR | Clare | Energy Queensland | Summer | Non-coincident | 2022 | POE50 | -12.997 | 78.0509 | QLD Clare |  |  | FALSE | #N/A | #N/A | #N/A | #N/A | #N/A | #N/A | #N/A | #N/A | #N/A | #N/A
TRUE | QLD | QCLR | Clare | Energy Queensland | Summer | Non-coincident | 2022 | POE90 | -16.252 | NA | QLD Clare |  |  | FALSE | #N/A | #N/A | #N/A | #N/A | #N/A | #N/A | #N/A | #N/A | #N/A | #N/A
TRUE | QLD | QCLR | Clare | Energy Queensland | Summer | Coincident_unreconciled | 2023 | POE90 | 22.3245 | NA | QLD Clare |  |  | FALSE | #N/A | #N/A | #N/A | #N/A | #N/A | #N/A | #N/A | #N/A | #N/A | #N/A
TRUE | QLD | QCLR | Clare | Energy Queensland | Summer | Coincident_unreconciled | 2023 | POE50 | 40.0035 | NA | QLD Clare |  |  | FALSE | #N/A | #N/A | #N/A | #N/A | #N/A | #N/A | #N/A | #N/A | #N/A | #N/A
TRUE | QLD | QCLR | Clare | Energy Queensland | Summer | Non-coincident | 2023 | POE50 | -12.9906 | 78.0997 | QLD Clare |  |  | FALSE | #N/A | #N/A | #N/A | #N/A | #N/A | #N/A | #N/A | #N/A | #N/A | #N/A
TRUE | QLD | QCLR | Clare | Energy Queensland | Summer | Non-coincident | 2023 | POE90 | -16.7436 | NA | QLD Clare |  |  | FALSE | #N/A | #N/A | #N/A | #N/A | #N/A | #N/A | #N/A | #N/A | #N/A | #N/A
TRUE | QLD | QCLR | Clare | Energy Queensland | Summer | Coincident_unreconciled | 2024 | POE90 | 22.3245 | NA | QLD Clare |  |  | FALSE | #N/A | #N/A | #N/A | #N/A | #N/A | #N/A | #N/A | #N/A | #N/A | #N/A
TRUE | QLD | QCLR | Clare | Energy Queensland | Summer | Coincident_unreconciled | 2024 | POE50 | 40.0035 | NA | QLD Clare |  |  | FALSE | #N/A | #N/A | #N/A | #N/A | #N/A | #N/A | #N/A | #N/A | #N/A | #N/A
TRUE | QLD | QCLR | Clare | Energy Queensland | Summer | Non-coincident | 2024 | POE50 | -12.9977 | 78.1425 | QLD Clare |  |  | FALSE | #N/A | #N/A | #N/A | #N/A | #N/A | #N/A | #N/A | #N/A | #N/A | #N/A
TRUE | QLD | QCLR | Clare | Energy Queensland | Summer | Non-coincident | 2024 | POE90 | -17.2092 | NA | QLD Clare |  |  | FALSE | #N/A | #N/A | #N/A | #N/A | #N/A | #N/A | #N/A | #N/A | #N/A | #N/A
TRUE | QLD | QCLR | Clare | Energy Queensland | Summer | Coincident_unreconciled | 2025 | POE90 | 22.3245 | NA | QLD Clare |  |  | FALSE | #N/A | #N/A | #N/A | #N/A | #N/A | #N/A | #N/A | #N/A | #N/A | #N/A
TRUE | QLD | QCLR | Clare | Energy Queensland | Summer | Coincident_unreconciled | 2025 | POE50 | 40.0035 | NA | QLD Clare |  |  | FALSE | #N/A | #N/A | #N/A | #N/A | #N/A | #N/A | #N/A | #N/A | #N/A | #N/A
TRUE | QLD | QCLR | Clare | Energy Queensland | Summer | Non-coincident | 2025 | POE50 | -13.0196 | 78.1796 | QLD Clare |  |  | FALSE | #N/A | #N/A | #N/A | #N/A | #N/A | #N/A | #N/A | #N/A | #N/A | #N/A
TRUE | QLD | QCLR | Clare | Energy Queensland | Summer | Non-coincident | 2025 | POE90 | -17.5843 | NA | QLD Clare |  |  | FALSE | #N/A | #N/A | #N/A | #N/A | #N/A | #N/A | #N/A | #N/A | #N/A | #N/A
TRUE | QLD | QCLR | Clare | Energy Queensland | Summer | Coincident_unreconciled | 2026 | POE90 | 22.3245 | NA | QLD Clare |  |  | FALSE | #N/A | #N/A | #N/A | #N/A | #N/A | #N/A | #N/A | #N/A | #N/A | #N/A
TRUE | QLD | QCLR | Clare | Energy Queensland | Summer | Coincident_unreconciled | 2026 | POE50 | 40.0035 | NA | QLD Clare |  |  | FALSE | #N/A | #N/A | #N/A | #N/A | #N/A | #N/A | #N/A | #N/A | #N/A | #N/A
TRUE | QLD | QCLR | Clare | Energy Queensland | Summer | Non-coincident | 2026 | POE50 | -13.0496 | 78.2308 | QLD Clare |  |  | FALSE | #N/A | #N/A | #N/A | #N/A | #N/A | #N/A | #N/A | #N/A | #N/A | #N/A
TRUE | QLD | QCLR | Clare | Energy Queensland | Summer | Non-coincident | 2026 | POE90 | -17.9438 | NA | QLD Clare |  |  | FALSE | #N/A | #N/A | #N/A | #N/A | #N/A | #N/A | #N/A | #N/A | #N/A | #N/A
TRUE | QLD | QCLR | Clare | Energy Queensland | Summer | Coincident_unreconciled | 2027 | POE90 | 22.3245 | NA | QLD Clare |  |  | FALSE | #N/A | #N/A | #N/A | #N/A | #N/A | #N/A | #N/A | #N/A | #N/A | #N/A
TRUE | QLD | QCLR | Clare | Energy Queensland | Summer | Coincident_unreconciled | 2027 | POE50 | 40.0035 | NA | QLD Clare |  |  | FALSE | #N/A | #N/A | #N/A | #N/A | #N/A | #N/A | #N/A | #N/A | #N/A | #N/A
TRUE | QLD | QCLR | Clare | Energy Queensland | Summer | Non-coincident | 2027 | POE50 | -13.0937 | 78.2937 | QLD Clare |  |  | FALSE | #N/A | #N/A | #N/A | #N/A | #N/A | #N/A | #N/A | #N/A | #N/A | #N/A
TRUE | QLD | QCLR | Clare | Energy Queensland | Summer | Non-coincident | 2027 | POE90 | -18.2678 | NA | QLD Clare |  |  | FALSE | #N/A | #N/A | #N/A | #N/A | #N/A | #N/A | #N/A | #N/A | #N/A | #N/A
TRUE | QLD | QCLR | Clare | Energy Queensland | Summer | Coincident_unreconciled | 2028 | POE90 | 22.3245 | NA | QLD Clare |  |  | FALSE | #N/A | #N/A | #N/A | #N/A | #N/A | #N/A | #N/A | #N/A | #N/A | #N/A
TRUE | QLD | QCLR | Clare | Energy Queensland | Summer | Coincident_unreconciled | 2028 | POE50 | 40.0035 | NA | QLD Clare |  |  | FALSE | #N/A | #N/A | #N/A | #N/A | #N/A | #N/A | #N/A | #N/A | #N/A | #N/A
TRUE | QLD | QCLR | Clare | Energy Queensland | Summer | Non-coincident | 2028 | POE50 | -13.1194 | 78.4017 | QLD Clare |  |  | FALSE | #N/A | #N/A | #N/A | #N/A | #N/A | #N/A | #N/A | #N/A | #N/A | #N/A
TRUE | QLD | QCLR | Clare | Energy Queensland | Summer | Non-coincident | 2028 | POE90 | -18.5571 | NA | QLD Clare |  |  | FALSE | #N/A | #N/A | #N/A | #N/A | #N/A | #N/A | #N/A | #N/A | #N/A | #N/A
TRUE | QLD | QCLR | Clare | Energy Queensland | Summer | Coincident_unreconciled | 2029 | POE90 | 22.3245 | NA | QLD Clare |  |  | FALSE | #N/A | #N/A | #N/A | #N/A | #N/A | #N/A | #N/A | #N/A | #N/A | #N/A
TRUE | QLD | QCLR | Clare | Energy Queensland | Summer | Coincident_unreconciled | 2029 | POE50 | 40.0035 | NA | QLD Clare |  |  | FALSE | #N/A | #N/A | #N/A | #N/A | #N/A | #N/A | #N/A | #N/A | #N/A | #N/A
TRUE | QLD | QCLR | Clare | Energy Queensland | Summer | Non-coincident | 2029 | POE50 | -13.1265 | 78.564 | QLD Clare |  |  | FALSE | #N/A | #N/A | #N/A | #N/A | #N/A | #N/A | #N/A | #N/A | #N/A | #N/A
TRUE | QLD | QCLR | Clare | Energy Queensland | Summer | Non-coincident | 2029 | POE90 | -18.8112 | NA | QLD Clare |  |  | FALSE | #N/A | #N/A | #N/A | #N/A | #N/A | #N/A | #N/A | #N/A | #N/A | #N/A
TRUE | QLD | QCLR | Clare | Energy Queensland | Summer | Coincident_unreconciled | 2030 | POE90 | 22.3245 | NA | QLD Clare |  |  | FALSE | #N/A | #N/A | #N/A | #N/A | #N/A | #N/A | #N/A | #N/A | #N/A | #N/A
TRUE | QLD | QCLR | Clare | Energy Queensland | Summer | Coincident_unreconciled | 2030 | POE50 | 40.0035 | NA | QLD Clare |  |  | FALSE | #N/A | #N/A | #N/A | #N/A | #N/A | #N/A | #N/A | #N/A | #N/A | #N/A
TRUE | QLD | QCLR | Clare | Energy Queensland | Summer | Non-coincident | 2030 | POE50 | -13.1369 | 78.7702 | QLD Clare |  |  | FALSE | #N/A | #N/A | #N/A | #N/A | #N/A | #N/A | #N/A | #N/A | #N/A | #N/A
TRUE | QLD | QCLR | Clare | Energy Queensland | Summer | Non-coincident | 2030 | POE90 | -19.0009 | NA | QLD Clare |  |  | FALSE | #N/A | #N/A | #N/A | #N/A | #N/A | #N/A | #N/A | #N/A | #N/A | #N/A
TRUE | QLD | QCLR | Clare | Energy Queensland | Winter | Coincident | 2016 | ACTUAL_OPG | -3.5489 | 30.6039 | QLD Clare |  |  | FALSE | #N/A | #N/A | #N/A | #N/A | #N/A | #N/A | #N/A | #N/A | #N/A | #N/A
TRUE | QLD | QCLR | Clare | Energy Queensland | Winter | Coincident | 2016 | ACTUAL_RAW | -3.5489 | 30.6039 | QLD Clare |  |  | FALSE | #N/A | #N/A | #N/A | #N/A | #N/A | #N/A | #N/A | #N/A | #N/A | #N/A
TRUE | QLD | QCLR | Clare | Energy Queensland | Winter | Non-coincident | 2016 | ACTUAL_RAW | -24.5565 | 50.5108 | QLD Clare |  |  | FALSE | #N/A | #N/A | #N/A | #N/A | #N/A | #N/A | #N/A | #N/A | #N/A | #N/A
TRUE | QLD | QCLR | Clare | Energy Queensland | Winter | Non-coincident | 2016 | ACTUAL_OPG | -24.5565 | 50.5108 | QLD Clare |  |  | FALSE | #N/A | #N/A | #N/A | #N/A | #N/A | #N/A | #N/A | #N/A | #N/A | #N/A
TRUE | QLD | QCLR | Clare | Energy Queensland | Winter | Non-coincident | 2016 | ACTUAL_ADJUSTEDOPG | -24.5565 | 50.5108 | QLD Clare |  |  | FALSE | #N/A | #N/A | #N/A | #N/A | #N/A | #N/A | #N/A | #N/A | #N/A | #N/A
TRUE | QLD | QCLR | Clare | Energy Queensland | Winter | Coincident | 2017 | ACTUAL_OPG | -12.6281 | 35.8512 | QLD Clare |  |  | FALSE | #N/A | #N/A | #N/A | #N/A | #N/A | #N/A | #N/A | #N/A | #N/A | #N/A
TRUE | QLD | QCLR | Clare | Energy Queensland | Winter | Coincident | 2017 | ACTUAL_RAW | -12.6281 | 35.8512 | QLD Clare |  |  | FALSE | #N/A | #N/A | #N/A | #N/A | #N/A | #N/A | #N/A | #N/A | #N/A | #N/A
TRUE | QLD | QCLR | Clare | Energy Queensland | Winter | Non-coincident | 2017 | ACTUAL_RAW | -20.7723 | 47.0789 | QLD Clare |  |  | FALSE | #N/A | #N/A | #N/A | #N/A | #N/A | #N/A | #N/A | #N/A | #N/A | #N/A
TRUE | QLD | QCLR | Clare | Energy Queensland | Winter | Non-coincident | 2017 | ACTUAL_OPG | -20.7723 | 47.0789 | QLD Clare |  |  | FALSE | #N/A | #N/A | #N/A | #N/A | #N/A | #N/A | #N/A | #N/A | #N/A | #N/A
TRUE | QLD | QCLR | Clare | Energy Queensland | Winter | Non-coincident | 2017 | ACTUAL_ADJUSTEDOPG | -20.7723 | 47.0789 | QLD Clare |  |  | FALSE | #N/A | #N/A | #N/A | #N/A | #N/A | #N/A | #N/A | #N/A | #N/A | #N/A
TRUE | QLD | QCLR | Clare | Energy Queensland | Winter | Coincident | 2018 | ACTUAL_OPG | -12.5222 | 49.1883 | QLD Clare |  |  | FALSE | #N/A | #N/A | #N/A | #N/A | #N/A | #N/A | #N/A | #N/A | #N/A | #N/A
TRUE | QLD | QCLR | Clare | Energy Queensland | Winter | Coincident | 2018 | ACTUAL_RAW | -12.5222 | 49.1883 | QLD Clare |  |  | FALSE | #N/A | #N/A | #N/A | #N/A | #N/A | #N/A | #N/A | #N/A | #N/A | #N/A
TRUE | QLD | QCLR | Clare | Energy Queensland | Winter | Non-coincident | 2018 | ACTUAL_RAW | -26.1721 | 49.1883 | QLD Clare |  |  | FALSE | #N/A | #N/A | #N/A | #N/A | #N/A | #N/A | #N/A | #N/A | #N/A | #N/A
TRUE | QLD | QCLR | Clare | Energy Queensland | Winter | Non-coincident | 2018 | ACTUAL_OPG | -26.1721 | 49.1883 | QLD Clare |  |  | FALSE | #N/A | #N/A | #N/A | #N/A | #N/A | #N/A | #N/A | #N/A | #N/A | #N/A
TRUE | QLD | QCLR | Clare | Energy Queensland | Winter | Non-coincident | 2018 | ACTUAL_ADJUSTEDOPG | -26.1721 | 49.1883 | QLD Clare |  |  | FALSE | #N/A | #N/A | #N/A | #N/A | #N/A | #N/A | #N/A | #N/A | #N/A | #N/A
TRUE | QLD | QCLR | Clare | Energy Queensland | Winter | Coincident | 2019 | ACTUAL_OPG | -18.8057 | 17.2355 | QLD Clare |  |  | FALSE | #N/A | #N/A | #N/A | #N/A | #N/A | #N/A | #N/A | #N/A | #N/A | #N/A
TRUE | QLD | QCLR | Clare | Energy Queensland | Winter | Coincident | 2019 | ACTUAL_RAW | -18.8057 | 17.2355 | QLD Clare |  |  | FALSE | #N/A | #N/A | #N/A | #N/A | #N/A | #N/A | #N/A | #N/A | #N/A | #N/A
TRUE | QLD | QCLR | Clare | Energy Queensland | Winter | Non-coincident | 2019 | ACTUAL_RAW | -28.9653 | 39.862 | QLD Clare |  |  | FALSE | #N/A | #N/A | #N/A | #N/A | #N/A | #N/A | #N/A | #N/A | #N/A | #N/A
TRUE | QLD | QCLR | Clare | Energy Queensland | Winter | Non-coincident | 2019 | ACTUAL_OPG | -28.9653 | 39.862 | QLD Clare |  |  | FALSE | #N/A | #N/A | #N/A | #N/A | #N/A | #N/A | #N/A | #N/A | #N/A | #N/A
TRUE | QLD | QCLR | Clare | Energy Queensland | Winter | Non-coincident | 2019 | ACTUAL_ADJUSTEDOPG | -28.9653 | 39.862 | QLD Clare |  |  | FALSE | #N/A | #N/A | #N/A | #N/A | #N/A | #N/A | #N/A | #N/A | #N/A | #N/A
TRUE | QLD | QCLR | Clare | Energy Queensland | Winter | Non-coincident | 2019 | BASEYEARPOE90 | -25.3276 | NA | QLD Clare |  |  | FALSE | #N/A | #N/A | #N/A | #N/A | #N/A | #N/A | #N/A | #N/A | #N/A | #N/A
TRUE | QLD | QCLR | Clare | Energy Queensland | Winter | Non-coincident | 2019 | BASEYEARPOE50 | -21.4553 | 31.3457 | QLD Clare |  |  | FALSE | #N/A | #N/A | #N/A | #N/A | #N/A | #N/A | #N/A | #N/A | #N/A | #N/A
TRUE | QLD | QCLR | Clare | Energy Queensland | Winter | Coincident_unreconciled | 2020 | POE90 | -19.9945 | NA | QLD Clare |  |  | FALSE | #N/A | #N/A | #N/A | #N/A | #N/A | #N/A | #N/A | #N/A | #N/A | #N/A
TRUE | QLD | QCLR | Clare | Energy Queensland | Winter | Coincident_unreconciled | 2020 | POE50 | -14.8924 | NA | QLD Clare |  |  | FALSE | #N/A | #N/A | #N/A | #N/A | #N/A | #N/A | #N/A | #N/A | #N/A | #N/A
TRUE | QLD | QCLR | Clare | Energy Queensland | Winter | Non-coincident | 2020 | POE50 | -20 | 45.0234 | QLD Clare |  |  | FALSE | #N/A | #N/A | #N/A | #N/A | #N/A | #N/A | #N/A | #N/A | #N/A | #N/A
TRUE | QLD | QCLR | Clare | Energy Queensland | Winter | Non-coincident | 2020 | POE90 | -25.1729 | NA | QLD Clare |  |  | FALSE | #N/A | #N/A | #N/A | #N/A | #N/A | #N/A | #N/A | #N/A | #N/A | #N/A
TRUE | QLD | QCLR | Clare | Energy Queensland | Winter | Coincident_unreconciled | 2021 | POE90 | -20.0276 | NA | QLD Clare |  |  | FALSE | #N/A | #N/A | #N/A | #N/A | #N/A | #N/A | #N/A | #N/A | #N/A | #N/A
TRUE | QLD | QCLR | Clare | Energy Queensland | Winter | Coincident_unreconciled | 2021 | POE50 | -14.9254 | NA | QLD Clare |  |  | FALSE | #N/A | #N/A | #N/A | #N/A | #N/A | #N/A | #N/A | #N/A | #N/A | #N/A
TRUE | QLD | QCLR | Clare | Energy Queensland | Winter | Non-coincident | 2021 | POE50 | -20.393 | 45.0273 | QLD Clare |  |  | FALSE | #N/A | #N/A | #N/A | #N/A | #N/A | #N/A | #N/A | #N/A | #N/A | #N/A
TRUE | QLD | QCLR | Clare | Energy Queensland | Winter | Non-coincident | 2021 | POE90 | -25.5666 | NA | QLD Clare |  |  | FALSE | #N/A | #N/A | #N/A | #N/A | #N/A | #N/A | #N/A | #N/A | #N/A | #N/A
TRUE | QLD | QCLR | Clare | Energy Queensland | Winter | Coincident_unreconciled | 2022 | POE90 | -20.072 | NA | QLD Clare |  |  | FALSE | #N/A | #N/A | #N/A | #N/A | #N/A | #N/A | #N/A | #N/A | #N/A | #N/A
TRUE | QLD | QCLR | Clare | Energy Queensland | Winter | Coincident_unreconciled | 2022 | POE50 | -14.9694 | NA | QLD Clare |  |  | FALSE | #N/A | #N/A | #N/A | #N/A | #N/A | #N/A | #N/A | #N/A | #N/A | #N/A
TRUE | QLD | QCLR | Clare | Energy Queensland | Winter | Non-coincident | 2022 | POE50 | -20.9169 | 45.0533 | QLD Clare |  |  | FALSE | #N/A | #N/A | #N/A | #N/A | #N/A | #N/A | #N/A | #N/A | #N/A | #N/A
TRUE | QLD | QCLR | Clare | Energy Queensland | Winter | Non-coincident | 2022 | POE90 | -26.0943 | NA | QLD Clare |  |  | FALSE | #N/A | #N/A | #N/A | #N/A | #N/A | #N/A | #N/A | #N/A | #N/A | #N/A
TRUE | QLD | QCLR | Clare | Energy Queensland | Winter | Coincident_unreconciled | 2023 | POE90 | -20.12 | NA | QLD Clare |  |  | FALSE | #N/A | #N/A | #N/A | #N/A | #N/A | #N/A | #N/A | #N/A | #N/A | #N/A
TRUE | QLD | QCLR | Clare | Energy Queensland | Winter | Coincident_unreconciled | 2023 | POE50 | -15.0171 | NA | QLD Clare |  |  | FALSE | #N/A | #N/A | #N/A | #N/A | #N/A | #N/A | #N/A | #N/A | #N/A | #N/A
TRUE | QLD | QCLR | Clare | Energy Queensland | Winter | Non-coincident | 2023 | POE50 | -21.4837 | 45.0776 | QLD Clare |  |  | FALSE | #N/A | #N/A | #N/A | #N/A | #N/A | #N/A | #N/A | #N/A | #N/A | #N/A
TRUE | QLD | QCLR | Clare | Energy Queensland | Winter | Non-coincident | 2023 | POE90 | -26.665 | NA | QLD Clare |  |  | FALSE | #N/A | #N/A | #N/A | #N/A | #N/A | #N/A | #N/A | #N/A | #N/A | #N/A
TRUE | QLD | QCLR | Clare | Energy Queensland | Winter | Coincident_unreconciled | 2024 | POE90 | -20.1598 | NA | QLD Clare |  |  | FALSE | #N/A | #N/A | #N/A | #N/A | #N/A | #N/A | #N/A | #N/A | #N/A | #N/A
TRUE | QLD | QCLR | Clare | Energy Queensland | Winter | Coincident_unreconciled | 2024 | POE50 | -15.0566 | NA | QLD Clare |  |  | FALSE | #N/A | #N/A | #N/A | #N/A | #N/A | #N/A | #N/A | #N/A | #N/A | #N/A
TRUE | QLD | QCLR | Clare | Energy Queensland | Winter | Non-coincident | 2024 | POE50 | -21.953 | 45.0894 | QLD Clare |  |  | FALSE | #N/A | #N/A | #N/A | #N/A | #N/A | #N/A | #N/A | #N/A | #N/A | #N/A
TRUE | QLD | QCLR | Clare | Energy Queensland | Winter | Non-coincident | 2024 | POE90 | -27.1382 | NA | QLD Clare |  |  | FALSE | #N/A | #N/A | #N/A | #N/A | #N/A | #N/A | #N/A | #N/A | #N/A | #N/A
TRUE | QLD | QCLR | Clare | Energy Queensland | Winter | Coincident_unreconciled | 2025 | POE90 | -20.1943 | NA | QLD Clare |  |  | FALSE | #N/A | #N/A | #N/A | #N/A | #N/A | #N/A | #N/A | #N/A | #N/A | #N/A
TRUE | QLD | QCLR | Clare | Energy Queensland | Winter | Coincident_unreconciled | 2025 | POE50 | -15.0908 | NA | QLD Clare |  |  | FALSE | #N/A | #N/A | #N/A | #N/A | #N/A | #N/A | #N/A | #N/A | #N/A | #N/A
TRUE | QLD | QCLR | Clare | Energy Queensland | Winter | Non-coincident | 2025 | POE50 | -22.36 | 45.1003 | QLD Clare |  |  | FALSE | #N/A | #N/A | #N/A | #N/A | #N/A | #N/A | #N/A | #N/A | #N/A | #N/A
TRUE | QLD | QCLR | Clare | Energy Queensland | Winter | Non-coincident | 2025 | POE90 | -27.5486 | NA | QLD Clare |  |  | FALSE | #N/A | #N/A | #N/A | #N/A | #N/A | #N/A | #N/A | #N/A | #N/A | #N/A
TRUE | QLD | QCLR | Clare | Energy Queensland | Winter | Coincident_unreconciled | 2026 | POE90 | -20.2296 | NA | QLD Clare |  |  | FALSE | #N/A | #N/A | #N/A | #N/A | #N/A | #N/A | #N/A | #N/A | #N/A | #N/A
TRUE | QLD | QCLR | Clare | Energy Queensland | Winter | Coincident_unreconciled | 2026 | POE50 | -15.1258 | NA | QLD Clare |  |  | FALSE | #N/A | #N/A | #N/A | #N/A | #N/A | #N/A | #N/A | #N/A | #N/A | #N/A
TRUE | QLD | QCLR | Clare | Energy Queensland | Winter | Non-coincident | 2026 | POE50 | -22.7769 | 45.1263 | QLD Clare |  |  | FALSE | #N/A | #N/A | #N/A | #N/A | #N/A | #N/A | #N/A | #N/A | #N/A | #N/A
TRUE | QLD | QCLR | Clare | Energy Queensland | Winter | Non-coincident | 2026 | POE90 | -27.9692 | NA | QLD Clare |  |  | FALSE | #N/A | #N/A | #N/A | #N/A | #N/A | #N/A | #N/A | #N/A | #N/A | #N/A
TRUE | QLD | QCLR | Clare | Energy Queensland | Winter | Coincident_unreconciled | 2027 | POE90 | -20.2574 | NA | QLD Clare |  |  | FALSE | #N/A | #N/A | #N/A | #N/A | #N/A | #N/A | #N/A | #N/A | #N/A | #N/A
TRUE | QLD | QCLR | Clare | Energy Queensland | Winter | Coincident_unreconciled | 2027 | POE50 | -15.1535 | NA | QLD Clare |  |  | FALSE | #N/A | #N/A | #N/A | #N/A | #N/A | #N/A | #N/A | #N/A | #N/A | #N/A
TRUE | QLD | QCLR | Clare | Energy Queensland | Winter | Non-coincident | 2027 | POE50 | -23.1057 | 45.1595 | QLD Clare |  |  | FALSE | #N/A | #N/A | #N/A | #N/A | #N/A | #N/A | #N/A | #N/A | #N/A | #N/A
TRUE | QLD | QCLR | Clare | Energy Queensland | Winter | Non-coincident | 2027 | POE90 | -28.2993 | NA | QLD Clare |  |  | FALSE | #N/A | #N/A | #N/A | #N/A | #N/A | #N/A | #N/A | #N/A | #N/A | #N/A
TRUE | QLD | QCLR | Clare | Energy Queensland | Winter | Coincident_unreconciled | 2028 | POE90 | -20.284 | NA | QLD Clare |  |  | FALSE | #N/A | #N/A | #N/A | #N/A | #N/A | #N/A | #N/A | #N/A | #N/A | #N/A
TRUE | QLD | QCLR | Clare | Energy Queensland | Winter | Coincident_unreconciled | 2028 | POE50 | -15.18 | NA | QLD Clare |  |  | FALSE | #N/A | #N/A | #N/A | #N/A | #N/A | #N/A | #N/A | #N/A | #N/A | #N/A
TRUE | QLD | QCLR | Clare | Energy Queensland | Winter | Non-coincident | 2028 | POE50 | -23.4206 | 45.2769 | QLD Clare |  |  | FALSE | #N/A | #N/A | #N/A | #N/A | #N/A | #N/A | #N/A | #N/A | #N/A | #N/A
TRUE | QLD | QCLR | Clare | Energy Queensland | Winter | Non-coincident | 2028 | POE90 | -28.6157 | NA | QLD Clare |  |  | FALSE | #N/A | #N/A | #N/A | #N/A | #N/A | #N/A | #N/A | #N/A | #N/A | #N/A
TRUE | QLD | QCLR | Clare | Energy Queensland | Winter | Coincident_unreconciled | 2029 | POE90 | -20.3048 | NA | QLD Clare |  |  | FALSE | #N/A | #N/A | #N/A | #N/A | #N/A | #N/A | #N/A | #N/A | #N/A | #N/A
TRUE | QLD | QCLR | Clare | Energy Queensland | Winter | Coincident_unreconciled | 2029 | POE50 | -15.2007 | NA | QLD Clare |  |  | FALSE | #N/A | #N/A | #N/A | #N/A | #N/A | #N/A | #N/A | #N/A | #N/A | #N/A
TRUE | QLD | QCLR | Clare | Energy Queensland | Winter | Non-coincident | 2029 | POE50 | -23.667 | 45.4249 | QLD Clare |  |  | FALSE | #N/A | #N/A | #N/A | #N/A | #N/A | #N/A | #N/A | #N/A | #N/A | #N/A
TRUE | QLD | QCLR | Clare | Energy Queensland | Winter | Non-coincident | 2029 | POE90 | -28.8634 | NA | QLD Clare |  |  | FALSE | #N/A | #N/A | #N/A | #N/A | #N/A | #N/A | #N/A | #N/A | #N/A | #N/A
TRUE | QLD | QCLR | Clare | Energy Queensland | Shoulder | Non-coincident | 2019 | BASEYEARPOE10 | NA | 58.97 | QLD Clare |  |  | FALSE | #N/A | #N/A | #N/A | #N/A | #N/A | #N/A | #N/A | #N/A | #N/A | #N/A
TRUE | QLD | QCLR | Clare | Energy Queensland | Shoulder | Coincident | 2021 | POE10 | NA | 28.1742 | QLD Clare |  |  | FALSE | #N/A | #N/A | #N/A | #N/A | #N/A | #N/A | #N/A | #N/A | #N/A | #N/A
TRUE | QLD | QCLR | Clare | Energy Queensland | Shoulder | Coincident | 2021 | POE50 | NA | 27.6847 | QLD Clare |  |  | FALSE | #N/A | #N/A | #N/A | #N/A | #N/A | #N/A | #N/A | #N/A | #N/A | #N/A
TRUE | QLD | QCLR | Clare | Energy Queensland | Shoulder | Non-coincident | 2021 | POE10 | NA | 59.0914 | QLD Clare |  |  | FALSE | #N/A | #N/A | #N/A | #N/A | #N/A | #N/A | #N/A | #N/A | #N/A | #N/A
TRUE | QLD | QCLR | Clare | Energy Queensland | Shoulder | Coincident | 2022 | POE10 | NA | 28.9657 | QLD Clare |  |  | FALSE | #N/A | #N/A | #N/A | #N/A | #N/A | #N/A | #N/A | #N/A | #N/A | #N/A
TRUE | QLD | QCLR | Clare | Energy Queensland | Shoulder | Coincident | 2022 | POE50 | NA | 27.9877 | QLD Clare |  |  | FALSE | #N/A | #N/A | #N/A | #N/A | #N/A | #N/A | #N/A | #N/A | #N/A | #N/A
TRUE | QLD | QCLR | Clare | Energy Queensland | Shoulder | Non-coincident | 2022 | POE10 | NA | 59.1115 | QLD Clare |  |  | FALSE | #N/A | #N/A | #N/A | #N/A | #N/A | #N/A | #N/A | #N/A | #N/A | #N/A
TRUE | QLD | QCLR | Clare | Energy Queensland | Shoulder | Coincident | 2023 | POE10 | NA | 29.0446 | QLD Clare |  |  | FALSE | #N/A | #N/A | #N/A | #N/A | #N/A | #N/A | #N/A | #N/A | #N/A | #N/A
TRUE | QLD | QCLR | Clare | Energy Queensland | Shoulder | Coincident | 2023 | POE50 | NA | 28.1999 | QLD Clare |  |  | FALSE | #N/A | #N/A | #N/A | #N/A | #N/A | #N/A | #N/A | #N/A | #N/A | #N/A
TRUE | QLD | QCLR | Clare | Energy Queensland | Shoulder | Non-coincident | 2023 | POE10 | NA | 59.1451 | QLD Clare |  |  | FALSE | #N/A | #N/A | #N/A | #N/A | #N/A | #N/A | #N/A | #N/A | #N/A | #N/A
TRUE | QLD | QCLR | Clare | Energy Queensland | Shoulder | Coincident | 2024 | POE10 | NA | 29.1999 | QLD Clare |  |  | FALSE | #N/A | #N/A | #N/A | #N/A | #N/A | #N/A | #N/A | #N/A | #N/A | #N/A
TRUE | QLD | QCLR | Clare | Energy Queensland | Shoulder | Coincident | 2024 | POE50 | NA | 28.7233 | QLD Clare |  |  | FALSE | #N/A | #N/A | #N/A | #N/A | #N/A | #N/A | #N/A | #N/A | #N/A | #N/A
TRUE | QLD | QCLR | Clare | Energy Queensland | Shoulder | Non-coincident | 2024 | POE10 | NA | 59.1667 | QLD Clare |  |  | FALSE | #N/A | #N/A | #N/A | #N/A | #N/A | #N/A | #N/A | #N/A | #N/A | #N/A
TRUE | QLD | QCLR | Clare | Energy Queensland | Shoulder | Coincident | 2025 | POE10 | NA | 29.2979 | QLD Clare |  |  | FALSE | #N/A | #N/A | #N/A | #N/A | #N/A | #N/A | #N/A | #N/A | #N/A | #N/A
TRUE | QLD | QCLR | Clare | Energy Queensland | Shoulder | Coincident | 2025 | POE50 | NA | 28.61 | QLD Clare |  |  | FALSE | #N/A | #N/A | #N/A | #N/A | #N/A | #N/A | #N/A | #N/A | #N/A | #N/A
TRUE | QLD | QCLR | Clare | Energy Queensland | Shoulder | Non-coincident | 2025 | POE10 | NA | 59.1765 | QLD Clare |  |  | FALSE | #N/A | #N/A | #N/A | #N/A | #N/A | #N/A | #N/A | #N/A | #N/A | #N/A
TRUE | QLD | QCLR | Clare | Energy Queensland | Shoulder | Coincident | 2026 | POE10 | NA | 29.1591 | QLD Clare |  |  | FALSE | #N/A | #N/A | #N/A | #N/A | #N/A | #N/A | #N/A | #N/A | #N/A | #N/A
TRUE | QLD | QCLR | Clare | Energy Queensland | Shoulder | Coincident | 2026 | POE50 | NA | 28.631 | QLD Clare |  |  | FALSE | #N/A | #N/A | #N/A | #N/A | #N/A | #N/A | #N/A | #N/A | #N/A | #N/A
TRUE | QLD | QCLR | Clare | Energy Queensland | Shoulder | Non-coincident | 2026 | POE10 | NA | 59.1938 | QLD Clare |  |  | FALSE | #N/A | #N/A | #N/A | #N/A | #N/A | #N/A | #N/A | #N/A | #N/A | #N/A
TRUE | QLD | QCLR | Clare | Energy Queensland | Shoulder | Coincident | 2027 | POE10 | NA | 29.0536 | QLD Clare |  |  | FALSE | #N/A | #N/A | #N/A | #N/A | #N/A | #N/A | #N/A | #N/A | #N/A | #N/A
TRUE | QLD | QCLR | Clare | Energy Queensland | Shoulder | Coincident | 2027 | POE50 | NA | 28.4997 | QLD Clare |  |  | FALSE | #N/A | #N/A | #N/A | #N/A | #N/A | #N/A | #N/A | #N/A | #N/A | #N/A
TRUE | QLD | QCLR | Clare | Energy Queensland | Shoulder | Non-coincident | 2027 | POE10 | NA | 59.216 | QLD Clare |  |  | FALSE | #N/A | #N/A | #N/A | #N/A | #N/A | #N/A | #N/A | #N/A | #N/A | #N/A
TRUE | QLD | QCLR | Clare | Energy Queensland | Shoulder | Coincident | 2028 | POE10 | NA | 28.985 | QLD Clare |  |  | FALSE | #N/A | #N/A | #N/A | #N/A | #N/A | #N/A | #N/A | #N/A | #N/A | #N/A
TRUE | QLD | QCLR | Clare | Energy Queensland | Shoulder | Coincident | 2028 | POE50 | NA | 28.5029 | QLD Clare |  |  | FALSE | #N/A | #N/A | #N/A | #N/A | #N/A | #N/A | #N/A | #N/A | #N/A | #N/A
TRUE | QLD | QCLR | Clare | Energy Queensland | Shoulder | Non-coincident | 2028 | POE10 | NA | 59.2748 | QLD Clare |  |  | FALSE | #N/A | #N/A | #N/A | #N/A | #N/A | #N/A | #N/A | #N/A | #N/A | #N/A
TRUE | QLD | QCLR | Clare | Energy Queensland | Shoulder | Coincident | 2029 | POE10 | NA | 29.3327 | QLD Clare |  |  | FALSE | #N/A | #N/A | #N/A | #N/A | #N/A | #N/A | #N/A | #N/A | #N/A | #N/A
TRUE | QLD | QCLR | Clare | Energy Queensland | Shoulder | Coincident | 2029 | POE50 | NA | 28.6782 | QLD Clare |  |  | FALSE | #N/A | #N/A | #N/A | #N/A | #N/A | #N/A | #N/A | #N/A | #N/A | #N/A
TRUE | QLD | QCLR | Clare | Energy Queensland | Shoulder | Non-coincident | 2029 | POE10 | NA | 59.3835 | QLD Clare |  |  | FALSE | #N/A | #N/A | #N/A | #N/A | #N/A | #N/A | #N/A | #N/A | #N/A | #N/A
TRUE | QLD | QCLR | Clare | Energy Queensland | Shoulder | Coincident | 2030 | POE10 | NA | 29.428 | QLD Clare |  |  | FALSE | #N/A | #N/A | #N/A | #N/A | #N/A | #N/A | #N/A | #N/A | #N/A | #N/A
TRUE | QLD | QCLR | Clare | Energy Queensland | Shoulder | Coincident | 2030 | POE50 | NA | 28.8053 | QLD Clare |  |  | FALSE | #N/A | #N/A | #N/A | #N/A | #N/A | #N/A | #N/A | #N/A | #N/A | #N/A
TRUE | QLD | QCLR | Clare | Energy Queensland | Shoulder | Non-coincident | 2030 | POE10 | NA | 59.5195 | QLD Clare |  |  | FALSE | #N/A | #N/A | #N/A | #N/A | #N/A | #N/A | #N/A | #N/A | #N/A | #N/A
TRUE | QLD | QCLR | Clare | Energy Queensland | Summer | Non-coincident | 2019 | BASEYEARPOE10 | NA | 70.6907 | QLD Clare |  |  | FALSE | #N/A | #N/A | #N/A | #N/A | #N/A | #N/A | #N/A | #N/A | #N/A | #N/A
TRUE | QLD | QCLR | Clare | Energy Queensland | Summer | Coincident | 2021 | POE10 | NA | 20.0513 | QLD Clare |  |  | FALSE | #N/A | #N/A | #N/A | #N/A | #N/A | #N/A | #N/A | #N/A | #N/A | #N/A
TRUE | QLD | QCLR | Clare | Energy Queensland | Summer | Coincident | 2021 | POE50 | NA | 20.2703 | QLD Clare |  |  | FALSE | #N/A | #N/A | #N/A | #N/A | #N/A | #N/A | #N/A | #N/A | #N/A | #N/A
TRUE | QLD | QCLR | Clare | Energy Queensland | Summer | Non-coincident | 2021 | POE10 | NA | 80.2714 | QLD Clare |  |  | FALSE | #N/A | #N/A | #N/A | #N/A | #N/A | #N/A | #N/A | #N/A | #N/A | #N/A
TRUE | QLD | QCLR | Clare | Energy Queensland | Summer | Coincident | 2022 | POE10 | NA | 20.4249 | QLD Clare |  |  | FALSE | #N/A | #N/A | #N/A | #N/A | #N/A | #N/A | #N/A | #N/A | #N/A | #N/A
TRUE | QLD | QCLR | Clare | Energy Queensland | Summer | Coincident | 2022 | POE50 | NA | 20.6166 | QLD Clare |  |  | FALSE | #N/A | #N/A | #N/A | #N/A | #N/A | #N/A | #N/A | #N/A | #N/A | #N/A
TRUE | QLD | QCLR | Clare | Energy Queensland | Summer | Non-coincident | 2022 | POE10 | NA | 80.3033 | QLD Clare |  |  | FALSE | #N/A | #N/A | #N/A | #N/A | #N/A | #N/A | #N/A | #N/A | #N/A | #N/A
TRUE | QLD | QCLR | Clare | Energy Queensland | Summer | Coincident | 2023 | POE10 | NA | 20.5526 | QLD Clare |  |  | FALSE | #N/A | #N/A | #N/A | #N/A | #N/A | #N/A | #N/A | #N/A | #N/A | #N/A
TRUE | QLD | QCLR | Clare | Energy Queensland | Summer | Coincident | 2023 | POE50 | NA | 20.6998 | QLD Clare |  |  | FALSE | #N/A | #N/A | #N/A | #N/A | #N/A | #N/A | #N/A | #N/A | #N/A | #N/A
TRUE | QLD | QCLR | Clare | Energy Queensland | Summer | Non-coincident | 2023 | POE10 | NA | 80.3543 | QLD Clare |  |  | FALSE | #N/A | #N/A | #N/A | #N/A | #N/A | #N/A | #N/A | #N/A | #N/A | #N/A
TRUE | QLD | QCLR | Clare | Energy Queensland | Summer | Coincident | 2024 | POE10 | NA | 20.8027 | QLD Clare |  |  | FALSE | #N/A | #N/A | #N/A | #N/A | #N/A | #N/A | #N/A | #N/A | #N/A | #N/A
TRUE | QLD | QCLR | Clare | Energy Queensland | Summer | Coincident | 2024 | POE50 | NA | 20.972 | QLD Clare |  |  | FALSE | #N/A | #N/A | #N/A | #N/A | #N/A | #N/A | #N/A | #N/A | #N/A | #N/A
TRUE | QLD | QCLR | Clare | Energy Queensland | Summer | Non-coincident | 2024 | POE10 | NA | 80.3994 | QLD Clare |  |  | FALSE | #N/A | #N/A | #N/A | #N/A | #N/A | #N/A | #N/A | #N/A | #N/A | #N/A
TRUE | QLD | QCLR | Clare | Energy Queensland | Summer | Coincident | 2025 | POE10 | NA | 20.7171 | QLD Clare |  |  | FALSE | #N/A | #N/A | #N/A | #N/A | #N/A | #N/A | #N/A | #N/A | #N/A | #N/A
TRUE | QLD | QCLR | Clare | Energy Queensland | Summer | Coincident | 2025 | POE50 | NA | 20.9937 | QLD Clare |  |  | FALSE | #N/A | #N/A | #N/A | #N/A | #N/A | #N/A | #N/A | #N/A | #N/A | #N/A
TRUE | QLD | QCLR | Clare | Energy Queensland | Summer | Non-coincident | 2025 | POE10 | NA | 80.4386 | QLD Clare |  |  | FALSE | #N/A | #N/A | #N/A | #N/A | #N/A | #N/A | #N/A | #N/A | #N/A | #N/A
TRUE | QLD | QCLR | Clare | Energy Queensland | Summer | Coincident | 2026 | POE10 | NA | 20.82 | QLD Clare |  |  | FALSE | #N/A | #N/A | #N/A | #N/A | #N/A | #N/A | #N/A | #N/A | #N/A | #N/A
TRUE | QLD | QCLR | Clare | Energy Queensland | Summer | Coincident | 2026 | POE50 | NA | 21.0281 | QLD Clare |  |  | FALSE | #N/A | #N/A | #N/A | #N/A | #N/A | #N/A | #N/A | #N/A | #N/A | #N/A
TRUE | QLD | QCLR | Clare | Energy Queensland | Summer | Non-coincident | 2026 | POE10 | NA | 80.4919 | QLD Clare |  |  | FALSE | #N/A | #N/A | #N/A | #N/A | #N/A | #N/A | #N/A | #N/A | #N/A | #N/A
TRUE | QLD | QCLR | Clare | Energy Queensland | Summer | Coincident | 2027 | POE10 | NA | 20.6745 | QLD Clare |  |  | FALSE | #N/A | #N/A | #N/A | #N/A | #N/A | #N/A | #N/A | #N/A | #N/A | #N/A
TRUE | QLD | QCLR | Clare | Energy Queensland | Summer | Coincident | 2027 | POE50 | NA | 20.9537 | QLD Clare |  |  | FALSE | #N/A | #N/A | #N/A | #N/A | #N/A | #N/A | #N/A | #N/A | #N/A | #N/A
TRUE | QLD | QCLR | Clare | Energy Queensland | Summer | Non-coincident | 2027 | POE10 | NA | 80.5562 | QLD Clare |  |  | FALSE | #N/A | #N/A | #N/A | #N/A | #N/A | #N/A | #N/A | #N/A | #N/A | #N/A
TRUE | QLD | QCLR | Clare | Energy Queensland | Summer | Coincident | 2028 | POE10 | NA | 20.7126 | QLD Clare |  |  | FALSE | #N/A | #N/A | #N/A | #N/A | #N/A | #N/A | #N/A | #N/A | #N/A | #N/A
TRUE | QLD | QCLR | Clare | Energy Queensland | Summer | Coincident | 2028 | POE50 | NA | 20.9824 | QLD Clare |  |  | FALSE | #N/A | #N/A | #N/A | #N/A | #N/A | #N/A | #N/A | #N/A | #N/A | #N/A
TRUE | QLD | QCLR | Clare | Energy Queensland | Summer | Non-coincident | 2028 | POE10 | NA | 80.665 | QLD Clare |  |  | FALSE | #N/A | #N/A | #N/A | #N/A | #N/A | #N/A | #N/A | #N/A | #N/A | #N/A
TRUE | QLD | QCLR | Clare | Energy Queensland | Summer | Coincident | 2029 | POE10 | NA | 20.6974 | QLD Clare |  |  | FALSE | #N/A | #N/A | #N/A | #N/A | #N/A | #N/A | #N/A | #N/A | #N/A | #N/A
TRUE | QLD | QCLR | Clare | Energy Queensland | Summer | Coincident | 2029 | POE50 | NA | 21.0583 | QLD Clare |  |  | FALSE | #N/A | #N/A | #N/A | #N/A | #N/A | #N/A | #N/A | #N/A | #N/A | #N/A
TRUE | QLD | QCLR | Clare | Energy Queensland | Summer | Non-coincident | 2029 | POE10 | NA | 80.8281 | QLD Clare |  |  | FALSE | #N/A | #N/A | #N/A | #N/A | #N/A | #N/A | #N/A | #N/A | #N/A | #N/A
TRUE | QLD | QCLR | Clare | Energy Queensland | Summer | Coincident | 2030 | POE10 | NA | 20.7725 | QLD Clare |  |  | FALSE | #N/A | #N/A | #N/A | #N/A | #N/A | #N/A | #N/A | #N/A | #N/A | #N/A
TRUE | QLD | QCLR | Clare | Energy Queensland | Summer | Coincident | 2030 | POE50 | NA | 21.0248 | QLD Clare |  |  | FALSE | #N/A | #N/A | #N/A | #N/A | #N/A | #N/A | #N/A | #N/A | #N/A | #N/A
TRUE | QLD | QCLR | Clare | Energy Queensland | Summer | Non-coincident | 2030 | POE10 | NA | 81.0351 | QLD Clare |  |  | FALSE | #N/A | #N/A | #N/A | #N/A | #N/A | #N/A | #N/A | #N/A | #N/A | #N/A
TRUE | QLD | QCLR | Clare | Energy Queensland | Winter | Non-coincident | 2019 | BASEYEARPOE10 | NA | 33.9883 | QLD Clare |  |  | FALSE | #N/A | #N/A | #N/A | #N/A | #N/A | #N/A | #N/A | #N/A | #N/A | #N/A
TRUE | QLD | QCLR | Clare | Energy Queensland | Winter | Coincident | 2020 | POE10 | NA | 37.9165 | QLD Clare |  |  | FALSE | #N/A | #N/A | #N/A | #N/A | #N/A | #N/A | #N/A | #N/A | #N/A | #N/A
TRUE | QLD | QCLR | Clare | Energy Queensland | Winter | Coincident | 2020 | POE50 | NA | 34.8861 | QLD Clare |  |  | FALSE | #N/A | #N/A | #N/A | #N/A | #N/A | #N/A | #N/A | #N/A | #N/A | #N/A
TRUE | QLD | QCLR | Clare | Energy Queensland | Winter | Non-coincident | 2020 | POE10 | NA | 48.6206 | QLD Clare |  |  | FALSE | #N/A | #N/A | #N/A | #N/A | #N/A | #N/A | #N/A | #N/A | #N/A | #N/A
TRUE | QLD | QCLR | Clare | Energy Queensland | Winter | Coincident | 2021 | POE10 | NA | 37.6011 | QLD Clare |  |  | FALSE | #N/A | #N/A | #N/A | #N/A | #N/A | #N/A | #N/A | #N/A | #N/A | #N/A
TRUE | QLD | QCLR | Clare | Energy Queensland | Winter | Coincident | 2021 | POE50 | NA | 34.5865 | QLD Clare |  |  | FALSE | #N/A | #N/A | #N/A | #N/A | #N/A | #N/A | #N/A | #N/A | #N/A | #N/A
TRUE | QLD | QCLR | Clare | Energy Queensland | Winter | Non-coincident | 2021 | POE10 | NA | 48.6248 | QLD Clare |  |  | FALSE | #N/A | #N/A | #N/A | #N/A | #N/A | #N/A | #N/A | #N/A | #N/A | #N/A
TRUE | QLD | QCLR | Clare | Energy Queensland | Winter | Coincident | 2022 | POE10 | NA | 38.4545 | QLD Clare |  |  | FALSE | #N/A | #N/A | #N/A | #N/A | #N/A | #N/A | #N/A | #N/A | #N/A | #N/A
TRUE | QLD | QCLR | Clare | Energy Queensland | Winter | Coincident | 2022 | POE50 | NA | 35.3771 | QLD Clare |  |  | FALSE | #N/A | #N/A | #N/A | #N/A | #N/A | #N/A | #N/A | #N/A | #N/A | #N/A
TRUE | QLD | QCLR | Clare | Energy Queensland | Winter | Non-coincident | 2022 | POE10 | NA | 48.6534 | QLD Clare |  |  | FALSE | #N/A | #N/A | #N/A | #N/A | #N/A | #N/A | #N/A | #N/A | #N/A | #N/A
TRUE | QLD | QCLR | Clare | Energy Queensland | Winter | Coincident | 2023 | POE10 | NA | 38.8299 | QLD Clare |  |  | FALSE | #N/A | #N/A | #N/A | #N/A | #N/A | #N/A | #N/A | #N/A | #N/A | #N/A
TRUE | QLD | QCLR | Clare | Energy Queensland | Winter | Coincident | 2023 | POE50 | NA | 35.6883 | QLD Clare |  |  | FALSE | #N/A | #N/A | #N/A | #N/A | #N/A | #N/A | #N/A | #N/A | #N/A | #N/A
TRUE | QLD | QCLR | Clare | Energy Queensland | Winter | Non-coincident | 2023 | POE10 | NA | 48.6802 | QLD Clare |  |  | FALSE | #N/A | #N/A | #N/A | #N/A | #N/A | #N/A | #N/A | #N/A | #N/A | #N/A
TRUE | QLD | QCLR | Clare | Energy Queensland | Winter | Coincident | 2024 | POE10 | NA | 39.4205 | QLD Clare |  |  | FALSE | #N/A | #N/A | #N/A | #N/A | #N/A | #N/A | #N/A | #N/A | #N/A | #N/A
TRUE | QLD | QCLR | Clare | Energy Queensland | Winter | Coincident | 2024 | POE50 | NA | 36.0908 | QLD Clare |  |  | FALSE | #N/A | #N/A | #N/A | #N/A | #N/A | #N/A | #N/A | #N/A | #N/A | #N/A
TRUE | QLD | QCLR | Clare | Energy Queensland | Winter | Non-coincident | 2024 | POE10 | NA | 48.6946 | QLD Clare |  |  | FALSE | #N/A | #N/A | #N/A | #N/A | #N/A | #N/A | #N/A | #N/A | #N/A | #N/A
TRUE | QLD | QCLR | Clare | Energy Queensland | Winter | Coincident | 2025 | POE10 | NA | 39.309 | QLD Clare |  |  | FALSE | #N/A | #N/A | #N/A | #N/A | #N/A | #N/A | #N/A | #N/A | #N/A | #N/A
TRUE | QLD | QCLR | Clare | Energy Queensland | Winter | Coincident | 2025 | POE50 | NA | 36.0653 | QLD Clare |  |  | FALSE | #N/A | #N/A | #N/A | #N/A | #N/A | #N/A | #N/A | #N/A | #N/A | #N/A
TRUE | QLD | QCLR | Clare | Energy Queensland | Winter | Non-coincident | 2025 | POE10 | NA | 48.7078 | QLD Clare |  |  | FALSE | #N/A | #N/A | #N/A | #N/A | #N/A | #N/A | #N/A | #N/A | #N/A | #N/A
TRUE | QLD | QCLR | Clare | Energy Queensland | Winter | Coincident | 2026 | POE10 | NA | 39.3043 | QLD Clare |  |  | FALSE | #N/A | #N/A | #N/A | #N/A | #N/A | #N/A | #N/A | #N/A | #N/A | #N/A
TRUE | QLD | QCLR | Clare | Energy Queensland | Winter | Coincident | 2026 | POE50 | NA | 36.1287 | QLD Clare |  |  | FALSE | #N/A | #N/A | #N/A | #N/A | #N/A | #N/A | #N/A | #N/A | #N/A | #N/A
TRUE | QLD | QCLR | Clare | Energy Queensland | Winter | Non-coincident | 2026 | POE10 | NA | 48.7363 | QLD Clare |  |  | FALSE | #N/A | #N/A | #N/A | #N/A | #N/A | #N/A | #N/A | #N/A | #N/A | #N/A
TRUE | QLD | QCLR | Clare | Energy Queensland | Winter | Coincident | 2027 | POE10 | NA | 39.2921 | QLD Clare |  |  | FALSE | #N/A | #N/A | #N/A | #N/A | #N/A | #N/A | #N/A | #N/A | #N/A | #N/A
TRUE | QLD | QCLR | Clare | Energy Queensland | Winter | Coincident | 2027 | POE50 | NA | 36.1223 | QLD Clare |  |  | FALSE | #N/A | #N/A | #N/A | #N/A | #N/A | #N/A | #N/A | #N/A | #N/A | #N/A
TRUE | QLD | QCLR | Clare | Energy Queensland | Winter | Non-coincident | 2027 | POE10 | NA | 48.7704 | QLD Clare |  |  | FALSE | #N/A | #N/A | #N/A | #N/A | #N/A | #N/A | #N/A | #N/A | #N/A | #N/A
TRUE | QLD | QCLR | Clare | Energy Queensland | Winter | Coincident | 2028 | POE10 | NA | 39.778 | QLD Clare |  |  | FALSE | #N/A | #N/A | #N/A | #N/A | #N/A | #N/A | #N/A | #N/A | #N/A | #N/A
TRUE | QLD | QCLR | Clare | Energy Queensland | Winter | Coincident | 2028 | POE50 | NA | 36.2913 | QLD Clare |  |  | FALSE | #N/A | #N/A | #N/A | #N/A | #N/A | #N/A | #N/A | #N/A | #N/A | #N/A
TRUE | QLD | QCLR | Clare | Energy Queensland | Winter | Non-coincident | 2028 | POE10 | NA | 48.8888 | QLD Clare |  |  | FALSE | #N/A | #N/A | #N/A | #N/A | #N/A | #N/A | #N/A | #N/A | #N/A | #N/A
TRUE | QLD | QCLR | Clare | Energy Queensland | Winter | Coincident | 2029 | POE10 | NA | 39.6777 | QLD Clare |  |  | FALSE | #N/A | #N/A | #N/A | #N/A | #N/A | #N/A | #N/A | #N/A | #N/A | #N/A
TRUE | QLD | QCLR | Clare | Energy Queensland | Winter | Coincident | 2029 | POE50 | NA | 36.3959 | QLD Clare |  |  | FALSE | #N/A | #N/A | #N/A | #N/A | #N/A | #N/A | #N/A | #N/A | #N/A | #N/A
TRUE | QLD | QCLR | Clare | Energy Queensland | Winter | Non-coincident | 2029 | POE10 | NA | 49.0376 | QLD Clare |  |  | FALSE | #N/A | #N/A | #N/A | #N/A | #N/A | #N/A | #N/A | #N/A | #N/A | #N/A
TRUE | QLD | QCNS | Cairns City | Energy Queensland | Shoulder | Coincident | 2017 | ACTUAL_OPG | 14.685 | 29.2461 | QLD Cairns City |  |  | FALSE | #N/A | #N/A | #N/A | #N/A | #N/A | #N/A | #N/A | #N/A | #N/A | #N/A
TRUE | QLD | QCNS | Cairns City | Energy Queensland | Shoulder | Coincident | 2017 | ACTUAL_RAW | 14.685 | 29.2461 | QLD Cairns City |  |  | FALSE | #N/A | #N/A | #N/A | #N/A | #N/A | #N/A | #N/A | #N/A | #N/A | #N/A
TRUE | QLD | QCNS | Cairns City | Energy Queensland | Shoulder | Non-coincident | 2017 | ACTUAL_RAW | 12.8299 | 40.3601 | QLD Cairns City |  |  | FALSE | #N/A | #N/A | #N/A | #N/A | #N/A | #N/A | #N/A | #N/A | #N/A | #N/A
TRUE | QLD | QCNS | Cairns City | Energy Queensland | Shoulder | Non-coincident | 2017 | ACTUAL_OPG | 12.8299 | 40.3601 | QLD Cairns City |  |  | FALSE | #N/A | #N/A | #N/A | #N/A | #N/A | #N/A | #N/A | #N/A | #N/A | #N/A
TRUE | QLD | QCNS | Cairns City | Energy Queensland | Shoulder | Non-coincident | 2017 | ACTUAL_ADJUSTEDOPG | 12.8299 | 40.3601 | QLD Cairns City |  |  | FALSE | #N/A | #N/A | #N/A | #N/A | #N/A | #N/A | #N/A | #N/A | #N/A | #N/A
TRUE | QLD | QCNS | Cairns City | Energy Queensland | Shoulder | Coincident | 2018 | ACTUAL_OPG | 14.3729 | 36.8354 | QLD Cairns City |  |  | FALSE | #N/A | #N/A | #N/A | #N/A | #N/A | #N/A | #N/A | #N/A | #N/A | #N/A
TRUE | QLD | QCNS | Cairns City | Energy Queensland | Shoulder | Coincident | 2018 | ACTUAL_RAW | 14.3729 | 36.8354 | QLD Cairns City |  |  | FALSE | #N/A | #N/A | #N/A | #N/A | #N/A | #N/A | #N/A | #N/A | #N/A | #N/A
TRUE | QLD | QCNS | Cairns City | Energy Queensland | Shoulder | Non-coincident | 2018 | ACTUAL_RAW | 12.9076 | 40.8925 | QLD Cairns City |  |  | FALSE | #N/A | #N/A | #N/A | #N/A | #N/A | #N/A | #N/A | #N/A | #N/A | #N/A
TRUE | QLD | QCNS | Cairns City | Energy Queensland | Shoulder | Non-coincident | 2018 | ACTUAL_OPG | 12.9076 | 40.8925 | QLD Cairns City |  |  | FALSE | #N/A | #N/A | #N/A | #N/A | #N/A | #N/A | #N/A | #N/A | #N/A | #N/A
TRUE | QLD | QCNS | Cairns City | Energy Queensland | Shoulder | Non-coincident | 2018 | ACTUAL_ADJUSTEDOPG | 12.9076 | 40.8925 | QLD Cairns City |  |  | FALSE | #N/A | #N/A | #N/A | #N/A | #N/A | #N/A | #N/A | #N/A | #N/A | #N/A
TRUE | QLD | QCNS | Cairns City | Energy Queensland | Shoulder | Coincident | 2019 | ACTUAL_OPG | 23.346 | 35.7419 | QLD Cairns City |  |  | FALSE | #N/A | #N/A | #N/A | #N/A | #N/A | #N/A | #N/A | #N/A | #N/A | #N/A
TRUE | QLD | QCNS | Cairns City | Energy Queensland | Shoulder | Coincident | 2019 | ACTUAL_RAW | 23.346 | 35.7419 | QLD Cairns City |  |  | FALSE | #N/A | #N/A | #N/A | #N/A | #N/A | #N/A | #N/A | #N/A | #N/A | #N/A
TRUE | QLD | QCNS | Cairns City | Energy Queensland | Shoulder | Non-coincident | 2019 | ACTUAL_RAW | 12.799 | 39.815 | QLD Cairns City |  |  | FALSE | #N/A | #N/A | #N/A | #N/A | #N/A | #N/A | #N/A | #N/A | #N/A | #N/A
TRUE | QLD | QCNS | Cairns City | Energy Queensland | Shoulder | Non-coincident | 2019 | ACTUAL_OPG | 12.799 | 39.815 | QLD Cairns City |  |  | FALSE | #N/A | #N/A | #N/A | #N/A | #N/A | #N/A | #N/A | #N/A | #N/A | #N/A
TRUE | QLD | QCNS | Cairns City | Energy Queensland | Shoulder | Non-coincident | 2019 | ACTUAL_ADJUSTEDOPG | 12.799 | 39.815 | QLD Cairns City |  |  | FALSE | #N/A | #N/A | #N/A | #N/A | #N/A | #N/A | #N/A | #N/A | #N/A | #N/A
TRUE | QLD | QCNS | Cairns City | Energy Queensland | Shoulder | Non-coincident | 2019 | BASEYEARPOE90 | 11.4738 | NA | QLD Cairns City |  |  | FALSE | #N/A | #N/A | #N/A | #N/A | #N/A | #N/A | #N/A | #N/A | #N/A | #N/A
TRUE | QLD | QCNS | Cairns City | Energy Queensland | Shoulder | Non-coincident | 2019 | BASEYEARPOE50 | 12.7084 | 40.1495 | QLD Cairns City |  |  | FALSE | #N/A | #N/A | #N/A | #N/A | #N/A | #N/A | #N/A | #N/A | #N/A | #N/A
TRUE | QLD | QCNS | Cairns City | Energy Queensland | Shoulder | Coincident | 2020 | ACTUAL_OPG | 21.0196 | 25.05 | QLD Cairns City |  |  | FALSE | #N/A | #N/A | #N/A | #N/A | #N/A | #N/A | #N/A | #N/A | #N/A | #N/A
TRUE | QLD | QCNS | Cairns City | Energy Queensland | Shoulder | Coincident | 2020 | ACTUAL_RAW | 21.0196 | 25.05 | QLD Cairns City |  |  | FALSE | #N/A | #N/A | #N/A | #N/A | #N/A | #N/A | #N/A | #N/A | #N/A | #N/A
TRUE | QLD | QCNS | Cairns City | Energy Queensland | Shoulder | Non-coincident | 2020 | ACTUAL_RAW | 11.799 | 34.9422 | QLD Cairns City |  |  | FALSE | #N/A | #N/A | #N/A | #N/A | #N/A | #N/A | #N/A | #N/A | #N/A | #N/A
TRUE | QLD | QCNS | Cairns City | Energy Queensland | Shoulder | Non-coincident | 2020 | ACTUAL_OPG | 11.799 | 34.9422 | QLD Cairns City |  |  | FALSE | #N/A | #N/A | #N/A | #N/A | #N/A | #N/A | #N/A | #N/A | #N/A | #N/A
TRUE | QLD | QCNS | Cairns City | Energy Queensland | Shoulder | Non-coincident | 2020 | ACTUAL_ADJUSTEDOPG | 11.799 | 34.9422 | QLD Cairns City |  |  | FALSE | #N/A | #N/A | #N/A | #N/A | #N/A | #N/A | #N/A | #N/A | #N/A | #N/A
TRUE | QLD | QCNS | Cairns City | Energy Queensland | Shoulder | Coincident_unreconciled | 2021 | POE50 | 24.586 | NA | QLD Cairns City |  |  | FALSE | #N/A | #N/A | #N/A | #N/A | #N/A | #N/A | #N/A | #N/A | #N/A | #N/A
TRUE | QLD | QCNS | Cairns City | Energy Queensland | Shoulder | Coincident_unreconciled | 2021 | POE90 | 22.0062 | NA | QLD Cairns City |  |  | FALSE | #N/A | #N/A | #N/A | #N/A | #N/A | #N/A | #N/A | #N/A | #N/A | #N/A
TRUE | QLD | QCNS | Cairns City | Energy Queensland | Shoulder | Non-coincident | 2021 | POE50 | 12.8983 | 39.5557 | QLD Cairns City |  |  | FALSE | #N/A | #N/A | #N/A | #N/A | #N/A | #N/A | #N/A | #N/A | #N/A | #N/A
TRUE | QLD | QCNS | Cairns City | Energy Queensland | Shoulder | Non-coincident | 2021 | POE90 | 11.6382 | NA | QLD Cairns City |  |  | FALSE | #N/A | #N/A | #N/A | #N/A | #N/A | #N/A | #N/A | #N/A | #N/A | #N/A
TRUE | QLD | QCNS | Cairns City | Energy Queensland | Shoulder | Coincident_unreconciled | 2022 | POE50 | 23.496 | NA | QLD Cairns City |  |  | FALSE | #N/A | #N/A | #N/A | #N/A | #N/A | #N/A | #N/A | #N/A | #N/A | #N/A
TRUE | QLD | QCNS | Cairns City | Energy Queensland | Shoulder | Coincident_unreconciled | 2022 | POE90 | 20.8889 | NA | QLD Cairns City |  |  | FALSE | #N/A | #N/A | #N/A | #N/A | #N/A | #N/A | #N/A | #N/A | #N/A | #N/A
TRUE | QLD | QCNS | Cairns City | Energy Queensland | Shoulder | Non-coincident | 2022 | POE50 | 13.0352 | 38.7801 | QLD Cairns City |  |  | FALSE | #N/A | #N/A | #N/A | #N/A | #N/A | #N/A | #N/A | #N/A | #N/A | #N/A
TRUE | QLD | QCNS | Cairns City | Energy Queensland | Shoulder | Non-coincident | 2022 | POE90 | 11.7617 | NA | QLD Cairns City |  |  | FALSE | #N/A | #N/A | #N/A | #N/A | #N/A | #N/A | #N/A | #N/A | #N/A | #N/A
TRUE | QLD | QCNS | Cairns City | Energy Queensland | Shoulder | Coincident_unreconciled | 2023 | POE50 | 22.3744 | NA | QLD Cairns City |  |  | FALSE | #N/A | #N/A | #N/A | #N/A | #N/A | #N/A | #N/A | #N/A | #N/A | #N/A
TRUE | QLD | QCNS | Cairns City | Energy Queensland | Shoulder | Coincident_unreconciled | 2023 | POE90 | 19.7375 | NA | QLD Cairns City |  |  | FALSE | #N/A | #N/A | #N/A | #N/A | #N/A | #N/A | #N/A | #N/A | #N/A | #N/A
TRUE | QLD | QCNS | Cairns City | Energy Queensland | Shoulder | Non-coincident | 2023 | POE50 | 13.1837 | 38.1844 | QLD Cairns City |  |  | FALSE | #N/A | #N/A | #N/A | #N/A | #N/A | #N/A | #N/A | #N/A | #N/A | #N/A
TRUE | QLD | QCNS | Cairns City | Energy Queensland | Shoulder | Non-coincident | 2023 | POE90 | 11.8958 | NA | QLD Cairns City |  |  | FALSE | #N/A | #N/A | #N/A | #N/A | #N/A | #N/A | #N/A | #N/A | #N/A | #N/A
TRUE | QLD | QCNS | Cairns City | Energy Queensland | Shoulder | Coincident_unreconciled | 2024 | POE50 | 22.2235 | NA | QLD Cairns City |  |  | FALSE | #N/A | #N/A | #N/A | #N/A | #N/A | #N/A | #N/A | #N/A | #N/A | #N/A
TRUE | QLD | QCNS | Cairns City | Energy Queensland | Shoulder | Coincident_unreconciled | 2024 | POE90 | 19.5569 | NA | QLD Cairns City |  |  | FALSE | #N/A | #N/A | #N/A | #N/A | #N/A | #N/A | #N/A | #N/A | #N/A | #N/A
TRUE | QLD | QCNS | Cairns City | Energy Queensland | Shoulder | Non-coincident | 2024 | POE50 | 13.3322 | 38.3508 | QLD Cairns City |  |  | FALSE | #N/A | #N/A | #N/A | #N/A | #N/A | #N/A | #N/A | #N/A | #N/A | #N/A
TRUE | QLD | QCNS | Cairns City | Energy Queensland | Shoulder | Non-coincident | 2024 | POE90 | 12.0297 | NA | QLD Cairns City |  |  | FALSE | #N/A | #N/A | #N/A | #N/A | #N/A | #N/A | #N/A | #N/A | #N/A | #N/A
TRUE | QLD | QCNS | Cairns City | Energy Queensland | Shoulder | Coincident_unreconciled | 2025 | POE50 | 22.3771 | NA | QLD Cairns City |  |  | FALSE | #N/A | #N/A | #N/A | #N/A | #N/A | #N/A | #N/A | #N/A | #N/A | #N/A
TRUE | QLD | QCNS | Cairns City | Energy Queensland | Shoulder | Coincident_unreconciled | 2025 | POE90 | 19.6807 | NA | QLD Cairns City |  |  | FALSE | #N/A | #N/A | #N/A | #N/A | #N/A | #N/A | #N/A | #N/A | #N/A | #N/A
TRUE | QLD | QCNS | Cairns City | Energy Queensland | Shoulder | Non-coincident | 2025 | POE50 | 13.4809 | 38.7177 | QLD Cairns City |  |  | FALSE | #N/A | #N/A | #N/A | #N/A | #N/A | #N/A | #N/A | #N/A | #N/A | #N/A
TRUE | QLD | QCNS | Cairns City | Energy Queensland | Shoulder | Non-coincident | 2025 | POE90 | 12.1639 | NA | QLD Cairns City |  |  | FALSE | #N/A | #N/A | #N/A | #N/A | #N/A | #N/A | #N/A | #N/A | #N/A | #N/A
TRUE | QLD | QCNS | Cairns City | Energy Queensland | Shoulder | Coincident_unreconciled | 2026 | POE50 | 22.541 | NA | QLD Cairns City |  |  | FALSE | #N/A | #N/A | #N/A | #N/A | #N/A | #N/A | #N/A | #N/A | #N/A | #N/A
TRUE | QLD | QCNS | Cairns City | Energy Queensland | Shoulder | Coincident_unreconciled | 2026 | POE90 | 19.815 | NA | QLD Cairns City |  |  | FALSE | #N/A | #N/A | #N/A | #N/A | #N/A | #N/A | #N/A | #N/A | #N/A | #N/A
TRUE | QLD | QCNS | Cairns City | Energy Queensland | Shoulder | Non-coincident | 2026 | POE50 | 13.6304 | 39.0938 | QLD Cairns City |  |  | FALSE | #N/A | #N/A | #N/A | #N/A | #N/A | #N/A | #N/A | #N/A | #N/A | #N/A
TRUE | QLD | QCNS | Cairns City | Energy Queensland | Shoulder | Non-coincident | 2026 | POE90 | 12.2989 | NA | QLD Cairns City |  |  | FALSE | #N/A | #N/A | #N/A | #N/A | #N/A | #N/A | #N/A | #N/A | #N/A | #N/A
TRUE | QLD | QCNS | Cairns City | Energy Queensland | Shoulder | Coincident_unreconciled | 2027 | POE50 | 22.7429 | NA | QLD Cairns City |  |  | FALSE | #N/A | #N/A | #N/A | #N/A | #N/A | #N/A | #N/A | #N/A | #N/A | #N/A
TRUE | QLD | QCNS | Cairns City | Energy Queensland | Shoulder | Coincident_unreconciled | 2027 | POE90 | 19.9858 | NA | QLD Cairns City |  |  | FALSE | #N/A | #N/A | #N/A | #N/A | #N/A | #N/A | #N/A | #N/A | #N/A | #N/A
TRUE | QLD | QCNS | Cairns City | Energy Queensland | Shoulder | Non-coincident | 2027 | POE50 | 13.7875 | 39.5095 | QLD Cairns City |  |  | FALSE | #N/A | #N/A | #N/A | #N/A | #N/A | #N/A | #N/A | #N/A | #N/A | #N/A
TRUE | QLD | QCNS | Cairns City | Energy Queensland | Shoulder | Non-coincident | 2027 | POE90 | 12.4409 | NA | QLD Cairns City |  |  | FALSE | #N/A | #N/A | #N/A | #N/A | #N/A | #N/A | #N/A | #N/A | #N/A | #N/A
TRUE | QLD | QCNS | Cairns City | Energy Queensland | Shoulder | Coincident_unreconciled | 2028 | POE50 | 22.9733 | NA | QLD Cairns City |  |  | FALSE | #N/A | #N/A | #N/A | #N/A | #N/A | #N/A | #N/A | #N/A | #N/A | #N/A
TRUE | QLD | QCNS | Cairns City | Energy Queensland | Shoulder | Coincident_unreconciled | 2028 | POE90 | 20.1843 | NA | QLD Cairns City |  |  | FALSE | #N/A | #N/A | #N/A | #N/A | #N/A | #N/A | #N/A | #N/A | #N/A | #N/A
TRUE | QLD | QCNS | Cairns City | Energy Queensland | Shoulder | Non-coincident | 2028 | POE50 | 13.9521 | 39.9576 | QLD Cairns City |  |  | FALSE | #N/A | #N/A | #N/A | #N/A | #N/A | #N/A | #N/A | #N/A | #N/A | #N/A
TRUE | QLD | QCNS | Cairns City | Energy Queensland | Shoulder | Non-coincident | 2028 | POE90 | 12.5899 | NA | QLD Cairns City |  |  | FALSE | #N/A | #N/A | #N/A | #N/A | #N/A | #N/A | #N/A | #N/A | #N/A | #N/A
TRUE | QLD | QCNS | Cairns City | Energy Queensland | Shoulder | Coincident_unreconciled | 2029 | POE50 | 23.219 | NA | QLD Cairns City |  |  | FALSE | #N/A | #N/A | #N/A | #N/A | #N/A | #N/A | #N/A | #N/A | #N/A | #N/A
TRUE | QLD | QCNS | Cairns City | Energy Queensland | Shoulder | Coincident_unreconciled | 2029 | POE90 | 20.398 | NA | QLD Cairns City |  |  | FALSE | #N/A | #N/A | #N/A | #N/A | #N/A | #N/A | #N/A | #N/A | #N/A | #N/A
TRUE | QLD | QCNS | Cairns City | Energy Queensland | Shoulder | Non-coincident | 2029 | POE50 | 14.1216 | 40.4224 | QLD Cairns City |  |  | FALSE | #N/A | #N/A | #N/A | #N/A | #N/A | #N/A | #N/A | #N/A | #N/A | #N/A
TRUE | QLD | QCNS | Cairns City | Energy Queensland | Shoulder | Non-coincident | 2029 | POE90 | 12.7437 | NA | QLD Cairns City |  |  | FALSE | #N/A | #N/A | #N/A | #N/A | #N/A | #N/A | #N/A | #N/A | #N/A | #N/A
TRUE | QLD | QCNS | Cairns City | Energy Queensland | Shoulder | Coincident_unreconciled | 2030 | POE50 | 23.4635 | NA | QLD Cairns City |  |  | FALSE | #N/A | #N/A | #N/A | #N/A | #N/A | #N/A | #N/A | #N/A | #N/A | #N/A
TRUE | QLD | QCNS | Cairns City | Energy Queensland | Shoulder | Coincident_unreconciled | 2030 | POE90 | 20.6105 | NA | QLD Cairns City |  |  | FALSE | #N/A | #N/A | #N/A | #N/A | #N/A | #N/A | #N/A | #N/A | #N/A | #N/A
TRUE | QLD | QCNS | Cairns City | Energy Queensland | Shoulder | Non-coincident | 2030 | POE50 | 14.2981 | 40.8947 | QLD Cairns City |  |  | FALSE | #N/A | #N/A | #N/A | #N/A | #N/A | #N/A | #N/A | #N/A | #N/A | #N/A
TRUE | QLD | QCNS | Cairns City | Energy Queensland | Shoulder | Non-coincident | 2030 | POE90 | 12.9046 | NA | QLD Cairns City |  |  | FALSE | #N/A | #N/A | #N/A | #N/A | #N/A | #N/A | #N/A | #N/A | #N/A | #N/A
TRUE | QLD | QCNS | Cairns City | Energy Queensland | Summer | Coincident | 2017 | ACTUAL_OPG | 17.1709 | 34.1623 | QLD Cairns City |  |  | FALSE | #N/A | #N/A | #N/A | #N/A | #N/A | #N/A | #N/A | #N/A | #N/A | #N/A
TRUE | QLD | QCNS | Cairns City | Energy Queensland | Summer | Coincident | 2017 | ACTUAL_RAW | 17.1709 | 34.1623 | QLD Cairns City |  |  | FALSE | #N/A | #N/A | #N/A | #N/A | #N/A | #N/A | #N/A | #N/A | #N/A | #N/A
TRUE | QLD | QCNS | Cairns City | Energy Queensland | Summer | Non-coincident | 2017 | ACTUAL_RAW | 15.9874 | 47.2195 | QLD Cairns City |  |  | FALSE | #N/A | #N/A | #N/A | #N/A | #N/A | #N/A | #N/A | #N/A | #N/A | #N/A
TRUE | QLD | QCNS | Cairns City | Energy Queensland | Summer | Non-coincident | 2017 | ACTUAL_OPG | 15.9874 | 47.2195 | QLD Cairns City |  |  | FALSE | #N/A | #N/A | #N/A | #N/A | #N/A | #N/A | #N/A | #N/A | #N/A | #N/A
TRUE | QLD | QCNS | Cairns City | Energy Queensland | Summer | Non-coincident | 2017 | ACTUAL_ADJUSTEDOPG | 15.9874 | 47.2195 | QLD Cairns City |  |  | FALSE | #N/A | #N/A | #N/A | #N/A | #N/A | #N/A | #N/A | #N/A | #N/A | #N/A
TRUE | QLD | QCNS | Cairns City | Energy Queensland | Summer | Coincident | 2018 | ACTUAL_OPG | 16.4047 | 40.8251 | QLD Cairns City |  |  | FALSE | #N/A | #N/A | #N/A | #N/A | #N/A | #N/A | #N/A | #N/A | #N/A | #N/A
TRUE | QLD | QCNS | Cairns City | Energy Queensland | Summer | Coincident | 2018 | ACTUAL_RAW | 16.4047 | 40.8251 | QLD Cairns City |  |  | FALSE | #N/A | #N/A | #N/A | #N/A | #N/A | #N/A | #N/A | #N/A | #N/A | #N/A
TRUE | QLD | QCNS | Cairns City | Energy Queensland | Summer | Non-coincident | 2018 | ACTUAL_RAW | 4.943 | 44.9968 | QLD Cairns City |  |  | FALSE | #N/A | #N/A | #N/A | #N/A | #N/A | #N/A | #N/A | #N/A | #N/A | #N/A
TRUE | QLD | QCNS | Cairns City | Energy Queensland | Summer | Non-coincident | 2018 | ACTUAL_OPG | 4.943 | 44.9968 | QLD Cairns City |  |  | FALSE | #N/A | #N/A | #N/A | #N/A | #N/A | #N/A | #N/A | #N/A | #N/A | #N/A
TRUE | QLD | QCNS | Cairns City | Energy Queensland | Summer | Non-coincident | 2018 | ACTUAL_ADJUSTEDOPG | 14.9283 | 44.9968 | QLD Cairns City |  |  | FALSE | #N/A | #N/A | #N/A | #N/A | #N/A | #N/A | #N/A | #N/A | #N/A | #N/A
TRUE | QLD | QCNS | Cairns City | Energy Queensland | Summer | Coincident | 2019 | ACTUAL_OPG | 16.4465 | 41.446 | QLD Cairns City |  |  | FALSE | #N/A | #N/A | #N/A | #N/A | #N/A | #N/A | #N/A | #N/A | #N/A | #N/A
TRUE | QLD | QCNS | Cairns City | Energy Queensland | Summer | Coincident | 2019 | ACTUAL_RAW | 16.4465 | 41.446 | QLD Cairns City |  |  | FALSE | #N/A | #N/A | #N/A | #N/A | #N/A | #N/A | #N/A | #N/A | #N/A | #N/A
TRUE | QLD | QCNS | Cairns City | Energy Queensland | Summer | Non-coincident | 2019 | ACTUAL_RAW | 15.359 | 47.6892 | QLD Cairns City |  |  | FALSE | #N/A | #N/A | #N/A | #N/A | #N/A | #N/A | #N/A | #N/A | #N/A | #N/A
TRUE | QLD | QCNS | Cairns City | Energy Queensland | Summer | Non-coincident | 2019 | ACTUAL_OPG | 15.359 | 47.6892 | QLD Cairns City |  |  | FALSE | #N/A | #N/A | #N/A | #N/A | #N/A | #N/A | #N/A | #N/A | #N/A | #N/A
TRUE | QLD | QCNS | Cairns City | Energy Queensland | Summer | Non-coincident | 2019 | ACTUAL_ADJUSTEDOPG | 15.359 | 47.6892 | QLD Cairns City |  |  | FALSE | #N/A | #N/A | #N/A | #N/A | #N/A | #N/A | #N/A | #N/A | #N/A | #N/A
TRUE | QLD | QCNS | Cairns City | Energy Queensland | Summer | Non-coincident | 2019 | BASEYEARPOE90 | 13.5705 | NA | QLD Cairns City |  |  | FALSE | #N/A | #N/A | #N/A | #N/A | #N/A | #N/A | #N/A | #N/A | #N/A | #N/A
TRUE | QLD | QCNS | Cairns City | Energy Queensland | Summer | Non-coincident | 2019 | BASEYEARPOE50 | 15.2409 | 45.2666 | QLD Cairns City |  |  | FALSE | #N/A | #N/A | #N/A | #N/A | #N/A | #N/A | #N/A | #N/A | #N/A | #N/A
TRUE | QLD | QCNS | Cairns City | Energy Queensland | Summer | Coincident | 2020 | ACTUAL_OPG | 22.8723 | 34.8492 | QLD Cairns City |  |  | FALSE | #N/A | #N/A | #N/A | #N/A | #N/A | #N/A | #N/A | #N/A | #N/A | #N/A
TRUE | QLD | QCNS | Cairns City | Energy Queensland | Summer | Coincident | 2020 | ACTUAL_RAW | 22.8723 | 34.8492 | QLD Cairns City |  |  | FALSE | #N/A | #N/A | #N/A | #N/A | #N/A | #N/A | #N/A | #N/A | #N/A | #N/A
TRUE | QLD | QCNS | Cairns City | Energy Queensland | Summer | Non-coincident | 2020 | ACTUAL_RAW | 14.4004 | 50.0778 | QLD Cairns City |  |  | FALSE | #N/A | #N/A | #N/A | #N/A | #N/A | #N/A | #N/A | #N/A | #N/A | #N/A
TRUE | QLD | QCNS | Cairns City | Energy Queensland | Summer | Non-coincident | 2020 | ACTUAL_OPG | 14.4004 | 50.0778 | QLD Cairns City |  |  | FALSE | #N/A | #N/A | #N/A | #N/A | #N/A | #N/A | #N/A | #N/A | #N/A | #N/A
TRUE | QLD | QCNS | Cairns City | Energy Queensland | Summer | Non-coincident | 2020 | ACTUAL_ADJUSTEDOPG | 14.4004 | 50.0778 | QLD Cairns City |  |  | FALSE | #N/A | #N/A | #N/A | #N/A | #N/A | #N/A | #N/A | #N/A | #N/A | #N/A
TRUE | QLD | QCNS | Cairns City | Energy Queensland | Summer | Coincident_unreconciled | 2021 | POE50 | 22 | NA | QLD Cairns City |  |  | FALSE | #N/A | #N/A | #N/A | #N/A | #N/A | #N/A | #N/A | #N/A | #N/A | #N/A
TRUE | QLD | QCNS | Cairns City | Energy Queensland | Summer | Coincident_unreconciled | 2021 | POE90 | 16.6331 | NA | QLD Cairns City |  |  | FALSE | #N/A | #N/A | #N/A | #N/A | #N/A | #N/A | #N/A | #N/A | #N/A | #N/A
TRUE | QLD | QCNS | Cairns City | Energy Queensland | Summer | Non-coincident | 2021 | POE50 | 15.4579 | 45.3065 | QLD Cairns City |  |  | FALSE | #N/A | #N/A | #N/A | #N/A | #N/A | #N/A | #N/A | #N/A | #N/A | #N/A
TRUE | QLD | QCNS | Cairns City | Energy Queensland | Summer | Non-coincident | 2021 | POE90 | 13.7622 | NA | QLD Cairns City |  |  | FALSE | #N/A | #N/A | #N/A | #N/A | #N/A | #N/A | #N/A | #N/A | #N/A | #N/A
TRUE | QLD | QCNS | Cairns City | Energy Queensland | Summer | Coincident_unreconciled | 2022 | POE50 | 21.0535 | NA | QLD Cairns City |  |  | FALSE | #N/A | #N/A | #N/A | #N/A | #N/A | #N/A | #N/A | #N/A | #N/A | #N/A
TRUE | QLD | QCNS | Cairns City | Energy Queensland | Summer | Coincident_unreconciled | 2022 | POE90 | 15.6296 | NA | QLD Cairns City |  |  | FALSE | #N/A | #N/A | #N/A | #N/A | #N/A | #N/A | #N/A | #N/A | #N/A | #N/A
TRUE | QLD | QCNS | Cairns City | Energy Queensland | Summer | Non-coincident | 2022 | POE50 | 15.622 | 44.607 | QLD Cairns City |  |  | FALSE | #N/A | #N/A | #N/A | #N/A | #N/A | #N/A | #N/A | #N/A | #N/A | #N/A
TRUE | QLD | QCNS | Cairns City | Energy Queensland | Summer | Non-coincident | 2022 | POE90 | 13.9083 | NA | QLD Cairns City |  |  | FALSE | #N/A | #N/A | #N/A | #N/A | #N/A | #N/A | #N/A | #N/A | #N/A | #N/A
TRUE | QLD | QCNS | Cairns City | Energy Queensland | Summer | Coincident_unreconciled | 2023 | POE50 | 20.0692 | NA | QLD Cairns City |  |  | FALSE | #N/A | #N/A | #N/A | #N/A | #N/A | #N/A | #N/A | #N/A | #N/A | #N/A
TRUE | QLD | QCNS | Cairns City | Energy Queensland | Summer | Coincident_unreconciled | 2023 | POE90 | 14.5835 | NA | QLD Cairns City |  |  | FALSE | #N/A | #N/A | #N/A | #N/A | #N/A | #N/A | #N/A | #N/A | #N/A | #N/A
TRUE | QLD | QCNS | Cairns City | Energy Queensland | Summer | Non-coincident | 2023 | POE50 | 15.8 | 44.1458 | QLD Cairns City |  |  | FALSE | #N/A | #N/A | #N/A | #N/A | #N/A | #N/A | #N/A | #N/A | #N/A | #N/A
TRUE | QLD | QCNS | Cairns City | Energy Queensland | Summer | Non-coincident | 2023 | POE90 | 14.0667 | NA | QLD Cairns City |  |  | FALSE | #N/A | #N/A | #N/A | #N/A | #N/A | #N/A | #N/A | #N/A | #N/A | #N/A
TRUE | QLD | QCNS | Cairns City | Energy Queensland | Summer | Coincident_unreconciled | 2024 | POE50 | 20.1121 | NA | QLD Cairns City |  |  | FALSE | #N/A | #N/A | #N/A | #N/A | #N/A | #N/A | #N/A | #N/A | #N/A | #N/A
TRUE | QLD | QCNS | Cairns City | Energy Queensland | Summer | Coincident_unreconciled | 2024 | POE90 | 14.5645 | NA | QLD Cairns City |  |  | FALSE | #N/A | #N/A | #N/A | #N/A | #N/A | #N/A | #N/A | #N/A | #N/A | #N/A
TRUE | QLD | QCNS | Cairns City | Energy Queensland | Summer | Non-coincident | 2024 | POE50 | 15.9779 | 44.4136 | QLD Cairns City |  |  | FALSE | #N/A | #N/A | #N/A | #N/A | #N/A | #N/A | #N/A | #N/A | #N/A | #N/A
TRUE | QLD | QCNS | Cairns City | Energy Queensland | Summer | Non-coincident | 2024 | POE90 | 14.2251 | NA | QLD Cairns City |  |  | FALSE | #N/A | #N/A | #N/A | #N/A | #N/A | #N/A | #N/A | #N/A | #N/A | #N/A
TRUE | QLD | QCNS | Cairns City | Energy Queensland | Summer | Coincident_unreconciled | 2025 | POE50 | 20.387 | NA | QLD Cairns City |  |  | FALSE | #N/A | #N/A | #N/A | #N/A | #N/A | #N/A | #N/A | #N/A | #N/A | #N/A
TRUE | QLD | QCNS | Cairns City | Energy Queensland | Summer | Coincident_unreconciled | 2025 | POE90 | 14.7776 | NA | QLD Cairns City |  |  | FALSE | #N/A | #N/A | #N/A | #N/A | #N/A | #N/A | #N/A | #N/A | #N/A | #N/A
TRUE | QLD | QCNS | Cairns City | Energy Queensland | Summer | Non-coincident | 2025 | POE50 | 16.156 | 44.8464 | QLD Cairns City |  |  | FALSE | #N/A | #N/A | #N/A | #N/A | #N/A | #N/A | #N/A | #N/A | #N/A | #N/A
TRUE | QLD | QCNS | Cairns City | Energy Queensland | Summer | Non-coincident | 2025 | POE90 | 14.3836 | NA | QLD Cairns City |  |  | FALSE | #N/A | #N/A | #N/A | #N/A | #N/A | #N/A | #N/A | #N/A | #N/A | #N/A
TRUE | QLD | QCNS | Cairns City | Energy Queensland | Summer | Coincident_unreconciled | 2026 | POE50 | 20.6731 | NA | QLD Cairns City |  |  | FALSE | #N/A | #N/A | #N/A | #N/A | #N/A | #N/A | #N/A | #N/A | #N/A | #N/A
TRUE | QLD | QCNS | Cairns City | Energy Queensland | Summer | Coincident_unreconciled | 2026 | POE90 | 15.0019 | NA | QLD Cairns City |  |  | FALSE | #N/A | #N/A | #N/A | #N/A | #N/A | #N/A | #N/A | #N/A | #N/A | #N/A
TRUE | QLD | QCNS | Cairns City | Energy Queensland | Summer | Non-coincident | 2026 | POE50 | 16.3348 | 45.2883 | QLD Cairns City |  |  | FALSE | #N/A | #N/A | #N/A | #N/A | #N/A | #N/A | #N/A | #N/A | #N/A | #N/A
TRUE | QLD | QCNS | Cairns City | Energy Queensland | Summer | Non-coincident | 2026 | POE90 | 14.5429 | NA | QLD Cairns City |  |  | FALSE | #N/A | #N/A | #N/A | #N/A | #N/A | #N/A | #N/A | #N/A | #N/A | #N/A
TRUE | QLD | QCNS | Cairns City | Energy Queensland | Summer | Coincident_unreconciled | 2027 | POE50 | 21.0036 | NA | QLD Cairns City |  |  | FALSE | #N/A | #N/A | #N/A | #N/A | #N/A | #N/A | #N/A | #N/A | #N/A | #N/A
TRUE | QLD | QCNS | Cairns City | Energy Queensland | Summer | Coincident_unreconciled | 2027 | POE90 | 15.268 | NA | QLD Cairns City |  |  | FALSE | #N/A | #N/A | #N/A | #N/A | #N/A | #N/A | #N/A | #N/A | #N/A | #N/A
TRUE | QLD | QCNS | Cairns City | Energy Queensland | Summer | Non-coincident | 2027 | POE50 | 16.5223 | 45.7732 | QLD Cairns City |  |  | FALSE | #N/A | #N/A | #N/A | #N/A | #N/A | #N/A | #N/A | #N/A | #N/A | #N/A
TRUE | QLD | QCNS | Cairns City | Energy Queensland | Summer | Non-coincident | 2027 | POE90 | 14.7101 | NA | QLD Cairns City |  |  | FALSE | #N/A | #N/A | #N/A | #N/A | #N/A | #N/A | #N/A | #N/A | #N/A | #N/A
TRUE | QLD | QCNS | Cairns City | Energy Queensland | Summer | Coincident_unreconciled | 2028 | POE50 | 21.3669 | NA | QLD Cairns City |  |  | FALSE | #N/A | #N/A | #N/A | #N/A | #N/A | #N/A | #N/A | #N/A | #N/A | #N/A
TRUE | QLD | QCNS | Cairns City | Energy Queensland | Summer | Coincident_unreconciled | 2028 | POE90 | 15.5648 | NA | QLD Cairns City |  |  | FALSE | #N/A | #N/A | #N/A | #N/A | #N/A | #N/A | #N/A | #N/A | #N/A | #N/A
TRUE | QLD | QCNS | Cairns City | Energy Queensland | Summer | Non-coincident | 2028 | POE50 | 16.7181 | 46.2919 | QLD Cairns City |  |  | FALSE | #N/A | #N/A | #N/A | #N/A | #N/A | #N/A | #N/A | #N/A | #N/A | #N/A
TRUE | QLD | QCNS | Cairns City | Energy Queensland | Summer | Non-coincident | 2028 | POE90 | 14.8849 | NA | QLD Cairns City |  |  | FALSE | #N/A | #N/A | #N/A | #N/A | #N/A | #N/A | #N/A | #N/A | #N/A | #N/A
TRUE | QLD | QCNS | Cairns City | Energy Queensland | Summer | Coincident_unreconciled | 2029 | POE50 | 21.7476 | NA | QLD Cairns City |  |  | FALSE | #N/A | #N/A | #N/A | #N/A | #N/A | #N/A | #N/A | #N/A | #N/A | #N/A
TRUE | QLD | QCNS | Cairns City | Energy Queensland | Summer | Coincident_unreconciled | 2029 | POE90 | 15.8789 | NA | QLD Cairns City |  |  | FALSE | #N/A | #N/A | #N/A | #N/A | #N/A | #N/A | #N/A | #N/A | #N/A | #N/A
TRUE | QLD | QCNS | Cairns City | Energy Queensland | Summer | Non-coincident | 2029 | POE50 | 16.9187 | 46.827 | QLD Cairns City |  |  | FALSE | #N/A | #N/A | #N/A | #N/A | #N/A | #N/A | #N/A | #N/A | #N/A | #N/A
TRUE | QLD | QCNS | Cairns City | Energy Queensland | Summer | Non-coincident | 2029 | POE90 | 15.0644 | NA | QLD Cairns City |  |  | FALSE | #N/A | #N/A | #N/A | #N/A | #N/A | #N/A | #N/A | #N/A | #N/A | #N/A
TRUE | QLD | QCNS | Cairns City | Energy Queensland | Summer | Coincident_unreconciled | 2030 | POE50 | 22.133 | NA | QLD Cairns City |  |  | FALSE | #N/A | #N/A | #N/A | #N/A | #N/A | #N/A | #N/A | #N/A | #N/A | #N/A
TRUE | QLD | QCNS | Cairns City | Energy Queensland | Summer | Coincident_unreconciled | 2030 | POE90 | 16.1976 | NA | QLD Cairns City |  |  | FALSE | #N/A | #N/A | #N/A | #N/A | #N/A | #N/A | #N/A | #N/A | #N/A | #N/A
TRUE | QLD | QCNS | Cairns City | Energy Queensland | Summer | Non-coincident | 2030 | POE50 | 17.1257 | 47.3701 | QLD Cairns City |  |  | FALSE | #N/A | #N/A | #N/A | #N/A | #N/A | #N/A | #N/A | #N/A | #N/A | #N/A
TRUE | QLD | QCNS | Cairns City | Energy Queensland | Summer | Non-coincident | 2030 | POE90 | 15.2503 | NA | QLD Cairns City |  |  | FALSE | #N/A | #N/A | #N/A | #N/A | #N/A | #N/A | #N/A | #N/A | #N/A | #N/A
TRUE | QLD | QCNS | Cairns City | Energy Queensland | Winter | Coincident | 2016 | ACTUAL_OPG | 16.2935 | 27.423 | QLD Cairns City |  |  | FALSE | #N/A | #N/A | #N/A | #N/A | #N/A | #N/A | #N/A | #N/A | #N/A | #N/A
TRUE | QLD | QCNS | Cairns City | Energy Queensland | Winter | Coincident | 2016 | ACTUAL_RAW | 16.2935 | 27.423 | QLD Cairns City |  |  | FALSE | #N/A | #N/A | #N/A | #N/A | #N/A | #N/A | #N/A | #N/A | #N/A | #N/A
TRUE | QLD | QCNS | Cairns City | Energy Queensland | Winter | Non-coincident | 2016 | ACTUAL_RAW | 12.9442 | 38.6446 | QLD Cairns City |  |  | FALSE | #N/A | #N/A | #N/A | #N/A | #N/A | #N/A | #N/A | #N/A | #N/A | #N/A
TRUE | QLD | QCNS | Cairns City | Energy Queensland | Winter | Non-coincident | 2016 | ACTUAL_OPG | 12.9442 | 38.6446 | QLD Cairns City |  |  | FALSE | #N/A | #N/A | #N/A | #N/A | #N/A | #N/A | #N/A | #N/A | #N/A | #N/A
TRUE | QLD | QCNS | Cairns City | Energy Queensland | Winter | Non-coincident | 2016 | ACTUAL_ADJUSTEDOPG | 12.9442 | 38.6446 | QLD Cairns City |  |  | FALSE | #N/A | #N/A | #N/A | #N/A | #N/A | #N/A | #N/A | #N/A | #N/A | #N/A
TRUE | QLD | QCNS | Cairns City | Energy Queensland | Winter | Coincident | 2017 | ACTUAL_OPG | 23.2544 | 24.7833 | QLD Cairns City |  |  | FALSE | #N/A | #N/A | #N/A | #N/A | #N/A | #N/A | #N/A | #N/A | #N/A | #N/A
TRUE | QLD | QCNS | Cairns City | Energy Queensland | Winter | Coincident | 2017 | ACTUAL_RAW | 23.2544 | 24.7833 | QLD Cairns City |  |  | FALSE | #N/A | #N/A | #N/A | #N/A | #N/A | #N/A | #N/A | #N/A | #N/A | #N/A
TRUE | QLD | QCNS | Cairns City | Energy Queensland | Winter | Non-coincident | 2017 | ACTUAL_RAW | 12.4403 | 34.4177 | QLD Cairns City |  |  | FALSE | #N/A | #N/A | #N/A | #N/A | #N/A | #N/A | #N/A | #N/A | #N/A | #N/A
TRUE | QLD | QCNS | Cairns City | Energy Queensland | Winter | Non-coincident | 2017 | ACTUAL_OPG | 12.4403 | 34.4177 | QLD Cairns City |  |  | FALSE | #N/A | #N/A | #N/A | #N/A | #N/A | #N/A | #N/A | #N/A | #N/A | #N/A
TRUE | QLD | QCNS | Cairns City | Energy Queensland | Winter | Non-coincident | 2017 | ACTUAL_ADJUSTEDOPG | 12.4403 | 34.4177 | QLD Cairns City |  |  | FALSE | #N/A | #N/A | #N/A | #N/A | #N/A | #N/A | #N/A | #N/A | #N/A | #N/A
TRUE | QLD | QCNS | Cairns City | Energy Queensland | Winter | Coincident | 2018 | ACTUAL_OPG | 21.977 | 22.5785 | QLD Cairns City |  |  | FALSE | #N/A | #N/A | #N/A | #N/A | #N/A | #N/A | #N/A | #N/A | #N/A | #N/A
TRUE | QLD | QCNS | Cairns City | Energy Queensland | Winter | Coincident | 2018 | ACTUAL_RAW | 21.977 | 22.5785 | QLD Cairns City |  |  | FALSE | #N/A | #N/A | #N/A | #N/A | #N/A | #N/A | #N/A | #N/A | #N/A | #N/A
TRUE | QLD | QCNS | Cairns City | Energy Queensland | Winter | Non-coincident | 2018 | ACTUAL_RAW | 12.1097 | 32.729 | QLD Cairns City |  |  | FALSE | #N/A | #N/A | #N/A | #N/A | #N/A | #N/A | #N/A | #N/A | #N/A | #N/A
TRUE | QLD | QCNS | Cairns City | Energy Queensland | Winter | Non-coincident | 2018 | ACTUAL_OPG | 12.1097 | 32.729 | QLD Cairns City |  |  | FALSE | #N/A | #N/A | #N/A | #N/A | #N/A | #N/A | #N/A | #N/A | #N/A | #N/A
TRUE | QLD | QCNS | Cairns City | Energy Queensland | Winter | Non-coincident | 2018 | ACTUAL_ADJUSTEDOPG | 12.1097 | 32.729 | QLD Cairns City |  |  | FALSE | #N/A | #N/A | #N/A | #N/A | #N/A | #N/A | #N/A | #N/A | #N/A | #N/A
TRUE | QLD | QCNS | Cairns City | Energy Queensland | Winter | Coincident | 2019 | ACTUAL_OPG | 21.4314 | 23.0815 | QLD Cairns City |  |  | FALSE | #N/A | #N/A | #N/A | #N/A | #N/A | #N/A | #N/A | #N/A | #N/A | #N/A
TRUE | QLD | QCNS | Cairns City | Energy Queensland | Winter | Coincident | 2019 | ACTUAL_RAW | 21.4314 | 23.0815 | QLD Cairns City |  |  | FALSE | #N/A | #N/A | #N/A | #N/A | #N/A | #N/A | #N/A | #N/A | #N/A | #N/A
TRUE | QLD | QCNS | Cairns City | Energy Queensland | Winter | Non-coincident | 2019 | ACTUAL_RAW | 11.3023 | 31.2992 | QLD Cairns City |  |  | FALSE | #N/A | #N/A | #N/A | #N/A | #N/A | #N/A | #N/A | #N/A | #N/A | #N/A
TRUE | QLD | QCNS | Cairns City | Energy Queensland | Winter | Non-coincident | 2019 | ACTUAL_OPG | 11.3023 | 31.2992 | QLD Cairns City |  |  | FALSE | #N/A | #N/A | #N/A | #N/A | #N/A | #N/A | #N/A | #N/A | #N/A | #N/A
TRUE | QLD | QCNS | Cairns City | Energy Queensland | Winter | Non-coincident | 2019 | ACTUAL_ADJUSTEDOPG | 11.3023 | 31.2992 | QLD Cairns City |  |  | FALSE | #N/A | #N/A | #N/A | #N/A | #N/A | #N/A | #N/A | #N/A | #N/A | #N/A
TRUE | QLD | QCNS | Cairns City | Energy Queensland | Winter | Non-coincident | 2019 | BASEYEARPOE90 | 11.4616 | NA | QLD Cairns City |  |  | FALSE | #N/A | #N/A | #N/A | #N/A | #N/A | #N/A | #N/A | #N/A | #N/A | #N/A
TRUE | QLD | QCNS | Cairns City | Energy Queensland | Winter | Non-coincident | 2019 | BASEYEARPOE50 | 11.789 | 34.1543 | QLD Cairns City |  |  | FALSE | #N/A | #N/A | #N/A | #N/A | #N/A | #N/A | #N/A | #N/A | #N/A | #N/A
TRUE | QLD | QCNS | Cairns City | Energy Queensland | Winter | Coincident_unreconciled | 2020 | POE50 | 22 | NA | QLD Cairns City |  |  | FALSE | #N/A | #N/A | #N/A | #N/A | #N/A | #N/A | #N/A | #N/A | #N/A | #N/A
TRUE | QLD | QCNS | Cairns City | Energy Queensland | Winter | Coincident_unreconciled | 2020 | POE90 | 20.4944 | NA | QLD Cairns City |  |  | FALSE | #N/A | #N/A | #N/A | #N/A | #N/A | #N/A | #N/A | #N/A | #N/A | #N/A
TRUE | QLD | QCNS | Cairns City | Energy Queensland | Winter | Non-coincident | 2020 | POE50 | 12.0249 | 34.3039 | QLD Cairns City |  |  | FALSE | #N/A | #N/A | #N/A | #N/A | #N/A | #N/A | #N/A | #N/A | #N/A | #N/A
TRUE | QLD | QCNS | Cairns City | Energy Queensland | Winter | Non-coincident | 2020 | POE90 | 11.7052 | NA | QLD Cairns City |  |  | FALSE | #N/A | #N/A | #N/A | #N/A | #N/A | #N/A | #N/A | #N/A | #N/A | #N/A
TRUE | QLD | QCNS | Cairns City | Energy Queensland | Winter | Coincident_unreconciled | 2021 | POE50 | 21.1159 | NA | QLD Cairns City |  |  | FALSE | #N/A | #N/A | #N/A | #N/A | #N/A | #N/A | #N/A | #N/A | #N/A | #N/A
TRUE | QLD | QCNS | Cairns City | Energy Queensland | Winter | Coincident_unreconciled | 2021 | POE90 | 19.5958 | NA | QLD Cairns City |  |  | FALSE | #N/A | #N/A | #N/A | #N/A | #N/A | #N/A | #N/A | #N/A | #N/A | #N/A
TRUE | QLD | QCNS | Cairns City | Energy Queensland | Winter | Non-coincident | 2021 | POE50 | 12.1406 | 33.9942 | QLD Cairns City |  |  | FALSE | #N/A | #N/A | #N/A | #N/A | #N/A | #N/A | #N/A | #N/A | #N/A | #N/A
TRUE | QLD | QCNS | Cairns City | Energy Queensland | Winter | Non-coincident | 2021 | POE90 | 11.8179 | NA | QLD Cairns City |  |  | FALSE | #N/A | #N/A | #N/A | #N/A | #N/A | #N/A | #N/A | #N/A | #N/A | #N/A
TRUE | QLD | QCNS | Cairns City | Energy Queensland | Winter | Coincident_unreconciled | 2022 | POE50 | 19.5899 | NA | QLD Cairns City |  |  | FALSE | #N/A | #N/A | #N/A | #N/A | #N/A | #N/A | #N/A | #N/A | #N/A | #N/A
TRUE | QLD | QCNS | Cairns City | Energy Queensland | Winter | Coincident_unreconciled | 2022 | POE90 | 18.0522 | NA | QLD Cairns City |  |  | FALSE | #N/A | #N/A | #N/A | #N/A | #N/A | #N/A | #N/A | #N/A | #N/A | #N/A
TRUE | QLD | QCNS | Cairns City | Energy Queensland | Winter | Non-coincident | 2022 | POE50 | 12.2805 | 33.3652 | QLD Cairns City |  |  | FALSE | #N/A | #N/A | #N/A | #N/A | #N/A | #N/A | #N/A | #N/A | #N/A | #N/A
TRUE | QLD | QCNS | Cairns City | Energy Queensland | Winter | Non-coincident | 2022 | POE90 | 11.954 | NA | QLD Cairns City |  |  | FALSE | #N/A | #N/A | #N/A | #N/A | #N/A | #N/A | #N/A | #N/A | #N/A | #N/A
TRUE | QLD | QCNS | Cairns City | Energy Queensland | Winter | Coincident_unreconciled | 2023 | POE50 | 18.7429 | NA | QLD Cairns City |  |  | FALSE | #N/A | #N/A | #N/A | #N/A | #N/A | #N/A | #N/A | #N/A | #N/A | #N/A
TRUE | QLD | QCNS | Cairns City | Energy Queensland | Winter | Coincident_unreconciled | 2023 | POE90 | 17.1878 | NA | QLD Cairns City |  |  | FALSE | #N/A | #N/A | #N/A | #N/A | #N/A | #N/A | #N/A | #N/A | #N/A | #N/A
TRUE | QLD | QCNS | Cairns City | Energy Queensland | Winter | Non-coincident | 2023 | POE50 | 12.4203 | 33.1139 | QLD Cairns City |  |  | FALSE | #N/A | #N/A | #N/A | #N/A | #N/A | #N/A | #N/A | #N/A | #N/A | #N/A
TRUE | QLD | QCNS | Cairns City | Energy Queensland | Winter | Non-coincident | 2023 | POE90 | 12.0901 | NA | QLD Cairns City |  |  | FALSE | #N/A | #N/A | #N/A | #N/A | #N/A | #N/A | #N/A | #N/A | #N/A | #N/A
TRUE | QLD | QCNS | Cairns City | Energy Queensland | Winter | Coincident_unreconciled | 2024 | POE50 | 18.9063 | NA | QLD Cairns City |  |  | FALSE | #N/A | #N/A | #N/A | #N/A | #N/A | #N/A | #N/A | #N/A | #N/A | #N/A
TRUE | QLD | QCNS | Cairns City | Energy Queensland | Winter | Coincident_unreconciled | 2024 | POE90 | 17.3336 | NA | QLD Cairns City |  |  | FALSE | #N/A | #N/A | #N/A | #N/A | #N/A | #N/A | #N/A | #N/A | #N/A | #N/A
TRUE | QLD | QCNS | Cairns City | Energy Queensland | Winter | Non-coincident | 2024 | POE50 | 12.5601 | 33.4246 | QLD Cairns City |  |  | FALSE | #N/A | #N/A | #N/A | #N/A | #N/A | #N/A | #N/A | #N/A | #N/A | #N/A
TRUE | QLD | QCNS | Cairns City | Energy Queensland | Winter | Non-coincident | 2024 | POE90 | 12.2261 | NA | QLD Cairns City |  |  | FALSE | #N/A | #N/A | #N/A | #N/A | #N/A | #N/A | #N/A | #N/A | #N/A | #N/A
TRUE | QLD | QCNS | Cairns City | Energy Queensland | Winter | Coincident_unreconciled | 2025 | POE50 | 19.0719 | NA | QLD Cairns City |  |  | FALSE | #N/A | #N/A | #N/A | #N/A | #N/A | #N/A | #N/A | #N/A | #N/A | #N/A
TRUE | QLD | QCNS | Cairns City | Energy Queensland | Winter | Coincident_unreconciled | 2025 | POE90 | 17.4817 | NA | QLD Cairns City |  |  | FALSE | #N/A | #N/A | #N/A | #N/A | #N/A | #N/A | #N/A | #N/A | #N/A | #N/A
TRUE | QLD | QCNS | Cairns City | Energy Queensland | Winter | Non-coincident | 2025 | POE50 | 12.7003 | 33.738 | QLD Cairns City |  |  | FALSE | #N/A | #N/A | #N/A | #N/A | #N/A | #N/A | #N/A | #N/A | #N/A | #N/A
TRUE | QLD | QCNS | Cairns City | Energy Queensland | Winter | Non-coincident | 2025 | POE90 | 12.3625 | NA | QLD Cairns City |  |  | FALSE | #N/A | #N/A | #N/A | #N/A | #N/A | #N/A | #N/A | #N/A | #N/A | #N/A
TRUE | QLD | QCNS | Cairns City | Energy Queensland | Winter | Coincident_unreconciled | 2026 | POE50 | 19.2656 | NA | QLD Cairns City |  |  | FALSE | #N/A | #N/A | #N/A | #N/A | #N/A | #N/A | #N/A | #N/A | #N/A | #N/A
TRUE | QLD | QCNS | Cairns City | Energy Queensland | Winter | Coincident_unreconciled | 2026 | POE90 | 17.6578 | NA | QLD Cairns City |  |  | FALSE | #N/A | #N/A | #N/A | #N/A | #N/A | #N/A | #N/A | #N/A | #N/A | #N/A
TRUE | QLD | QCNS | Cairns City | Energy Queensland | Winter | Non-coincident | 2026 | POE50 | 12.8422 | 34.0706 | QLD Cairns City |  |  | FALSE | #N/A | #N/A | #N/A | #N/A | #N/A | #N/A | #N/A | #N/A | #N/A | #N/A
TRUE | QLD | QCNS | Cairns City | Energy Queensland | Winter | Non-coincident | 2026 | POE90 | 12.5004 | NA | QLD Cairns City |  |  | FALSE | #N/A | #N/A | #N/A | #N/A | #N/A | #N/A | #N/A | #N/A | #N/A | #N/A
TRUE | QLD | QCNS | Cairns City | Energy Queensland | Winter | Coincident_unreconciled | 2027 | POE50 | 19.5107 | NA | QLD Cairns City |  |  | FALSE | #N/A | #N/A | #N/A | #N/A | #N/A | #N/A | #N/A | #N/A | #N/A | #N/A
TRUE | QLD | QCNS | Cairns City | Energy Queensland | Winter | Coincident_unreconciled | 2027 | POE90 | 17.8841 | NA | QLD Cairns City |  |  | FALSE | #N/A | #N/A | #N/A | #N/A | #N/A | #N/A | #N/A | #N/A | #N/A | #N/A
TRUE | QLD | QCNS | Cairns City | Energy Queensland | Winter | Non-coincident | 2027 | POE50 | 12.9952 | 34.4491 | QLD Cairns City |  |  | FALSE | #N/A | #N/A | #N/A | #N/A | #N/A | #N/A | #N/A | #N/A | #N/A | #N/A
TRUE | QLD | QCNS | Cairns City | Energy Queensland | Winter | Non-coincident | 2027 | POE90 | 12.6483 | NA | QLD Cairns City |  |  | FALSE | #N/A | #N/A | #N/A | #N/A | #N/A | #N/A | #N/A | #N/A | #N/A | #N/A
TRUE | QLD | QCNS | Cairns City | Energy Queensland | Winter | Coincident_unreconciled | 2028 | POE50 | 19.7783 | NA | QLD Cairns City |  |  | FALSE | #N/A | #N/A | #N/A | #N/A | #N/A | #N/A | #N/A | #N/A | #N/A | #N/A
TRUE | QLD | QCNS | Cairns City | Energy Queensland | Winter | Coincident_unreconciled | 2028 | POE90 | 18.1329 | NA | QLD Cairns City |  |  | FALSE | #N/A | #N/A | #N/A | #N/A | #N/A | #N/A | #N/A | #N/A | #N/A | #N/A
TRUE | QLD | QCNS | Cairns City | Energy Queensland | Winter | Non-coincident | 2028 | POE50 | 13.152 | 34.8452 | QLD Cairns City |  |  | FALSE | #N/A | #N/A | #N/A | #N/A | #N/A | #N/A | #N/A | #N/A | #N/A | #N/A
TRUE | QLD | QCNS | Cairns City | Energy Queensland | Winter | Non-coincident | 2028 | POE90 | 12.799 | NA | QLD Cairns City |  |  | FALSE | #N/A | #N/A | #N/A | #N/A | #N/A | #N/A | #N/A | #N/A | #N/A | #N/A
TRUE | QLD | QCNS | Cairns City | Energy Queensland | Winter | Coincident_unreconciled | 2029 | POE50 | 20.0591 | NA | QLD Cairns City |  |  | FALSE | #N/A | #N/A | #N/A | #N/A | #N/A | #N/A | #N/A | #N/A | #N/A | #N/A
TRUE | QLD | QCNS | Cairns City | Energy Queensland | Winter | Coincident_unreconciled | 2029 | POE90 | 18.3947 | NA | QLD Cairns City |  |  | FALSE | #N/A | #N/A | #N/A | #N/A | #N/A | #N/A | #N/A | #N/A | #N/A | #N/A
TRUE | QLD | QCNS | Cairns City | Energy Queensland | Winter | Non-coincident | 2029 | POE50 | 13.3147 | 35.2533 | QLD Cairns City |  |  | FALSE | #N/A | #N/A | #N/A | #N/A | #N/A | #N/A | #N/A | #N/A | #N/A | #N/A
TRUE | QLD | QCNS | Cairns City | Energy Queensland | Winter | Non-coincident | 2029 | POE90 | 12.9531 | NA | QLD Cairns City |  |  | FALSE | #N/A | #N/A | #N/A | #N/A | #N/A | #N/A | #N/A | #N/A | #N/A | #N/A
TRUE | QLD | QCNS | Cairns City | Energy Queensland | Shoulder | Non-coincident | 2019 | BASEYEARPOE10 | NA | 41.0349 | QLD Cairns City |  |  | FALSE | #N/A | #N/A | #N/A | #N/A | #N/A | #N/A | #N/A | #N/A | #N/A | #N/A
TRUE | QLD | QCNS | Cairns City | Energy Queensland | Shoulder | Coincident | 2021 | POE10 | NA | 33.7332 | QLD Cairns City |  |  | FALSE | #N/A | #N/A | #N/A | #N/A | #N/A | #N/A | #N/A | #N/A | #N/A | #N/A
TRUE | QLD | QCNS | Cairns City | Energy Queensland | Shoulder | Coincident | 2021 | POE50 | NA | 33.5314 | QLD Cairns City |  |  | FALSE | #N/A | #N/A | #N/A | #N/A | #N/A | #N/A | #N/A | #N/A | #N/A | #N/A
TRUE | QLD | QCNS | Cairns City | Energy Queensland | Shoulder | Non-coincident | 2021 | POE10 | NA | 40.4736 | QLD Cairns City |  |  | FALSE | #N/A | #N/A | #N/A | #N/A | #N/A | #N/A | #N/A | #N/A | #N/A | #N/A
TRUE | QLD | QCNS | Cairns City | Energy Queensland | Shoulder | Coincident | 2022 | POE10 | NA | 34.5921 | QLD Cairns City |  |  | FALSE | #N/A | #N/A | #N/A | #N/A | #N/A | #N/A | #N/A | #N/A | #N/A | #N/A
TRUE | QLD | QCNS | Cairns City | Energy Queensland | Shoulder | Coincident | 2022 | POE50 | NA | 33.7947 | QLD Cairns City |  |  | FALSE | #N/A | #N/A | #N/A | #N/A | #N/A | #N/A | #N/A | #N/A | #N/A | #N/A
TRUE | QLD | QCNS | Cairns City | Energy Queensland | Shoulder | Non-coincident | 2022 | POE10 | NA | 39.7077 | QLD Cairns City |  |  | FALSE | #N/A | #N/A | #N/A | #N/A | #N/A | #N/A | #N/A | #N/A | #N/A | #N/A
TRUE | QLD | QCNS | Cairns City | Energy Queensland | Shoulder | Coincident | 2023 | POE10 | NA | 34.5998 | QLD Cairns City |  |  | FALSE | #N/A | #N/A | #N/A | #N/A | #N/A | #N/A | #N/A | #N/A | #N/A | #N/A
TRUE | QLD | QCNS | Cairns City | Energy Queensland | Shoulder | Coincident | 2023 | POE50 | NA | 33.9481 | QLD Cairns City |  |  | FALSE | #N/A | #N/A | #N/A | #N/A | #N/A | #N/A | #N/A | #N/A | #N/A | #N/A
TRUE | QLD | QCNS | Cairns City | Energy Queensland | Shoulder | Non-coincident | 2023 | POE10 | NA | 39.239 | QLD Cairns City |  |  | FALSE | #N/A | #N/A | #N/A | #N/A | #N/A | #N/A | #N/A | #N/A | #N/A | #N/A
TRUE | QLD | QCNS | Cairns City | Energy Queensland | Shoulder | Coincident | 2024 | POE10 | NA | 35.026 | QLD Cairns City |  |  | FALSE | #N/A | #N/A | #N/A | #N/A | #N/A | #N/A | #N/A | #N/A | #N/A | #N/A
TRUE | QLD | QCNS | Cairns City | Energy Queensland | Shoulder | Coincident | 2024 | POE50 | NA | 34.8131 | QLD Cairns City |  |  | FALSE | #N/A | #N/A | #N/A | #N/A | #N/A | #N/A | #N/A | #N/A | #N/A | #N/A
TRUE | QLD | QCNS | Cairns City | Energy Queensland | Shoulder | Non-coincident | 2024 | POE10 | NA | 39.4173 | QLD Cairns City |  |  | FALSE | #N/A | #N/A | #N/A | #N/A | #N/A | #N/A | #N/A | #N/A | #N/A | #N/A
TRUE | QLD | QCNS | Cairns City | Energy Queensland | Shoulder | Coincident | 2025 | POE10 | NA | 35.4966 | QLD Cairns City |  |  | FALSE | #N/A | #N/A | #N/A | #N/A | #N/A | #N/A | #N/A | #N/A | #N/A | #N/A
TRUE | QLD | QCNS | Cairns City | Energy Queensland | Shoulder | Coincident | 2025 | POE50 | NA | 35.0238 | QLD Cairns City |  |  | FALSE | #N/A | #N/A | #N/A | #N/A | #N/A | #N/A | #N/A | #N/A | #N/A | #N/A
TRUE | QLD | QCNS | Cairns City | Energy Queensland | Shoulder | Non-coincident | 2025 | POE10 | NA | 39.7961 | QLD Cairns City |  |  | FALSE | #N/A | #N/A | #N/A | #N/A | #N/A | #N/A | #N/A | #N/A | #N/A | #N/A
TRUE | QLD | QCNS | Cairns City | Energy Queensland | Shoulder | Coincident | 2026 | POE10 | NA | 35.679 | QLD Cairns City |  |  | FALSE | #N/A | #N/A | #N/A | #N/A | #N/A | #N/A | #N/A | #N/A | #N/A | #N/A
TRUE | QLD | QCNS | Cairns City | Energy Queensland | Shoulder | Coincident | 2026 | POE50 | NA | 35.3969 | QLD Cairns City |  |  | FALSE | #N/A | #N/A | #N/A | #N/A | #N/A | #N/A | #N/A | #N/A | #N/A | #N/A
TRUE | QLD | QCNS | Cairns City | Energy Queensland | Shoulder | Non-coincident | 2026 | POE10 | NA | 40.1841 | QLD Cairns City |  |  | FALSE | #N/A | #N/A | #N/A | #N/A | #N/A | #N/A | #N/A | #N/A | #N/A | #N/A
TRUE | QLD | QCNS | Cairns City | Energy Queensland | Shoulder | Coincident | 2027 | POE10 | NA | 35.9231 | QLD Cairns City |  |  | FALSE | #N/A | #N/A | #N/A | #N/A | #N/A | #N/A | #N/A | #N/A | #N/A | #N/A
TRUE | QLD | QCNS | Cairns City | Energy Queensland | Shoulder | Coincident | 2027 | POE50 | NA | 35.6039 | QLD Cairns City |  |  | FALSE | #N/A | #N/A | #N/A | #N/A | #N/A | #N/A | #N/A | #N/A | #N/A | #N/A
TRUE | QLD | QCNS | Cairns City | Energy Queensland | Shoulder | Non-coincident | 2027 | POE10 | NA | 40.6122 | QLD Cairns City |  |  | FALSE | #N/A | #N/A | #N/A | #N/A | #N/A | #N/A | #N/A | #N/A | #N/A | #N/A
TRUE | QLD | QCNS | Cairns City | Energy Queensland | Shoulder | Coincident | 2028 | POE10 | NA | 36.2011 | QLD Cairns City |  |  | FALSE | #N/A | #N/A | #N/A | #N/A | #N/A | #N/A | #N/A | #N/A | #N/A | #N/A
TRUE | QLD | QCNS | Cairns City | Energy Queensland | Shoulder | Coincident | 2028 | POE50 | NA | 35.9662 | QLD Cairns City |  |  | FALSE | #N/A | #N/A | #N/A | #N/A | #N/A | #N/A | #N/A | #N/A | #N/A | #N/A
TRUE | QLD | QCNS | Cairns City | Energy Queensland | Shoulder | Non-coincident | 2028 | POE10 | NA | 41.073 | QLD Cairns City |  |  | FALSE | #N/A | #N/A | #N/A | #N/A | #N/A | #N/A | #N/A | #N/A | #N/A | #N/A
TRUE | QLD | QCNS | Cairns City | Energy Queensland | Shoulder | Coincident | 2029 | POE10 | NA | 36.9674 | QLD Cairns City |  |  | FALSE | #N/A | #N/A | #N/A | #N/A | #N/A | #N/A | #N/A | #N/A | #N/A | #N/A
TRUE | QLD | QCNS | Cairns City | Energy Queensland | Shoulder | Coincident | 2029 | POE50 | NA | 36.5112 | QLD Cairns City |  |  | FALSE | #N/A | #N/A | #N/A | #N/A | #N/A | #N/A | #N/A | #N/A | #N/A | #N/A
TRUE | QLD | QCNS | Cairns City | Energy Queensland | Shoulder | Non-coincident | 2029 | POE10 | NA | 41.5506 | QLD Cairns City |  |  | FALSE | #N/A | #N/A | #N/A | #N/A | #N/A | #N/A | #N/A | #N/A | #N/A | #N/A
TRUE | QLD | QCNS | Cairns City | Energy Queensland | Shoulder | Coincident | 2030 | POE10 | NA | 37.3998 | QLD Cairns City |  |  | FALSE | #N/A | #N/A | #N/A | #N/A | #N/A | #N/A | #N/A | #N/A | #N/A | #N/A
TRUE | QLD | QCNS | Cairns City | Energy Queensland | Shoulder | Coincident | 2030 | POE50 | NA | 36.9766 | QLD Cairns City |  |  | FALSE | #N/A | #N/A | #N/A | #N/A | #N/A | #N/A | #N/A | #N/A | #N/A | #N/A
TRUE | QLD | QCNS | Cairns City | Energy Queensland | Shoulder | Non-coincident | 2030 | POE10 | NA | 42.0358 | QLD Cairns City |  |  | FALSE | #N/A | #N/A | #N/A | #N/A | #N/A | #N/A | #N/A | #N/A | #N/A | #N/A
TRUE | QLD | QCNS | Cairns City | Energy Queensland | Summer | Non-coincident | 2019 | BASEYEARPOE10 | NA | 47.7395 | QLD Cairns City |  |  | FALSE | #N/A | #N/A | #N/A | #N/A | #N/A | #N/A | #N/A | #N/A | #N/A | #N/A
TRUE | QLD | QCNS | Cairns City | Energy Queensland | Summer | Coincident | 2021 | POE10 | NA | 38.585 | QLD Cairns City |  |  | FALSE | #N/A | #N/A | #N/A | #N/A | #N/A | #N/A | #N/A | #N/A | #N/A | #N/A
TRUE | QLD | QCNS | Cairns City | Energy Queensland | Summer | Coincident | 2021 | POE50 | NA | 37.9154 | QLD Cairns City |  |  | FALSE | #N/A | #N/A | #N/A | #N/A | #N/A | #N/A | #N/A | #N/A | #N/A | #N/A
TRUE | QLD | QCNS | Cairns City | Energy Queensland | Summer | Non-coincident | 2021 | POE10 | NA | 47.9372 | QLD Cairns City |  |  | FALSE | #N/A | #N/A | #N/A | #N/A | #N/A | #N/A | #N/A | #N/A | #N/A | #N/A
TRUE | QLD | QCNS | Cairns City | Energy Queensland | Summer | Coincident | 2022 | POE10 | NA | 39.2344 | QLD Cairns City |  |  | FALSE | #N/A | #N/A | #N/A | #N/A | #N/A | #N/A | #N/A | #N/A | #N/A | #N/A
TRUE | QLD | QCNS | Cairns City | Energy Queensland | Summer | Coincident | 2022 | POE50 | NA | 38.4658 | QLD Cairns City |  |  | FALSE | #N/A | #N/A | #N/A | #N/A | #N/A | #N/A | #N/A | #N/A | #N/A | #N/A
TRUE | QLD | QCNS | Cairns City | Energy Queensland | Summer | Non-coincident | 2022 | POE10 | NA | 47.2629 | QLD Cairns City |  |  | FALSE | #N/A | #N/A | #N/A | #N/A | #N/A | #N/A | #N/A | #N/A | #N/A | #N/A
TRUE | QLD | QCNS | Cairns City | Energy Queensland | Summer | Coincident | 2023 | POE10 | NA | 39.4096 | QLD Cairns City |  |  | FALSE | #N/A | #N/A | #N/A | #N/A | #N/A | #N/A | #N/A | #N/A | #N/A | #N/A
TRUE | QLD | QCNS | Cairns City | Energy Queensland | Summer | Coincident | 2023 | POE50 | NA | 38.5219 | QLD Cairns City |  |  | FALSE | #N/A | #N/A | #N/A | #N/A | #N/A | #N/A | #N/A | #N/A | #N/A | #N/A
TRUE | QLD | QCNS | Cairns City | Energy Queensland | Summer | Non-coincident | 2023 | POE10 | NA | 46.7332 | QLD Cairns City |  |  | FALSE | #N/A | #N/A | #N/A | #N/A | #N/A | #N/A | #N/A | #N/A | #N/A | #N/A
TRUE | QLD | QCNS | Cairns City | Energy Queensland | Summer | Coincident | 2024 | POE10 | NA | 40.1946 | QLD Cairns City |  |  | FALSE | #N/A | #N/A | #N/A | #N/A | #N/A | #N/A | #N/A | #N/A | #N/A | #N/A
TRUE | QLD | QCNS | Cairns City | Energy Queensland | Summer | Coincident | 2024 | POE50 | NA | 39.3204 | QLD Cairns City |  |  | FALSE | #N/A | #N/A | #N/A | #N/A | #N/A | #N/A | #N/A | #N/A | #N/A | #N/A
TRUE | QLD | QCNS | Cairns City | Energy Queensland | Summer | Non-coincident | 2024 | POE10 | NA | 47.0301 | QLD Cairns City |  |  | FALSE | #N/A | #N/A | #N/A | #N/A | #N/A | #N/A | #N/A | #N/A | #N/A | #N/A
TRUE | QLD | QCNS | Cairns City | Energy Queensland | Summer | Coincident | 2025 | POE10 | NA | 40.421 | QLD Cairns City |  |  | FALSE | #N/A | #N/A | #N/A | #N/A | #N/A | #N/A | #N/A | #N/A | #N/A | #N/A
TRUE | QLD | QCNS | Cairns City | Energy Queensland | Summer | Coincident | 2025 | POE50 | NA | 39.7446 | QLD Cairns City |  |  | FALSE | #N/A | #N/A | #N/A | #N/A | #N/A | #N/A | #N/A | #N/A | #N/A | #N/A
TRUE | QLD | QCNS | Cairns City | Energy Queensland | Summer | Non-coincident | 2025 | POE10 | NA | 47.4921 | QLD Cairns City |  |  | FALSE | #N/A | #N/A | #N/A | #N/A | #N/A | #N/A | #N/A | #N/A | #N/A | #N/A
TRUE | QLD | QCNS | Cairns City | Energy Queensland | Summer | Coincident | 2026 | POE10 | NA | 41.0123 | QLD Cairns City |  |  | FALSE | #N/A | #N/A | #N/A | #N/A | #N/A | #N/A | #N/A | #N/A | #N/A | #N/A
TRUE | QLD | QCNS | Cairns City | Energy Queensland | Summer | Coincident | 2026 | POE50 | NA | 40.1912 | QLD Cairns City |  |  | FALSE | #N/A | #N/A | #N/A | #N/A | #N/A | #N/A | #N/A | #N/A | #N/A | #N/A
TRUE | QLD | QCNS | Cairns City | Energy Queensland | Summer | Non-coincident | 2026 | POE10 | NA | 47.9631 | QLD Cairns City |  |  | FALSE | #N/A | #N/A | #N/A | #N/A | #N/A | #N/A | #N/A | #N/A | #N/A | #N/A
TRUE | QLD | QCNS | Cairns City | Energy Queensland | Summer | Coincident | 2027 | POE10 | NA | 41.1375 | QLD Cairns City |  |  | FALSE | #N/A | #N/A | #N/A | #N/A | #N/A | #N/A | #N/A | #N/A | #N/A | #N/A
TRUE | QLD | QCNS | Cairns City | Energy Queensland | Summer | Coincident | 2027 | POE50 | NA | 40.4527 | QLD Cairns City |  |  | FALSE | #N/A | #N/A | #N/A | #N/A | #N/A | #N/A | #N/A | #N/A | #N/A | #N/A
TRUE | QLD | QCNS | Cairns City | Energy Queensland | Summer | Non-coincident | 2027 | POE10 | NA | 48.4785 | QLD Cairns City |  |  | FALSE | #N/A | #N/A | #N/A | #N/A | #N/A | #N/A | #N/A | #N/A | #N/A | #N/A
TRUE | QLD | QCNS | Cairns City | Energy Queensland | Summer | Coincident | 2028 | POE10 | NA | 41.6229 | QLD Cairns City |  |  | FALSE | #N/A | #N/A | #N/A | #N/A | #N/A | #N/A | #N/A | #N/A | #N/A | #N/A
TRUE | QLD | QCNS | Cairns City | Energy Queensland | Summer | Coincident | 2028 | POE50 | NA | 40.9089 | QLD Cairns City |  |  | FALSE | #N/A | #N/A | #N/A | #N/A | #N/A | #N/A | #N/A | #N/A | #N/A | #N/A
TRUE | QLD | QCNS | Cairns City | Energy Queensland | Summer | Non-coincident | 2028 | POE10 | NA | 49.0285 | QLD Cairns City |  |  | FALSE | #N/A | #N/A | #N/A | #N/A | #N/A | #N/A | #N/A | #N/A | #N/A | #N/A
TRUE | QLD | QCNS | Cairns City | Energy Queensland | Summer | Coincident | 2029 | POE10 | NA | 41.9777 | QLD Cairns City |  |  | FALSE | #N/A | #N/A | #N/A | #N/A | #N/A | #N/A | #N/A | #N/A | #N/A | #N/A
TRUE | QLD | QCNS | Cairns City | Energy Queensland | Summer | Coincident | 2029 | POE50 | NA | 41.4349 | QLD Cairns City |  |  | FALSE | #N/A | #N/A | #N/A | #N/A | #N/A | #N/A | #N/A | #N/A | #N/A | #N/A
TRUE | QLD | QCNS | Cairns City | Energy Queensland | Summer | Non-coincident | 2029 | POE10 | NA | 49.5951 | QLD Cairns City |  |  | FALSE | #N/A | #N/A | #N/A | #N/A | #N/A | #N/A | #N/A | #N/A | #N/A | #N/A
TRUE | QLD | QCNS | Cairns City | Energy Queensland | Summer | Coincident | 2030 | POE10 | NA | 42.4935 | QLD Cairns City |  |  | FALSE | #N/A | #N/A | #N/A | #N/A | #N/A | #N/A | #N/A | #N/A | #N/A | #N/A
TRUE | QLD | QCNS | Cairns City | Energy Queensland | Summer | Coincident | 2030 | POE50 | NA | 41.7229 | QLD Cairns City |  |  | FALSE | #N/A | #N/A | #N/A | #N/A | #N/A | #N/A | #N/A | #N/A | #N/A | #N/A
TRUE | QLD | QCNS | Cairns City | Energy Queensland | Summer | Non-coincident | 2030 | POE10 | NA | 50.1695 | QLD Cairns City |  |  | FALSE | #N/A | #N/A | #N/A | #N/A | #N/A | #N/A | #N/A | #N/A | #N/A | #N/A
TRUE | QLD | QCNS | Cairns City | Energy Queensland | Winter | Non-coincident | 2019 | BASEYEARPOE10 | NA | 35.2669 | QLD Cairns City |  |  | FALSE | #N/A | #N/A | #N/A | #N/A | #N/A | #N/A | #N/A | #N/A | #N/A | #N/A
TRUE | QLD | QCNS | Cairns City | Energy Queensland | Winter | Coincident | 2020 | POE10 | NA | 26.4572 | QLD Cairns City |  |  | FALSE | #N/A | #N/A | #N/A | #N/A | #N/A | #N/A | #N/A | #N/A | #N/A | #N/A
TRUE | QLD | QCNS | Cairns City | Energy Queensland | Winter | Coincident | 2020 | POE50 | NA | 25.0954 | QLD Cairns City |  |  | FALSE | #N/A | #N/A | #N/A | #N/A | #N/A | #N/A | #N/A | #N/A | #N/A | #N/A
TRUE | QLD | QCNS | Cairns City | Energy Queensland | Winter | Non-coincident | 2020 | POE10 | NA | 35.541 | QLD Cairns City |  |  | FALSE | #N/A | #N/A | #N/A | #N/A | #N/A | #N/A | #N/A | #N/A | #N/A | #N/A
TRUE | QLD | QCNS | Cairns City | Energy Queensland | Winter | Coincident | 2021 | POE10 | NA | 26.2546 | QLD Cairns City |  |  | FALSE | #N/A | #N/A | #N/A | #N/A | #N/A | #N/A | #N/A | #N/A | #N/A | #N/A
TRUE | QLD | QCNS | Cairns City | Energy Queensland | Winter | Coincident | 2021 | POE50 | NA | 24.8872 | QLD Cairns City |  |  | FALSE | #N/A | #N/A | #N/A | #N/A | #N/A | #N/A | #N/A | #N/A | #N/A | #N/A
TRUE | QLD | QCNS | Cairns City | Energy Queensland | Winter | Non-coincident | 2021 | POE10 | NA | 35.2432 | QLD Cairns City |  |  | FALSE | #N/A | #N/A | #N/A | #N/A | #N/A | #N/A | #N/A | #N/A | #N/A | #N/A
TRUE | QLD | QCNS | Cairns City | Energy Queensland | Winter | Coincident | 2022 | POE10 | NA | 26.765 | QLD Cairns City |  |  | FALSE | #N/A | #N/A | #N/A | #N/A | #N/A | #N/A | #N/A | #N/A | #N/A | #N/A
TRUE | QLD | QCNS | Cairns City | Energy Queensland | Winter | Coincident | 2022 | POE50 | NA | 25.3597 | QLD Cairns City |  |  | FALSE | #N/A | #N/A | #N/A | #N/A | #N/A | #N/A | #N/A | #N/A | #N/A | #N/A
TRUE | QLD | QCNS | Cairns City | Energy Queensland | Winter | Non-coincident | 2022 | POE10 | NA | 34.6286 | QLD Cairns City |  |  | FALSE | #N/A | #N/A | #N/A | #N/A | #N/A | #N/A | #N/A | #N/A | #N/A | #N/A
TRUE | QLD | QCNS | Cairns City | Energy Queensland | Winter | Coincident | 2023 | POE10 | NA | 27.0828 | QLD Cairns City |  |  | FALSE | #N/A | #N/A | #N/A | #N/A | #N/A | #N/A | #N/A | #N/A | #N/A | #N/A
TRUE | QLD | QCNS | Cairns City | Energy Queensland | Winter | Coincident | 2023 | POE50 | NA | 25.6267 | QLD Cairns City |  |  | FALSE | #N/A | #N/A | #N/A | #N/A | #N/A | #N/A | #N/A | #N/A | #N/A | #N/A
TRUE | QLD | QCNS | Cairns City | Energy Queensland | Winter | Non-coincident | 2023 | POE10 | NA | 34.3917 | QLD Cairns City |  |  | FALSE | #N/A | #N/A | #N/A | #N/A | #N/A | #N/A | #N/A | #N/A | #N/A | #N/A
TRUE | QLD | QCNS | Cairns City | Energy Queensland | Winter | Coincident | 2024 | POE10 | NA | 27.773 | QLD Cairns City |  |  | FALSE | #N/A | #N/A | #N/A | #N/A | #N/A | #N/A | #N/A | #N/A | #N/A | #N/A
TRUE | QLD | QCNS | Cairns City | Energy Queensland | Winter | Coincident | 2024 | POE50 | NA | 26.178 | QLD Cairns City |  |  | FALSE | #N/A | #N/A | #N/A | #N/A | #N/A | #N/A | #N/A | #N/A | #N/A | #N/A
TRUE | QLD | QCNS | Cairns City | Energy Queensland | Winter | Non-coincident | 2024 | POE10 | NA | 34.7168 | QLD Cairns City |  |  | FALSE | #N/A | #N/A | #N/A | #N/A | #N/A | #N/A | #N/A | #N/A | #N/A | #N/A
TRUE | QLD | QCNS | Cairns City | Energy Queensland | Winter | Coincident | 2025 | POE10 | NA | 27.9746 | QLD Cairns City |  |  | FALSE | #N/A | #N/A | #N/A | #N/A | #N/A | #N/A | #N/A | #N/A | #N/A | #N/A
TRUE | QLD | QCNS | Cairns City | Energy Queensland | Winter | Coincident | 2025 | POE50 | NA | 26.4239 | QLD Cairns City |  |  | FALSE | #N/A | #N/A | #N/A | #N/A | #N/A | #N/A | #N/A | #N/A | #N/A | #N/A
TRUE | QLD | QCNS | Cairns City | Energy Queensland | Winter | Non-coincident | 2025 | POE10 | NA | 35.0445 | QLD Cairns City |  |  | FALSE | #N/A | #N/A | #N/A | #N/A | #N/A | #N/A | #N/A | #N/A | #N/A | #N/A
TRUE | QLD | QCNS | Cairns City | Energy Queensland | Winter | Coincident | 2026 | POE10 | NA | 28.2529 | QLD Cairns City |  |  | FALSE | #N/A | #N/A | #N/A | #N/A | #N/A | #N/A | #N/A | #N/A | #N/A | #N/A
TRUE | QLD | QCNS | Cairns City | Energy Queensland | Winter | Coincident | 2026 | POE50 | NA | 26.7367 | QLD Cairns City |  |  | FALSE | #N/A | #N/A | #N/A | #N/A | #N/A | #N/A | #N/A | #N/A | #N/A | #N/A
TRUE | QLD | QCNS | Cairns City | Energy Queensland | Winter | Non-coincident | 2026 | POE10 | NA | 35.3916 | QLD Cairns City |  |  | FALSE | #N/A | #N/A | #N/A | #N/A | #N/A | #N/A | #N/A | #N/A | #N/A | #N/A
TRUE | QLD | QCNS | Cairns City | Energy Queensland | Winter | Coincident | 2027 | POE10 | NA | 28.5529 | QLD Cairns City |  |  | FALSE | #N/A | #N/A | #N/A | #N/A | #N/A | #N/A | #N/A | #N/A | #N/A | #N/A
TRUE | QLD | QCNS | Cairns City | Energy Queensland | Winter | Coincident | 2027 | POE50 | NA | 27.0232 | QLD Cairns City |  |  | FALSE | #N/A | #N/A | #N/A | #N/A | #N/A | #N/A | #N/A | #N/A | #N/A | #N/A
TRUE | QLD | QCNS | Cairns City | Energy Queensland | Winter | Non-coincident | 2027 | POE10 | NA | 35.7856 | QLD Cairns City |  |  | FALSE | #N/A | #N/A | #N/A | #N/A | #N/A | #N/A | #N/A | #N/A | #N/A | #N/A
TRUE | QLD | QCNS | Cairns City | Energy Queensland | Winter | Coincident | 2028 | POE10 | NA | 29.1806 | QLD Cairns City |  |  | FALSE | #N/A | #N/A | #N/A | #N/A | #N/A | #N/A | #N/A | #N/A | #N/A | #N/A
TRUE | QLD | QCNS | Cairns City | Energy Queensland | Winter | Coincident | 2028 | POE50 | NA | 27.4037 | QLD Cairns City |  |  | FALSE | #N/A | #N/A | #N/A | #N/A | #N/A | #N/A | #N/A | #N/A | #N/A | #N/A
TRUE | QLD | QCNS | Cairns City | Energy Queensland | Winter | Non-coincident | 2028 | POE10 | NA | 36.1972 | QLD Cairns City |  |  | FALSE | #N/A | #N/A | #N/A | #N/A | #N/A | #N/A | #N/A | #N/A | #N/A | #N/A
TRUE | QLD | QCNS | Cairns City | Energy Queensland | Winter | Coincident | 2029 | POE10 | NA | 29.3701 | QLD Cairns City |  |  | FALSE | #N/A | #N/A | #N/A | #N/A | #N/A | #N/A | #N/A | #N/A | #N/A | #N/A
TRUE | QLD | QCNS | Cairns City | Energy Queensland | Winter | Coincident | 2029 | POE50 | NA | 27.7261 | QLD Cairns City |  |  | FALSE | #N/A | #N/A | #N/A | #N/A | #N/A | #N/A | #N/A | #N/A | #N/A | #N/A
TRUE | QLD | QCNS | Cairns City | Energy Queensland | Winter | Non-coincident | 2029 | POE10 | NA | 36.6208 | QLD Cairns City |  |  | FALSE | #N/A | #N/A | #N/A | #N/A | #N/A | #N/A | #N/A | #N/A | #N/A | #N/A
TRUE | QLD | QCOL | Collinsville North | Energy Queensland | Shoulder | Coincident | 2017 | ACTUAL_OPG | 12.169 | 8.7289 | QLD Collinsville North |  |  | FALSE | #N/A | #N/A | #N/A | #N/A | #N/A | #N/A | #N/A | #N/A | #N/A | #N/A
TRUE | QLD | QCOL | Collinsville North | Energy Queensland | Shoulder | Coincident | 2017 | ACTUAL_RAW | 12.169 | 8.7289 | QLD Collinsville North |  |  | FALSE | #N/A | #N/A | #N/A | #N/A | #N/A | #N/A | #N/A | #N/A | #N/A | #N/A
TRUE | QLD | QCOL | Collinsville North | Energy Queensland | Shoulder | Non-coincident | 2017 | ACTUAL_RAW | 0.49802 | 13.6922 | QLD Collinsville North |  |  | FALSE | #N/A | #N/A | #N/A | #N/A | #N/A | #N/A | #N/A | #N/A | #N/A | #N/A
TRUE | QLD | QCOL | Collinsville North | Energy Queensland | Shoulder | Non-coincident | 2017 | ACTUAL_OPG | 0.49802 | 13.6922 | QLD Collinsville North |  |  | FALSE | #N/A | #N/A | #N/A | #N/A | #N/A | #N/A | #N/A | #N/A | #N/A | #N/A
TRUE | QLD | QCOL | Collinsville North | Energy Queensland | Shoulder | Non-coincident | 2017 | ACTUAL_ADJUSTEDOPG | 0.49802 | 13.6922 | QLD Collinsville North |  |  | FALSE | #N/A | #N/A | #N/A | #N/A | #N/A | #N/A | #N/A | #N/A | #N/A | #N/A
TRUE | QLD | QCOL | Collinsville North | Energy Queensland | Shoulder | Coincident | 2018 | ACTUAL_OPG | 9.3555 | 10.2276 | QLD Collinsville North |  |  | FALSE | #N/A | #N/A | #N/A | #N/A | #N/A | #N/A | #N/A | #N/A | #N/A | #N/A
TRUE | QLD | QCOL | Collinsville North | Energy Queensland | Shoulder | Coincident | 2018 | ACTUAL_RAW | 9.3555 | 10.2276 | QLD Collinsville North |  |  | FALSE | #N/A | #N/A | #N/A | #N/A | #N/A | #N/A | #N/A | #N/A | #N/A | #N/A
TRUE | QLD | QCOL | Collinsville North | Energy Queensland | Shoulder | Non-coincident | 2018 | ACTUAL_RAW | 2.7394 | 14.1633 | QLD Collinsville North |  |  | FALSE | #N/A | #N/A | #N/A | #N/A | #N/A | #N/A | #N/A | #N/A | #N/A | #N/A
TRUE | QLD | QCOL | Collinsville North | Energy Queensland | Shoulder | Non-coincident | 2018 | ACTUAL_OPG | 2.7394 | 14.1633 | QLD Collinsville North |  |  | FALSE | #N/A | #N/A | #N/A | #N/A | #N/A | #N/A | #N/A | #N/A | #N/A | #N/A
TRUE | QLD | QCOL | Collinsville North | Energy Queensland | Shoulder | Non-coincident | 2018 | ACTUAL_ADJUSTEDOPG | 2.7394 | 14.1633 | QLD Collinsville North |  |  | FALSE | #N/A | #N/A | #N/A | #N/A | #N/A | #N/A | #N/A | #N/A | #N/A | #N/A
TRUE | QLD | QCOL | Collinsville North | Energy Queensland | Shoulder | Coincident | 2019 | ACTUAL_OPG | 9.5121 | 9.0681 | QLD Collinsville North |  |  | FALSE | #N/A | #N/A | #N/A | #N/A | #N/A | #N/A | #N/A | #N/A | #N/A | #N/A
TRUE | QLD | QCOL | Collinsville North | Energy Queensland | Shoulder | Coincident | 2019 | ACTUAL_RAW | -4.9599 | 4.2001 | QLD Collinsville North |  |  | FALSE | #N/A | #N/A | #N/A | #N/A | #N/A | #N/A | #N/A | #N/A | #N/A | #N/A
TRUE | QLD | QCOL | Collinsville North | Energy Queensland | Shoulder | Non-coincident | 2019 | ACTUAL_RAW | -22.5859 | 12.4842 | QLD Collinsville North |  |  | FALSE | #N/A | #N/A | #N/A | #N/A | #N/A | #N/A | #N/A | #N/A | #N/A | #N/A
TRUE | QLD | QCOL | Collinsville North | Energy Queensland | Shoulder | Non-coincident | 2019 | ACTUAL_OPG | 3.9728 | 14.8053 | QLD Collinsville North |  |  | FALSE | #N/A | #N/A | #N/A | #N/A | #N/A | #N/A | #N/A | #N/A | #N/A | #N/A
TRUE | QLD | QCOL | Collinsville North | Energy Queensland | Shoulder | Non-coincident | 2019 | ACTUAL_ADJUSTEDOPG | 3.9728 | 14.8053 | QLD Collinsville North |  |  | FALSE | #N/A | #N/A | #N/A | #N/A | #N/A | #N/A | #N/A | #N/A | #N/A | #N/A
TRUE | QLD | QCOL | Collinsville North | Energy Queensland | Shoulder | Non-coincident | 2019 | BASEYEARPOE90 | 6.1077 | NA | QLD Collinsville North |  |  | FALSE | #N/A | #N/A | #N/A | #N/A | #N/A | #N/A | #N/A | #N/A | #N/A | #N/A
TRUE | QLD | QCOL | Collinsville North | Energy Queensland | Shoulder | Non-coincident | 2019 | BASEYEARPOE50 | 6.4355 | 14.7576 | QLD Collinsville North |  |  | FALSE | #N/A | #N/A | #N/A | #N/A | #N/A | #N/A | #N/A | #N/A | #N/A | #N/A
TRUE | QLD | QCOL | Collinsville North | Energy Queensland | Shoulder | Coincident | 2020 | ACTUAL_OPG | 13.7705 | 10.0188 | QLD Collinsville North |  |  | FALSE | #N/A | #N/A | #N/A | #N/A | #N/A | #N/A | #N/A | #N/A | #N/A | #N/A
TRUE | QLD | QCOL | Collinsville North | Energy Queensland | Shoulder | Coincident | 2020 | ACTUAL_RAW | -18.1655 | 10.0628 | QLD Collinsville North |  |  | FALSE | #N/A | #N/A | #N/A | #N/A | #N/A | #N/A | #N/A | #N/A | #N/A | #N/A
TRUE | QLD | QCOL | Collinsville North | Energy Queensland | Shoulder | Non-coincident | 2020 | ACTUAL_RAW | -24.216 | 11.6627 | QLD Collinsville North |  |  | FALSE | #N/A | #N/A | #N/A | #N/A | #N/A | #N/A | #N/A | #N/A | #N/A | #N/A
TRUE | QLD | QCOL | Collinsville North | Energy Queensland | Shoulder | Non-coincident | 2020 | ACTUAL_OPG | 4.4581 | 14.528 | QLD Collinsville North |  |  | FALSE | #N/A | #N/A | #N/A | #N/A | #N/A | #N/A | #N/A | #N/A | #N/A | #N/A
TRUE | QLD | QCOL | Collinsville North | Energy Queensland | Shoulder | Non-coincident | 2020 | ACTUAL_ADJUSTEDOPG | 4.4581 | 14.528 | QLD Collinsville North |  |  | FALSE | #N/A | #N/A | #N/A | #N/A | #N/A | #N/A | #N/A | #N/A | #N/A | #N/A
TRUE | QLD | QCOL | Collinsville North | Energy Queensland | Shoulder | Coincident_unreconciled | 2021 | POE90 | 6.8 | NA | QLD Collinsville North |  |  | FALSE | #N/A | #N/A | #N/A | #N/A | #N/A | #N/A | #N/A | #N/A | #N/A | #N/A
TRUE | QLD | QCOL | Collinsville North | Energy Queensland | Shoulder | Coincident_unreconciled | 2021 | POE50 | 9 | NA | QLD Collinsville North |  |  | FALSE | #N/A | #N/A | #N/A | #N/A | #N/A | #N/A | #N/A | #N/A | #N/A | #N/A
TRUE | QLD | QCOL | Collinsville North | Energy Queensland | Shoulder | Non-coincident | 2021 | POE90 | 3.5 | NA | QLD Collinsville North |  |  | FALSE | #N/A | #N/A | #N/A | #N/A | #N/A | #N/A | #N/A | #N/A | #N/A | #N/A
TRUE | QLD | QCOL | Collinsville North | Energy Queensland | Shoulder | Non-coincident | 2021 | POE50 | 4 | 13.0023 | QLD Collinsville North |  |  | FALSE | #N/A | #N/A | #N/A | #N/A | #N/A | #N/A | #N/A | #N/A | #N/A | #N/A
TRUE | QLD | QCOL | Collinsville North | Energy Queensland | Shoulder | Coincident_unreconciled | 2022 | POE90 | 7.4628 | NA | QLD Collinsville North |  |  | FALSE | #N/A | #N/A | #N/A | #N/A | #N/A | #N/A | #N/A | #N/A | #N/A | #N/A
TRUE | QLD | QCOL | Collinsville North | Energy Queensland | Shoulder | Coincident_unreconciled | 2022 | POE50 | 8.1585 | NA | QLD Collinsville North |  |  | FALSE | #N/A | #N/A | #N/A | #N/A | #N/A | #N/A | #N/A | #N/A | #N/A | #N/A
TRUE | QLD | QCOL | Collinsville North | Energy Queensland | Shoulder | Non-coincident | 2022 | POE90 | 3.4571 | NA | QLD Collinsville North |  |  | FALSE | #N/A | #N/A | #N/A | #N/A | #N/A | #N/A | #N/A | #N/A | #N/A | #N/A
TRUE | QLD | QCOL | Collinsville North | Energy Queensland | Shoulder | Non-coincident | 2022 | POE50 | 3.9904 | 13.0336 | QLD Collinsville North |  |  | FALSE | #N/A | #N/A | #N/A | #N/A | #N/A | #N/A | #N/A | #N/A | #N/A | #N/A
TRUE | QLD | QCOL | Collinsville North | Energy Queensland | Shoulder | Coincident_unreconciled | 2023 | POE90 | 8.1468 | NA | QLD Collinsville North |  |  | FALSE | #N/A | #N/A | #N/A | #N/A | #N/A | #N/A | #N/A | #N/A | #N/A | #N/A
TRUE | QLD | QCOL | Collinsville North | Energy Queensland | Shoulder | Coincident_unreconciled | 2023 | POE50 | 8.8319 | NA | QLD Collinsville North |  |  | FALSE | #N/A | #N/A | #N/A | #N/A | #N/A | #N/A | #N/A | #N/A | #N/A | #N/A
TRUE | QLD | QCOL | Collinsville North | Energy Queensland | Shoulder | Non-coincident | 2023 | POE90 | 3.4107 | NA | QLD Collinsville North |  |  | FALSE | #N/A | #N/A | #N/A | #N/A | #N/A | #N/A | #N/A | #N/A | #N/A | #N/A
TRUE | QLD | QCOL | Collinsville North | Energy Queensland | Shoulder | Non-coincident | 2023 | POE50 | 3.9788 | 13.0718 | QLD Collinsville North |  |  | FALSE | #N/A | #N/A | #N/A | #N/A | #N/A | #N/A | #N/A | #N/A | #N/A | #N/A
TRUE | QLD | QCOL | Collinsville North | Energy Queensland | Shoulder | Coincident_unreconciled | 2024 | POE90 | 8.3761 | NA | QLD Collinsville North |  |  | FALSE | #N/A | #N/A | #N/A | #N/A | #N/A | #N/A | #N/A | #N/A | #N/A | #N/A
TRUE | QLD | QCOL | Collinsville North | Energy Queensland | Shoulder | Coincident_unreconciled | 2024 | POE50 | 9.0505 | NA | QLD Collinsville North |  |  | FALSE | #N/A | #N/A | #N/A | #N/A | #N/A | #N/A | #N/A | #N/A | #N/A | #N/A
TRUE | QLD | QCOL | Collinsville North | Energy Queensland | Shoulder | Non-coincident | 2024 | POE90 | 3.3836 | NA | QLD Collinsville North |  |  | FALSE | #N/A | #N/A | #N/A | #N/A | #N/A | #N/A | #N/A | #N/A | #N/A | #N/A
TRUE | QLD | QCOL | Collinsville North | Energy Queensland | Shoulder | Non-coincident | 2024 | POE50 | 3.9663 | 13.11 | QLD Collinsville North |  |  | FALSE | #N/A | #N/A | #N/A | #N/A | #N/A | #N/A | #N/A | #N/A | #N/A | #N/A
TRUE | QLD | QCOL | Collinsville North | Energy Queensland | Shoulder | Coincident_unreconciled | 2025 | POE90 | 8.4668 | NA | QLD Collinsville North |  |  | FALSE | #N/A | #N/A | #N/A | #N/A | #N/A | #N/A | #N/A | #N/A | #N/A | #N/A
TRUE | QLD | QCOL | Collinsville North | Energy Queensland | Shoulder | Coincident_unreconciled | 2025 | POE50 | 9.1306 | NA | QLD Collinsville North |  |  | FALSE | #N/A | #N/A | #N/A | #N/A | #N/A | #N/A | #N/A | #N/A | #N/A | #N/A
TRUE | QLD | QCOL | Collinsville North | Energy Queensland | Shoulder | Non-coincident | 2025 | POE90 | 3.3614 | NA | QLD Collinsville North |  |  | FALSE | #N/A | #N/A | #N/A | #N/A | #N/A | #N/A | #N/A | #N/A | #N/A | #N/A
TRUE | QLD | QCOL | Collinsville North | Energy Queensland | Shoulder | Non-coincident | 2025 | POE50 | 3.9527 | 13.1491 | QLD Collinsville North |  |  | FALSE | #N/A | #N/A | #N/A | #N/A | #N/A | #N/A | #N/A | #N/A | #N/A | #N/A
TRUE | QLD | QCOL | Collinsville North | Energy Queensland | Shoulder | Coincident_unreconciled | 2026 | POE90 | 8.5543 | NA | QLD Collinsville North |  |  | FALSE | #N/A | #N/A | #N/A | #N/A | #N/A | #N/A | #N/A | #N/A | #N/A | #N/A
TRUE | QLD | QCOL | Collinsville North | Energy Queensland | Shoulder | Coincident_unreconciled | 2026 | POE50 | 9.2076 | NA | QLD Collinsville North |  |  | FALSE | #N/A | #N/A | #N/A | #N/A | #N/A | #N/A | #N/A | #N/A | #N/A | #N/A
TRUE | QLD | QCOL | Collinsville North | Energy Queensland | Shoulder | Non-coincident | 2026 | POE90 | 3.3395 | NA | QLD Collinsville North |  |  | FALSE | #N/A | #N/A | #N/A | #N/A | #N/A | #N/A | #N/A | #N/A | #N/A | #N/A
TRUE | QLD | QCOL | Collinsville North | Energy Queensland | Shoulder | Non-coincident | 2026 | POE50 | 3.9389 | 13.1901 | QLD Collinsville North |  |  | FALSE | #N/A | #N/A | #N/A | #N/A | #N/A | #N/A | #N/A | #N/A | #N/A | #N/A
TRUE | QLD | QCOL | Collinsville North | Energy Queensland | Shoulder | Coincident_unreconciled | 2027 | POE90 | 8.6224 | NA | QLD Collinsville North |  |  | FALSE | #N/A | #N/A | #N/A | #N/A | #N/A | #N/A | #N/A | #N/A | #N/A | #N/A
TRUE | QLD | QCOL | Collinsville North | Energy Queensland | Shoulder | Coincident_unreconciled | 2027 | POE50 | 9.2634 | NA | QLD Collinsville North |  |  | FALSE | #N/A | #N/A | #N/A | #N/A | #N/A | #N/A | #N/A | #N/A | #N/A | #N/A
TRUE | QLD | QCOL | Collinsville North | Energy Queensland | Shoulder | Non-coincident | 2027 | POE90 | 3.3166 | NA | QLD Collinsville North |  |  | FALSE | #N/A | #N/A | #N/A | #N/A | #N/A | #N/A | #N/A | #N/A | #N/A | #N/A
TRUE | QLD | QCOL | Collinsville North | Energy Queensland | Shoulder | Non-coincident | 2027 | POE50 | 3.9228 | 13.2403 | QLD Collinsville North |  |  | FALSE | #N/A | #N/A | #N/A | #N/A | #N/A | #N/A | #N/A | #N/A | #N/A | #N/A
TRUE | QLD | QCOL | Collinsville North | Energy Queensland | Shoulder | Coincident_unreconciled | 2028 | POE90 | 8.6724 | NA | QLD Collinsville North |  |  | FALSE | #N/A | #N/A | #N/A | #N/A | #N/A | #N/A | #N/A | #N/A | #N/A | #N/A
TRUE | QLD | QCOL | Collinsville North | Energy Queensland | Shoulder | Coincident_unreconciled | 2028 | POE50 | 9.2999 | NA | QLD Collinsville North |  |  | FALSE | #N/A | #N/A | #N/A | #N/A | #N/A | #N/A | #N/A | #N/A | #N/A | #N/A
TRUE | QLD | QCOL | Collinsville North | Energy Queensland | Shoulder | Non-coincident | 2028 | POE90 | 3.2963 | NA | QLD Collinsville North |  |  | FALSE | #N/A | #N/A | #N/A | #N/A | #N/A | #N/A | #N/A | #N/A | #N/A | #N/A
TRUE | QLD | QCOL | Collinsville North | Energy Queensland | Shoulder | Non-coincident | 2028 | POE50 | 3.9071 | 13.2969 | QLD Collinsville North |  |  | FALSE | #N/A | #N/A | #N/A | #N/A | #N/A | #N/A | #N/A | #N/A | #N/A | #N/A
TRUE | QLD | QCOL | Collinsville North | Energy Queensland | Shoulder | Coincident_unreconciled | 2029 | POE90 | 8.7111 | NA | QLD Collinsville North |  |  | FALSE | #N/A | #N/A | #N/A | #N/A | #N/A | #N/A | #N/A | #N/A | #N/A | #N/A
TRUE | QLD | QCOL | Collinsville North | Energy Queensland | Shoulder | Coincident_unreconciled | 2029 | POE50 | 9.3252 | NA | QLD Collinsville North |  |  | FALSE | #N/A | #N/A | #N/A | #N/A | #N/A | #N/A | #N/A | #N/A | #N/A | #N/A
TRUE | QLD | QCOL | Collinsville North | Energy Queensland | Shoulder | Non-coincident | 2029 | POE90 | 3.2809 | NA | QLD Collinsville North |  |  | FALSE | #N/A | #N/A | #N/A | #N/A | #N/A | #N/A | #N/A | #N/A | #N/A | #N/A
TRUE | QLD | QCOL | Collinsville North | Energy Queensland | Shoulder | Non-coincident | 2029 | POE50 | 3.8941 | 13.3571 | QLD Collinsville North |  |  | FALSE | #N/A | #N/A | #N/A | #N/A | #N/A | #N/A | #N/A | #N/A | #N/A | #N/A
TRUE | QLD | QCOL | Collinsville North | Energy Queensland | Shoulder | Coincident_unreconciled | 2030 | POE90 | 8.8115 | NA | QLD Collinsville North |  |  | FALSE | #N/A | #N/A | #N/A | #N/A | #N/A | #N/A | #N/A | #N/A | #N/A | #N/A
TRUE | QLD | QCOL | Collinsville North | Energy Queensland | Shoulder | Coincident_unreconciled | 2030 | POE50 | 9.412 | NA | QLD Collinsville North |  |  | FALSE | #N/A | #N/A | #N/A | #N/A | #N/A | #N/A | #N/A | #N/A | #N/A | #N/A
TRUE | QLD | QCOL | Collinsville North | Energy Queensland | Shoulder | Non-coincident | 2030 | POE90 | 3.2645 | NA | QLD Collinsville North |  |  | FALSE | #N/A | #N/A | #N/A | #N/A | #N/A | #N/A | #N/A | #N/A | #N/A | #N/A
TRUE | QLD | QCOL | Collinsville North | Energy Queensland | Shoulder | Non-coincident | 2030 | POE50 | 3.8831 | 13.4225 | QLD Collinsville North |  |  | FALSE | #N/A | #N/A | #N/A | #N/A | #N/A | #N/A | #N/A | #N/A | #N/A | #N/A
TRUE | QLD | QCOL | Collinsville North | Energy Queensland | Summer | Coincident | 2017 | ACTUAL_OPG | 7.221 | 8.1443 | QLD Collinsville North |  |  | FALSE | #N/A | #N/A | #N/A | #N/A | #N/A | #N/A | #N/A | #N/A | #N/A | #N/A
TRUE | QLD | QCOL | Collinsville North | Energy Queensland | Summer | Coincident | 2017 | ACTUAL_RAW | 7.221 | 8.1443 | QLD Collinsville North |  |  | FALSE | #N/A | #N/A | #N/A | #N/A | #N/A | #N/A | #N/A | #N/A | #N/A | #N/A
TRUE | QLD | QCOL | Collinsville North | Energy Queensland | Summer | Non-coincident | 2017 | ACTUAL_RAW | 0.002096 | 12.8141 | QLD Collinsville North |  |  | FALSE | #N/A | #N/A | #N/A | #N/A | #N/A | #N/A | #N/A | #N/A | #N/A | #N/A
TRUE | QLD | QCOL | Collinsville North | Energy Queensland | Summer | Non-coincident | 2017 | ACTUAL_OPG | 0.002096 | 12.8141 | QLD Collinsville North |  |  | FALSE | #N/A | #N/A | #N/A | #N/A | #N/A | #N/A | #N/A | #N/A | #N/A | #N/A
TRUE | QLD | QCOL | Collinsville North | Energy Queensland | Summer | Non-coincident | 2017 | ACTUAL_ADJUSTEDOPG | 0.002096 | 12.8141 | QLD Collinsville North |  |  | FALSE | #N/A | #N/A | #N/A | #N/A | #N/A | #N/A | #N/A | #N/A | #N/A | #N/A
TRUE | QLD | QCOL | Collinsville North | Energy Queensland | Summer | Coincident | 2018 | ACTUAL_OPG | 8.5274 | 12.5745 | QLD Collinsville North |  |  | FALSE | #N/A | #N/A | #N/A | #N/A | #N/A | #N/A | #N/A | #N/A | #N/A | #N/A
TRUE | QLD | QCOL | Collinsville North | Energy Queensland | Summer | Coincident | 2018 | ACTUAL_RAW | 8.5274 | 12.5745 | QLD Collinsville North |  |  | FALSE | #N/A | #N/A | #N/A | #N/A | #N/A | #N/A | #N/A | #N/A | #N/A | #N/A
TRUE | QLD | QCOL | Collinsville North | Energy Queensland | Summer | Non-coincident | 2018 | ACTUAL_RAW | 0.19426 | 15.7707 | QLD Collinsville North |  |  | FALSE | #N/A | #N/A | #N/A | #N/A | #N/A | #N/A | #N/A | #N/A | #N/A | #N/A
TRUE | QLD | QCOL | Collinsville North | Energy Queensland | Summer | Non-coincident | 2018 | ACTUAL_OPG | 0.19426 | 15.7707 | QLD Collinsville North |  |  | FALSE | #N/A | #N/A | #N/A | #N/A | #N/A | #N/A | #N/A | #N/A | #N/A | #N/A
TRUE | QLD | QCOL | Collinsville North | Energy Queensland | Summer | Non-coincident | 2018 | ACTUAL_ADJUSTEDOPG | 0.19426 | 15.7707 | QLD Collinsville North |  |  | FALSE | #N/A | #N/A | #N/A | #N/A | #N/A | #N/A | #N/A | #N/A | #N/A | #N/A
TRUE | QLD | QCOL | Collinsville North | Energy Queensland | Summer | Coincident | 2019 | ACTUAL_OPG | 5.1592 | 8.7318 | QLD Collinsville North |  |  | FALSE | #N/A | #N/A | #N/A | #N/A | #N/A | #N/A | #N/A | #N/A | #N/A | #N/A
TRUE | QLD | QCOL | Collinsville North | Energy Queensland | Summer | Coincident | 2019 | ACTUAL_RAW | 5.2031 | -3.9142 | QLD Collinsville North |  |  | FALSE | #N/A | #N/A | #N/A | #N/A | #N/A | #N/A | #N/A | #N/A | #N/A | #N/A
TRUE | QLD | QCOL | Collinsville North | Energy Queensland | Summer | Non-coincident | 2019 | ACTUAL_RAW | -21.8413 | 12.5028 | QLD Collinsville North |  |  | FALSE | #N/A | #N/A | #N/A | #N/A | #N/A | #N/A | #N/A | #N/A | #N/A | #N/A
TRUE | QLD | QCOL | Collinsville North | Energy Queensland | Summer | Non-coincident | 2019 | ACTUAL_OPG | 2.6255 | 16.4138 | QLD Collinsville North |  |  | FALSE | #N/A | #N/A | #N/A | #N/A | #N/A | #N/A | #N/A | #N/A | #N/A | #N/A
TRUE | QLD | QCOL | Collinsville North | Energy Queensland | Summer | Non-coincident | 2019 | ACTUAL_ADJUSTEDOPG | 2.6255 | 16.4138 | QLD Collinsville North |  |  | FALSE | #N/A | #N/A | #N/A | #N/A | #N/A | #N/A | #N/A | #N/A | #N/A | #N/A
TRUE | QLD | QCOL | Collinsville North | Energy Queensland | Summer | Non-coincident | 2019 | BASEYEARPOE90 | 5.1164 | NA | QLD Collinsville North |  |  | FALSE | #N/A | #N/A | #N/A | #N/A | #N/A | #N/A | #N/A | #N/A | #N/A | #N/A
TRUE | QLD | QCOL | Collinsville North | Energy Queensland | Summer | Non-coincident | 2019 | BASEYEARPOE50 | 5.4839 | 15.6203 | QLD Collinsville North |  |  | FALSE | #N/A | #N/A | #N/A | #N/A | #N/A | #N/A | #N/A | #N/A | #N/A | #N/A
TRUE | QLD | QCOL | Collinsville North | Energy Queensland | Summer | Coincident | 2020 | ACTUAL_OPG | 11.9585 | 10.8279 | QLD Collinsville North |  |  | FALSE | #N/A | #N/A | #N/A | #N/A | #N/A | #N/A | #N/A | #N/A | #N/A | #N/A
TRUE | QLD | QCOL | Collinsville North | Energy Queensland | Summer | Coincident | 2020 | ACTUAL_RAW | -19.9755 | 2.5179 | QLD Collinsville North |  |  | FALSE | #N/A | #N/A | #N/A | #N/A | #N/A | #N/A | #N/A | #N/A | #N/A | #N/A
TRUE | QLD | QCOL | Collinsville North | Energy Queensland | Summer | Non-coincident | 2020 | ACTUAL_RAW | -28.0305 | 12.8616 | QLD Collinsville North |  |  | FALSE | #N/A | #N/A | #N/A | #N/A | #N/A | #N/A | #N/A | #N/A | #N/A | #N/A
TRUE | QLD | QCOL | Collinsville North | Energy Queensland | Summer | Non-coincident | 2020 | ACTUAL_OPG | 2.5997 | 16.6126 | QLD Collinsville North |  |  | FALSE | #N/A | #N/A | #N/A | #N/A | #N/A | #N/A | #N/A | #N/A | #N/A | #N/A
TRUE | QLD | QCOL | Collinsville North | Energy Queensland | Summer | Non-coincident | 2020 | ACTUAL_ADJUSTEDOPG | 2.5997 | 16.6126 | QLD Collinsville North |  |  | FALSE | #N/A | #N/A | #N/A | #N/A | #N/A | #N/A | #N/A | #N/A | #N/A | #N/A
TRUE | QLD | QCOL | Collinsville North | Energy Queensland | Summer | Coincident_unreconciled | 2021 | POE90 | 5 | NA | QLD Collinsville North |  |  | FALSE | #N/A | #N/A | #N/A | #N/A | #N/A | #N/A | #N/A | #N/A | #N/A | #N/A
TRUE | QLD | QCOL | Collinsville North | Energy Queensland | Summer | Coincident_unreconciled | 2021 | POE50 | 6 | NA | QLD Collinsville North |  |  | FALSE | #N/A | #N/A | #N/A | #N/A | #N/A | #N/A | #N/A | #N/A | #N/A | #N/A
TRUE | QLD | QCOL | Collinsville North | Energy Queensland | Summer | Non-coincident | 2021 | POE90 | 1.5 | NA | QLD Collinsville North |  |  | FALSE | #N/A | #N/A | #N/A | #N/A | #N/A | #N/A | #N/A | #N/A | #N/A | #N/A
TRUE | QLD | QCOL | Collinsville North | Energy Queensland | Summer | Non-coincident | 2021 | POE50 | 2 | 15.0023 | QLD Collinsville North |  |  | FALSE | #N/A | #N/A | #N/A | #N/A | #N/A | #N/A | #N/A | #N/A | #N/A | #N/A
TRUE | QLD | QCOL | Collinsville North | Energy Queensland | Summer | Coincident_unreconciled | 2022 | POE90 | 5.496 | NA | QLD Collinsville North |  |  | FALSE | #N/A | #N/A | #N/A | #N/A | #N/A | #N/A | #N/A | #N/A | #N/A | #N/A
TRUE | QLD | QCOL | Collinsville North | Energy Queensland | Summer | Coincident_unreconciled | 2022 | POE50 | 6.4904 | NA | QLD Collinsville North |  |  | FALSE | #N/A | #N/A | #N/A | #N/A | #N/A | #N/A | #N/A | #N/A | #N/A | #N/A
TRUE | QLD | QCOL | Collinsville North | Energy Queensland | Summer | Non-coincident | 2022 | POE90 | 1.4906 | NA | QLD Collinsville North |  |  | FALSE | #N/A | #N/A | #N/A | #N/A | #N/A | #N/A | #N/A | #N/A | #N/A | #N/A
TRUE | QLD | QCOL | Collinsville North | Energy Queensland | Summer | Non-coincident | 2022 | POE50 | 1.9935 | 15.0467 | QLD Collinsville North |  |  | FALSE | #N/A | #N/A | #N/A | #N/A | #N/A | #N/A | #N/A | #N/A | #N/A | #N/A
TRUE | QLD | QCOL | Collinsville North | Energy Queensland | Summer | Coincident_unreconciled | 2023 | POE90 | 6.0105 | NA | QLD Collinsville North |  |  | FALSE | #N/A | #N/A | #N/A | #N/A | #N/A | #N/A | #N/A | #N/A | #N/A | #N/A
TRUE | QLD | QCOL | Collinsville North | Energy Queensland | Summer | Coincident_unreconciled | 2023 | POE50 | 6.998 | NA | QLD Collinsville North |  |  | FALSE | #N/A | #N/A | #N/A | #N/A | #N/A | #N/A | #N/A | #N/A | #N/A | #N/A
TRUE | QLD | QCOL | Collinsville North | Energy Queensland | Summer | Non-coincident | 2023 | POE90 | 1.4163 | NA | QLD Collinsville North |  |  | FALSE | #N/A | #N/A | #N/A | #N/A | #N/A | #N/A | #N/A | #N/A | #N/A | #N/A
TRUE | QLD | QCOL | Collinsville North | Energy Queensland | Summer | Non-coincident | 2023 | POE50 | 1.9785 | 15.1011 | QLD Collinsville North |  |  | FALSE | #N/A | #N/A | #N/A | #N/A | #N/A | #N/A | #N/A | #N/A | #N/A | #N/A
TRUE | QLD | QCOL | Collinsville North | Energy Queensland | Summer | Coincident_unreconciled | 2024 | POE90 | 6.1616 | NA | QLD Collinsville North |  |  | FALSE | #N/A | #N/A | #N/A | #N/A | #N/A | #N/A | #N/A | #N/A | #N/A | #N/A
TRUE | QLD | QCOL | Collinsville North | Energy Queensland | Summer | Coincident_unreconciled | 2024 | POE50 | 7.1424 | NA | QLD Collinsville North |  |  | FALSE | #N/A | #N/A | #N/A | #N/A | #N/A | #N/A | #N/A | #N/A | #N/A | #N/A
TRUE | QLD | QCOL | Collinsville North | Energy Queensland | Summer | Non-coincident | 2024 | POE90 | 1.3441 | NA | QLD Collinsville North |  |  | FALSE | #N/A | #N/A | #N/A | #N/A | #N/A | #N/A | #N/A | #N/A | #N/A | #N/A
TRUE | QLD | QCOL | Collinsville North | Energy Queensland | Summer | Non-coincident | 2024 | POE50 | 1.9095 | 15.1541 | QLD Collinsville North |  |  | FALSE | #N/A | #N/A | #N/A | #N/A | #N/A | #N/A | #N/A | #N/A | #N/A | #N/A
TRUE | QLD | QCOL | Collinsville North | Energy Queensland | Summer | Coincident_unreconciled | 2025 | POE90 | 6.2328 | NA | QLD Collinsville North |  |  | FALSE | #N/A | #N/A | #N/A | #N/A | #N/A | #N/A | #N/A | #N/A | #N/A | #N/A
TRUE | QLD | QCOL | Collinsville North | Energy Queensland | Summer | Coincident_unreconciled | 2025 | POE50 | 7.2067 | NA | QLD Collinsville North |  |  | FALSE | #N/A | #N/A | #N/A | #N/A | #N/A | #N/A | #N/A | #N/A | #N/A | #N/A
TRUE | QLD | QCOL | Collinsville North | Energy Queensland | Summer | Non-coincident | 2025 | POE90 | 1.3101 | NA | QLD Collinsville North |  |  | FALSE | #N/A | #N/A | #N/A | #N/A | #N/A | #N/A | #N/A | #N/A | #N/A | #N/A
TRUE | QLD | QCOL | Collinsville North | Energy Queensland | Summer | Non-coincident | 2025 | POE50 | 1.8788 | 15.2062 | QLD Collinsville North |  |  | FALSE | #N/A | #N/A | #N/A | #N/A | #N/A | #N/A | #N/A | #N/A | #N/A | #N/A
TRUE | QLD | QCOL | Collinsville North | Energy Queensland | Summer | Coincident_unreconciled | 2026 | POE90 | 6.3026 | NA | QLD Collinsville North |  |  | FALSE | #N/A | #N/A | #N/A | #N/A | #N/A | #N/A | #N/A | #N/A | #N/A | #N/A
TRUE | QLD | QCOL | Collinsville North | Energy Queensland | Summer | Coincident_unreconciled | 2026 | POE50 | 7.2697 | NA | QLD Collinsville North |  |  | FALSE | #N/A | #N/A | #N/A | #N/A | #N/A | #N/A | #N/A | #N/A | #N/A | #N/A
TRUE | QLD | QCOL | Collinsville North | Energy Queensland | Summer | Non-coincident | 2026 | POE90 | 1.2767 | NA | QLD Collinsville North |  |  | FALSE | #N/A | #N/A | #N/A | #N/A | #N/A | #N/A | #N/A | #N/A | #N/A | #N/A
TRUE | QLD | QCOL | Collinsville North | Energy Queensland | Summer | Non-coincident | 2026 | POE50 | 1.8487 | 15.259 | QLD Collinsville North |  |  | FALSE | #N/A | #N/A | #N/A | #N/A | #N/A | #N/A | #N/A | #N/A | #N/A | #N/A
TRUE | QLD | QCOL | Collinsville North | Energy Queensland | Summer | Coincident_unreconciled | 2027 | POE90 | 6.3596 | NA | QLD Collinsville North |  |  | FALSE | #N/A | #N/A | #N/A | #N/A | #N/A | #N/A | #N/A | #N/A | #N/A | #N/A
TRUE | QLD | QCOL | Collinsville North | Energy Queensland | Summer | Coincident_unreconciled | 2027 | POE50 | 7.3187 | NA | QLD Collinsville North |  |  | FALSE | #N/A | #N/A | #N/A | #N/A | #N/A | #N/A | #N/A | #N/A | #N/A | #N/A
TRUE | QLD | QCOL | Collinsville North | Energy Queensland | Summer | Non-coincident | 2027 | POE90 | 1.2495 | NA | QLD Collinsville North |  |  | FALSE | #N/A | #N/A | #N/A | #N/A | #N/A | #N/A | #N/A | #N/A | #N/A | #N/A
TRUE | QLD | QCOL | Collinsville North | Energy Queensland | Summer | Non-coincident | 2027 | POE50 | 1.8253 | 15.3229 | QLD Collinsville North |  |  | FALSE | #N/A | #N/A | #N/A | #N/A | #N/A | #N/A | #N/A | #N/A | #N/A | #N/A
TRUE | QLD | QCOL | Collinsville North | Energy Queensland | Summer | Coincident_unreconciled | 2028 | POE90 | 6.4054 | NA | QLD Collinsville North |  |  | FALSE | #N/A | #N/A | #N/A | #N/A | #N/A | #N/A | #N/A | #N/A | #N/A | #N/A
TRUE | QLD | QCOL | Collinsville North | Energy Queensland | Summer | Coincident_unreconciled | 2028 | POE50 | 7.3559 | NA | QLD Collinsville North |  |  | FALSE | #N/A | #N/A | #N/A | #N/A | #N/A | #N/A | #N/A | #N/A | #N/A | #N/A
TRUE | QLD | QCOL | Collinsville North | Energy Queensland | Summer | Non-coincident | 2028 | POE90 | 1.2276 | NA | QLD Collinsville North |  |  | FALSE | #N/A | #N/A | #N/A | #N/A | #N/A | #N/A | #N/A | #N/A | #N/A | #N/A
TRUE | QLD | QCOL | Collinsville North | Energy Queensland | Summer | Non-coincident | 2028 | POE50 | 1.8075 | 15.3966 | QLD Collinsville North |  |  | FALSE | #N/A | #N/A | #N/A | #N/A | #N/A | #N/A | #N/A | #N/A | #N/A | #N/A
TRUE | QLD | QCOL | Collinsville North | Energy Queensland | Summer | Coincident_unreconciled | 2029 | POE90 | 6.4436 | NA | QLD Collinsville North |  |  | FALSE | #N/A | #N/A | #N/A | #N/A | #N/A | #N/A | #N/A | #N/A | #N/A | #N/A
TRUE | QLD | QCOL | Collinsville North | Energy Queensland | Summer | Coincident_unreconciled | 2029 | POE50 | 7.3854 | NA | QLD Collinsville North |  |  | FALSE | #N/A | #N/A | #N/A | #N/A | #N/A | #N/A | #N/A | #N/A | #N/A | #N/A
TRUE | QLD | QCOL | Collinsville North | Energy Queensland | Summer | Non-coincident | 2029 | POE90 | 1.2094 | NA | QLD Collinsville North |  |  | FALSE | #N/A | #N/A | #N/A | #N/A | #N/A | #N/A | #N/A | #N/A | #N/A | #N/A
TRUE | QLD | QCOL | Collinsville North | Energy Queensland | Summer | Non-coincident | 2029 | POE50 | 1.7934 | 15.4755 | QLD Collinsville North |  |  | FALSE | #N/A | #N/A | #N/A | #N/A | #N/A | #N/A | #N/A | #N/A | #N/A | #N/A
TRUE | QLD | QCOL | Collinsville North | Energy Queensland | Summer | Coincident_unreconciled | 2030 | POE90 | 6.5186 | NA | QLD Collinsville North |  |  | FALSE | #N/A | #N/A | #N/A | #N/A | #N/A | #N/A | #N/A | #N/A | #N/A | #N/A
TRUE | QLD | QCOL | Collinsville North | Energy Queensland | Summer | Coincident_unreconciled | 2030 | POE50 | 7.4517 | NA | QLD Collinsville North |  |  | FALSE | #N/A | #N/A | #N/A | #N/A | #N/A | #N/A | #N/A | #N/A | #N/A | #N/A
TRUE | QLD | QCOL | Collinsville North | Energy Queensland | Summer | Non-coincident | 2030 | POE90 | 1.1735 | NA | QLD Collinsville North |  |  | FALSE | #N/A | #N/A | #N/A | #N/A | #N/A | #N/A | #N/A | #N/A | #N/A | #N/A
TRUE | QLD | QCOL | Collinsville North | Energy Queensland | Summer | Non-coincident | 2030 | POE50 | 1.7617 | 15.5585 | QLD Collinsville North |  |  | FALSE | #N/A | #N/A | #N/A | #N/A | #N/A | #N/A | #N/A | #N/A | #N/A | #N/A
TRUE | QLD | QCOL | Collinsville North | Energy Queensland | Winter | Coincident | 2016 | ACTUAL_OPG | 6.5758 | 7.2585 | QLD Collinsville North |  |  | FALSE | #N/A | #N/A | #N/A | #N/A | #N/A | #N/A | #N/A | #N/A | #N/A | #N/A
TRUE | QLD | QCOL | Collinsville North | Energy Queensland | Winter | Coincident | 2016 | ACTUAL_RAW | 6.5758 | 7.2585 | QLD Collinsville North |  |  | FALSE | #N/A | #N/A | #N/A | #N/A | #N/A | #N/A | #N/A | #N/A | #N/A | #N/A
TRUE | QLD | QCOL | Collinsville North | Energy Queensland | Winter | Non-coincident | 2016 | ACTUAL_RAW | 2.1266 | 13.6115 | QLD Collinsville North |  |  | FALSE | #N/A | #N/A | #N/A | #N/A | #N/A | #N/A | #N/A | #N/A | #N/A | #N/A
TRUE | QLD | QCOL | Collinsville North | Energy Queensland | Winter | Non-coincident | 2016 | ACTUAL_OPG | 2.1266 | 13.6115 | QLD Collinsville North |  |  | FALSE | #N/A | #N/A | #N/A | #N/A | #N/A | #N/A | #N/A | #N/A | #N/A | #N/A
TRUE | QLD | QCOL | Collinsville North | Energy Queensland | Winter | Non-coincident | 2016 | ACTUAL_ADJUSTEDOPG | 2.1266 | 13.6115 | QLD Collinsville North |  |  | FALSE | #N/A | #N/A | #N/A | #N/A | #N/A | #N/A | #N/A | #N/A | #N/A | #N/A
TRUE | QLD | QCOL | Collinsville North | Energy Queensland | Winter | Coincident | 2017 | ACTUAL_OPG | 11.8292 | 11.7615 | QLD Collinsville North |  |  | FALSE | #N/A | #N/A | #N/A | #N/A | #N/A | #N/A | #N/A | #N/A | #N/A | #N/A
TRUE | QLD | QCOL | Collinsville North | Energy Queensland | Winter | Coincident | 2017 | ACTUAL_RAW | 11.8292 | 11.7615 | QLD Collinsville North |  |  | FALSE | #N/A | #N/A | #N/A | #N/A | #N/A | #N/A | #N/A | #N/A | #N/A | #N/A
TRUE | QLD | QCOL | Collinsville North | Energy Queensland | Winter | Non-coincident | 2017 | ACTUAL_RAW | 3.7779 | 14.8162 | QLD Collinsville North |  |  | FALSE | #N/A | #N/A | #N/A | #N/A | #N/A | #N/A | #N/A | #N/A | #N/A | #N/A
TRUE | QLD | QCOL | Collinsville North | Energy Queensland | Winter | Non-coincident | 2017 | ACTUAL_OPG | 3.7779 | 14.8162 | QLD Collinsville North |  |  | FALSE | #N/A | #N/A | #N/A | #N/A | #N/A | #N/A | #N/A | #N/A | #N/A | #N/A
TRUE | QLD | QCOL | Collinsville North | Energy Queensland | Winter | Non-coincident | 2017 | ACTUAL_ADJUSTEDOPG | 3.7779 | 14.8162 | QLD Collinsville North |  |  | FALSE | #N/A | #N/A | #N/A | #N/A | #N/A | #N/A | #N/A | #N/A | #N/A | #N/A
TRUE | QLD | QCOL | Collinsville North | Energy Queensland | Winter | Coincident | 2018 | ACTUAL_OPG | 9.2091 | 11.1059 | QLD Collinsville North |  |  | FALSE | #N/A | #N/A | #N/A | #N/A | #N/A | #N/A | #N/A | #N/A | #N/A | #N/A
TRUE | QLD | QCOL | Collinsville North | Energy Queensland | Winter | Coincident | 2018 | ACTUAL_RAW | -3.6269 | 11.1059 | QLD Collinsville North |  |  | FALSE | #N/A | #N/A | #N/A | #N/A | #N/A | #N/A | #N/A | #N/A | #N/A | #N/A
TRUE | QLD | QCOL | Collinsville North | Energy Queensland | Winter | Non-coincident | 2018 | ACTUAL_RAW | -7.6999 | 14.3204 | QLD Collinsville North |  |  | FALSE | #N/A | #N/A | #N/A | #N/A | #N/A | #N/A | #N/A | #N/A | #N/A | #N/A
TRUE | QLD | QCOL | Collinsville North | Energy Queensland | Winter | Non-coincident | 2018 | ACTUAL_OPG | 0.92575 | 14.3204 | QLD Collinsville North |  |  | FALSE | #N/A | #N/A | #N/A | #N/A | #N/A | #N/A | #N/A | #N/A | #N/A | #N/A
TRUE | QLD | QCOL | Collinsville North | Energy Queensland | Winter | Non-coincident | 2018 | ACTUAL_ADJUSTEDOPG | 0.92575 | 14.3204 | QLD Collinsville North |  |  | FALSE | #N/A | #N/A | #N/A | #N/A | #N/A | #N/A | #N/A | #N/A | #N/A | #N/A
TRUE | QLD | QCOL | Collinsville North | Energy Queensland | Winter | Coincident | 2019 | ACTUAL_OPG | 13.2607 | 8.9299 | QLD Collinsville North |  |  | FALSE | #N/A | #N/A | #N/A | #N/A | #N/A | #N/A | #N/A | #N/A | #N/A | #N/A
TRUE | QLD | QCOL | Collinsville North | Energy Queensland | Winter | Coincident | 2019 | ACTUAL_RAW | -18.6233 | 8.9699 | QLD Collinsville North |  |  | FALSE | #N/A | #N/A | #N/A | #N/A | #N/A | #N/A | #N/A | #N/A | #N/A | #N/A
TRUE | QLD | QCOL | Collinsville North | Energy Queensland | Winter | Non-coincident | 2019 | ACTUAL_RAW | -24.4855 | 11.3843 | QLD Collinsville North |  |  | FALSE | #N/A | #N/A | #N/A | #N/A | #N/A | #N/A | #N/A | #N/A | #N/A | #N/A
TRUE | QLD | QCOL | Collinsville North | Energy Queensland | Winter | Non-coincident | 2019 | ACTUAL_OPG | 3.2795 | 14.4864 | QLD Collinsville North |  |  | FALSE | #N/A | #N/A | #N/A | #N/A | #N/A | #N/A | #N/A | #N/A | #N/A | #N/A
TRUE | QLD | QCOL | Collinsville North | Energy Queensland | Winter | Non-coincident | 2019 | ACTUAL_ADJUSTEDOPG | 3.2795 | 14.4864 | QLD Collinsville North |  |  | FALSE | #N/A | #N/A | #N/A | #N/A | #N/A | #N/A | #N/A | #N/A | #N/A | #N/A
TRUE | QLD | QCOL | Collinsville North | Energy Queensland | Winter | Non-coincident | 2019 | BASEYEARPOE90 | 3.858 | NA | QLD Collinsville North |  |  | FALSE | #N/A | #N/A | #N/A | #N/A | #N/A | #N/A | #N/A | #N/A | #N/A | #N/A
TRUE | QLD | QCOL | Collinsville North | Energy Queensland | Winter | Non-coincident | 2019 | BASEYEARPOE50 | 5.1728 | 14.3951 | QLD Collinsville North |  |  | FALSE | #N/A | #N/A | #N/A | #N/A | #N/A | #N/A | #N/A | #N/A | #N/A | #N/A
TRUE | QLD | QCOL | Collinsville North | Energy Queensland | Winter | Coincident_unreconciled | 2020 | POE90 | 1.2903 | NA | QLD Collinsville North |  |  | FALSE | #N/A | #N/A | #N/A | #N/A | #N/A | #N/A | #N/A | #N/A | #N/A | #N/A
TRUE | QLD | QCOL | Collinsville North | Energy Queensland | Winter | Coincident_unreconciled | 2020 | POE50 | 8.5035 | NA | QLD Collinsville North |  |  | FALSE | #N/A | #N/A | #N/A | #N/A | #N/A | #N/A | #N/A | #N/A | #N/A | #N/A
TRUE | QLD | QCOL | Collinsville North | Energy Queensland | Winter | Non-coincident | 2020 | POE50 | 0.51296 | 15.0023 | QLD Collinsville North |  |  | FALSE | #N/A | #N/A | #N/A | #N/A | #N/A | #N/A | #N/A | #N/A | #N/A | #N/A
TRUE | QLD | QCOL | Collinsville North | Energy Queensland | Winter | Non-coincident | 2020 | POE90 | -1.6791 | NA | QLD Collinsville North |  |  | FALSE | #N/A | #N/A | #N/A | #N/A | #N/A | #N/A | #N/A | #N/A | #N/A | #N/A
TRUE | QLD | QCOL | Collinsville North | Energy Queensland | Winter | Coincident_unreconciled | 2021 | POE90 | -0.22566 | NA | QLD Collinsville North |  |  | FALSE | #N/A | #N/A | #N/A | #N/A | #N/A | #N/A | #N/A | #N/A | #N/A | #N/A
TRUE | QLD | QCOL | Collinsville North | Energy Queensland | Winter | Coincident_unreconciled | 2021 | POE50 | 7.065 | NA | QLD Collinsville North |  |  | FALSE | #N/A | #N/A | #N/A | #N/A | #N/A | #N/A | #N/A | #N/A | #N/A | #N/A
TRUE | QLD | QCOL | Collinsville North | Energy Queensland | Winter | Non-coincident | 2021 | POE50 | 0.37198 | 14.9966 | QLD Collinsville North |  |  | FALSE | #N/A | #N/A | #N/A | #N/A | #N/A | #N/A | #N/A | #N/A | #N/A | #N/A
TRUE | QLD | QCOL | Collinsville North | Energy Queensland | Winter | Non-coincident | 2021 | POE90 | -1.7835 | NA | QLD Collinsville North |  |  | FALSE | #N/A | #N/A | #N/A | #N/A | #N/A | #N/A | #N/A | #N/A | #N/A | #N/A
TRUE | QLD | QCOL | Collinsville North | Energy Queensland | Winter | Coincident_unreconciled | 2022 | POE90 | -2.8085 | NA | QLD Collinsville North |  |  | FALSE | #N/A | #N/A | #N/A | #N/A | #N/A | #N/A | #N/A | #N/A | #N/A | #N/A
TRUE | QLD | QCOL | Collinsville North | Energy Queensland | Winter | Coincident_unreconciled | 2022 | POE50 | 4.6117 | NA | QLD Collinsville North |  |  | FALSE | #N/A | #N/A | #N/A | #N/A | #N/A | #N/A | #N/A | #N/A | #N/A | #N/A
TRUE | QLD | QCOL | Collinsville North | Energy Queensland | Winter | Non-coincident | 2022 | POE50 | 0.13131 | 14.9863 | QLD Collinsville North |  |  | FALSE | #N/A | #N/A | #N/A | #N/A | #N/A | #N/A | #N/A | #N/A | #N/A | #N/A
TRUE | QLD | QCOL | Collinsville North | Energy Queensland | Winter | Non-coincident | 2022 | POE90 | -1.9618 | NA | QLD Collinsville North |  |  | FALSE | #N/A | #N/A | #N/A | #N/A | #N/A | #N/A | #N/A | #N/A | #N/A | #N/A
TRUE | QLD | QCOL | Collinsville North | Energy Queensland | Winter | Coincident_unreconciled | 2023 | POE90 | -4.4986 | NA | QLD Collinsville North |  |  | FALSE | #N/A | #N/A | #N/A | #N/A | #N/A | #N/A | #N/A | #N/A | #N/A | #N/A
TRUE | QLD | QCOL | Collinsville North | Energy Queensland | Winter | Coincident_unreconciled | 2023 | POE50 | 3.0511 | NA | QLD Collinsville North |  |  | FALSE | #N/A | #N/A | #N/A | #N/A | #N/A | #N/A | #N/A | #N/A | #N/A | #N/A
TRUE | QLD | QCOL | Collinsville North | Energy Queensland | Winter | Non-coincident | 2023 | POE50 | -0.01893 | 14.9943 | QLD Collinsville North |  |  | FALSE | #N/A | #N/A | #N/A | #N/A | #N/A | #N/A | #N/A | #N/A | #N/A | #N/A
TRUE | QLD | QCOL | Collinsville North | Energy Queensland | Winter | Non-coincident | 2023 | POE90 | -2.0756 | NA | QLD Collinsville North |  |  | FALSE | #N/A | #N/A | #N/A | #N/A | #N/A | #N/A | #N/A | #N/A | #N/A | #N/A
TRUE | QLD | QCOL | Collinsville North | Energy Queensland | Winter | Coincident_unreconciled | 2024 | POE90 | -5.0545 | NA | QLD Collinsville North |  |  | FALSE | #N/A | #N/A | #N/A | #N/A | #N/A | #N/A | #N/A | #N/A | #N/A | #N/A
TRUE | QLD | QCOL | Collinsville North | Energy Queensland | Winter | Coincident_unreconciled | 2024 | POE50 | 2.6247 | NA | QLD Collinsville North |  |  | FALSE | #N/A | #N/A | #N/A | #N/A | #N/A | #N/A | #N/A | #N/A | #N/A | #N/A
TRUE | QLD | QCOL | Collinsville North | Energy Queensland | Winter | Non-coincident | 2024 | POE50 | -0.05424 | 15.0236 | QLD Collinsville North |  |  | FALSE | #N/A | #N/A | #N/A | #N/A | #N/A | #N/A | #N/A | #N/A | #N/A | #N/A
TRUE | QLD | QCOL | Collinsville North | Energy Queensland | Winter | Non-coincident | 2024 | POE90 | -2.1067 | NA | QLD Collinsville North |  |  | FALSE | #N/A | #N/A | #N/A | #N/A | #N/A | #N/A | #N/A | #N/A | #N/A | #N/A
TRUE | QLD | QCOL | Collinsville North | Energy Queensland | Winter | Coincident_unreconciled | 2025 | POE90 | -5.594 | NA | QLD Collinsville North |  |  | FALSE | #N/A | #N/A | #N/A | #N/A | #N/A | #N/A | #N/A | #N/A | #N/A | #N/A
TRUE | QLD | QCOL | Collinsville North | Energy Queensland | Winter | Coincident_unreconciled | 2025 | POE50 | 2.2147 | NA | QLD Collinsville North |  |  | FALSE | #N/A | #N/A | #N/A | #N/A | #N/A | #N/A | #N/A | #N/A | #N/A | #N/A
TRUE | QLD | QCOL | Collinsville North | Energy Queensland | Winter | Non-coincident | 2025 | POE50 | -0.08746 | 15.0523 | QLD Collinsville North |  |  | FALSE | #N/A | #N/A | #N/A | #N/A | #N/A | #N/A | #N/A | #N/A | #N/A | #N/A
TRUE | QLD | QCOL | Collinsville North | Energy Queensland | Winter | Non-coincident | 2025 | POE90 | -2.1361 | NA | QLD Collinsville North |  |  | FALSE | #N/A | #N/A | #N/A | #N/A | #N/A | #N/A | #N/A | #N/A | #N/A | #N/A
TRUE | QLD | QCOL | Collinsville North | Energy Queensland | Winter | Coincident_unreconciled | 2026 | POE90 | -6.1309 | NA | QLD Collinsville North |  |  | FALSE | #N/A | #N/A | #N/A | #N/A | #N/A | #N/A | #N/A | #N/A | #N/A | #N/A
TRUE | QLD | QCOL | Collinsville North | Energy Queensland | Winter | Coincident_unreconciled | 2026 | POE50 | 1.8104 | NA | QLD Collinsville North |  |  | FALSE | #N/A | #N/A | #N/A | #N/A | #N/A | #N/A | #N/A | #N/A | #N/A | #N/A
TRUE | QLD | QCOL | Collinsville North | Energy Queensland | Winter | Non-coincident | 2026 | POE50 | -0.11923 | 15.0808 | QLD Collinsville North |  |  | FALSE | #N/A | #N/A | #N/A | #N/A | #N/A | #N/A | #N/A | #N/A | #N/A | #N/A
TRUE | QLD | QCOL | Collinsville North | Energy Queensland | Winter | Non-coincident | 2026 | POE90 | -2.1644 | NA | QLD Collinsville North |  |  | FALSE | #N/A | #N/A | #N/A | #N/A | #N/A | #N/A | #N/A | #N/A | #N/A | #N/A
TRUE | QLD | QCOL | Collinsville North | Energy Queensland | Winter | Coincident_unreconciled | 2027 | POE90 | -6.6481 | NA | QLD Collinsville North |  |  | FALSE | #N/A | #N/A | #N/A | #N/A | #N/A | #N/A | #N/A | #N/A | #N/A | #N/A
TRUE | QLD | QCOL | Collinsville North | Energy Queensland | Winter | Coincident_unreconciled | 2027 | POE50 | 1.4587 | NA | QLD Collinsville North |  |  | FALSE | #N/A | #N/A | #N/A | #N/A | #N/A | #N/A | #N/A | #N/A | #N/A | #N/A
TRUE | QLD | QCOL | Collinsville North | Energy Queensland | Winter | Non-coincident | 2027 | POE50 | -0.14301 | 15.1195 | QLD Collinsville North |  |  | FALSE | #N/A | #N/A | #N/A | #N/A | #N/A | #N/A | #N/A | #N/A | #N/A | #N/A
TRUE | QLD | QCOL | Collinsville North | Energy Queensland | Winter | Non-coincident | 2027 | POE90 | -2.1884 | NA | QLD Collinsville North |  |  | FALSE | #N/A | #N/A | #N/A | #N/A | #N/A | #N/A | #N/A | #N/A | #N/A | #N/A
TRUE | QLD | QCOL | Collinsville North | Energy Queensland | Winter | Coincident_unreconciled | 2028 | POE90 | -7.1363 | NA | QLD Collinsville North |  |  | FALSE | #N/A | #N/A | #N/A | #N/A | #N/A | #N/A | #N/A | #N/A | #N/A | #N/A
TRUE | QLD | QCOL | Collinsville North | Energy Queensland | Winter | Coincident_unreconciled | 2028 | POE50 | 1.1328 | NA | QLD Collinsville North |  |  | FALSE | #N/A | #N/A | #N/A | #N/A | #N/A | #N/A | #N/A | #N/A | #N/A | #N/A
TRUE | QLD | QCOL | Collinsville North | Energy Queensland | Winter | Non-coincident | 2028 | POE50 | -0.16394 | 15.1599 | QLD Collinsville North |  |  | FALSE | #N/A | #N/A | #N/A | #N/A | #N/A | #N/A | #N/A | #N/A | #N/A | #N/A
TRUE | QLD | QCOL | Collinsville North | Energy Queensland | Winter | Non-coincident | 2028 | POE90 | -2.2111 | NA | QLD Collinsville North |  |  | FALSE | #N/A | #N/A | #N/A | #N/A | #N/A | #N/A | #N/A | #N/A | #N/A | #N/A
TRUE | QLD | QCOL | Collinsville North | Energy Queensland | Winter | Coincident_unreconciled | 2029 | POE90 | -7.5924 | NA | QLD Collinsville North |  |  | FALSE | #N/A | #N/A | #N/A | #N/A | #N/A | #N/A | #N/A | #N/A | #N/A | #N/A
TRUE | QLD | QCOL | Collinsville North | Energy Queensland | Winter | Coincident_unreconciled | 2029 | POE50 | 0.84266 | NA | QLD Collinsville North |  |  | FALSE | #N/A | #N/A | #N/A | #N/A | #N/A | #N/A | #N/A | #N/A | #N/A | #N/A
TRUE | QLD | QCOL | Collinsville North | Energy Queensland | Winter | Non-coincident | 2029 | POE50 | -0.18037 | 15.2027 | QLD Collinsville North |  |  | FALSE | #N/A | #N/A | #N/A | #N/A | #N/A | #N/A | #N/A | #N/A | #N/A | #N/A
TRUE | QLD | QCOL | Collinsville North | Energy Queensland | Winter | Non-coincident | 2029 | POE90 | -2.2305 | NA | QLD Collinsville North |  |  | FALSE | #N/A | #N/A | #N/A | #N/A | #N/A | #N/A | #N/A | #N/A | #N/A | #N/A
TRUE | QLD | QCOL | Collinsville North | Energy Queensland | Shoulder | Non-coincident | 2019 | BASEYEARPOE10 | NA | 15.1104 | QLD Collinsville North |  |  | FALSE | #N/A | #N/A | #N/A | #N/A | #N/A | #N/A | #N/A | #N/A | #N/A | #N/A
TRUE | QLD | QCOL | Collinsville North | Energy Queensland | Shoulder | Coincident | 2021 | POE10 | NA | 12.5005 | QLD Collinsville North |  |  | FALSE | #N/A | #N/A | #N/A | #N/A | #N/A | #N/A | #N/A | #N/A | #N/A | #N/A
TRUE | QLD | QCOL | Collinsville North | Energy Queensland | Shoulder | Coincident | 2021 | POE50 | NA | 12.2972 | QLD Collinsville North |  |  | FALSE | #N/A | #N/A | #N/A | #N/A | #N/A | #N/A | #N/A | #N/A | #N/A | #N/A
TRUE | QLD | QCOL | Collinsville North | Energy Queensland | Shoulder | Non-coincident | 2021 | POE10 | NA | 13.8231 | QLD Collinsville North |  |  | FALSE | #N/A | #N/A | #N/A | #N/A | #N/A | #N/A | #N/A | #N/A | #N/A | #N/A
TRUE | QLD | QCOL | Collinsville North | Energy Queensland | Shoulder | Coincident | 2022 | POE10 | NA | 12.8713 | QLD Collinsville North |  |  | FALSE | #N/A | #N/A | #N/A | #N/A | #N/A | #N/A | #N/A | #N/A | #N/A | #N/A
TRUE | QLD | QCOL | Collinsville North | Energy Queensland | Shoulder | Coincident | 2022 | POE50 | NA | 12.4493 | QLD Collinsville North |  |  | FALSE | #N/A | #N/A | #N/A | #N/A | #N/A | #N/A | #N/A | #N/A | #N/A | #N/A
TRUE | QLD | QCOL | Collinsville North | Energy Queensland | Shoulder | Non-coincident | 2022 | POE10 | NA | 13.858 | QLD Collinsville North |  |  | FALSE | #N/A | #N/A | #N/A | #N/A | #N/A | #N/A | #N/A | #N/A | #N/A | #N/A
TRUE | QLD | QCOL | Collinsville North | Energy Queensland | Shoulder | Coincident | 2023 | POE10 | NA | 12.9277 | QLD Collinsville North |  |  | FALSE | #N/A | #N/A | #N/A | #N/A | #N/A | #N/A | #N/A | #N/A | #N/A | #N/A
TRUE | QLD | QCOL | Collinsville North | Energy Queensland | Shoulder | Coincident | 2023 | POE50 | NA | 12.5625 | QLD Collinsville North |  |  | FALSE | #N/A | #N/A | #N/A | #N/A | #N/A | #N/A | #N/A | #N/A | #N/A | #N/A
TRUE | QLD | QCOL | Collinsville North | Energy Queensland | Shoulder | Non-coincident | 2023 | POE10 | NA | 13.9006 | QLD Collinsville North |  |  | FALSE | #N/A | #N/A | #N/A | #N/A | #N/A | #N/A | #N/A | #N/A | #N/A | #N/A
TRUE | QLD | QCOL | Collinsville North | Energy Queensland | Shoulder | Coincident | 2024 | POE10 | NA | 13.0221 | QLD Collinsville North |  |  | FALSE | #N/A | #N/A | #N/A | #N/A | #N/A | #N/A | #N/A | #N/A | #N/A | #N/A
TRUE | QLD | QCOL | Collinsville North | Energy Queensland | Shoulder | Coincident | 2024 | POE50 | NA | 12.8188 | QLD Collinsville North |  |  | FALSE | #N/A | #N/A | #N/A | #N/A | #N/A | #N/A | #N/A | #N/A | #N/A | #N/A
TRUE | QLD | QCOL | Collinsville North | Energy Queensland | Shoulder | Non-coincident | 2024 | POE10 | NA | 13.9433 | QLD Collinsville North |  |  | FALSE | #N/A | #N/A | #N/A | #N/A | #N/A | #N/A | #N/A | #N/A | #N/A | #N/A
TRUE | QLD | QCOL | Collinsville North | Energy Queensland | Shoulder | Coincident | 2025 | POE10 | NA | 13.0954 | QLD Collinsville North |  |  | FALSE | #N/A | #N/A | #N/A | #N/A | #N/A | #N/A | #N/A | #N/A | #N/A | #N/A
TRUE | QLD | QCOL | Collinsville North | Energy Queensland | Shoulder | Coincident | 2025 | POE50 | NA | 12.7957 | QLD Collinsville North |  |  | FALSE | #N/A | #N/A | #N/A | #N/A | #N/A | #N/A | #N/A | #N/A | #N/A | #N/A
TRUE | QLD | QCOL | Collinsville North | Energy Queensland | Shoulder | Non-coincident | 2025 | POE10 | NA | 13.9868 | QLD Collinsville North |  |  | FALSE | #N/A | #N/A | #N/A | #N/A | #N/A | #N/A | #N/A | #N/A | #N/A | #N/A
TRUE | QLD | QCOL | Collinsville North | Energy Queensland | Shoulder | Coincident | 2026 | POE10 | NA | 13.062 | QLD Collinsville North |  |  | FALSE | #N/A | #N/A | #N/A | #N/A | #N/A | #N/A | #N/A | #N/A | #N/A | #N/A
TRUE | QLD | QCOL | Collinsville North | Energy Queensland | Shoulder | Coincident | 2026 | POE50 | NA | 12.8317 | QLD Collinsville North |  |  | FALSE | #N/A | #N/A | #N/A | #N/A | #N/A | #N/A | #N/A | #N/A | #N/A | #N/A
TRUE | QLD | QCOL | Collinsville North | Energy Queensland | Shoulder | Non-coincident | 2026 | POE10 | NA | 14.0323 | QLD Collinsville North |  |  | FALSE | #N/A | #N/A | #N/A | #N/A | #N/A | #N/A | #N/A | #N/A | #N/A | #N/A
TRUE | QLD | QCOL | Collinsville North | Energy Queensland | Shoulder | Coincident | 2027 | POE10 | NA | 13.049 | QLD Collinsville North |  |  | FALSE | #N/A | #N/A | #N/A | #N/A | #N/A | #N/A | #N/A | #N/A | #N/A | #N/A
TRUE | QLD | QCOL | Collinsville North | Energy Queensland | Shoulder | Coincident | 2027 | POE50 | NA | 12.8045 | QLD Collinsville North |  |  | FALSE | #N/A | #N/A | #N/A | #N/A | #N/A | #N/A | #N/A | #N/A | #N/A | #N/A
TRUE | QLD | QCOL | Collinsville North | Energy Queensland | Shoulder | Non-coincident | 2027 | POE10 | NA | 14.0876 | QLD Collinsville North |  |  | FALSE | #N/A | #N/A | #N/A | #N/A | #N/A | #N/A | #N/A | #N/A | #N/A | #N/A
TRUE | QLD | QCOL | Collinsville North | Energy Queensland | Shoulder | Coincident | 2028 | POE10 | NA | 13.0459 | QLD Collinsville North |  |  | FALSE | #N/A | #N/A | #N/A | #N/A | #N/A | #N/A | #N/A | #N/A | #N/A | #N/A
TRUE | QLD | QCOL | Collinsville North | Energy Queensland | Shoulder | Coincident | 2028 | POE50 | NA | 12.8304 | QLD Collinsville North |  |  | FALSE | #N/A | #N/A | #N/A | #N/A | #N/A | #N/A | #N/A | #N/A | #N/A | #N/A
TRUE | QLD | QCOL | Collinsville North | Energy Queensland | Shoulder | Non-coincident | 2028 | POE10 | NA | 14.1498 | QLD Collinsville North |  |  | FALSE | #N/A | #N/A | #N/A | #N/A | #N/A | #N/A | #N/A | #N/A | #N/A | #N/A
TRUE | QLD | QCOL | Collinsville North | Energy Queensland | Shoulder | Coincident | 2029 | POE10 | NA | 13.2169 | QLD Collinsville North |  |  | FALSE | #N/A | #N/A | #N/A | #N/A | #N/A | #N/A | #N/A | #N/A | #N/A | #N/A
TRUE | QLD | QCOL | Collinsville North | Energy Queensland | Shoulder | Coincident | 2029 | POE50 | NA | 12.92 | QLD Collinsville North |  |  | FALSE | #N/A | #N/A | #N/A | #N/A | #N/A | #N/A | #N/A | #N/A | #N/A | #N/A
TRUE | QLD | QCOL | Collinsville North | Energy Queensland | Shoulder | Non-coincident | 2029 | POE10 | NA | 14.2156 | QLD Collinsville North |  |  | FALSE | #N/A | #N/A | #N/A | #N/A | #N/A | #N/A | #N/A | #N/A | #N/A | #N/A
TRUE | QLD | QCOL | Collinsville North | Energy Queensland | Shoulder | Coincident | 2030 | POE10 | NA | 13.2695 | QLD Collinsville North |  |  | FALSE | #N/A | #N/A | #N/A | #N/A | #N/A | #N/A | #N/A | #N/A | #N/A | #N/A
TRUE | QLD | QCOL | Collinsville North | Energy Queensland | Shoulder | Coincident | 2030 | POE50 | NA | 12.9829 | QLD Collinsville North |  |  | FALSE | #N/A | #N/A | #N/A | #N/A | #N/A | #N/A | #N/A | #N/A | #N/A | #N/A
TRUE | QLD | QCOL | Collinsville North | Energy Queensland | Shoulder | Non-coincident | 2030 | POE10 | NA | 14.2867 | QLD Collinsville North |  |  | FALSE | #N/A | #N/A | #N/A | #N/A | #N/A | #N/A | #N/A | #N/A | #N/A | #N/A
TRUE | QLD | QCOL | Collinsville North | Energy Queensland | Summer | Non-coincident | 2019 | BASEYEARPOE10 | NA | 16.0806 | QLD Collinsville North |  |  | FALSE | #N/A | #N/A | #N/A | #N/A | #N/A | #N/A | #N/A | #N/A | #N/A | #N/A
TRUE | QLD | QCOL | Collinsville North | Energy Queensland | Summer | Coincident | 2021 | POE10 | NA | 13.319 | QLD Collinsville North |  |  | FALSE | #N/A | #N/A | #N/A | #N/A | #N/A | #N/A | #N/A | #N/A | #N/A | #N/A
TRUE | QLD | QCOL | Collinsville North | Energy Queensland | Summer | Coincident | 2021 | POE50 | NA | 12.9691 | QLD Collinsville North |  |  | FALSE | #N/A | #N/A | #N/A | #N/A | #N/A | #N/A | #N/A | #N/A | #N/A | #N/A
TRUE | QLD | QCOL | Collinsville North | Energy Queensland | Summer | Non-coincident | 2021 | POE10 | NA | 16.3794 | QLD Collinsville North |  |  | FALSE | #N/A | #N/A | #N/A | #N/A | #N/A | #N/A | #N/A | #N/A | #N/A | #N/A
TRUE | QLD | QCOL | Collinsville North | Energy Queensland | Summer | Coincident | 2022 | POE10 | NA | 13.5953 | QLD Collinsville North |  |  | FALSE | #N/A | #N/A | #N/A | #N/A | #N/A | #N/A | #N/A | #N/A | #N/A | #N/A
TRUE | QLD | QCOL | Collinsville North | Energy Queensland | Summer | Coincident | 2022 | POE50 | NA | 13.2158 | QLD Collinsville North |  |  | FALSE | #N/A | #N/A | #N/A | #N/A | #N/A | #N/A | #N/A | #N/A | #N/A | #N/A
TRUE | QLD | QCOL | Collinsville North | Energy Queensland | Summer | Non-coincident | 2022 | POE10 | NA | 16.4305 | QLD Collinsville North |  |  | FALSE | #N/A | #N/A | #N/A | #N/A | #N/A | #N/A | #N/A | #N/A | #N/A | #N/A
TRUE | QLD | QCOL | Collinsville North | Energy Queensland | Summer | Coincident | 2023 | POE10 | NA | 13.7125 | QLD Collinsville North |  |  | FALSE | #N/A | #N/A | #N/A | #N/A | #N/A | #N/A | #N/A | #N/A | #N/A | #N/A
TRUE | QLD | QCOL | Collinsville North | Energy Queensland | Summer | Coincident | 2023 | POE50 | NA | 13.2977 | QLD Collinsville North |  |  | FALSE | #N/A | #N/A | #N/A | #N/A | #N/A | #N/A | #N/A | #N/A | #N/A | #N/A
TRUE | QLD | QCOL | Collinsville North | Energy Queensland | Summer | Non-coincident | 2023 | POE10 | NA | 16.4931 | QLD Collinsville North |  |  | FALSE | #N/A | #N/A | #N/A | #N/A | #N/A | #N/A | #N/A | #N/A | #N/A | #N/A
TRUE | QLD | QCOL | Collinsville North | Energy Queensland | Summer | Coincident | 2024 | POE10 | NA | 13.9122 | QLD Collinsville North |  |  | FALSE | #N/A | #N/A | #N/A | #N/A | #N/A | #N/A | #N/A | #N/A | #N/A | #N/A
TRUE | QLD | QCOL | Collinsville North | Energy Queensland | Summer | Coincident | 2024 | POE50 | NA | 13.5018 | QLD Collinsville North |  |  | FALSE | #N/A | #N/A | #N/A | #N/A | #N/A | #N/A | #N/A | #N/A | #N/A | #N/A
TRUE | QLD | QCOL | Collinsville North | Energy Queensland | Summer | Non-coincident | 2024 | POE10 | NA | 16.5543 | QLD Collinsville North |  |  | FALSE | #N/A | #N/A | #N/A | #N/A | #N/A | #N/A | #N/A | #N/A | #N/A | #N/A
TRUE | QLD | QCOL | Collinsville North | Energy Queensland | Summer | Coincident | 2025 | POE10 | NA | 13.8882 | QLD Collinsville North |  |  | FALSE | #N/A | #N/A | #N/A | #N/A | #N/A | #N/A | #N/A | #N/A | #N/A | #N/A
TRUE | QLD | QCOL | Collinsville North | Energy Queensland | Summer | Coincident | 2025 | POE50 | NA | 13.5454 | QLD Collinsville North |  |  | FALSE | #N/A | #N/A | #N/A | #N/A | #N/A | #N/A | #N/A | #N/A | #N/A | #N/A
TRUE | QLD | QCOL | Collinsville North | Energy Queensland | Summer | Non-coincident | 2025 | POE10 | NA | 16.6147 | QLD Collinsville North |  |  | FALSE | #N/A | #N/A | #N/A | #N/A | #N/A | #N/A | #N/A | #N/A | #N/A | #N/A
TRUE | QLD | QCOL | Collinsville North | Energy Queensland | Summer | Coincident | 2026 | POE10 | NA | 13.9881 | QLD Collinsville North |  |  | FALSE | #N/A | #N/A | #N/A | #N/A | #N/A | #N/A | #N/A | #N/A | #N/A | #N/A
TRUE | QLD | QCOL | Collinsville North | Energy Queensland | Summer | Coincident | 2026 | POE50 | NA | 13.5949 | QLD Collinsville North |  |  | FALSE | #N/A | #N/A | #N/A | #N/A | #N/A | #N/A | #N/A | #N/A | #N/A | #N/A
TRUE | QLD | QCOL | Collinsville North | Energy Queensland | Summer | Non-coincident | 2026 | POE10 | NA | 16.6756 | QLD Collinsville North |  |  | FALSE | #N/A | #N/A | #N/A | #N/A | #N/A | #N/A | #N/A | #N/A | #N/A | #N/A
TRUE | QLD | QCOL | Collinsville North | Energy Queensland | Summer | Coincident | 2027 | POE10 | NA | 13.9272 | QLD Collinsville North |  |  | FALSE | #N/A | #N/A | #N/A | #N/A | #N/A | #N/A | #N/A | #N/A | #N/A | #N/A
TRUE | QLD | QCOL | Collinsville North | Energy Queensland | Summer | Coincident | 2027 | POE50 | NA | 13.5794 | QLD Collinsville North |  |  | FALSE | #N/A | #N/A | #N/A | #N/A | #N/A | #N/A | #N/A | #N/A | #N/A | #N/A
TRUE | QLD | QCOL | Collinsville North | Energy Queensland | Summer | Non-coincident | 2027 | POE10 | NA | 16.7491 | QLD Collinsville North |  |  | FALSE | #N/A | #N/A | #N/A | #N/A | #N/A | #N/A | #N/A | #N/A | #N/A | #N/A
TRUE | QLD | QCOL | Collinsville North | Energy Queensland | Summer | Coincident | 2028 | POE10 | NA | 13.988 | QLD Collinsville North |  |  | FALSE | #N/A | #N/A | #N/A | #N/A | #N/A | #N/A | #N/A | #N/A | #N/A | #N/A
TRUE | QLD | QCOL | Collinsville North | Energy Queensland | Summer | Coincident | 2028 | POE50 | NA | 13.6285 | QLD Collinsville North |  |  | FALSE | #N/A | #N/A | #N/A | #N/A | #N/A | #N/A | #N/A | #N/A | #N/A | #N/A
TRUE | QLD | QCOL | Collinsville North | Energy Queensland | Summer | Non-coincident | 2028 | POE10 | NA | 16.8332 | QLD Collinsville North |  |  | FALSE | #N/A | #N/A | #N/A | #N/A | #N/A | #N/A | #N/A | #N/A | #N/A | #N/A
TRUE | QLD | QCOL | Collinsville North | Energy Queensland | Summer | Coincident | 2029 | POE10 | NA | 14.0053 | QLD Collinsville North |  |  | FALSE | #N/A | #N/A | #N/A | #N/A | #N/A | #N/A | #N/A | #N/A | #N/A | #N/A
TRUE | QLD | QCOL | Collinsville North | Energy Queensland | Summer | Coincident | 2029 | POE50 | NA | 13.7009 | QLD Collinsville North |  |  | FALSE | #N/A | #N/A | #N/A | #N/A | #N/A | #N/A | #N/A | #N/A | #N/A | #N/A
TRUE | QLD | QCOL | Collinsville North | Energy Queensland | Summer | Non-coincident | 2029 | POE10 | NA | 16.9226 | QLD Collinsville North |  |  | FALSE | #N/A | #N/A | #N/A | #N/A | #N/A | #N/A | #N/A | #N/A | #N/A | #N/A
TRUE | QLD | QCOL | Collinsville North | Energy Queensland | Summer | Coincident | 2030 | POE10 | NA | 14.0776 | QLD Collinsville North |  |  | FALSE | #N/A | #N/A | #N/A | #N/A | #N/A | #N/A | #N/A | #N/A | #N/A | #N/A
TRUE | QLD | QCOL | Collinsville North | Energy Queensland | Summer | Coincident | 2030 | POE50 | NA | 13.6959 | QLD Collinsville North |  |  | FALSE | #N/A | #N/A | #N/A | #N/A | #N/A | #N/A | #N/A | #N/A | #N/A | #N/A
TRUE | QLD | QCOL | Collinsville North | Energy Queensland | Summer | Non-coincident | 2030 | POE10 | NA | 17.016 | QLD Collinsville North |  |  | FALSE | #N/A | #N/A | #N/A | #N/A | #N/A | #N/A | #N/A | #N/A | #N/A | #N/A
TRUE | QLD | QCOL | Collinsville North | Energy Queensland | Winter | Non-coincident | 2019 | BASEYEARPOE10 | NA | 14.9289 | QLD Collinsville North |  |  | FALSE | #N/A | #N/A | #N/A | #N/A | #N/A | #N/A | #N/A | #N/A | #N/A | #N/A
TRUE | QLD | QCOL | Collinsville North | Energy Queensland | Winter | Coincident | 2020 | POE10 | NA | 13.1104 | QLD Collinsville North |  |  | FALSE | #N/A | #N/A | #N/A | #N/A | #N/A | #N/A | #N/A | #N/A | #N/A | #N/A
TRUE | QLD | QCOL | Collinsville North | Energy Queensland | Winter | Coincident | 2020 | POE50 | NA | 11.9932 | QLD Collinsville North |  |  | FALSE | #N/A | #N/A | #N/A | #N/A | #N/A | #N/A | #N/A | #N/A | #N/A | #N/A
TRUE | QLD | QCOL | Collinsville North | Energy Queensland | Winter | Non-coincident | 2020 | POE10 | NA | 16.1365 | QLD Collinsville North |  |  | FALSE | #N/A | #N/A | #N/A | #N/A | #N/A | #N/A | #N/A | #N/A | #N/A | #N/A
TRUE | QLD | QCOL | Collinsville North | Energy Queensland | Winter | Coincident | 2021 | POE10 | NA | 13.0173 | QLD Collinsville North |  |  | FALSE | #N/A | #N/A | #N/A | #N/A | #N/A | #N/A | #N/A | #N/A | #N/A | #N/A
TRUE | QLD | QCOL | Collinsville North | Energy Queensland | Winter | Coincident | 2021 | POE50 | NA | 11.9028 | QLD Collinsville North |  |  | FALSE | #N/A | #N/A | #N/A | #N/A | #N/A | #N/A | #N/A | #N/A | #N/A | #N/A
TRUE | QLD | QCOL | Collinsville North | Energy Queensland | Winter | Non-coincident | 2021 | POE10 | NA | 16.135 | QLD Collinsville North |  |  | FALSE | #N/A | #N/A | #N/A | #N/A | #N/A | #N/A | #N/A | #N/A | #N/A | #N/A
TRUE | QLD | QCOL | Collinsville North | Energy Queensland | Winter | Coincident | 2022 | POE10 | NA | 13.3346 | QLD Collinsville North |  |  | FALSE | #N/A | #N/A | #N/A | #N/A | #N/A | #N/A | #N/A | #N/A | #N/A | #N/A
TRUE | QLD | QCOL | Collinsville North | Energy Queensland | Winter | Coincident | 2022 | POE50 | NA | 12.1917 | QLD Collinsville North |  |  | FALSE | #N/A | #N/A | #N/A | #N/A | #N/A | #N/A | #N/A | #N/A | #N/A | #N/A
TRUE | QLD | QCOL | Collinsville North | Energy Queensland | Winter | Non-coincident | 2022 | POE10 | NA | 16.1319 | QLD Collinsville North |  |  | FALSE | #N/A | #N/A | #N/A | #N/A | #N/A | #N/A | #N/A | #N/A | #N/A | #N/A
TRUE | QLD | QCOL | Collinsville North | Energy Queensland | Winter | Coincident | 2023 | POE10 | NA | 13.4871 | QLD Collinsville North |  |  | FALSE | #N/A | #N/A | #N/A | #N/A | #N/A | #N/A | #N/A | #N/A | #N/A | #N/A
TRUE | QLD | QCOL | Collinsville North | Energy Queensland | Winter | Coincident | 2023 | POE50 | NA | 12.316 | QLD Collinsville North |  |  | FALSE | #N/A | #N/A | #N/A | #N/A | #N/A | #N/A | #N/A | #N/A | #N/A | #N/A
TRUE | QLD | QCOL | Collinsville North | Energy Queensland | Winter | Non-coincident | 2023 | POE10 | NA | 16.1471 | QLD Collinsville North |  |  | FALSE | #N/A | #N/A | #N/A | #N/A | #N/A | #N/A | #N/A | #N/A | #N/A | #N/A
TRUE | QLD | QCOL | Collinsville North | Energy Queensland | Winter | Coincident | 2024 | POE10 | NA | 13.7165 | QLD Collinsville North |  |  | FALSE | #N/A | #N/A | #N/A | #N/A | #N/A | #N/A | #N/A | #N/A | #N/A | #N/A
TRUE | QLD | QCOL | Collinsville North | Energy Queensland | Winter | Coincident | 2024 | POE50 | NA | 12.4738 | QLD Collinsville North |  |  | FALSE | #N/A | #N/A | #N/A | #N/A | #N/A | #N/A | #N/A | #N/A | #N/A | #N/A
TRUE | QLD | QCOL | Collinsville North | Energy Queensland | Winter | Non-coincident | 2024 | POE10 | NA | 16.1835 | QLD Collinsville North |  |  | FALSE | #N/A | #N/A | #N/A | #N/A | #N/A | #N/A | #N/A | #N/A | #N/A | #N/A
TRUE | QLD | QCOL | Collinsville North | Energy Queensland | Winter | Coincident | 2025 | POE10 | NA | 13.7024 | QLD Collinsville North |  |  | FALSE | #N/A | #N/A | #N/A | #N/A | #N/A | #N/A | #N/A | #N/A | #N/A | #N/A
TRUE | QLD | QCOL | Collinsville North | Energy Queensland | Winter | Coincident | 2025 | POE50 | NA | 12.4843 | QLD Collinsville North |  |  | FALSE | #N/A | #N/A | #N/A | #N/A | #N/A | #N/A | #N/A | #N/A | #N/A | #N/A
TRUE | QLD | QCOL | Collinsville North | Energy Queensland | Winter | Non-coincident | 2025 | POE10 | NA | 16.2194 | QLD Collinsville North |  |  | FALSE | #N/A | #N/A | #N/A | #N/A | #N/A | #N/A | #N/A | #N/A | #N/A | #N/A
TRUE | QLD | QCOL | Collinsville North | Energy Queensland | Winter | Coincident | 2026 | POE10 | NA | 13.7236 | QLD Collinsville North |  |  | FALSE | #N/A | #N/A | #N/A | #N/A | #N/A | #N/A | #N/A | #N/A | #N/A | #N/A
TRUE | QLD | QCOL | Collinsville North | Energy Queensland | Winter | Coincident | 2026 | POE50 | NA | 12.5237 | QLD Collinsville North |  |  | FALSE | #N/A | #N/A | #N/A | #N/A | #N/A | #N/A | #N/A | #N/A | #N/A | #N/A
TRUE | QLD | QCOL | Collinsville North | Energy Queensland | Winter | Non-coincident | 2026 | POE10 | NA | 16.2553 | QLD Collinsville North |  |  | FALSE | #N/A | #N/A | #N/A | #N/A | #N/A | #N/A | #N/A | #N/A | #N/A | #N/A
TRUE | QLD | QCOL | Collinsville North | Energy Queensland | Winter | Coincident | 2027 | POE10 | NA | 13.7516 | QLD Collinsville North |  |  | FALSE | #N/A | #N/A | #N/A | #N/A | #N/A | #N/A | #N/A | #N/A | #N/A | #N/A
TRUE | QLD | QCOL | Collinsville North | Energy Queensland | Winter | Coincident | 2027 | POE50 | NA | 12.5464 | QLD Collinsville North |  |  | FALSE | #N/A | #N/A | #N/A | #N/A | #N/A | #N/A | #N/A | #N/A | #N/A | #N/A
TRUE | QLD | QCOL | Collinsville North | Energy Queensland | Winter | Non-coincident | 2027 | POE10 | NA | 16.3031 | QLD Collinsville North |  |  | FALSE | #N/A | #N/A | #N/A | #N/A | #N/A | #N/A | #N/A | #N/A | #N/A | #N/A
TRUE | QLD | QCOL | Collinsville North | Energy Queensland | Winter | Coincident | 2028 | POE10 | NA | 13.9368 | QLD Collinsville North |  |  | FALSE | #N/A | #N/A | #N/A | #N/A | #N/A | #N/A | #N/A | #N/A | #N/A | #N/A
TRUE | QLD | QCOL | Collinsville North | Energy Queensland | Winter | Coincident | 2028 | POE50 | NA | 12.6133 | QLD Collinsville North |  |  | FALSE | #N/A | #N/A | #N/A | #N/A | #N/A | #N/A | #N/A | #N/A | #N/A | #N/A
TRUE | QLD | QCOL | Collinsville North | Energy Queensland | Winter | Non-coincident | 2028 | POE10 | NA | 16.3525 | QLD Collinsville North |  |  | FALSE | #N/A | #N/A | #N/A | #N/A | #N/A | #N/A | #N/A | #N/A | #N/A | #N/A
TRUE | QLD | QCOL | Collinsville North | Energy Queensland | Winter | Coincident | 2029 | POE10 | NA | 13.9134 | QLD Collinsville North |  |  | FALSE | #N/A | #N/A | #N/A | #N/A | #N/A | #N/A | #N/A | #N/A | #N/A | #N/A
TRUE | QLD | QCOL | Collinsville North | Energy Queensland | Winter | Coincident | 2029 | POE50 | NA | 12.6545 | QLD Collinsville North |  |  | FALSE | #N/A | #N/A | #N/A | #N/A | #N/A | #N/A | #N/A | #N/A | #N/A | #N/A
TRUE | QLD | QCOL | Collinsville North | Energy Queensland | Winter | Non-coincident | 2029 | POE10 | NA | 16.4045 | QLD Collinsville North |  |  | FALSE | #N/A | #N/A | #N/A | #N/A | #N/A | #N/A | #N/A | #N/A | #N/A | #N/A
TRUE | QLD | QCRN | Cairns | Energy Queensland | Shoulder | Coincident | 2017 | ACTUAL_OPG | 18.6532 | 36.0302 | QLD Cairns |  |  | FALSE | #N/A | #N/A | #N/A | #N/A | #N/A | #N/A | #N/A | #N/A | #N/A | #N/A
TRUE | QLD | QCRN | Cairns | Energy Queensland | Shoulder | Coincident | 2017 | ACTUAL_RAW | 18.6532 | 36.0302 | QLD Cairns |  |  | FALSE | #N/A | #N/A | #N/A | #N/A | #N/A | #N/A | #N/A | #N/A | #N/A | #N/A
TRUE | QLD | QCRN | Cairns | Energy Queensland | Shoulder | Non-coincident | 2017 | ACTUAL_RAW | 16.1481 | 46.6693 | QLD Cairns |  |  | FALSE | #N/A | #N/A | #N/A | #N/A | #N/A | #N/A | #N/A | #N/A | #N/A | #N/A
TRUE | QLD | QCRN | Cairns | Energy Queensland | Shoulder | Non-coincident | 2017 | ACTUAL_OPG | 16.1481 | 46.6693 | QLD Cairns |  |  | FALSE | #N/A | #N/A | #N/A | #N/A | #N/A | #N/A | #N/A | #N/A | #N/A | #N/A
TRUE | QLD | QCRN | Cairns | Energy Queensland | Shoulder | Non-coincident | 2017 | ACTUAL_ADJUSTEDOPG | 16.1481 | 46.6693 | QLD Cairns |  |  | FALSE | #N/A | #N/A | #N/A | #N/A | #N/A | #N/A | #N/A | #N/A | #N/A | #N/A
TRUE | QLD | QCRN | Cairns | Energy Queensland | Shoulder | Coincident | 2018 | ACTUAL_OPG | 17.8952 | 41.0929 | QLD Cairns |  |  | FALSE | #N/A | #N/A | #N/A | #N/A | #N/A | #N/A | #N/A | #N/A | #N/A | #N/A
TRUE | QLD | QCRN | Cairns | Energy Queensland | Shoulder | Coincident | 2018 | ACTUAL_RAW | 17.8952 | 41.0929 | QLD Cairns |  |  | FALSE | #N/A | #N/A | #N/A | #N/A | #N/A | #N/A | #N/A | #N/A | #N/A | #N/A
TRUE | QLD | QCRN | Cairns | Energy Queensland | Shoulder | Non-coincident | 2018 | ACTUAL_RAW | 16.4544 | 47.2488 | QLD Cairns |  |  | FALSE | #N/A | #N/A | #N/A | #N/A | #N/A | #N/A | #N/A | #N/A | #N/A | #N/A
TRUE | QLD | QCRN | Cairns | Energy Queensland | Shoulder | Non-coincident | 2018 | ACTUAL_OPG | 16.4544 | 47.2488 | QLD Cairns |  |  | FALSE | #N/A | #N/A | #N/A | #N/A | #N/A | #N/A | #N/A | #N/A | #N/A | #N/A
TRUE | QLD | QCRN | Cairns | Energy Queensland | Shoulder | Non-coincident | 2018 | ACTUAL_ADJUSTEDOPG | 16.4544 | 47.2488 | QLD Cairns |  |  | FALSE | #N/A | #N/A | #N/A | #N/A | #N/A | #N/A | #N/A | #N/A | #N/A | #N/A
TRUE | QLD | QCRN | Cairns | Energy Queensland | Shoulder | Coincident | 2019 | ACTUAL_OPG | 20.9215 | 40.8834 | QLD Cairns |  |  | FALSE | #N/A | #N/A | #N/A | #N/A | #N/A | #N/A | #N/A | #N/A | #N/A | #N/A
TRUE | QLD | QCRN | Cairns | Energy Queensland | Shoulder | Coincident | 2019 | ACTUAL_RAW | 20.9215 | 40.8834 | QLD Cairns |  |  | FALSE | #N/A | #N/A | #N/A | #N/A | #N/A | #N/A | #N/A | #N/A | #N/A | #N/A
TRUE | QLD | QCRN | Cairns | Energy Queensland | Shoulder | Non-coincident | 2019 | ACTUAL_RAW | 16.5027 | 48.5456 | QLD Cairns |  |  | FALSE | #N/A | #N/A | #N/A | #N/A | #N/A | #N/A | #N/A | #N/A | #N/A | #N/A
TRUE | QLD | QCRN | Cairns | Energy Queensland | Shoulder | Non-coincident | 2019 | ACTUAL_OPG | 16.5027 | 48.5456 | QLD Cairns |  |  | FALSE | #N/A | #N/A | #N/A | #N/A | #N/A | #N/A | #N/A | #N/A | #N/A | #N/A
TRUE | QLD | QCRN | Cairns | Energy Queensland | Shoulder | Non-coincident | 2019 | ACTUAL_ADJUSTEDOPG | 16.5027 | 48.5456 | QLD Cairns |  |  | FALSE | #N/A | #N/A | #N/A | #N/A | #N/A | #N/A | #N/A | #N/A | #N/A | #N/A
TRUE | QLD | QCRN | Cairns | Energy Queensland | Shoulder | Non-coincident | 2019 | BASEYEARPOE90 | 11.3926 | NA | QLD Cairns |  |  | FALSE | #N/A | #N/A | #N/A | #N/A | #N/A | #N/A | #N/A | #N/A | #N/A | #N/A
TRUE | QLD | QCRN | Cairns | Energy Queensland | Shoulder | Non-coincident | 2019 | BASEYEARPOE50 | 13.1505 | 44.5654 | QLD Cairns |  |  | FALSE | #N/A | #N/A | #N/A | #N/A | #N/A | #N/A | #N/A | #N/A | #N/A | #N/A
TRUE | QLD | QCRN | Cairns | Energy Queensland | Shoulder | Coincident | 2020 | ACTUAL_OPG | 15.506 | 37.1843 | QLD Cairns |  |  | FALSE | #N/A | #N/A | #N/A | #N/A | #N/A | #N/A | #N/A | #N/A | #N/A | #N/A
TRUE | QLD | QCRN | Cairns | Energy Queensland | Shoulder | Coincident | 2020 | ACTUAL_RAW | 15.506 | 37.1843 | QLD Cairns |  |  | FALSE | #N/A | #N/A | #N/A | #N/A | #N/A | #N/A | #N/A | #N/A | #N/A | #N/A
TRUE | QLD | QCRN | Cairns | Energy Queensland | Shoulder | Non-coincident | 2020 | ACTUAL_RAW | 14.666 | 40.6237 | QLD Cairns |  |  | FALSE | #N/A | #N/A | #N/A | #N/A | #N/A | #N/A | #N/A | #N/A | #N/A | #N/A
TRUE | QLD | QCRN | Cairns | Energy Queensland | Shoulder | Non-coincident | 2020 | ACTUAL_OPG | 14.666 | 40.6237 | QLD Cairns |  |  | FALSE | #N/A | #N/A | #N/A | #N/A | #N/A | #N/A | #N/A | #N/A | #N/A | #N/A
TRUE | QLD | QCRN | Cairns | Energy Queensland | Shoulder | Non-coincident | 2020 | ACTUAL_ADJUSTEDOPG | 14.666 | 40.6237 | QLD Cairns |  |  | FALSE | #N/A | #N/A | #N/A | #N/A | #N/A | #N/A | #N/A | #N/A | #N/A | #N/A
TRUE | QLD | QCRN | Cairns | Energy Queensland | Shoulder | Coincident_unreconciled | 2021 | POE50 | 16.2139 | NA | QLD Cairns |  |  | FALSE | #N/A | #N/A | #N/A | #N/A | #N/A | #N/A | #N/A | #N/A | #N/A | #N/A
TRUE | QLD | QCRN | Cairns | Energy Queensland | Shoulder | Coincident_unreconciled | 2021 | POE90 | 11.1656 | NA | QLD Cairns |  |  | FALSE | #N/A | #N/A | #N/A | #N/A | #N/A | #N/A | #N/A | #N/A | #N/A | #N/A
TRUE | QLD | QCRN | Cairns | Energy Queensland | Shoulder | Non-coincident | 2021 | POE50 | 13.3204 | 43.7476 | QLD Cairns |  |  | FALSE | #N/A | #N/A | #N/A | #N/A | #N/A | #N/A | #N/A | #N/A | #N/A | #N/A
TRUE | QLD | QCRN | Cairns | Energy Queensland | Shoulder | Non-coincident | 2021 | POE90 | 9.2337 | NA | QLD Cairns |  |  | FALSE | #N/A | #N/A | #N/A | #N/A | #N/A | #N/A | #N/A | #N/A | #N/A | #N/A
TRUE | QLD | QCRN | Cairns | Energy Queensland | Shoulder | Coincident_unreconciled | 2022 | POE50 | 13.823 | NA | QLD Cairns |  |  | FALSE | #N/A | #N/A | #N/A | #N/A | #N/A | #N/A | #N/A | #N/A | #N/A | #N/A
TRUE | QLD | QCRN | Cairns | Energy Queensland | Shoulder | Coincident_unreconciled | 2022 | POE90 | 8.7193 | NA | QLD Cairns |  |  | FALSE | #N/A | #N/A | #N/A | #N/A | #N/A | #N/A | #N/A | #N/A | #N/A | #N/A
TRUE | QLD | QCRN | Cairns | Energy Queensland | Shoulder | Non-coincident | 2022 | POE50 | 11.4313 | 43.3923 | QLD Cairns |  |  | FALSE | #N/A | #N/A | #N/A | #N/A | #N/A | #N/A | #N/A | #N/A | #N/A | #N/A
TRUE | QLD | QCRN | Cairns | Energy Queensland | Shoulder | Non-coincident | 2022 | POE90 | 7.2106 | NA | QLD Cairns |  |  | FALSE | #N/A | #N/A | #N/A | #N/A | #N/A | #N/A | #N/A | #N/A | #N/A | #N/A
TRUE | QLD | QCRN | Cairns | Energy Queensland | Shoulder | Coincident_unreconciled | 2023 | POE50 | 11.502 | NA | QLD Cairns |  |  | FALSE | #N/A | #N/A | #N/A | #N/A | #N/A | #N/A | #N/A | #N/A | #N/A | #N/A
TRUE | QLD | QCRN | Cairns | Energy Queensland | Shoulder | Coincident_unreconciled | 2023 | POE90 | 6.338 | NA | QLD Cairns |  |  | FALSE | #N/A | #N/A | #N/A | #N/A | #N/A | #N/A | #N/A | #N/A | #N/A | #N/A
TRUE | QLD | QCRN | Cairns | Energy Queensland | Shoulder | Non-coincident | 2023 | POE50 | 9.5119 | 43.0918 | QLD Cairns |  |  | FALSE | #N/A | #N/A | #N/A | #N/A | #N/A | #N/A | #N/A | #N/A | #N/A | #N/A
TRUE | QLD | QCRN | Cairns | Energy Queensland | Shoulder | Non-coincident | 2023 | POE90 | 5.2414 | NA | QLD Cairns |  |  | FALSE | #N/A | #N/A | #N/A | #N/A | #N/A | #N/A | #N/A | #N/A | #N/A | #N/A
TRUE | QLD | QCRN | Cairns | Energy Queensland | Shoulder | Coincident_unreconciled | 2024 | POE50 | 10.3928 | NA | QLD Cairns |  |  | FALSE | #N/A | #N/A | #N/A | #N/A | #N/A | #N/A | #N/A | #N/A | #N/A | #N/A
TRUE | QLD | QCRN | Cairns | Energy Queensland | Shoulder | Coincident_unreconciled | 2024 | POE90 | 5.1686 | NA | QLD Cairns |  |  | FALSE | #N/A | #N/A | #N/A | #N/A | #N/A | #N/A | #N/A | #N/A | #N/A | #N/A
TRUE | QLD | QCRN | Cairns | Energy Queensland | Shoulder | Non-coincident | 2024 | POE50 | 8.5946 | 43.1692 | QLD Cairns |  |  | FALSE | #N/A | #N/A | #N/A | #N/A | #N/A | #N/A | #N/A | #N/A | #N/A | #N/A
TRUE | QLD | QCRN | Cairns | Energy Queensland | Shoulder | Non-coincident | 2024 | POE90 | 4.2743 | NA | QLD Cairns |  |  | FALSE | #N/A | #N/A | #N/A | #N/A | #N/A | #N/A | #N/A | #N/A | #N/A | #N/A
TRUE | QLD | QCRN | Cairns | Energy Queensland | Shoulder | Coincident_unreconciled | 2025 | POE50 | 9.7488 | NA | QLD Cairns |  |  | FALSE | #N/A | #N/A | #N/A | #N/A | #N/A | #N/A | #N/A | #N/A | #N/A | #N/A
TRUE | QLD | QCRN | Cairns | Energy Queensland | Shoulder | Coincident_unreconciled | 2025 | POE90 | 4.4643 | NA | QLD Cairns |  |  | FALSE | #N/A | #N/A | #N/A | #N/A | #N/A | #N/A | #N/A | #N/A | #N/A | #N/A
TRUE | QLD | QCRN | Cairns | Energy Queensland | Shoulder | Non-coincident | 2025 | POE50 | 8.062 | 43.4081 | QLD Cairns |  |  | FALSE | #N/A | #N/A | #N/A | #N/A | #N/A | #N/A | #N/A | #N/A | #N/A | #N/A
TRUE | QLD | QCRN | Cairns | Energy Queensland | Shoulder | Non-coincident | 2025 | POE90 | 3.6919 | NA | QLD Cairns |  |  | FALSE | #N/A | #N/A | #N/A | #N/A | #N/A | #N/A | #N/A | #N/A | #N/A | #N/A
TRUE | QLD | QCRN | Cairns | Energy Queensland | Shoulder | Coincident_unreconciled | 2026 | POE50 | 9.1695 | NA | QLD Cairns |  |  | FALSE | #N/A | #N/A | #N/A | #N/A | #N/A | #N/A | #N/A | #N/A | #N/A | #N/A
TRUE | QLD | QCRN | Cairns | Energy Queensland | Shoulder | Coincident_unreconciled | 2026 | POE90 | 3.8249 | NA | QLD Cairns |  |  | FALSE | #N/A | #N/A | #N/A | #N/A | #N/A | #N/A | #N/A | #N/A | #N/A | #N/A
TRUE | QLD | QCRN | Cairns | Energy Queensland | Shoulder | Non-coincident | 2026 | POE50 | 7.583 | 43.7174 | QLD Cairns |  |  | FALSE | #N/A | #N/A | #N/A | #N/A | #N/A | #N/A | #N/A | #N/A | #N/A | #N/A
TRUE | QLD | QCRN | Cairns | Energy Queensland | Shoulder | Non-coincident | 2026 | POE90 | 3.1631 | NA | QLD Cairns |  |  | FALSE | #N/A | #N/A | #N/A | #N/A | #N/A | #N/A | #N/A | #N/A | #N/A | #N/A
TRUE | QLD | QCRN | Cairns | Energy Queensland | Shoulder | Coincident_unreconciled | 2027 | POE50 | 8.7597 | NA | QLD Cairns |  |  | FALSE | #N/A | #N/A | #N/A | #N/A | #N/A | #N/A | #N/A | #N/A | #N/A | #N/A
TRUE | QLD | QCRN | Cairns | Energy Queensland | Shoulder | Coincident_unreconciled | 2027 | POE90 | 3.3521 | NA | QLD Cairns |  |  | FALSE | #N/A | #N/A | #N/A | #N/A | #N/A | #N/A | #N/A | #N/A | #N/A | #N/A
TRUE | QLD | QCRN | Cairns | Energy Queensland | Shoulder | Non-coincident | 2027 | POE50 | 7.2441 | 44.123 | QLD Cairns |  |  | FALSE | #N/A | #N/A | #N/A | #N/A | #N/A | #N/A | #N/A | #N/A | #N/A | #N/A
TRUE | QLD | QCRN | Cairns | Energy Queensland | Shoulder | Non-coincident | 2027 | POE90 | 2.7721 | NA | QLD Cairns |  |  | FALSE | #N/A | #N/A | #N/A | #N/A | #N/A | #N/A | #N/A | #N/A | #N/A | #N/A
TRUE | QLD | QCRN | Cairns | Energy Queensland | Shoulder | Coincident_unreconciled | 2028 | POE50 | 8.4726 | NA | QLD Cairns |  |  | FALSE | #N/A | #N/A | #N/A | #N/A | #N/A | #N/A | #N/A | #N/A | #N/A | #N/A
TRUE | QLD | QCRN | Cairns | Energy Queensland | Shoulder | Coincident_unreconciled | 2028 | POE90 | 3.0001 | NA | QLD Cairns |  |  | FALSE | #N/A | #N/A | #N/A | #N/A | #N/A | #N/A | #N/A | #N/A | #N/A | #N/A
TRUE | QLD | QCRN | Cairns | Energy Queensland | Shoulder | Non-coincident | 2028 | POE50 | 7.0066 | 44.6109 | QLD Cairns |  |  | FALSE | #N/A | #N/A | #N/A | #N/A | #N/A | #N/A | #N/A | #N/A | #N/A | #N/A
TRUE | QLD | QCRN | Cairns | Energy Queensland | Shoulder | Non-coincident | 2028 | POE90 | 2.481 | NA | QLD Cairns |  |  | FALSE | #N/A | #N/A | #N/A | #N/A | #N/A | #N/A | #N/A | #N/A | #N/A | #N/A
TRUE | QLD | QCRN | Cairns | Energy Queensland | Shoulder | Coincident_unreconciled | 2029 | POE50 | 8.275 | NA | QLD Cairns |  |  | FALSE | #N/A | #N/A | #N/A | #N/A | #N/A | #N/A | #N/A | #N/A | #N/A | #N/A
TRUE | QLD | QCRN | Cairns | Energy Queensland | Shoulder | Coincident_unreconciled | 2029 | POE90 | 2.7376 | NA | QLD Cairns |  |  | FALSE | #N/A | #N/A | #N/A | #N/A | #N/A | #N/A | #N/A | #N/A | #N/A | #N/A
TRUE | QLD | QCRN | Cairns | Energy Queensland | Shoulder | Non-coincident | 2029 | POE50 | 6.8432 | 45.1663 | QLD Cairns |  |  | FALSE | #N/A | #N/A | #N/A | #N/A | #N/A | #N/A | #N/A | #N/A | #N/A | #N/A
TRUE | QLD | QCRN | Cairns | Energy Queensland | Shoulder | Non-coincident | 2029 | POE90 | 2.2639 | NA | QLD Cairns |  |  | FALSE | #N/A | #N/A | #N/A | #N/A | #N/A | #N/A | #N/A | #N/A | #N/A | #N/A
TRUE | QLD | QCRN | Cairns | Energy Queensland | Shoulder | Coincident_unreconciled | 2030 | POE50 | 8.1518 | NA | QLD Cairns |  |  | FALSE | #N/A | #N/A | #N/A | #N/A | #N/A | #N/A | #N/A | #N/A | #N/A | #N/A
TRUE | QLD | QCRN | Cairns | Energy Queensland | Shoulder | Coincident_unreconciled | 2030 | POE90 | 2.5496 | NA | QLD Cairns |  |  | FALSE | #N/A | #N/A | #N/A | #N/A | #N/A | #N/A | #N/A | #N/A | #N/A | #N/A
TRUE | QLD | QCRN | Cairns | Energy Queensland | Shoulder | Non-coincident | 2030 | POE50 | 6.7413 | 45.8088 | QLD Cairns |  |  | FALSE | #N/A | #N/A | #N/A | #N/A | #N/A | #N/A | #N/A | #N/A | #N/A | #N/A
TRUE | QLD | QCRN | Cairns | Energy Queensland | Shoulder | Non-coincident | 2030 | POE90 | 2.1084 | NA | QLD Cairns |  |  | FALSE | #N/A | #N/A | #N/A | #N/A | #N/A | #N/A | #N/A | #N/A | #N/A | #N/A
TRUE | QLD | QCRN | Cairns | Energy Queensland | Summer | Coincident | 2017 | ACTUAL_OPG | 20.6713 | 37.7455 | QLD Cairns |  |  | FALSE | #N/A | #N/A | #N/A | #N/A | #N/A | #N/A | #N/A | #N/A | #N/A | #N/A
TRUE | QLD | QCRN | Cairns | Energy Queensland | Summer | Coincident | 2017 | ACTUAL_RAW | 20.6713 | 37.7455 | QLD Cairns |  |  | FALSE | #N/A | #N/A | #N/A | #N/A | #N/A | #N/A | #N/A | #N/A | #N/A | #N/A
TRUE | QLD | QCRN | Cairns | Energy Queensland | Summer | Non-coincident | 2017 | ACTUAL_RAW | 19.5858 | 59.4622 | QLD Cairns |  |  | FALSE | #N/A | #N/A | #N/A | #N/A | #N/A | #N/A | #N/A | #N/A | #N/A | #N/A
TRUE | QLD | QCRN | Cairns | Energy Queensland | Summer | Non-coincident | 2017 | ACTUAL_OPG | 19.5858 | 59.4622 | QLD Cairns |  |  | FALSE | #N/A | #N/A | #N/A | #N/A | #N/A | #N/A | #N/A | #N/A | #N/A | #N/A
TRUE | QLD | QCRN | Cairns | Energy Queensland | Summer | Non-coincident | 2017 | ACTUAL_ADJUSTEDOPG | 19.5858 | 59.4622 | QLD Cairns |  |  | FALSE | #N/A | #N/A | #N/A | #N/A | #N/A | #N/A | #N/A | #N/A | #N/A | #N/A
TRUE | QLD | QCRN | Cairns | Energy Queensland | Summer | Coincident | 2018 | ACTUAL_OPG | 18.3263 | 52.1881 | QLD Cairns |  |  | FALSE | #N/A | #N/A | #N/A | #N/A | #N/A | #N/A | #N/A | #N/A | #N/A | #N/A
TRUE | QLD | QCRN | Cairns | Energy Queensland | Summer | Coincident | 2018 | ACTUAL_RAW | 18.3263 | 52.1881 | QLD Cairns |  |  | FALSE | #N/A | #N/A | #N/A | #N/A | #N/A | #N/A | #N/A | #N/A | #N/A | #N/A
TRUE | QLD | QCRN | Cairns | Energy Queensland | Summer | Non-coincident | 2018 | ACTUAL_RAW | 9.3852 | 58.9966 | QLD Cairns |  |  | FALSE | #N/A | #N/A | #N/A | #N/A | #N/A | #N/A | #N/A | #N/A | #N/A | #N/A
TRUE | QLD | QCRN | Cairns | Energy Queensland | Summer | Non-coincident | 2018 | ACTUAL_OPG | 9.3852 | 58.9966 | QLD Cairns |  |  | FALSE | #N/A | #N/A | #N/A | #N/A | #N/A | #N/A | #N/A | #N/A | #N/A | #N/A
TRUE | QLD | QCRN | Cairns | Energy Queensland | Summer | Non-coincident | 2018 | ACTUAL_ADJUSTEDOPG | 18.0759 | 58.9966 | QLD Cairns |  |  | FALSE | #N/A | #N/A | #N/A | #N/A | #N/A | #N/A | #N/A | #N/A | #N/A | #N/A
TRUE | QLD | QCRN | Cairns | Energy Queensland | Summer | Coincident | 2019 | ACTUAL_OPG | 21.4055 | 54.6146 | QLD Cairns |  |  | FALSE | #N/A | #N/A | #N/A | #N/A | #N/A | #N/A | #N/A | #N/A | #N/A | #N/A
TRUE | QLD | QCRN | Cairns | Energy Queensland | Summer | Coincident | 2019 | ACTUAL_RAW | 21.4055 | 54.6146 | QLD Cairns |  |  | FALSE | #N/A | #N/A | #N/A | #N/A | #N/A | #N/A | #N/A | #N/A | #N/A | #N/A
TRUE | QLD | QCRN | Cairns | Energy Queensland | Summer | Non-coincident | 2019 | ACTUAL_RAW | 19.829 | 67.5392 | QLD Cairns |  |  | FALSE | #N/A | #N/A | #N/A | #N/A | #N/A | #N/A | #N/A | #N/A | #N/A | #N/A
TRUE | QLD | QCRN | Cairns | Energy Queensland | Summer | Non-coincident | 2019 | ACTUAL_OPG | 19.829 | 67.5392 | QLD Cairns |  |  | FALSE | #N/A | #N/A | #N/A | #N/A | #N/A | #N/A | #N/A | #N/A | #N/A | #N/A
TRUE | QLD | QCRN | Cairns | Energy Queensland | Summer | Non-coincident | 2019 | ACTUAL_ADJUSTEDOPG | 19.829 | 67.5392 | QLD Cairns |  |  | FALSE | #N/A | #N/A | #N/A | #N/A | #N/A | #N/A | #N/A | #N/A | #N/A | #N/A
TRUE | QLD | QCRN | Cairns | Energy Queensland | Summer | Non-coincident | 2019 | BASEYEARPOE90 | 15.9809 | NA | QLD Cairns |  |  | FALSE | #N/A | #N/A | #N/A | #N/A | #N/A | #N/A | #N/A | #N/A | #N/A | #N/A
TRUE | QLD | QCRN | Cairns | Energy Queensland | Summer | Non-coincident | 2019 | BASEYEARPOE50 | 17.6924 | 60.3104 | QLD Cairns |  |  | FALSE | #N/A | #N/A | #N/A | #N/A | #N/A | #N/A | #N/A | #N/A | #N/A | #N/A
TRUE | QLD | QCRN | Cairns | Energy Queensland | Summer | Coincident | 2020 | ACTUAL_OPG | 19.5689 | 49.1137 | QLD Cairns |  |  | FALSE | #N/A | #N/A | #N/A | #N/A | #N/A | #N/A | #N/A | #N/A | #N/A | #N/A
TRUE | QLD | QCRN | Cairns | Energy Queensland | Summer | Coincident | 2020 | ACTUAL_RAW | 19.5689 | 49.1137 | QLD Cairns |  |  | FALSE | #N/A | #N/A | #N/A | #N/A | #N/A | #N/A | #N/A | #N/A | #N/A | #N/A
TRUE | QLD | QCRN | Cairns | Energy Queensland | Summer | Non-coincident | 2020 | ACTUAL_RAW | 17.1161 | 64.0007 | QLD Cairns |  |  | FALSE | #N/A | #N/A | #N/A | #N/A | #N/A | #N/A | #N/A | #N/A | #N/A | #N/A
TRUE | QLD | QCRN | Cairns | Energy Queensland | Summer | Non-coincident | 2020 | ACTUAL_OPG | 17.1161 | 64.0007 | QLD Cairns |  |  | FALSE | #N/A | #N/A | #N/A | #N/A | #N/A | #N/A | #N/A | #N/A | #N/A | #N/A
TRUE | QLD | QCRN | Cairns | Energy Queensland | Summer | Non-coincident | 2020 | ACTUAL_ADJUSTEDOPG | 17.1161 | 64.0007 | QLD Cairns |  |  | FALSE | #N/A | #N/A | #N/A | #N/A | #N/A | #N/A | #N/A | #N/A | #N/A | #N/A
TRUE | QLD | QCRN | Cairns | Energy Queensland | Summer | Coincident_unreconciled | 2021 | POE50 | 20 | NA | QLD Cairns |  |  | FALSE | #N/A | #N/A | #N/A | #N/A | #N/A | #N/A | #N/A | #N/A | #N/A | #N/A
TRUE | QLD | QCRN | Cairns | Energy Queensland | Summer | Coincident_unreconciled | 2021 | POE90 | 15.2833 | NA | QLD Cairns |  |  | FALSE | #N/A | #N/A | #N/A | #N/A | #N/A | #N/A | #N/A | #N/A | #N/A | #N/A
TRUE | QLD | QCRN | Cairns | Energy Queensland | Summer | Non-coincident | 2021 | POE50 | 17.2946 | 59.8741 | QLD Cairns |  |  | FALSE | #N/A | #N/A | #N/A | #N/A | #N/A | #N/A | #N/A | #N/A | #N/A | #N/A
TRUE | QLD | QCRN | Cairns | Energy Queensland | Summer | Non-coincident | 2021 | POE90 | 12.1169 | NA | QLD Cairns |  |  | FALSE | #N/A | #N/A | #N/A | #N/A | #N/A | #N/A | #N/A | #N/A | #N/A | #N/A
TRUE | QLD | QCRN | Cairns | Energy Queensland | Summer | Coincident_unreconciled | 2022 | POE50 | 17.6964 | NA | QLD Cairns |  |  | FALSE | #N/A | #N/A | #N/A | #N/A | #N/A | #N/A | #N/A | #N/A | #N/A | #N/A
TRUE | QLD | QCRN | Cairns | Energy Queensland | Summer | Coincident_unreconciled | 2022 | POE90 | 12.929 | NA | QLD Cairns |  |  | FALSE | #N/A | #N/A | #N/A | #N/A | #N/A | #N/A | #N/A | #N/A | #N/A | #N/A
TRUE | QLD | QCRN | Cairns | Energy Queensland | Summer | Non-coincident | 2022 | POE50 | 16.8284 | 59.4138 | QLD Cairns |  |  | FALSE | #N/A | #N/A | #N/A | #N/A | #N/A | #N/A | #N/A | #N/A | #N/A | #N/A
TRUE | QLD | QCRN | Cairns | Energy Queensland | Summer | Non-coincident | 2022 | POE90 | 11.6001 | NA | QLD Cairns |  |  | FALSE | #N/A | #N/A | #N/A | #N/A | #N/A | #N/A | #N/A | #N/A | #N/A | #N/A
TRUE | QLD | QCRN | Cairns | Energy Queensland | Summer | Coincident_unreconciled | 2023 | POE50 | 15.4147 | NA | QLD Cairns |  |  | FALSE | #N/A | #N/A | #N/A | #N/A | #N/A | #N/A | #N/A | #N/A | #N/A | #N/A
TRUE | QLD | QCRN | Cairns | Energy Queensland | Summer | Coincident_unreconciled | 2023 | POE90 | 10.5922 | NA | QLD Cairns |  |  | FALSE | #N/A | #N/A | #N/A | #N/A | #N/A | #N/A | #N/A | #N/A | #N/A | #N/A
TRUE | QLD | QCRN | Cairns | Energy Queensland | Summer | Non-coincident | 2023 | POE50 | 16.3393 | 59.0049 | QLD Cairns |  |  | FALSE | #N/A | #N/A | #N/A | #N/A | #N/A | #N/A | #N/A | #N/A | #N/A | #N/A
TRUE | QLD | QCRN | Cairns | Energy Queensland | Summer | Non-coincident | 2023 | POE90 | 11.0941 | NA | QLD Cairns |  |  | FALSE | #N/A | #N/A | #N/A | #N/A | #N/A | #N/A | #N/A | #N/A | #N/A | #N/A
TRUE | QLD | QCRN | Cairns | Energy Queensland | Summer | Coincident_unreconciled | 2024 | POE50 | 14.4846 | NA | QLD Cairns |  |  | FALSE | #N/A | #N/A | #N/A | #N/A | #N/A | #N/A | #N/A | #N/A | #N/A | #N/A
TRUE | QLD | QCRN | Cairns | Energy Queensland | Summer | Coincident_unreconciled | 2024 | POE90 | 9.6072 | NA | QLD Cairns |  |  | FALSE | #N/A | #N/A | #N/A | #N/A | #N/A | #N/A | #N/A | #N/A | #N/A | #N/A
TRUE | QLD | QCRN | Cairns | Energy Queensland | Summer | Non-coincident | 2024 | POE50 | 15.6631 | 59.1594 | QLD Cairns |  |  | FALSE | #N/A | #N/A | #N/A | #N/A | #N/A | #N/A | #N/A | #N/A | #N/A | #N/A
TRUE | QLD | QCRN | Cairns | Energy Queensland | Summer | Non-coincident | 2024 | POE90 | 10.9269 | NA | QLD Cairns |  |  | FALSE | #N/A | #N/A | #N/A | #N/A | #N/A | #N/A | #N/A | #N/A | #N/A | #N/A
TRUE | QLD | QCRN | Cairns | Energy Queensland | Summer | Coincident_unreconciled | 2025 | POE50 | 13.9542 | NA | QLD Cairns |  |  | FALSE | #N/A | #N/A | #N/A | #N/A | #N/A | #N/A | #N/A | #N/A | #N/A | #N/A
TRUE | QLD | QCRN | Cairns | Energy Queensland | Summer | Coincident_unreconciled | 2025 | POE90 | 9.0218 | NA | QLD Cairns |  |  | FALSE | #N/A | #N/A | #N/A | #N/A | #N/A | #N/A | #N/A | #N/A | #N/A | #N/A
TRUE | QLD | QCRN | Cairns | Energy Queensland | Summer | Non-coincident | 2025 | POE50 | 15.2775 | 59.4849 | QLD Cairns |  |  | FALSE | #N/A | #N/A | #N/A | #N/A | #N/A | #N/A | #N/A | #N/A | #N/A | #N/A
TRUE | QLD | QCRN | Cairns | Energy Queensland | Summer | Non-coincident | 2025 | POE90 | 10.8609 | NA | QLD Cairns |  |  | FALSE | #N/A | #N/A | #N/A | #N/A | #N/A | #N/A | #N/A | #N/A | #N/A | #N/A
TRUE | QLD | QCRN | Cairns | Energy Queensland | Summer | Coincident_unreconciled | 2026 | POE50 | 13.4937 | NA | QLD Cairns |  |  | FALSE | #N/A | #N/A | #N/A | #N/A | #N/A | #N/A | #N/A | #N/A | #N/A | #N/A
TRUE | QLD | QCRN | Cairns | Energy Queensland | Summer | Coincident_unreconciled | 2026 | POE90 | 8.5063 | NA | QLD Cairns |  |  | FALSE | #N/A | #N/A | #N/A | #N/A | #N/A | #N/A | #N/A | #N/A | #N/A | #N/A
TRUE | QLD | QCRN | Cairns | Energy Queensland | Summer | Non-coincident | 2026 | POE50 | 14.9427 | 59.8498 | QLD Cairns |  |  | FALSE | #N/A | #N/A | #N/A | #N/A | #N/A | #N/A | #N/A | #N/A | #N/A | #N/A
TRUE | QLD | QCRN | Cairns | Energy Queensland | Summer | Non-coincident | 2026 | POE90 | 10.8144 | NA | QLD Cairns |  |  | FALSE | #N/A | #N/A | #N/A | #N/A | #N/A | #N/A | #N/A | #N/A | #N/A | #N/A
TRUE | QLD | QCRN | Cairns | Energy Queensland | Summer | Coincident_unreconciled | 2027 | POE50 | 13.2271 | NA | QLD Cairns |  |  | FALSE | #N/A | #N/A | #N/A | #N/A | #N/A | #N/A | #N/A | #N/A | #N/A | #N/A
TRUE | QLD | QCRN | Cairns | Energy Queensland | Summer | Coincident_unreconciled | 2027 | POE90 | 8.1822 | NA | QLD Cairns |  |  | FALSE | #N/A | #N/A | #N/A | #N/A | #N/A | #N/A | #N/A | #N/A | #N/A | #N/A
TRUE | QLD | QCRN | Cairns | Energy Queensland | Summer | Non-coincident | 2027 | POE50 | 14.7488 | 60.3309 | QLD Cairns |  |  | FALSE | #N/A | #N/A | #N/A | #N/A | #N/A | #N/A | #N/A | #N/A | #N/A | #N/A
TRUE | QLD | QCRN | Cairns | Energy Queensland | Summer | Non-coincident | 2027 | POE90 | 10.8208 | NA | QLD Cairns |  |  | FALSE | #N/A | #N/A | #N/A | #N/A | #N/A | #N/A | #N/A | #N/A | #N/A | #N/A
TRUE | QLD | QCRN | Cairns | Energy Queensland | Summer | Coincident_unreconciled | 2028 | POE50 | 13.0923 | NA | QLD Cairns |  |  | FALSE | #N/A | #N/A | #N/A | #N/A | #N/A | #N/A | #N/A | #N/A | #N/A | #N/A
TRUE | QLD | QCRN | Cairns | Energy Queensland | Summer | Coincident_unreconciled | 2028 | POE90 | 7.9882 | NA | QLD Cairns |  |  | FALSE | #N/A | #N/A | #N/A | #N/A | #N/A | #N/A | #N/A | #N/A | #N/A | #N/A
TRUE | QLD | QCRN | Cairns | Energy Queensland | Summer | Non-coincident | 2028 | POE50 | 14.6508 | 60.895 | QLD Cairns |  |  | FALSE | #N/A | #N/A | #N/A | #N/A | #N/A | #N/A | #N/A | #N/A | #N/A | #N/A
TRUE | QLD | QCRN | Cairns | Energy Queensland | Summer | Non-coincident | 2028 | POE90 | 10.8624 | NA | QLD Cairns |  |  | FALSE | #N/A | #N/A | #N/A | #N/A | #N/A | #N/A | #N/A | #N/A | #N/A | #N/A
TRUE | QLD | QCRN | Cairns | Energy Queensland | Summer | Coincident_unreconciled | 2029 | POE50 | 13.0623 | NA | QLD Cairns |  |  | FALSE | #N/A | #N/A | #N/A | #N/A | #N/A | #N/A | #N/A | #N/A | #N/A | #N/A
TRUE | QLD | QCRN | Cairns | Energy Queensland | Summer | Coincident_unreconciled | 2029 | POE90 | 7.8989 | NA | QLD Cairns |  |  | FALSE | #N/A | #N/A | #N/A | #N/A | #N/A | #N/A | #N/A | #N/A | #N/A | #N/A
TRUE | QLD | QCRN | Cairns | Energy Queensland | Summer | Non-coincident | 2029 | POE50 | 14.629 | 61.5158 | QLD Cairns |  |  | FALSE | #N/A | #N/A | #N/A | #N/A | #N/A | #N/A | #N/A | #N/A | #N/A | #N/A
TRUE | QLD | QCRN | Cairns | Energy Queensland | Summer | Non-coincident | 2029 | POE90 | 10.8749 | NA | QLD Cairns |  |  | FALSE | #N/A | #N/A | #N/A | #N/A | #N/A | #N/A | #N/A | #N/A | #N/A | #N/A
TRUE | QLD | QCRN | Cairns | Energy Queensland | Summer | Coincident_unreconciled | 2030 | POE50 | 13.1294 | NA | QLD Cairns |  |  | FALSE | #N/A | #N/A | #N/A | #N/A | #N/A | #N/A | #N/A | #N/A | #N/A | #N/A
TRUE | QLD | QCRN | Cairns | Energy Queensland | Summer | Coincident_unreconciled | 2030 | POE90 | 7.9068 | NA | QLD Cairns |  |  | FALSE | #N/A | #N/A | #N/A | #N/A | #N/A | #N/A | #N/A | #N/A | #N/A | #N/A
TRUE | QLD | QCRN | Cairns | Energy Queensland | Summer | Non-coincident | 2030 | POE50 | 14.6778 | 62.1963 | QLD Cairns |  |  | FALSE | #N/A | #N/A | #N/A | #N/A | #N/A | #N/A | #N/A | #N/A | #N/A | #N/A
TRUE | QLD | QCRN | Cairns | Energy Queensland | Summer | Non-coincident | 2030 | POE90 | 10.8806 | NA | QLD Cairns |  |  | FALSE | #N/A | #N/A | #N/A | #N/A | #N/A | #N/A | #N/A | #N/A | #N/A | #N/A
TRUE | QLD | QCRN | Cairns | Energy Queensland | Winter | Coincident | 2016 | ACTUAL_OPG | 18.33 | 31.3476 | QLD Cairns |  |  | FALSE | #N/A | #N/A | #N/A | #N/A | #N/A | #N/A | #N/A | #N/A | #N/A | #N/A
TRUE | QLD | QCRN | Cairns | Energy Queensland | Winter | Coincident | 2016 | ACTUAL_RAW | 18.33 | 31.3476 | QLD Cairns |  |  | FALSE | #N/A | #N/A | #N/A | #N/A | #N/A | #N/A | #N/A | #N/A | #N/A | #N/A
TRUE | QLD | QCRN | Cairns | Energy Queensland | Winter | Non-coincident | 2016 | ACTUAL_RAW | 16.3265 | 42.1237 | QLD Cairns |  |  | FALSE | #N/A | #N/A | #N/A | #N/A | #N/A | #N/A | #N/A | #N/A | #N/A | #N/A
TRUE | QLD | QCRN | Cairns | Energy Queensland | Winter | Non-coincident | 2016 | ACTUAL_OPG | 16.3265 | 42.1237 | QLD Cairns |  |  | FALSE | #N/A | #N/A | #N/A | #N/A | #N/A | #N/A | #N/A | #N/A | #N/A | #N/A
TRUE | QLD | QCRN | Cairns | Energy Queensland | Winter | Non-coincident | 2016 | ACTUAL_ADJUSTEDOPG | 16.3265 | 42.1237 | QLD Cairns |  |  | FALSE | #N/A | #N/A | #N/A | #N/A | #N/A | #N/A | #N/A | #N/A | #N/A | #N/A
TRUE | QLD | QCRN | Cairns | Energy Queensland | Winter | Coincident | 2017 | ACTUAL_OPG | 21.2031 | 31.131 | QLD Cairns |  |  | FALSE | #N/A | #N/A | #N/A | #N/A | #N/A | #N/A | #N/A | #N/A | #N/A | #N/A
TRUE | QLD | QCRN | Cairns | Energy Queensland | Winter | Coincident | 2017 | ACTUAL_RAW | 21.2031 | 31.131 | QLD Cairns |  |  | FALSE | #N/A | #N/A | #N/A | #N/A | #N/A | #N/A | #N/A | #N/A | #N/A | #N/A
TRUE | QLD | QCRN | Cairns | Energy Queensland | Winter | Non-coincident | 2017 | ACTUAL_RAW | 16.0379 | 40.0695 | QLD Cairns |  |  | FALSE | #N/A | #N/A | #N/A | #N/A | #N/A | #N/A | #N/A | #N/A | #N/A | #N/A
TRUE | QLD | QCRN | Cairns | Energy Queensland | Winter | Non-coincident | 2017 | ACTUAL_OPG | 16.0379 | 40.0695 | QLD Cairns |  |  | FALSE | #N/A | #N/A | #N/A | #N/A | #N/A | #N/A | #N/A | #N/A | #N/A | #N/A
TRUE | QLD | QCRN | Cairns | Energy Queensland | Winter | Non-coincident | 2017 | ACTUAL_ADJUSTEDOPG | 16.0379 | 40.0695 | QLD Cairns |  |  | FALSE | #N/A | #N/A | #N/A | #N/A | #N/A | #N/A | #N/A | #N/A | #N/A | #N/A
TRUE | QLD | QCRN | Cairns | Energy Queensland | Winter | Coincident | 2018 | ACTUAL_OPG | 19.9512 | 34.7195 | QLD Cairns |  |  | FALSE | #N/A | #N/A | #N/A | #N/A | #N/A | #N/A | #N/A | #N/A | #N/A | #N/A
TRUE | QLD | QCRN | Cairns | Energy Queensland | Winter | Coincident | 2018 | ACTUAL_RAW | 19.9512 | 34.7195 | QLD Cairns |  |  | FALSE | #N/A | #N/A | #N/A | #N/A | #N/A | #N/A | #N/A | #N/A | #N/A | #N/A
TRUE | QLD | QCRN | Cairns | Energy Queensland | Winter | Non-coincident | 2018 | ACTUAL_RAW | 16.4436 | 38.9173 | QLD Cairns |  |  | FALSE | #N/A | #N/A | #N/A | #N/A | #N/A | #N/A | #N/A | #N/A | #N/A | #N/A
TRUE | QLD | QCRN | Cairns | Energy Queensland | Winter | Non-coincident | 2018 | ACTUAL_OPG | 16.4436 | 38.9173 | QLD Cairns |  |  | FALSE | #N/A | #N/A | #N/A | #N/A | #N/A | #N/A | #N/A | #N/A | #N/A | #N/A
TRUE | QLD | QCRN | Cairns | Energy Queensland | Winter | Non-coincident | 2018 | ACTUAL_ADJUSTEDOPG | 16.4436 | 38.9173 | QLD Cairns |  |  | FALSE | #N/A | #N/A | #N/A | #N/A | #N/A | #N/A | #N/A | #N/A | #N/A | #N/A
TRUE | QLD | QCRN | Cairns | Energy Queensland | Winter | Coincident | 2019 | ACTUAL_OPG | 19.9706 | 32.6772 | QLD Cairns |  |  | FALSE | #N/A | #N/A | #N/A | #N/A | #N/A | #N/A | #N/A | #N/A | #N/A | #N/A
TRUE | QLD | QCRN | Cairns | Energy Queensland | Winter | Coincident | 2019 | ACTUAL_RAW | 19.9706 | 32.6772 | QLD Cairns |  |  | FALSE | #N/A | #N/A | #N/A | #N/A | #N/A | #N/A | #N/A | #N/A | #N/A | #N/A
TRUE | QLD | QCRN | Cairns | Energy Queensland | Winter | Non-coincident | 2019 | ACTUAL_RAW | 15.6511 | 39.0876 | QLD Cairns |  |  | FALSE | #N/A | #N/A | #N/A | #N/A | #N/A | #N/A | #N/A | #N/A | #N/A | #N/A
TRUE | QLD | QCRN | Cairns | Energy Queensland | Winter | Non-coincident | 2019 | ACTUAL_OPG | 15.6511 | 39.0876 | QLD Cairns |  |  | FALSE | #N/A | #N/A | #N/A | #N/A | #N/A | #N/A | #N/A | #N/A | #N/A | #N/A
TRUE | QLD | QCRN | Cairns | Energy Queensland | Winter | Non-coincident | 2019 | ACTUAL_ADJUSTEDOPG | 15.6511 | 39.0876 | QLD Cairns |  |  | FALSE | #N/A | #N/A | #N/A | #N/A | #N/A | #N/A | #N/A | #N/A | #N/A | #N/A
TRUE | QLD | QCRN | Cairns | Energy Queensland | Winter | Non-coincident | 2019 | BASEYEARPOE90 | 11.0614 | NA | QLD Cairns |  |  | FALSE | #N/A | #N/A | #N/A | #N/A | #N/A | #N/A | #N/A | #N/A | #N/A | #N/A
TRUE | QLD | QCRN | Cairns | Energy Queensland | Winter | Non-coincident | 2019 | BASEYEARPOE50 | 13.2657 | 38.5916 | QLD Cairns |  |  | FALSE | #N/A | #N/A | #N/A | #N/A | #N/A | #N/A | #N/A | #N/A | #N/A | #N/A
TRUE | QLD | QCRN | Cairns | Energy Queensland | Winter | Coincident_unreconciled | 2020 | POE50 | 18 | NA | QLD Cairns |  |  | FALSE | #N/A | #N/A | #N/A | #N/A | #N/A | #N/A | #N/A | #N/A | #N/A | #N/A
TRUE | QLD | QCRN | Cairns | Energy Queensland | Winter | Coincident_unreconciled | 2020 | POE90 | 14.3101 | NA | QLD Cairns |  |  | FALSE | #N/A | #N/A | #N/A | #N/A | #N/A | #N/A | #N/A | #N/A | #N/A | #N/A
TRUE | QLD | QCRN | Cairns | Energy Queensland | Winter | Non-coincident | 2020 | POE50 | 11.1936 | 39.008 | QLD Cairns |  |  | FALSE | #N/A | #N/A | #N/A | #N/A | #N/A | #N/A | #N/A | #N/A | #N/A | #N/A
TRUE | QLD | QCRN | Cairns | Energy Queensland | Winter | Non-coincident | 2020 | POE90 | 8.3916 | NA | QLD Cairns |  |  | FALSE | #N/A | #N/A | #N/A | #N/A | #N/A | #N/A | #N/A | #N/A | #N/A | #N/A
TRUE | QLD | QCRN | Cairns | Energy Queensland | Winter | Coincident_unreconciled | 2021 | POE50 | 15.5971 | NA | QLD Cairns |  |  | FALSE | #N/A | #N/A | #N/A | #N/A | #N/A | #N/A | #N/A | #N/A | #N/A | #N/A
TRUE | QLD | QCRN | Cairns | Energy Queensland | Winter | Coincident_unreconciled | 2021 | POE90 | 11.8716 | NA | QLD Cairns |  |  | FALSE | #N/A | #N/A | #N/A | #N/A | #N/A | #N/A | #N/A | #N/A | #N/A | #N/A
TRUE | QLD | QCRN | Cairns | Energy Queensland | Winter | Non-coincident | 2021 | POE50 | 9.3689 | 39.038 | QLD Cairns |  |  | FALSE | #N/A | #N/A | #N/A | #N/A | #N/A | #N/A | #N/A | #N/A | #N/A | #N/A
TRUE | QLD | QCRN | Cairns | Energy Queensland | Winter | Non-coincident | 2021 | POE90 | 6.54 | NA | QLD Cairns |  |  | FALSE | #N/A | #N/A | #N/A | #N/A | #N/A | #N/A | #N/A | #N/A | #N/A | #N/A
TRUE | QLD | QCRN | Cairns | Energy Queensland | Winter | Coincident_unreconciled | 2022 | POE50 | 12.9715 | NA | QLD Cairns |  |  | FALSE | #N/A | #N/A | #N/A | #N/A | #N/A | #N/A | #N/A | #N/A | #N/A | #N/A
TRUE | QLD | QCRN | Cairns | Energy Queensland | Winter | Coincident_unreconciled | 2022 | POE90 | 9.2032 | NA | QLD Cairns |  |  | FALSE | #N/A | #N/A | #N/A | #N/A | #N/A | #N/A | #N/A | #N/A | #N/A | #N/A
TRUE | QLD | QCRN | Cairns | Energy Queensland | Winter | Non-coincident | 2022 | POE50 | 7.3752 | 39.4548 | QLD Cairns |  |  | FALSE | #N/A | #N/A | #N/A | #N/A | #N/A | #N/A | #N/A | #N/A | #N/A | #N/A
TRUE | QLD | QCRN | Cairns | Energy Queensland | Winter | Non-coincident | 2022 | POE90 | 4.5138 | NA | QLD Cairns |  |  | FALSE | #N/A | #N/A | #N/A | #N/A | #N/A | #N/A | #N/A | #N/A | #N/A | #N/A
TRUE | QLD | QCRN | Cairns | Energy Queensland | Winter | Coincident_unreconciled | 2023 | POE50 | 11.0059 | NA | QLD Cairns |  |  | FALSE | #N/A | #N/A | #N/A | #N/A | #N/A | #N/A | #N/A | #N/A | #N/A | #N/A
TRUE | QLD | QCRN | Cairns | Energy Queensland | Winter | Coincident_unreconciled | 2023 | POE90 | 7.1948 | NA | QLD Cairns |  |  | FALSE | #N/A | #N/A | #N/A | #N/A | #N/A | #N/A | #N/A | #N/A | #N/A | #N/A
TRUE | QLD | QCRN | Cairns | Energy Queensland | Winter | Non-coincident | 2023 | POE50 | 5.8827 | 39.8737 | QLD Cairns |  |  | FALSE | #N/A | #N/A | #N/A | #N/A | #N/A | #N/A | #N/A | #N/A | #N/A | #N/A
TRUE | QLD | QCRN | Cairns | Energy Queensland | Winter | Non-coincident | 2023 | POE90 | 2.9888 | NA | QLD Cairns |  |  | FALSE | #N/A | #N/A | #N/A | #N/A | #N/A | #N/A | #N/A | #N/A | #N/A | #N/A
TRUE | QLD | QCRN | Cairns | Energy Queensland | Winter | Coincident_unreconciled | 2024 | POE50 | 10.2913 | NA | QLD Cairns |  |  | FALSE | #N/A | #N/A | #N/A | #N/A | #N/A | #N/A | #N/A | #N/A | #N/A | #N/A
TRUE | QLD | QCRN | Cairns | Energy Queensland | Winter | Coincident_unreconciled | 2024 | POE90 | 6.4375 | NA | QLD Cairns |  |  | FALSE | #N/A | #N/A | #N/A | #N/A | #N/A | #N/A | #N/A | #N/A | #N/A | #N/A
TRUE | QLD | QCRN | Cairns | Energy Queensland | Winter | Non-coincident | 2024 | POE50 | 5.3401 | 40.2968 | QLD Cairns |  |  | FALSE | #N/A | #N/A | #N/A | #N/A | #N/A | #N/A | #N/A | #N/A | #N/A | #N/A
TRUE | QLD | QCRN | Cairns | Energy Queensland | Winter | Non-coincident | 2024 | POE90 | 2.4137 | NA | QLD Cairns |  |  | FALSE | #N/A | #N/A | #N/A | #N/A | #N/A | #N/A | #N/A | #N/A | #N/A | #N/A
TRUE | QLD | QCRN | Cairns | Energy Queensland | Winter | Coincident_unreconciled | 2025 | POE50 | 9.592 | NA | QLD Cairns |  |  | FALSE | #N/A | #N/A | #N/A | #N/A | #N/A | #N/A | #N/A | #N/A | #N/A | #N/A
TRUE | QLD | QCRN | Cairns | Energy Queensland | Winter | Coincident_unreconciled | 2025 | POE90 | 5.6953 | NA | QLD Cairns |  |  | FALSE | #N/A | #N/A | #N/A | #N/A | #N/A | #N/A | #N/A | #N/A | #N/A | #N/A
TRUE | QLD | QCRN | Cairns | Energy Queensland | Winter | Non-coincident | 2025 | POE50 | 4.8091 | 40.7343 | QLD Cairns |  |  | FALSE | #N/A | #N/A | #N/A | #N/A | #N/A | #N/A | #N/A | #N/A | #N/A | #N/A
TRUE | QLD | QCRN | Cairns | Energy Queensland | Winter | Non-coincident | 2025 | POE90 | 1.8501 | NA | QLD Cairns |  |  | FALSE | #N/A | #N/A | #N/A | #N/A | #N/A | #N/A | #N/A | #N/A | #N/A | #N/A
TRUE | QLD | QCRN | Cairns | Energy Queensland | Winter | Coincident_unreconciled | 2026 | POE50 | 9.0359 | NA | QLD Cairns |  |  | FALSE | #N/A | #N/A | #N/A | #N/A | #N/A | #N/A | #N/A | #N/A | #N/A | #N/A
TRUE | QLD | QCRN | Cairns | Energy Queensland | Winter | Coincident_unreconciled | 2026 | POE90 | 5.0961 | NA | QLD Cairns |  |  | FALSE | #N/A | #N/A | #N/A | #N/A | #N/A | #N/A | #N/A | #N/A | #N/A | #N/A
TRUE | QLD | QCRN | Cairns | Energy Queensland | Winter | Non-coincident | 2026 | POE50 | 4.3867 | 41.2052 | QLD Cairns |  |  | FALSE | #N/A | #N/A | #N/A | #N/A | #N/A | #N/A | #N/A | #N/A | #N/A | #N/A
TRUE | QLD | QCRN | Cairns | Energy Queensland | Winter | Non-coincident | 2026 | POE90 | 1.3951 | NA | QLD Cairns |  |  | FALSE | #N/A | #N/A | #N/A | #N/A | #N/A | #N/A | #N/A | #N/A | #N/A | #N/A
TRUE | QLD | QCRN | Cairns | Energy Queensland | Winter | Coincident_unreconciled | 2027 | POE50 | 8.6612 | NA | QLD Cairns |  |  | FALSE | #N/A | #N/A | #N/A | #N/A | #N/A | #N/A | #N/A | #N/A | #N/A | #N/A
TRUE | QLD | QCRN | Cairns | Energy Queensland | Winter | Coincident_unreconciled | 2027 | POE90 | 4.6753 | NA | QLD Cairns |  |  | FALSE | #N/A | #N/A | #N/A | #N/A | #N/A | #N/A | #N/A | #N/A | #N/A | #N/A
TRUE | QLD | QCRN | Cairns | Energy Queensland | Winter | Non-coincident | 2027 | POE50 | 4.1022 | 41.7571 | QLD Cairns |  |  | FALSE | #N/A | #N/A | #N/A | #N/A | #N/A | #N/A | #N/A | #N/A | #N/A | #N/A
TRUE | QLD | QCRN | Cairns | Energy Queensland | Winter | Non-coincident | 2027 | POE90 | 1.0756 | NA | QLD Cairns |  |  | FALSE | #N/A | #N/A | #N/A | #N/A | #N/A | #N/A | #N/A | #N/A | #N/A | #N/A
TRUE | QLD | QCRN | Cairns | Energy Queensland | Winter | Coincident_unreconciled | 2028 | POE50 | 8.3949 | NA | QLD Cairns |  |  | FALSE | #N/A | #N/A | #N/A | #N/A | #N/A | #N/A | #N/A | #N/A | #N/A | #N/A
TRUE | QLD | QCRN | Cairns | Energy Queensland | Winter | Coincident_unreconciled | 2028 | POE90 | 4.3628 | NA | QLD Cairns |  |  | FALSE | #N/A | #N/A | #N/A | #N/A | #N/A | #N/A | #N/A | #N/A | #N/A | #N/A
TRUE | QLD | QCRN | Cairns | Energy Queensland | Winter | Non-coincident | 2028 | POE50 | 3.9 | 42.3616 | QLD Cairns |  |  | FALSE | #N/A | #N/A | #N/A | #N/A | #N/A | #N/A | #N/A | #N/A | #N/A | #N/A
TRUE | QLD | QCRN | Cairns | Energy Queensland | Winter | Non-coincident | 2028 | POE90 | 0.83829 | NA | QLD Cairns |  |  | FALSE | #N/A | #N/A | #N/A | #N/A | #N/A | #N/A | #N/A | #N/A | #N/A | #N/A
TRUE | QLD | QCRN | Cairns | Energy Queensland | Winter | Coincident_unreconciled | 2029 | POE50 | 8.2119 | NA | QLD Cairns |  |  | FALSE | #N/A | #N/A | #N/A | #N/A | #N/A | #N/A | #N/A | #N/A | #N/A | #N/A
TRUE | QLD | QCRN | Cairns | Energy Queensland | Winter | Coincident_unreconciled | 2029 | POE90 | 4.1338 | NA | QLD Cairns |  |  | FALSE | #N/A | #N/A | #N/A | #N/A | #N/A | #N/A | #N/A | #N/A | #N/A | #N/A
TRUE | QLD | QCRN | Cairns | Energy Queensland | Winter | Non-coincident | 2029 | POE50 | 3.7611 | 43.0237 | QLD Cairns |  |  | FALSE | #N/A | #N/A | #N/A | #N/A | #N/A | #N/A | #N/A | #N/A | #N/A | #N/A
TRUE | QLD | QCRN | Cairns | Energy Queensland | Winter | Non-coincident | 2029 | POE90 | 0.66436 | NA | QLD Cairns |  |  | FALSE | #N/A | #N/A | #N/A | #N/A | #N/A | #N/A | #N/A | #N/A | #N/A | #N/A
TRUE | QLD | QCRN | Cairns | Energy Queensland | Shoulder | Non-coincident | 2019 | BASEYEARPOE10 | NA | 46.1735 | QLD Cairns |  |  | FALSE | #N/A | #N/A | #N/A | #N/A | #N/A | #N/A | #N/A | #N/A | #N/A | #N/A
TRUE | QLD | QCRN | Cairns | Energy Queensland | Shoulder | Coincident | 2021 | POE10 | NA | 39.0334 | QLD Cairns |  |  | FALSE | #N/A | #N/A | #N/A | #N/A | #N/A | #N/A | #N/A | #N/A | #N/A | #N/A
TRUE | QLD | QCRN | Cairns | Energy Queensland | Shoulder | Coincident | 2021 | POE50 | NA | 38.5255 | QLD Cairns |  |  | FALSE | #N/A | #N/A | #N/A | #N/A | #N/A | #N/A | #N/A | #N/A | #N/A | #N/A
TRUE | QLD | QCRN | Cairns | Energy Queensland | Shoulder | Non-coincident | 2021 | POE10 | NA | 47.2767 | QLD Cairns |  |  | FALSE | #N/A | #N/A | #N/A | #N/A | #N/A | #N/A | #N/A | #N/A | #N/A | #N/A
TRUE | QLD | QCRN | Cairns | Energy Queensland | Shoulder | Coincident | 2022 | POE10 | NA | 40.005 | QLD Cairns |  |  | FALSE | #N/A | #N/A | #N/A | #N/A | #N/A | #N/A | #N/A | #N/A | #N/A | #N/A
TRUE | QLD | QCRN | Cairns | Energy Queensland | Shoulder | Coincident | 2022 | POE50 | NA | 38.8024 | QLD Cairns |  |  | FALSE | #N/A | #N/A | #N/A | #N/A | #N/A | #N/A | #N/A | #N/A | #N/A | #N/A
TRUE | QLD | QCRN | Cairns | Energy Queensland | Shoulder | Non-coincident | 2022 | POE10 | NA | 47.0943 | QLD Cairns |  |  | FALSE | #N/A | #N/A | #N/A | #N/A | #N/A | #N/A | #N/A | #N/A | #N/A | #N/A
TRUE | QLD | QCRN | Cairns | Energy Queensland | Shoulder | Coincident | 2023 | POE10 | NA | 40.0207 | QLD Cairns |  |  | FALSE | #N/A | #N/A | #N/A | #N/A | #N/A | #N/A | #N/A | #N/A | #N/A | #N/A
TRUE | QLD | QCRN | Cairns | Energy Queensland | Shoulder | Coincident | 2023 | POE50 | NA | 38.9823 | QLD Cairns |  |  | FALSE | #N/A | #N/A | #N/A | #N/A | #N/A | #N/A | #N/A | #N/A | #N/A | #N/A
TRUE | QLD | QCRN | Cairns | Energy Queensland | Shoulder | Non-coincident | 2023 | POE10 | NA | 46.9672 | QLD Cairns |  |  | FALSE | #N/A | #N/A | #N/A | #N/A | #N/A | #N/A | #N/A | #N/A | #N/A | #N/A
TRUE | QLD | QCRN | Cairns | Energy Queensland | Shoulder | Coincident | 2024 | POE10 | NA | 40.3935 | QLD Cairns |  |  | FALSE | #N/A | #N/A | #N/A | #N/A | #N/A | #N/A | #N/A | #N/A | #N/A | #N/A
TRUE | QLD | QCRN | Cairns | Energy Queensland | Shoulder | Coincident | 2024 | POE50 | NA | 39.8511 | QLD Cairns |  |  | FALSE | #N/A | #N/A | #N/A | #N/A | #N/A | #N/A | #N/A | #N/A | #N/A | #N/A
TRUE | QLD | QCRN | Cairns | Energy Queensland | Shoulder | Non-coincident | 2024 | POE10 | NA | 47.1545 | QLD Cairns |  |  | FALSE | #N/A | #N/A | #N/A | #N/A | #N/A | #N/A | #N/A | #N/A | #N/A | #N/A
TRUE | QLD | QCRN | Cairns | Energy Queensland | Shoulder | Coincident | 2025 | POE10 | NA | 40.7989 | QLD Cairns |  |  | FALSE | #N/A | #N/A | #N/A | #N/A | #N/A | #N/A | #N/A | #N/A | #N/A | #N/A
TRUE | QLD | QCRN | Cairns | Energy Queensland | Shoulder | Coincident | 2025 | POE50 | NA | 39.9519 | QLD Cairns |  |  | FALSE | #N/A | #N/A | #N/A | #N/A | #N/A | #N/A | #N/A | #N/A | #N/A | #N/A
TRUE | QLD | QCRN | Cairns | Energy Queensland | Shoulder | Non-coincident | 2025 | POE10 | NA | 47.4706 | QLD Cairns |  |  | FALSE | #N/A | #N/A | #N/A | #N/A | #N/A | #N/A | #N/A | #N/A | #N/A | #N/A
TRUE | QLD | QCRN | Cairns | Energy Queensland | Shoulder | Coincident | 2026 | POE10 | NA | 40.8949 | QLD Cairns |  |  | FALSE | #N/A | #N/A | #N/A | #N/A | #N/A | #N/A | #N/A | #N/A | #N/A | #N/A
TRUE | QLD | QCRN | Cairns | Energy Queensland | Shoulder | Coincident | 2026 | POE50 | NA | 40.2608 | QLD Cairns |  |  | FALSE | #N/A | #N/A | #N/A | #N/A | #N/A | #N/A | #N/A | #N/A | #N/A | #N/A
TRUE | QLD | QCRN | Cairns | Energy Queensland | Shoulder | Non-coincident | 2026 | POE10 | NA | 47.8245 | QLD Cairns |  |  | FALSE | #N/A | #N/A | #N/A | #N/A | #N/A | #N/A | #N/A | #N/A | #N/A | #N/A
TRUE | QLD | QCRN | Cairns | Energy Queensland | Shoulder | Coincident | 2027 | POE10 | NA | 41.1031 | QLD Cairns |  |  | FALSE | #N/A | #N/A | #N/A | #N/A | #N/A | #N/A | #N/A | #N/A | #N/A | #N/A
TRUE | QLD | QCRN | Cairns | Energy Queensland | Shoulder | Coincident | 2027 | POE50 | NA | 40.4229 | QLD Cairns |  |  | FALSE | #N/A | #N/A | #N/A | #N/A | #N/A | #N/A | #N/A | #N/A | #N/A | #N/A
TRUE | QLD | QCRN | Cairns | Energy Queensland | Shoulder | Non-coincident | 2027 | POE10 | NA | 48.2766 | QLD Cairns |  |  | FALSE | #N/A | #N/A | #N/A | #N/A | #N/A | #N/A | #N/A | #N/A | #N/A | #N/A
TRUE | QLD | QCRN | Cairns | Energy Queensland | Shoulder | Coincident | 2028 | POE10 | NA | 41.3845 | QLD Cairns |  |  | FALSE | #N/A | #N/A | #N/A | #N/A | #N/A | #N/A | #N/A | #N/A | #N/A | #N/A
TRUE | QLD | QCRN | Cairns | Energy Queensland | Shoulder | Coincident | 2028 | POE50 | NA | 40.7972 | QLD Cairns |  |  | FALSE | #N/A | #N/A | #N/A | #N/A | #N/A | #N/A | #N/A | #N/A | #N/A | #N/A
TRUE | QLD | QCRN | Cairns | Energy Queensland | Shoulder | Non-coincident | 2028 | POE10 | NA | 48.8124 | QLD Cairns |  |  | FALSE | #N/A | #N/A | #N/A | #N/A | #N/A | #N/A | #N/A | #N/A | #N/A | #N/A
TRUE | QLD | QCRN | Cairns | Energy Queensland | Shoulder | Coincident | 2029 | POE10 | NA | 42.259 | QLD Cairns |  |  | FALSE | #N/A | #N/A | #N/A | #N/A | #N/A | #N/A | #N/A | #N/A | #N/A | #N/A
TRUE | QLD | QCRN | Cairns | Energy Queensland | Shoulder | Coincident | 2029 | POE50 | NA | 41.4148 | QLD Cairns |  |  | FALSE | #N/A | #N/A | #N/A | #N/A | #N/A | #N/A | #N/A | #N/A | #N/A | #N/A
TRUE | QLD | QCRN | Cairns | Energy Queensland | Shoulder | Non-coincident | 2029 | POE10 | NA | 49.4157 | QLD Cairns |  |  | FALSE | #N/A | #N/A | #N/A | #N/A | #N/A | #N/A | #N/A | #N/A | #N/A | #N/A
TRUE | QLD | QCRN | Cairns | Energy Queensland | Shoulder | Coincident | 2030 | POE10 | NA | 42.7963 | QLD Cairns |  |  | FALSE | #N/A | #N/A | #N/A | #N/A | #N/A | #N/A | #N/A | #N/A | #N/A | #N/A
TRUE | QLD | QCRN | Cairns | Energy Queensland | Shoulder | Coincident | 2030 | POE50 | NA | 41.9879 | QLD Cairns |  |  | FALSE | #N/A | #N/A | #N/A | #N/A | #N/A | #N/A | #N/A | #N/A | #N/A | #N/A
TRUE | QLD | QCRN | Cairns | Energy Queensland | Shoulder | Non-coincident | 2030 | POE10 | NA | 50.1062 | QLD Cairns |  |  | FALSE | #N/A | #N/A | #N/A | #N/A | #N/A | #N/A | #N/A | #N/A | #N/A | #N/A
TRUE | QLD | QCRN | Cairns | Energy Queensland | Summer | Non-coincident | 2019 | BASEYEARPOE10 | NA | 63.7807 | QLD Cairns |  |  | FALSE | #N/A | #N/A | #N/A | #N/A | #N/A | #N/A | #N/A | #N/A | #N/A | #N/A
TRUE | QLD | QCRN | Cairns | Energy Queensland | Summer | Coincident | 2021 | POE10 | NA | 51.1466 | QLD Cairns |  |  | FALSE | #N/A | #N/A | #N/A | #N/A | #N/A | #N/A | #N/A | #N/A | #N/A | #N/A
TRUE | QLD | QCRN | Cairns | Energy Queensland | Summer | Coincident | 2021 | POE50 | NA | 49.578 | QLD Cairns |  |  | FALSE | #N/A | #N/A | #N/A | #N/A | #N/A | #N/A | #N/A | #N/A | #N/A | #N/A
TRUE | QLD | QCRN | Cairns | Energy Queensland | Summer | Non-coincident | 2021 | POE10 | NA | 65.025 | QLD Cairns |  |  | FALSE | #N/A | #N/A | #N/A | #N/A | #N/A | #N/A | #N/A | #N/A | #N/A | #N/A
TRUE | QLD | QCRN | Cairns | Energy Queensland | Summer | Coincident | 2022 | POE10 | NA | 52.0242 | QLD Cairns |  |  | FALSE | #N/A | #N/A | #N/A | #N/A | #N/A | #N/A | #N/A | #N/A | #N/A | #N/A
TRUE | QLD | QCRN | Cairns | Energy Queensland | Summer | Coincident | 2022 | POE50 | NA | 50.3068 | QLD Cairns |  |  | FALSE | #N/A | #N/A | #N/A | #N/A | #N/A | #N/A | #N/A | #N/A | #N/A | #N/A
TRUE | QLD | QCRN | Cairns | Energy Queensland | Summer | Non-coincident | 2022 | POE10 | NA | 64.6187 | QLD Cairns |  |  | FALSE | #N/A | #N/A | #N/A | #N/A | #N/A | #N/A | #N/A | #N/A | #N/A | #N/A
TRUE | QLD | QCRN | Cairns | Energy Queensland | Summer | Coincident | 2023 | POE10 | NA | 52.304 | QLD Cairns |  |  | FALSE | #N/A | #N/A | #N/A | #N/A | #N/A | #N/A | #N/A | #N/A | #N/A | #N/A
TRUE | QLD | QCRN | Cairns | Energy Queensland | Summer | Coincident | 2023 | POE50 | NA | 50.4206 | QLD Cairns |  |  | FALSE | #N/A | #N/A | #N/A | #N/A | #N/A | #N/A | #N/A | #N/A | #N/A | #N/A
TRUE | QLD | QCRN | Cairns | Energy Queensland | Summer | Non-coincident | 2023 | POE10 | NA | 64.2685 | QLD Cairns |  |  | FALSE | #N/A | #N/A | #N/A | #N/A | #N/A | #N/A | #N/A | #N/A | #N/A | #N/A
TRUE | QLD | QCRN | Cairns | Energy Queensland | Summer | Coincident | 2024 | POE10 | NA | 53.2088 | QLD Cairns |  |  | FALSE | #N/A | #N/A | #N/A | #N/A | #N/A | #N/A | #N/A | #N/A | #N/A | #N/A
TRUE | QLD | QCRN | Cairns | Energy Queensland | Summer | Coincident | 2024 | POE50 | NA | 51.321 | QLD Cairns |  |  | FALSE | #N/A | #N/A | #N/A | #N/A | #N/A | #N/A | #N/A | #N/A | #N/A | #N/A
TRUE | QLD | QCRN | Cairns | Energy Queensland | Summer | Non-coincident | 2024 | POE10 | NA | 64.4817 | QLD Cairns |  |  | FALSE | #N/A | #N/A | #N/A | #N/A | #N/A | #N/A | #N/A | #N/A | #N/A | #N/A
TRUE | QLD | QCRN | Cairns | Energy Queensland | Summer | Coincident | 2025 | POE10 | NA | 53.3569 | QLD Cairns |  |  | FALSE | #N/A | #N/A | #N/A | #N/A | #N/A | #N/A | #N/A | #N/A | #N/A | #N/A
TRUE | QLD | QCRN | Cairns | Energy Queensland | Summer | Coincident | 2025 | POE50 | NA | 51.7156 | QLD Cairns |  |  | FALSE | #N/A | #N/A | #N/A | #N/A | #N/A | #N/A | #N/A | #N/A | #N/A | #N/A
TRUE | QLD | QCRN | Cairns | Energy Queensland | Summer | Non-coincident | 2025 | POE10 | NA | 64.8659 | QLD Cairns |  |  | FALSE | #N/A | #N/A | #N/A | #N/A | #N/A | #N/A | #N/A | #N/A | #N/A | #N/A
TRUE | QLD | QCRN | Cairns | Energy Queensland | Summer | Coincident | 2026 | POE10 | NA | 54.0062 | QLD Cairns |  |  | FALSE | #N/A | #N/A | #N/A | #N/A | #N/A | #N/A | #N/A | #N/A | #N/A | #N/A
TRUE | QLD | QCRN | Cairns | Energy Queensland | Summer | Coincident | 2026 | POE50 | NA | 52.1595 | QLD Cairns |  |  | FALSE | #N/A | #N/A | #N/A | #N/A | #N/A | #N/A | #N/A | #N/A | #N/A | #N/A
TRUE | QLD | QCRN | Cairns | Energy Queensland | Summer | Non-coincident | 2026 | POE10 | NA | 65.2895 | QLD Cairns |  |  | FALSE | #N/A | #N/A | #N/A | #N/A | #N/A | #N/A | #N/A | #N/A | #N/A | #N/A
TRUE | QLD | QCRN | Cairns | Energy Queensland | Summer | Coincident | 2027 | POE10 | NA | 54.0826 | QLD Cairns |  |  | FALSE | #N/A | #N/A | #N/A | #N/A | #N/A | #N/A | #N/A | #N/A | #N/A | #N/A
TRUE | QLD | QCRN | Cairns | Energy Queensland | Summer | Coincident | 2027 | POE50 | NA | 52.4061 | QLD Cairns |  |  | FALSE | #N/A | #N/A | #N/A | #N/A | #N/A | #N/A | #N/A | #N/A | #N/A | #N/A
TRUE | QLD | QCRN | Cairns | Energy Queensland | Summer | Non-coincident | 2027 | POE10 | NA | 65.8319 | QLD Cairns |  |  | FALSE | #N/A | #N/A | #N/A | #N/A | #N/A | #N/A | #N/A | #N/A | #N/A | #N/A
TRUE | QLD | QCRN | Cairns | Energy Queensland | Summer | Coincident | 2028 | POE10 | NA | 54.6629 | QLD Cairns |  |  | FALSE | #N/A | #N/A | #N/A | #N/A | #N/A | #N/A | #N/A | #N/A | #N/A | #N/A
TRUE | QLD | QCRN | Cairns | Energy Queensland | Summer | Coincident | 2028 | POE50 | NA | 52.9367 | QLD Cairns |  |  | FALSE | #N/A | #N/A | #N/A | #N/A | #N/A | #N/A | #N/A | #N/A | #N/A | #N/A
TRUE | QLD | QCRN | Cairns | Energy Queensland | Summer | Non-coincident | 2028 | POE10 | NA | 66.4593 | QLD Cairns |  |  | FALSE | #N/A | #N/A | #N/A | #N/A | #N/A | #N/A | #N/A | #N/A | #N/A | #N/A
TRUE | QLD | QCRN | Cairns | Energy Queensland | Summer | Coincident | 2029 | POE10 | NA | 55.1005 | QLD Cairns |  |  | FALSE | #N/A | #N/A | #N/A | #N/A | #N/A | #N/A | #N/A | #N/A | #N/A | #N/A
TRUE | QLD | QCRN | Cairns | Energy Queensland | Summer | Coincident | 2029 | POE50 | NA | 53.5881 | QLD Cairns |  |  | FALSE | #N/A | #N/A | #N/A | #N/A | #N/A | #N/A | #N/A | #N/A | #N/A | #N/A
TRUE | QLD | QCRN | Cairns | Energy Queensland | Summer | Non-coincident | 2029 | POE10 | NA | 67.1432 | QLD Cairns |  |  | FALSE | #N/A | #N/A | #N/A | #N/A | #N/A | #N/A | #N/A | #N/A | #N/A | #N/A
TRUE | QLD | QCRN | Cairns | Energy Queensland | Summer | Coincident | 2030 | POE10 | NA | 55.7872 | QLD Cairns |  |  | FALSE | #N/A | #N/A | #N/A | #N/A | #N/A | #N/A | #N/A | #N/A | #N/A | #N/A
TRUE | QLD | QCRN | Cairns | Energy Queensland | Summer | Coincident | 2030 | POE50 | NA | 53.9713 | QLD Cairns |  |  | FALSE | #N/A | #N/A | #N/A | #N/A | #N/A | #N/A | #N/A | #N/A | #N/A | #N/A
TRUE | QLD | QCRN | Cairns | Energy Queensland | Summer | Non-coincident | 2030 | POE10 | NA | 67.887 | QLD Cairns |  |  | FALSE | #N/A | #N/A | #N/A | #N/A | #N/A | #N/A | #N/A | #N/A | #N/A | #N/A
TRUE | QLD | QCRN | Cairns | Energy Queensland | Winter | Non-coincident | 2019 | BASEYEARPOE10 | NA | 40.2884 | QLD Cairns |  |  | FALSE | #N/A | #N/A | #N/A | #N/A | #N/A | #N/A | #N/A | #N/A | #N/A | #N/A
TRUE | QLD | QCRN | Cairns | Energy Queensland | Winter | Coincident | 2020 | POE10 | NA | 36.1649 | QLD Cairns |  |  | FALSE | #N/A | #N/A | #N/A | #N/A | #N/A | #N/A | #N/A | #N/A | #N/A | #N/A
TRUE | QLD | QCRN | Cairns | Energy Queensland | Winter | Coincident | 2020 | POE50 | NA | 33.8106 | QLD Cairns |  |  | FALSE | #N/A | #N/A | #N/A | #N/A | #N/A | #N/A | #N/A | #N/A | #N/A | #N/A
TRUE | QLD | QCRN | Cairns | Energy Queensland | Winter | Non-coincident | 2020 | POE10 | NA | 40.9404 | QLD Cairns |  |  | FALSE | #N/A | #N/A | #N/A | #N/A | #N/A | #N/A | #N/A | #N/A | #N/A | #N/A
TRUE | QLD | QCRN | Cairns | Energy Queensland | Winter | Coincident | 2021 | POE10 | NA | 36.1805 | QLD Cairns |  |  | FALSE | #N/A | #N/A | #N/A | #N/A | #N/A | #N/A | #N/A | #N/A | #N/A | #N/A
TRUE | QLD | QCRN | Cairns | Energy Queensland | Winter | Coincident | 2021 | POE50 | NA | 33.8171 | QLD Cairns |  |  | FALSE | #N/A | #N/A | #N/A | #N/A | #N/A | #N/A | #N/A | #N/A | #N/A | #N/A
TRUE | QLD | QCRN | Cairns | Energy Queensland | Winter | Non-coincident | 2021 | POE10 | NA | 41.305 | QLD Cairns |  |  | FALSE | #N/A | #N/A | #N/A | #N/A | #N/A | #N/A | #N/A | #N/A | #N/A | #N/A
TRUE | QLD | QCRN | Cairns | Energy Queensland | Winter | Coincident | 2022 | POE10 | NA | 37.3747 | QLD Cairns |  |  | FALSE | #N/A | #N/A | #N/A | #N/A | #N/A | #N/A | #N/A | #N/A | #N/A | #N/A
TRUE | QLD | QCRN | Cairns | Energy Queensland | Winter | Coincident | 2022 | POE50 | NA | 34.9405 | QLD Cairns |  |  | FALSE | #N/A | #N/A | #N/A | #N/A | #N/A | #N/A | #N/A | #N/A | #N/A | #N/A
TRUE | QLD | QCRN | Cairns | Energy Queensland | Winter | Non-coincident | 2022 | POE10 | NA | 41.7446 | QLD Cairns |  |  | FALSE | #N/A | #N/A | #N/A | #N/A | #N/A | #N/A | #N/A | #N/A | #N/A | #N/A
TRUE | QLD | QCRN | Cairns | Energy Queensland | Winter | Coincident | 2023 | POE10 | NA | 38.119 | QLD Cairns |  |  | FALSE | #N/A | #N/A | #N/A | #N/A | #N/A | #N/A | #N/A | #N/A | #N/A | #N/A
TRUE | QLD | QCRN | Cairns | Energy Queensland | Winter | Coincident | 2023 | POE50 | NA | 35.6039 | QLD Cairns |  |  | FALSE | #N/A | #N/A | #N/A | #N/A | #N/A | #N/A | #N/A | #N/A | #N/A | #N/A
TRUE | QLD | QCRN | Cairns | Energy Queensland | Winter | Non-coincident | 2023 | POE10 | NA | 42.1862 | QLD Cairns |  |  | FALSE | #N/A | #N/A | #N/A | #N/A | #N/A | #N/A | #N/A | #N/A | #N/A | #N/A
TRUE | QLD | QCRN | Cairns | Energy Queensland | Winter | Coincident | 2024 | POE10 | NA | 39.0968 | QLD Cairns |  |  | FALSE | #N/A | #N/A | #N/A | #N/A | #N/A | #N/A | #N/A | #N/A | #N/A | #N/A
TRUE | QLD | QCRN | Cairns | Energy Queensland | Winter | Coincident | 2024 | POE50 | NA | 36.3786 | QLD Cairns |  |  | FALSE | #N/A | #N/A | #N/A | #N/A | #N/A | #N/A | #N/A | #N/A | #N/A | #N/A
TRUE | QLD | QCRN | Cairns | Energy Queensland | Winter | Non-coincident | 2024 | POE10 | NA | 42.632 | QLD Cairns |  |  | FALSE | #N/A | #N/A | #N/A | #N/A | #N/A | #N/A | #N/A | #N/A | #N/A | #N/A
TRUE | QLD | QCRN | Cairns | Energy Queensland | Winter | Coincident | 2025 | POE10 | NA | 39.3971 | QLD Cairns |  |  | FALSE | #N/A | #N/A | #N/A | #N/A | #N/A | #N/A | #N/A | #N/A | #N/A | #N/A
TRUE | QLD | QCRN | Cairns | Energy Queensland | Winter | Coincident | 2025 | POE50 | NA | 36.7392 | QLD Cairns |  |  | FALSE | #N/A | #N/A | #N/A | #N/A | #N/A | #N/A | #N/A | #N/A | #N/A | #N/A
TRUE | QLD | QCRN | Cairns | Energy Queensland | Winter | Non-coincident | 2025 | POE10 | NA | 43.0923 | QLD Cairns |  |  | FALSE | #N/A | #N/A | #N/A | #N/A | #N/A | #N/A | #N/A | #N/A | #N/A | #N/A
TRUE | QLD | QCRN | Cairns | Energy Queensland | Winter | Coincident | 2026 | POE10 | NA | 39.8217 | QLD Cairns |  |  | FALSE | #N/A | #N/A | #N/A | #N/A | #N/A | #N/A | #N/A | #N/A | #N/A | #N/A
TRUE | QLD | QCRN | Cairns | Energy Queensland | Winter | Coincident | 2026 | POE50 | NA | 37.2091 | QLD Cairns |  |  | FALSE | #N/A | #N/A | #N/A | #N/A | #N/A | #N/A | #N/A | #N/A | #N/A | #N/A
TRUE | QLD | QCRN | Cairns | Energy Queensland | Winter | Non-coincident | 2026 | POE10 | NA | 43.5861 | QLD Cairns |  |  | FALSE | #N/A | #N/A | #N/A | #N/A | #N/A | #N/A | #N/A | #N/A | #N/A | #N/A
TRUE | QLD | QCRN | Cairns | Energy Queensland | Winter | Coincident | 2027 | POE10 | NA | 40.3092 | QLD Cairns |  |  | FALSE | #N/A | #N/A | #N/A | #N/A | #N/A | #N/A | #N/A | #N/A | #N/A | #N/A
TRUE | QLD | QCRN | Cairns | Energy Queensland | Winter | Coincident | 2027 | POE50 | NA | 37.6748 | QLD Cairns |  |  | FALSE | #N/A | #N/A | #N/A | #N/A | #N/A | #N/A | #N/A | #N/A | #N/A | #N/A
TRUE | QLD | QCRN | Cairns | Energy Queensland | Winter | Non-coincident | 2027 | POE10 | NA | 44.1625 | QLD Cairns |  |  | FALSE | #N/A | #N/A | #N/A | #N/A | #N/A | #N/A | #N/A | #N/A | #N/A | #N/A
TRUE | QLD | QCRN | Cairns | Energy Queensland | Winter | Coincident | 2028 | POE10 | NA | 41.2941 | QLD Cairns |  |  | FALSE | #N/A | #N/A | #N/A | #N/A | #N/A | #N/A | #N/A | #N/A | #N/A | #N/A
TRUE | QLD | QCRN | Cairns | Energy Queensland | Winter | Coincident | 2028 | POE50 | NA | 38.3052 | QLD Cairns |  |  | FALSE | #N/A | #N/A | #N/A | #N/A | #N/A | #N/A | #N/A | #N/A | #N/A | #N/A
TRUE | QLD | QCRN | Cairns | Energy Queensland | Winter | Non-coincident | 2028 | POE10 | NA | 44.7915 | QLD Cairns |  |  | FALSE | #N/A | #N/A | #N/A | #N/A | #N/A | #N/A | #N/A | #N/A | #N/A | #N/A
TRUE | QLD | QCRN | Cairns | Energy Queensland | Winter | Coincident | 2029 | POE10 | NA | 41.7014 | QLD Cairns |  |  | FALSE | #N/A | #N/A | #N/A | #N/A | #N/A | #N/A | #N/A | #N/A | #N/A | #N/A
TRUE | QLD | QCRN | Cairns | Energy Queensland | Winter | Coincident | 2029 | POE50 | NA | 38.8964 | QLD Cairns |  |  | FALSE | #N/A | #N/A | #N/A | #N/A | #N/A | #N/A | #N/A | #N/A | #N/A | #N/A
TRUE | QLD | QCRN | Cairns | Energy Queensland | Winter | Non-coincident | 2029 | POE10 | NA | 45.4781 | QLD Cairns |  |  | FALSE | #N/A | #N/A | #N/A | #N/A | #N/A | #N/A | #N/A | #N/A | #N/A | #N/A
TRUE | QLD | QDYS | Dysart | Energy Queensland | Shoulder | Coincident | 2017 | ACTUAL_OPG | 19.1521 | 26.4146 | QLD Dysart |  |  | FALSE | #N/A | #N/A | #N/A | #N/A | #N/A | #N/A | #N/A | #N/A | #N/A | #N/A
TRUE | QLD | QDYS | Dysart | Energy Queensland | Shoulder | Coincident | 2017 | ACTUAL_RAW | 19.1521 | 26.4146 | QLD Dysart |  |  | FALSE | #N/A | #N/A | #N/A | #N/A | #N/A | #N/A | #N/A | #N/A | #N/A | #N/A
TRUE | QLD | QDYS | Dysart | Energy Queensland | Shoulder | Non-coincident | 2017 | ACTUAL_RAW | 3.0134 | 39.2481 | QLD Dysart |  |  | FALSE | #N/A | #N/A | #N/A | #N/A | #N/A | #N/A | #N/A | #N/A | #N/A | #N/A
TRUE | QLD | QDYS | Dysart | Energy Queensland | Shoulder | Non-coincident | 2017 | ACTUAL_OPG | 3.0134 | 39.2481 | QLD Dysart |  |  | FALSE | #N/A | #N/A | #N/A | #N/A | #N/A | #N/A | #N/A | #N/A | #N/A | #N/A
TRUE | QLD | QDYS | Dysart | Energy Queensland | Shoulder | Non-coincident | 2017 | ACTUAL_ADJUSTEDOPG | 3.0134 | 39.2481 | QLD Dysart |  |  | FALSE | #N/A | #N/A | #N/A | #N/A | #N/A | #N/A | #N/A | #N/A | #N/A | #N/A
TRUE | QLD | QDYS | Dysart | Energy Queensland | Shoulder | Coincident | 2018 | ACTUAL_OPG | 33.4648 | 42.7122 | QLD Dysart |  |  | FALSE | #N/A | #N/A | #N/A | #N/A | #N/A | #N/A | #N/A | #N/A | #N/A | #N/A
TRUE | QLD | QDYS | Dysart | Energy Queensland | Shoulder | Coincident | 2018 | ACTUAL_RAW | 33.4648 | 42.7122 | QLD Dysart |  |  | FALSE | #N/A | #N/A | #N/A | #N/A | #N/A | #N/A | #N/A | #N/A | #N/A | #N/A
TRUE | QLD | QDYS | Dysart | Energy Queensland | Shoulder | Non-coincident | 2018 | ACTUAL_RAW | 18.8908 | 44.2341 | QLD Dysart |  |  | FALSE | #N/A | #N/A | #N/A | #N/A | #N/A | #N/A | #N/A | #N/A | #N/A | #N/A
TRUE | QLD | QDYS | Dysart | Energy Queensland | Shoulder | Non-coincident | 2018 | ACTUAL_OPG | 18.8908 | 44.2341 | QLD Dysart |  |  | FALSE | #N/A | #N/A | #N/A | #N/A | #N/A | #N/A | #N/A | #N/A | #N/A | #N/A
TRUE | QLD | QDYS | Dysart | Energy Queensland | Shoulder | Non-coincident | 2018 | ACTUAL_ADJUSTEDOPG | 18.8908 | 44.2341 | QLD Dysart |  |  | FALSE | #N/A | #N/A | #N/A | #N/A | #N/A | #N/A | #N/A | #N/A | #N/A | #N/A
TRUE | QLD | QDYS | Dysart | Energy Queensland | Shoulder | Coincident | 2019 | ACTUAL_OPG | 32.8267 | 31.2607 | QLD Dysart |  |  | FALSE | #N/A | #N/A | #N/A | #N/A | #N/A | #N/A | #N/A | #N/A | #N/A | #N/A
TRUE | QLD | QDYS | Dysart | Energy Queensland | Shoulder | Coincident | 2019 | ACTUAL_RAW | 32.8267 | 31.2607 | QLD Dysart |  |  | FALSE | #N/A | #N/A | #N/A | #N/A | #N/A | #N/A | #N/A | #N/A | #N/A | #N/A
TRUE | QLD | QDYS | Dysart | Energy Queensland | Shoulder | Non-coincident | 2019 | ACTUAL_RAW | 8.6177 | 41.8314 | QLD Dysart |  |  | FALSE | #N/A | #N/A | #N/A | #N/A | #N/A | #N/A | #N/A | #N/A | #N/A | #N/A
TRUE | QLD | QDYS | Dysart | Energy Queensland | Shoulder | Non-coincident | 2019 | ACTUAL_OPG | 8.6177 | 41.8314 | QLD Dysart |  |  | FALSE | #N/A | #N/A | #N/A | #N/A | #N/A | #N/A | #N/A | #N/A | #N/A | #N/A
TRUE | QLD | QDYS | Dysart | Energy Queensland | Shoulder | Non-coincident | 2019 | ACTUAL_ADJUSTEDOPG | 8.6177 | 41.8314 | QLD Dysart |  |  | FALSE | #N/A | #N/A | #N/A | #N/A | #N/A | #N/A | #N/A | #N/A | #N/A | #N/A
TRUE | QLD | QDYS | Dysart | Energy Queensland | Shoulder | Non-coincident | 2019 | BASEYEARPOE90 | 25.2425 | NA | QLD Dysart |  |  | FALSE | #N/A | #N/A | #N/A | #N/A | #N/A | #N/A | #N/A | #N/A | #N/A | #N/A
TRUE | QLD | QDYS | Dysart | Energy Queensland | Shoulder | Non-coincident | 2019 | BASEYEARPOE50 | 25.5235 | 37.9052 | QLD Dysart |  |  | FALSE | #N/A | #N/A | #N/A | #N/A | #N/A | #N/A | #N/A | #N/A | #N/A | #N/A
TRUE | QLD | QDYS | Dysart | Energy Queensland | Shoulder | Coincident | 2020 | ACTUAL_OPG | 31.1021 | 35.8844 | QLD Dysart |  |  | FALSE | #N/A | #N/A | #N/A | #N/A | #N/A | #N/A | #N/A | #N/A | #N/A | #N/A
TRUE | QLD | QDYS | Dysart | Energy Queensland | Shoulder | Coincident | 2020 | ACTUAL_RAW | 31.1021 | 35.8844 | QLD Dysart |  |  | FALSE | #N/A | #N/A | #N/A | #N/A | #N/A | #N/A | #N/A | #N/A | #N/A | #N/A
TRUE | QLD | QDYS | Dysart | Energy Queensland | Shoulder | Non-coincident | 2020 | ACTUAL_RAW | 16.3515 | 39.0994 | QLD Dysart |  |  | FALSE | #N/A | #N/A | #N/A | #N/A | #N/A | #N/A | #N/A | #N/A | #N/A | #N/A
TRUE | QLD | QDYS | Dysart | Energy Queensland | Shoulder | Non-coincident | 2020 | ACTUAL_OPG | 16.3515 | 39.0994 | QLD Dysart |  |  | FALSE | #N/A | #N/A | #N/A | #N/A | #N/A | #N/A | #N/A | #N/A | #N/A | #N/A
TRUE | QLD | QDYS | Dysart | Energy Queensland | Shoulder | Non-coincident | 2020 | ACTUAL_ADJUSTEDOPG | 16.3515 | 39.0994 | QLD Dysart |  |  | FALSE | #N/A | #N/A | #N/A | #N/A | #N/A | #N/A | #N/A | #N/A | #N/A | #N/A
TRUE | QLD | QDYS | Dysart | Energy Queensland | Shoulder | Coincident_unreconciled | 2021 | POE90 | 28.3 | NA | QLD Dysart |  |  | FALSE | #N/A | #N/A | #N/A | #N/A | #N/A | #N/A | #N/A | #N/A | #N/A | #N/A
TRUE | QLD | QDYS | Dysart | Energy Queensland | Shoulder | Coincident_unreconciled | 2021 | POE50 | 30 | NA | QLD Dysart |  |  | FALSE | #N/A | #N/A | #N/A | #N/A | #N/A | #N/A | #N/A | #N/A | #N/A | #N/A
TRUE | QLD | QDYS | Dysart | Energy Queensland | Shoulder | Non-coincident | 2021 | POE50 | 16.0546 | 41.7033 | QLD Dysart |  |  | FALSE | #N/A | #N/A | #N/A | #N/A | #N/A | #N/A | #N/A | #N/A | #N/A | #N/A
TRUE | QLD | QDYS | Dysart | Energy Queensland | Shoulder | Non-coincident | 2021 | POE90 | 10.5944 | NA | QLD Dysart |  |  | FALSE | #N/A | #N/A | #N/A | #N/A | #N/A | #N/A | #N/A | #N/A | #N/A | #N/A
TRUE | QLD | QDYS | Dysart | Energy Queensland | Shoulder | Coincident_unreconciled | 2022 | POE90 | 27.9156 | NA | QLD Dysart |  |  | FALSE | #N/A | #N/A | #N/A | #N/A | #N/A | #N/A | #N/A | #N/A | #N/A | #N/A
TRUE | QLD | QDYS | Dysart | Energy Queensland | Shoulder | Coincident_unreconciled | 2022 | POE50 | 29.6163 | NA | QLD Dysart |  |  | FALSE | #N/A | #N/A | #N/A | #N/A | #N/A | #N/A | #N/A | #N/A | #N/A | #N/A
TRUE | QLD | QDYS | Dysart | Energy Queensland | Shoulder | Non-coincident | 2022 | POE50 | 15.9276 | 41.7071 | QLD Dysart |  |  | FALSE | #N/A | #N/A | #N/A | #N/A | #N/A | #N/A | #N/A | #N/A | #N/A | #N/A
TRUE | QLD | QDYS | Dysart | Energy Queensland | Shoulder | Non-coincident | 2022 | POE90 | 10.4673 | NA | QLD Dysart |  |  | FALSE | #N/A | #N/A | #N/A | #N/A | #N/A | #N/A | #N/A | #N/A | #N/A | #N/A
TRUE | QLD | QDYS | Dysart | Energy Queensland | Shoulder | Coincident_unreconciled | 2023 | POE90 | 27.5882 | NA | QLD Dysart |  |  | FALSE | #N/A | #N/A | #N/A | #N/A | #N/A | #N/A | #N/A | #N/A | #N/A | #N/A
TRUE | QLD | QDYS | Dysart | Energy Queensland | Shoulder | Coincident_unreconciled | 2023 | POE50 | 29.2927 | NA | QLD Dysart |  |  | FALSE | #N/A | #N/A | #N/A | #N/A | #N/A | #N/A | #N/A | #N/A | #N/A | #N/A
TRUE | QLD | QDYS | Dysart | Energy Queensland | Shoulder | Non-coincident | 2023 | POE50 | 15.8201 | 41.7312 | QLD Dysart |  |  | FALSE | #N/A | #N/A | #N/A | #N/A | #N/A | #N/A | #N/A | #N/A | #N/A | #N/A
TRUE | QLD | QDYS | Dysart | Energy Queensland | Shoulder | Non-coincident | 2023 | POE90 | 10.3591 | NA | QLD Dysart |  |  | FALSE | #N/A | #N/A | #N/A | #N/A | #N/A | #N/A | #N/A | #N/A | #N/A | #N/A
TRUE | QLD | QDYS | Dysart | Energy Queensland | Shoulder | Coincident_unreconciled | 2024 | POE90 | 27.5047 | NA | QLD Dysart |  |  | FALSE | #N/A | #N/A | #N/A | #N/A | #N/A | #N/A | #N/A | #N/A | #N/A | #N/A
TRUE | QLD | QDYS | Dysart | Energy Queensland | Shoulder | Coincident_unreconciled | 2024 | POE50 | 29.213 | NA | QLD Dysart |  |  | FALSE | #N/A | #N/A | #N/A | #N/A | #N/A | #N/A | #N/A | #N/A | #N/A | #N/A
TRUE | QLD | QDYS | Dysart | Energy Queensland | Shoulder | Non-coincident | 2024 | POE50 | 15.7933 | 41.7538 | QLD Dysart |  |  | FALSE | #N/A | #N/A | #N/A | #N/A | #N/A | #N/A | #N/A | #N/A | #N/A | #N/A
TRUE | QLD | QDYS | Dysart | Energy Queensland | Shoulder | Non-coincident | 2024 | POE90 | 10.3316 | NA | QLD Dysart |  |  | FALSE | #N/A | #N/A | #N/A | #N/A | #N/A | #N/A | #N/A | #N/A | #N/A | #N/A
TRUE | QLD | QDYS | Dysart | Energy Queensland | Shoulder | Coincident_unreconciled | 2025 | POE90 | 27.4968 | NA | QLD Dysart |  |  | FALSE | #N/A | #N/A | #N/A | #N/A | #N/A | #N/A | #N/A | #N/A | #N/A | #N/A
TRUE | QLD | QDYS | Dysart | Energy Queensland | Shoulder | Coincident_unreconciled | 2025 | POE50 | 29.209 | NA | QLD Dysart |  |  | FALSE | #N/A | #N/A | #N/A | #N/A | #N/A | #N/A | #N/A | #N/A | #N/A | #N/A
TRUE | QLD | QDYS | Dysart | Energy Queensland | Shoulder | Non-coincident | 2025 | POE50 | 15.7916 | 41.7757 | QLD Dysart |  |  | FALSE | #N/A | #N/A | #N/A | #N/A | #N/A | #N/A | #N/A | #N/A | #N/A | #N/A
TRUE | QLD | QDYS | Dysart | Energy Queensland | Shoulder | Non-coincident | 2025 | POE90 | 10.3292 | NA | QLD Dysart |  |  | FALSE | #N/A | #N/A | #N/A | #N/A | #N/A | #N/A | #N/A | #N/A | #N/A | #N/A
TRUE | QLD | QDYS | Dysart | Energy Queensland | Shoulder | Coincident_unreconciled | 2026 | POE90 | 27.4998 | NA | QLD Dysart |  |  | FALSE | #N/A | #N/A | #N/A | #N/A | #N/A | #N/A | #N/A | #N/A | #N/A | #N/A
TRUE | QLD | QDYS | Dysart | Energy Queensland | Shoulder | Coincident_unreconciled | 2026 | POE50 | 29.2158 | NA | QLD Dysart |  |  | FALSE | #N/A | #N/A | #N/A | #N/A | #N/A | #N/A | #N/A | #N/A | #N/A | #N/A
TRUE | QLD | QDYS | Dysart | Energy Queensland | Shoulder | Non-coincident | 2026 | POE50 | 15.7934 | 41.7989 | QLD Dysart |  |  | FALSE | #N/A | #N/A | #N/A | #N/A | #N/A | #N/A | #N/A | #N/A | #N/A | #N/A
TRUE | QLD | QDYS | Dysart | Energy Queensland | Shoulder | Non-coincident | 2026 | POE90 | 10.3302 | NA | QLD Dysart |  |  | FALSE | #N/A | #N/A | #N/A | #N/A | #N/A | #N/A | #N/A | #N/A | #N/A | #N/A
TRUE | QLD | QDYS | Dysart | Energy Queensland | Shoulder | Coincident_unreconciled | 2027 | POE90 | 27.5277 | NA | QLD Dysart |  |  | FALSE | #N/A | #N/A | #N/A | #N/A | #N/A | #N/A | #N/A | #N/A | #N/A | #N/A
TRUE | QLD | QDYS | Dysart | Energy Queensland | Shoulder | Coincident_unreconciled | 2027 | POE50 | 29.2485 | NA | QLD Dysart |  |  | FALSE | #N/A | #N/A | #N/A | #N/A | #N/A | #N/A | #N/A | #N/A | #N/A | #N/A
TRUE | QLD | QDYS | Dysart | Energy Queensland | Shoulder | Non-coincident | 2027 | POE50 | 15.8029 | 41.832 | QLD Dysart |  |  | FALSE | #N/A | #N/A | #N/A | #N/A | #N/A | #N/A | #N/A | #N/A | #N/A | #N/A
TRUE | QLD | QDYS | Dysart | Energy Queensland | Shoulder | Non-coincident | 2027 | POE90 | 10.3389 | NA | QLD Dysart |  |  | FALSE | #N/A | #N/A | #N/A | #N/A | #N/A | #N/A | #N/A | #N/A | #N/A | #N/A
TRUE | QLD | QDYS | Dysart | Energy Queensland | Shoulder | Coincident_unreconciled | 2028 | POE90 | 27.5852 | NA | QLD Dysart |  |  | FALSE | #N/A | #N/A | #N/A | #N/A | #N/A | #N/A | #N/A | #N/A | #N/A | #N/A
TRUE | QLD | QDYS | Dysart | Energy Queensland | Shoulder | Coincident_unreconciled | 2028 | POE50 | 29.3115 | NA | QLD Dysart |  |  | FALSE | #N/A | #N/A | #N/A | #N/A | #N/A | #N/A | #N/A | #N/A | #N/A | #N/A
TRUE | QLD | QDYS | Dysart | Energy Queensland | Shoulder | Non-coincident | 2028 | POE50 | 15.8218 | 41.8734 | QLD Dysart |  |  | FALSE | #N/A | #N/A | #N/A | #N/A | #N/A | #N/A | #N/A | #N/A | #N/A | #N/A
TRUE | QLD | QDYS | Dysart | Energy Queensland | Shoulder | Non-coincident | 2028 | POE90 | 10.3568 | NA | QLD Dysart |  |  | FALSE | #N/A | #N/A | #N/A | #N/A | #N/A | #N/A | #N/A | #N/A | #N/A | #N/A
TRUE | QLD | QDYS | Dysart | Energy Queensland | Shoulder | Coincident_unreconciled | 2029 | POE90 | 27.6604 | NA | QLD Dysart |  |  | FALSE | #N/A | #N/A | #N/A | #N/A | #N/A | #N/A | #N/A | #N/A | #N/A | #N/A
TRUE | QLD | QDYS | Dysart | Energy Queensland | Shoulder | Coincident_unreconciled | 2029 | POE50 | 29.3923 | NA | QLD Dysart |  |  | FALSE | #N/A | #N/A | #N/A | #N/A | #N/A | #N/A | #N/A | #N/A | #N/A | #N/A
TRUE | QLD | QDYS | Dysart | Energy Queensland | Shoulder | Non-coincident | 2029 | POE50 | 15.8458 | 41.9212 | QLD Dysart |  |  | FALSE | #N/A | #N/A | #N/A | #N/A | #N/A | #N/A | #N/A | #N/A | #N/A | #N/A
TRUE | QLD | QDYS | Dysart | Energy Queensland | Shoulder | Non-coincident | 2029 | POE90 | 10.3797 | NA | QLD Dysart |  |  | FALSE | #N/A | #N/A | #N/A | #N/A | #N/A | #N/A | #N/A | #N/A | #N/A | #N/A
TRUE | QLD | QDYS | Dysart | Energy Queensland | Shoulder | Coincident_unreconciled | 2030 | POE90 | 27.7263 | NA | QLD Dysart |  |  | FALSE | #N/A | #N/A | #N/A | #N/A | #N/A | #N/A | #N/A | #N/A | #N/A | #N/A
TRUE | QLD | QDYS | Dysart | Energy Queensland | Shoulder | Coincident_unreconciled | 2030 | POE50 | 29.4637 | NA | QLD Dysart |  |  | FALSE | #N/A | #N/A | #N/A | #N/A | #N/A | #N/A | #N/A | #N/A | #N/A | #N/A
TRUE | QLD | QDYS | Dysart | Energy Queensland | Shoulder | Non-coincident | 2030 | POE50 | 15.8661 | 41.9724 | QLD Dysart |  |  | FALSE | #N/A | #N/A | #N/A | #N/A | #N/A | #N/A | #N/A | #N/A | #N/A | #N/A
TRUE | QLD | QDYS | Dysart | Energy Queensland | Shoulder | Non-coincident | 2030 | POE90 | 10.3989 | NA | QLD Dysart |  |  | FALSE | #N/A | #N/A | #N/A | #N/A | #N/A | #N/A | #N/A | #N/A | #N/A | #N/A
TRUE | QLD | QDYS | Dysart | Energy Queensland | Summer | Coincident | 2017 | ACTUAL_OPG | 19.8159 | 33.7626 | QLD Dysart |  |  | FALSE | #N/A | #N/A | #N/A | #N/A | #N/A | #N/A | #N/A | #N/A | #N/A | #N/A
TRUE | QLD | QDYS | Dysart | Energy Queensland | Summer | Coincident | 2017 | ACTUAL_RAW | 19.8159 | 33.7626 | QLD Dysart |  |  | FALSE | #N/A | #N/A | #N/A | #N/A | #N/A | #N/A | #N/A | #N/A | #N/A | #N/A
TRUE | QLD | QDYS | Dysart | Energy Queensland | Summer | Non-coincident | 2017 | ACTUAL_RAW | 7.2626 | 41.3218 | QLD Dysart |  |  | FALSE | #N/A | #N/A | #N/A | #N/A | #N/A | #N/A | #N/A | #N/A | #N/A | #N/A
TRUE | QLD | QDYS | Dysart | Energy Queensland | Summer | Non-coincident | 2017 | ACTUAL_OPG | 7.2626 | 41.3218 | QLD Dysart |  |  | FALSE | #N/A | #N/A | #N/A | #N/A | #N/A | #N/A | #N/A | #N/A | #N/A | #N/A
TRUE | QLD | QDYS | Dysart | Energy Queensland | Summer | Non-coincident | 2017 | ACTUAL_ADJUSTEDOPG | 8.4457 | 41.3218 | QLD Dysart |  |  | FALSE | #N/A | #N/A | #N/A | #N/A | #N/A | #N/A | #N/A | #N/A | #N/A | #N/A
TRUE | QLD | QDYS | Dysart | Energy Queensland | Summer | Coincident | 2018 | ACTUAL_OPG | 28.3045 | 21.8236 | QLD Dysart |  |  | FALSE | #N/A | #N/A | #N/A | #N/A | #N/A | #N/A | #N/A | #N/A | #N/A | #N/A
TRUE | QLD | QDYS | Dysart | Energy Queensland | Summer | Coincident | 2018 | ACTUAL_RAW | 28.3045 | 21.8236 | QLD Dysart |  |  | FALSE | #N/A | #N/A | #N/A | #N/A | #N/A | #N/A | #N/A | #N/A | #N/A | #N/A
TRUE | QLD | QDYS | Dysart | Energy Queensland | Summer | Non-coincident | 2018 | ACTUAL_RAW | 2.8602 | 45.3851 | QLD Dysart |  |  | FALSE | #N/A | #N/A | #N/A | #N/A | #N/A | #N/A | #N/A | #N/A | #N/A | #N/A
TRUE | QLD | QDYS | Dysart | Energy Queensland | Summer | Non-coincident | 2018 | ACTUAL_OPG | 2.8602 | 45.3851 | QLD Dysart |  |  | FALSE | #N/A | #N/A | #N/A | #N/A | #N/A | #N/A | #N/A | #N/A | #N/A | #N/A
TRUE | QLD | QDYS | Dysart | Energy Queensland | Summer | Non-coincident | 2018 | ACTUAL_ADJUSTEDOPG | 4.6169 | 45.3851 | QLD Dysart |  |  | FALSE | #N/A | #N/A | #N/A | #N/A | #N/A | #N/A | #N/A | #N/A | #N/A | #N/A
TRUE | QLD | QDYS | Dysart | Energy Queensland | Summer | Coincident | 2019 | ACTUAL_OPG | 28.2149 | 37.5271 | QLD Dysart |  |  | FALSE | #N/A | #N/A | #N/A | #N/A | #N/A | #N/A | #N/A | #N/A | #N/A | #N/A
TRUE | QLD | QDYS | Dysart | Energy Queensland | Summer | Coincident | 2019 | ACTUAL_RAW | 28.2149 | 37.5271 | QLD Dysart |  |  | FALSE | #N/A | #N/A | #N/A | #N/A | #N/A | #N/A | #N/A | #N/A | #N/A | #N/A
TRUE | QLD | QDYS | Dysart | Energy Queensland | Summer | Non-coincident | 2019 | ACTUAL_RAW | 8.019 | 44.0607 | QLD Dysart |  |  | FALSE | #N/A | #N/A | #N/A | #N/A | #N/A | #N/A | #N/A | #N/A | #N/A | #N/A
TRUE | QLD | QDYS | Dysart | Energy Queensland | Summer | Non-coincident | 2019 | ACTUAL_OPG | 8.019 | 44.0607 | QLD Dysart |  |  | FALSE | #N/A | #N/A | #N/A | #N/A | #N/A | #N/A | #N/A | #N/A | #N/A | #N/A
TRUE | QLD | QDYS | Dysart | Energy Queensland | Summer | Non-coincident | 2019 | ACTUAL_ADJUSTEDOPG | 8.019 | 44.0607 | QLD Dysart |  |  | FALSE | #N/A | #N/A | #N/A | #N/A | #N/A | #N/A | #N/A | #N/A | #N/A | #N/A
TRUE | QLD | QDYS | Dysart | Energy Queensland | Summer | Non-coincident | 2019 | BASEYEARPOE90 | 26.6408 | NA | QLD Dysart |  |  | FALSE | #N/A | #N/A | #N/A | #N/A | #N/A | #N/A | #N/A | #N/A | #N/A | #N/A
TRUE | QLD | QDYS | Dysart | Energy Queensland | Summer | Non-coincident | 2019 | BASEYEARPOE50 | 26.8645 | 38.9222 | QLD Dysart |  |  | FALSE | #N/A | #N/A | #N/A | #N/A | #N/A | #N/A | #N/A | #N/A | #N/A | #N/A
TRUE | QLD | QDYS | Dysart | Energy Queensland | Summer | Coincident | 2020 | ACTUAL_OPG | 29.1706 | 37.1806 | QLD Dysart |  |  | FALSE | #N/A | #N/A | #N/A | #N/A | #N/A | #N/A | #N/A | #N/A | #N/A | #N/A
TRUE | QLD | QDYS | Dysart | Energy Queensland | Summer | Coincident | 2020 | ACTUAL_RAW | 29.1706 | 37.1806 | QLD Dysart |  |  | FALSE | #N/A | #N/A | #N/A | #N/A | #N/A | #N/A | #N/A | #N/A | #N/A | #N/A
TRUE | QLD | QDYS | Dysart | Energy Queensland | Summer | Non-coincident | 2020 | ACTUAL_RAW | 3.1491 | 43.2557 | QLD Dysart |  |  | FALSE | #N/A | #N/A | #N/A | #N/A | #N/A | #N/A | #N/A | #N/A | #N/A | #N/A
TRUE | QLD | QDYS | Dysart | Energy Queensland | Summer | Non-coincident | 2020 | ACTUAL_OPG | 3.1491 | 43.2557 | QLD Dysart |  |  | FALSE | #N/A | #N/A | #N/A | #N/A | #N/A | #N/A | #N/A | #N/A | #N/A | #N/A
TRUE | QLD | QDYS | Dysart | Energy Queensland | Summer | Non-coincident | 2020 | ACTUAL_ADJUSTEDOPG | 9.8407 | 43.2557 | QLD Dysart |  |  | FALSE | #N/A | #N/A | #N/A | #N/A | #N/A | #N/A | #N/A | #N/A | #N/A | #N/A
TRUE | QLD | QDYS | Dysart | Energy Queensland | Summer | Coincident_unreconciled | 2021 | POE90 | 25.98 | NA | QLD Dysart |  |  | FALSE | #N/A | #N/A | #N/A | #N/A | #N/A | #N/A | #N/A | #N/A | #N/A | #N/A
TRUE | QLD | QDYS | Dysart | Energy Queensland | Summer | Coincident_unreconciled | 2021 | POE50 | 27 | NA | QLD Dysart |  |  | FALSE | #N/A | #N/A | #N/A | #N/A | #N/A | #N/A | #N/A | #N/A | #N/A | #N/A
TRUE | QLD | QDYS | Dysart | Energy Queensland | Summer | Non-coincident | 2021 | POE50 | 10.6356 | 44.2611 | QLD Dysart |  |  | FALSE | #N/A | #N/A | #N/A | #N/A | #N/A | #N/A | #N/A | #N/A | #N/A | #N/A
TRUE | QLD | QDYS | Dysart | Energy Queensland | Summer | Non-coincident | 2021 | POE90 | 4.8356 | NA | QLD Dysart |  |  | FALSE | #N/A | #N/A | #N/A | #N/A | #N/A | #N/A | #N/A | #N/A | #N/A | #N/A
TRUE | QLD | QDYS | Dysart | Energy Queensland | Summer | Coincident_unreconciled | 2022 | POE90 | 24.3849 | NA | QLD Dysart |  |  | FALSE | #N/A | #N/A | #N/A | #N/A | #N/A | #N/A | #N/A | #N/A | #N/A | #N/A
TRUE | QLD | QDYS | Dysart | Energy Queensland | Summer | Coincident_unreconciled | 2022 | POE50 | 25.4081 | NA | QLD Dysart |  |  | FALSE | #N/A | #N/A | #N/A | #N/A | #N/A | #N/A | #N/A | #N/A | #N/A | #N/A
TRUE | QLD | QDYS | Dysart | Energy Queensland | Summer | Non-coincident | 2022 | POE50 | 10.6372 | 44.2664 | QLD Dysart |  |  | FALSE | #N/A | #N/A | #N/A | #N/A | #N/A | #N/A | #N/A | #N/A | #N/A | #N/A
TRUE | QLD | QDYS | Dysart | Energy Queensland | Summer | Non-coincident | 2022 | POE90 | 4.837 | NA | QLD Dysart |  |  | FALSE | #N/A | #N/A | #N/A | #N/A | #N/A | #N/A | #N/A | #N/A | #N/A | #N/A
TRUE | QLD | QDYS | Dysart | Energy Queensland | Summer | Coincident_unreconciled | 2023 | POE90 | 23.0399 | NA | QLD Dysart |  |  | FALSE | #N/A | #N/A | #N/A | #N/A | #N/A | #N/A | #N/A | #N/A | #N/A | #N/A
TRUE | QLD | QDYS | Dysart | Energy Queensland | Summer | Coincident_unreconciled | 2023 | POE50 | 24.0822 | NA | QLD Dysart |  |  | FALSE | #N/A | #N/A | #N/A | #N/A | #N/A | #N/A | #N/A | #N/A | #N/A | #N/A
TRUE | QLD | QDYS | Dysart | Energy Queensland | Summer | Non-coincident | 2023 | POE50 | 10.6488 | 44.2989 | QLD Dysart |  |  | FALSE | #N/A | #N/A | #N/A | #N/A | #N/A | #N/A | #N/A | #N/A | #N/A | #N/A
TRUE | QLD | QDYS | Dysart | Energy Queensland | Summer | Non-coincident | 2023 | POE90 | 4.8475 | NA | QLD Dysart |  |  | FALSE | #N/A | #N/A | #N/A | #N/A | #N/A | #N/A | #N/A | #N/A | #N/A | #N/A
TRUE | QLD | QDYS | Dysart | Energy Queensland | Summer | Coincident_unreconciled | 2024 | POE90 | 22.7853 | NA | QLD Dysart |  |  | FALSE | #N/A | #N/A | #N/A | #N/A | #N/A | #N/A | #N/A | #N/A | #N/A | #N/A
TRUE | QLD | QDYS | Dysart | Energy Queensland | Summer | Coincident_unreconciled | 2024 | POE50 | 23.8468 | NA | QLD Dysart |  |  | FALSE | #N/A | #N/A | #N/A | #N/A | #N/A | #N/A | #N/A | #N/A | #N/A | #N/A
TRUE | QLD | QDYS | Dysart | Energy Queensland | Summer | Non-coincident | 2024 | POE50 | 10.6588 | 44.33 | QLD Dysart |  |  | FALSE | #N/A | #N/A | #N/A | #N/A | #N/A | #N/A | #N/A | #N/A | #N/A | #N/A
TRUE | QLD | QDYS | Dysart | Energy Queensland | Summer | Non-coincident | 2024 | POE90 | 4.8563 | NA | QLD Dysart |  |  | FALSE | #N/A | #N/A | #N/A | #N/A | #N/A | #N/A | #N/A | #N/A | #N/A | #N/A
TRUE | QLD | QDYS | Dysart | Energy Queensland | Summer | Coincident_unreconciled | 2025 | POE90 | 22.7883 | NA | QLD Dysart |  |  | FALSE | #N/A | #N/A | #N/A | #N/A | #N/A | #N/A | #N/A | #N/A | #N/A | #N/A
TRUE | QLD | QDYS | Dysart | Energy Queensland | Summer | Coincident_unreconciled | 2025 | POE50 | 23.8689 | NA | QLD Dysart |  |  | FALSE | #N/A | #N/A | #N/A | #N/A | #N/A | #N/A | #N/A | #N/A | #N/A | #N/A
TRUE | QLD | QDYS | Dysart | Energy Queensland | Summer | Non-coincident | 2025 | POE50 | 10.6672 | 44.3606 | QLD Dysart |  |  | FALSE | #N/A | #N/A | #N/A | #N/A | #N/A | #N/A | #N/A | #N/A | #N/A | #N/A
TRUE | QLD | QDYS | Dysart | Energy Queensland | Summer | Non-coincident | 2025 | POE90 | 4.8636 | NA | QLD Dysart |  |  | FALSE | #N/A | #N/A | #N/A | #N/A | #N/A | #N/A | #N/A | #N/A | #N/A | #N/A
TRUE | QLD | QDYS | Dysart | Energy Queensland | Summer | Coincident_unreconciled | 2026 | POE90 | 22.8395 | NA | QLD Dysart |  |  | FALSE | #N/A | #N/A | #N/A | #N/A | #N/A | #N/A | #N/A | #N/A | #N/A | #N/A
TRUE | QLD | QDYS | Dysart | Energy Queensland | Summer | Coincident_unreconciled | 2026 | POE50 | 23.9391 | NA | QLD Dysart |  |  | FALSE | #N/A | #N/A | #N/A | #N/A | #N/A | #N/A | #N/A | #N/A | #N/A | #N/A
TRUE | QLD | QDYS | Dysart | Energy Queensland | Summer | Non-coincident | 2026 | POE50 | 10.6748 | 44.3931 | QLD Dysart |  |  | FALSE | #N/A | #N/A | #N/A | #N/A | #N/A | #N/A | #N/A | #N/A | #N/A | #N/A
TRUE | QLD | QDYS | Dysart | Energy Queensland | Summer | Non-coincident | 2026 | POE90 | 4.8701 | NA | QLD Dysart |  |  | FALSE | #N/A | #N/A | #N/A | #N/A | #N/A | #N/A | #N/A | #N/A | #N/A | #N/A
TRUE | QLD | QDYS | Dysart | Energy Queensland | Summer | Coincident_unreconciled | 2027 | POE90 | 23.0043 | NA | QLD Dysart |  |  | FALSE | #N/A | #N/A | #N/A | #N/A | #N/A | #N/A | #N/A | #N/A | #N/A | #N/A
TRUE | QLD | QDYS | Dysart | Energy Queensland | Summer | Coincident_unreconciled | 2027 | POE50 | 24.128 | NA | QLD Dysart |  |  | FALSE | #N/A | #N/A | #N/A | #N/A | #N/A | #N/A | #N/A | #N/A | #N/A | #N/A
TRUE | QLD | QDYS | Dysart | Energy Queensland | Summer | Non-coincident | 2027 | POE50 | 10.6846 | 44.4381 | QLD Dysart |  |  | FALSE | #N/A | #N/A | #N/A | #N/A | #N/A | #N/A | #N/A | #N/A | #N/A | #N/A
TRUE | QLD | QDYS | Dysart | Energy Queensland | Summer | Non-coincident | 2027 | POE90 | 4.8785 | NA | QLD Dysart |  |  | FALSE | #N/A | #N/A | #N/A | #N/A | #N/A | #N/A | #N/A | #N/A | #N/A | #N/A
TRUE | QLD | QDYS | Dysart | Energy Queensland | Summer | Coincident_unreconciled | 2028 | POE90 | 23.307 | NA | QLD Dysart |  |  | FALSE | #N/A | #N/A | #N/A | #N/A | #N/A | #N/A | #N/A | #N/A | #N/A | #N/A
TRUE | QLD | QDYS | Dysart | Energy Queensland | Summer | Coincident_unreconciled | 2028 | POE50 | 24.4581 | NA | QLD Dysart |  |  | FALSE | #N/A | #N/A | #N/A | #N/A | #N/A | #N/A | #N/A | #N/A | #N/A | #N/A
TRUE | QLD | QDYS | Dysart | Energy Queensland | Summer | Non-coincident | 2028 | POE50 | 10.6956 | 44.4935 | QLD Dysart |  |  | FALSE | #N/A | #N/A | #N/A | #N/A | #N/A | #N/A | #N/A | #N/A | #N/A | #N/A
TRUE | QLD | QDYS | Dysart | Energy Queensland | Summer | Non-coincident | 2028 | POE90 | 4.8879 | NA | QLD Dysart |  |  | FALSE | #N/A | #N/A | #N/A | #N/A | #N/A | #N/A | #N/A | #N/A | #N/A | #N/A
TRUE | QLD | QDYS | Dysart | Energy Queensland | Summer | Coincident_unreconciled | 2029 | POE90 | 23.6739 | NA | QLD Dysart |  |  | FALSE | #N/A | #N/A | #N/A | #N/A | #N/A | #N/A | #N/A | #N/A | #N/A | #N/A
TRUE | QLD | QDYS | Dysart | Energy Queensland | Summer | Coincident_unreconciled | 2029 | POE50 | 24.8529 | NA | QLD Dysart |  |  | FALSE | #N/A | #N/A | #N/A | #N/A | #N/A | #N/A | #N/A | #N/A | #N/A | #N/A
TRUE | QLD | QDYS | Dysart | Energy Queensland | Summer | Non-coincident | 2029 | POE50 | 10.7102 | 44.5569 | QLD Dysart |  |  | FALSE | #N/A | #N/A | #N/A | #N/A | #N/A | #N/A | #N/A | #N/A | #N/A | #N/A
TRUE | QLD | QDYS | Dysart | Energy Queensland | Summer | Non-coincident | 2029 | POE90 | 4.9008 | NA | QLD Dysart |  |  | FALSE | #N/A | #N/A | #N/A | #N/A | #N/A | #N/A | #N/A | #N/A | #N/A | #N/A
TRUE | QLD | QDYS | Dysart | Energy Queensland | Summer | Coincident_unreconciled | 2030 | POE90 | 24.0544 | NA | QLD Dysart |  |  | FALSE | #N/A | #N/A | #N/A | #N/A | #N/A | #N/A | #N/A | #N/A | #N/A | #N/A
TRUE | QLD | QDYS | Dysart | Energy Queensland | Summer | Coincident_unreconciled | 2030 | POE50 | 25.2612 | NA | QLD Dysart |  |  | FALSE | #N/A | #N/A | #N/A | #N/A | #N/A | #N/A | #N/A | #N/A | #N/A | #N/A
TRUE | QLD | QDYS | Dysart | Energy Queensland | Summer | Non-coincident | 2030 | POE50 | 10.7243 | 44.6243 | QLD Dysart |  |  | FALSE | #N/A | #N/A | #N/A | #N/A | #N/A | #N/A | #N/A | #N/A | #N/A | #N/A
TRUE | QLD | QDYS | Dysart | Energy Queensland | Summer | Non-coincident | 2030 | POE90 | 4.9133 | NA | QLD Dysart |  |  | FALSE | #N/A | #N/A | #N/A | #N/A | #N/A | #N/A | #N/A | #N/A | #N/A | #N/A
TRUE | QLD | QDYS | Dysart | Energy Queensland | Winter | Coincident | 2016 | ACTUAL_OPG | 33.2592 | 25.63 | QLD Dysart |  |  | FALSE | #N/A | #N/A | #N/A | #N/A | #N/A | #N/A | #N/A | #N/A | #N/A | #N/A
TRUE | QLD | QDYS | Dysart | Energy Queensland | Winter | Coincident | 2016 | ACTUAL_RAW | 33.2592 | 25.63 | QLD Dysart |  |  | FALSE | #N/A | #N/A | #N/A | #N/A | #N/A | #N/A | #N/A | #N/A | #N/A | #N/A
TRUE | QLD | QDYS | Dysart | Energy Queensland | Winter | Non-coincident | 2016 | ACTUAL_RAW | 2.2698 | 39.3972 | QLD Dysart |  |  | FALSE | #N/A | #N/A | #N/A | #N/A | #N/A | #N/A | #N/A | #N/A | #N/A | #N/A
TRUE | QLD | QDYS | Dysart | Energy Queensland | Winter | Non-coincident | 2016 | ACTUAL_OPG | 2.2698 | 39.3972 | QLD Dysart |  |  | FALSE | #N/A | #N/A | #N/A | #N/A | #N/A | #N/A | #N/A | #N/A | #N/A | #N/A
TRUE | QLD | QDYS | Dysart | Energy Queensland | Winter | Non-coincident | 2016 | ACTUAL_ADJUSTEDOPG | 13.2134 | 39.3972 | QLD Dysart |  |  | FALSE | #N/A | #N/A | #N/A | #N/A | #N/A | #N/A | #N/A | #N/A | #N/A | #N/A
TRUE | QLD | QDYS | Dysart | Energy Queensland | Winter | Coincident | 2017 | ACTUAL_OPG | 33.713 | 31.9289 | QLD Dysart |  |  | FALSE | #N/A | #N/A | #N/A | #N/A | #N/A | #N/A | #N/A | #N/A | #N/A | #N/A
TRUE | QLD | QDYS | Dysart | Energy Queensland | Winter | Coincident | 2017 | ACTUAL_RAW | 33.713 | 31.9289 | QLD Dysart |  |  | FALSE | #N/A | #N/A | #N/A | #N/A | #N/A | #N/A | #N/A | #N/A | #N/A | #N/A
TRUE | QLD | QDYS | Dysart | Energy Queensland | Winter | Non-coincident | 2017 | ACTUAL_RAW | 15.8757 | 41.0886 | QLD Dysart |  |  | FALSE | #N/A | #N/A | #N/A | #N/A | #N/A | #N/A | #N/A | #N/A | #N/A | #N/A
TRUE | QLD | QDYS | Dysart | Energy Queensland | Winter | Non-coincident | 2017 | ACTUAL_OPG | 15.8757 | 41.0886 | QLD Dysart |  |  | FALSE | #N/A | #N/A | #N/A | #N/A | #N/A | #N/A | #N/A | #N/A | #N/A | #N/A
TRUE | QLD | QDYS | Dysart | Energy Queensland | Winter | Non-coincident | 2017 | ACTUAL_ADJUSTEDOPG | 15.8757 | 41.0886 | QLD Dysart |  |  | FALSE | #N/A | #N/A | #N/A | #N/A | #N/A | #N/A | #N/A | #N/A | #N/A | #N/A
TRUE | QLD | QDYS | Dysart | Energy Queensland | Winter | Coincident | 2018 | ACTUAL_OPG | 33.5914 | 35.7287 | QLD Dysart |  |  | FALSE | #N/A | #N/A | #N/A | #N/A | #N/A | #N/A | #N/A | #N/A | #N/A | #N/A
TRUE | QLD | QDYS | Dysart | Energy Queensland | Winter | Coincident | 2018 | ACTUAL_RAW | 33.5914 | 35.7287 | QLD Dysart |  |  | FALSE | #N/A | #N/A | #N/A | #N/A | #N/A | #N/A | #N/A | #N/A | #N/A | #N/A
TRUE | QLD | QDYS | Dysart | Energy Queensland | Winter | Non-coincident | 2018 | ACTUAL_RAW | 11.4846 | 41.9463 | QLD Dysart |  |  | FALSE | #N/A | #N/A | #N/A | #N/A | #N/A | #N/A | #N/A | #N/A | #N/A | #N/A
TRUE | QLD | QDYS | Dysart | Energy Queensland | Winter | Non-coincident | 2018 | ACTUAL_OPG | 11.4846 | 41.9463 | QLD Dysart |  |  | FALSE | #N/A | #N/A | #N/A | #N/A | #N/A | #N/A | #N/A | #N/A | #N/A | #N/A
TRUE | QLD | QDYS | Dysart | Energy Queensland | Winter | Non-coincident | 2018 | ACTUAL_ADJUSTEDOPG | 11.4846 | 41.9463 | QLD Dysart |  |  | FALSE | #N/A | #N/A | #N/A | #N/A | #N/A | #N/A | #N/A | #N/A | #N/A | #N/A
TRUE | QLD | QDYS | Dysart | Energy Queensland | Winter | Coincident | 2019 | ACTUAL_OPG | 32.0878 | 33.0203 | QLD Dysart |  |  | FALSE | #N/A | #N/A | #N/A | #N/A | #N/A | #N/A | #N/A | #N/A | #N/A | #N/A
TRUE | QLD | QDYS | Dysart | Energy Queensland | Winter | Coincident | 2019 | ACTUAL_RAW | 32.0878 | 33.0203 | QLD Dysart |  |  | FALSE | #N/A | #N/A | #N/A | #N/A | #N/A | #N/A | #N/A | #N/A | #N/A | #N/A
TRUE | QLD | QDYS | Dysart | Energy Queensland | Winter | Non-coincident | 2019 | ACTUAL_RAW | 13.6923 | 42.0784 | QLD Dysart |  |  | FALSE | #N/A | #N/A | #N/A | #N/A | #N/A | #N/A | #N/A | #N/A | #N/A | #N/A
TRUE | QLD | QDYS | Dysart | Energy Queensland | Winter | Non-coincident | 2019 | ACTUAL_OPG | 13.6923 | 42.0784 | QLD Dysart |  |  | FALSE | #N/A | #N/A | #N/A | #N/A | #N/A | #N/A | #N/A | #N/A | #N/A | #N/A
TRUE | QLD | QDYS | Dysart | Energy Queensland | Winter | Non-coincident | 2019 | ACTUAL_ADJUSTEDOPG | 13.6923 | 42.0784 | QLD Dysart |  |  | FALSE | #N/A | #N/A | #N/A | #N/A | #N/A | #N/A | #N/A | #N/A | #N/A | #N/A
TRUE | QLD | QDYS | Dysart | Energy Queensland | Winter | Non-coincident | 2019 | BASEYEARPOE90 | 27.0698 | NA | QLD Dysart |  |  | FALSE | #N/A | #N/A | #N/A | #N/A | #N/A | #N/A | #N/A | #N/A | #N/A | #N/A
TRUE | QLD | QDYS | Dysart | Energy Queensland | Winter | Non-coincident | 2019 | BASEYEARPOE50 | 27.2265 | 37.0166 | QLD Dysart |  |  | FALSE | #N/A | #N/A | #N/A | #N/A | #N/A | #N/A | #N/A | #N/A | #N/A | #N/A
TRUE | QLD | QDYS | Dysart | Energy Queensland | Winter | Coincident_unreconciled | 2020 | POE90 | 30.23 | NA | QLD Dysart |  |  | FALSE | #N/A | #N/A | #N/A | #N/A | #N/A | #N/A | #N/A | #N/A | #N/A | #N/A
TRUE | QLD | QDYS | Dysart | Energy Queensland | Winter | Coincident_unreconciled | 2020 | POE50 | 32 | NA | QLD Dysart |  |  | FALSE | #N/A | #N/A | #N/A | #N/A | #N/A | #N/A | #N/A | #N/A | #N/A | #N/A
TRUE | QLD | QDYS | Dysart | Energy Queensland | Winter | Non-coincident | 2020 | POE50 | 13.5311 | 40.3936 | QLD Dysart |  |  | FALSE | #N/A | #N/A | #N/A | #N/A | #N/A | #N/A | #N/A | #N/A | #N/A | #N/A
TRUE | QLD | QDYS | Dysart | Energy Queensland | Winter | Non-coincident | 2020 | POE90 | 9.2617 | NA | QLD Dysart |  |  | FALSE | #N/A | #N/A | #N/A | #N/A | #N/A | #N/A | #N/A | #N/A | #N/A | #N/A
TRUE | QLD | QDYS | Dysart | Energy Queensland | Winter | Coincident_unreconciled | 2021 | POE90 | 29.7194 | NA | QLD Dysart |  |  | FALSE | #N/A | #N/A | #N/A | #N/A | #N/A | #N/A | #N/A | #N/A | #N/A | #N/A
TRUE | QLD | QDYS | Dysart | Energy Queensland | Winter | Coincident_unreconciled | 2021 | POE50 | 31.4865 | NA | QLD Dysart |  |  | FALSE | #N/A | #N/A | #N/A | #N/A | #N/A | #N/A | #N/A | #N/A | #N/A | #N/A
TRUE | QLD | QDYS | Dysart | Energy Queensland | Winter | Non-coincident | 2021 | POE50 | 13.4251 | 40.3775 | QLD Dysart |  |  | FALSE | #N/A | #N/A | #N/A | #N/A | #N/A | #N/A | #N/A | #N/A | #N/A | #N/A
TRUE | QLD | QDYS | Dysart | Energy Queensland | Winter | Non-coincident | 2021 | POE90 | 9.14 | NA | QLD Dysart |  |  | FALSE | #N/A | #N/A | #N/A | #N/A | #N/A | #N/A | #N/A | #N/A | #N/A | #N/A
TRUE | QLD | QDYS | Dysart | Energy Queensland | Winter | Coincident_unreconciled | 2022 | POE90 | 29.093 | NA | QLD Dysart |  |  | FALSE | #N/A | #N/A | #N/A | #N/A | #N/A | #N/A | #N/A | #N/A | #N/A | #N/A
TRUE | QLD | QDYS | Dysart | Energy Queensland | Winter | Coincident_unreconciled | 2022 | POE50 | 30.8636 | NA | QLD Dysart |  |  | FALSE | #N/A | #N/A | #N/A | #N/A | #N/A | #N/A | #N/A | #N/A | #N/A | #N/A
TRUE | QLD | QDYS | Dysart | Energy Queensland | Winter | Non-coincident | 2022 | POE50 | 13.2995 | 40.3964 | QLD Dysart |  |  | FALSE | #N/A | #N/A | #N/A | #N/A | #N/A | #N/A | #N/A | #N/A | #N/A | #N/A
TRUE | QLD | QDYS | Dysart | Energy Queensland | Winter | Non-coincident | 2022 | POE90 | 8.9906 | NA | QLD Dysart |  |  | FALSE | #N/A | #N/A | #N/A | #N/A | #N/A | #N/A | #N/A | #N/A | #N/A | #N/A
TRUE | QLD | QDYS | Dysart | Energy Queensland | Winter | Coincident_unreconciled | 2023 | POE90 | 28.7628 | NA | QLD Dysart |  |  | FALSE | #N/A | #N/A | #N/A | #N/A | #N/A | #N/A | #N/A | #N/A | #N/A | #N/A
TRUE | QLD | QDYS | Dysart | Energy Queensland | Winter | Coincident_unreconciled | 2023 | POE50 | 30.5369 | NA | QLD Dysart |  |  | FALSE | #N/A | #N/A | #N/A | #N/A | #N/A | #N/A | #N/A | #N/A | #N/A | #N/A
TRUE | QLD | QDYS | Dysart | Energy Queensland | Winter | Non-coincident | 2023 | POE50 | 13.2343 | 40.415 | QLD Dysart |  |  | FALSE | #N/A | #N/A | #N/A | #N/A | #N/A | #N/A | #N/A | #N/A | #N/A | #N/A
TRUE | QLD | QDYS | Dysart | Energy Queensland | Winter | Non-coincident | 2023 | POE90 | 8.9118 | NA | QLD Dysart |  |  | FALSE | #N/A | #N/A | #N/A | #N/A | #N/A | #N/A | #N/A | #N/A | #N/A | #N/A
TRUE | QLD | QDYS | Dysart | Energy Queensland | Winter | Coincident_unreconciled | 2024 | POE90 | 28.7368 | NA | QLD Dysart |  |  | FALSE | #N/A | #N/A | #N/A | #N/A | #N/A | #N/A | #N/A | #N/A | #N/A | #N/A
TRUE | QLD | QDYS | Dysart | Energy Queensland | Winter | Coincident_unreconciled | 2024 | POE50 | 30.5143 | NA | QLD Dysart |  |  | FALSE | #N/A | #N/A | #N/A | #N/A | #N/A | #N/A | #N/A | #N/A | #N/A | #N/A
TRUE | QLD | QDYS | Dysart | Energy Queensland | Winter | Non-coincident | 2024 | POE50 | 13.2309 | 40.4314 | QLD Dysart |  |  | FALSE | #N/A | #N/A | #N/A | #N/A | #N/A | #N/A | #N/A | #N/A | #N/A | #N/A
TRUE | QLD | QDYS | Dysart | Energy Queensland | Winter | Non-coincident | 2024 | POE90 | 8.9056 | NA | QLD Dysart |  |  | FALSE | #N/A | #N/A | #N/A | #N/A | #N/A | #N/A | #N/A | #N/A | #N/A | #N/A
TRUE | QLD | QDYS | Dysart | Energy Queensland | Winter | Coincident_unreconciled | 2025 | POE90 | 28.7342 | NA | QLD Dysart |  |  | FALSE | #N/A | #N/A | #N/A | #N/A | #N/A | #N/A | #N/A | #N/A | #N/A | #N/A
TRUE | QLD | QDYS | Dysart | Energy Queensland | Winter | Coincident_unreconciled | 2025 | POE50 | 30.5152 | NA | QLD Dysart |  |  | FALSE | #N/A | #N/A | #N/A | #N/A | #N/A | #N/A | #N/A | #N/A | #N/A | #N/A
TRUE | QLD | QDYS | Dysart | Energy Queensland | Winter | Non-coincident | 2025 | POE50 | 13.2325 | 40.4484 | QLD Dysart |  |  | FALSE | #N/A | #N/A | #N/A | #N/A | #N/A | #N/A | #N/A | #N/A | #N/A | #N/A
TRUE | QLD | QDYS | Dysart | Energy Queensland | Winter | Non-coincident | 2025 | POE90 | 8.905 | NA | QLD Dysart |  |  | FALSE | #N/A | #N/A | #N/A | #N/A | #N/A | #N/A | #N/A | #N/A | #N/A | #N/A
TRUE | QLD | QDYS | Dysart | Energy Queensland | Winter | Coincident_unreconciled | 2026 | POE90 | 28.7453 | NA | QLD Dysart |  |  | FALSE | #N/A | #N/A | #N/A | #N/A | #N/A | #N/A | #N/A | #N/A | #N/A | #N/A
TRUE | QLD | QDYS | Dysart | Energy Queensland | Winter | Coincident_unreconciled | 2026 | POE50 | 30.5299 | NA | QLD Dysart |  |  | FALSE | #N/A | #N/A | #N/A | #N/A | #N/A | #N/A | #N/A | #N/A | #N/A | #N/A
TRUE | QLD | QDYS | Dysart | Energy Queensland | Winter | Non-coincident | 2026 | POE50 | 13.2375 | 40.4684 | QLD Dysart |  |  | FALSE | #N/A | #N/A | #N/A | #N/A | #N/A | #N/A | #N/A | #N/A | #N/A | #N/A
TRUE | QLD | QDYS | Dysart | Energy Queensland | Winter | Non-coincident | 2026 | POE90 | 8.9077 | NA | QLD Dysart |  |  | FALSE | #N/A | #N/A | #N/A | #N/A | #N/A | #N/A | #N/A | #N/A | #N/A | #N/A
TRUE | QLD | QDYS | Dysart | Energy Queensland | Winter | Coincident_unreconciled | 2027 | POE90 | 28.8127 | NA | QLD Dysart |  |  | FALSE | #N/A | #N/A | #N/A | #N/A | #N/A | #N/A | #N/A | #N/A | #N/A | #N/A
TRUE | QLD | QDYS | Dysart | Energy Queensland | Winter | Coincident_unreconciled | 2027 | POE50 | 30.6023 | NA | QLD Dysart |  |  | FALSE | #N/A | #N/A | #N/A | #N/A | #N/A | #N/A | #N/A | #N/A | #N/A | #N/A
TRUE | QLD | QDYS | Dysart | Energy Queensland | Winter | Non-coincident | 2027 | POE50 | 13.2553 | 40.5009 | QLD Dysart |  |  | FALSE | #N/A | #N/A | #N/A | #N/A | #N/A | #N/A | #N/A | #N/A | #N/A | #N/A
TRUE | QLD | QDYS | Dysart | Energy Queensland | Winter | Non-coincident | 2027 | POE90 | 8.9237 | NA | QLD Dysart |  |  | FALSE | #N/A | #N/A | #N/A | #N/A | #N/A | #N/A | #N/A | #N/A | #N/A | #N/A
TRUE | QLD | QDYS | Dysart | Energy Queensland | Winter | Coincident_unreconciled | 2028 | POE90 | 28.9206 | NA | QLD Dysart |  |  | FALSE | #N/A | #N/A | #N/A | #N/A | #N/A | #N/A | #N/A | #N/A | #N/A | #N/A
TRUE | QLD | QDYS | Dysart | Energy Queensland | Winter | Coincident_unreconciled | 2028 | POE50 | 30.7153 | NA | QLD Dysart |  |  | FALSE | #N/A | #N/A | #N/A | #N/A | #N/A | #N/A | #N/A | #N/A | #N/A | #N/A
TRUE | QLD | QDYS | Dysart | Energy Queensland | Winter | Non-coincident | 2028 | POE50 | 13.2816 | 40.5365 | QLD Dysart |  |  | FALSE | #N/A | #N/A | #N/A | #N/A | #N/A | #N/A | #N/A | #N/A | #N/A | #N/A
TRUE | QLD | QDYS | Dysart | Energy Queensland | Winter | Non-coincident | 2028 | POE90 | 8.9495 | NA | QLD Dysart |  |  | FALSE | #N/A | #N/A | #N/A | #N/A | #N/A | #N/A | #N/A | #N/A | #N/A | #N/A
TRUE | QLD | QDYS | Dysart | Energy Queensland | Winter | Coincident_unreconciled | 2029 | POE90 | 29.0406 | NA | QLD Dysart |  |  | FALSE | #N/A | #N/A | #N/A | #N/A | #N/A | #N/A | #N/A | #N/A | #N/A | #N/A
TRUE | QLD | QDYS | Dysart | Energy Queensland | Winter | Coincident_unreconciled | 2029 | POE50 | 30.8404 | NA | QLD Dysart |  |  | FALSE | #N/A | #N/A | #N/A | #N/A | #N/A | #N/A | #N/A | #N/A | #N/A | #N/A
TRUE | QLD | QDYS | Dysart | Energy Queensland | Winter | Non-coincident | 2029 | POE50 | 13.3107 | 40.5825 | QLD Dysart |  |  | FALSE | #N/A | #N/A | #N/A | #N/A | #N/A | #N/A | #N/A | #N/A | #N/A | #N/A
TRUE | QLD | QDYS | Dysart | Energy Queensland | Winter | Non-coincident | 2029 | POE90 | 8.9781 | NA | QLD Dysart |  |  | FALSE | #N/A | #N/A | #N/A | #N/A | #N/A | #N/A | #N/A | #N/A | #N/A | #N/A
TRUE | QLD | QDYS | Dysart | Energy Queensland | Shoulder | Non-coincident | 2019 | BASEYEARPOE10 | NA | 38.3757 | QLD Dysart |  |  | FALSE | #N/A | #N/A | #N/A | #N/A | #N/A | #N/A | #N/A | #N/A | #N/A | #N/A
TRUE | QLD | QDYS | Dysart | Energy Queensland | Shoulder | Coincident | 2021 | POE10 | NA | 38.2141 | QLD Dysart |  |  | FALSE | #N/A | #N/A | #N/A | #N/A | #N/A | #N/A | #N/A | #N/A | #N/A | #N/A
TRUE | QLD | QDYS | Dysart | Energy Queensland | Shoulder | Coincident | 2021 | POE50 | NA | 36.6146 | QLD Dysart |  |  | FALSE | #N/A | #N/A | #N/A | #N/A | #N/A | #N/A | #N/A | #N/A | #N/A | #N/A
TRUE | QLD | QDYS | Dysart | Energy Queensland | Shoulder | Non-coincident | 2021 | POE10 | NA | 43.5251 | QLD Dysart |  |  | FALSE | #N/A | #N/A | #N/A | #N/A | #N/A | #N/A | #N/A | #N/A | #N/A | #N/A
TRUE | QLD | QDYS | Dysart | Energy Queensland | Shoulder | Coincident | 2022 | POE10 | NA | 38.218 | QLD Dysart |  |  | FALSE | #N/A | #N/A | #N/A | #N/A | #N/A | #N/A | #N/A | #N/A | #N/A | #N/A
TRUE | QLD | QDYS | Dysart | Energy Queensland | Shoulder | Coincident | 2022 | POE50 | NA | 36.6179 | QLD Dysart |  |  | FALSE | #N/A | #N/A | #N/A | #N/A | #N/A | #N/A | #N/A | #N/A | #N/A | #N/A
TRUE | QLD | QDYS | Dysart | Energy Queensland | Shoulder | Non-coincident | 2022 | POE10 | NA | 43.5296 | QLD Dysart |  |  | FALSE | #N/A | #N/A | #N/A | #N/A | #N/A | #N/A | #N/A | #N/A | #N/A | #N/A
TRUE | QLD | QDYS | Dysart | Energy Queensland | Shoulder | Coincident | 2023 | POE10 | NA | 38.2426 | QLD Dysart |  |  | FALSE | #N/A | #N/A | #N/A | #N/A | #N/A | #N/A | #N/A | #N/A | #N/A | #N/A
TRUE | QLD | QDYS | Dysart | Energy Queensland | Shoulder | Coincident | 2023 | POE50 | NA | 36.6391 | QLD Dysart |  |  | FALSE | #N/A | #N/A | #N/A | #N/A | #N/A | #N/A | #N/A | #N/A | #N/A | #N/A
TRUE | QLD | QDYS | Dysart | Energy Queensland | Shoulder | Non-coincident | 2023 | POE10 | NA | 43.5576 | QLD Dysart |  |  | FALSE | #N/A | #N/A | #N/A | #N/A | #N/A | #N/A | #N/A | #N/A | #N/A | #N/A
TRUE | QLD | QDYS | Dysart | Energy Queensland | Shoulder | Coincident | 2024 | POE10 | NA | 38.266 | QLD Dysart |  |  | FALSE | #N/A | #N/A | #N/A | #N/A | #N/A | #N/A | #N/A | #N/A | #N/A | #N/A
TRUE | QLD | QDYS | Dysart | Energy Queensland | Shoulder | Coincident | 2024 | POE50 | NA | 36.6589 | QLD Dysart |  |  | FALSE | #N/A | #N/A | #N/A | #N/A | #N/A | #N/A | #N/A | #N/A | #N/A | #N/A
TRUE | QLD | QDYS | Dysart | Energy Queensland | Shoulder | Non-coincident | 2024 | POE10 | NA | 43.5842 | QLD Dysart |  |  | FALSE | #N/A | #N/A | #N/A | #N/A | #N/A | #N/A | #N/A | #N/A | #N/A | #N/A
TRUE | QLD | QDYS | Dysart | Energy Queensland | Shoulder | Coincident | 2025 | POE10 | NA | 38.2887 | QLD Dysart |  |  | FALSE | #N/A | #N/A | #N/A | #N/A | #N/A | #N/A | #N/A | #N/A | #N/A | #N/A
TRUE | QLD | QDYS | Dysart | Energy Queensland | Shoulder | Coincident | 2025 | POE50 | NA | 36.6781 | QLD Dysart |  |  | FALSE | #N/A | #N/A | #N/A | #N/A | #N/A | #N/A | #N/A | #N/A | #N/A | #N/A
TRUE | QLD | QDYS | Dysart | Energy Queensland | Shoulder | Non-coincident | 2025 | POE10 | NA | 43.6101 | QLD Dysart |  |  | FALSE | #N/A | #N/A | #N/A | #N/A | #N/A | #N/A | #N/A | #N/A | #N/A | #N/A
TRUE | QLD | QDYS | Dysart | Energy Queensland | Shoulder | Coincident | 2026 | POE10 | NA | 38.3126 | QLD Dysart |  |  | FALSE | #N/A | #N/A | #N/A | #N/A | #N/A | #N/A | #N/A | #N/A | #N/A | #N/A
TRUE | QLD | QDYS | Dysart | Energy Queensland | Shoulder | Coincident | 2026 | POE50 | NA | 36.6985 | QLD Dysart |  |  | FALSE | #N/A | #N/A | #N/A | #N/A | #N/A | #N/A | #N/A | #N/A | #N/A | #N/A
TRUE | QLD | QDYS | Dysart | Energy Queensland | Shoulder | Non-coincident | 2026 | POE10 | NA | 43.6373 | QLD Dysart |  |  | FALSE | #N/A | #N/A | #N/A | #N/A | #N/A | #N/A | #N/A | #N/A | #N/A | #N/A
TRUE | QLD | QDYS | Dysart | Energy Queensland | Shoulder | Coincident | 2027 | POE10 | NA | 38.346 | QLD Dysart |  |  | FALSE | #N/A | #N/A | #N/A | #N/A | #N/A | #N/A | #N/A | #N/A | #N/A | #N/A
TRUE | QLD | QDYS | Dysart | Energy Queensland | Shoulder | Coincident | 2027 | POE50 | NA | 36.7275 | QLD Dysart |  |  | FALSE | #N/A | #N/A | #N/A | #N/A | #N/A | #N/A | #N/A | #N/A | #N/A | #N/A
TRUE | QLD | QDYS | Dysart | Energy Queensland | Shoulder | Non-coincident | 2027 | POE10 | NA | 43.6753 | QLD Dysart |  |  | FALSE | #N/A | #N/A | #N/A | #N/A | #N/A | #N/A | #N/A | #N/A | #N/A | #N/A
TRUE | QLD | QDYS | Dysart | Energy Queensland | Shoulder | Coincident | 2028 | POE10 | NA | 38.3873 | QLD Dysart |  |  | FALSE | #N/A | #N/A | #N/A | #N/A | #N/A | #N/A | #N/A | #N/A | #N/A | #N/A
TRUE | QLD | QDYS | Dysart | Energy Queensland | Shoulder | Coincident | 2028 | POE50 | NA | 36.7639 | QLD Dysart |  |  | FALSE | #N/A | #N/A | #N/A | #N/A | #N/A | #N/A | #N/A | #N/A | #N/A | #N/A
TRUE | QLD | QDYS | Dysart | Energy Queensland | Shoulder | Non-coincident | 2028 | POE10 | NA | 43.7224 | QLD Dysart |  |  | FALSE | #N/A | #N/A | #N/A | #N/A | #N/A | #N/A | #N/A | #N/A | #N/A | #N/A
TRUE | QLD | QDYS | Dysart | Energy Queensland | Shoulder | Coincident | 2029 | POE10 | NA | 38.4344 | QLD Dysart |  |  | FALSE | #N/A | #N/A | #N/A | #N/A | #N/A | #N/A | #N/A | #N/A | #N/A | #N/A
TRUE | QLD | QDYS | Dysart | Energy Queensland | Shoulder | Coincident | 2029 | POE50 | NA | 36.8058 | QLD Dysart |  |  | FALSE | #N/A | #N/A | #N/A | #N/A | #N/A | #N/A | #N/A | #N/A | #N/A | #N/A
TRUE | QLD | QDYS | Dysart | Energy Queensland | Shoulder | Non-coincident | 2029 | POE10 | NA | 43.776 | QLD Dysart |  |  | FALSE | #N/A | #N/A | #N/A | #N/A | #N/A | #N/A | #N/A | #N/A | #N/A | #N/A
TRUE | QLD | QDYS | Dysart | Energy Queensland | Shoulder | Coincident | 2030 | POE10 | NA | 38.4845 | QLD Dysart |  |  | FALSE | #N/A | #N/A | #N/A | #N/A | #N/A | #N/A | #N/A | #N/A | #N/A | #N/A
TRUE | QLD | QDYS | Dysart | Energy Queensland | Shoulder | Coincident | 2030 | POE50 | NA | 36.8508 | QLD Dysart |  |  | FALSE | #N/A | #N/A | #N/A | #N/A | #N/A | #N/A | #N/A | #N/A | #N/A | #N/A
TRUE | QLD | QDYS | Dysart | Energy Queensland | Shoulder | Non-coincident | 2030 | POE10 | NA | 43.8331 | QLD Dysart |  |  | FALSE | #N/A | #N/A | #N/A | #N/A | #N/A | #N/A | #N/A | #N/A | #N/A | #N/A
TRUE | QLD | QDYS | Dysart | Energy Queensland | Summer | Non-coincident | 2019 | BASEYEARPOE10 | NA | 39.3881 | QLD Dysart |  |  | FALSE | #N/A | #N/A | #N/A | #N/A | #N/A | #N/A | #N/A | #N/A | #N/A | #N/A
TRUE | QLD | QDYS | Dysart | Energy Queensland | Summer | Coincident | 2021 | POE10 | NA | 33.8933 | QLD Dysart |  |  | FALSE | #N/A | #N/A | #N/A | #N/A | #N/A | #N/A | #N/A | #N/A | #N/A | #N/A
TRUE | QLD | QDYS | Dysart | Energy Queensland | Summer | Coincident | 2021 | POE50 | NA | 32.3419 | QLD Dysart |  |  | FALSE | #N/A | #N/A | #N/A | #N/A | #N/A | #N/A | #N/A | #N/A | #N/A | #N/A
TRUE | QLD | QDYS | Dysart | Energy Queensland | Summer | Non-coincident | 2021 | POE10 | NA | 46.3842 | QLD Dysart |  |  | FALSE | #N/A | #N/A | #N/A | #N/A | #N/A | #N/A | #N/A | #N/A | #N/A | #N/A
TRUE | QLD | QDYS | Dysart | Energy Queensland | Summer | Coincident | 2022 | POE10 | NA | 33.8976 | QLD Dysart |  |  | FALSE | #N/A | #N/A | #N/A | #N/A | #N/A | #N/A | #N/A | #N/A | #N/A | #N/A
TRUE | QLD | QDYS | Dysart | Energy Queensland | Summer | Coincident | 2022 | POE50 | NA | 32.3458 | QLD Dysart |  |  | FALSE | #N/A | #N/A | #N/A | #N/A | #N/A | #N/A | #N/A | #N/A | #N/A | #N/A
TRUE | QLD | QDYS | Dysart | Energy Queensland | Summer | Non-coincident | 2022 | POE10 | NA | 46.3901 | QLD Dysart |  |  | FALSE | #N/A | #N/A | #N/A | #N/A | #N/A | #N/A | #N/A | #N/A | #N/A | #N/A
TRUE | QLD | QDYS | Dysart | Energy Queensland | Summer | Coincident | 2023 | POE10 | NA | 33.9241 | QLD Dysart |  |  | FALSE | #N/A | #N/A | #N/A | #N/A | #N/A | #N/A | #N/A | #N/A | #N/A | #N/A
TRUE | QLD | QDYS | Dysart | Energy Queensland | Summer | Coincident | 2023 | POE50 | NA | 32.3695 | QLD Dysart |  |  | FALSE | #N/A | #N/A | #N/A | #N/A | #N/A | #N/A | #N/A | #N/A | #N/A | #N/A
TRUE | QLD | QDYS | Dysart | Energy Queensland | Summer | Non-coincident | 2023 | POE10 | NA | 46.4264 | QLD Dysart |  |  | FALSE | #N/A | #N/A | #N/A | #N/A | #N/A | #N/A | #N/A | #N/A | #N/A | #N/A
TRUE | QLD | QDYS | Dysart | Energy Queensland | Summer | Coincident | 2024 | POE10 | NA | 33.9496 | QLD Dysart |  |  | FALSE | #N/A | #N/A | #N/A | #N/A | #N/A | #N/A | #N/A | #N/A | #N/A | #N/A
TRUE | QLD | QDYS | Dysart | Energy Queensland | Summer | Coincident | 2024 | POE50 | NA | 32.3923 | QLD Dysart |  |  | FALSE | #N/A | #N/A | #N/A | #N/A | #N/A | #N/A | #N/A | #N/A | #N/A | #N/A
TRUE | QLD | QDYS | Dysart | Energy Queensland | Summer | Non-coincident | 2024 | POE10 | NA | 46.4613 | QLD Dysart |  |  | FALSE | #N/A | #N/A | #N/A | #N/A | #N/A | #N/A | #N/A | #N/A | #N/A | #N/A
TRUE | QLD | QDYS | Dysart | Energy Queensland | Summer | Coincident | 2025 | POE10 | NA | 33.9748 | QLD Dysart |  |  | FALSE | #N/A | #N/A | #N/A | #N/A | #N/A | #N/A | #N/A | #N/A | #N/A | #N/A
TRUE | QLD | QDYS | Dysart | Energy Queensland | Summer | Coincident | 2025 | POE50 | NA | 32.4146 | QLD Dysart |  |  | FALSE | #N/A | #N/A | #N/A | #N/A | #N/A | #N/A | #N/A | #N/A | #N/A | #N/A
TRUE | QLD | QDYS | Dysart | Energy Queensland | Summer | Non-coincident | 2025 | POE10 | NA | 46.4957 | QLD Dysart |  |  | FALSE | #N/A | #N/A | #N/A | #N/A | #N/A | #N/A | #N/A | #N/A | #N/A | #N/A
TRUE | QLD | QDYS | Dysart | Energy Queensland | Summer | Coincident | 2026 | POE10 | NA | 34.0012 | QLD Dysart |  |  | FALSE | #N/A | #N/A | #N/A | #N/A | #N/A | #N/A | #N/A | #N/A | #N/A | #N/A
TRUE | QLD | QDYS | Dysart | Energy Queensland | Summer | Coincident | 2026 | POE50 | NA | 32.4383 | QLD Dysart |  |  | FALSE | #N/A | #N/A | #N/A | #N/A | #N/A | #N/A | #N/A | #N/A | #N/A | #N/A
TRUE | QLD | QDYS | Dysart | Energy Queensland | Summer | Non-coincident | 2026 | POE10 | NA | 46.532 | QLD Dysart |  |  | FALSE | #N/A | #N/A | #N/A | #N/A | #N/A | #N/A | #N/A | #N/A | #N/A | #N/A
TRUE | QLD | QDYS | Dysart | Energy Queensland | Summer | Coincident | 2027 | POE10 | NA | 34.0376 | QLD Dysart |  |  | FALSE | #N/A | #N/A | #N/A | #N/A | #N/A | #N/A | #N/A | #N/A | #N/A | #N/A
TRUE | QLD | QDYS | Dysart | Energy Queensland | Summer | Coincident | 2027 | POE50 | NA | 32.4713 | QLD Dysart |  |  | FALSE | #N/A | #N/A | #N/A | #N/A | #N/A | #N/A | #N/A | #N/A | #N/A | #N/A
TRUE | QLD | QDYS | Dysart | Energy Queensland | Summer | Non-coincident | 2027 | POE10 | NA | 46.5818 | QLD Dysart |  |  | FALSE | #N/A | #N/A | #N/A | #N/A | #N/A | #N/A | #N/A | #N/A | #N/A | #N/A
TRUE | QLD | QDYS | Dysart | Energy Queensland | Summer | Coincident | 2028 | POE10 | NA | 34.0821 | QLD Dysart |  |  | FALSE | #N/A | #N/A | #N/A | #N/A | #N/A | #N/A | #N/A | #N/A | #N/A | #N/A
TRUE | QLD | QDYS | Dysart | Energy Queensland | Summer | Coincident | 2028 | POE50 | NA | 32.5117 | QLD Dysart |  |  | FALSE | #N/A | #N/A | #N/A | #N/A | #N/A | #N/A | #N/A | #N/A | #N/A | #N/A
TRUE | QLD | QDYS | Dysart | Energy Queensland | Summer | Non-coincident | 2028 | POE10 | NA | 46.6426 | QLD Dysart |  |  | FALSE | #N/A | #N/A | #N/A | #N/A | #N/A | #N/A | #N/A | #N/A | #N/A | #N/A
TRUE | QLD | QDYS | Dysart | Energy Queensland | Summer | Coincident | 2029 | POE10 | NA | 34.1324 | QLD Dysart |  |  | FALSE | #N/A | #N/A | #N/A | #N/A | #N/A | #N/A | #N/A | #N/A | #N/A | #N/A
TRUE | QLD | QDYS | Dysart | Energy Queensland | Summer | Coincident | 2029 | POE50 | NA | 32.5581 | QLD Dysart |  |  | FALSE | #N/A | #N/A | #N/A | #N/A | #N/A | #N/A | #N/A | #N/A | #N/A | #N/A
TRUE | QLD | QDYS | Dysart | Energy Queensland | Summer | Non-coincident | 2029 | POE10 | NA | 46.7115 | QLD Dysart |  |  | FALSE | #N/A | #N/A | #N/A | #N/A | #N/A | #N/A | #N/A | #N/A | #N/A | #N/A
TRUE | QLD | QDYS | Dysart | Energy Queensland | Summer | Coincident | 2030 | POE10 | NA | 34.1857 | QLD Dysart |  |  | FALSE | #N/A | #N/A | #N/A | #N/A | #N/A | #N/A | #N/A | #N/A | #N/A | #N/A
TRUE | QLD | QDYS | Dysart | Energy Queensland | Summer | Coincident | 2030 | POE50 | NA | 32.6073 | QLD Dysart |  |  | FALSE | #N/A | #N/A | #N/A | #N/A | #N/A | #N/A | #N/A | #N/A | #N/A | #N/A
TRUE | QLD | QDYS | Dysart | Energy Queensland | Summer | Non-coincident | 2030 | POE10 | NA | 46.7844 | QLD Dysart |  |  | FALSE | #N/A | #N/A | #N/A | #N/A | #N/A | #N/A | #N/A | #N/A | #N/A | #N/A
TRUE | QLD | QDYS | Dysart | Energy Queensland | Winter | Non-coincident | 2019 | BASEYEARPOE10 | NA | 37.3631 | QLD Dysart |  |  | FALSE | #N/A | #N/A | #N/A | #N/A | #N/A | #N/A | #N/A | #N/A | #N/A | #N/A
TRUE | QLD | QDYS | Dysart | Energy Queensland | Winter | Coincident | 2020 | POE10 | NA | 33.8665 | QLD Dysart |  |  | FALSE | #N/A | #N/A | #N/A | #N/A | #N/A | #N/A | #N/A | #N/A | #N/A | #N/A
TRUE | QLD | QDYS | Dysart | Energy Queensland | Winter | Coincident | 2020 | POE50 | NA | 32.4978 | QLD Dysart |  |  | FALSE | #N/A | #N/A | #N/A | #N/A | #N/A | #N/A | #N/A | #N/A | #N/A | #N/A
TRUE | QLD | QDYS | Dysart | Energy Queensland | Winter | Non-coincident | 2020 | POE10 | NA | 42.0949 | QLD Dysart |  |  | FALSE | #N/A | #N/A | #N/A | #N/A | #N/A | #N/A | #N/A | #N/A | #N/A | #N/A
TRUE | QLD | QDYS | Dysart | Energy Queensland | Winter | Coincident | 2021 | POE10 | NA | 33.8519 | QLD Dysart |  |  | FALSE | #N/A | #N/A | #N/A | #N/A | #N/A | #N/A | #N/A | #N/A | #N/A | #N/A
TRUE | QLD | QDYS | Dysart | Energy Queensland | Winter | Coincident | 2021 | POE50 | NA | 32.4848 | QLD Dysart |  |  | FALSE | #N/A | #N/A | #N/A | #N/A | #N/A | #N/A | #N/A | #N/A | #N/A | #N/A
TRUE | QLD | QDYS | Dysart | Energy Queensland | Winter | Non-coincident | 2021 | POE10 | NA | 42.0767 | QLD Dysart |  |  | FALSE | #N/A | #N/A | #N/A | #N/A | #N/A | #N/A | #N/A | #N/A | #N/A | #N/A
TRUE | QLD | QDYS | Dysart | Energy Queensland | Winter | Coincident | 2022 | POE10 | NA | 33.869 | QLD Dysart |  |  | FALSE | #N/A | #N/A | #N/A | #N/A | #N/A | #N/A | #N/A | #N/A | #N/A | #N/A
TRUE | QLD | QDYS | Dysart | Energy Queensland | Winter | Coincident | 2022 | POE50 | NA | 32.5 | QLD Dysart |  |  | FALSE | #N/A | #N/A | #N/A | #N/A | #N/A | #N/A | #N/A | #N/A | #N/A | #N/A
TRUE | QLD | QDYS | Dysart | Energy Queensland | Winter | Non-coincident | 2022 | POE10 | NA | 42.0981 | QLD Dysart |  |  | FALSE | #N/A | #N/A | #N/A | #N/A | #N/A | #N/A | #N/A | #N/A | #N/A | #N/A
TRUE | QLD | QDYS | Dysart | Energy Queensland | Winter | Coincident | 2023 | POE10 | NA | 33.8859 | QLD Dysart |  |  | FALSE | #N/A | #N/A | #N/A | #N/A | #N/A | #N/A | #N/A | #N/A | #N/A | #N/A
TRUE | QLD | QDYS | Dysart | Energy Queensland | Winter | Coincident | 2023 | POE50 | NA | 32.515 | QLD Dysart |  |  | FALSE | #N/A | #N/A | #N/A | #N/A | #N/A | #N/A | #N/A | #N/A | #N/A | #N/A
TRUE | QLD | QDYS | Dysart | Energy Queensland | Winter | Non-coincident | 2023 | POE10 | NA | 42.1191 | QLD Dysart |  |  | FALSE | #N/A | #N/A | #N/A | #N/A | #N/A | #N/A | #N/A | #N/A | #N/A | #N/A
TRUE | QLD | QDYS | Dysart | Energy Queensland | Winter | Coincident | 2024 | POE10 | NA | 33.901 | QLD Dysart |  |  | FALSE | #N/A | #N/A | #N/A | #N/A | #N/A | #N/A | #N/A | #N/A | #N/A | #N/A
TRUE | QLD | QDYS | Dysart | Energy Queensland | Winter | Coincident | 2024 | POE50 | NA | 32.5281 | QLD Dysart |  |  | FALSE | #N/A | #N/A | #N/A | #N/A | #N/A | #N/A | #N/A | #N/A | #N/A | #N/A
TRUE | QLD | QDYS | Dysart | Energy Queensland | Winter | Non-coincident | 2024 | POE10 | NA | 42.1378 | QLD Dysart |  |  | FALSE | #N/A | #N/A | #N/A | #N/A | #N/A | #N/A | #N/A | #N/A | #N/A | #N/A
TRUE | QLD | QDYS | Dysart | Energy Queensland | Winter | Coincident | 2025 | POE10 | NA | 33.9166 | QLD Dysart |  |  | FALSE | #N/A | #N/A | #N/A | #N/A | #N/A | #N/A | #N/A | #N/A | #N/A | #N/A
TRUE | QLD | QDYS | Dysart | Energy Queensland | Winter | Coincident | 2025 | POE50 | NA | 32.5418 | QLD Dysart |  |  | FALSE | #N/A | #N/A | #N/A | #N/A | #N/A | #N/A | #N/A | #N/A | #N/A | #N/A
TRUE | QLD | QDYS | Dysart | Energy Queensland | Winter | Non-coincident | 2025 | POE10 | NA | 42.1572 | QLD Dysart |  |  | FALSE | #N/A | #N/A | #N/A | #N/A | #N/A | #N/A | #N/A | #N/A | #N/A | #N/A
TRUE | QLD | QDYS | Dysart | Energy Queensland | Winter | Coincident | 2026 | POE10 | NA | 33.9348 | QLD Dysart |  |  | FALSE | #N/A | #N/A | #N/A | #N/A | #N/A | #N/A | #N/A | #N/A | #N/A | #N/A
TRUE | QLD | QDYS | Dysart | Energy Queensland | Winter | Coincident | 2026 | POE50 | NA | 32.558 | QLD Dysart |  |  | FALSE | #N/A | #N/A | #N/A | #N/A | #N/A | #N/A | #N/A | #N/A | #N/A | #N/A
TRUE | QLD | QDYS | Dysart | Energy Queensland | Winter | Non-coincident | 2026 | POE10 | NA | 42.1798 | QLD Dysart |  |  | FALSE | #N/A | #N/A | #N/A | #N/A | #N/A | #N/A | #N/A | #N/A | #N/A | #N/A
TRUE | QLD | QDYS | Dysart | Energy Queensland | Winter | Coincident | 2027 | POE10 | NA | 33.9637 | QLD Dysart |  |  | FALSE | #N/A | #N/A | #N/A | #N/A | #N/A | #N/A | #N/A | #N/A | #N/A | #N/A
TRUE | QLD | QDYS | Dysart | Energy Queensland | Winter | Coincident | 2027 | POE50 | NA | 32.5841 | QLD Dysart |  |  | FALSE | #N/A | #N/A | #N/A | #N/A | #N/A | #N/A | #N/A | #N/A | #N/A | #N/A
TRUE | QLD | QDYS | Dysart | Energy Queensland | Winter | Non-coincident | 2027 | POE10 | NA | 42.2157 | QLD Dysart |  |  | FALSE | #N/A | #N/A | #N/A | #N/A | #N/A | #N/A | #N/A | #N/A | #N/A | #N/A
TRUE | QLD | QDYS | Dysart | Energy Queensland | Winter | Coincident | 2028 | POE10 | NA | 33.9951 | QLD Dysart |  |  | FALSE | #N/A | #N/A | #N/A | #N/A | #N/A | #N/A | #N/A | #N/A | #N/A | #N/A
TRUE | QLD | QDYS | Dysart | Energy Queensland | Winter | Coincident | 2028 | POE50 | NA | 32.6127 | QLD Dysart |  |  | FALSE | #N/A | #N/A | #N/A | #N/A | #N/A | #N/A | #N/A | #N/A | #N/A | #N/A
TRUE | QLD | QDYS | Dysart | Energy Queensland | Winter | Non-coincident | 2028 | POE10 | NA | 42.2548 | QLD Dysart |  |  | FALSE | #N/A | #N/A | #N/A | #N/A | #N/A | #N/A | #N/A | #N/A | #N/A | #N/A
TRUE | QLD | QDYS | Dysart | Energy Queensland | Winter | Coincident | 2029 | POE10 | NA | 34.0349 | QLD Dysart |  |  | FALSE | #N/A | #N/A | #N/A | #N/A | #N/A | #N/A | #N/A | #N/A | #N/A | #N/A
TRUE | QLD | QDYS | Dysart | Energy Queensland | Winter | Coincident | 2029 | POE50 | NA | 32.6497 | QLD Dysart |  |  | FALSE | #N/A | #N/A | #N/A | #N/A | #N/A | #N/A | #N/A | #N/A | #N/A | #N/A
TRUE | QLD | QDYS | Dysart | Energy Queensland | Winter | Non-coincident | 2029 | POE10 | NA | 42.3042 | QLD Dysart |  |  | FALSE | #N/A | #N/A | #N/A | #N/A | #N/A | #N/A | #N/A | #N/A | #N/A | #N/A
TRUE | QLD | QELA | El Arish | Energy Queensland | Shoulder | Coincident | 2017 | ACTUAL_OPG | 3.3559 | 4.0901 | QLD El Arish |  |  | FALSE | #N/A | #N/A | #N/A | #N/A | #N/A | #N/A | #N/A | #N/A | #N/A | #N/A
TRUE | QLD | QELA | El Arish | Energy Queensland | Shoulder | Coincident | 2017 | ACTUAL_RAW | 3.3559 | 4.0901 | QLD El Arish |  |  | FALSE | #N/A | #N/A | #N/A | #N/A | #N/A | #N/A | #N/A | #N/A | #N/A | #N/A
TRUE | QLD | QELA | El Arish | Energy Queensland | Shoulder | Non-coincident | 2017 | ACTUAL_RAW | 1.5962 | 6.6433 | QLD El Arish |  |  | FALSE | #N/A | #N/A | #N/A | #N/A | #N/A | #N/A | #N/A | #N/A | #N/A | #N/A
TRUE | QLD | QELA | El Arish | Energy Queensland | Shoulder | Non-coincident | 2017 | ACTUAL_OPG | 1.5962 | 6.6433 | QLD El Arish |  |  | FALSE | #N/A | #N/A | #N/A | #N/A | #N/A | #N/A | #N/A | #N/A | #N/A | #N/A
TRUE | QLD | QELA | El Arish | Energy Queensland | Shoulder | Non-coincident | 2017 | ACTUAL_ADJUSTEDOPG | 1.5962 | 4.569 | QLD El Arish |  |  | FALSE | #N/A | #N/A | #N/A | #N/A | #N/A | #N/A | #N/A | #N/A | #N/A | #N/A
TRUE | QLD | QELA | El Arish | Energy Queensland | Shoulder | Coincident | 2018 | ACTUAL_OPG | 2.2262 | 3.7029 | QLD El Arish |  |  | FALSE | #N/A | #N/A | #N/A | #N/A | #N/A | #N/A | #N/A | #N/A | #N/A | #N/A
TRUE | QLD | QELA | El Arish | Energy Queensland | Shoulder | Coincident | 2018 | ACTUAL_RAW | 2.2262 | 3.7029 | QLD El Arish |  |  | FALSE | #N/A | #N/A | #N/A | #N/A | #N/A | #N/A | #N/A | #N/A | #N/A | #N/A
TRUE | QLD | QELA | El Arish | Energy Queensland | Shoulder | Non-coincident | 2018 | ACTUAL_RAW | 1.389 | 5.531 | QLD El Arish |  |  | FALSE | #N/A | #N/A | #N/A | #N/A | #N/A | #N/A | #N/A | #N/A | #N/A | #N/A
TRUE | QLD | QELA | El Arish | Energy Queensland | Shoulder | Non-coincident | 2018 | ACTUAL_OPG | 1.389 | 5.531 | QLD El Arish |  |  | FALSE | #N/A | #N/A | #N/A | #N/A | #N/A | #N/A | #N/A | #N/A | #N/A | #N/A
TRUE | QLD | QELA | El Arish | Energy Queensland | Shoulder | Non-coincident | 2018 | ACTUAL_ADJUSTEDOPG | 1.389 | 4.7474 | QLD El Arish |  |  | FALSE | #N/A | #N/A | #N/A | #N/A | #N/A | #N/A | #N/A | #N/A | #N/A | #N/A
TRUE | QLD | QELA | El Arish | Energy Queensland | Shoulder | Coincident | 2019 | ACTUAL_OPG | 3.8184 | 6.5167 | QLD El Arish |  |  | FALSE | #N/A | #N/A | #N/A | #N/A | #N/A | #N/A | #N/A | #N/A | #N/A | #N/A
TRUE | QLD | QELA | El Arish | Energy Queensland | Shoulder | Coincident | 2019 | ACTUAL_RAW | 3.8184 | 6.5167 | QLD El Arish |  |  | FALSE | #N/A | #N/A | #N/A | #N/A | #N/A | #N/A | #N/A | #N/A | #N/A | #N/A
TRUE | QLD | QELA | El Arish | Energy Queensland | Shoulder | Non-coincident | 2019 | ACTUAL_RAW | 0.77432 | 9.2213 | QLD El Arish |  |  | FALSE | #N/A | #N/A | #N/A | #N/A | #N/A | #N/A | #N/A | #N/A | #N/A | #N/A
TRUE | QLD | QELA | El Arish | Energy Queensland | Shoulder | Non-coincident | 2019 | ACTUAL_OPG | 0.77432 | 9.2213 | QLD El Arish |  |  | FALSE | #N/A | #N/A | #N/A | #N/A | #N/A | #N/A | #N/A | #N/A | #N/A | #N/A
TRUE | QLD | QELA | El Arish | Energy Queensland | Shoulder | Non-coincident | 2019 | ACTUAL_ADJUSTEDOPG | 0.77432 | 4.0647 | QLD El Arish |  |  | FALSE | #N/A | #N/A | #N/A | #N/A | #N/A | #N/A | #N/A | #N/A | #N/A | #N/A
TRUE | QLD | QELA | El Arish | Energy Queensland | Shoulder | Non-coincident | 2019 | BASEYEARPOE90 | 0.78149 | NA | QLD El Arish |  |  | FALSE | #N/A | #N/A | #N/A | #N/A | #N/A | #N/A | #N/A | #N/A | #N/A | #N/A
TRUE | QLD | QELA | El Arish | Energy Queensland | Shoulder | Non-coincident | 2019 | BASEYEARPOE50 | 0.91792 | 4.631 | QLD El Arish |  |  | FALSE | #N/A | #N/A | #N/A | #N/A | #N/A | #N/A | #N/A | #N/A | #N/A | #N/A
TRUE | QLD | QELA | El Arish | Energy Queensland | Shoulder | Coincident | 2020 | ACTUAL_OPG | 1.5303 | 4.2237 | QLD El Arish |  |  | FALSE | #N/A | #N/A | #N/A | #N/A | #N/A | #N/A | #N/A | #N/A | #N/A | #N/A
TRUE | QLD | QELA | El Arish | Energy Queensland | Shoulder | Coincident | 2020 | ACTUAL_RAW | 1.5303 | 4.2237 | QLD El Arish |  |  | FALSE | #N/A | #N/A | #N/A | #N/A | #N/A | #N/A | #N/A | #N/A | #N/A | #N/A
TRUE | QLD | QELA | El Arish | Energy Queensland | Shoulder | Non-coincident | 2020 | ACTUAL_RAW | 0.85543 | 6.0405 | QLD El Arish |  |  | FALSE | #N/A | #N/A | #N/A | #N/A | #N/A | #N/A | #N/A | #N/A | #N/A | #N/A
TRUE | QLD | QELA | El Arish | Energy Queensland | Shoulder | Non-coincident | 2020 | ACTUAL_OPG | 0.85543 | 6.0405 | QLD El Arish |  |  | FALSE | #N/A | #N/A | #N/A | #N/A | #N/A | #N/A | #N/A | #N/A | #N/A | #N/A
TRUE | QLD | QELA | El Arish | Energy Queensland | Shoulder | Non-coincident | 2020 | ACTUAL_ADJUSTEDOPG | 0.85543 | 4.7821 | QLD El Arish |  |  | FALSE | #N/A | #N/A | #N/A | #N/A | #N/A | #N/A | #N/A | #N/A | #N/A | #N/A
TRUE | QLD | QELA | El Arish | Energy Queensland | Shoulder | Coincident_unreconciled | 2021 | POE90 | 0.26 | NA | QLD El Arish |  |  | FALSE | #N/A | #N/A | #N/A | #N/A | #N/A | #N/A | #N/A | #N/A | #N/A | #N/A
TRUE | QLD | QELA | El Arish | Energy Queensland | Shoulder | Coincident_unreconciled | 2021 | POE50 | 1.36 | NA | QLD El Arish |  |  | FALSE | #N/A | #N/A | #N/A | #N/A | #N/A | #N/A | #N/A | #N/A | #N/A | #N/A
TRUE | QLD | QELA | El Arish | Energy Queensland | Shoulder | Non-coincident | 2021 | POE50 | 0.4009 | 4.6449 | QLD El Arish |  |  | FALSE | #N/A | #N/A | #N/A | #N/A | #N/A | #N/A | #N/A | #N/A | #N/A | #N/A
TRUE | QLD | QELA | El Arish | Energy Queensland | Shoulder | Non-coincident | 2021 | POE90 | 0.27361 | NA | QLD El Arish |  |  | FALSE | #N/A | #N/A | #N/A | #N/A | #N/A | #N/A | #N/A | #N/A | #N/A | #N/A
TRUE | QLD | QELA | El Arish | Energy Queensland | Shoulder | Coincident_unreconciled | 2022 | POE90 | 0.2522 | NA | QLD El Arish |  |  | FALSE | #N/A | #N/A | #N/A | #N/A | #N/A | #N/A | #N/A | #N/A | #N/A | #N/A
TRUE | QLD | QELA | El Arish | Energy Queensland | Shoulder | Coincident_unreconciled | 2022 | POE50 | 1.3192 | NA | QLD El Arish |  |  | FALSE | #N/A | #N/A | #N/A | #N/A | #N/A | #N/A | #N/A | #N/A | #N/A | #N/A
TRUE | QLD | QELA | El Arish | Energy Queensland | Shoulder | Non-coincident | 2022 | POE50 | 0.25043 | 4.6553 | QLD El Arish |  |  | FALSE | #N/A | #N/A | #N/A | #N/A | #N/A | #N/A | #N/A | #N/A | #N/A | #N/A
TRUE | QLD | QELA | El Arish | Energy Queensland | Shoulder | Non-coincident | 2022 | POE90 | 0.12283 | NA | QLD El Arish |  |  | FALSE | #N/A | #N/A | #N/A | #N/A | #N/A | #N/A | #N/A | #N/A | #N/A | #N/A
TRUE | QLD | QELA | El Arish | Energy Queensland | Shoulder | Coincident_unreconciled | 2023 | POE90 | 0.24463 | NA | QLD El Arish |  |  | FALSE | #N/A | #N/A | #N/A | #N/A | #N/A | #N/A | #N/A | #N/A | #N/A | #N/A
TRUE | QLD | QELA | El Arish | Energy Queensland | Shoulder | Coincident_unreconciled | 2023 | POE50 | 1.2796 | NA | QLD El Arish |  |  | FALSE | #N/A | #N/A | #N/A | #N/A | #N/A | #N/A | #N/A | #N/A | #N/A | #N/A
TRUE | QLD | QELA | El Arish | Energy Queensland | Shoulder | Non-coincident | 2023 | POE50 | 0.12977 | 4.6641 | QLD El Arish |  |  | FALSE | #N/A | #N/A | #N/A | #N/A | #N/A | #N/A | #N/A | #N/A | #N/A | #N/A
TRUE | QLD | QELA | El Arish | Energy Queensland | Shoulder | Non-coincident | 2023 | POE90 | 0.00191 | NA | QLD El Arish |  |  | FALSE | #N/A | #N/A | #N/A | #N/A | #N/A | #N/A | #N/A | #N/A | #N/A | #N/A
TRUE | QLD | QELA | El Arish | Energy Queensland | Shoulder | Coincident_unreconciled | 2024 | POE90 | 0.23729 | NA | QLD El Arish |  |  | FALSE | #N/A | #N/A | #N/A | #N/A | #N/A | #N/A | #N/A | #N/A | #N/A | #N/A
TRUE | QLD | QELA | El Arish | Energy Queensland | Shoulder | Coincident_unreconciled | 2024 | POE50 | 1.2412 | NA | QLD El Arish |  |  | FALSE | #N/A | #N/A | #N/A | #N/A | #N/A | #N/A | #N/A | #N/A | #N/A | #N/A
TRUE | QLD | QELA | El Arish | Energy Queensland | Shoulder | Non-coincident | 2024 | POE50 | 0.01762 | 4.6676 | QLD El Arish |  |  | FALSE | #N/A | #N/A | #N/A | #N/A | #N/A | #N/A | #N/A | #N/A | #N/A | #N/A
TRUE | QLD | QELA | El Arish | Energy Queensland | Shoulder | Non-coincident | 2024 | POE90 | -0.11051 | NA | QLD El Arish |  |  | FALSE | #N/A | #N/A | #N/A | #N/A | #N/A | #N/A | #N/A | #N/A | #N/A | #N/A
TRUE | QLD | QELA | El Arish | Energy Queensland | Shoulder | Coincident_unreconciled | 2025 | POE90 | 0.23018 | NA | QLD El Arish |  |  | FALSE | #N/A | #N/A | #N/A | #N/A | #N/A | #N/A | #N/A | #N/A | #N/A | #N/A
TRUE | QLD | QELA | El Arish | Energy Queensland | Shoulder | Coincident_unreconciled | 2025 | POE50 | 1.204 | NA | QLD El Arish |  |  | FALSE | #N/A | #N/A | #N/A | #N/A | #N/A | #N/A | #N/A | #N/A | #N/A | #N/A
TRUE | QLD | QELA | El Arish | Energy Queensland | Shoulder | Non-coincident | 2025 | POE50 | -0.06766 | 4.6672 | QLD El Arish |  |  | FALSE | #N/A | #N/A | #N/A | #N/A | #N/A | #N/A | #N/A | #N/A | #N/A | #N/A
TRUE | QLD | QELA | El Arish | Energy Queensland | Shoulder | Non-coincident | 2025 | POE90 | -0.19607 | NA | QLD El Arish |  |  | FALSE | #N/A | #N/A | #N/A | #N/A | #N/A | #N/A | #N/A | #N/A | #N/A | #N/A
TRUE | QLD | QELA | El Arish | Energy Queensland | Shoulder | Coincident_unreconciled | 2026 | POE90 | 0.22327 | NA | QLD El Arish |  |  | FALSE | #N/A | #N/A | #N/A | #N/A | #N/A | #N/A | #N/A | #N/A | #N/A | #N/A
TRUE | QLD | QELA | El Arish | Energy Queensland | Shoulder | Coincident_unreconciled | 2026 | POE50 | 1.1679 | NA | QLD El Arish |  |  | FALSE | #N/A | #N/A | #N/A | #N/A | #N/A | #N/A | #N/A | #N/A | #N/A | #N/A
TRUE | QLD | QELA | El Arish | Energy Queensland | Shoulder | Non-coincident | 2026 | POE50 | -0.14931 | 4.6659 | QLD El Arish |  |  | FALSE | #N/A | #N/A | #N/A | #N/A | #N/A | #N/A | #N/A | #N/A | #N/A | #N/A
TRUE | QLD | QELA | El Arish | Energy Queensland | Shoulder | Non-coincident | 2026 | POE90 | -0.27799 | NA | QLD El Arish |  |  | FALSE | #N/A | #N/A | #N/A | #N/A | #N/A | #N/A | #N/A | #N/A | #N/A | #N/A
TRUE | QLD | QELA | El Arish | Energy Queensland | Shoulder | Coincident_unreconciled | 2027 | POE90 | 0.21657 | NA | QLD El Arish |  |  | FALSE | #N/A | #N/A | #N/A | #N/A | #N/A | #N/A | #N/A | #N/A | #N/A | #N/A
TRUE | QLD | QELA | El Arish | Energy Queensland | Shoulder | Coincident_unreconciled | 2027 | POE50 | 1.1328 | NA | QLD El Arish |  |  | FALSE | #N/A | #N/A | #N/A | #N/A | #N/A | #N/A | #N/A | #N/A | #N/A | #N/A
TRUE | QLD | QELA | El Arish | Energy Queensland | Shoulder | Non-coincident | 2027 | POE50 | -0.21643 | 4.6651 | QLD El Arish |  |  | FALSE | #N/A | #N/A | #N/A | #N/A | #N/A | #N/A | #N/A | #N/A | #N/A | #N/A
TRUE | QLD | QELA | El Arish | Energy Queensland | Shoulder | Non-coincident | 2027 | POE90 | -0.34539 | NA | QLD El Arish |  |  | FALSE | #N/A | #N/A | #N/A | #N/A | #N/A | #N/A | #N/A | #N/A | #N/A | #N/A
TRUE | QLD | QELA | El Arish | Energy Queensland | Shoulder | Coincident_unreconciled | 2028 | POE90 | 0.21008 | NA | QLD El Arish |  |  | FALSE | #N/A | #N/A | #N/A | #N/A | #N/A | #N/A | #N/A | #N/A | #N/A | #N/A
TRUE | QLD | QELA | El Arish | Energy Queensland | Shoulder | Coincident_unreconciled | 2028 | POE50 | 1.0989 | NA | QLD El Arish |  |  | FALSE | #N/A | #N/A | #N/A | #N/A | #N/A | #N/A | #N/A | #N/A | #N/A | #N/A
TRUE | QLD | QELA | El Arish | Energy Queensland | Shoulder | Non-coincident | 2028 | POE50 | -0.2594 | 4.6691 | QLD El Arish |  |  | FALSE | #N/A | #N/A | #N/A | #N/A | #N/A | #N/A | #N/A | #N/A | #N/A | #N/A
TRUE | QLD | QELA | El Arish | Energy Queensland | Shoulder | Non-coincident | 2028 | POE90 | -0.38865 | NA | QLD El Arish |  |  | FALSE | #N/A | #N/A | #N/A | #N/A | #N/A | #N/A | #N/A | #N/A | #N/A | #N/A
TRUE | QLD | QELA | El Arish | Energy Queensland | Shoulder | Coincident_unreconciled | 2029 | POE90 | 0.20377 | NA | QLD El Arish |  |  | FALSE | #N/A | #N/A | #N/A | #N/A | #N/A | #N/A | #N/A | #N/A | #N/A | #N/A
TRUE | QLD | QELA | El Arish | Energy Queensland | Shoulder | Coincident_unreconciled | 2029 | POE50 | 1.0659 | NA | QLD El Arish |  |  | FALSE | #N/A | #N/A | #N/A | #N/A | #N/A | #N/A | #N/A | #N/A | #N/A | #N/A
TRUE | QLD | QELA | El Arish | Energy Queensland | Shoulder | Non-coincident | 2029 | POE50 | -0.30228 | 4.6932 | QLD El Arish |  |  | FALSE | #N/A | #N/A | #N/A | #N/A | #N/A | #N/A | #N/A | #N/A | #N/A | #N/A
TRUE | QLD | QELA | El Arish | Energy Queensland | Shoulder | Non-coincident | 2029 | POE90 | -0.43182 | NA | QLD El Arish |  |  | FALSE | #N/A | #N/A | #N/A | #N/A | #N/A | #N/A | #N/A | #N/A | #N/A | #N/A
TRUE | QLD | QELA | El Arish | Energy Queensland | Shoulder | Coincident_unreconciled | 2030 | POE90 | 0.19766 | NA | QLD El Arish |  |  | FALSE | #N/A | #N/A | #N/A | #N/A | #N/A | #N/A | #N/A | #N/A | #N/A | #N/A
TRUE | QLD | QELA | El Arish | Energy Queensland | Shoulder | Coincident_unreconciled | 2030 | POE50 | 1.0339 | NA | QLD El Arish |  |  | FALSE | #N/A | #N/A | #N/A | #N/A | #N/A | #N/A | #N/A | #N/A | #N/A | #N/A
TRUE | QLD | QELA | El Arish | Energy Queensland | Shoulder | Non-coincident | 2030 | POE50 | -0.33148 | 4.7268 | QLD El Arish |  |  | FALSE | #N/A | #N/A | #N/A | #N/A | #N/A | #N/A | #N/A | #N/A | #N/A | #N/A
TRUE | QLD | QELA | El Arish | Energy Queensland | Shoulder | Non-coincident | 2030 | POE90 | -0.46129 | NA | QLD El Arish |  |  | FALSE | #N/A | #N/A | #N/A | #N/A | #N/A | #N/A | #N/A | #N/A | #N/A | #N/A
TRUE | QLD | QELA | El Arish | Energy Queensland | Summer | Coincident | 2017 | ACTUAL_OPG | 2.4349 | 3.5029 | QLD El Arish |  |  | FALSE | #N/A | #N/A | #N/A | #N/A | #N/A | #N/A | #N/A | #N/A | #N/A | #N/A
TRUE | QLD | QELA | El Arish | Energy Queensland | Summer | Coincident | 2017 | ACTUAL_RAW | 2.4349 | 3.5029 | QLD El Arish |  |  | FALSE | #N/A | #N/A | #N/A | #N/A | #N/A | #N/A | #N/A | #N/A | #N/A | #N/A
TRUE | QLD | QELA | El Arish | Energy Queensland | Summer | Non-coincident | 2017 | ACTUAL_RAW | 1.153 | 7.4181 | QLD El Arish |  |  | FALSE | #N/A | #N/A | #N/A | #N/A | #N/A | #N/A | #N/A | #N/A | #N/A | #N/A
TRUE | QLD | QELA | El Arish | Energy Queensland | Summer | Non-coincident | 2017 | ACTUAL_OPG | 1.153 | 7.4181 | QLD El Arish |  |  | FALSE | #N/A | #N/A | #N/A | #N/A | #N/A | #N/A | #N/A | #N/A | #N/A | #N/A
TRUE | QLD | QELA | El Arish | Energy Queensland | Summer | Non-coincident | 2017 | ACTUAL_ADJUSTEDOPG | 1.153 | 5.1148 | QLD El Arish |  |  | FALSE | #N/A | #N/A | #N/A | #N/A | #N/A | #N/A | #N/A | #N/A | #N/A | #N/A
TRUE | QLD | QELA | El Arish | Energy Queensland | Summer | Coincident | 2018 | ACTUAL_OPG | 2.5222 | 3.4554 | QLD El Arish |  |  | FALSE | #N/A | #N/A | #N/A | #N/A | #N/A | #N/A | #N/A | #N/A | #N/A | #N/A
TRUE | QLD | QELA | El Arish | Energy Queensland | Summer | Coincident | 2018 | ACTUAL_RAW | 2.5222 | 3.4554 | QLD El Arish |  |  | FALSE | #N/A | #N/A | #N/A | #N/A | #N/A | #N/A | #N/A | #N/A | #N/A | #N/A
TRUE | QLD | QELA | El Arish | Energy Queensland | Summer | Non-coincident | 2018 | ACTUAL_RAW | 0.90159 | 5.4157 | QLD El Arish |  |  | FALSE | #N/A | #N/A | #N/A | #N/A | #N/A | #N/A | #N/A | #N/A | #N/A | #N/A
TRUE | QLD | QELA | El Arish | Energy Queensland | Summer | Non-coincident | 2018 | ACTUAL_OPG | 0.90159 | 5.4157 | QLD El Arish |  |  | FALSE | #N/A | #N/A | #N/A | #N/A | #N/A | #N/A | #N/A | #N/A | #N/A | #N/A
TRUE | QLD | QELA | El Arish | Energy Queensland | Summer | Non-coincident | 2018 | ACTUAL_ADJUSTEDOPG | 0.90159 | 5.4157 | QLD El Arish |  |  | FALSE | #N/A | #N/A | #N/A | #N/A | #N/A | #N/A | #N/A | #N/A | #N/A | #N/A
TRUE | QLD | QELA | El Arish | Energy Queensland | Summer | Coincident | 2019 | ACTUAL_OPG | 5.1469 | 8.5622 | QLD El Arish |  |  | FALSE | #N/A | #N/A | #N/A | #N/A | #N/A | #N/A | #N/A | #N/A | #N/A | #N/A
TRUE | QLD | QELA | El Arish | Energy Queensland | Summer | Coincident | 2019 | ACTUAL_RAW | 5.1469 | 8.5622 | QLD El Arish |  |  | FALSE | #N/A | #N/A | #N/A | #N/A | #N/A | #N/A | #N/A | #N/A | #N/A | #N/A
TRUE | QLD | QELA | El Arish | Energy Queensland | Summer | Non-coincident | 2019 | ACTUAL_RAW | 2.1197 | 16.3487 | QLD El Arish |  |  | FALSE | #N/A | #N/A | #N/A | #N/A | #N/A | #N/A | #N/A | #N/A | #N/A | #N/A
TRUE | QLD | QELA | El Arish | Energy Queensland | Summer | Non-coincident | 2019 | ACTUAL_OPG | 2.1197 | 16.3487 | QLD El Arish |  |  | FALSE | #N/A | #N/A | #N/A | #N/A | #N/A | #N/A | #N/A | #N/A | #N/A | #N/A
TRUE | QLD | QELA | El Arish | Energy Queensland | Summer | Non-coincident | 2019 | BASEYEARPOE90 | 0.81233 | NA | QLD El Arish |  |  | FALSE | #N/A | #N/A | #N/A | #N/A | #N/A | #N/A | #N/A | #N/A | #N/A | #N/A
TRUE | QLD | QELA | El Arish | Energy Queensland | Summer | Non-coincident | 2019 | BASEYEARPOE50 | 1.0107 | 5.3251 | QLD El Arish |  |  | FALSE | #N/A | #N/A | #N/A | #N/A | #N/A | #N/A | #N/A | #N/A | #N/A | #N/A
TRUE | QLD | QELA | El Arish | Energy Queensland | Summer | Coincident | 2020 | ACTUAL_OPG | 1.9922 | 3.8884 | QLD El Arish |  |  | FALSE | #N/A | #N/A | #N/A | #N/A | #N/A | #N/A | #N/A | #N/A | #N/A | #N/A
TRUE | QLD | QELA | El Arish | Energy Queensland | Summer | Coincident | 2020 | ACTUAL_RAW | 1.9922 | 3.8884 | QLD El Arish |  |  | FALSE | #N/A | #N/A | #N/A | #N/A | #N/A | #N/A | #N/A | #N/A | #N/A | #N/A
TRUE | QLD | QELA | El Arish | Energy Queensland | Summer | Non-coincident | 2020 | ACTUAL_RAW | 0.78539 | 7.3717 | QLD El Arish |  |  | FALSE | #N/A | #N/A | #N/A | #N/A | #N/A | #N/A | #N/A | #N/A | #N/A | #N/A
TRUE | QLD | QELA | El Arish | Energy Queensland | Summer | Non-coincident | 2020 | ACTUAL_OPG | 0.78539 | 7.3717 | QLD El Arish |  |  | FALSE | #N/A | #N/A | #N/A | #N/A | #N/A | #N/A | #N/A | #N/A | #N/A | #N/A
TRUE | QLD | QELA | El Arish | Energy Queensland | Summer | Non-coincident | 2020 | ACTUAL_ADJUSTEDOPG | 1.2306 | 5.6274 | QLD El Arish |  |  | FALSE | #N/A | #N/A | #N/A | #N/A | #N/A | #N/A | #N/A | #N/A | #N/A | #N/A
TRUE | QLD | QELA | El Arish | Energy Queensland | Summer | Coincident_unreconciled | 2021 | POE50 | 2.8372 | NA | QLD El Arish |  |  | FALSE | #N/A | #N/A | #N/A | #N/A | #N/A | #N/A | #N/A | #N/A | #N/A | #N/A
TRUE | QLD | QELA | El Arish | Energy Queensland | Summer | Coincident_unreconciled | 2021 | POE90 | 1.7885 | NA | QLD El Arish |  |  | FALSE | #N/A | #N/A | #N/A | #N/A | #N/A | #N/A | #N/A | #N/A | #N/A | #N/A
TRUE | QLD | QELA | El Arish | Energy Queensland | Summer | Non-coincident | 2021 | POE50 | 0.67312 | 5.3436 | QLD El Arish |  |  | FALSE | #N/A | #N/A | #N/A | #N/A | #N/A | #N/A | #N/A | #N/A | #N/A | #N/A
TRUE | QLD | QELA | El Arish | Energy Queensland | Summer | Non-coincident | 2021 | POE90 | 0.42431 | NA | QLD El Arish |  |  | FALSE | #N/A | #N/A | #N/A | #N/A | #N/A | #N/A | #N/A | #N/A | #N/A | #N/A
TRUE | QLD | QELA | El Arish | Energy Queensland | Summer | Coincident_unreconciled | 2022 | POE50 | 2.7521 | NA | QLD El Arish |  |  | FALSE | #N/A | #N/A | #N/A | #N/A | #N/A | #N/A | #N/A | #N/A | #N/A | #N/A
TRUE | QLD | QELA | El Arish | Energy Queensland | Summer | Coincident_unreconciled | 2022 | POE90 | 1.7348 | NA | QLD El Arish |  |  | FALSE | #N/A | #N/A | #N/A | #N/A | #N/A | #N/A | #N/A | #N/A | #N/A | #N/A
TRUE | QLD | QELA | El Arish | Energy Queensland | Summer | Non-coincident | 2022 | POE50 | 0.5448 | 5.356 | QLD El Arish |  |  | FALSE | #N/A | #N/A | #N/A | #N/A | #N/A | #N/A | #N/A | #N/A | #N/A | #N/A
TRUE | QLD | QELA | El Arish | Energy Queensland | Summer | Non-coincident | 2022 | POE90 | 0.29537 | NA | QLD El Arish |  |  | FALSE | #N/A | #N/A | #N/A | #N/A | #N/A | #N/A | #N/A | #N/A | #N/A | #N/A
TRUE | QLD | QELA | El Arish | Energy Queensland | Summer | Coincident_unreconciled | 2023 | POE50 | 2.6696 | NA | QLD El Arish |  |  | FALSE | #N/A | #N/A | #N/A | #N/A | #N/A | #N/A | #N/A | #N/A | #N/A | #N/A
TRUE | QLD | QELA | El Arish | Energy Queensland | Summer | Coincident_unreconciled | 2023 | POE90 | 1.6828 | NA | QLD El Arish |  |  | FALSE | #N/A | #N/A | #N/A | #N/A | #N/A | #N/A | #N/A | #N/A | #N/A | #N/A
TRUE | QLD | QELA | El Arish | Energy Queensland | Summer | Non-coincident | 2023 | POE50 | 0.43916 | 5.3664 | QLD El Arish |  |  | FALSE | #N/A | #N/A | #N/A | #N/A | #N/A | #N/A | #N/A | #N/A | #N/A | #N/A
TRUE | QLD | QELA | El Arish | Energy Queensland | Summer | Non-coincident | 2023 | POE90 | 0.18921 | NA | QLD El Arish |  |  | FALSE | #N/A | #N/A | #N/A | #N/A | #N/A | #N/A | #N/A | #N/A | #N/A | #N/A
TRUE | QLD | QELA | El Arish | Energy Queensland | Summer | Coincident_unreconciled | 2024 | POE50 | 2.5895 | NA | QLD El Arish |  |  | FALSE | #N/A | #N/A | #N/A | #N/A | #N/A | #N/A | #N/A | #N/A | #N/A | #N/A
TRUE | QLD | QELA | El Arish | Energy Queensland | Summer | Coincident_unreconciled | 2024 | POE90 | 1.6323 | NA | QLD El Arish |  |  | FALSE | #N/A | #N/A | #N/A | #N/A | #N/A | #N/A | #N/A | #N/A | #N/A | #N/A
TRUE | QLD | QELA | El Arish | Energy Queensland | Summer | Non-coincident | 2024 | POE50 | 0.34083 | 5.3721 | QLD El Arish |  |  | FALSE | #N/A | #N/A | #N/A | #N/A | #N/A | #N/A | #N/A | #N/A | #N/A | #N/A
TRUE | QLD | QELA | El Arish | Energy Queensland | Summer | Non-coincident | 2024 | POE90 | 0.09037 | NA | QLD El Arish |  |  | FALSE | #N/A | #N/A | #N/A | #N/A | #N/A | #N/A | #N/A | #N/A | #N/A | #N/A
TRUE | QLD | QELA | El Arish | Energy Queensland | Summer | Coincident_unreconciled | 2025 | POE50 | 2.5118 | NA | QLD El Arish |  |  | FALSE | #N/A | #N/A | #N/A | #N/A | #N/A | #N/A | #N/A | #N/A | #N/A | #N/A
TRUE | QLD | QELA | El Arish | Energy Queensland | Summer | Coincident_unreconciled | 2025 | POE90 | 1.5833 | NA | QLD El Arish |  |  | FALSE | #N/A | #N/A | #N/A | #N/A | #N/A | #N/A | #N/A | #N/A | #N/A | #N/A
TRUE | QLD | QELA | El Arish | Energy Queensland | Summer | Non-coincident | 2025 | POE50 | 0.26979 | 5.3751 | QLD El Arish |  |  | FALSE | #N/A | #N/A | #N/A | #N/A | #N/A | #N/A | #N/A | #N/A | #N/A | #N/A
TRUE | QLD | QELA | El Arish | Energy Queensland | Summer | Non-coincident | 2025 | POE90 | 0.01878 | NA | QLD El Arish |  |  | FALSE | #N/A | #N/A | #N/A | #N/A | #N/A | #N/A | #N/A | #N/A | #N/A | #N/A
TRUE | QLD | QELA | El Arish | Energy Queensland | Summer | Coincident_unreconciled | 2026 | POE50 | 2.4364 | NA | QLD El Arish |  |  | FALSE | #N/A | #N/A | #N/A | #N/A | #N/A | #N/A | #N/A | #N/A | #N/A | #N/A
TRUE | QLD | QELA | El Arish | Energy Queensland | Summer | Coincident_unreconciled | 2026 | POE90 | 1.5358 | NA | QLD El Arish |  |  | FALSE | #N/A | #N/A | #N/A | #N/A | #N/A | #N/A | #N/A | #N/A | #N/A | #N/A
TRUE | QLD | QELA | El Arish | Energy Queensland | Summer | Non-coincident | 2026 | POE50 | 0.20266 | 5.3782 | QLD El Arish |  |  | FALSE | #N/A | #N/A | #N/A | #N/A | #N/A | #N/A | #N/A | #N/A | #N/A | #N/A
TRUE | QLD | QELA | El Arish | Energy Queensland | Summer | Non-coincident | 2026 | POE90 | -0.04889 | NA | QLD El Arish |  |  | FALSE | #N/A | #N/A | #N/A | #N/A | #N/A | #N/A | #N/A | #N/A | #N/A | #N/A
TRUE | QLD | QELA | El Arish | Energy Queensland | Summer | Coincident_unreconciled | 2027 | POE50 | 2.3633 | NA | QLD El Arish |  |  | FALSE | #N/A | #N/A | #N/A | #N/A | #N/A | #N/A | #N/A | #N/A | #N/A | #N/A
TRUE | QLD | QELA | El Arish | Energy Queensland | Summer | Coincident_unreconciled | 2027 | POE90 | 1.4897 | NA | QLD El Arish |  |  | FALSE | #N/A | #N/A | #N/A | #N/A | #N/A | #N/A | #N/A | #N/A | #N/A | #N/A
TRUE | QLD | QELA | El Arish | Energy Queensland | Summer | Non-coincident | 2027 | POE50 | 0.1514 | 5.3839 | QLD El Arish |  |  | FALSE | #N/A | #N/A | #N/A | #N/A | #N/A | #N/A | #N/A | #N/A | #N/A | #N/A
TRUE | QLD | QELA | El Arish | Energy Queensland | Summer | Non-coincident | 2027 | POE90 | -0.10068 | NA | QLD El Arish |  |  | FALSE | #N/A | #N/A | #N/A | #N/A | #N/A | #N/A | #N/A | #N/A | #N/A | #N/A
TRUE | QLD | QELA | El Arish | Energy Queensland | Summer | Coincident_unreconciled | 2028 | POE50 | 2.2924 | NA | QLD El Arish |  |  | FALSE | #N/A | #N/A | #N/A | #N/A | #N/A | #N/A | #N/A | #N/A | #N/A | #N/A
TRUE | QLD | QELA | El Arish | Energy Queensland | Summer | Coincident_unreconciled | 2028 | POE90 | 1.4451 | NA | QLD El Arish |  |  | FALSE | #N/A | #N/A | #N/A | #N/A | #N/A | #N/A | #N/A | #N/A | #N/A | #N/A
TRUE | QLD | QELA | El Arish | Energy Queensland | Summer | Non-coincident | 2028 | POE50 | 0.12414 | 5.3963 | QLD El Arish |  |  | FALSE | #N/A | #N/A | #N/A | #N/A | #N/A | #N/A | #N/A | #N/A | #N/A | #N/A
TRUE | QLD | QELA | El Arish | Energy Queensland | Summer | Non-coincident | 2028 | POE90 | -0.12851 | NA | QLD El Arish |  |  | FALSE | #N/A | #N/A | #N/A | #N/A | #N/A | #N/A | #N/A | #N/A | #N/A | #N/A
TRUE | QLD | QELA | El Arish | Energy Queensland | Summer | Coincident_unreconciled | 2029 | POE50 | 2.2237 | NA | QLD El Arish |  |  | FALSE | #N/A | #N/A | #N/A | #N/A | #N/A | #N/A | #N/A | #N/A | #N/A | #N/A
TRUE | QLD | QELA | El Arish | Energy Queensland | Summer | Coincident_unreconciled | 2029 | POE90 | 1.4017 | NA | QLD El Arish |  |  | FALSE | #N/A | #N/A | #N/A | #N/A | #N/A | #N/A | #N/A | #N/A | #N/A | #N/A
TRUE | QLD | QELA | El Arish | Energy Queensland | Summer | Non-coincident | 2029 | POE50 | 0.09164 | 5.4321 | QLD El Arish |  |  | FALSE | #N/A | #N/A | #N/A | #N/A | #N/A | #N/A | #N/A | #N/A | #N/A | #N/A
TRUE | QLD | QELA | El Arish | Energy Queensland | Summer | Non-coincident | 2029 | POE90 | -0.16157 | NA | QLD El Arish |  |  | FALSE | #N/A | #N/A | #N/A | #N/A | #N/A | #N/A | #N/A | #N/A | #N/A | #N/A
TRUE | QLD | QELA | El Arish | Energy Queensland | Summer | Coincident_unreconciled | 2030 | POE50 | 2.157 | NA | QLD El Arish |  |  | FALSE | #N/A | #N/A | #N/A | #N/A | #N/A | #N/A | #N/A | #N/A | #N/A | #N/A
TRUE | QLD | QELA | El Arish | Energy Queensland | Summer | Coincident_unreconciled | 2030 | POE90 | 1.3597 | NA | QLD El Arish |  |  | FALSE | #N/A | #N/A | #N/A | #N/A | #N/A | #N/A | #N/A | #N/A | #N/A | #N/A
TRUE | QLD | QELA | El Arish | Energy Queensland | Summer | Non-coincident | 2030 | POE50 | 0.07637 | 5.4777 | QLD El Arish |  |  | FALSE | #N/A | #N/A | #N/A | #N/A | #N/A | #N/A | #N/A | #N/A | #N/A | #N/A
TRUE | QLD | QELA | El Arish | Energy Queensland | Summer | Non-coincident | 2030 | POE90 | -0.17739 | NA | QLD El Arish |  |  | FALSE | #N/A | #N/A | #N/A | #N/A | #N/A | #N/A | #N/A | #N/A | #N/A | #N/A
TRUE | QLD | QELA | El Arish | Energy Queensland | Winter | Coincident | 2016 | ACTUAL_OPG | 2.0229 | 3.2906 | QLD El Arish |  |  | FALSE | #N/A | #N/A | #N/A | #N/A | #N/A | #N/A | #N/A | #N/A | #N/A | #N/A
TRUE | QLD | QELA | El Arish | Energy Queensland | Winter | Coincident | 2016 | ACTUAL_RAW | 2.0229 | 3.2906 | QLD El Arish |  |  | FALSE | #N/A | #N/A | #N/A | #N/A | #N/A | #N/A | #N/A | #N/A | #N/A | #N/A
TRUE | QLD | QELA | El Arish | Energy Queensland | Winter | Non-coincident | 2016 | ACTUAL_RAW | 1.478 | 5.2485 | QLD El Arish |  |  | FALSE | #N/A | #N/A | #N/A | #N/A | #N/A | #N/A | #N/A | #N/A | #N/A | #N/A
TRUE | QLD | QELA | El Arish | Energy Queensland | Winter | Non-coincident | 2016 | ACTUAL_OPG | 1.478 | 5.2485 | QLD El Arish |  |  | FALSE | #N/A | #N/A | #N/A | #N/A | #N/A | #N/A | #N/A | #N/A | #N/A | #N/A
TRUE | QLD | QELA | El Arish | Energy Queensland | Winter | Non-coincident | 2016 | ACTUAL_ADJUSTEDOPG | 1.478 | 3.7624 | QLD El Arish |  |  | FALSE | #N/A | #N/A | #N/A | #N/A | #N/A | #N/A | #N/A | #N/A | #N/A | #N/A
TRUE | QLD | QELA | El Arish | Energy Queensland | Winter | Coincident | 2017 | ACTUAL_OPG | 1.6545 | 3.2447 | QLD El Arish |  |  | FALSE | #N/A | #N/A | #N/A | #N/A | #N/A | #N/A | #N/A | #N/A | #N/A | #N/A
TRUE | QLD | QELA | El Arish | Energy Queensland | Winter | Coincident | 2017 | ACTUAL_RAW | 1.6545 | 3.2447 | QLD El Arish |  |  | FALSE | #N/A | #N/A | #N/A | #N/A | #N/A | #N/A | #N/A | #N/A | #N/A | #N/A
TRUE | QLD | QELA | El Arish | Energy Queensland | Winter | Non-coincident | 2017 | ACTUAL_RAW | 1.1598 | 4.126 | QLD El Arish |  |  | FALSE | #N/A | #N/A | #N/A | #N/A | #N/A | #N/A | #N/A | #N/A | #N/A | #N/A
TRUE | QLD | QELA | El Arish | Energy Queensland | Winter | Non-coincident | 2017 | ACTUAL_OPG | 1.1598 | 4.126 | QLD El Arish |  |  | FALSE | #N/A | #N/A | #N/A | #N/A | #N/A | #N/A | #N/A | #N/A | #N/A | #N/A
TRUE | QLD | QELA | El Arish | Energy Queensland | Winter | Non-coincident | 2017 | ACTUAL_ADJUSTEDOPG | 1.1598 | 4.126 | QLD El Arish |  |  | FALSE | #N/A | #N/A | #N/A | #N/A | #N/A | #N/A | #N/A | #N/A | #N/A | #N/A
TRUE | QLD | QELA | El Arish | Energy Queensland | Winter | Coincident | 2018 | ACTUAL_OPG | 3.6129 | 7.657 | QLD El Arish |  |  | FALSE | #N/A | #N/A | #N/A | #N/A | #N/A | #N/A | #N/A | #N/A | #N/A | #N/A
TRUE | QLD | QELA | El Arish | Energy Queensland | Winter | Coincident | 2018 | ACTUAL_RAW | 3.6129 | 7.657 | QLD El Arish |  |  | FALSE | #N/A | #N/A | #N/A | #N/A | #N/A | #N/A | #N/A | #N/A | #N/A | #N/A
TRUE | QLD | QELA | El Arish | Energy Queensland | Winter | Non-coincident | 2018 | ACTUAL_RAW | 1.3869 | 8.5577 | QLD El Arish |  |  | FALSE | #N/A | #N/A | #N/A | #N/A | #N/A | #N/A | #N/A | #N/A | #N/A | #N/A
TRUE | QLD | QELA | El Arish | Energy Queensland | Winter | Non-coincident | 2018 | ACTUAL_OPG | 1.3869 | 8.5577 | QLD El Arish |  |  | FALSE | #N/A | #N/A | #N/A | #N/A | #N/A | #N/A | #N/A | #N/A | #N/A | #N/A
TRUE | QLD | QELA | El Arish | Energy Queensland | Winter | Non-coincident | 2018 | ACTUAL_ADJUSTEDOPG | 1.3869 | 4.0645 | QLD El Arish |  |  | FALSE | #N/A | #N/A | #N/A | #N/A | #N/A | #N/A | #N/A | #N/A | #N/A | #N/A
TRUE | QLD | QELA | El Arish | Energy Queensland | Winter | Coincident | 2019 | ACTUAL_OPG | 1.6171 | 3.7555 | QLD El Arish |  |  | FALSE | #N/A | #N/A | #N/A | #N/A | #N/A | #N/A | #N/A | #N/A | #N/A | #N/A
TRUE | QLD | QELA | El Arish | Energy Queensland | Winter | Coincident | 2019 | ACTUAL_RAW | 1.6171 | 3.7555 | QLD El Arish |  |  | FALSE | #N/A | #N/A | #N/A | #N/A | #N/A | #N/A | #N/A | #N/A | #N/A | #N/A
TRUE | QLD | QELA | El Arish | Energy Queensland | Winter | Non-coincident | 2019 | ACTUAL_RAW | 0.9703 | 6.7665 | QLD El Arish |  |  | FALSE | #N/A | #N/A | #N/A | #N/A | #N/A | #N/A | #N/A | #N/A | #N/A | #N/A
TRUE | QLD | QELA | El Arish | Energy Queensland | Winter | Non-coincident | 2019 | ACTUAL_OPG | 0.9703 | 6.7665 | QLD El Arish |  |  | FALSE | #N/A | #N/A | #N/A | #N/A | #N/A | #N/A | #N/A | #N/A | #N/A | #N/A
TRUE | QLD | QELA | El Arish | Energy Queensland | Winter | Non-coincident | 2019 | ACTUAL_ADJUSTEDOPG | 0.9703 | 4.6315 | QLD El Arish |  |  | FALSE | #N/A | #N/A | #N/A | #N/A | #N/A | #N/A | #N/A | #N/A | #N/A | #N/A
TRUE | QLD | QELA | El Arish | Energy Queensland | Winter | Non-coincident | 2019 | BASEYEARPOE90 | 0.37021 | NA | QLD El Arish |  |  | FALSE | #N/A | #N/A | #N/A | #N/A | #N/A | #N/A | #N/A | #N/A | #N/A | #N/A
TRUE | QLD | QELA | El Arish | Energy Queensland | Winter | Non-coincident | 2019 | BASEYEARPOE50 | 0.53962 | 4.4114 | QLD El Arish |  |  | FALSE | #N/A | #N/A | #N/A | #N/A | #N/A | #N/A | #N/A | #N/A | #N/A | #N/A
TRUE | QLD | QELA | El Arish | Energy Queensland | Winter | Coincident_unreconciled | 2020 | POE90 | 0.26 | NA | QLD El Arish |  |  | FALSE | #N/A | #N/A | #N/A | #N/A | #N/A | #N/A | #N/A | #N/A | #N/A | #N/A
TRUE | QLD | QELA | El Arish | Energy Queensland | Winter | Coincident_unreconciled | 2020 | POE50 | 1.36 | NA | QLD El Arish |  |  | FALSE | #N/A | #N/A | #N/A | #N/A | #N/A | #N/A | #N/A | #N/A | #N/A | #N/A
TRUE | QLD | QELA | El Arish | Energy Queensland | Winter | Non-coincident | 2020 | POE50 | 0.79124 | 4.426 | QLD El Arish |  |  | FALSE | #N/A | #N/A | #N/A | #N/A | #N/A | #N/A | #N/A | #N/A | #N/A | #N/A
TRUE | QLD | QELA | El Arish | Energy Queensland | Winter | Non-coincident | 2020 | POE90 | 0.62791 | NA | QLD El Arish |  |  | FALSE | #N/A | #N/A | #N/A | #N/A | #N/A | #N/A | #N/A | #N/A | #N/A | #N/A
TRUE | QLD | QELA | El Arish | Energy Queensland | Winter | Coincident_unreconciled | 2021 | POE90 | 0.2522 | NA | QLD El Arish |  |  | FALSE | #N/A | #N/A | #N/A | #N/A | #N/A | #N/A | #N/A | #N/A | #N/A | #N/A
TRUE | QLD | QELA | El Arish | Energy Queensland | Winter | Coincident_unreconciled | 2021 | POE50 | 1.3192 | NA | QLD El Arish |  |  | FALSE | #N/A | #N/A | #N/A | #N/A | #N/A | #N/A | #N/A | #N/A | #N/A | #N/A
TRUE | QLD | QELA | El Arish | Energy Queensland | Winter | Non-coincident | 2021 | POE50 | 0.59554 | 4.4361 | QLD El Arish |  |  | FALSE | #N/A | #N/A | #N/A | #N/A | #N/A | #N/A | #N/A | #N/A | #N/A | #N/A
TRUE | QLD | QELA | El Arish | Energy Queensland | Winter | Non-coincident | 2021 | POE90 | 0.43175 | NA | QLD El Arish |  |  | FALSE | #N/A | #N/A | #N/A | #N/A | #N/A | #N/A | #N/A | #N/A | #N/A | #N/A
TRUE | QLD | QELA | El Arish | Energy Queensland | Winter | Coincident_unreconciled | 2022 | POE90 | 0.24463 | NA | QLD El Arish |  |  | FALSE | #N/A | #N/A | #N/A | #N/A | #N/A | #N/A | #N/A | #N/A | #N/A | #N/A
TRUE | QLD | QELA | El Arish | Energy Queensland | Winter | Coincident_unreconciled | 2022 | POE50 | 1.2796 | NA | QLD El Arish |  |  | FALSE | #N/A | #N/A | #N/A | #N/A | #N/A | #N/A | #N/A | #N/A | #N/A | #N/A
TRUE | QLD | QELA | El Arish | Energy Queensland | Winter | Non-coincident | 2022 | POE50 | 0.48116 | 4.4444 | QLD El Arish |  |  | FALSE | #N/A | #N/A | #N/A | #N/A | #N/A | #N/A | #N/A | #N/A | #N/A | #N/A
TRUE | QLD | QELA | El Arish | Energy Queensland | Winter | Non-coincident | 2022 | POE90 | 0.31701 | NA | QLD El Arish |  |  | FALSE | #N/A | #N/A | #N/A | #N/A | #N/A | #N/A | #N/A | #N/A | #N/A | #N/A
TRUE | QLD | QELA | El Arish | Energy Queensland | Winter | Coincident_unreconciled | 2023 | POE90 | 0.23729 | NA | QLD El Arish |  |  | FALSE | #N/A | #N/A | #N/A | #N/A | #N/A | #N/A | #N/A | #N/A | #N/A | #N/A
TRUE | QLD | QELA | El Arish | Energy Queensland | Winter | Coincident_unreconciled | 2023 | POE50 | 1.2412 | NA | QLD El Arish |  |  | FALSE | #N/A | #N/A | #N/A | #N/A | #N/A | #N/A | #N/A | #N/A | #N/A | #N/A
TRUE | QLD | QELA | El Arish | Energy Queensland | Winter | Non-coincident | 2023 | POE50 | 0.36545 | 4.4505 | QLD El Arish |  |  | FALSE | #N/A | #N/A | #N/A | #N/A | #N/A | #N/A | #N/A | #N/A | #N/A | #N/A
TRUE | QLD | QELA | El Arish | Energy Queensland | Winter | Non-coincident | 2023 | POE90 | 0.20097 | NA | QLD El Arish |  |  | FALSE | #N/A | #N/A | #N/A | #N/A | #N/A | #N/A | #N/A | #N/A | #N/A | #N/A
TRUE | QLD | QELA | El Arish | Energy Queensland | Winter | Coincident_unreconciled | 2024 | POE90 | 0.23018 | NA | QLD El Arish |  |  | FALSE | #N/A | #N/A | #N/A | #N/A | #N/A | #N/A | #N/A | #N/A | #N/A | #N/A
TRUE | QLD | QELA | El Arish | Energy Queensland | Winter | Coincident_unreconciled | 2024 | POE50 | 1.204 | NA | QLD El Arish |  |  | FALSE | #N/A | #N/A | #N/A | #N/A | #N/A | #N/A | #N/A | #N/A | #N/A | #N/A
TRUE | QLD | QELA | El Arish | Energy Queensland | Winter | Non-coincident | 2024 | POE50 | 0.27867 | 4.4463 | QLD El Arish |  |  | FALSE | #N/A | #N/A | #N/A | #N/A | #N/A | #N/A | #N/A | #N/A | #N/A | #N/A
TRUE | QLD | QELA | El Arish | Energy Queensland | Winter | Non-coincident | 2024 | POE90 | 0.11385 | NA | QLD El Arish |  |  | FALSE | #N/A | #N/A | #N/A | #N/A | #N/A | #N/A | #N/A | #N/A | #N/A | #N/A
TRUE | QLD | QELA | El Arish | Energy Queensland | Winter | Coincident_unreconciled | 2025 | POE90 | 0.22327 | NA | QLD El Arish |  |  | FALSE | #N/A | #N/A | #N/A | #N/A | #N/A | #N/A | #N/A | #N/A | #N/A | #N/A
TRUE | QLD | QELA | El Arish | Energy Queensland | Winter | Coincident_unreconciled | 2025 | POE50 | 1.1679 | NA | QLD El Arish |  |  | FALSE | #N/A | #N/A | #N/A | #N/A | #N/A | #N/A | #N/A | #N/A | #N/A | #N/A
TRUE | QLD | QELA | El Arish | Energy Queensland | Winter | Non-coincident | 2025 | POE50 | 0.20864 | 4.4411 | QLD El Arish |  |  | FALSE | #N/A | #N/A | #N/A | #N/A | #N/A | #N/A | #N/A | #N/A | #N/A | #N/A
TRUE | QLD | QELA | El Arish | Energy Queensland | Winter | Non-coincident | 2025 | POE90 | 0.04344 | NA | QLD El Arish |  |  | FALSE | #N/A | #N/A | #N/A | #N/A | #N/A | #N/A | #N/A | #N/A | #N/A | #N/A
TRUE | QLD | QELA | El Arish | Energy Queensland | Winter | Coincident_unreconciled | 2026 | POE90 | 0.21657 | NA | QLD El Arish |  |  | FALSE | #N/A | #N/A | #N/A | #N/A | #N/A | #N/A | #N/A | #N/A | #N/A | #N/A
TRUE | QLD | QELA | El Arish | Energy Queensland | Winter | Coincident_unreconciled | 2026 | POE50 | 1.1328 | NA | QLD El Arish |  |  | FALSE | #N/A | #N/A | #N/A | #N/A | #N/A | #N/A | #N/A | #N/A | #N/A | #N/A
TRUE | QLD | QELA | El Arish | Energy Queensland | Winter | Non-coincident | 2026 | POE50 | 0.13688 | 4.4335 | QLD El Arish |  |  | FALSE | #N/A | #N/A | #N/A | #N/A | #N/A | #N/A | #N/A | #N/A | #N/A | #N/A
TRUE | QLD | QELA | El Arish | Energy Queensland | Winter | Non-coincident | 2026 | POE90 | -0.02865 | NA | QLD El Arish |  |  | FALSE | #N/A | #N/A | #N/A | #N/A | #N/A | #N/A | #N/A | #N/A | #N/A | #N/A
TRUE | QLD | QELA | El Arish | Energy Queensland | Winter | Coincident_unreconciled | 2027 | POE90 | 0.21008 | NA | QLD El Arish |  |  | FALSE | #N/A | #N/A | #N/A | #N/A | #N/A | #N/A | #N/A | #N/A | #N/A | #N/A
TRUE | QLD | QELA | El Arish | Energy Queensland | Winter | Coincident_unreconciled | 2027 | POE50 | 1.0989 | NA | QLD El Arish |  |  | FALSE | #N/A | #N/A | #N/A | #N/A | #N/A | #N/A | #N/A | #N/A | #N/A | #N/A
TRUE | QLD | QELA | El Arish | Energy Queensland | Winter | Non-coincident | 2027 | POE50 | 0.09573 | 4.4274 | QLD El Arish |  |  | FALSE | #N/A | #N/A | #N/A | #N/A | #N/A | #N/A | #N/A | #N/A | #N/A | #N/A
TRUE | QLD | QELA | El Arish | Energy Queensland | Winter | Non-coincident | 2027 | POE90 | -0.07017 | NA | QLD El Arish |  |  | FALSE | #N/A | #N/A | #N/A | #N/A | #N/A | #N/A | #N/A | #N/A | #N/A | #N/A
TRUE | QLD | QELA | El Arish | Energy Queensland | Winter | Coincident_unreconciled | 2028 | POE90 | 0.20377 | NA | QLD El Arish |  |  | FALSE | #N/A | #N/A | #N/A | #N/A | #N/A | #N/A | #N/A | #N/A | #N/A | #N/A
TRUE | QLD | QELA | El Arish | Energy Queensland | Winter | Coincident_unreconciled | 2028 | POE50 | 1.0659 | NA | QLD El Arish |  |  | FALSE | #N/A | #N/A | #N/A | #N/A | #N/A | #N/A | #N/A | #N/A | #N/A | #N/A
TRUE | QLD | QELA | El Arish | Energy Queensland | Winter | Non-coincident | 2028 | POE50 | 0.07394 | 4.4259 | QLD El Arish |  |  | FALSE | #N/A | #N/A | #N/A | #N/A | #N/A | #N/A | #N/A | #N/A | #N/A | #N/A
TRUE | QLD | QELA | El Arish | Energy Queensland | Winter | Non-coincident | 2028 | POE90 | -0.09234 | NA | QLD El Arish |  |  | FALSE | #N/A | #N/A | #N/A | #N/A | #N/A | #N/A | #N/A | #N/A | #N/A | #N/A
TRUE | QLD | QELA | El Arish | Energy Queensland | Winter | Coincident_unreconciled | 2029 | POE90 | 0.19766 | NA | QLD El Arish |  |  | FALSE | #N/A | #N/A | #N/A | #N/A | #N/A | #N/A | #N/A | #N/A | #N/A | #N/A
TRUE | QLD | QELA | El Arish | Energy Queensland | Winter | Coincident_unreconciled | 2029 | POE50 | 1.0339 | NA | QLD El Arish |  |  | FALSE | #N/A | #N/A | #N/A | #N/A | #N/A | #N/A | #N/A | #N/A | #N/A | #N/A
TRUE | QLD | QELA | El Arish | Energy Queensland | Winter | Non-coincident | 2029 | POE50 | 0.03003 | 4.4539 | QLD El Arish |  |  | FALSE | #N/A | #N/A | #N/A | #N/A | #N/A | #N/A | #N/A | #N/A | #N/A | #N/A
TRUE | QLD | QELA | El Arish | Energy Queensland | Winter | Non-coincident | 2029 | POE90 | -0.13661 | NA | QLD El Arish |  |  | FALSE | #N/A | #N/A | #N/A | #N/A | #N/A | #N/A | #N/A | #N/A | #N/A | #N/A
TRUE | QLD | QELA | El Arish | Energy Queensland | Shoulder | Non-coincident | 2019 | BASEYEARPOE10 | NA | 4.7405 | QLD El Arish |  |  | FALSE | #N/A | #N/A | #N/A | #N/A | #N/A | #N/A | #N/A | #N/A | #N/A | #N/A
TRUE | QLD | QELA | El Arish | Energy Queensland | Shoulder | Coincident | 2021 | POE10 | NA | 4.0689 | QLD El Arish |  |  | FALSE | #N/A | #N/A | #N/A | #N/A | #N/A | #N/A | #N/A | #N/A | #N/A | #N/A
TRUE | QLD | QELA | El Arish | Energy Queensland | Shoulder | Coincident | 2021 | POE50 | NA | 4.1251 | QLD El Arish |  |  | FALSE | #N/A | #N/A | #N/A | #N/A | #N/A | #N/A | #N/A | #N/A | #N/A | #N/A
TRUE | QLD | QELA | El Arish | Energy Queensland | Shoulder | Non-coincident | 2021 | POE10 | NA | 4.7546 | QLD El Arish |  |  | FALSE | #N/A | #N/A | #N/A | #N/A | #N/A | #N/A | #N/A | #N/A | #N/A | #N/A
TRUE | QLD | QELA | El Arish | Energy Queensland | Shoulder | Coincident | 2022 | POE10 | NA | 4.1887 | QLD El Arish |  |  | FALSE | #N/A | #N/A | #N/A | #N/A | #N/A | #N/A | #N/A | #N/A | #N/A | #N/A
TRUE | QLD | QELA | El Arish | Energy Queensland | Shoulder | Coincident | 2022 | POE50 | NA | 4.1757 | QLD El Arish |  |  | FALSE | #N/A | #N/A | #N/A | #N/A | #N/A | #N/A | #N/A | #N/A | #N/A | #N/A
TRUE | QLD | QELA | El Arish | Energy Queensland | Shoulder | Non-coincident | 2022 | POE10 | NA | 4.7652 | QLD El Arish |  |  | FALSE | #N/A | #N/A | #N/A | #N/A | #N/A | #N/A | #N/A | #N/A | #N/A | #N/A
TRUE | QLD | QELA | El Arish | Energy Queensland | Shoulder | Coincident | 2023 | POE10 | NA | 4.2031 | QLD El Arish |  |  | FALSE | #N/A | #N/A | #N/A | #N/A | #N/A | #N/A | #N/A | #N/A | #N/A | #N/A
TRUE | QLD | QELA | El Arish | Energy Queensland | Shoulder | Coincident | 2023 | POE50 | NA | 4.2103 | QLD El Arish |  |  | FALSE | #N/A | #N/A | #N/A | #N/A | #N/A | #N/A | #N/A | #N/A | #N/A | #N/A
TRUE | QLD | QELA | El Arish | Energy Queensland | Shoulder | Non-coincident | 2023 | POE10 | NA | 4.7743 | QLD El Arish |  |  | FALSE | #N/A | #N/A | #N/A | #N/A | #N/A | #N/A | #N/A | #N/A | #N/A | #N/A
TRUE | QLD | QELA | El Arish | Energy Queensland | Shoulder | Coincident | 2024 | POE10 | NA | 4.226 | QLD El Arish |  |  | FALSE | #N/A | #N/A | #N/A | #N/A | #N/A | #N/A | #N/A | #N/A | #N/A | #N/A
TRUE | QLD | QELA | El Arish | Energy Queensland | Shoulder | Coincident | 2024 | POE50 | NA | 4.2888 | QLD El Arish |  |  | FALSE | #N/A | #N/A | #N/A | #N/A | #N/A | #N/A | #N/A | #N/A | #N/A | #N/A
TRUE | QLD | QELA | El Arish | Energy Queensland | Shoulder | Non-coincident | 2024 | POE10 | NA | 4.778 | QLD El Arish |  |  | FALSE | #N/A | #N/A | #N/A | #N/A | #N/A | #N/A | #N/A | #N/A | #N/A | #N/A
TRUE | QLD | QELA | El Arish | Energy Queensland | Shoulder | Coincident | 2025 | POE10 | NA | 4.239 | QLD El Arish |  |  | FALSE | #N/A | #N/A | #N/A | #N/A | #N/A | #N/A | #N/A | #N/A | #N/A | #N/A
TRUE | QLD | QELA | El Arish | Energy Queensland | Shoulder | Coincident | 2025 | POE50 | NA | 4.2706 | QLD El Arish |  |  | FALSE | #N/A | #N/A | #N/A | #N/A | #N/A | #N/A | #N/A | #N/A | #N/A | #N/A
TRUE | QLD | QELA | El Arish | Energy Queensland | Shoulder | Non-coincident | 2025 | POE10 | NA | 4.7778 | QLD El Arish |  |  | FALSE | #N/A | #N/A | #N/A | #N/A | #N/A | #N/A | #N/A | #N/A | #N/A | #N/A
TRUE | QLD | QELA | El Arish | Energy Queensland | Shoulder | Coincident | 2026 | POE10 | NA | 4.2164 | QLD El Arish |  |  | FALSE | #N/A | #N/A | #N/A | #N/A | #N/A | #N/A | #N/A | #N/A | #N/A | #N/A
TRUE | QLD | QELA | El Arish | Energy Queensland | Shoulder | Coincident | 2026 | POE50 | NA | 4.2711 | QLD El Arish |  |  | FALSE | #N/A | #N/A | #N/A | #N/A | #N/A | #N/A | #N/A | #N/A | #N/A | #N/A
TRUE | QLD | QELA | El Arish | Energy Queensland | Shoulder | Non-coincident | 2026 | POE10 | NA | 4.7768 | QLD El Arish |  |  | FALSE | #N/A | #N/A | #N/A | #N/A | #N/A | #N/A | #N/A | #N/A | #N/A | #N/A
TRUE | QLD | QELA | El Arish | Energy Queensland | Shoulder | Coincident | 2027 | POE10 | NA | 4.1985 | QLD El Arish |  |  | FALSE | #N/A | #N/A | #N/A | #N/A | #N/A | #N/A | #N/A | #N/A | #N/A | #N/A
TRUE | QLD | QELA | El Arish | Energy Queensland | Shoulder | Coincident | 2027 | POE50 | NA | 4.2486 | QLD El Arish |  |  | FALSE | #N/A | #N/A | #N/A | #N/A | #N/A | #N/A | #N/A | #N/A | #N/A | #N/A
TRUE | QLD | QELA | El Arish | Energy Queensland | Shoulder | Non-coincident | 2027 | POE10 | NA | 4.7762 | QLD El Arish |  |  | FALSE | #N/A | #N/A | #N/A | #N/A | #N/A | #N/A | #N/A | #N/A | #N/A | #N/A
TRUE | QLD | QELA | El Arish | Energy Queensland | Shoulder | Coincident | 2028 | POE10 | NA | 4.1856 | QLD El Arish |  |  | FALSE | #N/A | #N/A | #N/A | #N/A | #N/A | #N/A | #N/A | #N/A | #N/A | #N/A
TRUE | QLD | QELA | El Arish | Energy Queensland | Shoulder | Coincident | 2028 | POE50 | NA | 4.2456 | QLD El Arish |  |  | FALSE | #N/A | #N/A | #N/A | #N/A | #N/A | #N/A | #N/A | #N/A | #N/A | #N/A
TRUE | QLD | QELA | El Arish | Energy Queensland | Shoulder | Non-coincident | 2028 | POE10 | NA | 4.7805 | QLD El Arish |  |  | FALSE | #N/A | #N/A | #N/A | #N/A | #N/A | #N/A | #N/A | #N/A | #N/A | #N/A
TRUE | QLD | QELA | El Arish | Energy Queensland | Shoulder | Coincident | 2029 | POE10 | NA | 4.242 | QLD El Arish |  |  | FALSE | #N/A | #N/A | #N/A | #N/A | #N/A | #N/A | #N/A | #N/A | #N/A | #N/A
TRUE | QLD | QELA | El Arish | Energy Queensland | Shoulder | Coincident | 2029 | POE50 | NA | 4.2776 | QLD El Arish |  |  | FALSE | #N/A | #N/A | #N/A | #N/A | #N/A | #N/A | #N/A | #N/A | #N/A | #N/A
TRUE | QLD | QELA | El Arish | Energy Queensland | Shoulder | Non-coincident | 2029 | POE10 | NA | 4.8049 | QLD El Arish |  |  | FALSE | #N/A | #N/A | #N/A | #N/A | #N/A | #N/A | #N/A | #N/A | #N/A | #N/A
TRUE | QLD | QELA | El Arish | Energy Queensland | Shoulder | Coincident | 2030 | POE10 | NA | 4.2658 | QLD El Arish |  |  | FALSE | #N/A | #N/A | #N/A | #N/A | #N/A | #N/A | #N/A | #N/A | #N/A | #N/A
TRUE | QLD | QELA | El Arish | Energy Queensland | Shoulder | Coincident | 2030 | POE50 | NA | 4.3063 | QLD El Arish |  |  | FALSE | #N/A | #N/A | #N/A | #N/A | #N/A | #N/A | #N/A | #N/A | #N/A | #N/A
TRUE | QLD | QELA | El Arish | Energy Queensland | Shoulder | Non-coincident | 2030 | POE10 | NA | 4.8387 | QLD El Arish |  |  | FALSE | #N/A | #N/A | #N/A | #N/A | #N/A | #N/A | #N/A | #N/A | #N/A | #N/A
TRUE | QLD | QELA | El Arish | Energy Queensland | Summer | Non-coincident | 2019 | BASEYEARPOE10 | NA | 5.6351 | QLD El Arish |  |  | FALSE | #N/A | #N/A | #N/A | #N/A | #N/A | #N/A | #N/A | #N/A | #N/A | #N/A
TRUE | QLD | QELA | El Arish | Energy Queensland | Summer | Coincident | 2021 | POE10 | NA | 3.9931 | QLD El Arish |  |  | FALSE | #N/A | #N/A | #N/A | #N/A | #N/A | #N/A | #N/A | #N/A | #N/A | #N/A
TRUE | QLD | QELA | El Arish | Energy Queensland | Summer | Coincident | 2021 | POE50 | NA | 4.0059 | QLD El Arish |  |  | FALSE | #N/A | #N/A | #N/A | #N/A | #N/A | #N/A | #N/A | #N/A | #N/A | #N/A
TRUE | QLD | QELA | El Arish | Energy Queensland | Summer | Non-coincident | 2021 | POE10 | NA | 5.6501 | QLD El Arish |  |  | FALSE | #N/A | #N/A | #N/A | #N/A | #N/A | #N/A | #N/A | #N/A | #N/A | #N/A
TRUE | QLD | QELA | El Arish | Energy Queensland | Summer | Coincident | 2022 | POE10 | NA | 4.0727 | QLD El Arish |  |  | FALSE | #N/A | #N/A | #N/A | #N/A | #N/A | #N/A | #N/A | #N/A | #N/A | #N/A
TRUE | QLD | QELA | El Arish | Energy Queensland | Summer | Coincident | 2022 | POE50 | NA | 4.0793 | QLD El Arish |  |  | FALSE | #N/A | #N/A | #N/A | #N/A | #N/A | #N/A | #N/A | #N/A | #N/A | #N/A
TRUE | QLD | QELA | El Arish | Energy Queensland | Summer | Non-coincident | 2022 | POE10 | NA | 5.6633 | QLD El Arish |  |  | FALSE | #N/A | #N/A | #N/A | #N/A | #N/A | #N/A | #N/A | #N/A | #N/A | #N/A
TRUE | QLD | QELA | El Arish | Energy Queensland | Summer | Coincident | 2023 | POE10 | NA | 4.101 | QLD El Arish |  |  | FALSE | #N/A | #N/A | #N/A | #N/A | #N/A | #N/A | #N/A | #N/A | #N/A | #N/A
TRUE | QLD | QELA | El Arish | Energy Queensland | Summer | Coincident | 2023 | POE50 | NA | 4.0986 | QLD El Arish |  |  | FALSE | #N/A | #N/A | #N/A | #N/A | #N/A | #N/A | #N/A | #N/A | #N/A | #N/A
TRUE | QLD | QELA | El Arish | Energy Queensland | Summer | Non-coincident | 2023 | POE10 | NA | 5.6743 | QLD El Arish |  |  | FALSE | #N/A | #N/A | #N/A | #N/A | #N/A | #N/A | #N/A | #N/A | #N/A | #N/A
TRUE | QLD | QELA | El Arish | Energy Queensland | Summer | Coincident | 2024 | POE10 | NA | 4.1516 | QLD El Arish |  |  | FALSE | #N/A | #N/A | #N/A | #N/A | #N/A | #N/A | #N/A | #N/A | #N/A | #N/A
TRUE | QLD | QELA | El Arish | Energy Queensland | Summer | Coincident | 2024 | POE50 | NA | 4.153 | QLD El Arish |  |  | FALSE | #N/A | #N/A | #N/A | #N/A | #N/A | #N/A | #N/A | #N/A | #N/A | #N/A
TRUE | QLD | QELA | El Arish | Energy Queensland | Summer | Non-coincident | 2024 | POE10 | NA | 5.6806 | QLD El Arish |  |  | FALSE | #N/A | #N/A | #N/A | #N/A | #N/A | #N/A | #N/A | #N/A | #N/A | #N/A
TRUE | QLD | QELA | El Arish | Energy Queensland | Summer | Coincident | 2025 | POE10 | NA | 4.1342 | QLD El Arish |  |  | FALSE | #N/A | #N/A | #N/A | #N/A | #N/A | #N/A | #N/A | #N/A | #N/A | #N/A
TRUE | QLD | QELA | El Arish | Energy Queensland | Summer | Coincident | 2025 | POE50 | NA | 4.1567 | QLD El Arish |  |  | FALSE | #N/A | #N/A | #N/A | #N/A | #N/A | #N/A | #N/A | #N/A | #N/A | #N/A
TRUE | QLD | QELA | El Arish | Energy Queensland | Summer | Non-coincident | 2025 | POE10 | NA | 5.6843 | QLD El Arish |  |  | FALSE | #N/A | #N/A | #N/A | #N/A | #N/A | #N/A | #N/A | #N/A | #N/A | #N/A
TRUE | QLD | QELA | El Arish | Energy Queensland | Summer | Coincident | 2026 | POE10 | NA | 4.1535 | QLD El Arish |  |  | FALSE | #N/A | #N/A | #N/A | #N/A | #N/A | #N/A | #N/A | #N/A | #N/A | #N/A
TRUE | QLD | QELA | El Arish | Energy Queensland | Summer | Coincident | 2026 | POE50 | NA | 4.1621 | QLD El Arish |  |  | FALSE | #N/A | #N/A | #N/A | #N/A | #N/A | #N/A | #N/A | #N/A | #N/A | #N/A
TRUE | QLD | QELA | El Arish | Energy Queensland | Summer | Non-coincident | 2026 | POE10 | NA | 5.6881 | QLD El Arish |  |  | FALSE | #N/A | #N/A | #N/A | #N/A | #N/A | #N/A | #N/A | #N/A | #N/A | #N/A
TRUE | QLD | QELA | El Arish | Energy Queensland | Summer | Coincident | 2027 | POE10 | NA | 4.1241 | QLD El Arish |  |  | FALSE | #N/A | #N/A | #N/A | #N/A | #N/A | #N/A | #N/A | #N/A | #N/A | #N/A
TRUE | QLD | QELA | El Arish | Energy Queensland | Summer | Coincident | 2027 | POE50 | NA | 4.1467 | QLD El Arish |  |  | FALSE | #N/A | #N/A | #N/A | #N/A | #N/A | #N/A | #N/A | #N/A | #N/A | #N/A
TRUE | QLD | QELA | El Arish | Energy Queensland | Summer | Non-coincident | 2027 | POE10 | NA | 5.6945 | QLD El Arish |  |  | FALSE | #N/A | #N/A | #N/A | #N/A | #N/A | #N/A | #N/A | #N/A | #N/A | #N/A
TRUE | QLD | QELA | El Arish | Energy Queensland | Summer | Coincident | 2028 | POE10 | NA | 4.1322 | QLD El Arish |  |  | FALSE | #N/A | #N/A | #N/A | #N/A | #N/A | #N/A | #N/A | #N/A | #N/A | #N/A
TRUE | QLD | QELA | El Arish | Energy Queensland | Summer | Coincident | 2028 | POE50 | NA | 4.1526 | QLD El Arish |  |  | FALSE | #N/A | #N/A | #N/A | #N/A | #N/A | #N/A | #N/A | #N/A | #N/A | #N/A
TRUE | QLD | QELA | El Arish | Energy Queensland | Summer | Non-coincident | 2028 | POE10 | NA | 5.7075 | QLD El Arish |  |  | FALSE | #N/A | #N/A | #N/A | #N/A | #N/A | #N/A | #N/A | #N/A | #N/A | #N/A
TRUE | QLD | QELA | El Arish | Energy Queensland | Summer | Coincident | 2029 | POE10 | NA | 4.139 | QLD El Arish |  |  | FALSE | #N/A | #N/A | #N/A | #N/A | #N/A | #N/A | #N/A | #N/A | #N/A | #N/A
TRUE | QLD | QELA | El Arish | Energy Queensland | Summer | Coincident | 2029 | POE50 | NA | 4.1777 | QLD El Arish |  |  | FALSE | #N/A | #N/A | #N/A | #N/A | #N/A | #N/A | #N/A | #N/A | #N/A | #N/A
TRUE | QLD | QELA | El Arish | Energy Queensland | Summer | Non-coincident | 2029 | POE10 | NA | 5.744 | QLD El Arish |  |  | FALSE | #N/A | #N/A | #N/A | #N/A | #N/A | #N/A | #N/A | #N/A | #N/A | #N/A
TRUE | QLD | QELA | El Arish | Energy Queensland | Summer | Coincident | 2030 | POE10 | NA | 4.1664 | QLD El Arish |  |  | FALSE | #N/A | #N/A | #N/A | #N/A | #N/A | #N/A | #N/A | #N/A | #N/A | #N/A
TRUE | QLD | QELA | El Arish | Energy Queensland | Summer | Coincident | 2030 | POE50 | NA | 4.1839 | QLD El Arish |  |  | FALSE | #N/A | #N/A | #N/A | #N/A | #N/A | #N/A | #N/A | #N/A | #N/A | #N/A
TRUE | QLD | QELA | El Arish | Energy Queensland | Summer | Non-coincident | 2030 | POE10 | NA | 5.7903 | QLD El Arish |  |  | FALSE | #N/A | #N/A | #N/A | #N/A | #N/A | #N/A | #N/A | #N/A | #N/A | #N/A
TRUE | QLD | QELA | El Arish | Energy Queensland | Winter | Non-coincident | 2019 | BASEYEARPOE10 | NA | 4.5242 | QLD El Arish |  |  | FALSE | #N/A | #N/A | #N/A | #N/A | #N/A | #N/A | #N/A | #N/A | #N/A | #N/A
TRUE | QLD | QELA | El Arish | Energy Queensland | Winter | Coincident | 2020 | POE10 | NA | 4.1124 | QLD El Arish |  |  | FALSE | #N/A | #N/A | #N/A | #N/A | #N/A | #N/A | #N/A | #N/A | #N/A | #N/A
TRUE | QLD | QELA | El Arish | Energy Queensland | Winter | Coincident | 2020 | POE50 | NA | 3.9866 | QLD El Arish |  |  | FALSE | #N/A | #N/A | #N/A | #N/A | #N/A | #N/A | #N/A | #N/A | #N/A | #N/A
TRUE | QLD | QELA | El Arish | Energy Queensland | Winter | Non-coincident | 2020 | POE10 | NA | 4.5357 | QLD El Arish |  |  | FALSE | #N/A | #N/A | #N/A | #N/A | #N/A | #N/A | #N/A | #N/A | #N/A | #N/A
TRUE | QLD | QELA | El Arish | Energy Queensland | Winter | Coincident | 2021 | POE10 | NA | 4.0857 | QLD El Arish |  |  | FALSE | #N/A | #N/A | #N/A | #N/A | #N/A | #N/A | #N/A | #N/A | #N/A | #N/A
TRUE | QLD | QELA | El Arish | Energy Queensland | Winter | Coincident | 2021 | POE50 | NA | 3.9595 | QLD El Arish |  |  | FALSE | #N/A | #N/A | #N/A | #N/A | #N/A | #N/A | #N/A | #N/A | #N/A | #N/A
TRUE | QLD | QELA | El Arish | Energy Queensland | Winter | Non-coincident | 2021 | POE10 | NA | 4.5462 | QLD El Arish |  |  | FALSE | #N/A | #N/A | #N/A | #N/A | #N/A | #N/A | #N/A | #N/A | #N/A | #N/A
TRUE | QLD | QELA | El Arish | Energy Queensland | Winter | Coincident | 2022 | POE10 | NA | 4.1825 | QLD El Arish |  |  | FALSE | #N/A | #N/A | #N/A | #N/A | #N/A | #N/A | #N/A | #N/A | #N/A | #N/A
TRUE | QLD | QELA | El Arish | Energy Queensland | Winter | Coincident | 2022 | POE50 | NA | 4.054 | QLD El Arish |  |  | FALSE | #N/A | #N/A | #N/A | #N/A | #N/A | #N/A | #N/A | #N/A | #N/A | #N/A
TRUE | QLD | QELA | El Arish | Energy Queensland | Winter | Non-coincident | 2022 | POE10 | NA | 4.5547 | QLD El Arish |  |  | FALSE | #N/A | #N/A | #N/A | #N/A | #N/A | #N/A | #N/A | #N/A | #N/A | #N/A
TRUE | QLD | QELA | El Arish | Energy Queensland | Winter | Coincident | 2023 | POE10 | NA | 4.2261 | QLD El Arish |  |  | FALSE | #N/A | #N/A | #N/A | #N/A | #N/A | #N/A | #N/A | #N/A | #N/A | #N/A
TRUE | QLD | QELA | El Arish | Energy Queensland | Winter | Coincident | 2023 | POE50 | NA | 4.0923 | QLD El Arish |  |  | FALSE | #N/A | #N/A | #N/A | #N/A | #N/A | #N/A | #N/A | #N/A | #N/A | #N/A
TRUE | QLD | QELA | El Arish | Energy Queensland | Winter | Non-coincident | 2023 | POE10 | NA | 4.5611 | QLD El Arish |  |  | FALSE | #N/A | #N/A | #N/A | #N/A | #N/A | #N/A | #N/A | #N/A | #N/A | #N/A
TRUE | QLD | QELA | El Arish | Energy Queensland | Winter | Coincident | 2024 | POE10 | NA | 4.2861 | QLD El Arish |  |  | FALSE | #N/A | #N/A | #N/A | #N/A | #N/A | #N/A | #N/A | #N/A | #N/A | #N/A
TRUE | QLD | QELA | El Arish | Energy Queensland | Winter | Coincident | 2024 | POE50 | NA | 4.1342 | QLD El Arish |  |  | FALSE | #N/A | #N/A | #N/A | #N/A | #N/A | #N/A | #N/A | #N/A | #N/A | #N/A
TRUE | QLD | QELA | El Arish | Energy Queensland | Winter | Non-coincident | 2024 | POE10 | NA | 4.5571 | QLD El Arish |  |  | FALSE | #N/A | #N/A | #N/A | #N/A | #N/A | #N/A | #N/A | #N/A | #N/A | #N/A
TRUE | QLD | QELA | El Arish | Energy Queensland | Winter | Coincident | 2025 | POE10 | NA | 4.269 | QLD El Arish |  |  | FALSE | #N/A | #N/A | #N/A | #N/A | #N/A | #N/A | #N/A | #N/A | #N/A | #N/A
TRUE | QLD | QELA | El Arish | Energy Queensland | Winter | Coincident | 2025 | POE50 | NA | 4.1263 | QLD El Arish |  |  | FALSE | #N/A | #N/A | #N/A | #N/A | #N/A | #N/A | #N/A | #N/A | #N/A | #N/A
TRUE | QLD | QELA | El Arish | Energy Queensland | Winter | Non-coincident | 2025 | POE10 | NA | 4.5521 | QLD El Arish |  |  | FALSE | #N/A | #N/A | #N/A | #N/A | #N/A | #N/A | #N/A | #N/A | #N/A | #N/A
TRUE | QLD | QELA | El Arish | Energy Queensland | Winter | Coincident | 2026 | POE10 | NA | 4.2604 | QLD El Arish |  |  | FALSE | #N/A | #N/A | #N/A | #N/A | #N/A | #N/A | #N/A | #N/A | #N/A | #N/A
TRUE | QLD | QELA | El Arish | Energy Queensland | Winter | Coincident | 2026 | POE50 | NA | 4.1255 | QLD El Arish |  |  | FALSE | #N/A | #N/A | #N/A | #N/A | #N/A | #N/A | #N/A | #N/A | #N/A | #N/A
TRUE | QLD | QELA | El Arish | Energy Queensland | Winter | Non-coincident | 2026 | POE10 | NA | 4.5447 | QLD El Arish |  |  | FALSE | #N/A | #N/A | #N/A | #N/A | #N/A | #N/A | #N/A | #N/A | #N/A | #N/A
TRUE | QLD | QELA | El Arish | Energy Queensland | Winter | Coincident | 2027 | POE10 | NA | 4.2517 | QLD El Arish |  |  | FALSE | #N/A | #N/A | #N/A | #N/A | #N/A | #N/A | #N/A | #N/A | #N/A | #N/A
TRUE | QLD | QELA | El Arish | Energy Queensland | Winter | Coincident | 2027 | POE50 | NA | 4.1172 | QLD El Arish |  |  | FALSE | #N/A | #N/A | #N/A | #N/A | #N/A | #N/A | #N/A | #N/A | #N/A | #N/A
TRUE | QLD | QELA | El Arish | Energy Queensland | Winter | Non-coincident | 2027 | POE10 | NA | 4.5389 | QLD El Arish |  |  | FALSE | #N/A | #N/A | #N/A | #N/A | #N/A | #N/A | #N/A | #N/A | #N/A | #N/A
TRUE | QLD | QELA | El Arish | Energy Queensland | Winter | Coincident | 2028 | POE10 | NA | 4.2934 | QLD El Arish |  |  | FALSE | #N/A | #N/A | #N/A | #N/A | #N/A | #N/A | #N/A | #N/A | #N/A | #N/A
TRUE | QLD | QELA | El Arish | Energy Queensland | Winter | Coincident | 2028 | POE50 | NA | 4.1252 | QLD El Arish |  |  | FALSE | #N/A | #N/A | #N/A | #N/A | #N/A | #N/A | #N/A | #N/A | #N/A | #N/A
TRUE | QLD | QELA | El Arish | Energy Queensland | Winter | Non-coincident | 2028 | POE10 | NA | 4.5376 | QLD El Arish |  |  | FALSE | #N/A | #N/A | #N/A | #N/A | #N/A | #N/A | #N/A | #N/A | #N/A | #N/A
TRUE | QLD | QELA | El Arish | Energy Queensland | Winter | Coincident | 2029 | POE10 | NA | 4.2923 | QLD El Arish |  |  | FALSE | #N/A | #N/A | #N/A | #N/A | #N/A | #N/A | #N/A | #N/A | #N/A | #N/A
TRUE | QLD | QELA | El Arish | Energy Queensland | Winter | Coincident | 2029 | POE50 | NA | 4.146 | QLD El Arish |  |  | FALSE | #N/A | #N/A | #N/A | #N/A | #N/A | #N/A | #N/A | #N/A | #N/A | #N/A
TRUE | QLD | QELA | El Arish | Energy Queensland | Winter | Non-coincident | 2029 | POE10 | NA | 4.5659 | QLD El Arish |  |  | FALSE | #N/A | #N/A | #N/A | #N/A | #N/A | #N/A | #N/A | #N/A | #N/A | #N/A
TRUE | QLD | QEMT | Edmonton | Energy Queensland | Shoulder | Coincident | 2017 | ACTUAL_OPG | 14.493 | 31.7973 | QLD Edmonton |  |  | FALSE | #N/A | #N/A | #N/A | #N/A | #N/A | #N/A | #N/A | #N/A | #N/A | #N/A
TRUE | QLD | QEMT | Edmonton | Energy Queensland | Shoulder | Coincident | 2017 | ACTUAL_RAW | 14.493 | 31.7973 | QLD Edmonton |  |  | FALSE | #N/A | #N/A | #N/A | #N/A | #N/A | #N/A | #N/A | #N/A | #N/A | #N/A
TRUE | QLD | QEMT | Edmonton | Energy Queensland | Shoulder | Non-coincident | 2017 | ACTUAL_RAW | 10.6012 | 36.7801 | QLD Edmonton |  |  | FALSE | #N/A | #N/A | #N/A | #N/A | #N/A | #N/A | #N/A | #N/A | #N/A | #N/A
TRUE | QLD | QEMT | Edmonton | Energy Queensland | Shoulder | Non-coincident | 2017 | ACTUAL_OPG | 10.6012 | 36.7801 | QLD Edmonton |  |  | FALSE | #N/A | #N/A | #N/A | #N/A | #N/A | #N/A | #N/A | #N/A | #N/A | #N/A
TRUE | QLD | QEMT | Edmonton | Energy Queensland | Shoulder | Non-coincident | 2017 | ACTUAL_ADJUSTEDOPG | 10.6012 | 36.7801 | QLD Edmonton |  |  | FALSE | #N/A | #N/A | #N/A | #N/A | #N/A | #N/A | #N/A | #N/A | #N/A | #N/A
TRUE | QLD | QEMT | Edmonton | Energy Queensland | Shoulder | Coincident | 2018 | ACTUAL_OPG | 14.329 | 26.3998 | QLD Edmonton |  |  | FALSE | #N/A | #N/A | #N/A | #N/A | #N/A | #N/A | #N/A | #N/A | #N/A | #N/A
TRUE | QLD | QEMT | Edmonton | Energy Queensland | Shoulder | Coincident | 2018 | ACTUAL_RAW | 14.329 | 26.3998 | QLD Edmonton |  |  | FALSE | #N/A | #N/A | #N/A | #N/A | #N/A | #N/A | #N/A | #N/A | #N/A | #N/A
TRUE | QLD | QEMT | Edmonton | Energy Queensland | Shoulder | Non-coincident | 2018 | ACTUAL_RAW | 6.5741 | 35.3248 | QLD Edmonton |  |  | FALSE | #N/A | #N/A | #N/A | #N/A | #N/A | #N/A | #N/A | #N/A | #N/A | #N/A
TRUE | QLD | QEMT | Edmonton | Energy Queensland | Shoulder | Non-coincident | 2018 | ACTUAL_OPG | 6.5741 | 35.3248 | QLD Edmonton |  |  | FALSE | #N/A | #N/A | #N/A | #N/A | #N/A | #N/A | #N/A | #N/A | #N/A | #N/A
TRUE | QLD | QEMT | Edmonton | Energy Queensland | Shoulder | Non-coincident | 2018 | ACTUAL_ADJUSTEDOPG | 6.5741 | 35.3248 | QLD Edmonton |  |  | FALSE | #N/A | #N/A | #N/A | #N/A | #N/A | #N/A | #N/A | #N/A | #N/A | #N/A
TRUE | QLD | QEMT | Edmonton | Energy Queensland | Shoulder | Coincident | 2019 | ACTUAL_OPG | 8.4519 | 23.8947 | QLD Edmonton |  |  | FALSE | #N/A | #N/A | #N/A | #N/A | #N/A | #N/A | #N/A | #N/A | #N/A | #N/A
TRUE | QLD | QEMT | Edmonton | Energy Queensland | Shoulder | Coincident | 2019 | ACTUAL_RAW | 8.4519 | 23.8947 | QLD Edmonton |  |  | FALSE | #N/A | #N/A | #N/A | #N/A | #N/A | #N/A | #N/A | #N/A | #N/A | #N/A
TRUE | QLD | QEMT | Edmonton | Energy Queensland | Shoulder | Non-coincident | 2019 | ACTUAL_RAW | 6.4223 | 32.5675 | QLD Edmonton |  |  | FALSE | #N/A | #N/A | #N/A | #N/A | #N/A | #N/A | #N/A | #N/A | #N/A | #N/A
TRUE | QLD | QEMT | Edmonton | Energy Queensland | Shoulder | Non-coincident | 2019 | ACTUAL_OPG | 6.4223 | 32.5675 | QLD Edmonton |  |  | FALSE | #N/A | #N/A | #N/A | #N/A | #N/A | #N/A | #N/A | #N/A | #N/A | #N/A
TRUE | QLD | QEMT | Edmonton | Energy Queensland | Shoulder | Non-coincident | 2019 | ACTUAL_ADJUSTEDOPG | 6.4223 | 32.5675 | QLD Edmonton |  |  | FALSE | #N/A | #N/A | #N/A | #N/A | #N/A | #N/A | #N/A | #N/A | #N/A | #N/A
TRUE | QLD | QEMT | Edmonton | Energy Queensland | Shoulder | Non-coincident | 2019 | BASEYEARPOE90 | 2.2119 | NA | QLD Edmonton |  |  | FALSE | #N/A | #N/A | #N/A | #N/A | #N/A | #N/A | #N/A | #N/A | #N/A | #N/A
TRUE | QLD | QEMT | Edmonton | Energy Queensland | Shoulder | Non-coincident | 2019 | BASEYEARPOE50 | 3.1695 | 34.4182 | QLD Edmonton |  |  | FALSE | #N/A | #N/A | #N/A | #N/A | #N/A | #N/A | #N/A | #N/A | #N/A | #N/A
TRUE | QLD | QEMT | Edmonton | Energy Queensland | Shoulder | Coincident | 2020 | ACTUAL_OPG | 6.2461 | 27.8021 | QLD Edmonton |  |  | FALSE | #N/A | #N/A | #N/A | #N/A | #N/A | #N/A | #N/A | #N/A | #N/A | #N/A
TRUE | QLD | QEMT | Edmonton | Energy Queensland | Shoulder | Coincident | 2020 | ACTUAL_RAW | 6.2461 | 27.8021 | QLD Edmonton |  |  | FALSE | #N/A | #N/A | #N/A | #N/A | #N/A | #N/A | #N/A | #N/A | #N/A | #N/A
TRUE | QLD | QEMT | Edmonton | Energy Queensland | Shoulder | Non-coincident | 2020 | ACTUAL_RAW | 2.8422 | 29.1889 | QLD Edmonton |  |  | FALSE | #N/A | #N/A | #N/A | #N/A | #N/A | #N/A | #N/A | #N/A | #N/A | #N/A
TRUE | QLD | QEMT | Edmonton | Energy Queensland | Shoulder | Non-coincident | 2020 | ACTUAL_OPG | 2.8422 | 29.1889 | QLD Edmonton |  |  | FALSE | #N/A | #N/A | #N/A | #N/A | #N/A | #N/A | #N/A | #N/A | #N/A | #N/A
TRUE | QLD | QEMT | Edmonton | Energy Queensland | Shoulder | Non-coincident | 2020 | ACTUAL_ADJUSTEDOPG | 2.8422 | 29.1889 | QLD Edmonton |  |  | FALSE | #N/A | #N/A | #N/A | #N/A | #N/A | #N/A | #N/A | #N/A | #N/A | #N/A
TRUE | QLD | QEMT | Edmonton | Energy Queensland | Shoulder | Coincident_unreconciled | 2021 | POE90 | 5.8203 | NA | QLD Edmonton |  |  | FALSE | #N/A | #N/A | #N/A | #N/A | #N/A | #N/A | #N/A | #N/A | #N/A | #N/A
TRUE | QLD | QEMT | Edmonton | Energy Queensland | Shoulder | Coincident_unreconciled | 2021 | POE50 | 6.5023 | NA | QLD Edmonton |  |  | FALSE | #N/A | #N/A | #N/A | #N/A | #N/A | #N/A | #N/A | #N/A | #N/A | #N/A
TRUE | QLD | QEMT | Edmonton | Energy Queensland | Shoulder | Non-coincident | 2021 | POE50 | -1.2608 | 34.8971 | QLD Edmonton |  |  | FALSE | #N/A | #N/A | #N/A | #N/A | #N/A | #N/A | #N/A | #N/A | #N/A | #N/A
TRUE | QLD | QEMT | Edmonton | Energy Queensland | Shoulder | Non-coincident | 2021 | POE90 | -1.9704 | NA | QLD Edmonton |  |  | FALSE | #N/A | #N/A | #N/A | #N/A | #N/A | #N/A | #N/A | #N/A | #N/A | #N/A
TRUE | QLD | QEMT | Edmonton | Energy Queensland | Shoulder | Coincident_unreconciled | 2022 | POE90 | 5.0247 | NA | QLD Edmonton |  |  | FALSE | #N/A | #N/A | #N/A | #N/A | #N/A | #N/A | #N/A | #N/A | #N/A | #N/A
TRUE | QLD | QEMT | Edmonton | Energy Queensland | Shoulder | Coincident_unreconciled | 2022 | POE50 | 5.6135 | NA | QLD Edmonton |  |  | FALSE | #N/A | #N/A | #N/A | #N/A | #N/A | #N/A | #N/A | #N/A | #N/A | #N/A
TRUE | QLD | QEMT | Edmonton | Energy Queensland | Shoulder | Non-coincident | 2022 | POE50 | -2.7915 | 35.2574 | QLD Edmonton |  |  | FALSE | #N/A | #N/A | #N/A | #N/A | #N/A | #N/A | #N/A | #N/A | #N/A | #N/A
TRUE | QLD | QEMT | Edmonton | Energy Queensland | Shoulder | Non-coincident | 2022 | POE90 | -3.5086 | NA | QLD Edmonton |  |  | FALSE | #N/A | #N/A | #N/A | #N/A | #N/A | #N/A | #N/A | #N/A | #N/A | #N/A
TRUE | QLD | QEMT | Edmonton | Energy Queensland | Shoulder | Coincident_unreconciled | 2023 | POE90 | 4.3378 | NA | QLD Edmonton |  |  | FALSE | #N/A | #N/A | #N/A | #N/A | #N/A | #N/A | #N/A | #N/A | #N/A | #N/A
TRUE | QLD | QEMT | Edmonton | Energy Queensland | Shoulder | Coincident_unreconciled | 2023 | POE50 | 4.8461 | NA | QLD Edmonton |  |  | FALSE | #N/A | #N/A | #N/A | #N/A | #N/A | #N/A | #N/A | #N/A | #N/A | #N/A
TRUE | QLD | QEMT | Edmonton | Energy Queensland | Shoulder | Non-coincident | 2023 | POE50 | -4.0698 | 35.6419 | QLD Edmonton |  |  | FALSE | #N/A | #N/A | #N/A | #N/A | #N/A | #N/A | #N/A | #N/A | #N/A | #N/A
TRUE | QLD | QEMT | Edmonton | Energy Queensland | Shoulder | Non-coincident | 2023 | POE90 | -4.7947 | NA | QLD Edmonton |  |  | FALSE | #N/A | #N/A | #N/A | #N/A | #N/A | #N/A | #N/A | #N/A | #N/A | #N/A
TRUE | QLD | QEMT | Edmonton | Energy Queensland | Shoulder | Coincident_unreconciled | 2024 | POE90 | 3.7449 | NA | QLD Edmonton |  |  | FALSE | #N/A | #N/A | #N/A | #N/A | #N/A | #N/A | #N/A | #N/A | #N/A | #N/A
TRUE | QLD | QEMT | Edmonton | Energy Queensland | Shoulder | Coincident_unreconciled | 2024 | POE50 | 4.1837 | NA | QLD Edmonton |  |  | FALSE | #N/A | #N/A | #N/A | #N/A | #N/A | #N/A | #N/A | #N/A | #N/A | #N/A
TRUE | QLD | QEMT | Edmonton | Energy Queensland | Shoulder | Non-coincident | 2024 | POE50 | -5.1419 | 36.0225 | QLD Edmonton |  |  | FALSE | #N/A | #N/A | #N/A | #N/A | #N/A | #N/A | #N/A | #N/A | #N/A | #N/A
TRUE | QLD | QEMT | Edmonton | Energy Queensland | Shoulder | Non-coincident | 2024 | POE90 | -5.8748 | NA | QLD Edmonton |  |  | FALSE | #N/A | #N/A | #N/A | #N/A | #N/A | #N/A | #N/A | #N/A | #N/A | #N/A
TRUE | QLD | QEMT | Edmonton | Energy Queensland | Shoulder | Coincident_unreconciled | 2025 | POE90 | 3.2329 | NA | QLD Edmonton |  |  | FALSE | #N/A | #N/A | #N/A | #N/A | #N/A | #N/A | #N/A | #N/A | #N/A | #N/A
TRUE | QLD | QEMT | Edmonton | Energy Queensland | Shoulder | Coincident_unreconciled | 2025 | POE50 | 3.6117 | NA | QLD Edmonton |  |  | FALSE | #N/A | #N/A | #N/A | #N/A | #N/A | #N/A | #N/A | #N/A | #N/A | #N/A
TRUE | QLD | QEMT | Edmonton | Energy Queensland | Shoulder | Non-coincident | 2025 | POE50 | -6.1711 | 36.4048 | QLD Edmonton |  |  | FALSE | #N/A | #N/A | #N/A | #N/A | #N/A | #N/A | #N/A | #N/A | #N/A | #N/A
TRUE | QLD | QEMT | Edmonton | Energy Queensland | Shoulder | Non-coincident | 2025 | POE90 | -6.9119 | NA | QLD Edmonton |  |  | FALSE | #N/A | #N/A | #N/A | #N/A | #N/A | #N/A | #N/A | #N/A | #N/A | #N/A
TRUE | QLD | QEMT | Edmonton | Energy Queensland | Shoulder | Coincident_unreconciled | 2026 | POE90 | 2.791 | NA | QLD Edmonton |  |  | FALSE | #N/A | #N/A | #N/A | #N/A | #N/A | #N/A | #N/A | #N/A | #N/A | #N/A
TRUE | QLD | QEMT | Edmonton | Energy Queensland | Shoulder | Coincident_unreconciled | 2026 | POE50 | 3.118 | NA | QLD Edmonton |  |  | FALSE | #N/A | #N/A | #N/A | #N/A | #N/A | #N/A | #N/A | #N/A | #N/A | #N/A
TRUE | QLD | QEMT | Edmonton | Energy Queensland | Shoulder | Non-coincident | 2026 | POE50 | -6.9858 | 36.8043 | QLD Edmonton |  |  | FALSE | #N/A | #N/A | #N/A | #N/A | #N/A | #N/A | #N/A | #N/A | #N/A | #N/A
TRUE | QLD | QEMT | Edmonton | Energy Queensland | Shoulder | Non-coincident | 2026 | POE90 | -7.7345 | NA | QLD Edmonton |  |  | FALSE | #N/A | #N/A | #N/A | #N/A | #N/A | #N/A | #N/A | #N/A | #N/A | #N/A
TRUE | QLD | QEMT | Edmonton | Energy Queensland | Shoulder | Coincident_unreconciled | 2027 | POE90 | 2.4095 | NA | QLD Edmonton |  |  | FALSE | #N/A | #N/A | #N/A | #N/A | #N/A | #N/A | #N/A | #N/A | #N/A | #N/A
TRUE | QLD | QEMT | Edmonton | Energy Queensland | Shoulder | Coincident_unreconciled | 2027 | POE50 | 2.6918 | NA | QLD Edmonton |  |  | FALSE | #N/A | #N/A | #N/A | #N/A | #N/A | #N/A | #N/A | #N/A | #N/A | #N/A
TRUE | QLD | QEMT | Edmonton | Energy Queensland | Shoulder | Non-coincident | 2027 | POE50 | -7.5425 | 37.2573 | QLD Edmonton |  |  | FALSE | #N/A | #N/A | #N/A | #N/A | #N/A | #N/A | #N/A | #N/A | #N/A | #N/A
TRUE | QLD | QEMT | Edmonton | Energy Queensland | Shoulder | Non-coincident | 2027 | POE90 | -8.2995 | NA | QLD Edmonton |  |  | FALSE | #N/A | #N/A | #N/A | #N/A | #N/A | #N/A | #N/A | #N/A | #N/A | #N/A
TRUE | QLD | QEMT | Edmonton | Energy Queensland | Shoulder | Coincident_unreconciled | 2028 | POE90 | 2.0801 | NA | QLD Edmonton |  |  | FALSE | #N/A | #N/A | #N/A | #N/A | #N/A | #N/A | #N/A | #N/A | #N/A | #N/A
TRUE | QLD | QEMT | Edmonton | Energy Queensland | Shoulder | Coincident_unreconciled | 2028 | POE50 | 2.3238 | NA | QLD Edmonton |  |  | FALSE | #N/A | #N/A | #N/A | #N/A | #N/A | #N/A | #N/A | #N/A | #N/A | #N/A
TRUE | QLD | QEMT | Edmonton | Energy Queensland | Shoulder | Non-coincident | 2028 | POE50 | -7.994 | 37.7769 | QLD Edmonton |  |  | FALSE | #N/A | #N/A | #N/A | #N/A | #N/A | #N/A | #N/A | #N/A | #N/A | #N/A
TRUE | QLD | QEMT | Edmonton | Energy Queensland | Shoulder | Non-coincident | 2028 | POE90 | -8.7596 | NA | QLD Edmonton |  |  | FALSE | #N/A | #N/A | #N/A | #N/A | #N/A | #N/A | #N/A | #N/A | #N/A | #N/A
TRUE | QLD | QEMT | Edmonton | Energy Queensland | Shoulder | Coincident_unreconciled | 2029 | POE90 | 1.7957 | NA | QLD Edmonton |  |  | FALSE | #N/A | #N/A | #N/A | #N/A | #N/A | #N/A | #N/A | #N/A | #N/A | #N/A
TRUE | QLD | QEMT | Edmonton | Energy Queensland | Shoulder | Coincident_unreconciled | 2029 | POE50 | 2.0061 | NA | QLD Edmonton |  |  | FALSE | #N/A | #N/A | #N/A | #N/A | #N/A | #N/A | #N/A | #N/A | #N/A | #N/A
TRUE | QLD | QEMT | Edmonton | Energy Queensland | Shoulder | Non-coincident | 2029 | POE50 | -8.3658 | 38.3628 | QLD Edmonton |  |  | FALSE | #N/A | #N/A | #N/A | #N/A | #N/A | #N/A | #N/A | #N/A | #N/A | #N/A
TRUE | QLD | QEMT | Edmonton | Energy Queensland | Shoulder | Non-coincident | 2029 | POE90 | -9.1398 | NA | QLD Edmonton |  |  | FALSE | #N/A | #N/A | #N/A | #N/A | #N/A | #N/A | #N/A | #N/A | #N/A | #N/A
TRUE | QLD | QEMT | Edmonton | Energy Queensland | Shoulder | Coincident_unreconciled | 2030 | POE90 | 1.5503 | NA | QLD Edmonton |  |  | FALSE | #N/A | #N/A | #N/A | #N/A | #N/A | #N/A | #N/A | #N/A | #N/A | #N/A
TRUE | QLD | QEMT | Edmonton | Energy Queensland | Shoulder | Coincident_unreconciled | 2030 | POE50 | 1.7319 | NA | QLD Edmonton |  |  | FALSE | #N/A | #N/A | #N/A | #N/A | #N/A | #N/A | #N/A | #N/A | #N/A | #N/A
TRUE | QLD | QEMT | Edmonton | Energy Queensland | Shoulder | Non-coincident | 2030 | POE50 | -8.6716 | 39.0084 | QLD Edmonton |  |  | FALSE | #N/A | #N/A | #N/A | #N/A | #N/A | #N/A | #N/A | #N/A | #N/A | #N/A
TRUE | QLD | QEMT | Edmonton | Energy Queensland | Shoulder | Non-coincident | 2030 | POE90 | -9.4542 | NA | QLD Edmonton |  |  | FALSE | #N/A | #N/A | #N/A | #N/A | #N/A | #N/A | #N/A | #N/A | #N/A | #N/A
TRUE | QLD | QEMT | Edmonton | Energy Queensland | Summer | Coincident | 2017 | ACTUAL_OPG | 16.8644 | 31.0614 | QLD Edmonton |  |  | FALSE | #N/A | #N/A | #N/A | #N/A | #N/A | #N/A | #N/A | #N/A | #N/A | #N/A
TRUE | QLD | QEMT | Edmonton | Energy Queensland | Summer | Coincident | 2017 | ACTUAL_RAW | 16.8644 | 31.0614 | QLD Edmonton |  |  | FALSE | #N/A | #N/A | #N/A | #N/A | #N/A | #N/A | #N/A | #N/A | #N/A | #N/A
TRUE | QLD | QEMT | Edmonton | Energy Queensland | Summer | Non-coincident | 2017 | ACTUAL_RAW | 12.8204 | 48.5263 | QLD Edmonton |  |  | FALSE | #N/A | #N/A | #N/A | #N/A | #N/A | #N/A | #N/A | #N/A | #N/A | #N/A
TRUE | QLD | QEMT | Edmonton | Energy Queensland | Summer | Non-coincident | 2017 | ACTUAL_OPG | 12.8204 | 48.5263 | QLD Edmonton |  |  | FALSE | #N/A | #N/A | #N/A | #N/A | #N/A | #N/A | #N/A | #N/A | #N/A | #N/A
TRUE | QLD | QEMT | Edmonton | Energy Queensland | Summer | Non-coincident | 2017 | ACTUAL_ADJUSTEDOPG | 12.8204 | 48.5263 | QLD Edmonton |  |  | FALSE | #N/A | #N/A | #N/A | #N/A | #N/A | #N/A | #N/A | #N/A | #N/A | #N/A
TRUE | QLD | QEMT | Edmonton | Energy Queensland | Summer | Coincident | 2018 | ACTUAL_OPG | 15.1457 | 33.841 | QLD Edmonton |  |  | FALSE | #N/A | #N/A | #N/A | #N/A | #N/A | #N/A | #N/A | #N/A | #N/A | #N/A
TRUE | QLD | QEMT | Edmonton | Energy Queensland | Summer | Coincident | 2018 | ACTUAL_RAW | 15.1457 | 33.841 | QLD Edmonton |  |  | FALSE | #N/A | #N/A | #N/A | #N/A | #N/A | #N/A | #N/A | #N/A | #N/A | #N/A
TRUE | QLD | QEMT | Edmonton | Energy Queensland | Summer | Non-coincident | 2018 | ACTUAL_RAW | 12.8948 | 42.5212 | QLD Edmonton |  |  | FALSE | #N/A | #N/A | #N/A | #N/A | #N/A | #N/A | #N/A | #N/A | #N/A | #N/A
TRUE | QLD | QEMT | Edmonton | Energy Queensland | Summer | Non-coincident | 2018 | ACTUAL_OPG | 12.8948 | 42.5212 | QLD Edmonton |  |  | FALSE | #N/A | #N/A | #N/A | #N/A | #N/A | #N/A | #N/A | #N/A | #N/A | #N/A
TRUE | QLD | QEMT | Edmonton | Energy Queensland | Summer | Non-coincident | 2018 | ACTUAL_ADJUSTEDOPG | 12.8948 | 42.5212 | QLD Edmonton |  |  | FALSE | #N/A | #N/A | #N/A | #N/A | #N/A | #N/A | #N/A | #N/A | #N/A | #N/A
TRUE | QLD | QEMT | Edmonton | Energy Queensland | Summer | Coincident | 2019 | ACTUAL_OPG | 15.7036 | 39.8047 | QLD Edmonton |  |  | FALSE | #N/A | #N/A | #N/A | #N/A | #N/A | #N/A | #N/A | #N/A | #N/A | #N/A
TRUE | QLD | QEMT | Edmonton | Energy Queensland | Summer | Coincident | 2019 | ACTUAL_RAW | 15.7036 | 39.8047 | QLD Edmonton |  |  | FALSE | #N/A | #N/A | #N/A | #N/A | #N/A | #N/A | #N/A | #N/A | #N/A | #N/A
TRUE | QLD | QEMT | Edmonton | Energy Queensland | Summer | Non-coincident | 2019 | ACTUAL_RAW | 10.7807 | 49.0324 | QLD Edmonton |  |  | FALSE | #N/A | #N/A | #N/A | #N/A | #N/A | #N/A | #N/A | #N/A | #N/A | #N/A
TRUE | QLD | QEMT | Edmonton | Energy Queensland | Summer | Non-coincident | 2019 | ACTUAL_OPG | 10.7807 | 49.0324 | QLD Edmonton |  |  | FALSE | #N/A | #N/A | #N/A | #N/A | #N/A | #N/A | #N/A | #N/A | #N/A | #N/A
TRUE | QLD | QEMT | Edmonton | Energy Queensland | Summer | Non-coincident | 2019 | ACTUAL_ADJUSTEDOPG | 10.7807 | 49.0324 | QLD Edmonton |  |  | FALSE | #N/A | #N/A | #N/A | #N/A | #N/A | #N/A | #N/A | #N/A | #N/A | #N/A
TRUE | QLD | QEMT | Edmonton | Energy Queensland | Summer | Non-coincident | 2019 | BASEYEARPOE90 | 6.508 | NA | QLD Edmonton |  |  | FALSE | #N/A | #N/A | #N/A | #N/A | #N/A | #N/A | #N/A | #N/A | #N/A | #N/A
TRUE | QLD | QEMT | Edmonton | Energy Queensland | Summer | Non-coincident | 2019 | BASEYEARPOE50 | 7.8015 | 45.7405 | QLD Edmonton |  |  | FALSE | #N/A | #N/A | #N/A | #N/A | #N/A | #N/A | #N/A | #N/A | #N/A | #N/A
TRUE | QLD | QEMT | Edmonton | Energy Queensland | Summer | Coincident | 2020 | ACTUAL_OPG | 10.4665 | 33.7609 | QLD Edmonton |  |  | FALSE | #N/A | #N/A | #N/A | #N/A | #N/A | #N/A | #N/A | #N/A | #N/A | #N/A
TRUE | QLD | QEMT | Edmonton | Energy Queensland | Summer | Coincident | 2020 | ACTUAL_RAW | 10.4665 | 33.7609 | QLD Edmonton |  |  | FALSE | #N/A | #N/A | #N/A | #N/A | #N/A | #N/A | #N/A | #N/A | #N/A | #N/A
TRUE | QLD | QEMT | Edmonton | Energy Queensland | Summer | Non-coincident | 2020 | ACTUAL_RAW | 4.4711 | 45.8811 | QLD Edmonton |  |  | FALSE | #N/A | #N/A | #N/A | #N/A | #N/A | #N/A | #N/A | #N/A | #N/A | #N/A
TRUE | QLD | QEMT | Edmonton | Energy Queensland | Summer | Non-coincident | 2020 | ACTUAL_OPG | 4.4711 | 45.8811 | QLD Edmonton |  |  | FALSE | #N/A | #N/A | #N/A | #N/A | #N/A | #N/A | #N/A | #N/A | #N/A | #N/A
TRUE | QLD | QEMT | Edmonton | Energy Queensland | Summer | Non-coincident | 2020 | ACTUAL_ADJUSTEDOPG | 8.5221 | 45.8811 | QLD Edmonton |  |  | FALSE | #N/A | #N/A | #N/A | #N/A | #N/A | #N/A | #N/A | #N/A | #N/A | #N/A
TRUE | QLD | QEMT | Edmonton | Energy Queensland | Summer | Coincident_unreconciled | 2021 | POE90 | 7.9345 | NA | QLD Edmonton |  |  | FALSE | #N/A | #N/A | #N/A | #N/A | #N/A | #N/A | #N/A | #N/A | #N/A | #N/A
TRUE | QLD | QEMT | Edmonton | Energy Queensland | Summer | Coincident_unreconciled | 2021 | POE50 | 10 | NA | QLD Edmonton |  |  | FALSE | #N/A | #N/A | #N/A | #N/A | #N/A | #N/A | #N/A | #N/A | #N/A | #N/A
TRUE | QLD | QEMT | Edmonton | Energy Queensland | Summer | Non-coincident | 2021 | POE50 | 4.9308 | 46.4748 | QLD Edmonton |  |  | FALSE | #N/A | #N/A | #N/A | #N/A | #N/A | #N/A | #N/A | #N/A | #N/A | #N/A
TRUE | QLD | QEMT | Edmonton | Energy Queensland | Summer | Non-coincident | 2021 | POE90 | 3.1666 | NA | QLD Edmonton |  |  | FALSE | #N/A | #N/A | #N/A | #N/A | #N/A | #N/A | #N/A | #N/A | #N/A | #N/A
TRUE | QLD | QEMT | Edmonton | Energy Queensland | Summer | Coincident_unreconciled | 2022 | POE90 | 6.8498 | NA | QLD Edmonton |  |  | FALSE | #N/A | #N/A | #N/A | #N/A | #N/A | #N/A | #N/A | #N/A | #N/A | #N/A
TRUE | QLD | QEMT | Edmonton | Energy Queensland | Summer | Coincident_unreconciled | 2022 | POE50 | 8.633 | NA | QLD Edmonton |  |  | FALSE | #N/A | #N/A | #N/A | #N/A | #N/A | #N/A | #N/A | #N/A | #N/A | #N/A
TRUE | QLD | QEMT | Edmonton | Energy Queensland | Summer | Non-coincident | 2022 | POE50 | 3.5691 | 46.9565 | QLD Edmonton |  |  | FALSE | #N/A | #N/A | #N/A | #N/A | #N/A | #N/A | #N/A | #N/A | #N/A | #N/A
TRUE | QLD | QEMT | Edmonton | Energy Queensland | Summer | Non-coincident | 2022 | POE90 | 2.2417 | NA | QLD Edmonton |  |  | FALSE | #N/A | #N/A | #N/A | #N/A | #N/A | #N/A | #N/A | #N/A | #N/A | #N/A
TRUE | QLD | QEMT | Edmonton | Energy Queensland | Summer | Coincident_unreconciled | 2023 | POE90 | 5.9135 | NA | QLD Edmonton |  |  | FALSE | #N/A | #N/A | #N/A | #N/A | #N/A | #N/A | #N/A | #N/A | #N/A | #N/A
TRUE | QLD | QEMT | Edmonton | Energy Queensland | Summer | Coincident_unreconciled | 2023 | POE50 | 7.4529 | NA | QLD Edmonton |  |  | FALSE | #N/A | #N/A | #N/A | #N/A | #N/A | #N/A | #N/A | #N/A | #N/A | #N/A
TRUE | QLD | QEMT | Edmonton | Energy Queensland | Summer | Non-coincident | 2023 | POE50 | 2.4365 | 47.4709 | QLD Edmonton |  |  | FALSE | #N/A | #N/A | #N/A | #N/A | #N/A | #N/A | #N/A | #N/A | #N/A | #N/A
TRUE | QLD | QEMT | Edmonton | Energy Queensland | Summer | Non-coincident | 2023 | POE90 | 1.1958 | NA | QLD Edmonton |  |  | FALSE | #N/A | #N/A | #N/A | #N/A | #N/A | #N/A | #N/A | #N/A | #N/A | #N/A
TRUE | QLD | QEMT | Edmonton | Energy Queensland | Summer | Coincident_unreconciled | 2024 | POE90 | 5.1051 | NA | QLD Edmonton |  |  | FALSE | #N/A | #N/A | #N/A | #N/A | #N/A | #N/A | #N/A | #N/A | #N/A | #N/A
TRUE | QLD | QEMT | Edmonton | Energy Queensland | Summer | Coincident_unreconciled | 2024 | POE50 | 6.4341 | NA | QLD Edmonton |  |  | FALSE | #N/A | #N/A | #N/A | #N/A | #N/A | #N/A | #N/A | #N/A | #N/A | #N/A
TRUE | QLD | QEMT | Edmonton | Energy Queensland | Summer | Non-coincident | 2024 | POE50 | 1.5057 | 47.9818 | QLD Edmonton |  |  | FALSE | #N/A | #N/A | #N/A | #N/A | #N/A | #N/A | #N/A | #N/A | #N/A | #N/A
TRUE | QLD | QEMT | Edmonton | Energy Queensland | Summer | Non-coincident | 2024 | POE90 | 0.25141 | NA | QLD Edmonton |  |  | FALSE | #N/A | #N/A | #N/A | #N/A | #N/A | #N/A | #N/A | #N/A | #N/A | #N/A
TRUE | QLD | QEMT | Edmonton | Energy Queensland | Summer | Coincident_unreconciled | 2025 | POE90 | 4.4072 | NA | QLD Edmonton |  |  | FALSE | #N/A | #N/A | #N/A | #N/A | #N/A | #N/A | #N/A | #N/A | #N/A | #N/A
TRUE | QLD | QEMT | Edmonton | Energy Queensland | Summer | Coincident_unreconciled | 2025 | POE50 | 5.5545 | NA | QLD Edmonton |  |  | FALSE | #N/A | #N/A | #N/A | #N/A | #N/A | #N/A | #N/A | #N/A | #N/A | #N/A
TRUE | QLD | QEMT | Edmonton | Energy Queensland | Summer | Non-coincident | 2025 | POE50 | 0.5895 | 48.4959 | QLD Edmonton |  |  | FALSE | #N/A | #N/A | #N/A | #N/A | #N/A | #N/A | #N/A | #N/A | #N/A | #N/A
TRUE | QLD | QEMT | Edmonton | Energy Queensland | Summer | Non-coincident | 2025 | POE90 | -0.67836 | NA | QLD Edmonton |  |  | FALSE | #N/A | #N/A | #N/A | #N/A | #N/A | #N/A | #N/A | #N/A | #N/A | #N/A
TRUE | QLD | QEMT | Edmonton | Energy Queensland | Summer | Coincident_unreconciled | 2026 | POE90 | 3.8048 | NA | QLD Edmonton |  |  | FALSE | #N/A | #N/A | #N/A | #N/A | #N/A | #N/A | #N/A | #N/A | #N/A | #N/A
TRUE | QLD | QEMT | Edmonton | Energy Queensland | Summer | Coincident_unreconciled | 2026 | POE50 | 4.7952 | NA | QLD Edmonton |  |  | FALSE | #N/A | #N/A | #N/A | #N/A | #N/A | #N/A | #N/A | #N/A | #N/A | #N/A
TRUE | QLD | QEMT | Edmonton | Energy Queensland | Summer | Non-coincident | 2026 | POE50 | -0.10973 | 49.0313 | QLD Edmonton |  |  | FALSE | #N/A | #N/A | #N/A | #N/A | #N/A | #N/A | #N/A | #N/A | #N/A | #N/A
TRUE | QLD | QEMT | Edmonton | Energy Queensland | Summer | Non-coincident | 2026 | POE90 | -1.3912 | NA | QLD Edmonton |  |  | FALSE | #N/A | #N/A | #N/A | #N/A | #N/A | #N/A | #N/A | #N/A | #N/A | #N/A
TRUE | QLD | QEMT | Edmonton | Energy Queensland | Summer | Coincident_unreconciled | 2027 | POE90 | 3.2847 | NA | QLD Edmonton |  |  | FALSE | #N/A | #N/A | #N/A | #N/A | #N/A | #N/A | #N/A | #N/A | #N/A | #N/A
TRUE | QLD | QEMT | Edmonton | Energy Queensland | Summer | Coincident_unreconciled | 2027 | POE50 | 4.1397 | NA | QLD Edmonton |  |  | FALSE | #N/A | #N/A | #N/A | #N/A | #N/A | #N/A | #N/A | #N/A | #N/A | #N/A
TRUE | QLD | QEMT | Edmonton | Energy Queensland | Summer | Non-coincident | 2027 | POE50 | -0.55608 | 49.6374 | QLD Edmonton |  |  | FALSE | #N/A | #N/A | #N/A | #N/A | #N/A | #N/A | #N/A | #N/A | #N/A | #N/A
TRUE | QLD | QEMT | Edmonton | Energy Queensland | Summer | Non-coincident | 2027 | POE90 | -1.8517 | NA | QLD Edmonton |  |  | FALSE | #N/A | #N/A | #N/A | #N/A | #N/A | #N/A | #N/A | #N/A | #N/A | #N/A
TRUE | QLD | QEMT | Edmonton | Energy Queensland | Summer | Coincident_unreconciled | 2028 | POE90 | 2.8356 | NA | QLD Edmonton |  |  | FALSE | #N/A | #N/A | #N/A | #N/A | #N/A | #N/A | #N/A | #N/A | #N/A | #N/A
TRUE | QLD | QEMT | Edmonton | Energy Queensland | Summer | Coincident_unreconciled | 2028 | POE50 | 3.5738 | NA | QLD Edmonton |  |  | FALSE | #N/A | #N/A | #N/A | #N/A | #N/A | #N/A | #N/A | #N/A | #N/A | #N/A
TRUE | QLD | QEMT | Edmonton | Energy Queensland | Summer | Non-coincident | 2028 | POE50 | -0.91247 | 50.3253 | QLD Edmonton |  |  | FALSE | #N/A | #N/A | #N/A | #N/A | #N/A | #N/A | #N/A | #N/A | #N/A | #N/A
TRUE | QLD | QEMT | Edmonton | Energy Queensland | Summer | Non-coincident | 2028 | POE90 | -2.2227 | NA | QLD Edmonton |  |  | FALSE | #N/A | #N/A | #N/A | #N/A | #N/A | #N/A | #N/A | #N/A | #N/A | #N/A
TRUE | QLD | QEMT | Edmonton | Energy Queensland | Summer | Coincident_unreconciled | 2029 | POE90 | 2.448 | NA | QLD Edmonton |  |  | FALSE | #N/A | #N/A | #N/A | #N/A | #N/A | #N/A | #N/A | #N/A | #N/A | #N/A
TRUE | QLD | QEMT | Edmonton | Energy Queensland | Summer | Coincident_unreconciled | 2029 | POE50 | 3.0853 | NA | QLD Edmonton |  |  | FALSE | #N/A | #N/A | #N/A | #N/A | #N/A | #N/A | #N/A | #N/A | #N/A | #N/A
TRUE | QLD | QEMT | Edmonton | Energy Queensland | Summer | Non-coincident | 2029 | POE50 | -1.1913 | 51.0846 | QLD Edmonton |  |  | FALSE | #N/A | #N/A | #N/A | #N/A | #N/A | #N/A | #N/A | #N/A | #N/A | #N/A
TRUE | QLD | QEMT | Edmonton | Energy Queensland | Summer | Non-coincident | 2029 | POE90 | -2.5161 | NA | QLD Edmonton |  |  | FALSE | #N/A | #N/A | #N/A | #N/A | #N/A | #N/A | #N/A | #N/A | #N/A | #N/A
TRUE | QLD | QEMT | Edmonton | Energy Queensland | Summer | Coincident_unreconciled | 2030 | POE90 | 2.1134 | NA | QLD Edmonton |  |  | FALSE | #N/A | #N/A | #N/A | #N/A | #N/A | #N/A | #N/A | #N/A | #N/A | #N/A
TRUE | QLD | QEMT | Edmonton | Energy Queensland | Summer | Coincident_unreconciled | 2030 | POE50 | 2.6635 | NA | QLD Edmonton |  |  | FALSE | #N/A | #N/A | #N/A | #N/A | #N/A | #N/A | #N/A | #N/A | #N/A | #N/A
TRUE | QLD | QEMT | Edmonton | Energy Queensland | Summer | Non-coincident | 2030 | POE50 | -1.4041 | 51.9079 | QLD Edmonton |  |  | FALSE | #N/A | #N/A | #N/A | #N/A | #N/A | #N/A | #N/A | #N/A | #N/A | #N/A
TRUE | QLD | QEMT | Edmonton | Energy Queensland | Summer | Non-coincident | 2030 | POE90 | -2.7435 | NA | QLD Edmonton |  |  | FALSE | #N/A | #N/A | #N/A | #N/A | #N/A | #N/A | #N/A | #N/A | #N/A | #N/A
TRUE | QLD | QEMT | Edmonton | Energy Queensland | Winter | Coincident | 2016 | ACTUAL_OPG | 13.0963 | 25.4399 | QLD Edmonton |  |  | FALSE | #N/A | #N/A | #N/A | #N/A | #N/A | #N/A | #N/A | #N/A | #N/A | #N/A
TRUE | QLD | QEMT | Edmonton | Energy Queensland | Winter | Coincident | 2016 | ACTUAL_RAW | 13.0963 | 25.4399 | QLD Edmonton |  |  | FALSE | #N/A | #N/A | #N/A | #N/A | #N/A | #N/A | #N/A | #N/A | #N/A | #N/A
TRUE | QLD | QEMT | Edmonton | Energy Queensland | Winter | Non-coincident | 2016 | ACTUAL_RAW | 9.2823 | 37.3929 | QLD Edmonton |  |  | FALSE | #N/A | #N/A | #N/A | #N/A | #N/A | #N/A | #N/A | #N/A | #N/A | #N/A
TRUE | QLD | QEMT | Edmonton | Energy Queensland | Winter | Non-coincident | 2016 | ACTUAL_OPG | 9.2823 | 37.3929 | QLD Edmonton |  |  | FALSE | #N/A | #N/A | #N/A | #N/A | #N/A | #N/A | #N/A | #N/A | #N/A | #N/A
TRUE | QLD | QEMT | Edmonton | Energy Queensland | Winter | Non-coincident | 2016 | ACTUAL_ADJUSTEDOPG | 9.2823 | 31.4831 | QLD Edmonton |  |  | FALSE | #N/A | #N/A | #N/A | #N/A | #N/A | #N/A | #N/A | #N/A | #N/A | #N/A
TRUE | QLD | QEMT | Edmonton | Energy Queensland | Winter | Coincident | 2017 | ACTUAL_OPG | 10.1914 | 25.502 | QLD Edmonton |  |  | FALSE | #N/A | #N/A | #N/A | #N/A | #N/A | #N/A | #N/A | #N/A | #N/A | #N/A
TRUE | QLD | QEMT | Edmonton | Energy Queensland | Winter | Coincident | 2017 | ACTUAL_RAW | 10.1914 | 25.502 | QLD Edmonton |  |  | FALSE | #N/A | #N/A | #N/A | #N/A | #N/A | #N/A | #N/A | #N/A | #N/A | #N/A
TRUE | QLD | QEMT | Edmonton | Energy Queensland | Winter | Non-coincident | 2017 | ACTUAL_RAW | 9.5405 | 31.8125 | QLD Edmonton |  |  | FALSE | #N/A | #N/A | #N/A | #N/A | #N/A | #N/A | #N/A | #N/A | #N/A | #N/A
TRUE | QLD | QEMT | Edmonton | Energy Queensland | Winter | Non-coincident | 2017 | ACTUAL_OPG | 9.5405 | 31.8125 | QLD Edmonton |  |  | FALSE | #N/A | #N/A | #N/A | #N/A | #N/A | #N/A | #N/A | #N/A | #N/A | #N/A
TRUE | QLD | QEMT | Edmonton | Energy Queensland | Winter | Non-coincident | 2017 | ACTUAL_ADJUSTEDOPG | 9.5405 | 31.8125 | QLD Edmonton |  |  | FALSE | #N/A | #N/A | #N/A | #N/A | #N/A | #N/A | #N/A | #N/A | #N/A | #N/A
TRUE | QLD | QEMT | Edmonton | Energy Queensland | Winter | Coincident | 2018 | ACTUAL_OPG | 8.8735 | 28.7452 | QLD Edmonton |  |  | FALSE | #N/A | #N/A | #N/A | #N/A | #N/A | #N/A | #N/A | #N/A | #N/A | #N/A
TRUE | QLD | QEMT | Edmonton | Energy Queensland | Winter | Coincident | 2018 | ACTUAL_RAW | 8.8735 | 28.7452 | QLD Edmonton |  |  | FALSE | #N/A | #N/A | #N/A | #N/A | #N/A | #N/A | #N/A | #N/A | #N/A | #N/A
TRUE | QLD | QEMT | Edmonton | Energy Queensland | Winter | Non-coincident | 2018 | ACTUAL_RAW | 5.8768 | 29.3353 | QLD Edmonton |  |  | FALSE | #N/A | #N/A | #N/A | #N/A | #N/A | #N/A | #N/A | #N/A | #N/A | #N/A
TRUE | QLD | QEMT | Edmonton | Energy Queensland | Winter | Non-coincident | 2018 | ACTUAL_OPG | 5.8768 | 29.3353 | QLD Edmonton |  |  | FALSE | #N/A | #N/A | #N/A | #N/A | #N/A | #N/A | #N/A | #N/A | #N/A | #N/A
TRUE | QLD | QEMT | Edmonton | Energy Queensland | Winter | Non-coincident | 2018 | ACTUAL_ADJUSTEDOPG | 5.8768 | 29.3353 | QLD Edmonton |  |  | FALSE | #N/A | #N/A | #N/A | #N/A | #N/A | #N/A | #N/A | #N/A | #N/A | #N/A
TRUE | QLD | QEMT | Edmonton | Energy Queensland | Winter | Coincident | 2019 | ACTUAL_OPG | 8.5518 | 27.1338 | QLD Edmonton |  |  | FALSE | #N/A | #N/A | #N/A | #N/A | #N/A | #N/A | #N/A | #N/A | #N/A | #N/A
TRUE | QLD | QEMT | Edmonton | Energy Queensland | Winter | Coincident | 2019 | ACTUAL_RAW | 8.5518 | 27.1338 | QLD Edmonton |  |  | FALSE | #N/A | #N/A | #N/A | #N/A | #N/A | #N/A | #N/A | #N/A | #N/A | #N/A
TRUE | QLD | QEMT | Edmonton | Energy Queensland | Winter | Non-coincident | 2019 | ACTUAL_RAW | 3.372 | 28.1928 | QLD Edmonton |  |  | FALSE | #N/A | #N/A | #N/A | #N/A | #N/A | #N/A | #N/A | #N/A | #N/A | #N/A
TRUE | QLD | QEMT | Edmonton | Energy Queensland | Winter | Non-coincident | 2019 | ACTUAL_OPG | 3.372 | 28.1928 | QLD Edmonton |  |  | FALSE | #N/A | #N/A | #N/A | #N/A | #N/A | #N/A | #N/A | #N/A | #N/A | #N/A
TRUE | QLD | QEMT | Edmonton | Energy Queensland | Winter | Non-coincident | 2019 | ACTUAL_ADJUSTEDOPG | 3.372 | 28.1928 | QLD Edmonton |  |  | FALSE | #N/A | #N/A | #N/A | #N/A | #N/A | #N/A | #N/A | #N/A | #N/A | #N/A
TRUE | QLD | QEMT | Edmonton | Energy Queensland | Winter | Non-coincident | 2019 | BASEYEARPOE90 | 2.462 | NA | QLD Edmonton |  |  | FALSE | #N/A | #N/A | #N/A | #N/A | #N/A | #N/A | #N/A | #N/A | #N/A | #N/A
TRUE | QLD | QEMT | Edmonton | Energy Queensland | Winter | Non-coincident | 2019 | BASEYEARPOE50 | 3.3563 | 31.4923 | QLD Edmonton |  |  | FALSE | #N/A | #N/A | #N/A | #N/A | #N/A | #N/A | #N/A | #N/A | #N/A | #N/A
TRUE | QLD | QEMT | Edmonton | Energy Queensland | Winter | Coincident_unreconciled | 2020 | POE90 | 8.0235 | NA | QLD Edmonton |  |  | FALSE | #N/A | #N/A | #N/A | #N/A | #N/A | #N/A | #N/A | #N/A | #N/A | #N/A
TRUE | QLD | QEMT | Edmonton | Energy Queensland | Winter | Coincident_unreconciled | 2020 | POE50 | 8.7 | NA | QLD Edmonton |  |  | FALSE | #N/A | #N/A | #N/A | #N/A | #N/A | #N/A | #N/A | #N/A | #N/A | #N/A
TRUE | QLD | QEMT | Edmonton | Energy Queensland | Winter | Non-coincident | 2020 | POE50 | -0.5716 | 32.0674 | QLD Edmonton |  |  | FALSE | #N/A | #N/A | #N/A | #N/A | #N/A | #N/A | #N/A | #N/A | #N/A | #N/A
TRUE | QLD | QEMT | Edmonton | Energy Queensland | Winter | Non-coincident | 2020 | POE90 | -1.4143 | NA | QLD Edmonton |  |  | FALSE | #N/A | #N/A | #N/A | #N/A | #N/A | #N/A | #N/A | #N/A | #N/A | #N/A
TRUE | QLD | QEMT | Edmonton | Energy Queensland | Winter | Coincident_unreconciled | 2021 | POE90 | 6.9266 | NA | QLD Edmonton |  |  | FALSE | #N/A | #N/A | #N/A | #N/A | #N/A | #N/A | #N/A | #N/A | #N/A | #N/A
TRUE | QLD | QEMT | Edmonton | Energy Queensland | Winter | Coincident_unreconciled | 2021 | POE50 | 7.5107 | NA | QLD Edmonton |  |  | FALSE | #N/A | #N/A | #N/A | #N/A | #N/A | #N/A | #N/A | #N/A | #N/A | #N/A
TRUE | QLD | QEMT | Edmonton | Energy Queensland | Winter | Non-coincident | 2021 | POE50 | -2.3622 | 32.3744 | QLD Edmonton |  |  | FALSE | #N/A | #N/A | #N/A | #N/A | #N/A | #N/A | #N/A | #N/A | #N/A | #N/A
TRUE | QLD | QEMT | Edmonton | Energy Queensland | Winter | Non-coincident | 2021 | POE90 | -3.213 | NA | QLD Edmonton |  |  | FALSE | #N/A | #N/A | #N/A | #N/A | #N/A | #N/A | #N/A | #N/A | #N/A | #N/A
TRUE | QLD | QEMT | Edmonton | Energy Queensland | Winter | Coincident_unreconciled | 2022 | POE90 | 5.9798 | NA | QLD Edmonton |  |  | FALSE | #N/A | #N/A | #N/A | #N/A | #N/A | #N/A | #N/A | #N/A | #N/A | #N/A
TRUE | QLD | QEMT | Edmonton | Energy Queensland | Winter | Coincident_unreconciled | 2022 | POE50 | 6.484 | NA | QLD Edmonton |  |  | FALSE | #N/A | #N/A | #N/A | #N/A | #N/A | #N/A | #N/A | #N/A | #N/A | #N/A
TRUE | QLD | QEMT | Edmonton | Energy Queensland | Winter | Non-coincident | 2022 | POE50 | -3.7916 | 32.7305 | QLD Edmonton |  |  | FALSE | #N/A | #N/A | #N/A | #N/A | #N/A | #N/A | #N/A | #N/A | #N/A | #N/A
TRUE | QLD | QEMT | Edmonton | Energy Queensland | Winter | Non-coincident | 2022 | POE90 | -4.6519 | NA | QLD Edmonton |  |  | FALSE | #N/A | #N/A | #N/A | #N/A | #N/A | #N/A | #N/A | #N/A | #N/A | #N/A
TRUE | QLD | QEMT | Edmonton | Energy Queensland | Winter | Coincident_unreconciled | 2023 | POE90 | 5.1623 | NA | QLD Edmonton |  |  | FALSE | #N/A | #N/A | #N/A | #N/A | #N/A | #N/A | #N/A | #N/A | #N/A | #N/A
TRUE | QLD | QEMT | Edmonton | Energy Queensland | Winter | Coincident_unreconciled | 2023 | POE50 | 5.5976 | NA | QLD Edmonton |  |  | FALSE | #N/A | #N/A | #N/A | #N/A | #N/A | #N/A | #N/A | #N/A | #N/A | #N/A
TRUE | QLD | QEMT | Edmonton | Energy Queensland | Winter | Non-coincident | 2023 | POE50 | -4.9792 | 33.0863 | QLD Edmonton |  |  | FALSE | #N/A | #N/A | #N/A | #N/A | #N/A | #N/A | #N/A | #N/A | #N/A | #N/A
TRUE | QLD | QEMT | Edmonton | Energy Queensland | Winter | Non-coincident | 2023 | POE90 | -5.849 | NA | QLD Edmonton |  |  | FALSE | #N/A | #N/A | #N/A | #N/A | #N/A | #N/A | #N/A | #N/A | #N/A | #N/A
TRUE | QLD | QEMT | Edmonton | Energy Queensland | Winter | Coincident_unreconciled | 2024 | POE90 | 4.4566 | NA | QLD Edmonton |  |  | FALSE | #N/A | #N/A | #N/A | #N/A | #N/A | #N/A | #N/A | #N/A | #N/A | #N/A
TRUE | QLD | QEMT | Edmonton | Energy Queensland | Winter | Coincident_unreconciled | 2024 | POE50 | 4.8324 | NA | QLD Edmonton |  |  | FALSE | #N/A | #N/A | #N/A | #N/A | #N/A | #N/A | #N/A | #N/A | #N/A | #N/A
TRUE | QLD | QEMT | Edmonton | Energy Queensland | Winter | Non-coincident | 2024 | POE50 | -6.0424 | 33.4367 | QLD Edmonton |  |  | FALSE | #N/A | #N/A | #N/A | #N/A | #N/A | #N/A | #N/A | #N/A | #N/A | #N/A
TRUE | QLD | QEMT | Edmonton | Energy Queensland | Winter | Non-coincident | 2024 | POE90 | -6.9217 | NA | QLD Edmonton |  |  | FALSE | #N/A | #N/A | #N/A | #N/A | #N/A | #N/A | #N/A | #N/A | #N/A | #N/A
TRUE | QLD | QEMT | Edmonton | Energy Queensland | Winter | Coincident_unreconciled | 2025 | POE90 | 3.8474 | NA | QLD Edmonton |  |  | FALSE | #N/A | #N/A | #N/A | #N/A | #N/A | #N/A | #N/A | #N/A | #N/A | #N/A
TRUE | QLD | QEMT | Edmonton | Energy Queensland | Winter | Coincident_unreconciled | 2025 | POE50 | 4.1718 | NA | QLD Edmonton |  |  | FALSE | #N/A | #N/A | #N/A | #N/A | #N/A | #N/A | #N/A | #N/A | #N/A | #N/A
TRUE | QLD | QEMT | Edmonton | Energy Queensland | Winter | Non-coincident | 2025 | POE50 | -7.0431 | 33.795 | QLD Edmonton |  |  | FALSE | #N/A | #N/A | #N/A | #N/A | #N/A | #N/A | #N/A | #N/A | #N/A | #N/A
TRUE | QLD | QEMT | Edmonton | Energy Queensland | Winter | Non-coincident | 2025 | POE90 | -7.9319 | NA | QLD Edmonton |  |  | FALSE | #N/A | #N/A | #N/A | #N/A | #N/A | #N/A | #N/A | #N/A | #N/A | #N/A
TRUE | QLD | QEMT | Edmonton | Energy Queensland | Winter | Coincident_unreconciled | 2026 | POE90 | 3.3215 | NA | QLD Edmonton |  |  | FALSE | #N/A | #N/A | #N/A | #N/A | #N/A | #N/A | #N/A | #N/A | #N/A | #N/A
TRUE | QLD | QEMT | Edmonton | Energy Queensland | Winter | Coincident_unreconciled | 2026 | POE50 | 3.6016 | NA | QLD Edmonton |  |  | FALSE | #N/A | #N/A | #N/A | #N/A | #N/A | #N/A | #N/A | #N/A | #N/A | #N/A
TRUE | QLD | QEMT | Edmonton | Energy Queensland | Winter | Non-coincident | 2026 | POE50 | -7.7395 | 34.1802 | QLD Edmonton |  |  | FALSE | #N/A | #N/A | #N/A | #N/A | #N/A | #N/A | #N/A | #N/A | #N/A | #N/A
TRUE | QLD | QEMT | Edmonton | Energy Queensland | Winter | Non-coincident | 2026 | POE90 | -8.6379 | NA | QLD Edmonton |  |  | FALSE | #N/A | #N/A | #N/A | #N/A | #N/A | #N/A | #N/A | #N/A | #N/A | #N/A
TRUE | QLD | QEMT | Edmonton | Energy Queensland | Winter | Coincident_unreconciled | 2027 | POE90 | 2.8674 | NA | QLD Edmonton |  |  | FALSE | #N/A | #N/A | #N/A | #N/A | #N/A | #N/A | #N/A | #N/A | #N/A | #N/A
TRUE | QLD | QEMT | Edmonton | Energy Queensland | Winter | Coincident_unreconciled | 2027 | POE50 | 3.1092 | NA | QLD Edmonton |  |  | FALSE | #N/A | #N/A | #N/A | #N/A | #N/A | #N/A | #N/A | #N/A | #N/A | #N/A
TRUE | QLD | QEMT | Edmonton | Energy Queensland | Winter | Non-coincident | 2027 | POE50 | -8.2574 | 34.6326 | QLD Edmonton |  |  | FALSE | #N/A | #N/A | #N/A | #N/A | #N/A | #N/A | #N/A | #N/A | #N/A | #N/A
TRUE | QLD | QEMT | Edmonton | Energy Queensland | Winter | Non-coincident | 2027 | POE90 | -9.166 | NA | QLD Edmonton |  |  | FALSE | #N/A | #N/A | #N/A | #N/A | #N/A | #N/A | #N/A | #N/A | #N/A | #N/A
TRUE | QLD | QEMT | Edmonton | Energy Queensland | Winter | Coincident_unreconciled | 2028 | POE90 | 2.4755 | NA | QLD Edmonton |  |  | FALSE | #N/A | #N/A | #N/A | #N/A | #N/A | #N/A | #N/A | #N/A | #N/A | #N/A
TRUE | QLD | QEMT | Edmonton | Energy Queensland | Winter | Coincident_unreconciled | 2028 | POE50 | 2.6842 | NA | QLD Edmonton |  |  | FALSE | #N/A | #N/A | #N/A | #N/A | #N/A | #N/A | #N/A | #N/A | #N/A | #N/A
TRUE | QLD | QEMT | Edmonton | Energy Queensland | Winter | Non-coincident | 2028 | POE50 | -8.6982 | 35.1515 | QLD Edmonton |  |  | FALSE | #N/A | #N/A | #N/A | #N/A | #N/A | #N/A | #N/A | #N/A | #N/A | #N/A
TRUE | QLD | QEMT | Edmonton | Energy Queensland | Winter | Non-coincident | 2028 | POE90 | -9.617 | NA | QLD Edmonton |  |  | FALSE | #N/A | #N/A | #N/A | #N/A | #N/A | #N/A | #N/A | #N/A | #N/A | #N/A
TRUE | QLD | QEMT | Edmonton | Energy Queensland | Winter | Coincident_unreconciled | 2029 | POE90 | 2.1371 | NA | QLD Edmonton |  |  | FALSE | #N/A | #N/A | #N/A | #N/A | #N/A | #N/A | #N/A | #N/A | #N/A | #N/A
TRUE | QLD | QEMT | Edmonton | Energy Queensland | Winter | Coincident_unreconciled | 2029 | POE50 | 2.3173 | NA | QLD Edmonton |  |  | FALSE | #N/A | #N/A | #N/A | #N/A | #N/A | #N/A | #N/A | #N/A | #N/A | #N/A
TRUE | QLD | QEMT | Edmonton | Energy Queensland | Winter | Non-coincident | 2029 | POE50 | -9.0653 | 35.7319 | QLD Edmonton |  |  | FALSE | #N/A | #N/A | #N/A | #N/A | #N/A | #N/A | #N/A | #N/A | #N/A | #N/A
TRUE | QLD | QEMT | Edmonton | Energy Queensland | Winter | Non-coincident | 2029 | POE90 | -9.9944 | NA | QLD Edmonton |  |  | FALSE | #N/A | #N/A | #N/A | #N/A | #N/A | #N/A | #N/A | #N/A | #N/A | #N/A
TRUE | QLD | QEMT | Edmonton | Energy Queensland | Shoulder | Non-coincident | 2019 | BASEYEARPOE10 | NA | 35.6669 | QLD Edmonton |  |  | FALSE | #N/A | #N/A | #N/A | #N/A | #N/A | #N/A | #N/A | #N/A | #N/A | #N/A
TRUE | QLD | QEMT | Edmonton | Energy Queensland | Shoulder | Coincident | 2021 | POE10 | NA | 29.2737 | QLD Edmonton |  |  | FALSE | #N/A | #N/A | #N/A | #N/A | #N/A | #N/A | #N/A | #N/A | #N/A | #N/A
TRUE | QLD | QEMT | Edmonton | Energy Queensland | Shoulder | Coincident | 2021 | POE50 | NA | 29.193 | QLD Edmonton |  |  | FALSE | #N/A | #N/A | #N/A | #N/A | #N/A | #N/A | #N/A | #N/A | #N/A | #N/A
TRUE | QLD | QEMT | Edmonton | Energy Queensland | Shoulder | Non-coincident | 2021 | POE10 | NA | 36.15 | QLD Edmonton |  |  | FALSE | #N/A | #N/A | #N/A | #N/A | #N/A | #N/A | #N/A | #N/A | #N/A | #N/A
TRUE | QLD | QEMT | Edmonton | Energy Queensland | Shoulder | Coincident | 2022 | POE10 | NA | 30.3919 | QLD Edmonton |  |  | FALSE | #N/A | #N/A | #N/A | #N/A | #N/A | #N/A | #N/A | #N/A | #N/A | #N/A
TRUE | QLD | QEMT | Edmonton | Energy Queensland | Shoulder | Coincident | 2022 | POE50 | NA | 29.8024 | QLD Edmonton |  |  | FALSE | #N/A | #N/A | #N/A | #N/A | #N/A | #N/A | #N/A | #N/A | #N/A | #N/A
TRUE | QLD | QEMT | Edmonton | Energy Queensland | Shoulder | Non-coincident | 2022 | POE10 | NA | 36.5233 | QLD Edmonton |  |  | FALSE | #N/A | #N/A | #N/A | #N/A | #N/A | #N/A | #N/A | #N/A | #N/A | #N/A
TRUE | QLD | QEMT | Edmonton | Energy Queensland | Shoulder | Coincident | 2023 | POE10 | NA | 30.782 | QLD Edmonton |  |  | FALSE | #N/A | #N/A | #N/A | #N/A | #N/A | #N/A | #N/A | #N/A | #N/A | #N/A
TRUE | QLD | QEMT | Edmonton | Energy Queensland | Shoulder | Coincident | 2023 | POE50 | NA | 30.3308 | QLD Edmonton |  |  | FALSE | #N/A | #N/A | #N/A | #N/A | #N/A | #N/A | #N/A | #N/A | #N/A | #N/A
TRUE | QLD | QEMT | Edmonton | Energy Queensland | Shoulder | Non-coincident | 2023 | POE10 | NA | 36.9219 | QLD Edmonton |  |  | FALSE | #N/A | #N/A | #N/A | #N/A | #N/A | #N/A | #N/A | #N/A | #N/A | #N/A
TRUE | QLD | QEMT | Edmonton | Energy Queensland | Shoulder | Coincident | 2024 | POE10 | NA | 31.2607 | QLD Edmonton |  |  | FALSE | #N/A | #N/A | #N/A | #N/A | #N/A | #N/A | #N/A | #N/A | #N/A | #N/A
TRUE | QLD | QEMT | Edmonton | Energy Queensland | Shoulder | Coincident | 2024 | POE50 | NA | 31.2075 | QLD Edmonton |  |  | FALSE | #N/A | #N/A | #N/A | #N/A | #N/A | #N/A | #N/A | #N/A | #N/A | #N/A
TRUE | QLD | QEMT | Edmonton | Energy Queensland | Shoulder | Non-coincident | 2024 | POE10 | NA | 37.3165 | QLD Edmonton |  |  | FALSE | #N/A | #N/A | #N/A | #N/A | #N/A | #N/A | #N/A | #N/A | #N/A | #N/A
TRUE | QLD | QEMT | Edmonton | Energy Queensland | Shoulder | Coincident | 2025 | POE10 | NA | 31.6911 | QLD Edmonton |  |  | FALSE | #N/A | #N/A | #N/A | #N/A | #N/A | #N/A | #N/A | #N/A | #N/A | #N/A
TRUE | QLD | QEMT | Edmonton | Energy Queensland | Shoulder | Coincident | 2025 | POE50 | NA | 31.4075 | QLD Edmonton |  |  | FALSE | #N/A | #N/A | #N/A | #N/A | #N/A | #N/A | #N/A | #N/A | #N/A | #N/A
TRUE | QLD | QEMT | Edmonton | Energy Queensland | Shoulder | Non-coincident | 2025 | POE10 | NA | 37.7128 | QLD Edmonton |  |  | FALSE | #N/A | #N/A | #N/A | #N/A | #N/A | #N/A | #N/A | #N/A | #N/A | #N/A
TRUE | QLD | QEMT | Edmonton | Energy Queensland | Shoulder | Coincident | 2026 | POE10 | NA | 31.8733 | QLD Edmonton |  |  | FALSE | #N/A | #N/A | #N/A | #N/A | #N/A | #N/A | #N/A | #N/A | #N/A | #N/A
TRUE | QLD | QEMT | Edmonton | Energy Queensland | Shoulder | Coincident | 2026 | POE50 | NA | 31.7626 | QLD Edmonton |  |  | FALSE | #N/A | #N/A | #N/A | #N/A | #N/A | #N/A | #N/A | #N/A | #N/A | #N/A
TRUE | QLD | QEMT | Edmonton | Energy Queensland | Shoulder | Non-coincident | 2026 | POE10 | NA | 38.1263 | QLD Edmonton |  |  | FALSE | #N/A | #N/A | #N/A | #N/A | #N/A | #N/A | #N/A | #N/A | #N/A | #N/A
TRUE | QLD | QEMT | Edmonton | Energy Queensland | Shoulder | Coincident | 2027 | POE10 | NA | 32.13 | QLD Edmonton |  |  | FALSE | #N/A | #N/A | #N/A | #N/A | #N/A | #N/A | #N/A | #N/A | #N/A | #N/A
TRUE | QLD | QEMT | Edmonton | Energy Queensland | Shoulder | Coincident | 2027 | POE50 | NA | 31.9885 | QLD Edmonton |  |  | FALSE | #N/A | #N/A | #N/A | #N/A | #N/A | #N/A | #N/A | #N/A | #N/A | #N/A
TRUE | QLD | QEMT | Edmonton | Energy Queensland | Shoulder | Non-coincident | 2027 | POE10 | NA | 38.5939 | QLD Edmonton |  |  | FALSE | #N/A | #N/A | #N/A | #N/A | #N/A | #N/A | #N/A | #N/A | #N/A | #N/A
TRUE | QLD | QEMT | Edmonton | Energy Queensland | Shoulder | Coincident | 2028 | POE10 | NA | 32.4515 | QLD Edmonton |  |  | FALSE | #N/A | #N/A | #N/A | #N/A | #N/A | #N/A | #N/A | #N/A | #N/A | #N/A
TRUE | QLD | QEMT | Edmonton | Energy Queensland | Shoulder | Coincident | 2028 | POE50 | NA | 32.3898 | QLD Edmonton |  |  | FALSE | #N/A | #N/A | #N/A | #N/A | #N/A | #N/A | #N/A | #N/A | #N/A | #N/A
TRUE | QLD | QEMT | Edmonton | Energy Queensland | Shoulder | Non-coincident | 2028 | POE10 | NA | 39.1286 | QLD Edmonton |  |  | FALSE | #N/A | #N/A | #N/A | #N/A | #N/A | #N/A | #N/A | #N/A | #N/A | #N/A
TRUE | QLD | QEMT | Edmonton | Energy Queensland | Shoulder | Coincident | 2029 | POE10 | NA | 33.2569 | QLD Edmonton |  |  | FALSE | #N/A | #N/A | #N/A | #N/A | #N/A | #N/A | #N/A | #N/A | #N/A | #N/A
TRUE | QLD | QEMT | Edmonton | Energy Queensland | Shoulder | Coincident | 2029 | POE50 | NA | 33.0027 | QLD Edmonton |  |  | FALSE | #N/A | #N/A | #N/A | #N/A | #N/A | #N/A | #N/A | #N/A | #N/A | #N/A
TRUE | QLD | QEMT | Edmonton | Energy Queensland | Shoulder | Non-coincident | 2029 | POE10 | NA | 39.7295 | QLD Edmonton |  |  | FALSE | #N/A | #N/A | #N/A | #N/A | #N/A | #N/A | #N/A | #N/A | #N/A | #N/A
TRUE | QLD | QEMT | Edmonton | Energy Queensland | Shoulder | Coincident | 2030 | POE10 | NA | 33.8078 | QLD Edmonton |  |  | FALSE | #N/A | #N/A | #N/A | #N/A | #N/A | #N/A | #N/A | #N/A | #N/A | #N/A
TRUE | QLD | QEMT | Edmonton | Energy Queensland | Shoulder | Coincident | 2030 | POE50 | NA | 33.5902 | QLD Edmonton |  |  | FALSE | #N/A | #N/A | #N/A | #N/A | #N/A | #N/A | #N/A | #N/A | #N/A | #N/A
TRUE | QLD | QEMT | Edmonton | Energy Queensland | Shoulder | Non-coincident | 2030 | POE10 | NA | 40.3902 | QLD Edmonton |  |  | FALSE | #N/A | #N/A | #N/A | #N/A | #N/A | #N/A | #N/A | #N/A | #N/A | #N/A
TRUE | QLD | QEMT | Edmonton | Energy Queensland | Summer | Non-coincident | 2019 | BASEYEARPOE10 | NA | 49.1939 | QLD Edmonton |  |  | FALSE | #N/A | #N/A | #N/A | #N/A | #N/A | #N/A | #N/A | #N/A | #N/A | #N/A
TRUE | QLD | QEMT | Edmonton | Energy Queensland | Summer | Coincident | 2021 | POE10 | NA | 37.3132 | QLD Edmonton |  |  | FALSE | #N/A | #N/A | #N/A | #N/A | #N/A | #N/A | #N/A | #N/A | #N/A | #N/A
TRUE | QLD | QEMT | Edmonton | Energy Queensland | Summer | Coincident | 2021 | POE50 | NA | 36.3581 | QLD Edmonton |  |  | FALSE | #N/A | #N/A | #N/A | #N/A | #N/A | #N/A | #N/A | #N/A | #N/A | #N/A
TRUE | QLD | QEMT | Edmonton | Energy Queensland | Summer | Non-coincident | 2021 | POE10 | NA | 49.8496 | QLD Edmonton |  |  | FALSE | #N/A | #N/A | #N/A | #N/A | #N/A | #N/A | #N/A | #N/A | #N/A | #N/A
TRUE | QLD | QEMT | Edmonton | Energy Queensland | Summer | Coincident | 2022 | POE10 | NA | 38.3849 | QLD Edmonton |  |  | FALSE | #N/A | #N/A | #N/A | #N/A | #N/A | #N/A | #N/A | #N/A | #N/A | #N/A
TRUE | QLD | QEMT | Edmonton | Energy Queensland | Summer | Coincident | 2022 | POE50 | NA | 37.3454 | QLD Edmonton |  |  | FALSE | #N/A | #N/A | #N/A | #N/A | #N/A | #N/A | #N/A | #N/A | #N/A | #N/A
TRUE | QLD | QEMT | Edmonton | Energy Queensland | Summer | Non-coincident | 2022 | POE10 | NA | 50.3665 | QLD Edmonton |  |  | FALSE | #N/A | #N/A | #N/A | #N/A | #N/A | #N/A | #N/A | #N/A | #N/A | #N/A
TRUE | QLD | QEMT | Edmonton | Energy Queensland | Summer | Coincident | 2023 | POE10 | NA | 39.0193 | QLD Edmonton |  |  | FALSE | #N/A | #N/A | #N/A | #N/A | #N/A | #N/A | #N/A | #N/A | #N/A | #N/A
TRUE | QLD | QEMT | Edmonton | Energy Queensland | Summer | Coincident | 2023 | POE50 | NA | 37.8791 | QLD Edmonton |  |  | FALSE | #N/A | #N/A | #N/A | #N/A | #N/A | #N/A | #N/A | #N/A | #N/A | #N/A
TRUE | QLD | QEMT | Edmonton | Energy Queensland | Summer | Non-coincident | 2023 | POE10 | NA | 50.9186 | QLD Edmonton |  |  | FALSE | #N/A | #N/A | #N/A | #N/A | #N/A | #N/A | #N/A | #N/A | #N/A | #N/A
TRUE | QLD | QEMT | Edmonton | Energy Queensland | Summer | Coincident | 2024 | POE10 | NA | 39.8935 | QLD Edmonton |  |  | FALSE | #N/A | #N/A | #N/A | #N/A | #N/A | #N/A | #N/A | #N/A | #N/A | #N/A
TRUE | QLD | QEMT | Edmonton | Energy Queensland | Summer | Coincident | 2024 | POE50 | NA | 38.7654 | QLD Edmonton |  |  | FALSE | #N/A | #N/A | #N/A | #N/A | #N/A | #N/A | #N/A | #N/A | #N/A | #N/A
TRUE | QLD | QEMT | Edmonton | Energy Queensland | Summer | Non-coincident | 2024 | POE10 | NA | 51.4672 | QLD Edmonton |  |  | FALSE | #N/A | #N/A | #N/A | #N/A | #N/A | #N/A | #N/A | #N/A | #N/A | #N/A
TRUE | QLD | QEMT | Edmonton | Energy Queensland | Summer | Coincident | 2025 | POE10 | NA | 40.1325 | QLD Edmonton |  |  | FALSE | #N/A | #N/A | #N/A | #N/A | #N/A | #N/A | #N/A | #N/A | #N/A | #N/A
TRUE | QLD | QEMT | Edmonton | Energy Queensland | Summer | Coincident | 2025 | POE50 | NA | 39.1993 | QLD Edmonton |  |  | FALSE | #N/A | #N/A | #N/A | #N/A | #N/A | #N/A | #N/A | #N/A | #N/A | #N/A
TRUE | QLD | QEMT | Edmonton | Energy Queensland | Summer | Non-coincident | 2025 | POE10 | NA | 52.019 | QLD Edmonton |  |  | FALSE | #N/A | #N/A | #N/A | #N/A | #N/A | #N/A | #N/A | #N/A | #N/A | #N/A
TRUE | QLD | QEMT | Edmonton | Energy Queensland | Summer | Coincident | 2026 | POE10 | NA | 40.7446 | QLD Edmonton |  |  | FALSE | #N/A | #N/A | #N/A | #N/A | #N/A | #N/A | #N/A | #N/A | #N/A | #N/A
TRUE | QLD | QEMT | Edmonton | Energy Queensland | Summer | Coincident | 2026 | POE50 | NA | 39.6667 | QLD Edmonton |  |  | FALSE | #N/A | #N/A | #N/A | #N/A | #N/A | #N/A | #N/A | #N/A | #N/A | #N/A
TRUE | QLD | QEMT | Edmonton | Energy Queensland | Summer | Non-coincident | 2026 | POE10 | NA | 52.5921 | QLD Edmonton |  |  | FALSE | #N/A | #N/A | #N/A | #N/A | #N/A | #N/A | #N/A | #N/A | #N/A | #N/A
TRUE | QLD | QEMT | Edmonton | Energy Queensland | Summer | Coincident | 2027 | POE10 | NA | 40.9182 | QLD Edmonton |  |  | FALSE | #N/A | #N/A | #N/A | #N/A | #N/A | #N/A | #N/A | #N/A | #N/A | #N/A
TRUE | QLD | QEMT | Edmonton | Energy Queensland | Summer | Coincident | 2027 | POE50 | NA | 39.9771 | QLD Edmonton |  |  | FALSE | #N/A | #N/A | #N/A | #N/A | #N/A | #N/A | #N/A | #N/A | #N/A | #N/A
TRUE | QLD | QEMT | Edmonton | Energy Queensland | Summer | Non-coincident | 2027 | POE10 | NA | 53.2376 | QLD Edmonton |  |  | FALSE | #N/A | #N/A | #N/A | #N/A | #N/A | #N/A | #N/A | #N/A | #N/A | #N/A
TRUE | QLD | QEMT | Edmonton | Energy Queensland | Summer | Coincident | 2028 | POE10 | NA | 41.4892 | QLD Edmonton |  |  | FALSE | #N/A | #N/A | #N/A | #N/A | #N/A | #N/A | #N/A | #N/A | #N/A | #N/A
TRUE | QLD | QEMT | Edmonton | Energy Queensland | Summer | Coincident | 2028 | POE50 | NA | 40.5212 | QLD Edmonton |  |  | FALSE | #N/A | #N/A | #N/A | #N/A | #N/A | #N/A | #N/A | #N/A | #N/A | #N/A
TRUE | QLD | QEMT | Edmonton | Energy Queensland | Summer | Non-coincident | 2028 | POE10 | NA | 53.9661 | QLD Edmonton |  |  | FALSE | #N/A | #N/A | #N/A | #N/A | #N/A | #N/A | #N/A | #N/A | #N/A | #N/A
TRUE | QLD | QEMT | Edmonton | Energy Queensland | Summer | Coincident | 2029 | POE10 | NA | 41.974 | QLD Edmonton |  |  | FALSE | #N/A | #N/A | #N/A | #N/A | #N/A | #N/A | #N/A | #N/A | #N/A | #N/A
TRUE | QLD | QEMT | Edmonton | Energy Queensland | Summer | Coincident | 2029 | POE50 | NA | 41.1813 | QLD Edmonton |  |  | FALSE | #N/A | #N/A | #N/A | #N/A | #N/A | #N/A | #N/A | #N/A | #N/A | #N/A
TRUE | QLD | QEMT | Edmonton | Energy Queensland | Summer | Non-coincident | 2029 | POE10 | NA | 54.7659 | QLD Edmonton |  |  | FALSE | #N/A | #N/A | #N/A | #N/A | #N/A | #N/A | #N/A | #N/A | #N/A | #N/A
TRUE | QLD | QEMT | Edmonton | Energy Queensland | Summer | Coincident | 2030 | POE10 | NA | 42.6636 | QLD Edmonton |  |  | FALSE | #N/A | #N/A | #N/A | #N/A | #N/A | #N/A | #N/A | #N/A | #N/A | #N/A
TRUE | QLD | QEMT | Edmonton | Energy Queensland | Summer | Coincident | 2030 | POE50 | NA | 41.6503 | QLD Edmonton |  |  | FALSE | #N/A | #N/A | #N/A | #N/A | #N/A | #N/A | #N/A | #N/A | #N/A | #N/A
TRUE | QLD | QEMT | Edmonton | Energy Queensland | Summer | Non-coincident | 2030 | POE10 | NA | 55.6299 | QLD Edmonton |  |  | FALSE | #N/A | #N/A | #N/A | #N/A | #N/A | #N/A | #N/A | #N/A | #N/A | #N/A
TRUE | QLD | QEMT | Edmonton | Energy Queensland | Winter | Non-coincident | 2019 | BASEYEARPOE10 | NA | 32.5987 | QLD Edmonton |  |  | FALSE | #N/A | #N/A | #N/A | #N/A | #N/A | #N/A | #N/A | #N/A | #N/A | #N/A
TRUE | QLD | QEMT | Edmonton | Energy Queensland | Winter | Coincident | 2020 | POE10 | NA | 30.5842 | QLD Edmonton |  |  | FALSE | #N/A | #N/A | #N/A | #N/A | #N/A | #N/A | #N/A | #N/A | #N/A | #N/A
TRUE | QLD | QEMT | Edmonton | Energy Queensland | Winter | Coincident | 2020 | POE50 | NA | 29.2321 | QLD Edmonton |  |  | FALSE | #N/A | #N/A | #N/A | #N/A | #N/A | #N/A | #N/A | #N/A | #N/A | #N/A
TRUE | QLD | QEMT | Edmonton | Energy Queensland | Winter | Non-coincident | 2020 | POE10 | NA | 33.1889 | QLD Edmonton |  |  | FALSE | #N/A | #N/A | #N/A | #N/A | #N/A | #N/A | #N/A | #N/A | #N/A | #N/A
TRUE | QLD | QEMT | Edmonton | Energy Queensland | Winter | Coincident | 2021 | POE10 | NA | 30.6178 | QLD Edmonton |  |  | FALSE | #N/A | #N/A | #N/A | #N/A | #N/A | #N/A | #N/A | #N/A | #N/A | #N/A
TRUE | QLD | QEMT | Edmonton | Energy Queensland | Winter | Coincident | 2021 | POE50 | NA | 29.2563 | QLD Edmonton |  |  | FALSE | #N/A | #N/A | #N/A | #N/A | #N/A | #N/A | #N/A | #N/A | #N/A | #N/A
TRUE | QLD | QEMT | Edmonton | Energy Queensland | Winter | Non-coincident | 2021 | POE10 | NA | 33.5068 | QLD Edmonton |  |  | FALSE | #N/A | #N/A | #N/A | #N/A | #N/A | #N/A | #N/A | #N/A | #N/A | #N/A
TRUE | QLD | QEMT | Edmonton | Energy Queensland | Winter | Coincident | 2022 | POE10 | NA | 31.6396 | QLD Edmonton |  |  | FALSE | #N/A | #N/A | #N/A | #N/A | #N/A | #N/A | #N/A | #N/A | #N/A | #N/A
TRUE | QLD | QEMT | Edmonton | Energy Queensland | Winter | Coincident | 2022 | POE50 | NA | 30.2378 | QLD Edmonton |  |  | FALSE | #N/A | #N/A | #N/A | #N/A | #N/A | #N/A | #N/A | #N/A | #N/A | #N/A
TRUE | QLD | QEMT | Edmonton | Energy Queensland | Winter | Non-coincident | 2022 | POE10 | NA | 33.8755 | QLD Edmonton |  |  | FALSE | #N/A | #N/A | #N/A | #N/A | #N/A | #N/A | #N/A | #N/A | #N/A | #N/A
TRUE | QLD | QEMT | Edmonton | Energy Queensland | Winter | Coincident | 2023 | POE10 | NA | 32.2792 | QLD Edmonton |  |  | FALSE | #N/A | #N/A | #N/A | #N/A | #N/A | #N/A | #N/A | #N/A | #N/A | #N/A
TRUE | QLD | QEMT | Edmonton | Energy Queensland | Winter | Coincident | 2023 | POE50 | NA | 30.8197 | QLD Edmonton |  |  | FALSE | #N/A | #N/A | #N/A | #N/A | #N/A | #N/A | #N/A | #N/A | #N/A | #N/A
TRUE | QLD | QEMT | Edmonton | Energy Queensland | Winter | Non-coincident | 2023 | POE10 | NA | 34.2439 | QLD Edmonton |  |  | FALSE | #N/A | #N/A | #N/A | #N/A | #N/A | #N/A | #N/A | #N/A | #N/A | #N/A
TRUE | QLD | QEMT | Edmonton | Energy Queensland | Winter | Coincident | 2024 | POE10 | NA | 33.1083 | QLD Edmonton |  |  | FALSE | #N/A | #N/A | #N/A | #N/A | #N/A | #N/A | #N/A | #N/A | #N/A | #N/A
TRUE | QLD | QEMT | Edmonton | Energy Queensland | Winter | Coincident | 2024 | POE50 | NA | 31.4896 | QLD Edmonton |  |  | FALSE | #N/A | #N/A | #N/A | #N/A | #N/A | #N/A | #N/A | #N/A | #N/A | #N/A
TRUE | QLD | QEMT | Edmonton | Energy Queensland | Winter | Non-coincident | 2024 | POE10 | NA | 34.607 | QLD Edmonton |  |  | FALSE | #N/A | #N/A | #N/A | #N/A | #N/A | #N/A | #N/A | #N/A | #N/A | #N/A
TRUE | QLD | QEMT | Edmonton | Energy Queensland | Winter | Coincident | 2025 | POE10 | NA | 33.36 | QLD Edmonton |  |  | FALSE | #N/A | #N/A | #N/A | #N/A | #N/A | #N/A | #N/A | #N/A | #N/A | #N/A
TRUE | QLD | QEMT | Edmonton | Energy Queensland | Winter | Coincident | 2025 | POE50 | NA | 31.7973 | QLD Edmonton |  |  | FALSE | #N/A | #N/A | #N/A | #N/A | #N/A | #N/A | #N/A | #N/A | #N/A | #N/A
TRUE | QLD | QEMT | Edmonton | Energy Queensland | Winter | Non-coincident | 2025 | POE10 | NA | 34.9779 | QLD Edmonton |  |  | FALSE | #N/A | #N/A | #N/A | #N/A | #N/A | #N/A | #N/A | #N/A | #N/A | #N/A
TRUE | QLD | QEMT | Edmonton | Energy Queensland | Winter | Coincident | 2026 | POE10 | NA | 33.7168 | QLD Edmonton |  |  | FALSE | #N/A | #N/A | #N/A | #N/A | #N/A | #N/A | #N/A | #N/A | #N/A | #N/A
TRUE | QLD | QEMT | Edmonton | Energy Queensland | Winter | Coincident | 2026 | POE50 | NA | 32.1988 | QLD Edmonton |  |  | FALSE | #N/A | #N/A | #N/A | #N/A | #N/A | #N/A | #N/A | #N/A | #N/A | #N/A
TRUE | QLD | QEMT | Edmonton | Energy Queensland | Winter | Non-coincident | 2026 | POE10 | NA | 35.3759 | QLD Edmonton |  |  | FALSE | #N/A | #N/A | #N/A | #N/A | #N/A | #N/A | #N/A | #N/A | #N/A | #N/A
TRUE | QLD | QEMT | Edmonton | Energy Queensland | Winter | Coincident | 2027 | POE10 | NA | 34.1279 | QLD Edmonton |  |  | FALSE | #N/A | #N/A | #N/A | #N/A | #N/A | #N/A | #N/A | #N/A | #N/A | #N/A
TRUE | QLD | QEMT | Edmonton | Energy Queensland | Winter | Coincident | 2027 | POE50 | NA | 32.5967 | QLD Edmonton |  |  | FALSE | #N/A | #N/A | #N/A | #N/A | #N/A | #N/A | #N/A | #N/A | #N/A | #N/A
TRUE | QLD | QEMT | Edmonton | Energy Queensland | Winter | Non-coincident | 2027 | POE10 | NA | 35.8419 | QLD Edmonton |  |  | FALSE | #N/A | #N/A | #N/A | #N/A | #N/A | #N/A | #N/A | #N/A | #N/A | #N/A
TRUE | QLD | QEMT | Edmonton | Energy Queensland | Winter | Coincident | 2028 | POE10 | NA | 34.983 | QLD Edmonton |  |  | FALSE | #N/A | #N/A | #N/A | #N/A | #N/A | #N/A | #N/A | #N/A | #N/A | #N/A
TRUE | QLD | QEMT | Edmonton | Energy Queensland | Winter | Coincident | 2028 | POE50 | NA | 33.1587 | QLD Edmonton |  |  | FALSE | #N/A | #N/A | #N/A | #N/A | #N/A | #N/A | #N/A | #N/A | #N/A | #N/A
TRUE | QLD | QEMT | Edmonton | Energy Queensland | Winter | Non-coincident | 2028 | POE10 | NA | 36.3744 | QLD Edmonton |  |  | FALSE | #N/A | #N/A | #N/A | #N/A | #N/A | #N/A | #N/A | #N/A | #N/A | #N/A
TRUE | QLD | QEMT | Edmonton | Energy Queensland | Winter | Coincident | 2029 | POE10 | NA | 35.3629 | QLD Edmonton |  |  | FALSE | #N/A | #N/A | #N/A | #N/A | #N/A | #N/A | #N/A | #N/A | #N/A | #N/A
TRUE | QLD | QEMT | Edmonton | Energy Queensland | Winter | Coincident | 2029 | POE50 | NA | 33.6997 | QLD Edmonton |  |  | FALSE | #N/A | #N/A | #N/A | #N/A | #N/A | #N/A | #N/A | #N/A | #N/A | #N/A
TRUE | QLD | QEMT | Edmonton | Energy Queensland | Winter | Non-coincident | 2029 | POE10 | NA | 36.9684 | QLD Edmonton |  |  | FALSE | #N/A | #N/A | #N/A | #N/A | #N/A | #N/A | #N/A | #N/A | #N/A | #N/A
TRUE | QLD | QGDA | Goodna | Energy Queensland | Shoulder | Coincident | 2017 | ACTUAL_OPG | 37.3825 | 71.1652 | QLD Goodna |  |  | FALSE | #N/A | #N/A | #N/A | #N/A | #N/A | #N/A | #N/A | #N/A | #N/A | #N/A
TRUE | QLD | QGDA | Goodna | Energy Queensland | Shoulder | Coincident | 2017 | ACTUAL_RAW | 37.3825 | 71.1652 | QLD Goodna |  |  | FALSE | #N/A | #N/A | #N/A | #N/A | #N/A | #N/A | #N/A | #N/A | #N/A | #N/A
TRUE | QLD | QGDA | Goodna | Energy Queensland | Shoulder | Non-coincident | 2017 | ACTUAL_RAW | 32.5588 | 73.8691 | QLD Goodna |  |  | FALSE | #N/A | #N/A | #N/A | #N/A | #N/A | #N/A | #N/A | #N/A | #N/A | #N/A
TRUE | QLD | QGDA | Goodna | Energy Queensland | Shoulder | Non-coincident | 2017 | ACTUAL_OPG | 32.5588 | 73.8691 | QLD Goodna |  |  | FALSE | #N/A | #N/A | #N/A | #N/A | #N/A | #N/A | #N/A | #N/A | #N/A | #N/A
TRUE | QLD | QGDA | Goodna | Energy Queensland | Shoulder | Non-coincident | 2017 | ACTUAL_ADJUSTEDOPG | 32.9223 | 73.8691 | QLD Goodna |  |  | FALSE | #N/A | #N/A | #N/A | #N/A | #N/A | #N/A | #N/A | #N/A | #N/A | #N/A
TRUE | QLD | QGDA | Goodna | Energy Queensland | Shoulder | Coincident | 2018 | ACTUAL_OPG | 38.1956 | 84.3129 | QLD Goodna |  |  | FALSE | #N/A | #N/A | #N/A | #N/A | #N/A | #N/A | #N/A | #N/A | #N/A | #N/A
TRUE | QLD | QGDA | Goodna | Energy Queensland | Shoulder | Coincident | 2018 | ACTUAL_RAW | 38.1956 | 84.3129 | QLD Goodna |  |  | FALSE | #N/A | #N/A | #N/A | #N/A | #N/A | #N/A | #N/A | #N/A | #N/A | #N/A
TRUE | QLD | QGDA | Goodna | Energy Queensland | Shoulder | Non-coincident | 2018 | ACTUAL_RAW | 31.9778 | 110.1894 | QLD Goodna |  |  | FALSE | #N/A | #N/A | #N/A | #N/A | #N/A | #N/A | #N/A | #N/A | #N/A | #N/A
TRUE | QLD | QGDA | Goodna | Energy Queensland | Shoulder | Non-coincident | 2018 | ACTUAL_OPG | 31.9778 | 110.1894 | QLD Goodna |  |  | FALSE | #N/A | #N/A | #N/A | #N/A | #N/A | #N/A | #N/A | #N/A | #N/A | #N/A
TRUE | QLD | QGDA | Goodna | Energy Queensland | Shoulder | Non-coincident | 2018 | ACTUAL_ADJUSTEDOPG | 31.9778 | 110.1894 | QLD Goodna |  |  | FALSE | #N/A | #N/A | #N/A | #N/A | #N/A | #N/A | #N/A | #N/A | #N/A | #N/A
TRUE | QLD | QGDA | Goodna | Energy Queensland | Shoulder | Coincident | 2019 | ACTUAL_OPG | 29.5854 | 102.2894 | QLD Goodna |  |  | FALSE | #N/A | #N/A | #N/A | #N/A | #N/A | #N/A | #N/A | #N/A | #N/A | #N/A
TRUE | QLD | QGDA | Goodna | Energy Queensland | Shoulder | Coincident | 2019 | ACTUAL_RAW | 29.5854 | 102.2894 | QLD Goodna |  |  | FALSE | #N/A | #N/A | #N/A | #N/A | #N/A | #N/A | #N/A | #N/A | #N/A | #N/A
TRUE | QLD | QGDA | Goodna | Energy Queensland | Shoulder | Non-coincident | 2019 | ACTUAL_RAW | 28.5376 | 102.2894 | QLD Goodna |  |  | FALSE | #N/A | #N/A | #N/A | #N/A | #N/A | #N/A | #N/A | #N/A | #N/A | #N/A
TRUE | QLD | QGDA | Goodna | Energy Queensland | Shoulder | Non-coincident | 2019 | ACTUAL_OPG | 28.5376 | 102.2894 | QLD Goodna |  |  | FALSE | #N/A | #N/A | #N/A | #N/A | #N/A | #N/A | #N/A | #N/A | #N/A | #N/A
TRUE | QLD | QGDA | Goodna | Energy Queensland | Shoulder | Non-coincident | 2019 | ACTUAL_ADJUSTEDOPG | 28.5376 | 102.2894 | QLD Goodna |  |  | FALSE | #N/A | #N/A | #N/A | #N/A | #N/A | #N/A | #N/A | #N/A | #N/A | #N/A
TRUE | QLD | QGDA | Goodna | Energy Queensland | Shoulder | Non-coincident | 2019 | BASEYEARPOE90 | 18.8503 | NA | QLD Goodna |  |  | FALSE | #N/A | #N/A | #N/A | #N/A | #N/A | #N/A | #N/A | #N/A | #N/A | #N/A
TRUE | QLD | QGDA | Goodna | Energy Queensland | Shoulder | Non-coincident | 2019 | BASEYEARPOE50 | 23.1782 | 83.046 | QLD Goodna |  |  | FALSE | #N/A | #N/A | #N/A | #N/A | #N/A | #N/A | #N/A | #N/A | #N/A | #N/A
TRUE | QLD | QGDA | Goodna | Energy Queensland | Shoulder | Coincident | 2020 | ACTUAL_OPG | 23.7978 | 86.848 | QLD Goodna |  |  | FALSE | #N/A | #N/A | #N/A | #N/A | #N/A | #N/A | #N/A | #N/A | #N/A | #N/A
TRUE | QLD | QGDA | Goodna | Energy Queensland | Shoulder | Coincident | 2020 | ACTUAL_RAW | 23.7978 | 86.848 | QLD Goodna |  |  | FALSE | #N/A | #N/A | #N/A | #N/A | #N/A | #N/A | #N/A | #N/A | #N/A | #N/A
TRUE | QLD | QGDA | Goodna | Energy Queensland | Shoulder | Non-coincident | 2020 | ACTUAL_RAW | 23.2283 | 86.848 | QLD Goodna |  |  | FALSE | #N/A | #N/A | #N/A | #N/A | #N/A | #N/A | #N/A | #N/A | #N/A | #N/A
TRUE | QLD | QGDA | Goodna | Energy Queensland | Shoulder | Non-coincident | 2020 | ACTUAL_OPG | 23.2283 | 86.848 | QLD Goodna |  |  | FALSE | #N/A | #N/A | #N/A | #N/A | #N/A | #N/A | #N/A | #N/A | #N/A | #N/A
TRUE | QLD | QGDA | Goodna | Energy Queensland | Shoulder | Non-coincident | 2020 | ACTUAL_ADJUSTEDOPG | 23.2283 | 86.848 | QLD Goodna |  |  | FALSE | #N/A | #N/A | #N/A | #N/A | #N/A | #N/A | #N/A | #N/A | #N/A | #N/A
TRUE | QLD | QGDA | Goodna | Energy Queensland | Shoulder | Coincident_unreconciled | 2021 | POE50 | 24.5494 | NA | QLD Goodna |  |  | FALSE | #N/A | #N/A | #N/A | #N/A | #N/A | #N/A | #N/A | #N/A | #N/A | #N/A
TRUE | QLD | QGDA | Goodna | Energy Queensland | Shoulder | Coincident_unreconciled | 2021 | POE90 | 15.2863 | NA | QLD Goodna |  |  | FALSE | #N/A | #N/A | #N/A | #N/A | #N/A | #N/A | #N/A | #N/A | #N/A | #N/A
TRUE | QLD | QGDA | Goodna | Energy Queensland | Shoulder | Non-coincident | 2021 | POE50 | 20.1339 | 92.9134 | QLD Goodna |  |  | FALSE | #N/A | #N/A | #N/A | #N/A | #N/A | #N/A | #N/A | #N/A | #N/A | #N/A
TRUE | QLD | QGDA | Goodna | Energy Queensland | Shoulder | Non-coincident | 2021 | POE90 | 6.2316 | NA | QLD Goodna |  |  | FALSE | #N/A | #N/A | #N/A | #N/A | #N/A | #N/A | #N/A | #N/A | #N/A | #N/A
TRUE | QLD | QGDA | Goodna | Energy Queensland | Shoulder | Coincident_unreconciled | 2022 | POE50 | 23.4797 | NA | QLD Goodna |  |  | FALSE | #N/A | #N/A | #N/A | #N/A | #N/A | #N/A | #N/A | #N/A | #N/A | #N/A
TRUE | QLD | QGDA | Goodna | Energy Queensland | Shoulder | Coincident_unreconciled | 2022 | POE90 | 13.8789 | NA | QLD Goodna |  |  | FALSE | #N/A | #N/A | #N/A | #N/A | #N/A | #N/A | #N/A | #N/A | #N/A | #N/A
TRUE | QLD | QGDA | Goodna | Energy Queensland | Shoulder | Non-coincident | 2022 | POE50 | 19.387 | 96.0538 | QLD Goodna |  |  | FALSE | #N/A | #N/A | #N/A | #N/A | #N/A | #N/A | #N/A | #N/A | #N/A | #N/A
TRUE | QLD | QGDA | Goodna | Energy Queensland | Shoulder | Non-coincident | 2022 | POE90 | 4.9779 | NA | QLD Goodna |  |  | FALSE | #N/A | #N/A | #N/A | #N/A | #N/A | #N/A | #N/A | #N/A | #N/A | #N/A
TRUE | QLD | QGDA | Goodna | Energy Queensland | Shoulder | Coincident_unreconciled | 2023 | POE50 | 22.9883 | NA | QLD Goodna |  |  | FALSE | #N/A | #N/A | #N/A | #N/A | #N/A | #N/A | #N/A | #N/A | #N/A | #N/A
TRUE | QLD | QGDA | Goodna | Energy Queensland | Shoulder | Coincident_unreconciled | 2023 | POE90 | 12.9786 | NA | QLD Goodna |  |  | FALSE | #N/A | #N/A | #N/A | #N/A | #N/A | #N/A | #N/A | #N/A | #N/A | #N/A
TRUE | QLD | QGDA | Goodna | Energy Queensland | Shoulder | Non-coincident | 2023 | POE50 | 19.0662 | 99.8588 | QLD Goodna |  |  | FALSE | #N/A | #N/A | #N/A | #N/A | #N/A | #N/A | #N/A | #N/A | #N/A | #N/A
TRUE | QLD | QGDA | Goodna | Energy Queensland | Shoulder | Non-coincident | 2023 | POE90 | 4.0436 | NA | QLD Goodna |  |  | FALSE | #N/A | #N/A | #N/A | #N/A | #N/A | #N/A | #N/A | #N/A | #N/A | #N/A
TRUE | QLD | QGDA | Goodna | Energy Queensland | Shoulder | Coincident_unreconciled | 2024 | POE50 | 23.4825 | NA | QLD Goodna |  |  | FALSE | #N/A | #N/A | #N/A | #N/A | #N/A | #N/A | #N/A | #N/A | #N/A | #N/A
TRUE | QLD | QGDA | Goodna | Energy Queensland | Shoulder | Coincident_unreconciled | 2024 | POE90 | 13.0641 | NA | QLD Goodna |  |  | FALSE | #N/A | #N/A | #N/A | #N/A | #N/A | #N/A | #N/A | #N/A | #N/A | #N/A
TRUE | QLD | QGDA | Goodna | Energy Queensland | Shoulder | Non-coincident | 2024 | POE50 | 19.4621 | 103.6578 | QLD Goodna |  |  | FALSE | #N/A | #N/A | #N/A | #N/A | #N/A | #N/A | #N/A | #N/A | #N/A | #N/A
TRUE | QLD | QGDA | Goodna | Energy Queensland | Shoulder | Non-coincident | 2024 | POE90 | 3.8258 | NA | QLD Goodna |  |  | FALSE | #N/A | #N/A | #N/A | #N/A | #N/A | #N/A | #N/A | #N/A | #N/A | #N/A
TRUE | QLD | QGDA | Goodna | Energy Queensland | Shoulder | Coincident_unreconciled | 2025 | POE50 | 24.0114 | NA | QLD Goodna |  |  | FALSE | #N/A | #N/A | #N/A | #N/A | #N/A | #N/A | #N/A | #N/A | #N/A | #N/A
TRUE | QLD | QGDA | Goodna | Energy Queensland | Shoulder | Coincident_unreconciled | 2025 | POE90 | 13.184 | NA | QLD Goodna |  |  | FALSE | #N/A | #N/A | #N/A | #N/A | #N/A | #N/A | #N/A | #N/A | #N/A | #N/A
TRUE | QLD | QGDA | Goodna | Energy Queensland | Shoulder | Non-coincident | 2025 | POE50 | 19.8839 | 107.4636 | QLD Goodna |  |  | FALSE | #N/A | #N/A | #N/A | #N/A | #N/A | #N/A | #N/A | #N/A | #N/A | #N/A
TRUE | QLD | QGDA | Goodna | Energy Queensland | Shoulder | Non-coincident | 2025 | POE90 | 3.634 | NA | QLD Goodna |  |  | FALSE | #N/A | #N/A | #N/A | #N/A | #N/A | #N/A | #N/A | #N/A | #N/A | #N/A
TRUE | QLD | QGDA | Goodna | Energy Queensland | Shoulder | Coincident_unreconciled | 2026 | POE50 | 24.5879 | NA | QLD Goodna |  |  | FALSE | #N/A | #N/A | #N/A | #N/A | #N/A | #N/A | #N/A | #N/A | #N/A | #N/A
TRUE | QLD | QGDA | Goodna | Energy Queensland | Shoulder | Coincident_unreconciled | 2026 | POE90 | 13.3517 | NA | QLD Goodna |  |  | FALSE | #N/A | #N/A | #N/A | #N/A | #N/A | #N/A | #N/A | #N/A | #N/A | #N/A
TRUE | QLD | QGDA | Goodna | Energy Queensland | Shoulder | Non-coincident | 2026 | POE50 | 20.3392 | 111.3077 | QLD Goodna |  |  | FALSE | #N/A | #N/A | #N/A | #N/A | #N/A | #N/A | #N/A | #N/A | #N/A | #N/A
TRUE | QLD | QGDA | Goodna | Energy Queensland | Shoulder | Non-coincident | 2026 | POE90 | 3.4757 | NA | QLD Goodna |  |  | FALSE | #N/A | #N/A | #N/A | #N/A | #N/A | #N/A | #N/A | #N/A | #N/A | #N/A
TRUE | QLD | QGDA | Goodna | Energy Queensland | Shoulder | Coincident_unreconciled | 2027 | POE50 | 25.6373 | NA | QLD Goodna |  |  | FALSE | #N/A | #N/A | #N/A | #N/A | #N/A | #N/A | #N/A | #N/A | #N/A | #N/A
TRUE | QLD | QGDA | Goodna | Energy Queensland | Shoulder | Coincident_unreconciled | 2027 | POE90 | 13.9725 | NA | QLD Goodna |  |  | FALSE | #N/A | #N/A | #N/A | #N/A | #N/A | #N/A | #N/A | #N/A | #N/A | #N/A
TRUE | QLD | QGDA | Goodna | Energy Queensland | Shoulder | Non-coincident | 2027 | POE50 | 21.1323 | 115.4124 | QLD Goodna |  |  | FALSE | #N/A | #N/A | #N/A | #N/A | #N/A | #N/A | #N/A | #N/A | #N/A | #N/A
TRUE | QLD | QGDA | Goodna | Energy Queensland | Shoulder | Non-coincident | 2027 | POE90 | 3.6255 | NA | QLD Goodna |  |  | FALSE | #N/A | #N/A | #N/A | #N/A | #N/A | #N/A | #N/A | #N/A | #N/A | #N/A
TRUE | QLD | QGDA | Goodna | Energy Queensland | Shoulder | Coincident_unreconciled | 2028 | POE50 | 26.9326 | NA | QLD Goodna |  |  | FALSE | #N/A | #N/A | #N/A | #N/A | #N/A | #N/A | #N/A | #N/A | #N/A | #N/A
TRUE | QLD | QGDA | Goodna | Energy Queensland | Shoulder | Coincident_unreconciled | 2028 | POE90 | 14.8251 | NA | QLD Goodna |  |  | FALSE | #N/A | #N/A | #N/A | #N/A | #N/A | #N/A | #N/A | #N/A | #N/A | #N/A
TRUE | QLD | QGDA | Goodna | Energy Queensland | Shoulder | Non-coincident | 2028 | POE50 | 22.0915 | 119.7533 | QLD Goodna |  |  | FALSE | #N/A | #N/A | #N/A | #N/A | #N/A | #N/A | #N/A | #N/A | #N/A | #N/A
TRUE | QLD | QGDA | Goodna | Energy Queensland | Shoulder | Non-coincident | 2028 | POE90 | 3.9203 | NA | QLD Goodna |  |  | FALSE | #N/A | #N/A | #N/A | #N/A | #N/A | #N/A | #N/A | #N/A | #N/A | #N/A
TRUE | QLD | QGDA | Goodna | Energy Queensland | Shoulder | Coincident_unreconciled | 2029 | POE50 | 28.3015 | NA | QLD Goodna |  |  | FALSE | #N/A | #N/A | #N/A | #N/A | #N/A | #N/A | #N/A | #N/A | #N/A | #N/A
TRUE | QLD | QGDA | Goodna | Energy Queensland | Shoulder | Coincident_unreconciled | 2029 | POE90 | 15.7513 | NA | QLD Goodna |  |  | FALSE | #N/A | #N/A | #N/A | #N/A | #N/A | #N/A | #N/A | #N/A | #N/A | #N/A
TRUE | QLD | QGDA | Goodna | Energy Queensland | Shoulder | Non-coincident | 2029 | POE50 | 23.0885 | 124.2065 | QLD Goodna |  |  | FALSE | #N/A | #N/A | #N/A | #N/A | #N/A | #N/A | #N/A | #N/A | #N/A | #N/A
TRUE | QLD | QGDA | Goodna | Energy Queensland | Shoulder | Non-coincident | 2029 | POE90 | 4.253 | NA | QLD Goodna |  |  | FALSE | #N/A | #N/A | #N/A | #N/A | #N/A | #N/A | #N/A | #N/A | #N/A | #N/A
TRUE | QLD | QGDA | Goodna | Energy Queensland | Shoulder | Coincident_unreconciled | 2030 | POE50 | 29.7701 | NA | QLD Goodna |  |  | FALSE | #N/A | #N/A | #N/A | #N/A | #N/A | #N/A | #N/A | #N/A | #N/A | #N/A
TRUE | QLD | QGDA | Goodna | Energy Queensland | Shoulder | Coincident_unreconciled | 2030 | POE90 | 16.7773 | NA | QLD Goodna |  |  | FALSE | #N/A | #N/A | #N/A | #N/A | #N/A | #N/A | #N/A | #N/A | #N/A | #N/A
TRUE | QLD | QGDA | Goodna | Energy Queensland | Shoulder | Non-coincident | 2030 | POE50 | 24.1419 | 128.7716 | QLD Goodna |  |  | FALSE | #N/A | #N/A | #N/A | #N/A | #N/A | #N/A | #N/A | #N/A | #N/A | #N/A
TRUE | QLD | QGDA | Goodna | Energy Queensland | Shoulder | Non-coincident | 2030 | POE90 | 4.642 | NA | QLD Goodna |  |  | FALSE | #N/A | #N/A | #N/A | #N/A | #N/A | #N/A | #N/A | #N/A | #N/A | #N/A
TRUE | QLD | QGDA | Goodna | Energy Queensland | Summer | Coincident | 2017 | ACTUAL_OPG | 31.0445 | 109.3655 | QLD Goodna |  |  | FALSE | #N/A | #N/A | #N/A | #N/A | #N/A | #N/A | #N/A | #N/A | #N/A | #N/A
TRUE | QLD | QGDA | Goodna | Energy Queensland | Summer | Coincident | 2017 | ACTUAL_RAW | 31.0445 | 109.3655 | QLD Goodna |  |  | FALSE | #N/A | #N/A | #N/A | #N/A | #N/A | #N/A | #N/A | #N/A | #N/A | #N/A
TRUE | QLD | QGDA | Goodna | Energy Queensland | Summer | Non-coincident | 2017 | ACTUAL_RAW | 30.3216 | 109.3655 | QLD Goodna |  |  | FALSE | #N/A | #N/A | #N/A | #N/A | #N/A | #N/A | #N/A | #N/A | #N/A | #N/A
TRUE | QLD | QGDA | Goodna | Energy Queensland | Summer | Non-coincident | 2017 | ACTUAL_OPG | 30.3216 | 109.3655 | QLD Goodna |  |  | FALSE | #N/A | #N/A | #N/A | #N/A | #N/A | #N/A | #N/A | #N/A | #N/A | #N/A
TRUE | QLD | QGDA | Goodna | Energy Queensland | Summer | Coincident | 2018 | ACTUAL_OPG | 34.7708 | 109.1823 | QLD Goodna |  |  | FALSE | #N/A | #N/A | #N/A | #N/A | #N/A | #N/A | #N/A | #N/A | #N/A | #N/A
TRUE | QLD | QGDA | Goodna | Energy Queensland | Summer | Coincident | 2018 | ACTUAL_RAW | 34.7708 | 109.1823 | QLD Goodna |  |  | FALSE | #N/A | #N/A | #N/A | #N/A | #N/A | #N/A | #N/A | #N/A | #N/A | #N/A
TRUE | QLD | QGDA | Goodna | Energy Queensland | Summer | Non-coincident | 2018 | ACTUAL_RAW | 30.986 | 111.3004 | QLD Goodna |  |  | FALSE | #N/A | #N/A | #N/A | #N/A | #N/A | #N/A | #N/A | #N/A | #N/A | #N/A
TRUE | QLD | QGDA | Goodna | Energy Queensland | Summer | Non-coincident | 2018 | ACTUAL_OPG | 30.986 | 111.3004 | QLD Goodna |  |  | FALSE | #N/A | #N/A | #N/A | #N/A | #N/A | #N/A | #N/A | #N/A | #N/A | #N/A
TRUE | QLD | QGDA | Goodna | Energy Queensland | Summer | Non-coincident | 2018 | ACTUAL_ADJUSTEDOPG | 30.986 | 111.3004 | QLD Goodna |  |  | FALSE | #N/A | #N/A | #N/A | #N/A | #N/A | #N/A | #N/A | #N/A | #N/A | #N/A
TRUE | QLD | QGDA | Goodna | Energy Queensland | Summer | Coincident | 2019 | ACTUAL_OPG | 31.4975 | 121.3534 | QLD Goodna |  |  | FALSE | #N/A | #N/A | #N/A | #N/A | #N/A | #N/A | #N/A | #N/A | #N/A | #N/A
TRUE | QLD | QGDA | Goodna | Energy Queensland | Summer | Coincident | 2019 | ACTUAL_RAW | 31.4975 | 121.3534 | QLD Goodna |  |  | FALSE | #N/A | #N/A | #N/A | #N/A | #N/A | #N/A | #N/A | #N/A | #N/A | #N/A
TRUE | QLD | QGDA | Goodna | Energy Queensland | Summer | Non-coincident | 2019 | ACTUAL_RAW | 26.6612 | 121.3534 | QLD Goodna |  |  | FALSE | #N/A | #N/A | #N/A | #N/A | #N/A | #N/A | #N/A | #N/A | #N/A | #N/A
TRUE | QLD | QGDA | Goodna | Energy Queensland | Summer | Non-coincident | 2019 | ACTUAL_OPG | 26.6612 | 121.3534 | QLD Goodna |  |  | FALSE | #N/A | #N/A | #N/A | #N/A | #N/A | #N/A | #N/A | #N/A | #N/A | #N/A
TRUE | QLD | QGDA | Goodna | Energy Queensland | Summer | Non-coincident | 2019 | ACTUAL_ADJUSTEDOPG | 26.6612 | 121.3534 | QLD Goodna |  |  | FALSE | #N/A | #N/A | #N/A | #N/A | #N/A | #N/A | #N/A | #N/A | #N/A | #N/A
TRUE | QLD | QGDA | Goodna | Energy Queensland | Summer | Non-coincident | 2019 | BASEYEARPOE90 | 19.7169 | NA | QLD Goodna |  |  | FALSE | #N/A | #N/A | #N/A | #N/A | #N/A | #N/A | #N/A | #N/A | #N/A | #N/A
TRUE | QLD | QGDA | Goodna | Energy Queensland | Summer | Non-coincident | 2019 | BASEYEARPOE50 | 23.4287 | 105.8553 | QLD Goodna |  |  | FALSE | #N/A | #N/A | #N/A | #N/A | #N/A | #N/A | #N/A | #N/A | #N/A | #N/A
TRUE | QLD | QGDA | Goodna | Energy Queensland | Summer | Coincident | 2020 | ACTUAL_OPG | 26.0596 | 120.5029 | QLD Goodna |  |  | FALSE | #N/A | #N/A | #N/A | #N/A | #N/A | #N/A | #N/A | #N/A | #N/A | #N/A
TRUE | QLD | QGDA | Goodna | Energy Queensland | Summer | Coincident | 2020 | ACTUAL_RAW | 26.0596 | 120.5029 | QLD Goodna |  |  | FALSE | #N/A | #N/A | #N/A | #N/A | #N/A | #N/A | #N/A | #N/A | #N/A | #N/A
TRUE | QLD | QGDA | Goodna | Energy Queensland | Summer | Non-coincident | 2020 | ACTUAL_RAW | 23.3981 | 121.6093 | QLD Goodna |  |  | FALSE | #N/A | #N/A | #N/A | #N/A | #N/A | #N/A | #N/A | #N/A | #N/A | #N/A
TRUE | QLD | QGDA | Goodna | Energy Queensland | Summer | Non-coincident | 2020 | ACTUAL_OPG | 23.3981 | 121.6093 | QLD Goodna |  |  | FALSE | #N/A | #N/A | #N/A | #N/A | #N/A | #N/A | #N/A | #N/A | #N/A | #N/A
TRUE | QLD | QGDA | Goodna | Energy Queensland | Summer | Non-coincident | 2020 | ACTUAL_ADJUSTEDOPG | 23.3981 | 121.6093 | QLD Goodna |  |  | FALSE | #N/A | #N/A | #N/A | #N/A | #N/A | #N/A | #N/A | #N/A | #N/A | #N/A
TRUE | QLD | QGDA | Goodna | Energy Queensland | Summer | Coincident_unreconciled | 2021 | POE50 | 31.7583 | NA | QLD Goodna |  |  | FALSE | #N/A | #N/A | #N/A | #N/A | #N/A | #N/A | #N/A | #N/A | #N/A | #N/A
TRUE | QLD | QGDA | Goodna | Energy Queensland | Summer | Coincident_unreconciled | 2021 | POE90 | 25.3617 | NA | QLD Goodna |  |  | FALSE | #N/A | #N/A | #N/A | #N/A | #N/A | #N/A | #N/A | #N/A | #N/A | #N/A
TRUE | QLD | QGDA | Goodna | Energy Queensland | Summer | Non-coincident | 2021 | POE50 | 26.1985 | 117.7601 | QLD Goodna |  |  | FALSE | #N/A | #N/A | #N/A | #N/A | #N/A | #N/A | #N/A | #N/A | #N/A | #N/A
TRUE | QLD | QGDA | Goodna | Energy Queensland | Summer | Non-coincident | 2021 | POE90 | 18.2206 | NA | QLD Goodna |  |  | FALSE | #N/A | #N/A | #N/A | #N/A | #N/A | #N/A | #N/A | #N/A | #N/A | #N/A
TRUE | QLD | QGDA | Goodna | Energy Queensland | Summer | Coincident_unreconciled | 2022 | POE50 | 30.8573 | NA | QLD Goodna |  |  | FALSE | #N/A | #N/A | #N/A | #N/A | #N/A | #N/A | #N/A | #N/A | #N/A | #N/A
TRUE | QLD | QGDA | Goodna | Energy Queensland | Summer | Coincident_unreconciled | 2022 | POE90 | 24.2276 | NA | QLD Goodna |  |  | FALSE | #N/A | #N/A | #N/A | #N/A | #N/A | #N/A | #N/A | #N/A | #N/A | #N/A
TRUE | QLD | QGDA | Goodna | Energy Queensland | Summer | Non-coincident | 2022 | POE50 | 25.7085 | 122.8385 | QLD Goodna |  |  | FALSE | #N/A | #N/A | #N/A | #N/A | #N/A | #N/A | #N/A | #N/A | #N/A | #N/A
TRUE | QLD | QGDA | Goodna | Energy Queensland | Summer | Non-coincident | 2022 | POE90 | 17.4398 | NA | QLD Goodna |  |  | FALSE | #N/A | #N/A | #N/A | #N/A | #N/A | #N/A | #N/A | #N/A | #N/A | #N/A
TRUE | QLD | QGDA | Goodna | Energy Queensland | Summer | Coincident_unreconciled | 2023 | POE50 | 30.6022 | NA | QLD Goodna |  |  | FALSE | #N/A | #N/A | #N/A | #N/A | #N/A | #N/A | #N/A | #N/A | #N/A | #N/A
TRUE | QLD | QGDA | Goodna | Energy Queensland | Summer | Coincident_unreconciled | 2023 | POE90 | 23.6902 | NA | QLD Goodna |  |  | FALSE | #N/A | #N/A | #N/A | #N/A | #N/A | #N/A | #N/A | #N/A | #N/A | #N/A
TRUE | QLD | QGDA | Goodna | Energy Queensland | Summer | Non-coincident | 2023 | POE50 | 25.6782 | 128.1953 | QLD Goodna |  |  | FALSE | #N/A | #N/A | #N/A | #N/A | #N/A | #N/A | #N/A | #N/A | #N/A | #N/A
TRUE | QLD | QGDA | Goodna | Energy Queensland | Summer | Non-coincident | 2023 | POE90 | 17.0575 | NA | QLD Goodna |  |  | FALSE | #N/A | #N/A | #N/A | #N/A | #N/A | #N/A | #N/A | #N/A | #N/A | #N/A
TRUE | QLD | QGDA | Goodna | Energy Queensland | Summer | Coincident_unreconciled | 2024 | POE50 | 31.4604 | NA | QLD Goodna |  |  | FALSE | #N/A | #N/A | #N/A | #N/A | #N/A | #N/A | #N/A | #N/A | #N/A | #N/A
TRUE | QLD | QGDA | Goodna | Energy Queensland | Summer | Coincident_unreconciled | 2024 | POE90 | 24.266 | NA | QLD Goodna |  |  | FALSE | #N/A | #N/A | #N/A | #N/A | #N/A | #N/A | #N/A | #N/A | #N/A | #N/A
TRUE | QLD | QGDA | Goodna | Energy Queensland | Summer | Non-coincident | 2024 | POE50 | 26.4017 | 134.8138 | QLD Goodna |  |  | FALSE | #N/A | #N/A | #N/A | #N/A | #N/A | #N/A | #N/A | #N/A | #N/A | #N/A
TRUE | QLD | QGDA | Goodna | Energy Queensland | Summer | Non-coincident | 2024 | POE90 | 17.4288 | NA | QLD Goodna |  |  | FALSE | #N/A | #N/A | #N/A | #N/A | #N/A | #N/A | #N/A | #N/A | #N/A | #N/A
TRUE | QLD | QGDA | Goodna | Energy Queensland | Summer | Coincident_unreconciled | 2025 | POE50 | 32.2631 | NA | QLD Goodna |  |  | FALSE | #N/A | #N/A | #N/A | #N/A | #N/A | #N/A | #N/A | #N/A | #N/A | #N/A
TRUE | QLD | QGDA | Goodna | Energy Queensland | Summer | Coincident_unreconciled | 2025 | POE90 | 24.7864 | NA | QLD Goodna |  |  | FALSE | #N/A | #N/A | #N/A | #N/A | #N/A | #N/A | #N/A | #N/A | #N/A | #N/A
TRUE | QLD | QGDA | Goodna | Energy Queensland | Summer | Non-coincident | 2025 | POE50 | 27.0931 | 139.9031 | QLD Goodna |  |  | FALSE | #N/A | #N/A | #N/A | #N/A | #N/A | #N/A | #N/A | #N/A | #N/A | #N/A
TRUE | QLD | QGDA | Goodna | Energy Queensland | Summer | Non-coincident | 2025 | POE90 | 17.7681 | NA | QLD Goodna |  |  | FALSE | #N/A | #N/A | #N/A | #N/A | #N/A | #N/A | #N/A | #N/A | #N/A | #N/A
TRUE | QLD | QGDA | Goodna | Energy Queensland | Summer | Coincident_unreconciled | 2026 | POE50 | 33.1199 | NA | QLD Goodna |  |  | FALSE | #N/A | #N/A | #N/A | #N/A | #N/A | #N/A | #N/A | #N/A | #N/A | #N/A
TRUE | QLD | QGDA | Goodna | Energy Queensland | Summer | Coincident_unreconciled | 2026 | POE90 | 25.3609 | NA | QLD Goodna |  |  | FALSE | #N/A | #N/A | #N/A | #N/A | #N/A | #N/A | #N/A | #N/A | #N/A | #N/A
TRUE | QLD | QGDA | Goodna | Energy Queensland | Summer | Non-coincident | 2026 | POE50 | 27.8287 | 145.0933 | QLD Goodna |  |  | FALSE | #N/A | #N/A | #N/A | #N/A | #N/A | #N/A | #N/A | #N/A | #N/A | #N/A
TRUE | QLD | QGDA | Goodna | Energy Queensland | Summer | Non-coincident | 2026 | POE90 | 18.1516 | NA | QLD Goodna |  |  | FALSE | #N/A | #N/A | #N/A | #N/A | #N/A | #N/A | #N/A | #N/A | #N/A | #N/A
TRUE | QLD | QGDA | Goodna | Energy Queensland | Summer | Coincident_unreconciled | 2027 | POE50 | 34.4872 | NA | QLD Goodna |  |  | FALSE | #N/A | #N/A | #N/A | #N/A | #N/A | #N/A | #N/A | #N/A | #N/A | #N/A
TRUE | QLD | QGDA | Goodna | Energy Queensland | Summer | Coincident_unreconciled | 2027 | POE90 | 26.4321 | NA | QLD Goodna |  |  | FALSE | #N/A | #N/A | #N/A | #N/A | #N/A | #N/A | #N/A | #N/A | #N/A | #N/A
TRUE | QLD | QGDA | Goodna | Energy Queensland | Summer | Non-coincident | 2027 | POE50 | 28.9243 | 149.8092 | QLD Goodna |  |  | FALSE | #N/A | #N/A | #N/A | #N/A | #N/A | #N/A | #N/A | #N/A | #N/A | #N/A
TRUE | QLD | QGDA | Goodna | Energy Queensland | Summer | Non-coincident | 2027 | POE90 | 18.8781 | NA | QLD Goodna |  |  | FALSE | #N/A | #N/A | #N/A | #N/A | #N/A | #N/A | #N/A | #N/A | #N/A | #N/A
TRUE | QLD | QGDA | Goodna | Energy Queensland | Summer | Coincident_unreconciled | 2028 | POE50 | 36.0788 | NA | QLD Goodna |  |  | FALSE | #N/A | #N/A | #N/A | #N/A | #N/A | #N/A | #N/A | #N/A | #N/A | #N/A
TRUE | QLD | QGDA | Goodna | Energy Queensland | Summer | Coincident_unreconciled | 2028 | POE90 | 27.7181 | NA | QLD Goodna |  |  | FALSE | #N/A | #N/A | #N/A | #N/A | #N/A | #N/A | #N/A | #N/A | #N/A | #N/A
TRUE | QLD | QGDA | Goodna | Energy Queensland | Summer | Non-coincident | 2028 | POE50 | 30.1782 | 155.4147 | QLD Goodna |  |  | FALSE | #N/A | #N/A | #N/A | #N/A | #N/A | #N/A | #N/A | #N/A | #N/A | #N/A
TRUE | QLD | QGDA | Goodna | Energy Queensland | Summer | Non-coincident | 2028 | POE90 | 19.7507 | NA | QLD Goodna |  |  | FALSE | #N/A | #N/A | #N/A | #N/A | #N/A | #N/A | #N/A | #N/A | #N/A | #N/A
TRUE | QLD | QGDA | Goodna | Energy Queensland | Summer | Coincident_unreconciled | 2029 | POE50 | 37.7283 | NA | QLD Goodna |  |  | FALSE | #N/A | #N/A | #N/A | #N/A | #N/A | #N/A | #N/A | #N/A | #N/A | #N/A
TRUE | QLD | QGDA | Goodna | Energy Queensland | Summer | Coincident_unreconciled | 2029 | POE90 | 29.0619 | NA | QLD Goodna |  |  | FALSE | #N/A | #N/A | #N/A | #N/A | #N/A | #N/A | #N/A | #N/A | #N/A | #N/A
TRUE | QLD | QGDA | Goodna | Energy Queensland | Summer | Non-coincident | 2029 | POE50 | 31.4744 | 161.3584 | QLD Goodna |  |  | FALSE | #N/A | #N/A | #N/A | #N/A | #N/A | #N/A | #N/A | #N/A | #N/A | #N/A
TRUE | QLD | QGDA | Goodna | Energy Queensland | Summer | Non-coincident | 2029 | POE90 | 20.6656 | NA | QLD Goodna |  |  | FALSE | #N/A | #N/A | #N/A | #N/A | #N/A | #N/A | #N/A | #N/A | #N/A | #N/A
TRUE | QLD | QGDA | Goodna | Energy Queensland | Summer | Coincident_unreconciled | 2030 | POE50 | 39.4553 | NA | QLD Goodna |  |  | FALSE | #N/A | #N/A | #N/A | #N/A | #N/A | #N/A | #N/A | #N/A | #N/A | #N/A
TRUE | QLD | QGDA | Goodna | Energy Queensland | Summer | Coincident_unreconciled | 2030 | POE90 | 30.4832 | NA | QLD Goodna |  |  | FALSE | #N/A | #N/A | #N/A | #N/A | #N/A | #N/A | #N/A | #N/A | #N/A | #N/A
TRUE | QLD | QGDA | Goodna | Energy Queensland | Summer | Non-coincident | 2030 | POE50 | 32.8362 | 166.4499 | QLD Goodna |  |  | FALSE | #N/A | #N/A | #N/A | #N/A | #N/A | #N/A | #N/A | #N/A | #N/A | #N/A
TRUE | QLD | QGDA | Goodna | Energy Queensland | Summer | Non-coincident | 2030 | POE90 | 21.6461 | NA | QLD Goodna |  |  | FALSE | #N/A | #N/A | #N/A | #N/A | #N/A | #N/A | #N/A | #N/A | #N/A | #N/A
TRUE | QLD | QGDA | Goodna | Energy Queensland | Winter | Coincident | 2016 | ACTUAL_OPG | 36.5796 | 79.6287 | QLD Goodna |  |  | FALSE | #N/A | #N/A | #N/A | #N/A | #N/A | #N/A | #N/A | #N/A | #N/A | #N/A
TRUE | QLD | QGDA | Goodna | Energy Queensland | Winter | Coincident | 2016 | ACTUAL_RAW | 36.5796 | 79.6287 | QLD Goodna |  |  | FALSE | #N/A | #N/A | #N/A | #N/A | #N/A | #N/A | #N/A | #N/A | #N/A | #N/A
TRUE | QLD | QGDA | Goodna | Energy Queensland | Winter | Non-coincident | 2016 | ACTUAL_RAW | 33.9344 | 81.8338 | QLD Goodna |  |  | FALSE | #N/A | #N/A | #N/A | #N/A | #N/A | #N/A | #N/A | #N/A | #N/A | #N/A
TRUE | QLD | QGDA | Goodna | Energy Queensland | Winter | Non-coincident | 2016 | ACTUAL_OPG | 33.9344 | 81.8338 | QLD Goodna |  |  | FALSE | #N/A | #N/A | #N/A | #N/A | #N/A | #N/A | #N/A | #N/A | #N/A | #N/A
TRUE | QLD | QGDA | Goodna | Energy Queensland | Winter | Coincident | 2017 | ACTUAL_OPG | 32.9119 | 76.8386 | QLD Goodna |  |  | FALSE | #N/A | #N/A | #N/A | #N/A | #N/A | #N/A | #N/A | #N/A | #N/A | #N/A
TRUE | QLD | QGDA | Goodna | Energy Queensland | Winter | Coincident | 2017 | ACTUAL_RAW | 32.9119 | 76.8386 | QLD Goodna |  |  | FALSE | #N/A | #N/A | #N/A | #N/A | #N/A | #N/A | #N/A | #N/A | #N/A | #N/A
TRUE | QLD | QGDA | Goodna | Energy Queensland | Winter | Non-coincident | 2017 | ACTUAL_RAW | 32.7584 | 81.7101 | QLD Goodna |  |  | FALSE | #N/A | #N/A | #N/A | #N/A | #N/A | #N/A | #N/A | #N/A | #N/A | #N/A
TRUE | QLD | QGDA | Goodna | Energy Queensland | Winter | Non-coincident | 2017 | ACTUAL_OPG | 32.7584 | 81.7101 | QLD Goodna |  |  | FALSE | #N/A | #N/A | #N/A | #N/A | #N/A | #N/A | #N/A | #N/A | #N/A | #N/A
TRUE | QLD | QGDA | Goodna | Energy Queensland | Winter | Non-coincident | 2017 | ACTUAL_ADJUSTEDOPG | 32.7584 | 81.7101 | QLD Goodna |  |  | FALSE | #N/A | #N/A | #N/A | #N/A | #N/A | #N/A | #N/A | #N/A | #N/A | #N/A
TRUE | QLD | QGDA | Goodna | Energy Queensland | Winter | Coincident | 2018 | ACTUAL_OPG | 32.1458 | 86.5976 | QLD Goodna |  |  | FALSE | #N/A | #N/A | #N/A | #N/A | #N/A | #N/A | #N/A | #N/A | #N/A | #N/A
TRUE | QLD | QGDA | Goodna | Energy Queensland | Winter | Coincident | 2018 | ACTUAL_RAW | 32.1458 | 86.5976 | QLD Goodna |  |  | FALSE | #N/A | #N/A | #N/A | #N/A | #N/A | #N/A | #N/A | #N/A | #N/A | #N/A
TRUE | QLD | QGDA | Goodna | Energy Queensland | Winter | Non-coincident | 2018 | ACTUAL_RAW | 30.3243 | 99.1387 | QLD Goodna |  |  | FALSE | #N/A | #N/A | #N/A | #N/A | #N/A | #N/A | #N/A | #N/A | #N/A | #N/A
TRUE | QLD | QGDA | Goodna | Energy Queensland | Winter | Non-coincident | 2018 | ACTUAL_OPG | 30.3243 | 99.1387 | QLD Goodna |  |  | FALSE | #N/A | #N/A | #N/A | #N/A | #N/A | #N/A | #N/A | #N/A | #N/A | #N/A
TRUE | QLD | QGDA | Goodna | Energy Queensland | Winter | Non-coincident | 2018 | ACTUAL_ADJUSTEDOPG | 30.3243 | 99.1387 | QLD Goodna |  |  | FALSE | #N/A | #N/A | #N/A | #N/A | #N/A | #N/A | #N/A | #N/A | #N/A | #N/A
TRUE | QLD | QGDA | Goodna | Energy Queensland | Winter | Coincident | 2019 | ACTUAL_OPG | 29.6488 | 84.7942 | QLD Goodna |  |  | FALSE | #N/A | #N/A | #N/A | #N/A | #N/A | #N/A | #N/A | #N/A | #N/A | #N/A
TRUE | QLD | QGDA | Goodna | Energy Queensland | Winter | Coincident | 2019 | ACTUAL_RAW | 29.6488 | 84.7942 | QLD Goodna |  |  | FALSE | #N/A | #N/A | #N/A | #N/A | #N/A | #N/A | #N/A | #N/A | #N/A | #N/A
TRUE | QLD | QGDA | Goodna | Energy Queensland | Winter | Non-coincident | 2019 | ACTUAL_RAW | 25.7743 | 88.0446 | QLD Goodna |  |  | FALSE | #N/A | #N/A | #N/A | #N/A | #N/A | #N/A | #N/A | #N/A | #N/A | #N/A
TRUE | QLD | QGDA | Goodna | Energy Queensland | Winter | Non-coincident | 2019 | ACTUAL_OPG | 25.7743 | 88.0446 | QLD Goodna |  |  | FALSE | #N/A | #N/A | #N/A | #N/A | #N/A | #N/A | #N/A | #N/A | #N/A | #N/A
TRUE | QLD | QGDA | Goodna | Energy Queensland | Winter | Non-coincident | 2019 | ACTUAL_ADJUSTEDOPG | 25.7743 | 88.0446 | QLD Goodna |  |  | FALSE | #N/A | #N/A | #N/A | #N/A | #N/A | #N/A | #N/A | #N/A | #N/A | #N/A
TRUE | QLD | QGDA | Goodna | Energy Queensland | Winter | Non-coincident | 2019 | BASEYEARPOE90 | 24.5495 | NA | QLD Goodna |  |  | FALSE | #N/A | #N/A | #N/A | #N/A | #N/A | #N/A | #N/A | #N/A | #N/A | #N/A
TRUE | QLD | QGDA | Goodna | Energy Queensland | Winter | Non-coincident | 2019 | BASEYEARPOE50 | 26.505 | 84.3574 | QLD Goodna |  |  | FALSE | #N/A | #N/A | #N/A | #N/A | #N/A | #N/A | #N/A | #N/A | #N/A | #N/A
TRUE | QLD | QGDA | Goodna | Energy Queensland | Winter | Coincident_unreconciled | 2020 | POE50 | 27.0153 | NA | QLD Goodna |  |  | FALSE | #N/A | #N/A | #N/A | #N/A | #N/A | #N/A | #N/A | #N/A | #N/A | #N/A
TRUE | QLD | QGDA | Goodna | Energy Queensland | Winter | Coincident_unreconciled | 2020 | POE90 | 24.272 | NA | QLD Goodna |  |  | FALSE | #N/A | #N/A | #N/A | #N/A | #N/A | #N/A | #N/A | #N/A | #N/A | #N/A
TRUE | QLD | QGDA | Goodna | Energy Queensland | Winter | Non-coincident | 2020 | POE50 | 23.0153 | 87.8915 | QLD Goodna |  |  | FALSE | #N/A | #N/A | #N/A | #N/A | #N/A | #N/A | #N/A | #N/A | #N/A | #N/A
TRUE | QLD | QGDA | Goodna | Energy Queensland | Winter | Non-coincident | 2020 | POE90 | 20.7683 | NA | QLD Goodna |  |  | FALSE | #N/A | #N/A | #N/A | #N/A | #N/A | #N/A | #N/A | #N/A | #N/A | #N/A
TRUE | QLD | QGDA | Goodna | Energy Queensland | Winter | Coincident_unreconciled | 2021 | POE50 | 33.8786 | NA | QLD Goodna |  |  | FALSE | #N/A | #N/A | #N/A | #N/A | #N/A | #N/A | #N/A | #N/A | #N/A | #N/A
TRUE | QLD | QGDA | Goodna | Energy Queensland | Winter | Coincident_unreconciled | 2021 | POE90 | 31.0588 | NA | QLD Goodna |  |  | FALSE | #N/A | #N/A | #N/A | #N/A | #N/A | #N/A | #N/A | #N/A | #N/A | #N/A
TRUE | QLD | QGDA | Goodna | Energy Queensland | Winter | Non-coincident | 2021 | POE50 | 28.6367 | 96.928 | QLD Goodna |  |  | FALSE | #N/A | #N/A | #N/A | #N/A | #N/A | #N/A | #N/A | #N/A | #N/A | #N/A
TRUE | QLD | QGDA | Goodna | Energy Queensland | Winter | Non-coincident | 2021 | POE90 | 26.3272 | NA | QLD Goodna |  |  | FALSE | #N/A | #N/A | #N/A | #N/A | #N/A | #N/A | #N/A | #N/A | #N/A | #N/A
TRUE | QLD | QGDA | Goodna | Energy Queensland | Winter | Coincident_unreconciled | 2022 | POE50 | 33.2478 | NA | QLD Goodna |  |  | FALSE | #N/A | #N/A | #N/A | #N/A | #N/A | #N/A | #N/A | #N/A | #N/A | #N/A
TRUE | QLD | QGDA | Goodna | Energy Queensland | Winter | Coincident_unreconciled | 2022 | POE90 | 30.3041 | NA | QLD Goodna |  |  | FALSE | #N/A | #N/A | #N/A | #N/A | #N/A | #N/A | #N/A | #N/A | #N/A | #N/A
TRUE | QLD | QGDA | Goodna | Energy Queensland | Winter | Non-coincident | 2022 | POE50 | 28.1201 | 100.8911 | QLD Goodna |  |  | FALSE | #N/A | #N/A | #N/A | #N/A | #N/A | #N/A | #N/A | #N/A | #N/A | #N/A
TRUE | QLD | QGDA | Goodna | Energy Queensland | Winter | Non-coincident | 2022 | POE90 | 25.709 | NA | QLD Goodna |  |  | FALSE | #N/A | #N/A | #N/A | #N/A | #N/A | #N/A | #N/A | #N/A | #N/A | #N/A
TRUE | QLD | QGDA | Goodna | Energy Queensland | Winter | Coincident_unreconciled | 2023 | POE50 | 33.5776 | NA | QLD Goodna |  |  | FALSE | #N/A | #N/A | #N/A | #N/A | #N/A | #N/A | #N/A | #N/A | #N/A | #N/A
TRUE | QLD | QGDA | Goodna | Energy Queensland | Winter | Coincident_unreconciled | 2023 | POE90 | 30.5099 | NA | QLD Goodna |  |  | FALSE | #N/A | #N/A | #N/A | #N/A | #N/A | #N/A | #N/A | #N/A | #N/A | #N/A
TRUE | QLD | QGDA | Goodna | Energy Queensland | Winter | Non-coincident | 2023 | POE50 | 28.3902 | 104.8574 | QLD Goodna |  |  | FALSE | #N/A | #N/A | #N/A | #N/A | #N/A | #N/A | #N/A | #N/A | #N/A | #N/A
TRUE | QLD | QGDA | Goodna | Energy Queensland | Winter | Non-coincident | 2023 | POE90 | 25.8776 | NA | QLD Goodna |  |  | FALSE | #N/A | #N/A | #N/A | #N/A | #N/A | #N/A | #N/A | #N/A | #N/A | #N/A
TRUE | QLD | QGDA | Goodna | Energy Queensland | Winter | Coincident_unreconciled | 2024 | POE50 | 34.611 | NA | QLD Goodna |  |  | FALSE | #N/A | #N/A | #N/A | #N/A | #N/A | #N/A | #N/A | #N/A | #N/A | #N/A
TRUE | QLD | QGDA | Goodna | Energy Queensland | Winter | Coincident_unreconciled | 2024 | POE90 | 31.4194 | NA | QLD Goodna |  |  | FALSE | #N/A | #N/A | #N/A | #N/A | #N/A | #N/A | #N/A | #N/A | #N/A | #N/A
TRUE | QLD | QGDA | Goodna | Energy Queensland | Winter | Non-coincident | 2024 | POE50 | 29.2366 | 109.5266 | QLD Goodna |  |  | FALSE | #N/A | #N/A | #N/A | #N/A | #N/A | #N/A | #N/A | #N/A | #N/A | #N/A
TRUE | QLD | QGDA | Goodna | Energy Queensland | Winter | Non-coincident | 2024 | POE90 | 26.6225 | NA | QLD Goodna |  |  | FALSE | #N/A | #N/A | #N/A | #N/A | #N/A | #N/A | #N/A | #N/A | #N/A | #N/A
TRUE | QLD | QGDA | Goodna | Energy Queensland | Winter | Coincident_unreconciled | 2025 | POE50 | 35.4067 | NA | QLD Goodna |  |  | FALSE | #N/A | #N/A | #N/A | #N/A | #N/A | #N/A | #N/A | #N/A | #N/A | #N/A
TRUE | QLD | QGDA | Goodna | Energy Queensland | Winter | Coincident_unreconciled | 2025 | POE90 | 32.0912 | NA | QLD Goodna |  |  | FALSE | #N/A | #N/A | #N/A | #N/A | #N/A | #N/A | #N/A | #N/A | #N/A | #N/A
TRUE | QLD | QGDA | Goodna | Energy Queensland | Winter | Non-coincident | 2025 | POE50 | 29.8884 | 113.4187 | QLD Goodna |  |  | FALSE | #N/A | #N/A | #N/A | #N/A | #N/A | #N/A | #N/A | #N/A | #N/A | #N/A
TRUE | QLD | QGDA | Goodna | Energy Queensland | Winter | Non-coincident | 2025 | POE90 | 27.1727 | NA | QLD Goodna |  |  | FALSE | #N/A | #N/A | #N/A | #N/A | #N/A | #N/A | #N/A | #N/A | #N/A | #N/A
TRUE | QLD | QGDA | Goodna | Energy Queensland | Winter | Coincident_unreconciled | 2026 | POE50 | 36.5411 | NA | QLD Goodna |  |  | FALSE | #N/A | #N/A | #N/A | #N/A | #N/A | #N/A | #N/A | #N/A | #N/A | #N/A
TRUE | QLD | QGDA | Goodna | Energy Queensland | Winter | Coincident_unreconciled | 2026 | POE90 | 33.1007 | NA | QLD Goodna |  |  | FALSE | #N/A | #N/A | #N/A | #N/A | #N/A | #N/A | #N/A | #N/A | #N/A | #N/A
TRUE | QLD | QGDA | Goodna | Energy Queensland | Winter | Non-coincident | 2026 | POE50 | 30.8175 | 117.633 | QLD Goodna |  |  | FALSE | #N/A | #N/A | #N/A | #N/A | #N/A | #N/A | #N/A | #N/A | #N/A | #N/A
TRUE | QLD | QGDA | Goodna | Energy Queensland | Winter | Non-coincident | 2026 | POE90 | 27.9996 | NA | QLD Goodna |  |  | FALSE | #N/A | #N/A | #N/A | #N/A | #N/A | #N/A | #N/A | #N/A | #N/A | #N/A
TRUE | QLD | QGDA | Goodna | Energy Queensland | Winter | Coincident_unreconciled | 2027 | POE50 | 38.2778 | NA | QLD Goodna |  |  | FALSE | #N/A | #N/A | #N/A | #N/A | #N/A | #N/A | #N/A | #N/A | #N/A | #N/A
TRUE | QLD | QGDA | Goodna | Energy Queensland | Winter | Coincident_unreconciled | 2027 | POE90 | 34.7032 | NA | QLD Goodna |  |  | FALSE | #N/A | #N/A | #N/A | #N/A | #N/A | #N/A | #N/A | #N/A | #N/A | #N/A
TRUE | QLD | QGDA | Goodna | Energy Queensland | Winter | Non-coincident | 2027 | POE50 | 32.24 | 121.9933 | QLD Goodna |  |  | FALSE | #N/A | #N/A | #N/A | #N/A | #N/A | #N/A | #N/A | #N/A | #N/A | #N/A
TRUE | QLD | QGDA | Goodna | Energy Queensland | Winter | Non-coincident | 2027 | POE90 | 29.3122 | NA | QLD Goodna |  |  | FALSE | #N/A | #N/A | #N/A | #N/A | #N/A | #N/A | #N/A | #N/A | #N/A | #N/A
TRUE | QLD | QGDA | Goodna | Energy Queensland | Winter | Coincident_unreconciled | 2028 | POE50 | 40.0907 | NA | QLD Goodna |  |  | FALSE | #N/A | #N/A | #N/A | #N/A | #N/A | #N/A | #N/A | #N/A | #N/A | #N/A
TRUE | QLD | QGDA | Goodna | Energy Queensland | Winter | Coincident_unreconciled | 2028 | POE90 | 36.382 | NA | QLD Goodna |  |  | FALSE | #N/A | #N/A | #N/A | #N/A | #N/A | #N/A | #N/A | #N/A | #N/A | #N/A
TRUE | QLD | QGDA | Goodna | Energy Queensland | Winter | Non-coincident | 2028 | POE50 | 33.7249 | 126.8673 | QLD Goodna |  |  | FALSE | #N/A | #N/A | #N/A | #N/A | #N/A | #N/A | #N/A | #N/A | #N/A | #N/A
TRUE | QLD | QGDA | Goodna | Energy Queensland | Winter | Non-coincident | 2028 | POE90 | 30.6872 | NA | QLD Goodna |  |  | FALSE | #N/A | #N/A | #N/A | #N/A | #N/A | #N/A | #N/A | #N/A | #N/A | #N/A
TRUE | QLD | QGDA | Goodna | Energy Queensland | Winter | Coincident_unreconciled | 2029 | POE50 | 42.0214 | NA | QLD Goodna |  |  | FALSE | #N/A | #N/A | #N/A | #N/A | #N/A | #N/A | #N/A | #N/A | #N/A | #N/A
TRUE | QLD | QGDA | Goodna | Energy Queensland | Winter | Coincident_unreconciled | 2029 | POE90 | 38.1785 | NA | QLD Goodna |  |  | FALSE | #N/A | #N/A | #N/A | #N/A | #N/A | #N/A | #N/A | #N/A | #N/A | #N/A
TRUE | QLD | QGDA | Goodna | Energy Queensland | Winter | Non-coincident | 2029 | POE50 | 35.3062 | 131.5472 | QLD Goodna |  |  | FALSE | #N/A | #N/A | #N/A | #N/A | #N/A | #N/A | #N/A | #N/A | #N/A | #N/A
TRUE | QLD | QGDA | Goodna | Energy Queensland | Winter | Non-coincident | 2029 | POE90 | 32.1586 | NA | QLD Goodna |  |  | FALSE | #N/A | #N/A | #N/A | #N/A | #N/A | #N/A | #N/A | #N/A | #N/A | #N/A
TRUE | QLD | QGDA | Goodna | Energy Queensland | Shoulder | Non-coincident | 2019 | BASEYEARPOE10 | NA | 95.5289 | QLD Goodna |  |  | FALSE | #N/A | #N/A | #N/A | #N/A | #N/A | #N/A | #N/A | #N/A | #N/A | #N/A
TRUE | QLD | QGDA | Goodna | Energy Queensland | Shoulder | Coincident | 2021 | POE10 | NA | 98.8479 | QLD Goodna |  |  | FALSE | #N/A | #N/A | #N/A | #N/A | #N/A | #N/A | #N/A | #N/A | #N/A | #N/A
TRUE | QLD | QGDA | Goodna | Energy Queensland | Shoulder | Coincident | 2021 | POE50 | NA | 88.3185 | QLD Goodna |  |  | FALSE | #N/A | #N/A | #N/A | #N/A | #N/A | #N/A | #N/A | #N/A | #N/A | #N/A
TRUE | QLD | QGDA | Goodna | Energy Queensland | Shoulder | Non-coincident | 2021 | POE10 | NA | 107.4272 | QLD Goodna |  |  | FALSE | #N/A | #N/A | #N/A | #N/A | #N/A | #N/A | #N/A | #N/A | #N/A | #N/A
TRUE | QLD | QGDA | Goodna | Energy Queensland | Shoulder | Coincident | 2022 | POE10 | NA | 105.0441 | QLD Goodna |  |  | FALSE | #N/A | #N/A | #N/A | #N/A | #N/A | #N/A | #N/A | #N/A | #N/A | #N/A
TRUE | QLD | QGDA | Goodna | Energy Queensland | Shoulder | Coincident | 2022 | POE50 | NA | 92.2571 | QLD Goodna |  |  | FALSE | #N/A | #N/A | #N/A | #N/A | #N/A | #N/A | #N/A | #N/A | #N/A | #N/A
TRUE | QLD | QGDA | Goodna | Energy Queensland | Shoulder | Non-coincident | 2022 | POE10 | NA | 111.0966 | QLD Goodna |  |  | FALSE | #N/A | #N/A | #N/A | #N/A | #N/A | #N/A | #N/A | #N/A | #N/A | #N/A
TRUE | QLD | QGDA | Goodna | Energy Queensland | Shoulder | Coincident | 2023 | POE10 | NA | 109.4552 | QLD Goodna |  |  | FALSE | #N/A | #N/A | #N/A | #N/A | #N/A | #N/A | #N/A | #N/A | #N/A | #N/A
TRUE | QLD | QGDA | Goodna | Energy Queensland | Shoulder | Coincident | 2023 | POE50 | NA | 96.5589 | QLD Goodna |  |  | FALSE | #N/A | #N/A | #N/A | #N/A | #N/A | #N/A | #N/A | #N/A | #N/A | #N/A
TRUE | QLD | QGDA | Goodna | Energy Queensland | Shoulder | Non-coincident | 2023 | POE10 | NA | 115.5421 | QLD Goodna |  |  | FALSE | #N/A | #N/A | #N/A | #N/A | #N/A | #N/A | #N/A | #N/A | #N/A | #N/A
TRUE | QLD | QGDA | Goodna | Energy Queensland | Shoulder | Coincident | 2024 | POE10 | NA | 114.2081 | QLD Goodna |  |  | FALSE | #N/A | #N/A | #N/A | #N/A | #N/A | #N/A | #N/A | #N/A | #N/A | #N/A
TRUE | QLD | QGDA | Goodna | Energy Queensland | Shoulder | Coincident | 2024 | POE50 | NA | 102.0401 | QLD Goodna |  |  | FALSE | #N/A | #N/A | #N/A | #N/A | #N/A | #N/A | #N/A | #N/A | #N/A | #N/A
TRUE | QLD | QGDA | Goodna | Energy Queensland | Shoulder | Non-coincident | 2024 | POE10 | NA | 119.9818 | QLD Goodna |  |  | FALSE | #N/A | #N/A | #N/A | #N/A | #N/A | #N/A | #N/A | #N/A | #N/A | #N/A
TRUE | QLD | QGDA | Goodna | Energy Queensland | Shoulder | Coincident | 2025 | POE10 | NA | 118.8095 | QLD Goodna |  |  | FALSE | #N/A | #N/A | #N/A | #N/A | #N/A | #N/A | #N/A | #N/A | #N/A | #N/A
TRUE | QLD | QGDA | Goodna | Energy Queensland | Shoulder | Coincident | 2025 | POE50 | NA | 105.3464 | QLD Goodna |  |  | FALSE | #N/A | #N/A | #N/A | #N/A | #N/A | #N/A | #N/A | #N/A | #N/A | #N/A
TRUE | QLD | QGDA | Goodna | Energy Queensland | Shoulder | Non-coincident | 2025 | POE10 | NA | 124.4282 | QLD Goodna |  |  | FALSE | #N/A | #N/A | #N/A | #N/A | #N/A | #N/A | #N/A | #N/A | #N/A | #N/A
TRUE | QLD | QGDA | Goodna | Energy Queensland | Shoulder | Coincident | 2026 | POE10 | NA | 122.4566 | QLD Goodna |  |  | FALSE | #N/A | #N/A | #N/A | #N/A | #N/A | #N/A | #N/A | #N/A | #N/A | #N/A
TRUE | QLD | QGDA | Goodna | Energy Queensland | Shoulder | Coincident | 2026 | POE50 | NA | 109.1504 | QLD Goodna |  |  | FALSE | #N/A | #N/A | #N/A | #N/A | #N/A | #N/A | #N/A | #N/A | #N/A | #N/A
TRUE | QLD | QGDA | Goodna | Energy Queensland | Shoulder | Non-coincident | 2026 | POE10 | NA | 128.913 | QLD Goodna |  |  | FALSE | #N/A | #N/A | #N/A | #N/A | #N/A | #N/A | #N/A | #N/A | #N/A | #N/A
TRUE | QLD | QGDA | Goodna | Energy Queensland | Shoulder | Coincident | 2027 | POE10 | NA | 126.4656 | QLD Goodna |  |  | FALSE | #N/A | #N/A | #N/A | #N/A | #N/A | #N/A | #N/A | #N/A | #N/A | #N/A
TRUE | QLD | QGDA | Goodna | Energy Queensland | Shoulder | Coincident | 2027 | POE50 | NA | 112.5949 | QLD Goodna |  |  | FALSE | #N/A | #N/A | #N/A | #N/A | #N/A | #N/A | #N/A | #N/A | #N/A | #N/A
TRUE | QLD | QGDA | Goodna | Energy Queensland | Shoulder | Non-coincident | 2027 | POE10 | NA | 133.6892 | QLD Goodna |  |  | FALSE | #N/A | #N/A | #N/A | #N/A | #N/A | #N/A | #N/A | #N/A | #N/A | #N/A
TRUE | QLD | QGDA | Goodna | Energy Queensland | Shoulder | Coincident | 2028 | POE10 | NA | 130.7302 | QLD Goodna |  |  | FALSE | #N/A | #N/A | #N/A | #N/A | #N/A | #N/A | #N/A | #N/A | #N/A | #N/A
TRUE | QLD | QGDA | Goodna | Energy Queensland | Shoulder | Coincident | 2028 | POE50 | NA | 116.6681 | QLD Goodna |  |  | FALSE | #N/A | #N/A | #N/A | #N/A | #N/A | #N/A | #N/A | #N/A | #N/A | #N/A
TRUE | QLD | QGDA | Goodna | Energy Queensland | Shoulder | Non-coincident | 2028 | POE10 | NA | 138.7237 | QLD Goodna |  |  | FALSE | #N/A | #N/A | #N/A | #N/A | #N/A | #N/A | #N/A | #N/A | #N/A | #N/A
TRUE | QLD | QGDA | Goodna | Energy Queensland | Shoulder | Coincident | 2029 | POE10 | NA | 136.8435 | QLD Goodna |  |  | FALSE | #N/A | #N/A | #N/A | #N/A | #N/A | #N/A | #N/A | #N/A | #N/A | #N/A
TRUE | QLD | QGDA | Goodna | Energy Queensland | Shoulder | Coincident | 2029 | POE50 | NA | 121.4134 | QLD Goodna |  |  | FALSE | #N/A | #N/A | #N/A | #N/A | #N/A | #N/A | #N/A | #N/A | #N/A | #N/A
TRUE | QLD | QGDA | Goodna | Energy Queensland | Shoulder | Non-coincident | 2029 | POE10 | NA | 143.8705 | QLD Goodna |  |  | FALSE | #N/A | #N/A | #N/A | #N/A | #N/A | #N/A | #N/A | #N/A | #N/A | #N/A
TRUE | QLD | QGDA | Goodna | Energy Queensland | Shoulder | Coincident | 2030 | POE10 | NA | 141.8364 | QLD Goodna |  |  | FALSE | #N/A | #N/A | #N/A | #N/A | #N/A | #N/A | #N/A | #N/A | #N/A | #N/A
TRUE | QLD | QGDA | Goodna | Energy Queensland | Shoulder | Coincident | 2030 | POE50 | NA | 125.9964 | QLD Goodna |  |  | FALSE | #N/A | #N/A | #N/A | #N/A | #N/A | #N/A | #N/A | #N/A | #N/A | #N/A
TRUE | QLD | QGDA | Goodna | Energy Queensland | Shoulder | Non-coincident | 2030 | POE10 | NA | 149.1293 | QLD Goodna |  |  | FALSE | #N/A | #N/A | #N/A | #N/A | #N/A | #N/A | #N/A | #N/A | #N/A | #N/A
TRUE | QLD | QGDA | Goodna | Energy Queensland | Summer | Non-coincident | 2019 | BASEYEARPOE10 | NA | 114.32 | QLD Goodna |  |  | FALSE | #N/A | #N/A | #N/A | #N/A | #N/A | #N/A | #N/A | #N/A | #N/A | #N/A
TRUE | QLD | QGDA | Goodna | Energy Queensland | Summer | Coincident | 2021 | POE10 | NA | 120.8778 | QLD Goodna |  |  | FALSE | #N/A | #N/A | #N/A | #N/A | #N/A | #N/A | #N/A | #N/A | #N/A | #N/A
TRUE | QLD | QGDA | Goodna | Energy Queensland | Summer | Coincident | 2021 | POE50 | NA | 116.8283 | QLD Goodna |  |  | FALSE | #N/A | #N/A | #N/A | #N/A | #N/A | #N/A | #N/A | #N/A | #N/A | #N/A
TRUE | QLD | QGDA | Goodna | Energy Queensland | Summer | Non-coincident | 2021 | POE10 | NA | 127.3444 | QLD Goodna |  |  | FALSE | #N/A | #N/A | #N/A | #N/A | #N/A | #N/A | #N/A | #N/A | #N/A | #N/A
TRUE | QLD | QGDA | Goodna | Energy Queensland | Summer | Coincident | 2022 | POE10 | NA | 127.3099 | QLD Goodna |  |  | FALSE | #N/A | #N/A | #N/A | #N/A | #N/A | #N/A | #N/A | #N/A | #N/A | #N/A
TRUE | QLD | QGDA | Goodna | Energy Queensland | Summer | Coincident | 2022 | POE50 | NA | 122.8385 | QLD Goodna |  |  | FALSE | #N/A | #N/A | #N/A | #N/A | #N/A | #N/A | #N/A | #N/A | #N/A | #N/A
TRUE | QLD | QGDA | Goodna | Energy Queensland | Summer | Non-coincident | 2022 | POE10 | NA | 131.7282 | QLD Goodna |  |  | FALSE | #N/A | #N/A | #N/A | #N/A | #N/A | #N/A | #N/A | #N/A | #N/A | #N/A
TRUE | QLD | QGDA | Goodna | Energy Queensland | Summer | Coincident | 2023 | POE10 | NA | 133.1771 | QLD Goodna |  |  | FALSE | #N/A | #N/A | #N/A | #N/A | #N/A | #N/A | #N/A | #N/A | #N/A | #N/A
TRUE | QLD | QGDA | Goodna | Energy Queensland | Summer | Coincident | 2023 | POE50 | NA | 128.1953 | QLD Goodna |  |  | FALSE | #N/A | #N/A | #N/A | #N/A | #N/A | #N/A | #N/A | #N/A | #N/A | #N/A
TRUE | QLD | QGDA | Goodna | Energy Queensland | Summer | Non-coincident | 2023 | POE10 | NA | 137.0442 | QLD Goodna |  |  | FALSE | #N/A | #N/A | #N/A | #N/A | #N/A | #N/A | #N/A | #N/A | #N/A | #N/A
TRUE | QLD | QGDA | Goodna | Energy Queensland | Summer | Coincident | 2024 | POE10 | NA | 139.9374 | QLD Goodna |  |  | FALSE | #N/A | #N/A | #N/A | #N/A | #N/A | #N/A | #N/A | #N/A | #N/A | #N/A
TRUE | QLD | QGDA | Goodna | Energy Queensland | Summer | Coincident | 2024 | POE50 | NA | 134.8138 | QLD Goodna |  |  | FALSE | #N/A | #N/A | #N/A | #N/A | #N/A | #N/A | #N/A | #N/A | #N/A | #N/A
TRUE | QLD | QGDA | Goodna | Energy Queensland | Summer | Non-coincident | 2024 | POE10 | NA | 142.3631 | QLD Goodna |  |  | FALSE | #N/A | #N/A | #N/A | #N/A | #N/A | #N/A | #N/A | #N/A | #N/A | #N/A
TRUE | QLD | QGDA | Goodna | Energy Queensland | Summer | Coincident | 2025 | POE10 | NA | 144.4931 | QLD Goodna |  |  | FALSE | #N/A | #N/A | #N/A | #N/A | #N/A | #N/A | #N/A | #N/A | #N/A | #N/A
TRUE | QLD | QGDA | Goodna | Energy Queensland | Summer | Coincident | 2025 | POE50 | NA | 139.9031 | QLD Goodna |  |  | FALSE | #N/A | #N/A | #N/A | #N/A | #N/A | #N/A | #N/A | #N/A | #N/A | #N/A
TRUE | QLD | QGDA | Goodna | Energy Queensland | Summer | Non-coincident | 2025 | POE10 | NA | 147.689 | QLD Goodna |  |  | FALSE | #N/A | #N/A | #N/A | #N/A | #N/A | #N/A | #N/A | #N/A | #N/A | #N/A
TRUE | QLD | QGDA | Goodna | Energy Queensland | Summer | Coincident | 2026 | POE10 | NA | 150.3673 | QLD Goodna |  |  | FALSE | #N/A | #N/A | #N/A | #N/A | #N/A | #N/A | #N/A | #N/A | #N/A | #N/A
TRUE | QLD | QGDA | Goodna | Energy Queensland | Summer | Coincident | 2026 | POE50 | NA | 145.0933 | QLD Goodna |  |  | FALSE | #N/A | #N/A | #N/A | #N/A | #N/A | #N/A | #N/A | #N/A | #N/A | #N/A
TRUE | QLD | QGDA | Goodna | Energy Queensland | Summer | Non-coincident | 2026 | POE10 | NA | 153.0521 | QLD Goodna |  |  | FALSE | #N/A | #N/A | #N/A | #N/A | #N/A | #N/A | #N/A | #N/A | #N/A | #N/A
TRUE | QLD | QGDA | Goodna | Energy Queensland | Summer | Coincident | 2027 | POE10 | NA | 154.7302 | QLD Goodna |  |  | FALSE | #N/A | #N/A | #N/A | #N/A | #N/A | #N/A | #N/A | #N/A | #N/A | #N/A
TRUE | QLD | QGDA | Goodna | Energy Queensland | Summer | Coincident | 2027 | POE50 | NA | 149.8092 | QLD Goodna |  |  | FALSE | #N/A | #N/A | #N/A | #N/A | #N/A | #N/A | #N/A | #N/A | #N/A | #N/A
TRUE | QLD | QGDA | Goodna | Energy Queensland | Summer | Non-coincident | 2027 | POE10 | NA | 158.749 | QLD Goodna |  |  | FALSE | #N/A | #N/A | #N/A | #N/A | #N/A | #N/A | #N/A | #N/A | #N/A | #N/A
TRUE | QLD | QGDA | Goodna | Energy Queensland | Summer | Coincident | 2028 | POE10 | NA | 160.6053 | QLD Goodna |  |  | FALSE | #N/A | #N/A | #N/A | #N/A | #N/A | #N/A | #N/A | #N/A | #N/A | #N/A
TRUE | QLD | QGDA | Goodna | Energy Queensland | Summer | Coincident | 2028 | POE50 | NA | 155.4147 | QLD Goodna |  |  | FALSE | #N/A | #N/A | #N/A | #N/A | #N/A | #N/A | #N/A | #N/A | #N/A | #N/A
TRUE | QLD | QGDA | Goodna | Energy Queensland | Summer | Non-coincident | 2028 | POE10 | NA | 164.733 | QLD Goodna |  |  | FALSE | #N/A | #N/A | #N/A | #N/A | #N/A | #N/A | #N/A | #N/A | #N/A | #N/A
TRUE | QLD | QGDA | Goodna | Energy Queensland | Summer | Coincident | 2029 | POE10 | NA | 166.03 | QLD Goodna |  |  | FALSE | #N/A | #N/A | #N/A | #N/A | #N/A | #N/A | #N/A | #N/A | #N/A | #N/A
TRUE | QLD | QGDA | Goodna | Energy Queensland | Summer | Coincident | 2029 | POE50 | NA | 161.3584 | QLD Goodna |  |  | FALSE | #N/A | #N/A | #N/A | #N/A | #N/A | #N/A | #N/A | #N/A | #N/A | #N/A
TRUE | QLD | QGDA | Goodna | Energy Queensland | Summer | Non-coincident | 2029 | POE10 | NA | 170.8249 | QLD Goodna |  |  | FALSE | #N/A | #N/A | #N/A | #N/A | #N/A | #N/A | #N/A | #N/A | #N/A | #N/A
TRUE | QLD | QGDA | Goodna | Energy Queensland | Summer | Coincident | 2030 | POE10 | NA | 172.166 | QLD Goodna |  |  | FALSE | #N/A | #N/A | #N/A | #N/A | #N/A | #N/A | #N/A | #N/A | #N/A | #N/A
TRUE | QLD | QGDA | Goodna | Energy Queensland | Summer | Coincident | 2030 | POE50 | NA | 166.4499 | QLD Goodna |  |  | FALSE | #N/A | #N/A | #N/A | #N/A | #N/A | #N/A | #N/A | #N/A | #N/A | #N/A
TRUE | QLD | QGDA | Goodna | Energy Queensland | Summer | Non-coincident | 2030 | POE10 | NA | 177.0246 | QLD Goodna |  |  | FALSE | #N/A | #N/A | #N/A | #N/A | #N/A | #N/A | #N/A | #N/A | #N/A | #N/A
TRUE | QLD | QGDA | Goodna | Energy Queensland | Winter | Non-coincident | 2019 | BASEYEARPOE10 | NA | 86.422 | QLD Goodna |  |  | FALSE | #N/A | #N/A | #N/A | #N/A | #N/A | #N/A | #N/A | #N/A | #N/A | #N/A
TRUE | QLD | QGDA | Goodna | Energy Queensland | Winter | Coincident | 2020 | POE10 | NA | 88.6591 | QLD Goodna |  |  | FALSE | #N/A | #N/A | #N/A | #N/A | #N/A | #N/A | #N/A | #N/A | #N/A | #N/A
TRUE | QLD | QGDA | Goodna | Energy Queensland | Winter | Coincident | 2020 | POE50 | NA | 85.6346 | QLD Goodna |  |  | FALSE | #N/A | #N/A | #N/A | #N/A | #N/A | #N/A | #N/A | #N/A | #N/A | #N/A
TRUE | QLD | QGDA | Goodna | Energy Queensland | Winter | Non-coincident | 2020 | POE10 | NA | 90.0148 | QLD Goodna |  |  | FALSE | #N/A | #N/A | #N/A | #N/A | #N/A | #N/A | #N/A | #N/A | #N/A | #N/A
TRUE | QLD | QGDA | Goodna | Energy Queensland | Winter | Coincident | 2021 | POE10 | NA | 96.7978 | QLD Goodna |  |  | FALSE | #N/A | #N/A | #N/A | #N/A | #N/A | #N/A | #N/A | #N/A | #N/A | #N/A
TRUE | QLD | QGDA | Goodna | Energy Queensland | Winter | Coincident | 2021 | POE50 | NA | 93.6208 | QLD Goodna |  |  | FALSE | #N/A | #N/A | #N/A | #N/A | #N/A | #N/A | #N/A | #N/A | #N/A | #N/A
TRUE | QLD | QGDA | Goodna | Energy Queensland | Winter | Non-coincident | 2021 | POE10 | NA | 99.1105 | QLD Goodna |  |  | FALSE | #N/A | #N/A | #N/A | #N/A | #N/A | #N/A | #N/A | #N/A | #N/A | #N/A
TRUE | QLD | QGDA | Goodna | Energy Queensland | Winter | Coincident | 2022 | POE10 | NA | 102.9916 | QLD Goodna |  |  | FALSE | #N/A | #N/A | #N/A | #N/A | #N/A | #N/A | #N/A | #N/A | #N/A | #N/A
TRUE | QLD | QGDA | Goodna | Energy Queensland | Winter | Coincident | 2022 | POE50 | NA | 99.622 | QLD Goodna |  |  | FALSE | #N/A | #N/A | #N/A | #N/A | #N/A | #N/A | #N/A | #N/A | #N/A | #N/A
TRUE | QLD | QGDA | Goodna | Energy Queensland | Winter | Non-coincident | 2022 | POE10 | NA | 103.1695 | QLD Goodna |  |  | FALSE | #N/A | #N/A | #N/A | #N/A | #N/A | #N/A | #N/A | #N/A | #N/A | #N/A
TRUE | QLD | QGDA | Goodna | Energy Queensland | Winter | Coincident | 2023 | POE10 | NA | 108.0357 | QLD Goodna |  |  | FALSE | #N/A | #N/A | #N/A | #N/A | #N/A | #N/A | #N/A | #N/A | #N/A | #N/A
TRUE | QLD | QGDA | Goodna | Energy Queensland | Winter | Coincident | 2023 | POE50 | NA | 104.396 | QLD Goodna |  |  | FALSE | #N/A | #N/A | #N/A | #N/A | #N/A | #N/A | #N/A | #N/A | #N/A | #N/A
TRUE | QLD | QGDA | Goodna | Energy Queensland | Winter | Non-coincident | 2023 | POE10 | NA | 108.0357 | QLD Goodna |  |  | FALSE | #N/A | #N/A | #N/A | #N/A | #N/A | #N/A | #N/A | #N/A | #N/A | #N/A
TRUE | QLD | QGDA | Goodna | Energy Queensland | Winter | Coincident | 2024 | POE10 | NA | 113.7884 | QLD Goodna |  |  | FALSE | #N/A | #N/A | #N/A | #N/A | #N/A | #N/A | #N/A | #N/A | #N/A | #N/A
TRUE | QLD | QGDA | Goodna | Energy Queensland | Winter | Coincident | 2024 | POE50 | NA | 109.5266 | QLD Goodna |  |  | FALSE | #N/A | #N/A | #N/A | #N/A | #N/A | #N/A | #N/A | #N/A | #N/A | #N/A
TRUE | QLD | QGDA | Goodna | Energy Queensland | Winter | Non-coincident | 2024 | POE10 | NA | 113.7884 | QLD Goodna |  |  | FALSE | #N/A | #N/A | #N/A | #N/A | #N/A | #N/A | #N/A | #N/A | #N/A | #N/A
TRUE | QLD | QGDA | Goodna | Energy Queensland | Winter | Coincident | 2025 | POE10 | NA | 117.5845 | QLD Goodna |  |  | FALSE | #N/A | #N/A | #N/A | #N/A | #N/A | #N/A | #N/A | #N/A | #N/A | #N/A
TRUE | QLD | QGDA | Goodna | Energy Queensland | Winter | Coincident | 2025 | POE50 | NA | 113.4187 | QLD Goodna |  |  | FALSE | #N/A | #N/A | #N/A | #N/A | #N/A | #N/A | #N/A | #N/A | #N/A | #N/A
TRUE | QLD | QGDA | Goodna | Energy Queensland | Winter | Non-coincident | 2025 | POE10 | NA | 117.5845 | QLD Goodna |  |  | FALSE | #N/A | #N/A | #N/A | #N/A | #N/A | #N/A | #N/A | #N/A | #N/A | #N/A
TRUE | QLD | QGDA | Goodna | Energy Queensland | Winter | Coincident | 2026 | POE10 | NA | 121.7281 | QLD Goodna |  |  | FALSE | #N/A | #N/A | #N/A | #N/A | #N/A | #N/A | #N/A | #N/A | #N/A | #N/A
TRUE | QLD | QGDA | Goodna | Energy Queensland | Winter | Coincident | 2026 | POE50 | NA | 117.633 | QLD Goodna |  |  | FALSE | #N/A | #N/A | #N/A | #N/A | #N/A | #N/A | #N/A | #N/A | #N/A | #N/A
TRUE | QLD | QGDA | Goodna | Energy Queensland | Winter | Non-coincident | 2026 | POE10 | NA | 121.7281 | QLD Goodna |  |  | FALSE | #N/A | #N/A | #N/A | #N/A | #N/A | #N/A | #N/A | #N/A | #N/A | #N/A
TRUE | QLD | QGDA | Goodna | Energy Queensland | Winter | Coincident | 2027 | POE10 | NA | 126.2302 | QLD Goodna |  |  | FALSE | #N/A | #N/A | #N/A | #N/A | #N/A | #N/A | #N/A | #N/A | #N/A | #N/A
TRUE | QLD | QGDA | Goodna | Energy Queensland | Winter | Coincident | 2027 | POE50 | NA | 121.9933 | QLD Goodna |  |  | FALSE | #N/A | #N/A | #N/A | #N/A | #N/A | #N/A | #N/A | #N/A | #N/A | #N/A
TRUE | QLD | QGDA | Goodna | Energy Queensland | Winter | Non-coincident | 2027 | POE10 | NA | 126.2302 | QLD Goodna |  |  | FALSE | #N/A | #N/A | #N/A | #N/A | #N/A | #N/A | #N/A | #N/A | #N/A | #N/A
TRUE | QLD | QGDA | Goodna | Energy Queensland | Winter | Coincident | 2028 | POE10 | NA | 132.2978 | QLD Goodna |  |  | FALSE | #N/A | #N/A | #N/A | #N/A | #N/A | #N/A | #N/A | #N/A | #N/A | #N/A
TRUE | QLD | QGDA | Goodna | Energy Queensland | Winter | Coincident | 2028 | POE50 | NA | 126.8673 | QLD Goodna |  |  | FALSE | #N/A | #N/A | #N/A | #N/A | #N/A | #N/A | #N/A | #N/A | #N/A | #N/A
TRUE | QLD | QGDA | Goodna | Energy Queensland | Winter | Non-coincident | 2028 | POE10 | NA | 132.2978 | QLD Goodna |  |  | FALSE | #N/A | #N/A | #N/A | #N/A | #N/A | #N/A | #N/A | #N/A | #N/A | #N/A
TRUE | QLD | QGDA | Goodna | Energy Queensland | Winter | Coincident | 2029 | POE10 | NA | 136.4632 | QLD Goodna |  |  | FALSE | #N/A | #N/A | #N/A | #N/A | #N/A | #N/A | #N/A | #N/A | #N/A | #N/A
TRUE | QLD | QGDA | Goodna | Energy Queensland | Winter | Coincident | 2029 | POE50 | NA | 131.5472 | QLD Goodna |  |  | FALSE | #N/A | #N/A | #N/A | #N/A | #N/A | #N/A | #N/A | #N/A | #N/A | #N/A
TRUE | QLD | QGDA | Goodna | Energy Queensland | Winter | Non-coincident | 2029 | POE10 | NA | 136.4632 | QLD Goodna |  |  | FALSE | #N/A | #N/A | #N/A | #N/A | #N/A | #N/A | #N/A | #N/A | #N/A | #N/A
TRUE | QLD | QGNG | Gin Gin | Energy Queensland | Shoulder | Coincident | 2017 | ACTUAL_OPG | 60.9143 | 95.9723 | QLD Gin Gin |  |  | FALSE | #N/A | #N/A | #N/A | #N/A | #N/A | #N/A | #N/A | #N/A | #N/A | #N/A
TRUE | QLD | QGNG | Gin Gin | Energy Queensland | Shoulder | Coincident | 2017 | ACTUAL_RAW | 60.9143 | 95.9723 | QLD Gin Gin |  |  | FALSE | #N/A | #N/A | #N/A | #N/A | #N/A | #N/A | #N/A | #N/A | #N/A | #N/A
TRUE | QLD | QGNG | Gin Gin | Energy Queensland | Shoulder | Non-coincident | 2017 | ACTUAL_RAW | 15.036 | 150.9479 | QLD Gin Gin |  |  | FALSE | #N/A | #N/A | #N/A | #N/A | #N/A | #N/A | #N/A | #N/A | #N/A | #N/A
TRUE | QLD | QGNG | Gin Gin | Energy Queensland | Shoulder | Non-coincident | 2017 | ACTUAL_OPG | 15.036 | 150.9479 | QLD Gin Gin |  |  | FALSE | #N/A | #N/A | #N/A | #N/A | #N/A | #N/A | #N/A | #N/A | #N/A | #N/A
TRUE | QLD | QGNG | Gin Gin | Energy Queensland | Shoulder | Non-coincident | 2017 | ACTUAL_ADJUSTEDOPG | 15.036 | 150.9479 | QLD Gin Gin |  |  | FALSE | #N/A | #N/A | #N/A | #N/A | #N/A | #N/A | #N/A | #N/A | #N/A | #N/A
TRUE | QLD | QGNG | Gin Gin | Energy Queensland | Shoulder | Coincident | 2018 | ACTUAL_OPG | 46.6174 | 120.9655 | QLD Gin Gin |  |  | FALSE | #N/A | #N/A | #N/A | #N/A | #N/A | #N/A | #N/A | #N/A | #N/A | #N/A
TRUE | QLD | QGNG | Gin Gin | Energy Queensland | Shoulder | Coincident | 2018 | ACTUAL_RAW | 46.6174 | 120.9655 | QLD Gin Gin |  |  | FALSE | #N/A | #N/A | #N/A | #N/A | #N/A | #N/A | #N/A | #N/A | #N/A | #N/A
TRUE | QLD | QGNG | Gin Gin | Energy Queensland | Shoulder | Non-coincident | 2018 | ACTUAL_RAW | 37.5126 | 143.1891 | QLD Gin Gin |  |  | FALSE | #N/A | #N/A | #N/A | #N/A | #N/A | #N/A | #N/A | #N/A | #N/A | #N/A
TRUE | QLD | QGNG | Gin Gin | Energy Queensland | Shoulder | Non-coincident | 2018 | ACTUAL_OPG | 37.5126 | 143.1891 | QLD Gin Gin |  |  | FALSE | #N/A | #N/A | #N/A | #N/A | #N/A | #N/A | #N/A | #N/A | #N/A | #N/A
TRUE | QLD | QGNG | Gin Gin | Energy Queensland | Shoulder | Non-coincident | 2018 | ACTUAL_ADJUSTEDOPG | 37.5126 | 143.1891 | QLD Gin Gin |  |  | FALSE | #N/A | #N/A | #N/A | #N/A | #N/A | #N/A | #N/A | #N/A | #N/A | #N/A
TRUE | QLD | QGNG | Gin Gin | Energy Queensland | Shoulder | Coincident | 2019 | ACTUAL_OPG | 54.4559 | 123.9771 | QLD Gin Gin |  |  | FALSE | #N/A | #N/A | #N/A | #N/A | #N/A | #N/A | #N/A | #N/A | #N/A | #N/A
TRUE | QLD | QGNG | Gin Gin | Energy Queensland | Shoulder | Coincident | 2019 | ACTUAL_RAW | 54.4559 | 123.9771 | QLD Gin Gin |  |  | FALSE | #N/A | #N/A | #N/A | #N/A | #N/A | #N/A | #N/A | #N/A | #N/A | #N/A
TRUE | QLD | QGNG | Gin Gin | Energy Queensland | Shoulder | Non-coincident | 2019 | ACTUAL_RAW | 14.6491 | 153.1205 | QLD Gin Gin |  |  | FALSE | #N/A | #N/A | #N/A | #N/A | #N/A | #N/A | #N/A | #N/A | #N/A | #N/A
TRUE | QLD | QGNG | Gin Gin | Energy Queensland | Shoulder | Non-coincident | 2019 | ACTUAL_OPG | 14.6491 | 153.1205 | QLD Gin Gin |  |  | FALSE | #N/A | #N/A | #N/A | #N/A | #N/A | #N/A | #N/A | #N/A | #N/A | #N/A
TRUE | QLD | QGNG | Gin Gin | Energy Queensland | Shoulder | Non-coincident | 2019 | ACTUAL_ADJUSTEDOPG | 14.6491 | 153.1205 | QLD Gin Gin |  |  | FALSE | #N/A | #N/A | #N/A | #N/A | #N/A | #N/A | #N/A | #N/A | #N/A | #N/A
TRUE | QLD | QGNG | Gin Gin | Energy Queensland | Shoulder | Non-coincident | 2019 | BASEYEARPOE90 | 4.9566 | NA | QLD Gin Gin |  |  | FALSE | #N/A | #N/A | #N/A | #N/A | #N/A | #N/A | #N/A | #N/A | #N/A | #N/A
TRUE | QLD | QGNG | Gin Gin | Energy Queensland | Shoulder | Non-coincident | 2019 | BASEYEARPOE50 | 14.4916 | 143.1708 | QLD Gin Gin |  |  | FALSE | #N/A | #N/A | #N/A | #N/A | #N/A | #N/A | #N/A | #N/A | #N/A | #N/A
TRUE | QLD | QGNG | Gin Gin | Energy Queensland | Shoulder | Coincident | 2020 | ACTUAL_OPG | 2.9511 | 125.6499 | QLD Gin Gin |  |  | FALSE | #N/A | #N/A | #N/A | #N/A | #N/A | #N/A | #N/A | #N/A | #N/A | #N/A
TRUE | QLD | QGNG | Gin Gin | Energy Queensland | Shoulder | Coincident | 2020 | ACTUAL_RAW | 2.9511 | 125.6499 | QLD Gin Gin |  |  | FALSE | #N/A | #N/A | #N/A | #N/A | #N/A | #N/A | #N/A | #N/A | #N/A | #N/A
TRUE | QLD | QGNG | Gin Gin | Energy Queensland | Shoulder | Non-coincident | 2020 | ACTUAL_RAW | -5.922 | 145.1111 | QLD Gin Gin |  |  | FALSE | #N/A | #N/A | #N/A | #N/A | #N/A | #N/A | #N/A | #N/A | #N/A | #N/A
TRUE | QLD | QGNG | Gin Gin | Energy Queensland | Shoulder | Non-coincident | 2020 | ACTUAL_OPG | -5.922 | 145.1111 | QLD Gin Gin |  |  | FALSE | #N/A | #N/A | #N/A | #N/A | #N/A | #N/A | #N/A | #N/A | #N/A | #N/A
TRUE | QLD | QGNG | Gin Gin | Energy Queensland | Shoulder | Non-coincident | 2020 | ACTUAL_ADJUSTEDOPG | -5.922 | 145.1111 | QLD Gin Gin |  |  | FALSE | #N/A | #N/A | #N/A | #N/A | #N/A | #N/A | #N/A | #N/A | #N/A | #N/A
TRUE | QLD | QGNG | Gin Gin | Energy Queensland | Shoulder | Coincident_unreconciled | 2021 | POE90 | 32 | NA | QLD Gin Gin |  |  | FALSE | #N/A | #N/A | #N/A | #N/A | #N/A | #N/A | #N/A | #N/A | #N/A | #N/A
TRUE | QLD | QGNG | Gin Gin | Energy Queensland | Shoulder | Coincident_unreconciled | 2021 | POE50 | 45 | NA | QLD Gin Gin |  |  | FALSE | #N/A | #N/A | #N/A | #N/A | #N/A | #N/A | #N/A | #N/A | #N/A | #N/A
TRUE | QLD | QGNG | Gin Gin | Energy Queensland | Shoulder | Non-coincident | 2021 | POE90 | 3.9234 | NA | QLD Gin Gin |  |  | FALSE | #N/A | #N/A | #N/A | #N/A | #N/A | #N/A | #N/A | #N/A | #N/A | #N/A
TRUE | QLD | QGNG | Gin Gin | Energy Queensland | Shoulder | Non-coincident | 2021 | POE50 | 12 | 145.0507 | QLD Gin Gin |  |  | FALSE | #N/A | #N/A | #N/A | #N/A | #N/A | #N/A | #N/A | #N/A | #N/A | #N/A
TRUE | QLD | QGNG | Gin Gin | Energy Queensland | Shoulder | Coincident_unreconciled | 2022 | POE90 | 31.04 | NA | QLD Gin Gin |  |  | FALSE | #N/A | #N/A | #N/A | #N/A | #N/A | #N/A | #N/A | #N/A | #N/A | #N/A
TRUE | QLD | QGNG | Gin Gin | Energy Queensland | Shoulder | Coincident_unreconciled | 2022 | POE50 | 43.65 | NA | QLD Gin Gin |  |  | FALSE | #N/A | #N/A | #N/A | #N/A | #N/A | #N/A | #N/A | #N/A | #N/A | #N/A
TRUE | QLD | QGNG | Gin Gin | Energy Queensland | Shoulder | Non-coincident | 2022 | POE90 | 3.8057 | NA | QLD Gin Gin |  |  | FALSE | #N/A | #N/A | #N/A | #N/A | #N/A | #N/A | #N/A | #N/A | #N/A | #N/A
TRUE | QLD | QGNG | Gin Gin | Energy Queensland | Shoulder | Non-coincident | 2022 | POE50 | 11.64 | 146.0965 | QLD Gin Gin |  |  | FALSE | #N/A | #N/A | #N/A | #N/A | #N/A | #N/A | #N/A | #N/A | #N/A | #N/A
TRUE | QLD | QGNG | Gin Gin | Energy Queensland | Shoulder | Coincident_unreconciled | 2023 | POE90 | 30.1088 | NA | QLD Gin Gin |  |  | FALSE | #N/A | #N/A | #N/A | #N/A | #N/A | #N/A | #N/A | #N/A | #N/A | #N/A
TRUE | QLD | QGNG | Gin Gin | Energy Queensland | Shoulder | Coincident_unreconciled | 2023 | POE50 | 42.3405 | NA | QLD Gin Gin |  |  | FALSE | #N/A | #N/A | #N/A | #N/A | #N/A | #N/A | #N/A | #N/A | #N/A | #N/A
TRUE | QLD | QGNG | Gin Gin | Energy Queensland | Shoulder | Non-coincident | 2023 | POE90 | 3.6915 | NA | QLD Gin Gin |  |  | FALSE | #N/A | #N/A | #N/A | #N/A | #N/A | #N/A | #N/A | #N/A | #N/A | #N/A
TRUE | QLD | QGNG | Gin Gin | Energy Queensland | Shoulder | Non-coincident | 2023 | POE50 | 11.2908 | 147.1577 | QLD Gin Gin |  |  | FALSE | #N/A | #N/A | #N/A | #N/A | #N/A | #N/A | #N/A | #N/A | #N/A | #N/A
TRUE | QLD | QGNG | Gin Gin | Energy Queensland | Shoulder | Coincident_unreconciled | 2024 | POE90 | 29.2055 | NA | QLD Gin Gin |  |  | FALSE | #N/A | #N/A | #N/A | #N/A | #N/A | #N/A | #N/A | #N/A | #N/A | #N/A
TRUE | QLD | QGNG | Gin Gin | Energy Queensland | Shoulder | Coincident_unreconciled | 2024 | POE50 | 41.0703 | NA | QLD Gin Gin |  |  | FALSE | #N/A | #N/A | #N/A | #N/A | #N/A | #N/A | #N/A | #N/A | #N/A | #N/A
TRUE | QLD | QGNG | Gin Gin | Energy Queensland | Shoulder | Non-coincident | 2024 | POE90 | 3.5808 | NA | QLD Gin Gin |  |  | FALSE | #N/A | #N/A | #N/A | #N/A | #N/A | #N/A | #N/A | #N/A | #N/A | #N/A
TRUE | QLD | QGNG | Gin Gin | Energy Queensland | Shoulder | Non-coincident | 2024 | POE50 | 10.9521 | 148.2036 | QLD Gin Gin |  |  | FALSE | #N/A | #N/A | #N/A | #N/A | #N/A | #N/A | #N/A | #N/A | #N/A | #N/A
TRUE | QLD | QGNG | Gin Gin | Energy Queensland | Shoulder | Coincident_unreconciled | 2025 | POE90 | 28.3294 | NA | QLD Gin Gin |  |  | FALSE | #N/A | #N/A | #N/A | #N/A | #N/A | #N/A | #N/A | #N/A | #N/A | #N/A
TRUE | QLD | QGNG | Gin Gin | Energy Queensland | Shoulder | Coincident_unreconciled | 2025 | POE50 | 39.8382 | NA | QLD Gin Gin |  |  | FALSE | #N/A | #N/A | #N/A | #N/A | #N/A | #N/A | #N/A | #N/A | #N/A | #N/A
TRUE | QLD | QGNG | Gin Gin | Energy Queensland | Shoulder | Non-coincident | 2025 | POE90 | 3.4734 | NA | QLD Gin Gin |  |  | FALSE | #N/A | #N/A | #N/A | #N/A | #N/A | #N/A | #N/A | #N/A | #N/A | #N/A
TRUE | QLD | QGNG | Gin Gin | Energy Queensland | Shoulder | Non-coincident | 2025 | POE50 | 10.6235 | 149.2305 | QLD Gin Gin |  |  | FALSE | #N/A | #N/A | #N/A | #N/A | #N/A | #N/A | #N/A | #N/A | #N/A | #N/A
TRUE | QLD | QGNG | Gin Gin | Energy Queensland | Shoulder | Coincident_unreconciled | 2026 | POE90 | 27.4795 | NA | QLD Gin Gin |  |  | FALSE | #N/A | #N/A | #N/A | #N/A | #N/A | #N/A | #N/A | #N/A | #N/A | #N/A
TRUE | QLD | QGNG | Gin Gin | Energy Queensland | Shoulder | Coincident_unreconciled | 2026 | POE50 | 38.643 | NA | QLD Gin Gin |  |  | FALSE | #N/A | #N/A | #N/A | #N/A | #N/A | #N/A | #N/A | #N/A | #N/A | #N/A
TRUE | QLD | QGNG | Gin Gin | Energy Queensland | Shoulder | Non-coincident | 2026 | POE90 | 3.3692 | NA | QLD Gin Gin |  |  | FALSE | #N/A | #N/A | #N/A | #N/A | #N/A | #N/A | #N/A | #N/A | #N/A | #N/A
TRUE | QLD | QGNG | Gin Gin | Energy Queensland | Shoulder | Non-coincident | 2026 | POE50 | 10.3048 | 150.288 | QLD Gin Gin |  |  | FALSE | #N/A | #N/A | #N/A | #N/A | #N/A | #N/A | #N/A | #N/A | #N/A | #N/A
TRUE | QLD | QGNG | Gin Gin | Energy Queensland | Shoulder | Coincident_unreconciled | 2027 | POE90 | 26.6551 | NA | QLD Gin Gin |  |  | FALSE | #N/A | #N/A | #N/A | #N/A | #N/A | #N/A | #N/A | #N/A | #N/A | #N/A
TRUE | QLD | QGNG | Gin Gin | Energy Queensland | Shoulder | Coincident_unreconciled | 2027 | POE50 | 37.4837 | NA | QLD Gin Gin |  |  | FALSE | #N/A | #N/A | #N/A | #N/A | #N/A | #N/A | #N/A | #N/A | #N/A | #N/A
TRUE | QLD | QGNG | Gin Gin | Energy Queensland | Shoulder | Non-coincident | 2027 | POE90 | 3.2681 | NA | QLD Gin Gin |  |  | FALSE | #N/A | #N/A | #N/A | #N/A | #N/A | #N/A | #N/A | #N/A | #N/A | #N/A
TRUE | QLD | QGNG | Gin Gin | Energy Queensland | Shoulder | Non-coincident | 2027 | POE50 | 9.9957 | 151.3548 | QLD Gin Gin |  |  | FALSE | #N/A | #N/A | #N/A | #N/A | #N/A | #N/A | #N/A | #N/A | #N/A | #N/A
TRUE | QLD | QGNG | Gin Gin | Energy Queensland | Shoulder | Coincident_unreconciled | 2028 | POE90 | 25.8555 | NA | QLD Gin Gin |  |  | FALSE | #N/A | #N/A | #N/A | #N/A | #N/A | #N/A | #N/A | #N/A | #N/A | #N/A
TRUE | QLD | QGNG | Gin Gin | Energy Queensland | Shoulder | Coincident_unreconciled | 2028 | POE50 | 36.3592 | NA | QLD Gin Gin |  |  | FALSE | #N/A | #N/A | #N/A | #N/A | #N/A | #N/A | #N/A | #N/A | #N/A | #N/A
TRUE | QLD | QGNG | Gin Gin | Energy Queensland | Shoulder | Non-coincident | 2028 | POE90 | 3.17 | NA | QLD Gin Gin |  |  | FALSE | #N/A | #N/A | #N/A | #N/A | #N/A | #N/A | #N/A | #N/A | #N/A | #N/A
TRUE | QLD | QGNG | Gin Gin | Energy Queensland | Shoulder | Non-coincident | 2028 | POE50 | 9.6958 | 152.5029 | QLD Gin Gin |  |  | FALSE | #N/A | #N/A | #N/A | #N/A | #N/A | #N/A | #N/A | #N/A | #N/A | #N/A
TRUE | QLD | QGNG | Gin Gin | Energy Queensland | Shoulder | Coincident_unreconciled | 2029 | POE90 | 25.0798 | NA | QLD Gin Gin |  |  | FALSE | #N/A | #N/A | #N/A | #N/A | #N/A | #N/A | #N/A | #N/A | #N/A | #N/A
TRUE | QLD | QGNG | Gin Gin | Energy Queensland | Shoulder | Coincident_unreconciled | 2029 | POE50 | 35.2685 | NA | QLD Gin Gin |  |  | FALSE | #N/A | #N/A | #N/A | #N/A | #N/A | #N/A | #N/A | #N/A | #N/A | #N/A
TRUE | QLD | QGNG | Gin Gin | Energy Queensland | Shoulder | Non-coincident | 2029 | POE90 | 3.0749 | NA | QLD Gin Gin |  |  | FALSE | #N/A | #N/A | #N/A | #N/A | #N/A | #N/A | #N/A | #N/A | #N/A | #N/A
TRUE | QLD | QGNG | Gin Gin | Energy Queensland | Shoulder | Non-coincident | 2029 | POE50 | 9.4049 | 153.7811 | QLD Gin Gin |  |  | FALSE | #N/A | #N/A | #N/A | #N/A | #N/A | #N/A | #N/A | #N/A | #N/A | #N/A
TRUE | QLD | QGNG | Gin Gin | Energy Queensland | Shoulder | Coincident_unreconciled | 2030 | POE90 | 24.3274 | NA | QLD Gin Gin |  |  | FALSE | #N/A | #N/A | #N/A | #N/A | #N/A | #N/A | #N/A | #N/A | #N/A | #N/A
TRUE | QLD | QGNG | Gin Gin | Energy Queensland | Shoulder | Coincident_unreconciled | 2030 | POE50 | 34.2104 | NA | QLD Gin Gin |  |  | FALSE | #N/A | #N/A | #N/A | #N/A | #N/A | #N/A | #N/A | #N/A | #N/A | #N/A
TRUE | QLD | QGNG | Gin Gin | Energy Queensland | Shoulder | Non-coincident | 2030 | POE90 | 2.9827 | NA | QLD Gin Gin |  |  | FALSE | #N/A | #N/A | #N/A | #N/A | #N/A | #N/A | #N/A | #N/A | #N/A | #N/A
TRUE | QLD | QGNG | Gin Gin | Energy Queensland | Shoulder | Non-coincident | 2030 | POE50 | 9.1228 | 155.1803 | QLD Gin Gin |  |  | FALSE | #N/A | #N/A | #N/A | #N/A | #N/A | #N/A | #N/A | #N/A | #N/A | #N/A
TRUE | QLD | QGNG | Gin Gin | Energy Queensland | Summer | Coincident | 2017 | ACTUAL_OPG | 49.8738 | 171.9408 | QLD Gin Gin |  |  | FALSE | #N/A | #N/A | #N/A | #N/A | #N/A | #N/A | #N/A | #N/A | #N/A | #N/A
TRUE | QLD | QGNG | Gin Gin | Energy Queensland | Summer | Coincident | 2017 | ACTUAL_RAW | 49.8738 | 171.9408 | QLD Gin Gin |  |  | FALSE | #N/A | #N/A | #N/A | #N/A | #N/A | #N/A | #N/A | #N/A | #N/A | #N/A
TRUE | QLD | QGNG | Gin Gin | Energy Queensland | Summer | Non-coincident | 2017 | ACTUAL_RAW | 35.227 | 176.1375 | QLD Gin Gin |  |  | FALSE | #N/A | #N/A | #N/A | #N/A | #N/A | #N/A | #N/A | #N/A | #N/A | #N/A
TRUE | QLD | QGNG | Gin Gin | Energy Queensland | Summer | Non-coincident | 2017 | ACTUAL_OPG | 35.227 | 176.1375 | QLD Gin Gin |  |  | FALSE | #N/A | #N/A | #N/A | #N/A | #N/A | #N/A | #N/A | #N/A | #N/A | #N/A
TRUE | QLD | QGNG | Gin Gin | Energy Queensland | Summer | Non-coincident | 2017 | ACTUAL_ADJUSTEDOPG | 35.227 | 176.1375 | QLD Gin Gin |  |  | FALSE | #N/A | #N/A | #N/A | #N/A | #N/A | #N/A | #N/A | #N/A | #N/A | #N/A
TRUE | QLD | QGNG | Gin Gin | Energy Queensland | Summer | Coincident | 2018 | ACTUAL_OPG | 55.1083 | 163.5081 | QLD Gin Gin |  |  | FALSE | #N/A | #N/A | #N/A | #N/A | #N/A | #N/A | #N/A | #N/A | #N/A | #N/A
TRUE | QLD | QGNG | Gin Gin | Energy Queensland | Summer | Coincident | 2018 | ACTUAL_RAW | 55.1083 | 163.5081 | QLD Gin Gin |  |  | FALSE | #N/A | #N/A | #N/A | #N/A | #N/A | #N/A | #N/A | #N/A | #N/A | #N/A
TRUE | QLD | QGNG | Gin Gin | Energy Queensland | Summer | Non-coincident | 2018 | ACTUAL_RAW | 43.1206 | 173.4065 | QLD Gin Gin |  |  | FALSE | #N/A | #N/A | #N/A | #N/A | #N/A | #N/A | #N/A | #N/A | #N/A | #N/A
TRUE | QLD | QGNG | Gin Gin | Energy Queensland | Summer | Non-coincident | 2018 | ACTUAL_OPG | 43.1206 | 173.4065 | QLD Gin Gin |  |  | FALSE | #N/A | #N/A | #N/A | #N/A | #N/A | #N/A | #N/A | #N/A | #N/A | #N/A
TRUE | QLD | QGNG | Gin Gin | Energy Queensland | Summer | Non-coincident | 2018 | ACTUAL_ADJUSTEDOPG | 43.1206 | 173.4065 | QLD Gin Gin |  |  | FALSE | #N/A | #N/A | #N/A | #N/A | #N/A | #N/A | #N/A | #N/A | #N/A | #N/A
TRUE | QLD | QGNG | Gin Gin | Energy Queensland | Summer | Coincident | 2019 | ACTUAL_OPG | 68.2649 | 176.1711 | QLD Gin Gin |  |  | FALSE | #N/A | #N/A | #N/A | #N/A | #N/A | #N/A | #N/A | #N/A | #N/A | #N/A
TRUE | QLD | QGNG | Gin Gin | Energy Queensland | Summer | Coincident | 2019 | ACTUAL_RAW | 68.2649 | 176.1711 | QLD Gin Gin |  |  | FALSE | #N/A | #N/A | #N/A | #N/A | #N/A | #N/A | #N/A | #N/A | #N/A | #N/A
TRUE | QLD | QGNG | Gin Gin | Energy Queensland | Summer | Non-coincident | 2019 | ACTUAL_RAW | 27.918 | 177.8969 | QLD Gin Gin |  |  | FALSE | #N/A | #N/A | #N/A | #N/A | #N/A | #N/A | #N/A | #N/A | #N/A | #N/A
TRUE | QLD | QGNG | Gin Gin | Energy Queensland | Summer | Non-coincident | 2019 | ACTUAL_OPG | 27.918 | 177.8969 | QLD Gin Gin |  |  | FALSE | #N/A | #N/A | #N/A | #N/A | #N/A | #N/A | #N/A | #N/A | #N/A | #N/A
TRUE | QLD | QGNG | Gin Gin | Energy Queensland | Summer | Non-coincident | 2019 | ACTUAL_ADJUSTEDOPG | 27.918 | 177.8969 | QLD Gin Gin |  |  | FALSE | #N/A | #N/A | #N/A | #N/A | #N/A | #N/A | #N/A | #N/A | #N/A | #N/A
TRUE | QLD | QGNG | Gin Gin | Energy Queensland | Summer | Non-coincident | 2019 | BASEYEARPOE90 | 28.3183 | NA | QLD Gin Gin |  |  | FALSE | #N/A | #N/A | #N/A | #N/A | #N/A | #N/A | #N/A | #N/A | #N/A | #N/A
TRUE | QLD | QGNG | Gin Gin | Energy Queensland | Summer | Non-coincident | 2019 | BASEYEARPOE50 | 36.0037 | 172.1008 | QLD Gin Gin |  |  | FALSE | #N/A | #N/A | #N/A | #N/A | #N/A | #N/A | #N/A | #N/A | #N/A | #N/A
TRUE | QLD | QGNG | Gin Gin | Energy Queensland | Summer | Coincident | 2020 | ACTUAL_OPG | 25.9945 | 142.6634 | QLD Gin Gin |  |  | FALSE | #N/A | #N/A | #N/A | #N/A | #N/A | #N/A | #N/A | #N/A | #N/A | #N/A
TRUE | QLD | QGNG | Gin Gin | Energy Queensland | Summer | Coincident | 2020 | ACTUAL_RAW | 25.9945 | 142.6634 | QLD Gin Gin |  |  | FALSE | #N/A | #N/A | #N/A | #N/A | #N/A | #N/A | #N/A | #N/A | #N/A | #N/A
TRUE | QLD | QGNG | Gin Gin | Energy Queensland | Summer | Non-coincident | 2020 | ACTUAL_RAW | 2.7689 | 159.6302 | QLD Gin Gin |  |  | FALSE | #N/A | #N/A | #N/A | #N/A | #N/A | #N/A | #N/A | #N/A | #N/A | #N/A
TRUE | QLD | QGNG | Gin Gin | Energy Queensland | Summer | Non-coincident | 2020 | ACTUAL_OPG | 2.7689 | 159.6302 | QLD Gin Gin |  |  | FALSE | #N/A | #N/A | #N/A | #N/A | #N/A | #N/A | #N/A | #N/A | #N/A | #N/A
TRUE | QLD | QGNG | Gin Gin | Energy Queensland | Summer | Non-coincident | 2020 | ACTUAL_ADJUSTEDOPG | 2.7689 | 159.6302 | QLD Gin Gin |  |  | FALSE | #N/A | #N/A | #N/A | #N/A | #N/A | #N/A | #N/A | #N/A | #N/A | #N/A
TRUE | QLD | QGNG | Gin Gin | Energy Queensland | Summer | Coincident_unreconciled | 2021 | POE90 | 45.9234 | NA | QLD Gin Gin |  |  | FALSE | #N/A | #N/A | #N/A | #N/A | #N/A | #N/A | #N/A | #N/A | #N/A | #N/A
TRUE | QLD | QGNG | Gin Gin | Energy Queensland | Summer | Coincident_unreconciled | 2021 | POE50 | 57.63 | NA | QLD Gin Gin |  |  | FALSE | #N/A | #N/A | #N/A | #N/A | #N/A | #N/A | #N/A | #N/A | #N/A | #N/A
TRUE | QLD | QGNG | Gin Gin | Energy Queensland | Summer | Non-coincident | 2021 | POE90 | 3.9234 | NA | QLD Gin Gin |  |  | FALSE | #N/A | #N/A | #N/A | #N/A | #N/A | #N/A | #N/A | #N/A | #N/A | #N/A
TRUE | QLD | QGNG | Gin Gin | Energy Queensland | Summer | Non-coincident | 2021 | POE50 | 12 | 176.0358 | QLD Gin Gin |  |  | FALSE | #N/A | #N/A | #N/A | #N/A | #N/A | #N/A | #N/A | #N/A | #N/A | #N/A
TRUE | QLD | QGNG | Gin Gin | Energy Queensland | Summer | Coincident_unreconciled | 2022 | POE90 | 44.5457 | NA | QLD Gin Gin |  |  | FALSE | #N/A | #N/A | #N/A | #N/A | #N/A | #N/A | #N/A | #N/A | #N/A | #N/A
TRUE | QLD | QGNG | Gin Gin | Energy Queensland | Summer | Coincident_unreconciled | 2022 | POE50 | 55.9011 | NA | QLD Gin Gin |  |  | FALSE | #N/A | #N/A | #N/A | #N/A | #N/A | #N/A | #N/A | #N/A | #N/A | #N/A
TRUE | QLD | QGNG | Gin Gin | Energy Queensland | Summer | Non-coincident | 2022 | POE90 | 3.8057 | NA | QLD Gin Gin |  |  | FALSE | #N/A | #N/A | #N/A | #N/A | #N/A | #N/A | #N/A | #N/A | #N/A | #N/A
TRUE | QLD | QGNG | Gin Gin | Energy Queensland | Summer | Non-coincident | 2022 | POE50 | 11.64 | 177.2925 | QLD Gin Gin |  |  | FALSE | #N/A | #N/A | #N/A | #N/A | #N/A | #N/A | #N/A | #N/A | #N/A | #N/A
TRUE | QLD | QGNG | Gin Gin | Energy Queensland | Summer | Coincident_unreconciled | 2023 | POE90 | 43.2093 | NA | QLD Gin Gin |  |  | FALSE | #N/A | #N/A | #N/A | #N/A | #N/A | #N/A | #N/A | #N/A | #N/A | #N/A
TRUE | QLD | QGNG | Gin Gin | Energy Queensland | Summer | Coincident_unreconciled | 2023 | POE50 | 54.2241 | NA | QLD Gin Gin |  |  | FALSE | #N/A | #N/A | #N/A | #N/A | #N/A | #N/A | #N/A | #N/A | #N/A | #N/A
TRUE | QLD | QGNG | Gin Gin | Energy Queensland | Summer | Non-coincident | 2023 | POE90 | 3.6915 | NA | QLD Gin Gin |  |  | FALSE | #N/A | #N/A | #N/A | #N/A | #N/A | #N/A | #N/A | #N/A | #N/A | #N/A
TRUE | QLD | QGNG | Gin Gin | Energy Queensland | Summer | Non-coincident | 2023 | POE50 | 11.2908 | 178.5597 | QLD Gin Gin |  |  | FALSE | #N/A | #N/A | #N/A | #N/A | #N/A | #N/A | #N/A | #N/A | #N/A | #N/A
TRUE | QLD | QGNG | Gin Gin | Energy Queensland | Summer | Coincident_unreconciled | 2024 | POE90 | 41.913 | NA | QLD Gin Gin |  |  | FALSE | #N/A | #N/A | #N/A | #N/A | #N/A | #N/A | #N/A | #N/A | #N/A | #N/A
TRUE | QLD | QGNG | Gin Gin | Energy Queensland | Summer | Coincident_unreconciled | 2024 | POE50 | 52.5973 | NA | QLD Gin Gin |  |  | FALSE | #N/A | #N/A | #N/A | #N/A | #N/A | #N/A | #N/A | #N/A | #N/A | #N/A
TRUE | QLD | QGNG | Gin Gin | Energy Queensland | Summer | Non-coincident | 2024 | POE90 | 3.5808 | NA | QLD Gin Gin |  |  | FALSE | #N/A | #N/A | #N/A | #N/A | #N/A | #N/A | #N/A | #N/A | #N/A | #N/A
TRUE | QLD | QGNG | Gin Gin | Energy Queensland | Summer | Non-coincident | 2024 | POE50 | 10.9521 | 179.8228 | QLD Gin Gin |  |  | FALSE | #N/A | #N/A | #N/A | #N/A | #N/A | #N/A | #N/A | #N/A | #N/A | #N/A
TRUE | QLD | QGNG | Gin Gin | Energy Queensland | Summer | Coincident_unreconciled | 2025 | POE90 | 40.6557 | NA | QLD Gin Gin |  |  | FALSE | #N/A | #N/A | #N/A | #N/A | #N/A | #N/A | #N/A | #N/A | #N/A | #N/A
TRUE | QLD | QGNG | Gin Gin | Energy Queensland | Summer | Coincident_unreconciled | 2025 | POE50 | 51.0194 | NA | QLD Gin Gin |  |  | FALSE | #N/A | #N/A | #N/A | #N/A | #N/A | #N/A | #N/A | #N/A | #N/A | #N/A
TRUE | QLD | QGNG | Gin Gin | Energy Queensland | Summer | Non-coincident | 2025 | POE90 | 3.4734 | NA | QLD Gin Gin |  |  | FALSE | #N/A | #N/A | #N/A | #N/A | #N/A | #N/A | #N/A | #N/A | #N/A | #N/A
TRUE | QLD | QGNG | Gin Gin | Energy Queensland | Summer | Non-coincident | 2025 | POE50 | 10.6235 | 181.0863 | QLD Gin Gin |  |  | FALSE | #N/A | #N/A | #N/A | #N/A | #N/A | #N/A | #N/A | #N/A | #N/A | #N/A
TRUE | QLD | QGNG | Gin Gin | Energy Queensland | Summer | Coincident_unreconciled | 2026 | POE90 | 39.436 | NA | QLD Gin Gin |  |  | FALSE | #N/A | #N/A | #N/A | #N/A | #N/A | #N/A | #N/A | #N/A | #N/A | #N/A
TRUE | QLD | QGNG | Gin Gin | Energy Queensland | Summer | Coincident_unreconciled | 2026 | POE50 | 49.4888 | NA | QLD Gin Gin |  |  | FALSE | #N/A | #N/A | #N/A | #N/A | #N/A | #N/A | #N/A | #N/A | #N/A | #N/A
TRUE | QLD | QGNG | Gin Gin | Energy Queensland | Summer | Non-coincident | 2026 | POE90 | 3.3692 | NA | QLD Gin Gin |  |  | FALSE | #N/A | #N/A | #N/A | #N/A | #N/A | #N/A | #N/A | #N/A | #N/A | #N/A
TRUE | QLD | QGNG | Gin Gin | Energy Queensland | Summer | Non-coincident | 2026 | POE50 | 10.3048 | 182.4021 | QLD Gin Gin |  |  | FALSE | #N/A | #N/A | #N/A | #N/A | #N/A | #N/A | #N/A | #N/A | #N/A | #N/A
TRUE | QLD | QGNG | Gin Gin | Energy Queensland | Summer | Coincident_unreconciled | 2027 | POE90 | 38.2529 | NA | QLD Gin Gin |  |  | FALSE | #N/A | #N/A | #N/A | #N/A | #N/A | #N/A | #N/A | #N/A | #N/A | #N/A
TRUE | QLD | QGNG | Gin Gin | Energy Queensland | Summer | Coincident_unreconciled | 2027 | POE50 | 48.0042 | NA | QLD Gin Gin |  |  | FALSE | #N/A | #N/A | #N/A | #N/A | #N/A | #N/A | #N/A | #N/A | #N/A | #N/A
TRUE | QLD | QGNG | Gin Gin | Energy Queensland | Summer | Non-coincident | 2027 | POE90 | 3.2681 | NA | QLD Gin Gin |  |  | FALSE | #N/A | #N/A | #N/A | #N/A | #N/A | #N/A | #N/A | #N/A | #N/A | #N/A
TRUE | QLD | QGNG | Gin Gin | Energy Queensland | Summer | Non-coincident | 2027 | POE50 | 9.9957 | 183.7511 | QLD Gin Gin |  |  | FALSE | #N/A | #N/A | #N/A | #N/A | #N/A | #N/A | #N/A | #N/A | #N/A | #N/A
TRUE | QLD | QGNG | Gin Gin | Energy Queensland | Summer | Coincident_unreconciled | 2028 | POE90 | 37.1053 | NA | QLD Gin Gin |  |  | FALSE | #N/A | #N/A | #N/A | #N/A | #N/A | #N/A | #N/A | #N/A | #N/A | #N/A
TRUE | QLD | QGNG | Gin Gin | Energy Queensland | Summer | Coincident_unreconciled | 2028 | POE50 | 46.5641 | NA | QLD Gin Gin |  |  | FALSE | #N/A | #N/A | #N/A | #N/A | #N/A | #N/A | #N/A | #N/A | #N/A | #N/A
TRUE | QLD | QGNG | Gin Gin | Energy Queensland | Summer | Non-coincident | 2028 | POE90 | 3.17 | NA | QLD Gin Gin |  |  | FALSE | #N/A | #N/A | #N/A | #N/A | #N/A | #N/A | #N/A | #N/A | #N/A | #N/A
TRUE | QLD | QGNG | Gin Gin | Energy Queensland | Summer | Non-coincident | 2028 | POE50 | 9.6958 | 185.1942 | QLD Gin Gin |  |  | FALSE | #N/A | #N/A | #N/A | #N/A | #N/A | #N/A | #N/A | #N/A | #N/A | #N/A
TRUE | QLD | QGNG | Gin Gin | Energy Queensland | Summer | Coincident_unreconciled | 2029 | POE90 | 35.9922 | NA | QLD Gin Gin |  |  | FALSE | #N/A | #N/A | #N/A | #N/A | #N/A | #N/A | #N/A | #N/A | #N/A | #N/A
TRUE | QLD | QGNG | Gin Gin | Energy Queensland | Summer | Coincident_unreconciled | 2029 | POE50 | 45.1671 | NA | QLD Gin Gin |  |  | FALSE | #N/A | #N/A | #N/A | #N/A | #N/A | #N/A | #N/A | #N/A | #N/A | #N/A
TRUE | QLD | QGNG | Gin Gin | Energy Queensland | Summer | Non-coincident | 2029 | POE90 | 3.0749 | NA | QLD Gin Gin |  |  | FALSE | #N/A | #N/A | #N/A | #N/A | #N/A | #N/A | #N/A | #N/A | #N/A | #N/A
TRUE | QLD | QGNG | Gin Gin | Energy Queensland | Summer | Non-coincident | 2029 | POE50 | 9.4049 | 186.791 | QLD Gin Gin |  |  | FALSE | #N/A | #N/A | #N/A | #N/A | #N/A | #N/A | #N/A | #N/A | #N/A | #N/A
TRUE | QLD | QGNG | Gin Gin | Energy Queensland | Summer | Coincident_unreconciled | 2030 | POE90 | 34.9124 | NA | QLD Gin Gin |  |  | FALSE | #N/A | #N/A | #N/A | #N/A | #N/A | #N/A | #N/A | #N/A | #N/A | #N/A
TRUE | QLD | QGNG | Gin Gin | Energy Queensland | Summer | Coincident_unreconciled | 2030 | POE50 | 43.8121 | NA | QLD Gin Gin |  |  | FALSE | #N/A | #N/A | #N/A | #N/A | #N/A | #N/A | #N/A | #N/A | #N/A | #N/A
TRUE | QLD | QGNG | Gin Gin | Energy Queensland | Summer | Non-coincident | 2030 | POE90 | 2.9827 | NA | QLD Gin Gin |  |  | FALSE | #N/A | #N/A | #N/A | #N/A | #N/A | #N/A | #N/A | #N/A | #N/A | #N/A
TRUE | QLD | QGNG | Gin Gin | Energy Queensland | Summer | Non-coincident | 2030 | POE50 | 9.1228 | 188.5449 | QLD Gin Gin |  |  | FALSE | #N/A | #N/A | #N/A | #N/A | #N/A | #N/A | #N/A | #N/A | #N/A | #N/A
TRUE | QLD | QGNG | Gin Gin | Energy Queensland | Winter | Coincident | 2016 | ACTUAL_OPG | 56.9147 | 121.3733 | QLD Gin Gin |  |  | FALSE | #N/A | #N/A | #N/A | #N/A | #N/A | #N/A | #N/A | #N/A | #N/A | #N/A
TRUE | QLD | QGNG | Gin Gin | Energy Queensland | Winter | Coincident | 2016 | ACTUAL_RAW | 56.9147 | 121.3733 | QLD Gin Gin |  |  | FALSE | #N/A | #N/A | #N/A | #N/A | #N/A | #N/A | #N/A | #N/A | #N/A | #N/A
TRUE | QLD | QGNG | Gin Gin | Energy Queensland | Winter | Non-coincident | 2016 | ACTUAL_RAW | 16.899 | 125.2172 | QLD Gin Gin |  |  | FALSE | #N/A | #N/A | #N/A | #N/A | #N/A | #N/A | #N/A | #N/A | #N/A | #N/A
TRUE | QLD | QGNG | Gin Gin | Energy Queensland | Winter | Non-coincident | 2016 | ACTUAL_OPG | 16.899 | 125.2172 | QLD Gin Gin |  |  | FALSE | #N/A | #N/A | #N/A | #N/A | #N/A | #N/A | #N/A | #N/A | #N/A | #N/A
TRUE | QLD | QGNG | Gin Gin | Energy Queensland | Winter | Non-coincident | 2016 | ACTUAL_ADJUSTEDOPG | 16.899 | 125.2172 | QLD Gin Gin |  |  | FALSE | #N/A | #N/A | #N/A | #N/A | #N/A | #N/A | #N/A | #N/A | #N/A | #N/A
TRUE | QLD | QGNG | Gin Gin | Energy Queensland | Winter | Coincident | 2017 | ACTUAL_OPG | 23.9805 | 134.9028 | QLD Gin Gin |  |  | FALSE | #N/A | #N/A | #N/A | #N/A | #N/A | #N/A | #N/A | #N/A | #N/A | #N/A
TRUE | QLD | QGNG | Gin Gin | Energy Queensland | Winter | Coincident | 2017 | ACTUAL_RAW | 23.9805 | 134.9028 | QLD Gin Gin |  |  | FALSE | #N/A | #N/A | #N/A | #N/A | #N/A | #N/A | #N/A | #N/A | #N/A | #N/A
TRUE | QLD | QGNG | Gin Gin | Energy Queensland | Winter | Non-coincident | 2017 | ACTUAL_RAW | 23.9805 | 158.0727 | QLD Gin Gin |  |  | FALSE | #N/A | #N/A | #N/A | #N/A | #N/A | #N/A | #N/A | #N/A | #N/A | #N/A
TRUE | QLD | QGNG | Gin Gin | Energy Queensland | Winter | Non-coincident | 2017 | ACTUAL_OPG | 23.9805 | 158.0727 | QLD Gin Gin |  |  | FALSE | #N/A | #N/A | #N/A | #N/A | #N/A | #N/A | #N/A | #N/A | #N/A | #N/A
TRUE | QLD | QGNG | Gin Gin | Energy Queensland | Winter | Non-coincident | 2017 | ACTUAL_ADJUSTEDOPG | 23.9805 | 158.0727 | QLD Gin Gin |  |  | FALSE | #N/A | #N/A | #N/A | #N/A | #N/A | #N/A | #N/A | #N/A | #N/A | #N/A
TRUE | QLD | QGNG | Gin Gin | Energy Queensland | Winter | Coincident | 2018 | ACTUAL_OPG | 50.2441 | 141.0765 | QLD Gin Gin |  |  | FALSE | #N/A | #N/A | #N/A | #N/A | #N/A | #N/A | #N/A | #N/A | #N/A | #N/A
TRUE | QLD | QGNG | Gin Gin | Energy Queensland | Winter | Coincident | 2018 | ACTUAL_RAW | 50.2441 | 141.0765 | QLD Gin Gin |  |  | FALSE | #N/A | #N/A | #N/A | #N/A | #N/A | #N/A | #N/A | #N/A | #N/A | #N/A
TRUE | QLD | QGNG | Gin Gin | Energy Queensland | Winter | Non-coincident | 2018 | ACTUAL_RAW | 39.7892 | 145.8412 | QLD Gin Gin |  |  | FALSE | #N/A | #N/A | #N/A | #N/A | #N/A | #N/A | #N/A | #N/A | #N/A | #N/A
TRUE | QLD | QGNG | Gin Gin | Energy Queensland | Winter | Non-coincident | 2018 | ACTUAL_OPG | 39.7892 | 145.8412 | QLD Gin Gin |  |  | FALSE | #N/A | #N/A | #N/A | #N/A | #N/A | #N/A | #N/A | #N/A | #N/A | #N/A
TRUE | QLD | QGNG | Gin Gin | Energy Queensland | Winter | Non-coincident | 2018 | ACTUAL_ADJUSTEDOPG | 39.7892 | 145.8412 | QLD Gin Gin |  |  | FALSE | #N/A | #N/A | #N/A | #N/A | #N/A | #N/A | #N/A | #N/A | #N/A | #N/A
TRUE | QLD | QGNG | Gin Gin | Energy Queensland | Winter | Coincident | 2019 | ACTUAL_OPG | 23.0532 | 103.0108 | QLD Gin Gin |  |  | FALSE | #N/A | #N/A | #N/A | #N/A | #N/A | #N/A | #N/A | #N/A | #N/A | #N/A
TRUE | QLD | QGNG | Gin Gin | Energy Queensland | Winter | Coincident | 2019 | ACTUAL_RAW | 23.0532 | 103.0108 | QLD Gin Gin |  |  | FALSE | #N/A | #N/A | #N/A | #N/A | #N/A | #N/A | #N/A | #N/A | #N/A | #N/A
TRUE | QLD | QGNG | Gin Gin | Energy Queensland | Winter | Non-coincident | 2019 | ACTUAL_RAW | 0.01058 | 123.1856 | QLD Gin Gin |  |  | FALSE | #N/A | #N/A | #N/A | #N/A | #N/A | #N/A | #N/A | #N/A | #N/A | #N/A
TRUE | QLD | QGNG | Gin Gin | Energy Queensland | Winter | Non-coincident | 2019 | ACTUAL_OPG | 0.01058 | 123.1856 | QLD Gin Gin |  |  | FALSE | #N/A | #N/A | #N/A | #N/A | #N/A | #N/A | #N/A | #N/A | #N/A | #N/A
TRUE | QLD | QGNG | Gin Gin | Energy Queensland | Winter | Non-coincident | 2019 | ACTUAL_ADJUSTEDOPG | 0.01058 | 123.1856 | QLD Gin Gin |  |  | FALSE | #N/A | #N/A | #N/A | #N/A | #N/A | #N/A | #N/A | #N/A | #N/A | #N/A
TRUE | QLD | QGNG | Gin Gin | Energy Queensland | Winter | Non-coincident | 2019 | BASEYEARPOE90 | -15.2104 | NA | QLD Gin Gin |  |  | FALSE | #N/A | #N/A | #N/A | #N/A | #N/A | #N/A | #N/A | #N/A | #N/A | #N/A
TRUE | QLD | QGNG | Gin Gin | Energy Queensland | Winter | Non-coincident | 2019 | BASEYEARPOE50 | 8.6341 | 148.0447 | QLD Gin Gin |  |  | FALSE | #N/A | #N/A | #N/A | #N/A | #N/A | #N/A | #N/A | #N/A | #N/A | #N/A
TRUE | QLD | QGNG | Gin Gin | Energy Queensland | Winter | Coincident_unreconciled | 2020 | POE50 | 30 | NA | QLD Gin Gin |  |  | FALSE | #N/A | #N/A | #N/A | #N/A | #N/A | #N/A | #N/A | #N/A | #N/A | #N/A
TRUE | QLD | QGNG | Gin Gin | Energy Queensland | Winter | Coincident_unreconciled | 2020 | POE90 | 3.7639 | NA | QLD Gin Gin |  |  | FALSE | #N/A | #N/A | #N/A | #N/A | #N/A | #N/A | #N/A | #N/A | #N/A | #N/A
TRUE | QLD | QGNG | Gin Gin | Energy Queensland | Winter | Non-coincident | 2020 | POE50 | 30 | 151.0822 | QLD Gin Gin |  |  | FALSE | #N/A | #N/A | #N/A | #N/A | #N/A | #N/A | #N/A | #N/A | #N/A | #N/A
TRUE | QLD | QGNG | Gin Gin | Energy Queensland | Winter | Non-coincident | 2020 | POE90 | 1.2509 | NA | QLD Gin Gin |  |  | FALSE | #N/A | #N/A | #N/A | #N/A | #N/A | #N/A | #N/A | #N/A | #N/A | #N/A
TRUE | QLD | QGNG | Gin Gin | Energy Queensland | Winter | Coincident_unreconciled | 2021 | POE50 | 28.1425 | NA | QLD Gin Gin |  |  | FALSE | #N/A | #N/A | #N/A | #N/A | #N/A | #N/A | #N/A | #N/A | #N/A | #N/A
TRUE | QLD | QGNG | Gin Gin | Energy Queensland | Winter | Coincident_unreconciled | 2021 | POE90 | 2.0922 | NA | QLD Gin Gin |  |  | FALSE | #N/A | #N/A | #N/A | #N/A | #N/A | #N/A | #N/A | #N/A | #N/A | #N/A
TRUE | QLD | QGNG | Gin Gin | Energy Queensland | Winter | Non-coincident | 2021 | POE50 | 28.3308 | 152.1805 | QLD Gin Gin |  |  | FALSE | #N/A | #N/A | #N/A | #N/A | #N/A | #N/A | #N/A | #N/A | #N/A | #N/A
TRUE | QLD | QGNG | Gin Gin | Energy Queensland | Winter | Non-coincident | 2021 | POE90 | -0.63336 | NA | QLD Gin Gin |  |  | FALSE | #N/A | #N/A | #N/A | #N/A | #N/A | #N/A | #N/A | #N/A | #N/A | #N/A
TRUE | QLD | QGNG | Gin Gin | Energy Queensland | Winter | Coincident_unreconciled | 2022 | POE50 | 24.759 | NA | QLD Gin Gin |  |  | FALSE | #N/A | #N/A | #N/A | #N/A | #N/A | #N/A | #N/A | #N/A | #N/A | #N/A
TRUE | QLD | QGNG | Gin Gin | Energy Queensland | Winter | Coincident_unreconciled | 2022 | POE90 | -1.1304 | NA | QLD Gin Gin |  |  | FALSE | #N/A | #N/A | #N/A | #N/A | #N/A | #N/A | #N/A | #N/A | #N/A | #N/A
TRUE | QLD | QGNG | Gin Gin | Energy Queensland | Winter | Non-coincident | 2022 | POE50 | 24.9153 | 153.2783 | QLD Gin Gin |  |  | FALSE | #N/A | #N/A | #N/A | #N/A | #N/A | #N/A | #N/A | #N/A | #N/A | #N/A
TRUE | QLD | QGNG | Gin Gin | Energy Queensland | Winter | Non-coincident | 2022 | POE90 | -4.2657 | NA | QLD Gin Gin |  |  | FALSE | #N/A | #N/A | #N/A | #N/A | #N/A | #N/A | #N/A | #N/A | #N/A | #N/A
TRUE | QLD | QGNG | Gin Gin | Energy Queensland | Winter | Coincident_unreconciled | 2023 | POE50 | 22.3559 | NA | QLD Gin Gin |  |  | FALSE | #N/A | #N/A | #N/A | #N/A | #N/A | #N/A | #N/A | #N/A | #N/A | #N/A
TRUE | QLD | QGNG | Gin Gin | Energy Queensland | Winter | Coincident_unreconciled | 2023 | POE90 | -3.7254 | NA | QLD Gin Gin |  |  | FALSE | #N/A | #N/A | #N/A | #N/A | #N/A | #N/A | #N/A | #N/A | #N/A | #N/A
TRUE | QLD | QGNG | Gin Gin | Energy Queensland | Winter | Non-coincident | 2023 | POE50 | 22.2066 | 154.405 | QLD Gin Gin |  |  | FALSE | #N/A | #N/A | #N/A | #N/A | #N/A | #N/A | #N/A | #N/A | #N/A | #N/A
TRUE | QLD | QGNG | Gin Gin | Energy Queensland | Winter | Non-coincident | 2023 | POE90 | -7.1906 | NA | QLD Gin Gin |  |  | FALSE | #N/A | #N/A | #N/A | #N/A | #N/A | #N/A | #N/A | #N/A | #N/A | #N/A
TRUE | QLD | QGNG | Gin Gin | Energy Queensland | Winter | Coincident_unreconciled | 2024 | POE50 | 20.4484 | NA | QLD Gin Gin |  |  | FALSE | #N/A | #N/A | #N/A | #N/A | #N/A | #N/A | #N/A | #N/A | #N/A | #N/A
TRUE | QLD | QGNG | Gin Gin | Energy Queensland | Winter | Coincident_unreconciled | 2024 | POE90 | -5.8256 | NA | QLD Gin Gin |  |  | FALSE | #N/A | #N/A | #N/A | #N/A | #N/A | #N/A | #N/A | #N/A | #N/A | #N/A
TRUE | QLD | QGNG | Gin Gin | Energy Queensland | Winter | Non-coincident | 2024 | POE50 | 20.0566 | 155.4776 | QLD Gin Gin |  |  | FALSE | #N/A | #N/A | #N/A | #N/A | #N/A | #N/A | #N/A | #N/A | #N/A | #N/A
TRUE | QLD | QGNG | Gin Gin | Energy Queensland | Winter | Non-coincident | 2024 | POE90 | -9.5579 | NA | QLD Gin Gin |  |  | FALSE | #N/A | #N/A | #N/A | #N/A | #N/A | #N/A | #N/A | #N/A | #N/A | #N/A
TRUE | QLD | QGNG | Gin Gin | Energy Queensland | Winter | Coincident_unreconciled | 2025 | POE50 | 18.777 | NA | QLD Gin Gin |  |  | FALSE | #N/A | #N/A | #N/A | #N/A | #N/A | #N/A | #N/A | #N/A | #N/A | #N/A
TRUE | QLD | QGNG | Gin Gin | Energy Queensland | Winter | Coincident_unreconciled | 2025 | POE90 | -7.689 | NA | QLD Gin Gin |  |  | FALSE | #N/A | #N/A | #N/A | #N/A | #N/A | #N/A | #N/A | #N/A | #N/A | #N/A
TRUE | QLD | QGNG | Gin Gin | Energy Queensland | Winter | Non-coincident | 2025 | POE50 | 18.1727 | 156.5581 | QLD Gin Gin |  |  | FALSE | #N/A | #N/A | #N/A | #N/A | #N/A | #N/A | #N/A | #N/A | #N/A | #N/A
TRUE | QLD | QGNG | Gin Gin | Energy Queensland | Winter | Non-coincident | 2025 | POE90 | -11.6582 | NA | QLD Gin Gin |  |  | FALSE | #N/A | #N/A | #N/A | #N/A | #N/A | #N/A | #N/A | #N/A | #N/A | #N/A
TRUE | QLD | QGNG | Gin Gin | Energy Queensland | Winter | Coincident_unreconciled | 2026 | POE50 | 17.369 | NA | QLD Gin Gin |  |  | FALSE | #N/A | #N/A | #N/A | #N/A | #N/A | #N/A | #N/A | #N/A | #N/A | #N/A
TRUE | QLD | QGNG | Gin Gin | Energy Queensland | Winter | Coincident_unreconciled | 2026 | POE90 | -9.2872 | NA | QLD Gin Gin |  |  | FALSE | #N/A | #N/A | #N/A | #N/A | #N/A | #N/A | #N/A | #N/A | #N/A | #N/A
TRUE | QLD | QGNG | Gin Gin | Energy Queensland | Winter | Non-coincident | 2026 | POE50 | 16.5857 | 157.6695 | QLD Gin Gin |  |  | FALSE | #N/A | #N/A | #N/A | #N/A | #N/A | #N/A | #N/A | #N/A | #N/A | #N/A
TRUE | QLD | QGNG | Gin Gin | Energy Queensland | Winter | Non-coincident | 2026 | POE90 | -13.4596 | NA | QLD Gin Gin |  |  | FALSE | #N/A | #N/A | #N/A | #N/A | #N/A | #N/A | #N/A | #N/A | #N/A | #N/A
TRUE | QLD | QGNG | Gin Gin | Energy Queensland | Winter | Coincident_unreconciled | 2027 | POE50 | 16.242 | NA | QLD Gin Gin |  |  | FALSE | #N/A | #N/A | #N/A | #N/A | #N/A | #N/A | #N/A | #N/A | #N/A | #N/A
TRUE | QLD | QGNG | Gin Gin | Energy Queensland | Winter | Coincident_unreconciled | 2027 | POE90 | -10.5827 | NA | QLD Gin Gin |  |  | FALSE | #N/A | #N/A | #N/A | #N/A | #N/A | #N/A | #N/A | #N/A | #N/A | #N/A
TRUE | QLD | QGNG | Gin Gin | Energy Queensland | Winter | Non-coincident | 2027 | POE50 | 15.3154 | 158.7795 | QLD Gin Gin |  |  | FALSE | #N/A | #N/A | #N/A | #N/A | #N/A | #N/A | #N/A | #N/A | #N/A | #N/A
TRUE | QLD | QGNG | Gin Gin | Energy Queensland | Winter | Non-coincident | 2027 | POE90 | -14.9197 | NA | QLD Gin Gin |  |  | FALSE | #N/A | #N/A | #N/A | #N/A | #N/A | #N/A | #N/A | #N/A | #N/A | #N/A
TRUE | QLD | QGNG | Gin Gin | Energy Queensland | Winter | Coincident_unreconciled | 2028 | POE50 | 15.208 | NA | QLD Gin Gin |  |  | FALSE | #N/A | #N/A | #N/A | #N/A | #N/A | #N/A | #N/A | #N/A | #N/A | #N/A
TRUE | QLD | QGNG | Gin Gin | Energy Queensland | Winter | Coincident_unreconciled | 2028 | POE90 | -11.7848 | NA | QLD Gin Gin |  |  | FALSE | #N/A | #N/A | #N/A | #N/A | #N/A | #N/A | #N/A | #N/A | #N/A | #N/A
TRUE | QLD | QGNG | Gin Gin | Energy Queensland | Winter | Non-coincident | 2028 | POE50 | 14.1499 | 160.0308 | QLD Gin Gin |  |  | FALSE | #N/A | #N/A | #N/A | #N/A | #N/A | #N/A | #N/A | #N/A | #N/A | #N/A
TRUE | QLD | QGNG | Gin Gin | Energy Queensland | Winter | Non-coincident | 2028 | POE90 | -16.2747 | NA | QLD Gin Gin |  |  | FALSE | #N/A | #N/A | #N/A | #N/A | #N/A | #N/A | #N/A | #N/A | #N/A | #N/A
TRUE | QLD | QGNG | Gin Gin | Energy Queensland | Winter | Coincident_unreconciled | 2029 | POE50 | 14.3479 | NA | QLD Gin Gin |  |  | FALSE | #N/A | #N/A | #N/A | #N/A | #N/A | #N/A | #N/A | #N/A | #N/A | #N/A
TRUE | QLD | QGNG | Gin Gin | Energy Queensland | Winter | Coincident_unreconciled | 2029 | POE90 | -12.8132 | NA | QLD Gin Gin |  |  | FALSE | #N/A | #N/A | #N/A | #N/A | #N/A | #N/A | #N/A | #N/A | #N/A | #N/A
TRUE | QLD | QGNG | Gin Gin | Energy Queensland | Winter | Non-coincident | 2029 | POE50 | 13.1805 | 161.396 | QLD Gin Gin |  |  | FALSE | #N/A | #N/A | #N/A | #N/A | #N/A | #N/A | #N/A | #N/A | #N/A | #N/A
TRUE | QLD | QGNG | Gin Gin | Energy Queensland | Winter | Non-coincident | 2029 | POE90 | -17.4338 | NA | QLD Gin Gin |  |  | FALSE | #N/A | #N/A | #N/A | #N/A | #N/A | #N/A | #N/A | #N/A | #N/A | #N/A
TRUE | QLD | QGNG | Gin Gin | Energy Queensland | Shoulder | Non-coincident | 2019 | BASEYEARPOE10 | NA | 146.922 | QLD Gin Gin |  |  | FALSE | #N/A | #N/A | #N/A | #N/A | #N/A | #N/A | #N/A | #N/A | #N/A | #N/A
TRUE | QLD | QGNG | Gin Gin | Energy Queensland | Shoulder | Coincident | 2021 | POE10 | NA | 124.8112 | QLD Gin Gin |  |  | FALSE | #N/A | #N/A | #N/A | #N/A | #N/A | #N/A | #N/A | #N/A | #N/A | #N/A
TRUE | QLD | QGNG | Gin Gin | Energy Queensland | Shoulder | Coincident | 2021 | POE50 | NA | 125.6705 | QLD Gin Gin |  |  | FALSE | #N/A | #N/A | #N/A | #N/A | #N/A | #N/A | #N/A | #N/A | #N/A | #N/A
TRUE | QLD | QGNG | Gin Gin | Energy Queensland | Shoulder | Non-coincident | 2021 | POE10 | NA | 148.8195 | QLD Gin Gin |  |  | FALSE | #N/A | #N/A | #N/A | #N/A | #N/A | #N/A | #N/A | #N/A | #N/A | #N/A
TRUE | QLD | QGNG | Gin Gin | Energy Queensland | Shoulder | Coincident | 2022 | POE10 | NA | 129.1795 | QLD Gin Gin |  |  | FALSE | #N/A | #N/A | #N/A | #N/A | #N/A | #N/A | #N/A | #N/A | #N/A | #N/A
TRUE | QLD | QGNG | Gin Gin | Energy Queensland | Shoulder | Coincident | 2022 | POE50 | NA | 127.8984 | QLD Gin Gin |  |  | FALSE | #N/A | #N/A | #N/A | #N/A | #N/A | #N/A | #N/A | #N/A | #N/A | #N/A
TRUE | QLD | QGNG | Gin Gin | Energy Queensland | Shoulder | Non-coincident | 2022 | POE10 | NA | 149.8932 | QLD Gin Gin |  |  | FALSE | #N/A | #N/A | #N/A | #N/A | #N/A | #N/A | #N/A | #N/A | #N/A | #N/A
TRUE | QLD | QGNG | Gin Gin | Energy Queensland | Shoulder | Coincident | 2023 | POE10 | NA | 130.3657 | QLD Gin Gin |  |  | FALSE | #N/A | #N/A | #N/A | #N/A | #N/A | #N/A | #N/A | #N/A | #N/A | #N/A
TRUE | QLD | QGNG | Gin Gin | Energy Queensland | Shoulder | Coincident | 2023 | POE50 | NA | 129.6969 | QLD Gin Gin |  |  | FALSE | #N/A | #N/A | #N/A | #N/A | #N/A | #N/A | #N/A | #N/A | #N/A | #N/A
TRUE | QLD | QGNG | Gin Gin | Energy Queensland | Shoulder | Non-coincident | 2023 | POE10 | NA | 150.9825 | QLD Gin Gin |  |  | FALSE | #N/A | #N/A | #N/A | #N/A | #N/A | #N/A | #N/A | #N/A | #N/A | #N/A
TRUE | QLD | QGNG | Gin Gin | Energy Queensland | Shoulder | Coincident | 2024 | POE10 | NA | 131.925 | QLD Gin Gin |  |  | FALSE | #N/A | #N/A | #N/A | #N/A | #N/A | #N/A | #N/A | #N/A | #N/A | #N/A
TRUE | QLD | QGNG | Gin Gin | Energy Queensland | Shoulder | Coincident | 2024 | POE50 | NA | 132.9744 | QLD Gin Gin |  |  | FALSE | #N/A | #N/A | #N/A | #N/A | #N/A | #N/A | #N/A | #N/A | #N/A | #N/A
TRUE | QLD | QGNG | Gin Gin | Energy Queensland | Shoulder | Non-coincident | 2024 | POE10 | NA | 152.0565 | QLD Gin Gin |  |  | FALSE | #N/A | #N/A | #N/A | #N/A | #N/A | #N/A | #N/A | #N/A | #N/A | #N/A
TRUE | QLD | QGNG | Gin Gin | Energy Queensland | Shoulder | Coincident | 2025 | POE10 | NA | 133.254 | QLD Gin Gin |  |  | FALSE | #N/A | #N/A | #N/A | #N/A | #N/A | #N/A | #N/A | #N/A | #N/A | #N/A
TRUE | QLD | QGNG | Gin Gin | Energy Queensland | Shoulder | Coincident | 2025 | POE50 | NA | 133.3387 | QLD Gin Gin |  |  | FALSE | #N/A | #N/A | #N/A | #N/A | #N/A | #N/A | #N/A | #N/A | #N/A | #N/A
TRUE | QLD | QGNG | Gin Gin | Energy Queensland | Shoulder | Non-coincident | 2025 | POE10 | NA | 153.1114 | QLD Gin Gin |  |  | FALSE | #N/A | #N/A | #N/A | #N/A | #N/A | #N/A | #N/A | #N/A | #N/A | #N/A
TRUE | QLD | QGNG | Gin Gin | Energy Queensland | Shoulder | Coincident | 2026 | POE10 | NA | 133.5065 | QLD Gin Gin |  |  | FALSE | #N/A | #N/A | #N/A | #N/A | #N/A | #N/A | #N/A | #N/A | #N/A | #N/A
TRUE | QLD | QGNG | Gin Gin | Energy Queensland | Shoulder | Coincident | 2026 | POE50 | NA | 134.3275 | QLD Gin Gin |  |  | FALSE | #N/A | #N/A | #N/A | #N/A | #N/A | #N/A | #N/A | #N/A | #N/A | #N/A
TRUE | QLD | QGNG | Gin Gin | Energy Queensland | Shoulder | Non-coincident | 2026 | POE10 | NA | 154.1971 | QLD Gin Gin |  |  | FALSE | #N/A | #N/A | #N/A | #N/A | #N/A | #N/A | #N/A | #N/A | #N/A | #N/A
TRUE | QLD | QGNG | Gin Gin | Energy Queensland | Shoulder | Coincident | 2027 | POE10 | NA | 133.8937 | QLD Gin Gin |  |  | FALSE | #N/A | #N/A | #N/A | #N/A | #N/A | #N/A | #N/A | #N/A | #N/A | #N/A
TRUE | QLD | QGNG | Gin Gin | Energy Queensland | Shoulder | Coincident | 2027 | POE50 | NA | 134.587 | QLD Gin Gin |  |  | FALSE | #N/A | #N/A | #N/A | #N/A | #N/A | #N/A | #N/A | #N/A | #N/A | #N/A
TRUE | QLD | QGNG | Gin Gin | Energy Queensland | Shoulder | Non-coincident | 2027 | POE10 | NA | 155.2899 | QLD Gin Gin |  |  | FALSE | #N/A | #N/A | #N/A | #N/A | #N/A | #N/A | #N/A | #N/A | #N/A | #N/A
TRUE | QLD | QGNG | Gin Gin | Energy Queensland | Shoulder | Coincident | 2028 | POE10 | NA | 134.3928 | QLD Gin Gin |  |  | FALSE | #N/A | #N/A | #N/A | #N/A | #N/A | #N/A | #N/A | #N/A | #N/A | #N/A
TRUE | QLD | QGNG | Gin Gin | Energy Queensland | Shoulder | Coincident | 2028 | POE50 | NA | 135.4202 | QLD Gin Gin |  |  | FALSE | #N/A | #N/A | #N/A | #N/A | #N/A | #N/A | #N/A | #N/A | #N/A | #N/A
TRUE | QLD | QGNG | Gin Gin | Energy Queensland | Shoulder | Non-coincident | 2028 | POE10 | NA | 156.4626 | QLD Gin Gin |  |  | FALSE | #N/A | #N/A | #N/A | #N/A | #N/A | #N/A | #N/A | #N/A | #N/A | #N/A
TRUE | QLD | QGNG | Gin Gin | Energy Queensland | Shoulder | Coincident | 2029 | POE10 | NA | 136.7743 | QLD Gin Gin |  |  | FALSE | #N/A | #N/A | #N/A | #N/A | #N/A | #N/A | #N/A | #N/A | #N/A | #N/A
TRUE | QLD | QGNG | Gin Gin | Energy Queensland | Shoulder | Coincident | 2029 | POE50 | NA | 137.0143 | QLD Gin Gin |  |  | FALSE | #N/A | #N/A | #N/A | #N/A | #N/A | #N/A | #N/A | #N/A | #N/A | #N/A
TRUE | QLD | QGNG | Gin Gin | Energy Queensland | Shoulder | Non-coincident | 2029 | POE10 | NA | 157.7653 | QLD Gin Gin |  |  | FALSE | #N/A | #N/A | #N/A | #N/A | #N/A | #N/A | #N/A | #N/A | #N/A | #N/A
TRUE | QLD | QGNG | Gin Gin | Energy Queensland | Shoulder | Coincident | 2030 | POE10 | NA | 137.9999 | QLD Gin Gin |  |  | FALSE | #N/A | #N/A | #N/A | #N/A | #N/A | #N/A | #N/A | #N/A | #N/A | #N/A
TRUE | QLD | QGNG | Gin Gin | Energy Queensland | Shoulder | Coincident | 2030 | POE50 | NA | 138.3933 | QLD Gin Gin |  |  | FALSE | #N/A | #N/A | #N/A | #N/A | #N/A | #N/A | #N/A | #N/A | #N/A | #N/A
TRUE | QLD | QGNG | Gin Gin | Energy Queensland | Shoulder | Non-coincident | 2030 | POE10 | NA | 159.1891 | QLD Gin Gin |  |  | FALSE | #N/A | #N/A | #N/A | #N/A | #N/A | #N/A | #N/A | #N/A | #N/A | #N/A
TRUE | QLD | QGNG | Gin Gin | Energy Queensland | Summer | Non-coincident | 2019 | BASEYEARPOE10 | NA | 179.57 | QLD Gin Gin |  |  | FALSE | #N/A | #N/A | #N/A | #N/A | #N/A | #N/A | #N/A | #N/A | #N/A | #N/A
TRUE | QLD | QGNG | Gin Gin | Energy Queensland | Summer | Coincident | 2021 | POE10 | NA | 168.6437 | QLD Gin Gin |  |  | FALSE | #N/A | #N/A | #N/A | #N/A | #N/A | #N/A | #N/A | #N/A | #N/A | #N/A
TRUE | QLD | QGNG | Gin Gin | Energy Queensland | Summer | Coincident | 2021 | POE50 | NA | 166.1252 | QLD Gin Gin |  |  | FALSE | #N/A | #N/A | #N/A | #N/A | #N/A | #N/A | #N/A | #N/A | #N/A | #N/A
TRUE | QLD | QGNG | Gin Gin | Energy Queensland | Summer | Non-coincident | 2021 | POE10 | NA | 186.7749 | QLD Gin Gin |  |  | FALSE | #N/A | #N/A | #N/A | #N/A | #N/A | #N/A | #N/A | #N/A | #N/A | #N/A
TRUE | QLD | QGNG | Gin Gin | Energy Queensland | Summer | Coincident | 2022 | POE10 | NA | 172.9352 | QLD Gin Gin |  |  | FALSE | #N/A | #N/A | #N/A | #N/A | #N/A | #N/A | #N/A | #N/A | #N/A | #N/A
TRUE | QLD | QGNG | Gin Gin | Energy Queensland | Summer | Coincident | 2022 | POE50 | NA | 170.0912 | QLD Gin Gin |  |  | FALSE | #N/A | #N/A | #N/A | #N/A | #N/A | #N/A | #N/A | #N/A | #N/A | #N/A
TRUE | QLD | QGNG | Gin Gin | Energy Queensland | Summer | Non-coincident | 2022 | POE10 | NA | 188.1113 | QLD Gin Gin |  |  | FALSE | #N/A | #N/A | #N/A | #N/A | #N/A | #N/A | #N/A | #N/A | #N/A | #N/A
TRUE | QLD | QGNG | Gin Gin | Energy Queensland | Summer | Coincident | 2023 | POE10 | NA | 175.1327 | QLD Gin Gin |  |  | FALSE | #N/A | #N/A | #N/A | #N/A | #N/A | #N/A | #N/A | #N/A | #N/A | #N/A
TRUE | QLD | QGNG | Gin Gin | Energy Queensland | Summer | Coincident | 2023 | POE50 | NA | 171.8724 | QLD Gin Gin |  |  | FALSE | #N/A | #N/A | #N/A | #N/A | #N/A | #N/A | #N/A | #N/A | #N/A | #N/A
TRUE | QLD | QGNG | Gin Gin | Energy Queensland | Summer | Non-coincident | 2023 | POE10 | NA | 189.4583 | QLD Gin Gin |  |  | FALSE | #N/A | #N/A | #N/A | #N/A | #N/A | #N/A | #N/A | #N/A | #N/A | #N/A
TRUE | QLD | QGNG | Gin Gin | Energy Queensland | Summer | Coincident | 2024 | POE10 | NA | 178.4033 | QLD Gin Gin |  |  | FALSE | #N/A | #N/A | #N/A | #N/A | #N/A | #N/A | #N/A | #N/A | #N/A | #N/A
TRUE | QLD | QGNG | Gin Gin | Energy Queensland | Summer | Coincident | 2024 | POE50 | NA | 175.2518 | QLD Gin Gin |  |  | FALSE | #N/A | #N/A | #N/A | #N/A | #N/A | #N/A | #N/A | #N/A | #N/A | #N/A
TRUE | QLD | QGNG | Gin Gin | Energy Queensland | Summer | Non-coincident | 2024 | POE10 | NA | 190.8014 | QLD Gin Gin |  |  | FALSE | #N/A | #N/A | #N/A | #N/A | #N/A | #N/A | #N/A | #N/A | #N/A | #N/A
TRUE | QLD | QGNG | Gin Gin | Energy Queensland | Summer | Coincident | 2025 | POE10 | NA | 178.8186 | QLD Gin Gin |  |  | FALSE | #N/A | #N/A | #N/A | #N/A | #N/A | #N/A | #N/A | #N/A | #N/A | #N/A
TRUE | QLD | QGNG | Gin Gin | Energy Queensland | Summer | Coincident | 2025 | POE50 | NA | 176.5667 | QLD Gin Gin |  |  | FALSE | #N/A | #N/A | #N/A | #N/A | #N/A | #N/A | #N/A | #N/A | #N/A | #N/A
TRUE | QLD | QGNG | Gin Gin | Energy Queensland | Summer | Non-coincident | 2025 | POE10 | NA | 192.1449 | QLD Gin Gin |  |  | FALSE | #N/A | #N/A | #N/A | #N/A | #N/A | #N/A | #N/A | #N/A | #N/A | #N/A
TRUE | QLD | QGNG | Gin Gin | Energy Queensland | Summer | Coincident | 2026 | POE10 | NA | 180.8719 | QLD Gin Gin |  |  | FALSE | #N/A | #N/A | #N/A | #N/A | #N/A | #N/A | #N/A | #N/A | #N/A | #N/A
TRUE | QLD | QGNG | Gin Gin | Energy Queensland | Summer | Coincident | 2026 | POE50 | NA | 178.0048 | QLD Gin Gin |  |  | FALSE | #N/A | #N/A | #N/A | #N/A | #N/A | #N/A | #N/A | #N/A | #N/A | #N/A
TRUE | QLD | QGNG | Gin Gin | Energy Queensland | Summer | Non-coincident | 2026 | POE10 | NA | 193.5406 | QLD Gin Gin |  |  | FALSE | #N/A | #N/A | #N/A | #N/A | #N/A | #N/A | #N/A | #N/A | #N/A | #N/A
TRUE | QLD | QGNG | Gin Gin | Energy Queensland | Summer | Coincident | 2027 | POE10 | NA | 180.7601 | QLD Gin Gin |  |  | FALSE | #N/A | #N/A | #N/A | #N/A | #N/A | #N/A | #N/A | #N/A | #N/A | #N/A
TRUE | QLD | QGNG | Gin Gin | Energy Queensland | Summer | Coincident | 2027 | POE50 | NA | 178.5183 | QLD Gin Gin |  |  | FALSE | #N/A | #N/A | #N/A | #N/A | #N/A | #N/A | #N/A | #N/A | #N/A | #N/A
TRUE | QLD | QGNG | Gin Gin | Energy Queensland | Summer | Non-coincident | 2027 | POE10 | NA | 194.9638 | QLD Gin Gin |  |  | FALSE | #N/A | #N/A | #N/A | #N/A | #N/A | #N/A | #N/A | #N/A | #N/A | #N/A
TRUE | QLD | QGNG | Gin Gin | Energy Queensland | Summer | Coincident | 2028 | POE10 | NA | 182.2113 | QLD Gin Gin |  |  | FALSE | #N/A | #N/A | #N/A | #N/A | #N/A | #N/A | #N/A | #N/A | #N/A | #N/A
TRUE | QLD | QGNG | Gin Gin | Energy Queensland | Summer | Coincident | 2028 | POE50 | NA | 179.8758 | QLD Gin Gin |  |  | FALSE | #N/A | #N/A | #N/A | #N/A | #N/A | #N/A | #N/A | #N/A | #N/A | #N/A
TRUE | QLD | QGNG | Gin Gin | Energy Queensland | Summer | Non-coincident | 2028 | POE10 | NA | 196.4768 | QLD Gin Gin |  |  | FALSE | #N/A | #N/A | #N/A | #N/A | #N/A | #N/A | #N/A | #N/A | #N/A | #N/A
TRUE | QLD | QGNG | Gin Gin | Energy Queensland | Summer | Coincident | 2029 | POE10 | NA | 183.1893 | QLD Gin Gin |  |  | FALSE | #N/A | #N/A | #N/A | #N/A | #N/A | #N/A | #N/A | #N/A | #N/A | #N/A
TRUE | QLD | QGNG | Gin Gin | Energy Queensland | Summer | Coincident | 2029 | POE50 | NA | 181.642 | QLD Gin Gin |  |  | FALSE | #N/A | #N/A | #N/A | #N/A | #N/A | #N/A | #N/A | #N/A | #N/A | #N/A
TRUE | QLD | QGNG | Gin Gin | Energy Queensland | Summer | Non-coincident | 2029 | POE10 | NA | 198.1435 | QLD Gin Gin |  |  | FALSE | #N/A | #N/A | #N/A | #N/A | #N/A | #N/A | #N/A | #N/A | #N/A | #N/A
TRUE | QLD | QGNG | Gin Gin | Energy Queensland | Summer | Coincident | 2030 | POE10 | NA | 184.9941 | QLD Gin Gin |  |  | FALSE | #N/A | #N/A | #N/A | #N/A | #N/A | #N/A | #N/A | #N/A | #N/A | #N/A
TRUE | QLD | QGNG | Gin Gin | Energy Queensland | Summer | Coincident | 2030 | POE50 | NA | 182.4943 | QLD Gin Gin |  |  | FALSE | #N/A | #N/A | #N/A | #N/A | #N/A | #N/A | #N/A | #N/A | #N/A | #N/A
TRUE | QLD | QGNG | Gin Gin | Energy Queensland | Summer | Non-coincident | 2030 | POE10 | NA | 199.9674 | QLD Gin Gin |  |  | FALSE | #N/A | #N/A | #N/A | #N/A | #N/A | #N/A | #N/A | #N/A | #N/A | #N/A
TRUE | QLD | QGNG | Gin Gin | Energy Queensland | Winter | Non-coincident | 2019 | BASEYEARPOE10 | NA | 159.7062 | QLD Gin Gin |  |  | FALSE | #N/A | #N/A | #N/A | #N/A | #N/A | #N/A | #N/A | #N/A | #N/A | #N/A
TRUE | QLD | QGNG | Gin Gin | Energy Queensland | Winter | Coincident | 2020 | POE10 | NA | 145.6696 | QLD Gin Gin |  |  | FALSE | #N/A | #N/A | #N/A | #N/A | #N/A | #N/A | #N/A | #N/A | #N/A | #N/A
TRUE | QLD | QGNG | Gin Gin | Energy Queensland | Winter | Coincident | 2020 | POE50 | NA | 133.3585 | QLD Gin Gin |  |  | FALSE | #N/A | #N/A | #N/A | #N/A | #N/A | #N/A | #N/A | #N/A | #N/A | #N/A
TRUE | QLD | QGNG | Gin Gin | Energy Queensland | Winter | Non-coincident | 2020 | POE10 | NA | 163.2506 | QLD Gin Gin |  |  | FALSE | #N/A | #N/A | #N/A | #N/A | #N/A | #N/A | #N/A | #N/A | #N/A | #N/A
TRUE | QLD | QGNG | Gin Gin | Energy Queensland | Winter | Coincident | 2021 | POE10 | NA | 145.4981 | QLD Gin Gin |  |  | FALSE | #N/A | #N/A | #N/A | #N/A | #N/A | #N/A | #N/A | #N/A | #N/A | #N/A
TRUE | QLD | QGNG | Gin Gin | Energy Queensland | Winter | Coincident | 2021 | POE50 | NA | 133.164 | QLD Gin Gin |  |  | FALSE | #N/A | #N/A | #N/A | #N/A | #N/A | #N/A | #N/A | #N/A | #N/A | #N/A
TRUE | QLD | QGNG | Gin Gin | Energy Queensland | Winter | Non-coincident | 2021 | POE10 | NA | 164.4397 | QLD Gin Gin |  |  | FALSE | #N/A | #N/A | #N/A | #N/A | #N/A | #N/A | #N/A | #N/A | #N/A | #N/A
TRUE | QLD | QGNG | Gin Gin | Energy Queensland | Winter | Coincident | 2022 | POE10 | NA | 149.7932 | QLD Gin Gin |  |  | FALSE | #N/A | #N/A | #N/A | #N/A | #N/A | #N/A | #N/A | #N/A | #N/A | #N/A
TRUE | QLD | QGNG | Gin Gin | Energy Queensland | Winter | Coincident | 2022 | POE50 | NA | 137.1159 | QLD Gin Gin |  |  | FALSE | #N/A | #N/A | #N/A | #N/A | #N/A | #N/A | #N/A | #N/A | #N/A | #N/A
TRUE | QLD | QGNG | Gin Gin | Energy Queensland | Winter | Non-coincident | 2022 | POE10 | NA | 165.629 | QLD Gin Gin |  |  | FALSE | #N/A | #N/A | #N/A | #N/A | #N/A | #N/A | #N/A | #N/A | #N/A | #N/A
TRUE | QLD | QGNG | Gin Gin | Energy Queensland | Winter | Coincident | 2023 | POE10 | NA | 152.2886 | QLD Gin Gin |  |  | FALSE | #N/A | #N/A | #N/A | #N/A | #N/A | #N/A | #N/A | #N/A | #N/A | #N/A
TRUE | QLD | QGNG | Gin Gin | Energy Queensland | Winter | Coincident | 2023 | POE50 | NA | 139.2679 | QLD Gin Gin |  |  | FALSE | #N/A | #N/A | #N/A | #N/A | #N/A | #N/A | #N/A | #N/A | #N/A | #N/A
TRUE | QLD | QGNG | Gin Gin | Energy Queensland | Winter | Non-coincident | 2023 | POE10 | NA | 166.847 | QLD Gin Gin |  |  | FALSE | #N/A | #N/A | #N/A | #N/A | #N/A | #N/A | #N/A | #N/A | #N/A | #N/A
TRUE | QLD | QGNG | Gin Gin | Energy Queensland | Winter | Coincident | 2024 | POE10 | NA | 155.6402 | QLD Gin Gin |  |  | FALSE | #N/A | #N/A | #N/A | #N/A | #N/A | #N/A | #N/A | #N/A | #N/A | #N/A
TRUE | QLD | QGNG | Gin Gin | Energy Queensland | Winter | Coincident | 2024 | POE50 | NA | 141.7822 | QLD Gin Gin |  |  | FALSE | #N/A | #N/A | #N/A | #N/A | #N/A | #N/A | #N/A | #N/A | #N/A | #N/A
TRUE | QLD | QGNG | Gin Gin | Energy Queensland | Winter | Non-coincident | 2024 | POE10 | NA | 168.0113 | QLD Gin Gin |  |  | FALSE | #N/A | #N/A | #N/A | #N/A | #N/A | #N/A | #N/A | #N/A | #N/A | #N/A
TRUE | QLD | QGNG | Gin Gin | Energy Queensland | Winter | Coincident | 2025 | POE10 | NA | 156.2427 | QLD Gin Gin |  |  | FALSE | #N/A | #N/A | #N/A | #N/A | #N/A | #N/A | #N/A | #N/A | #N/A | #N/A
TRUE | QLD | QGNG | Gin Gin | Energy Queensland | Winter | Coincident | 2025 | POE50 | NA | 142.6341 | QLD Gin Gin |  |  | FALSE | #N/A | #N/A | #N/A | #N/A | #N/A | #N/A | #N/A | #N/A | #N/A | #N/A
TRUE | QLD | QGNG | Gin Gin | Energy Queensland | Winter | Non-coincident | 2025 | POE10 | NA | 169.1832 | QLD Gin Gin |  |  | FALSE | #N/A | #N/A | #N/A | #N/A | #N/A | #N/A | #N/A | #N/A | #N/A | #N/A
TRUE | QLD | QGNG | Gin Gin | Energy Queensland | Winter | Coincident | 2026 | POE10 | NA | 157.2467 | QLD Gin Gin |  |  | FALSE | #N/A | #N/A | #N/A | #N/A | #N/A | #N/A | #N/A | #N/A | #N/A | #N/A
TRUE | QLD | QGNG | Gin Gin | Energy Queensland | Winter | Coincident | 2026 | POE50 | NA | 143.8212 | QLD Gin Gin |  |  | FALSE | #N/A | #N/A | #N/A | #N/A | #N/A | #N/A | #N/A | #N/A | #N/A | #N/A
TRUE | QLD | QGNG | Gin Gin | Energy Queensland | Winter | Non-coincident | 2026 | POE10 | NA | 170.3853 | QLD Gin Gin |  |  | FALSE | #N/A | #N/A | #N/A | #N/A | #N/A | #N/A | #N/A | #N/A | #N/A | #N/A
TRUE | QLD | QGNG | Gin Gin | Energy Queensland | Winter | Coincident | 2027 | POE10 | NA | 158.1916 | QLD Gin Gin |  |  | FALSE | #N/A | #N/A | #N/A | #N/A | #N/A | #N/A | #N/A | #N/A | #N/A | #N/A
TRUE | QLD | QGNG | Gin Gin | Energy Queensland | Winter | Coincident | 2027 | POE50 | NA | 144.708 | QLD Gin Gin |  |  | FALSE | #N/A | #N/A | #N/A | #N/A | #N/A | #N/A | #N/A | #N/A | #N/A | #N/A
TRUE | QLD | QGNG | Gin Gin | Energy Queensland | Winter | Non-coincident | 2027 | POE10 | NA | 171.5753 | QLD Gin Gin |  |  | FALSE | #N/A | #N/A | #N/A | #N/A | #N/A | #N/A | #N/A | #N/A | #N/A | #N/A
TRUE | QLD | QGNG | Gin Gin | Energy Queensland | Winter | Coincident | 2028 | POE10 | NA | 161.0212 | QLD Gin Gin |  |  | FALSE | #N/A | #N/A | #N/A | #N/A | #N/A | #N/A | #N/A | #N/A | #N/A | #N/A
TRUE | QLD | QGNG | Gin Gin | Energy Queensland | Winter | Coincident | 2028 | POE50 | NA | 146.1732 | QLD Gin Gin |  |  | FALSE | #N/A | #N/A | #N/A | #N/A | #N/A | #N/A | #N/A | #N/A | #N/A | #N/A
TRUE | QLD | QGNG | Gin Gin | Energy Queensland | Winter | Non-coincident | 2028 | POE10 | NA | 172.9067 | QLD Gin Gin |  |  | FALSE | #N/A | #N/A | #N/A | #N/A | #N/A | #N/A | #N/A | #N/A | #N/A | #N/A
TRUE | QLD | QGNG | Gin Gin | Energy Queensland | Winter | Coincident | 2029 | POE10 | NA | 161.4931 | QLD Gin Gin |  |  | FALSE | #N/A | #N/A | #N/A | #N/A | #N/A | #N/A | #N/A | #N/A | #N/A | #N/A
TRUE | QLD | QGNG | Gin Gin | Energy Queensland | Winter | Coincident | 2029 | POE50 | NA | 147.3918 | QLD Gin Gin |  |  | FALSE | #N/A | #N/A | #N/A | #N/A | #N/A | #N/A | #N/A | #N/A | #N/A | #N/A
TRUE | QLD | QGNG | Gin Gin | Energy Queensland | Winter | Non-coincident | 2029 | POE10 | NA | 174.352 | QLD Gin Gin |  |  | FALSE | #N/A | #N/A | #N/A | #N/A | #N/A | #N/A | #N/A | #N/A | #N/A | #N/A
TRUE | QLD | QINF | Innisfail | Energy Queensland | Shoulder | Coincident | 2017 | ACTUAL_OPG | 9.258 | 20.3185 | QLD Innisfail |  |  | FALSE | #N/A | #N/A | #N/A | #N/A | #N/A | #N/A | #N/A | #N/A | #N/A | #N/A
TRUE | QLD | QINF | Innisfail | Energy Queensland | Shoulder | Coincident | 2017 | ACTUAL_RAW | 9.258 | 20.3185 | QLD Innisfail |  |  | FALSE | #N/A | #N/A | #N/A | #N/A | #N/A | #N/A | #N/A | #N/A | #N/A | #N/A
TRUE | QLD | QINF | Innisfail | Energy Queensland | Shoulder | Non-coincident | 2017 | ACTUAL_RAW | 0.1789 | 20.9745 | QLD Innisfail |  |  | FALSE | #N/A | #N/A | #N/A | #N/A | #N/A | #N/A | #N/A | #N/A | #N/A | #N/A
TRUE | QLD | QINF | Innisfail | Energy Queensland | Shoulder | Non-coincident | 2017 | ACTUAL_OPG | 0.1789 | 20.9745 | QLD Innisfail |  |  | FALSE | #N/A | #N/A | #N/A | #N/A | #N/A | #N/A | #N/A | #N/A | #N/A | #N/A
TRUE | QLD | QINF | Innisfail | Energy Queensland | Shoulder | Non-coincident | 2017 | ACTUAL_ADJUSTEDOPG | 0.1789 | 20.9745 | QLD Innisfail |  |  | FALSE | #N/A | #N/A | #N/A | #N/A | #N/A | #N/A | #N/A | #N/A | #N/A | #N/A
TRUE | QLD | QINF | Innisfail | Energy Queensland | Shoulder | Coincident | 2018 | ACTUAL_OPG | 10.1151 | 10.4974 | QLD Innisfail |  |  | FALSE | #N/A | #N/A | #N/A | #N/A | #N/A | #N/A | #N/A | #N/A | #N/A | #N/A
TRUE | QLD | QINF | Innisfail | Energy Queensland | Shoulder | Coincident | 2018 | ACTUAL_RAW | 10.1151 | 10.4974 | QLD Innisfail |  |  | FALSE | #N/A | #N/A | #N/A | #N/A | #N/A | #N/A | #N/A | #N/A | #N/A | #N/A
TRUE | QLD | QINF | Innisfail | Energy Queensland | Shoulder | Non-coincident | 2018 | ACTUAL_RAW | -0.49485 | 20.5584 | QLD Innisfail |  |  | FALSE | #N/A | #N/A | #N/A | #N/A | #N/A | #N/A | #N/A | #N/A | #N/A | #N/A
TRUE | QLD | QINF | Innisfail | Energy Queensland | Shoulder | Non-coincident | 2018 | ACTUAL_OPG | -0.49485 | 20.5584 | QLD Innisfail |  |  | FALSE | #N/A | #N/A | #N/A | #N/A | #N/A | #N/A | #N/A | #N/A | #N/A | #N/A
TRUE | QLD | QINF | Innisfail | Energy Queensland | Shoulder | Non-coincident | 2018 | ACTUAL_ADJUSTEDOPG | -0.49485 | 20.5584 | QLD Innisfail |  |  | FALSE | #N/A | #N/A | #N/A | #N/A | #N/A | #N/A | #N/A | #N/A | #N/A | #N/A
TRUE | QLD | QINF | Innisfail | Energy Queensland | Shoulder | Coincident | 2019 | ACTUAL_OPG | 6.9024 | 11.3372 | QLD Innisfail |  |  | FALSE | #N/A | #N/A | #N/A | #N/A | #N/A | #N/A | #N/A | #N/A | #N/A | #N/A
TRUE | QLD | QINF | Innisfail | Energy Queensland | Shoulder | Coincident | 2019 | ACTUAL_RAW | 6.9024 | 11.3372 | QLD Innisfail |  |  | FALSE | #N/A | #N/A | #N/A | #N/A | #N/A | #N/A | #N/A | #N/A | #N/A | #N/A
TRUE | QLD | QINF | Innisfail | Energy Queensland | Shoulder | Non-coincident | 2019 | ACTUAL_RAW | -0.082008 | 22.7953 | QLD Innisfail |  |  | FALSE | #N/A | #N/A | #N/A | #N/A | #N/A | #N/A | #N/A | #N/A | #N/A | #N/A
TRUE | QLD | QINF | Innisfail | Energy Queensland | Shoulder | Non-coincident | 2019 | ACTUAL_OPG | -0.082008 | 22.7953 | QLD Innisfail |  |  | FALSE | #N/A | #N/A | #N/A | #N/A | #N/A | #N/A | #N/A | #N/A | #N/A | #N/A
TRUE | QLD | QINF | Innisfail | Energy Queensland | Shoulder | Non-coincident | 2019 | ACTUAL_ADJUSTEDOPG | -0.082008 | 22.7953 | QLD Innisfail |  |  | FALSE | #N/A | #N/A | #N/A | #N/A | #N/A | #N/A | #N/A | #N/A | #N/A | #N/A
TRUE | QLD | QINF | Innisfail | Energy Queensland | Shoulder | Non-coincident | 2019 | BASEYEARPOE90 | 0.468 | NA | QLD Innisfail |  |  | FALSE | #N/A | #N/A | #N/A | #N/A | #N/A | #N/A | #N/A | #N/A | #N/A | #N/A
TRUE | QLD | QINF | Innisfail | Energy Queensland | Shoulder | Non-coincident | 2019 | BASEYEARPOE50 | 1.1887 | 20.4874 | QLD Innisfail |  |  | FALSE | #N/A | #N/A | #N/A | #N/A | #N/A | #N/A | #N/A | #N/A | #N/A | #N/A
TRUE | QLD | QINF | Innisfail | Energy Queensland | Shoulder | Coincident | 2020 | ACTUAL_OPG | 4.6891 | 9.9345 | QLD Innisfail |  |  | FALSE | #N/A | #N/A | #N/A | #N/A | #N/A | #N/A | #N/A | #N/A | #N/A | #N/A
TRUE | QLD | QINF | Innisfail | Energy Queensland | Shoulder | Coincident | 2020 | ACTUAL_RAW | 4.6891 | 9.9345 | QLD Innisfail |  |  | FALSE | #N/A | #N/A | #N/A | #N/A | #N/A | #N/A | #N/A | #N/A | #N/A | #N/A
TRUE | QLD | QINF | Innisfail | Energy Queensland | Shoulder | Non-coincident | 2020 | ACTUAL_RAW | -1.9847 | 20.7775 | QLD Innisfail |  |  | FALSE | #N/A | #N/A | #N/A | #N/A | #N/A | #N/A | #N/A | #N/A | #N/A | #N/A
TRUE | QLD | QINF | Innisfail | Energy Queensland | Shoulder | Non-coincident | 2020 | ACTUAL_OPG | -1.9847 | 20.7775 | QLD Innisfail |  |  | FALSE | #N/A | #N/A | #N/A | #N/A | #N/A | #N/A | #N/A | #N/A | #N/A | #N/A
TRUE | QLD | QINF | Innisfail | Energy Queensland | Shoulder | Non-coincident | 2020 | ACTUAL_ADJUSTEDOPG | -1.9847 | 20.7775 | QLD Innisfail |  |  | FALSE | #N/A | #N/A | #N/A | #N/A | #N/A | #N/A | #N/A | #N/A | #N/A | #N/A
TRUE | QLD | QINF | Innisfail | Energy Queensland | Shoulder | Coincident_unreconciled | 2021 | POE90 | 5.2 | NA | QLD Innisfail |  |  | FALSE | #N/A | #N/A | #N/A | #N/A | #N/A | #N/A | #N/A | #N/A | #N/A | #N/A
TRUE | QLD | QINF | Innisfail | Energy Queensland | Shoulder | Coincident_unreconciled | 2021 | POE50 | 7 | NA | QLD Innisfail |  |  | FALSE | #N/A | #N/A | #N/A | #N/A | #N/A | #N/A | #N/A | #N/A | #N/A | #N/A
TRUE | QLD | QINF | Innisfail | Energy Queensland | Shoulder | Non-coincident | 2021 | POE90 | -3.2 | NA | QLD Innisfail |  |  | FALSE | #N/A | #N/A | #N/A | #N/A | #N/A | #N/A | #N/A | #N/A | #N/A | #N/A
TRUE | QLD | QINF | Innisfail | Energy Queensland | Shoulder | Non-coincident | 2021 | POE50 | -2.2 | 17.7788 | QLD Innisfail |  |  | FALSE | #N/A | #N/A | #N/A | #N/A | #N/A | #N/A | #N/A | #N/A | #N/A | #N/A
TRUE | QLD | QINF | Innisfail | Energy Queensland | Shoulder | Coincident_unreconciled | 2022 | POE90 | 4.7712 | NA | QLD Innisfail |  |  | FALSE | #N/A | #N/A | #N/A | #N/A | #N/A | #N/A | #N/A | #N/A | #N/A | #N/A
TRUE | QLD | QINF | Innisfail | Energy Queensland | Shoulder | Coincident_unreconciled | 2022 | POE50 | 6.4228 | NA | QLD Innisfail |  |  | FALSE | #N/A | #N/A | #N/A | #N/A | #N/A | #N/A | #N/A | #N/A | #N/A | #N/A
TRUE | QLD | QINF | Innisfail | Energy Queensland | Shoulder | Non-coincident | 2022 | POE90 | -3.4639 | NA | QLD Innisfail |  |  | FALSE | #N/A | #N/A | #N/A | #N/A | #N/A | #N/A | #N/A | #N/A | #N/A | #N/A
TRUE | QLD | QINF | Innisfail | Energy Queensland | Shoulder | Non-coincident | 2022 | POE50 | -2.3814 | 17.8614 | QLD Innisfail |  |  | FALSE | #N/A | #N/A | #N/A | #N/A | #N/A | #N/A | #N/A | #N/A | #N/A | #N/A
TRUE | QLD | QINF | Innisfail | Energy Queensland | Shoulder | Coincident_unreconciled | 2023 | POE90 | 4.3778 | NA | QLD Innisfail |  |  | FALSE | #N/A | #N/A | #N/A | #N/A | #N/A | #N/A | #N/A | #N/A | #N/A | #N/A
TRUE | QLD | QINF | Innisfail | Energy Queensland | Shoulder | Coincident_unreconciled | 2023 | POE50 | 5.8932 | NA | QLD Innisfail |  |  | FALSE | #N/A | #N/A | #N/A | #N/A | #N/A | #N/A | #N/A | #N/A | #N/A | #N/A
TRUE | QLD | QINF | Innisfail | Energy Queensland | Shoulder | Non-coincident | 2023 | POE90 | -3.7495 | NA | QLD Innisfail |  |  | FALSE | #N/A | #N/A | #N/A | #N/A | #N/A | #N/A | #N/A | #N/A | #N/A | #N/A
TRUE | QLD | QINF | Innisfail | Energy Queensland | Shoulder | Non-coincident | 2023 | POE50 | -2.5778 | 17.9413 | QLD Innisfail |  |  | FALSE | #N/A | #N/A | #N/A | #N/A | #N/A | #N/A | #N/A | #N/A | #N/A | #N/A
TRUE | QLD | QINF | Innisfail | Energy Queensland | Shoulder | Coincident_unreconciled | 2024 | POE90 | 4.0168 | NA | QLD Innisfail |  |  | FALSE | #N/A | #N/A | #N/A | #N/A | #N/A | #N/A | #N/A | #N/A | #N/A | #N/A
TRUE | QLD | QINF | Innisfail | Energy Queensland | Shoulder | Coincident_unreconciled | 2024 | POE50 | 5.4072 | NA | QLD Innisfail |  |  | FALSE | #N/A | #N/A | #N/A | #N/A | #N/A | #N/A | #N/A | #N/A | #N/A | #N/A
TRUE | QLD | QINF | Innisfail | Energy Queensland | Shoulder | Non-coincident | 2024 | POE90 | -4.0587 | NA | QLD Innisfail |  |  | FALSE | #N/A | #N/A | #N/A | #N/A | #N/A | #N/A | #N/A | #N/A | #N/A | #N/A
TRUE | QLD | QINF | Innisfail | Energy Queensland | Shoulder | Non-coincident | 2024 | POE50 | -2.7904 | 18.0158 | QLD Innisfail |  |  | FALSE | #N/A | #N/A | #N/A | #N/A | #N/A | #N/A | #N/A | #N/A | #N/A | #N/A
TRUE | QLD | QINF | Innisfail | Energy Queensland | Shoulder | Coincident_unreconciled | 2025 | POE90 | 3.6856 | NA | QLD Innisfail |  |  | FALSE | #N/A | #N/A | #N/A | #N/A | #N/A | #N/A | #N/A | #N/A | #N/A | #N/A
TRUE | QLD | QINF | Innisfail | Energy Queensland | Shoulder | Coincident_unreconciled | 2025 | POE50 | 4.9613 | NA | QLD Innisfail |  |  | FALSE | #N/A | #N/A | #N/A | #N/A | #N/A | #N/A | #N/A | #N/A | #N/A | #N/A
TRUE | QLD | QINF | Innisfail | Energy Queensland | Shoulder | Non-coincident | 2025 | POE90 | -4.3934 | NA | QLD Innisfail |  |  | FALSE | #N/A | #N/A | #N/A | #N/A | #N/A | #N/A | #N/A | #N/A | #N/A | #N/A
TRUE | QLD | QINF | Innisfail | Energy Queensland | Shoulder | Non-coincident | 2025 | POE50 | -3.0204 | 18.0895 | QLD Innisfail |  |  | FALSE | #N/A | #N/A | #N/A | #N/A | #N/A | #N/A | #N/A | #N/A | #N/A | #N/A
TRUE | QLD | QINF | Innisfail | Energy Queensland | Shoulder | Coincident_unreconciled | 2026 | POE90 | 3.3817 | NA | QLD Innisfail |  |  | FALSE | #N/A | #N/A | #N/A | #N/A | #N/A | #N/A | #N/A | #N/A | #N/A | #N/A
TRUE | QLD | QINF | Innisfail | Energy Queensland | Shoulder | Coincident_unreconciled | 2026 | POE50 | 4.5522 | NA | QLD Innisfail |  |  | FALSE | #N/A | #N/A | #N/A | #N/A | #N/A | #N/A | #N/A | #N/A | #N/A | #N/A
TRUE | QLD | QINF | Innisfail | Energy Queensland | Shoulder | Non-coincident | 2026 | POE90 | -4.7556 | NA | QLD Innisfail |  |  | FALSE | #N/A | #N/A | #N/A | #N/A | #N/A | #N/A | #N/A | #N/A | #N/A | #N/A
TRUE | QLD | QINF | Innisfail | Energy Queensland | Shoulder | Non-coincident | 2026 | POE50 | -3.2695 | 18.1721 | QLD Innisfail |  |  | FALSE | #N/A | #N/A | #N/A | #N/A | #N/A | #N/A | #N/A | #N/A | #N/A | #N/A
TRUE | QLD | QINF | Innisfail | Energy Queensland | Shoulder | Coincident_unreconciled | 2027 | POE90 | 3.1028 | NA | QLD Innisfail |  |  | FALSE | #N/A | #N/A | #N/A | #N/A | #N/A | #N/A | #N/A | #N/A | #N/A | #N/A
TRUE | QLD | QINF | Innisfail | Energy Queensland | Shoulder | Coincident_unreconciled | 2027 | POE50 | 4.1768 | NA | QLD Innisfail |  |  | FALSE | #N/A | #N/A | #N/A | #N/A | #N/A | #N/A | #N/A | #N/A | #N/A | #N/A
TRUE | QLD | QINF | Innisfail | Energy Queensland | Shoulder | Non-coincident | 2027 | POE90 | -5.1478 | NA | QLD Innisfail |  |  | FALSE | #N/A | #N/A | #N/A | #N/A | #N/A | #N/A | #N/A | #N/A | #N/A | #N/A
TRUE | QLD | QINF | Innisfail | Energy Queensland | Shoulder | Non-coincident | 2027 | POE50 | -3.5391 | 18.2766 | QLD Innisfail |  |  | FALSE | #N/A | #N/A | #N/A | #N/A | #N/A | #N/A | #N/A | #N/A | #N/A | #N/A
TRUE | QLD | QINF | Innisfail | Energy Queensland | Shoulder | Coincident_unreconciled | 2028 | POE90 | 2.8469 | NA | QLD Innisfail |  |  | FALSE | #N/A | #N/A | #N/A | #N/A | #N/A | #N/A | #N/A | #N/A | #N/A | #N/A
TRUE | QLD | QINF | Innisfail | Energy Queensland | Shoulder | Coincident_unreconciled | 2028 | POE50 | 3.8324 | NA | QLD Innisfail |  |  | FALSE | #N/A | #N/A | #N/A | #N/A | #N/A | #N/A | #N/A | #N/A | #N/A | #N/A
TRUE | QLD | QINF | Innisfail | Energy Queensland | Shoulder | Non-coincident | 2028 | POE90 | -5.5723 | NA | QLD Innisfail |  |  | FALSE | #N/A | #N/A | #N/A | #N/A | #N/A | #N/A | #N/A | #N/A | #N/A | #N/A
TRUE | QLD | QINF | Innisfail | Energy Queensland | Shoulder | Non-coincident | 2028 | POE50 | -3.8309 | 18.4058 | QLD Innisfail |  |  | FALSE | #N/A | #N/A | #N/A | #N/A | #N/A | #N/A | #N/A | #N/A | #N/A | #N/A
TRUE | QLD | QINF | Innisfail | Energy Queensland | Shoulder | Coincident_unreconciled | 2029 | POE90 | 2.6122 | NA | QLD Innisfail |  |  | FALSE | #N/A | #N/A | #N/A | #N/A | #N/A | #N/A | #N/A | #N/A | #N/A | #N/A
TRUE | QLD | QINF | Innisfail | Energy Queensland | Shoulder | Coincident_unreconciled | 2029 | POE50 | 3.5164 | NA | QLD Innisfail |  |  | FALSE | #N/A | #N/A | #N/A | #N/A | #N/A | #N/A | #N/A | #N/A | #N/A | #N/A
TRUE | QLD | QINF | Innisfail | Energy Queensland | Shoulder | Non-coincident | 2029 | POE90 | -6.0318 | NA | QLD Innisfail |  |  | FALSE | #N/A | #N/A | #N/A | #N/A | #N/A | #N/A | #N/A | #N/A | #N/A | #N/A
TRUE | QLD | QINF | Innisfail | Energy Queensland | Shoulder | Non-coincident | 2029 | POE50 | -4.1468 | 18.5847 | QLD Innisfail |  |  | FALSE | #N/A | #N/A | #N/A | #N/A | #N/A | #N/A | #N/A | #N/A | #N/A | #N/A
TRUE | QLD | QINF | Innisfail | Energy Queensland | Shoulder | Coincident_unreconciled | 2030 | POE90 | 2.3968 | NA | QLD Innisfail |  |  | FALSE | #N/A | #N/A | #N/A | #N/A | #N/A | #N/A | #N/A | #N/A | #N/A | #N/A
TRUE | QLD | QINF | Innisfail | Energy Queensland | Shoulder | Coincident_unreconciled | 2030 | POE50 | 3.2264 | NA | QLD Innisfail |  |  | FALSE | #N/A | #N/A | #N/A | #N/A | #N/A | #N/A | #N/A | #N/A | #N/A | #N/A
TRUE | QLD | QINF | Innisfail | Energy Queensland | Shoulder | Non-coincident | 2030 | POE90 | -6.5291 | NA | QLD Innisfail |  |  | FALSE | #N/A | #N/A | #N/A | #N/A | #N/A | #N/A | #N/A | #N/A | #N/A | #N/A
TRUE | QLD | QINF | Innisfail | Energy Queensland | Shoulder | Non-coincident | 2030 | POE50 | -4.4888 | 18.8259 | QLD Innisfail |  |  | FALSE | #N/A | #N/A | #N/A | #N/A | #N/A | #N/A | #N/A | #N/A | #N/A | #N/A
TRUE | QLD | QINF | Innisfail | Energy Queensland | Summer | Coincident | 2017 | ACTUAL_OPG | 11.632 | 20.071 | QLD Innisfail |  |  | FALSE | #N/A | #N/A | #N/A | #N/A | #N/A | #N/A | #N/A | #N/A | #N/A | #N/A
TRUE | QLD | QINF | Innisfail | Energy Queensland | Summer | Coincident | 2017 | ACTUAL_RAW | 11.632 | 20.071 | QLD Innisfail |  |  | FALSE | #N/A | #N/A | #N/A | #N/A | #N/A | #N/A | #N/A | #N/A | #N/A | #N/A
TRUE | QLD | QINF | Innisfail | Energy Queensland | Summer | Non-coincident | 2017 | ACTUAL_RAW | 0.80447 | 28.5217 | QLD Innisfail |  |  | FALSE | #N/A | #N/A | #N/A | #N/A | #N/A | #N/A | #N/A | #N/A | #N/A | #N/A
TRUE | QLD | QINF | Innisfail | Energy Queensland | Summer | Non-coincident | 2017 | ACTUAL_OPG | 0.80447 | 28.5217 | QLD Innisfail |  |  | FALSE | #N/A | #N/A | #N/A | #N/A | #N/A | #N/A | #N/A | #N/A | #N/A | #N/A
TRUE | QLD | QINF | Innisfail | Energy Queensland | Summer | Non-coincident | 2017 | ACTUAL_ADJUSTEDOPG | 0.80447 | 28.5217 | QLD Innisfail |  |  | FALSE | #N/A | #N/A | #N/A | #N/A | #N/A | #N/A | #N/A | #N/A | #N/A | #N/A
TRUE | QLD | QINF | Innisfail | Energy Queensland | Summer | Coincident | 2018 | ACTUAL_OPG | 0.7461 | 22.7446 | QLD Innisfail |  |  | FALSE | #N/A | #N/A | #N/A | #N/A | #N/A | #N/A | #N/A | #N/A | #N/A | #N/A
TRUE | QLD | QINF | Innisfail | Energy Queensland | Summer | Coincident | 2018 | ACTUAL_RAW | 0.7461 | 22.7446 | QLD Innisfail |  |  | FALSE | #N/A | #N/A | #N/A | #N/A | #N/A | #N/A | #N/A | #N/A | #N/A | #N/A
TRUE | QLD | QINF | Innisfail | Energy Queensland | Summer | Non-coincident | 2018 | ACTUAL_RAW | 0.73815 | 26.2091 | QLD Innisfail |  |  | FALSE | #N/A | #N/A | #N/A | #N/A | #N/A | #N/A | #N/A | #N/A | #N/A | #N/A
TRUE | QLD | QINF | Innisfail | Energy Queensland | Summer | Non-coincident | 2018 | ACTUAL_OPG | 0.73815 | 26.2091 | QLD Innisfail |  |  | FALSE | #N/A | #N/A | #N/A | #N/A | #N/A | #N/A | #N/A | #N/A | #N/A | #N/A
TRUE | QLD | QINF | Innisfail | Energy Queensland | Summer | Non-coincident | 2018 | ACTUAL_ADJUSTEDOPG | 0.73815 | 26.2091 | QLD Innisfail |  |  | FALSE | #N/A | #N/A | #N/A | #N/A | #N/A | #N/A | #N/A | #N/A | #N/A | #N/A
TRUE | QLD | QINF | Innisfail | Energy Queensland | Summer | Coincident | 2019 | ACTUAL_OPG | 10.9417 | 24.669 | QLD Innisfail |  |  | FALSE | #N/A | #N/A | #N/A | #N/A | #N/A | #N/A | #N/A | #N/A | #N/A | #N/A
TRUE | QLD | QINF | Innisfail | Energy Queensland | Summer | Coincident | 2019 | ACTUAL_RAW | 10.9417 | 24.669 | QLD Innisfail |  |  | FALSE | #N/A | #N/A | #N/A | #N/A | #N/A | #N/A | #N/A | #N/A | #N/A | #N/A
TRUE | QLD | QINF | Innisfail | Energy Queensland | Summer | Non-coincident | 2019 | ACTUAL_RAW | 1.3059 | 29.6643 | QLD Innisfail |  |  | FALSE | #N/A | #N/A | #N/A | #N/A | #N/A | #N/A | #N/A | #N/A | #N/A | #N/A
TRUE | QLD | QINF | Innisfail | Energy Queensland | Summer | Non-coincident | 2019 | ACTUAL_OPG | 1.3059 | 29.6643 | QLD Innisfail |  |  | FALSE | #N/A | #N/A | #N/A | #N/A | #N/A | #N/A | #N/A | #N/A | #N/A | #N/A
TRUE | QLD | QINF | Innisfail | Energy Queensland | Summer | Non-coincident | 2019 | ACTUAL_ADJUSTEDOPG | 1.3059 | 29.6643 | QLD Innisfail |  |  | FALSE | #N/A | #N/A | #N/A | #N/A | #N/A | #N/A | #N/A | #N/A | #N/A | #N/A
TRUE | QLD | QINF | Innisfail | Energy Queensland | Summer | Non-coincident | 2019 | BASEYEARPOE90 | 3.4361 | NA | QLD Innisfail |  |  | FALSE | #N/A | #N/A | #N/A | #N/A | #N/A | #N/A | #N/A | #N/A | #N/A | #N/A
TRUE | QLD | QINF | Innisfail | Energy Queensland | Summer | Non-coincident | 2019 | BASEYEARPOE50 | 3.9199 | 27.3214 | QLD Innisfail |  |  | FALSE | #N/A | #N/A | #N/A | #N/A | #N/A | #N/A | #N/A | #N/A | #N/A | #N/A
TRUE | QLD | QINF | Innisfail | Energy Queensland | Summer | Coincident | 2020 | ACTUAL_OPG | 0.37056 | 20.0983 | QLD Innisfail |  |  | FALSE | #N/A | #N/A | #N/A | #N/A | #N/A | #N/A | #N/A | #N/A | #N/A | #N/A
TRUE | QLD | QINF | Innisfail | Energy Queensland | Summer | Coincident | 2020 | ACTUAL_RAW | 0.37056 | 20.0983 | QLD Innisfail |  |  | FALSE | #N/A | #N/A | #N/A | #N/A | #N/A | #N/A | #N/A | #N/A | #N/A | #N/A
TRUE | QLD | QINF | Innisfail | Energy Queensland | Summer | Non-coincident | 2020 | ACTUAL_RAW | 0.2168 | 27.7371 | QLD Innisfail |  |  | FALSE | #N/A | #N/A | #N/A | #N/A | #N/A | #N/A | #N/A | #N/A | #N/A | #N/A
TRUE | QLD | QINF | Innisfail | Energy Queensland | Summer | Non-coincident | 2020 | ACTUAL_OPG | 0.2168 | 27.7371 | QLD Innisfail |  |  | FALSE | #N/A | #N/A | #N/A | #N/A | #N/A | #N/A | #N/A | #N/A | #N/A | #N/A
TRUE | QLD | QINF | Innisfail | Energy Queensland | Summer | Non-coincident | 2020 | ACTUAL_ADJUSTEDOPG | 0.2168 | 27.7371 | QLD Innisfail |  |  | FALSE | #N/A | #N/A | #N/A | #N/A | #N/A | #N/A | #N/A | #N/A | #N/A | #N/A
TRUE | QLD | QINF | Innisfail | Energy Queensland | Summer | Coincident_unreconciled | 2021 | POE50 | 5 | NA | QLD Innisfail |  |  | FALSE | #N/A | #N/A | #N/A | #N/A | #N/A | #N/A | #N/A | #N/A | #N/A | #N/A
TRUE | QLD | QINF | Innisfail | Energy Queensland | Summer | Coincident_unreconciled | 2021 | POE90 | -0.12696 | NA | QLD Innisfail |  |  | FALSE | #N/A | #N/A | #N/A | #N/A | #N/A | #N/A | #N/A | #N/A | #N/A | #N/A
TRUE | QLD | QINF | Innisfail | Energy Queensland | Summer | Non-coincident | 2021 | POE90 | -2 | NA | QLD Innisfail |  |  | FALSE | #N/A | #N/A | #N/A | #N/A | #N/A | #N/A | #N/A | #N/A | #N/A | #N/A
TRUE | QLD | QINF | Innisfail | Energy Queensland | Summer | Non-coincident | 2021 | POE50 | -1 | 26.6588 | QLD Innisfail |  |  | FALSE | #N/A | #N/A | #N/A | #N/A | #N/A | #N/A | #N/A | #N/A | #N/A | #N/A
TRUE | QLD | QINF | Innisfail | Energy Queensland | Summer | Coincident_unreconciled | 2022 | POE50 | 2.6917 | NA | QLD Innisfail |  |  | FALSE | #N/A | #N/A | #N/A | #N/A | #N/A | #N/A | #N/A | #N/A | #N/A | #N/A
TRUE | QLD | QINF | Innisfail | Energy Queensland | Summer | Coincident_unreconciled | 2022 | POE90 | -2.4562 | NA | QLD Innisfail |  |  | FALSE | #N/A | #N/A | #N/A | #N/A | #N/A | #N/A | #N/A | #N/A | #N/A | #N/A
TRUE | QLD | QINF | Innisfail | Energy Queensland | Summer | Non-coincident | 2022 | POE90 | -2.1649 | NA | QLD Innisfail |  |  | FALSE | #N/A | #N/A | #N/A | #N/A | #N/A | #N/A | #N/A | #N/A | #N/A | #N/A
TRUE | QLD | QINF | Innisfail | Energy Queensland | Summer | Non-coincident | 2022 | POE50 | -1.0825 | 26.7696 | QLD Innisfail |  |  | FALSE | #N/A | #N/A | #N/A | #N/A | #N/A | #N/A | #N/A | #N/A | #N/A | #N/A
TRUE | QLD | QINF | Innisfail | Energy Queensland | Summer | Coincident_unreconciled | 2023 | POE50 | 1.1773 | NA | QLD Innisfail |  |  | FALSE | #N/A | #N/A | #N/A | #N/A | #N/A | #N/A | #N/A | #N/A | #N/A | #N/A
TRUE | QLD | QINF | Innisfail | Energy Queensland | Summer | Coincident_unreconciled | 2023 | POE90 | -3.9911 | NA | QLD Innisfail |  |  | FALSE | #N/A | #N/A | #N/A | #N/A | #N/A | #N/A | #N/A | #N/A | #N/A | #N/A
TRUE | QLD | QINF | Innisfail | Energy Queensland | Summer | Non-coincident | 2023 | POE90 | -2.3434 | NA | QLD Innisfail |  |  | FALSE | #N/A | #N/A | #N/A | #N/A | #N/A | #N/A | #N/A | #N/A | #N/A | #N/A
TRUE | QLD | QINF | Innisfail | Energy Queensland | Summer | Non-coincident | 2023 | POE50 | -1.1717 | 26.8769 | QLD Innisfail |  |  | FALSE | #N/A | #N/A | #N/A | #N/A | #N/A | #N/A | #N/A | #N/A | #N/A | #N/A
TRUE | QLD | QINF | Innisfail | Energy Queensland | Summer | Coincident_unreconciled | 2024 | POE50 | -0.14712 | NA | QLD Innisfail |  |  | FALSE | #N/A | #N/A | #N/A | #N/A | #N/A | #N/A | #N/A | #N/A | #N/A | #N/A
TRUE | QLD | QINF | Innisfail | Energy Queensland | Summer | Coincident_unreconciled | 2024 | POE90 | -5.336 | NA | QLD Innisfail |  |  | FALSE | #N/A | #N/A | #N/A | #N/A | #N/A | #N/A | #N/A | #N/A | #N/A | #N/A
TRUE | QLD | QINF | Innisfail | Energy Queensland | Summer | Non-coincident | 2024 | POE90 | -2.5367 | NA | QLD Innisfail |  |  | FALSE | #N/A | #N/A | #N/A | #N/A | #N/A | #N/A | #N/A | #N/A | #N/A | #N/A
TRUE | QLD | QINF | Innisfail | Energy Queensland | Summer | Non-coincident | 2024 | POE50 | -1.2683 | 26.9777 | QLD Innisfail |  |  | FALSE | #N/A | #N/A | #N/A | #N/A | #N/A | #N/A | #N/A | #N/A | #N/A | #N/A
TRUE | QLD | QINF | Innisfail | Energy Queensland | Summer | Coincident_unreconciled | 2025 | POE50 | -1.3173 | NA | QLD Innisfail |  |  | FALSE | #N/A | #N/A | #N/A | #N/A | #N/A | #N/A | #N/A | #N/A | #N/A | #N/A
TRUE | QLD | QINF | Innisfail | Energy Queensland | Summer | Coincident_unreconciled | 2025 | POE90 | -6.5266 | NA | QLD Innisfail |  |  | FALSE | #N/A | #N/A | #N/A | #N/A | #N/A | #N/A | #N/A | #N/A | #N/A | #N/A
TRUE | QLD | QINF | Innisfail | Energy Queensland | Summer | Non-coincident | 2025 | POE90 | -2.7458 | NA | QLD Innisfail |  |  | FALSE | #N/A | #N/A | #N/A | #N/A | #N/A | #N/A | #N/A | #N/A | #N/A | #N/A
TRUE | QLD | QINF | Innisfail | Energy Queensland | Summer | Non-coincident | 2025 | POE50 | -1.3729 | 27.0773 | QLD Innisfail |  |  | FALSE | #N/A | #N/A | #N/A | #N/A | #N/A | #N/A | #N/A | #N/A | #N/A | #N/A
TRUE | QLD | QINF | Innisfail | Energy Queensland | Summer | Coincident_unreconciled | 2026 | POE50 | -2.4632 | NA | QLD Innisfail |  |  | FALSE | #N/A | #N/A | #N/A | #N/A | #N/A | #N/A | #N/A | #N/A | #N/A | #N/A
TRUE | QLD | QINF | Innisfail | Energy Queensland | Summer | Coincident_unreconciled | 2026 | POE90 | -7.6931 | NA | QLD Innisfail |  |  | FALSE | #N/A | #N/A | #N/A | #N/A | #N/A | #N/A | #N/A | #N/A | #N/A | #N/A
TRUE | QLD | QINF | Innisfail | Energy Queensland | Summer | Non-coincident | 2026 | POE90 | -2.9723 | NA | QLD Innisfail |  |  | FALSE | #N/A | #N/A | #N/A | #N/A | #N/A | #N/A | #N/A | #N/A | #N/A | #N/A
TRUE | QLD | QINF | Innisfail | Energy Queensland | Summer | Non-coincident | 2026 | POE50 | -1.4861 | 27.1879 | QLD Innisfail |  |  | FALSE | #N/A | #N/A | #N/A | #N/A | #N/A | #N/A | #N/A | #N/A | #N/A | #N/A
TRUE | QLD | QINF | Innisfail | Energy Queensland | Summer | Coincident_unreconciled | 2027 | POE50 | -3.3934 | NA | QLD Innisfail |  |  | FALSE | #N/A | #N/A | #N/A | #N/A | #N/A | #N/A | #N/A | #N/A | #N/A | #N/A
TRUE | QLD | QINF | Innisfail | Energy Queensland | Summer | Coincident_unreconciled | 2027 | POE90 | -8.6445 | NA | QLD Innisfail |  |  | FALSE | #N/A | #N/A | #N/A | #N/A | #N/A | #N/A | #N/A | #N/A | #N/A | #N/A
TRUE | QLD | QINF | Innisfail | Energy Queensland | Summer | Non-coincident | 2027 | POE90 | -3.2174 | NA | QLD Innisfail |  |  | FALSE | #N/A | #N/A | #N/A | #N/A | #N/A | #N/A | #N/A | #N/A | #N/A | #N/A
TRUE | QLD | QINF | Innisfail | Energy Queensland | Summer | Non-coincident | 2027 | POE50 | -1.6087 | 27.3273 | QLD Innisfail |  |  | FALSE | #N/A | #N/A | #N/A | #N/A | #N/A | #N/A | #N/A | #N/A | #N/A | #N/A
TRUE | QLD | QINF | Innisfail | Energy Queensland | Summer | Coincident_unreconciled | 2028 | POE50 | -4.0245 | NA | QLD Innisfail |  |  | FALSE | #N/A | #N/A | #N/A | #N/A | #N/A | #N/A | #N/A | #N/A | #N/A | #N/A
TRUE | QLD | QINF | Innisfail | Energy Queensland | Summer | Coincident_unreconciled | 2028 | POE90 | -9.2976 | NA | QLD Innisfail |  |  | FALSE | #N/A | #N/A | #N/A | #N/A | #N/A | #N/A | #N/A | #N/A | #N/A | #N/A
TRUE | QLD | QINF | Innisfail | Energy Queensland | Summer | Non-coincident | 2028 | POE90 | -3.4827 | NA | QLD Innisfail |  |  | FALSE | #N/A | #N/A | #N/A | #N/A | #N/A | #N/A | #N/A | #N/A | #N/A | #N/A
TRUE | QLD | QINF | Innisfail | Energy Queensland | Summer | Non-coincident | 2028 | POE50 | -1.7413 | 27.4953 | QLD Innisfail |  |  | FALSE | #N/A | #N/A | #N/A | #N/A | #N/A | #N/A | #N/A | #N/A | #N/A | #N/A
TRUE | QLD | QINF | Innisfail | Energy Queensland | Summer | Coincident_unreconciled | 2029 | POE50 | -4.5958 | NA | QLD Innisfail |  |  | FALSE | #N/A | #N/A | #N/A | #N/A | #N/A | #N/A | #N/A | #N/A | #N/A | #N/A
TRUE | QLD | QINF | Innisfail | Energy Queensland | Summer | Coincident_unreconciled | 2029 | POE90 | -9.8908 | NA | QLD Innisfail |  |  | FALSE | #N/A | #N/A | #N/A | #N/A | #N/A | #N/A | #N/A | #N/A | #N/A | #N/A
TRUE | QLD | QINF | Innisfail | Energy Queensland | Summer | Non-coincident | 2029 | POE90 | -3.7699 | NA | QLD Innisfail |  |  | FALSE | #N/A | #N/A | #N/A | #N/A | #N/A | #N/A | #N/A | #N/A | #N/A | #N/A
TRUE | QLD | QINF | Innisfail | Energy Queensland | Summer | Non-coincident | 2029 | POE50 | -1.8849 | 27.7277 | QLD Innisfail |  |  | FALSE | #N/A | #N/A | #N/A | #N/A | #N/A | #N/A | #N/A | #N/A | #N/A | #N/A
TRUE | QLD | QINF | Innisfail | Energy Queensland | Summer | Coincident_unreconciled | 2030 | POE50 | -4.9775 | NA | QLD Innisfail |  |  | FALSE | #N/A | #N/A | #N/A | #N/A | #N/A | #N/A | #N/A | #N/A | #N/A | #N/A
TRUE | QLD | QINF | Innisfail | Energy Queensland | Summer | Coincident_unreconciled | 2030 | POE90 | -10.2944 | NA | QLD Innisfail |  |  | FALSE | #N/A | #N/A | #N/A | #N/A | #N/A | #N/A | #N/A | #N/A | #N/A | #N/A
TRUE | QLD | QINF | Innisfail | Energy Queensland | Summer | Non-coincident | 2030 | POE90 | -4.0807 | NA | QLD Innisfail |  |  | FALSE | #N/A | #N/A | #N/A | #N/A | #N/A | #N/A | #N/A | #N/A | #N/A | #N/A
TRUE | QLD | QINF | Innisfail | Energy Queensland | Summer | Non-coincident | 2030 | POE50 | -2.0404 | 28 | QLD Innisfail |  |  | FALSE | #N/A | #N/A | #N/A | #N/A | #N/A | #N/A | #N/A | #N/A | #N/A | #N/A
TRUE | QLD | QINF | Innisfail | Energy Queensland | Winter | Coincident | 2016 | ACTUAL_OPG | 9.5773 | 12.4809 | QLD Innisfail |  |  | FALSE | #N/A | #N/A | #N/A | #N/A | #N/A | #N/A | #N/A | #N/A | #N/A | #N/A
TRUE | QLD | QINF | Innisfail | Energy Queensland | Winter | Coincident | 2016 | ACTUAL_RAW | 9.5773 | 12.4809 | QLD Innisfail |  |  | FALSE | #N/A | #N/A | #N/A | #N/A | #N/A | #N/A | #N/A | #N/A | #N/A | #N/A
TRUE | QLD | QINF | Innisfail | Energy Queensland | Winter | Non-coincident | 2016 | ACTUAL_RAW | -0.64351 | 20.1851 | QLD Innisfail |  |  | FALSE | #N/A | #N/A | #N/A | #N/A | #N/A | #N/A | #N/A | #N/A | #N/A | #N/A
TRUE | QLD | QINF | Innisfail | Energy Queensland | Winter | Non-coincident | 2016 | ACTUAL_OPG | -0.64351 | 20.1851 | QLD Innisfail |  |  | FALSE | #N/A | #N/A | #N/A | #N/A | #N/A | #N/A | #N/A | #N/A | #N/A | #N/A
TRUE | QLD | QINF | Innisfail | Energy Queensland | Winter | Non-coincident | 2016 | ACTUAL_ADJUSTEDOPG | -0.64351 | 20.1851 | QLD Innisfail |  |  | FALSE | #N/A | #N/A | #N/A | #N/A | #N/A | #N/A | #N/A | #N/A | #N/A | #N/A
TRUE | QLD | QINF | Innisfail | Energy Queensland | Winter | Coincident | 2017 | ACTUAL_OPG | 8.0673 | 14.9633 | QLD Innisfail |  |  | FALSE | #N/A | #N/A | #N/A | #N/A | #N/A | #N/A | #N/A | #N/A | #N/A | #N/A
TRUE | QLD | QINF | Innisfail | Energy Queensland | Winter | Coincident | 2017 | ACTUAL_RAW | 8.0673 | 14.9633 | QLD Innisfail |  |  | FALSE | #N/A | #N/A | #N/A | #N/A | #N/A | #N/A | #N/A | #N/A | #N/A | #N/A
TRUE | QLD | QINF | Innisfail | Energy Queensland | Winter | Non-coincident | 2017 | ACTUAL_RAW | -1.2583 | 19.4104 | QLD Innisfail |  |  | FALSE | #N/A | #N/A | #N/A | #N/A | #N/A | #N/A | #N/A | #N/A | #N/A | #N/A
TRUE | QLD | QINF | Innisfail | Energy Queensland | Winter | Non-coincident | 2017 | ACTUAL_OPG | -1.2583 | 19.4104 | QLD Innisfail |  |  | FALSE | #N/A | #N/A | #N/A | #N/A | #N/A | #N/A | #N/A | #N/A | #N/A | #N/A
TRUE | QLD | QINF | Innisfail | Energy Queensland | Winter | Non-coincident | 2017 | ACTUAL_ADJUSTEDOPG | -1.2583 | 19.4104 | QLD Innisfail |  |  | FALSE | #N/A | #N/A | #N/A | #N/A | #N/A | #N/A | #N/A | #N/A | #N/A | #N/A
TRUE | QLD | QINF | Innisfail | Energy Queensland | Winter | Coincident | 2018 | ACTUAL_OPG | 3.458 | 13.2007 | QLD Innisfail |  |  | FALSE | #N/A | #N/A | #N/A | #N/A | #N/A | #N/A | #N/A | #N/A | #N/A | #N/A
TRUE | QLD | QINF | Innisfail | Energy Queensland | Winter | Coincident | 2018 | ACTUAL_RAW | 3.458 | 13.2007 | QLD Innisfail |  |  | FALSE | #N/A | #N/A | #N/A | #N/A | #N/A | #N/A | #N/A | #N/A | #N/A | #N/A
TRUE | QLD | QINF | Innisfail | Energy Queensland | Winter | Non-coincident | 2018 | ACTUAL_RAW | -1.0339 | 20.1768 | QLD Innisfail |  |  | FALSE | #N/A | #N/A | #N/A | #N/A | #N/A | #N/A | #N/A | #N/A | #N/A | #N/A
TRUE | QLD | QINF | Innisfail | Energy Queensland | Winter | Non-coincident | 2018 | ACTUAL_OPG | -1.0339 | 20.1768 | QLD Innisfail |  |  | FALSE | #N/A | #N/A | #N/A | #N/A | #N/A | #N/A | #N/A | #N/A | #N/A | #N/A
TRUE | QLD | QINF | Innisfail | Energy Queensland | Winter | Non-coincident | 2018 | ACTUAL_ADJUSTEDOPG | -1.0339 | 20.1768 | QLD Innisfail |  |  | FALSE | #N/A | #N/A | #N/A | #N/A | #N/A | #N/A | #N/A | #N/A | #N/A | #N/A
TRUE | QLD | QINF | Innisfail | Energy Queensland | Winter | Coincident | 2019 | ACTUAL_OPG | 5.7306 | 16.5465 | QLD Innisfail |  |  | FALSE | #N/A | #N/A | #N/A | #N/A | #N/A | #N/A | #N/A | #N/A | #N/A | #N/A
TRUE | QLD | QINF | Innisfail | Energy Queensland | Winter | Coincident | 2019 | ACTUAL_RAW | 5.7306 | 16.5465 | QLD Innisfail |  |  | FALSE | #N/A | #N/A | #N/A | #N/A | #N/A | #N/A | #N/A | #N/A | #N/A | #N/A
TRUE | QLD | QINF | Innisfail | Energy Queensland | Winter | Non-coincident | 2019 | ACTUAL_RAW | 2.7331 | 18.6438 | QLD Innisfail |  |  | FALSE | #N/A | #N/A | #N/A | #N/A | #N/A | #N/A | #N/A | #N/A | #N/A | #N/A
TRUE | QLD | QINF | Innisfail | Energy Queensland | Winter | Non-coincident | 2019 | ACTUAL_OPG | 2.7331 | 18.6438 | QLD Innisfail |  |  | FALSE | #N/A | #N/A | #N/A | #N/A | #N/A | #N/A | #N/A | #N/A | #N/A | #N/A
TRUE | QLD | QINF | Innisfail | Energy Queensland | Winter | Non-coincident | 2019 | ACTUAL_ADJUSTEDOPG | 2.7331 | 18.6438 | QLD Innisfail |  |  | FALSE | #N/A | #N/A | #N/A | #N/A | #N/A | #N/A | #N/A | #N/A | #N/A | #N/A
TRUE | QLD | QINF | Innisfail | Energy Queensland | Winter | Non-coincident | 2019 | BASEYEARPOE90 | 2.347 | NA | QLD Innisfail |  |  | FALSE | #N/A | #N/A | #N/A | #N/A | #N/A | #N/A | #N/A | #N/A | #N/A | #N/A
TRUE | QLD | QINF | Innisfail | Energy Queensland | Winter | Non-coincident | 2019 | BASEYEARPOE50 | 2.8063 | 17.5891 | QLD Innisfail |  |  | FALSE | #N/A | #N/A | #N/A | #N/A | #N/A | #N/A | #N/A | #N/A | #N/A | #N/A
TRUE | QLD | QINF | Innisfail | Energy Queensland | Winter | Coincident_unreconciled | 2020 | POE90 | 3.2 | NA | QLD Innisfail |  |  | FALSE | #N/A | #N/A | #N/A | #N/A | #N/A | #N/A | #N/A | #N/A | #N/A | #N/A
TRUE | QLD | QINF | Innisfail | Energy Queensland | Winter | Coincident_unreconciled | 2020 | POE50 | 5 | NA | QLD Innisfail |  |  | FALSE | #N/A | #N/A | #N/A | #N/A | #N/A | #N/A | #N/A | #N/A | #N/A | #N/A
TRUE | QLD | QINF | Innisfail | Energy Queensland | Winter | Non-coincident | 2020 | POE50 | 0 | 16.4818 | QLD Innisfail |  |  | FALSE | #N/A | #N/A | #N/A | #N/A | #N/A | #N/A | #N/A | #N/A | #N/A | #N/A
TRUE | QLD | QINF | Innisfail | Energy Queensland | Winter | Non-coincident | 2020 | POE90 | -0.71042 | NA | QLD Innisfail |  |  | FALSE | #N/A | #N/A | #N/A | #N/A | #N/A | #N/A | #N/A | #N/A | #N/A | #N/A
TRUE | QLD | QINF | Innisfail | Energy Queensland | Winter | Coincident_unreconciled | 2021 | POE90 | 2.9361 | NA | QLD Innisfail |  |  | FALSE | #N/A | #N/A | #N/A | #N/A | #N/A | #N/A | #N/A | #N/A | #N/A | #N/A
TRUE | QLD | QINF | Innisfail | Energy Queensland | Winter | Coincident_unreconciled | 2021 | POE50 | 4.5877 | NA | QLD Innisfail |  |  | FALSE | #N/A | #N/A | #N/A | #N/A | #N/A | #N/A | #N/A | #N/A | #N/A | #N/A
TRUE | QLD | QINF | Innisfail | Energy Queensland | Winter | Non-coincident | 2021 | POE50 | -0.96274 | 16.5601 | QLD Innisfail |  |  | FALSE | #N/A | #N/A | #N/A | #N/A | #N/A | #N/A | #N/A | #N/A | #N/A | #N/A
TRUE | QLD | QINF | Innisfail | Energy Queensland | Winter | Non-coincident | 2021 | POE90 | -1.6761 | NA | QLD Innisfail |  |  | FALSE | #N/A | #N/A | #N/A | #N/A | #N/A | #N/A | #N/A | #N/A | #N/A | #N/A
TRUE | QLD | QINF | Innisfail | Energy Queensland | Winter | Coincident_unreconciled | 2022 | POE90 | 2.694 | NA | QLD Innisfail |  |  | FALSE | #N/A | #N/A | #N/A | #N/A | #N/A | #N/A | #N/A | #N/A | #N/A | #N/A
TRUE | QLD | QINF | Innisfail | Energy Queensland | Winter | Coincident_unreconciled | 2022 | POE50 | 4.2094 | NA | QLD Innisfail |  |  | FALSE | #N/A | #N/A | #N/A | #N/A | #N/A | #N/A | #N/A | #N/A | #N/A | #N/A
TRUE | QLD | QINF | Innisfail | Energy Queensland | Winter | Non-coincident | 2022 | POE50 | -1.4775 | 16.6329 | QLD Innisfail |  |  | FALSE | #N/A | #N/A | #N/A | #N/A | #N/A | #N/A | #N/A | #N/A | #N/A | #N/A
TRUE | QLD | QINF | Innisfail | Energy Queensland | Winter | Non-coincident | 2022 | POE90 | -2.1937 | NA | QLD Innisfail |  |  | FALSE | #N/A | #N/A | #N/A | #N/A | #N/A | #N/A | #N/A | #N/A | #N/A | #N/A
TRUE | QLD | QINF | Innisfail | Energy Queensland | Winter | Coincident_unreconciled | 2023 | POE90 | 2.4719 | NA | QLD Innisfail |  |  | FALSE | #N/A | #N/A | #N/A | #N/A | #N/A | #N/A | #N/A | #N/A | #N/A | #N/A
TRUE | QLD | QINF | Innisfail | Energy Queensland | Winter | Coincident_unreconciled | 2023 | POE50 | 3.8623 | NA | QLD Innisfail |  |  | FALSE | #N/A | #N/A | #N/A | #N/A | #N/A | #N/A | #N/A | #N/A | #N/A | #N/A
TRUE | QLD | QINF | Innisfail | Energy Queensland | Winter | Non-coincident | 2023 | POE50 | -1.8952 | 16.7038 | QLD Innisfail |  |  | FALSE | #N/A | #N/A | #N/A | #N/A | #N/A | #N/A | #N/A | #N/A | #N/A | #N/A
TRUE | QLD | QINF | Innisfail | Energy Queensland | Winter | Non-coincident | 2023 | POE90 | -2.6141 | NA | QLD Innisfail |  |  | FALSE | #N/A | #N/A | #N/A | #N/A | #N/A | #N/A | #N/A | #N/A | #N/A | #N/A
TRUE | QLD | QINF | Innisfail | Energy Queensland | Winter | Coincident_unreconciled | 2024 | POE90 | 2.268 | NA | QLD Innisfail |  |  | FALSE | #N/A | #N/A | #N/A | #N/A | #N/A | #N/A | #N/A | #N/A | #N/A | #N/A
TRUE | QLD | QINF | Innisfail | Energy Queensland | Winter | Coincident_unreconciled | 2024 | POE50 | 3.5438 | NA | QLD Innisfail |  |  | FALSE | #N/A | #N/A | #N/A | #N/A | #N/A | #N/A | #N/A | #N/A | #N/A | #N/A
TRUE | QLD | QINF | Innisfail | Energy Queensland | Winter | Non-coincident | 2024 | POE50 | -2.2515 | 16.7634 | QLD Innisfail |  |  | FALSE | #N/A | #N/A | #N/A | #N/A | #N/A | #N/A | #N/A | #N/A | #N/A | #N/A
TRUE | QLD | QINF | Innisfail | Energy Queensland | Winter | Non-coincident | 2024 | POE90 | -2.9731 | NA | QLD Innisfail |  |  | FALSE | #N/A | #N/A | #N/A | #N/A | #N/A | #N/A | #N/A | #N/A | #N/A | #N/A
TRUE | QLD | QINF | Innisfail | Energy Queensland | Winter | Coincident_unreconciled | 2025 | POE90 | 2.081 | NA | QLD Innisfail |  |  | FALSE | #N/A | #N/A | #N/A | #N/A | #N/A | #N/A | #N/A | #N/A | #N/A | #N/A
TRUE | QLD | QINF | Innisfail | Energy Queensland | Winter | Coincident_unreconciled | 2025 | POE50 | 3.2516 | NA | QLD Innisfail |  |  | FALSE | #N/A | #N/A | #N/A | #N/A | #N/A | #N/A | #N/A | #N/A | #N/A | #N/A
TRUE | QLD | QINF | Innisfail | Energy Queensland | Winter | Non-coincident | 2025 | POE50 | -2.5913 | 16.8257 | QLD Innisfail |  |  | FALSE | #N/A | #N/A | #N/A | #N/A | #N/A | #N/A | #N/A | #N/A | #N/A | #N/A
TRUE | QLD | QINF | Innisfail | Energy Queensland | Winter | Non-coincident | 2025 | POE90 | -3.3157 | NA | QLD Innisfail |  |  | FALSE | #N/A | #N/A | #N/A | #N/A | #N/A | #N/A | #N/A | #N/A | #N/A | #N/A
TRUE | QLD | QINF | Innisfail | Energy Queensland | Winter | Coincident_unreconciled | 2026 | POE90 | 1.9094 | NA | QLD Innisfail |  |  | FALSE | #N/A | #N/A | #N/A | #N/A | #N/A | #N/A | #N/A | #N/A | #N/A | #N/A
TRUE | QLD | QINF | Innisfail | Energy Queensland | Winter | Coincident_unreconciled | 2026 | POE50 | 2.9835 | NA | QLD Innisfail |  |  | FALSE | #N/A | #N/A | #N/A | #N/A | #N/A | #N/A | #N/A | #N/A | #N/A | #N/A
TRUE | QLD | QINF | Innisfail | Energy Queensland | Winter | Non-coincident | 2026 | POE50 | -2.923 | 16.8985 | QLD Innisfail |  |  | FALSE | #N/A | #N/A | #N/A | #N/A | #N/A | #N/A | #N/A | #N/A | #N/A | #N/A
TRUE | QLD | QINF | Innisfail | Energy Queensland | Winter | Non-coincident | 2026 | POE90 | -3.6503 | NA | QLD Innisfail |  |  | FALSE | #N/A | #N/A | #N/A | #N/A | #N/A | #N/A | #N/A | #N/A | #N/A | #N/A
TRUE | QLD | QINF | Innisfail | Energy Queensland | Winter | Coincident_unreconciled | 2027 | POE90 | 1.752 | NA | QLD Innisfail |  |  | FALSE | #N/A | #N/A | #N/A | #N/A | #N/A | #N/A | #N/A | #N/A | #N/A | #N/A
TRUE | QLD | QINF | Innisfail | Energy Queensland | Winter | Coincident_unreconciled | 2027 | POE50 | 2.7374 | NA | QLD Innisfail |  |  | FALSE | #N/A | #N/A | #N/A | #N/A | #N/A | #N/A | #N/A | #N/A | #N/A | #N/A
TRUE | QLD | QINF | Innisfail | Energy Queensland | Winter | Non-coincident | 2027 | POE50 | -3.1639 | 16.9965 | QLD Innisfail |  |  | FALSE | #N/A | #N/A | #N/A | #N/A | #N/A | #N/A | #N/A | #N/A | #N/A | #N/A
TRUE | QLD | QINF | Innisfail | Energy Queensland | Winter | Non-coincident | 2027 | POE90 | -3.8941 | NA | QLD Innisfail |  |  | FALSE | #N/A | #N/A | #N/A | #N/A | #N/A | #N/A | #N/A | #N/A | #N/A | #N/A
TRUE | QLD | QINF | Innisfail | Energy Queensland | Winter | Coincident_unreconciled | 2028 | POE90 | 1.6075 | NA | QLD Innisfail |  |  | FALSE | #N/A | #N/A | #N/A | #N/A | #N/A | #N/A | #N/A | #N/A | #N/A | #N/A
TRUE | QLD | QINF | Innisfail | Energy Queensland | Winter | Coincident_unreconciled | 2028 | POE50 | 2.5117 | NA | QLD Innisfail |  |  | FALSE | #N/A | #N/A | #N/A | #N/A | #N/A | #N/A | #N/A | #N/A | #N/A | #N/A
TRUE | QLD | QINF | Innisfail | Energy Queensland | Winter | Non-coincident | 2028 | POE50 | -3.3299 | 17.107 | QLD Innisfail |  |  | FALSE | #N/A | #N/A | #N/A | #N/A | #N/A | #N/A | #N/A | #N/A | #N/A | #N/A
TRUE | QLD | QINF | Innisfail | Energy Queensland | Winter | Non-coincident | 2028 | POE90 | -4.0631 | NA | QLD Innisfail |  |  | FALSE | #N/A | #N/A | #N/A | #N/A | #N/A | #N/A | #N/A | #N/A | #N/A | #N/A
TRUE | QLD | QINF | Innisfail | Energy Queensland | Winter | Coincident_unreconciled | 2029 | POE90 | 1.4749 | NA | QLD Innisfail |  |  | FALSE | #N/A | #N/A | #N/A | #N/A | #N/A | #N/A | #N/A | #N/A | #N/A | #N/A
TRUE | QLD | QINF | Innisfail | Energy Queensland | Winter | Coincident_unreconciled | 2029 | POE50 | 2.3046 | NA | QLD Innisfail |  |  | FALSE | #N/A | #N/A | #N/A | #N/A | #N/A | #N/A | #N/A | #N/A | #N/A | #N/A
TRUE | QLD | QINF | Innisfail | Energy Queensland | Winter | Non-coincident | 2029 | POE50 | -3.5294 | 17.3257 | QLD Innisfail |  |  | FALSE | #N/A | #N/A | #N/A | #N/A | #N/A | #N/A | #N/A | #N/A | #N/A | #N/A
TRUE | QLD | QINF | Innisfail | Energy Queensland | Winter | Non-coincident | 2029 | POE90 | -4.2655 | NA | QLD Innisfail |  |  | FALSE | #N/A | #N/A | #N/A | #N/A | #N/A | #N/A | #N/A | #N/A | #N/A | #N/A
TRUE | QLD | QINF | Innisfail | Energy Queensland | Shoulder | Non-coincident | 2019 | BASEYEARPOE10 | NA | 21.2505 | QLD Innisfail |  |  | FALSE | #N/A | #N/A | #N/A | #N/A | #N/A | #N/A | #N/A | #N/A | #N/A | #N/A
TRUE | QLD | QINF | Innisfail | Energy Queensland | Shoulder | Coincident | 2021 | POE10 | NA | 9.2227 | QLD Innisfail |  |  | FALSE | #N/A | #N/A | #N/A | #N/A | #N/A | #N/A | #N/A | #N/A | #N/A | #N/A
TRUE | QLD | QINF | Innisfail | Energy Queensland | Shoulder | Coincident | 2021 | POE50 | NA | 9.0825 | QLD Innisfail |  |  | FALSE | #N/A | #N/A | #N/A | #N/A | #N/A | #N/A | #N/A | #N/A | #N/A | #N/A
TRUE | QLD | QINF | Innisfail | Energy Queensland | Shoulder | Non-coincident | 2021 | POE10 | NA | 18.65 | QLD Innisfail |  |  | FALSE | #N/A | #N/A | #N/A | #N/A | #N/A | #N/A | #N/A | #N/A | #N/A | #N/A
TRUE | QLD | QINF | Innisfail | Energy Queensland | Shoulder | Coincident | 2022 | POE10 | NA | 9.5206 | QLD Innisfail |  |  | FALSE | #N/A | #N/A | #N/A | #N/A | #N/A | #N/A | #N/A | #N/A | #N/A | #N/A
TRUE | QLD | QINF | Innisfail | Energy Queensland | Shoulder | Coincident | 2022 | POE50 | NA | 9.2199 | QLD Innisfail |  |  | FALSE | #N/A | #N/A | #N/A | #N/A | #N/A | #N/A | #N/A | #N/A | #N/A | #N/A
TRUE | QLD | QINF | Innisfail | Energy Queensland | Shoulder | Non-coincident | 2022 | POE10 | NA | 18.7356 | QLD Innisfail |  |  | FALSE | #N/A | #N/A | #N/A | #N/A | #N/A | #N/A | #N/A | #N/A | #N/A | #N/A
TRUE | QLD | QINF | Innisfail | Energy Queensland | Shoulder | Coincident | 2023 | POE10 | NA | 9.581 | QLD Innisfail |  |  | FALSE | #N/A | #N/A | #N/A | #N/A | #N/A | #N/A | #N/A | #N/A | #N/A | #N/A
TRUE | QLD | QINF | Innisfail | Energy Queensland | Shoulder | Coincident | 2023 | POE50 | NA | 9.3236 | QLD Innisfail |  |  | FALSE | #N/A | #N/A | #N/A | #N/A | #N/A | #N/A | #N/A | #N/A | #N/A | #N/A
TRUE | QLD | QINF | Innisfail | Energy Queensland | Shoulder | Non-coincident | 2023 | POE10 | NA | 18.8186 | QLD Innisfail |  |  | FALSE | #N/A | #N/A | #N/A | #N/A | #N/A | #N/A | #N/A | #N/A | #N/A | #N/A
TRUE | QLD | QINF | Innisfail | Energy Queensland | Shoulder | Coincident | 2024 | POE10 | NA | 9.6668 | QLD Innisfail |  |  | FALSE | #N/A | #N/A | #N/A | #N/A | #N/A | #N/A | #N/A | #N/A | #N/A | #N/A
TRUE | QLD | QINF | Innisfail | Energy Queensland | Shoulder | Coincident | 2024 | POE50 | NA | 9.5312 | QLD Innisfail |  |  | FALSE | #N/A | #N/A | #N/A | #N/A | #N/A | #N/A | #N/A | #N/A | #N/A | #N/A
TRUE | QLD | QINF | Innisfail | Energy Queensland | Shoulder | Non-coincident | 2024 | POE10 | NA | 18.8961 | QLD Innisfail |  |  | FALSE | #N/A | #N/A | #N/A | #N/A | #N/A | #N/A | #N/A | #N/A | #N/A | #N/A
TRUE | QLD | QINF | Innisfail | Energy Queensland | Shoulder | Coincident | 2025 | POE10 | NA | 9.7363 | QLD Innisfail |  |  | FALSE | #N/A | #N/A | #N/A | #N/A | #N/A | #N/A | #N/A | #N/A | #N/A | #N/A
TRUE | QLD | QINF | Innisfail | Energy Queensland | Shoulder | Coincident | 2025 | POE50 | NA | 9.5304 | QLD Innisfail |  |  | FALSE | #N/A | #N/A | #N/A | #N/A | #N/A | #N/A | #N/A | #N/A | #N/A | #N/A
TRUE | QLD | QINF | Innisfail | Energy Queensland | Shoulder | Non-coincident | 2025 | POE10 | NA | 18.9729 | QLD Innisfail |  |  | FALSE | #N/A | #N/A | #N/A | #N/A | #N/A | #N/A | #N/A | #N/A | #N/A | #N/A
TRUE | QLD | QINF | Innisfail | Energy Queensland | Shoulder | Coincident | 2026 | POE10 | NA | 9.7297 | QLD Innisfail |  |  | FALSE | #N/A | #N/A | #N/A | #N/A | #N/A | #N/A | #N/A | #N/A | #N/A | #N/A
TRUE | QLD | QINF | Innisfail | Energy Queensland | Shoulder | Coincident | 2026 | POE50 | NA | 9.577 | QLD Innisfail |  |  | FALSE | #N/A | #N/A | #N/A | #N/A | #N/A | #N/A | #N/A | #N/A | #N/A | #N/A
TRUE | QLD | QINF | Innisfail | Energy Queensland | Shoulder | Non-coincident | 2026 | POE10 | NA | 19.0585 | QLD Innisfail |  |  | FALSE | #N/A | #N/A | #N/A | #N/A | #N/A | #N/A | #N/A | #N/A | #N/A | #N/A
TRUE | QLD | QINF | Innisfail | Energy Queensland | Shoulder | Coincident | 2027 | POE10 | NA | 9.744 | QLD Innisfail |  |  | FALSE | #N/A | #N/A | #N/A | #N/A | #N/A | #N/A | #N/A | #N/A | #N/A | #N/A
TRUE | QLD | QINF | Innisfail | Energy Queensland | Shoulder | Coincident | 2027 | POE50 | NA | 9.5827 | QLD Innisfail |  |  | FALSE | #N/A | #N/A | #N/A | #N/A | #N/A | #N/A | #N/A | #N/A | #N/A | #N/A
TRUE | QLD | QINF | Innisfail | Energy Queensland | Shoulder | Non-coincident | 2027 | POE10 | NA | 19.1662 | QLD Innisfail |  |  | FALSE | #N/A | #N/A | #N/A | #N/A | #N/A | #N/A | #N/A | #N/A | #N/A | #N/A
TRUE | QLD | QINF | Innisfail | Energy Queensland | Shoulder | Coincident | 2028 | POE10 | NA | 9.7742 | QLD Innisfail |  |  | FALSE | #N/A | #N/A | #N/A | #N/A | #N/A | #N/A | #N/A | #N/A | #N/A | #N/A
TRUE | QLD | QINF | Innisfail | Energy Queensland | Shoulder | Coincident | 2028 | POE50 | NA | 9.6371 | QLD Innisfail |  |  | FALSE | #N/A | #N/A | #N/A | #N/A | #N/A | #N/A | #N/A | #N/A | #N/A | #N/A
TRUE | QLD | QINF | Innisfail | Energy Queensland | Shoulder | Non-coincident | 2028 | POE10 | NA | 19.2987 | QLD Innisfail |  |  | FALSE | #N/A | #N/A | #N/A | #N/A | #N/A | #N/A | #N/A | #N/A | #N/A | #N/A
TRUE | QLD | QINF | Innisfail | Energy Queensland | Shoulder | Coincident | 2029 | POE10 | NA | 9.9583 | QLD Innisfail |  |  | FALSE | #N/A | #N/A | #N/A | #N/A | #N/A | #N/A | #N/A | #N/A | #N/A | #N/A
TRUE | QLD | QINF | Innisfail | Energy Queensland | Shoulder | Coincident | 2029 | POE50 | NA | 9.7635 | QLD Innisfail |  |  | FALSE | #N/A | #N/A | #N/A | #N/A | #N/A | #N/A | #N/A | #N/A | #N/A | #N/A
TRUE | QLD | QINF | Innisfail | Energy Queensland | Shoulder | Non-coincident | 2029 | POE10 | NA | 19.4808 | QLD Innisfail |  |  | FALSE | #N/A | #N/A | #N/A | #N/A | #N/A | #N/A | #N/A | #N/A | #N/A | #N/A
TRUE | QLD | QINF | Innisfail | Energy Queensland | Shoulder | Coincident | 2030 | POE10 | NA | 10.0826 | QLD Innisfail |  |  | FALSE | #N/A | #N/A | #N/A | #N/A | #N/A | #N/A | #N/A | #N/A | #N/A | #N/A
TRUE | QLD | QINF | Innisfail | Energy Queensland | Shoulder | Coincident | 2030 | POE50 | NA | 9.8997 | QLD Innisfail |  |  | FALSE | #N/A | #N/A | #N/A | #N/A | #N/A | #N/A | #N/A | #N/A | #N/A | #N/A
TRUE | QLD | QINF | Innisfail | Energy Queensland | Shoulder | Non-coincident | 2030 | POE10 | NA | 19.7252 | QLD Innisfail |  |  | FALSE | #N/A | #N/A | #N/A | #N/A | #N/A | #N/A | #N/A | #N/A | #N/A | #N/A
TRUE | QLD | QINF | Innisfail | Energy Queensland | Summer | Non-coincident | 2019 | BASEYEARPOE10 | NA | 29.995 | QLD Innisfail |  |  | FALSE | #N/A | #N/A | #N/A | #N/A | #N/A | #N/A | #N/A | #N/A | #N/A | #N/A
TRUE | QLD | QINF | Innisfail | Energy Queensland | Summer | Coincident | 2021 | POE10 | NA | 22.6418 | QLD Innisfail |  |  | FALSE | #N/A | #N/A | #N/A | #N/A | #N/A | #N/A | #N/A | #N/A | #N/A | #N/A
TRUE | QLD | QINF | Innisfail | Energy Queensland | Summer | Coincident | 2021 | POE50 | NA | 21.5723 | QLD Innisfail |  |  | FALSE | #N/A | #N/A | #N/A | #N/A | #N/A | #N/A | #N/A | #N/A | #N/A | #N/A
TRUE | QLD | QINF | Innisfail | Energy Queensland | Summer | Non-coincident | 2021 | POE10 | NA | 29.2442 | QLD Innisfail |  |  | FALSE | #N/A | #N/A | #N/A | #N/A | #N/A | #N/A | #N/A | #N/A | #N/A | #N/A
TRUE | QLD | QINF | Innisfail | Energy Queensland | Summer | Coincident | 2022 | POE10 | NA | 23.1487 | QLD Innisfail |  |  | FALSE | #N/A | #N/A | #N/A | #N/A | #N/A | #N/A | #N/A | #N/A | #N/A | #N/A
TRUE | QLD | QINF | Innisfail | Energy Queensland | Summer | Coincident | 2022 | POE50 | NA | 22.0219 | QLD Innisfail |  |  | FALSE | #N/A | #N/A | #N/A | #N/A | #N/A | #N/A | #N/A | #N/A | #N/A | #N/A
TRUE | QLD | QINF | Innisfail | Energy Queensland | Summer | Non-coincident | 2022 | POE10 | NA | 29.3655 | QLD Innisfail |  |  | FALSE | #N/A | #N/A | #N/A | #N/A | #N/A | #N/A | #N/A | #N/A | #N/A | #N/A
TRUE | QLD | QINF | Innisfail | Energy Queensland | Summer | Coincident | 2023 | POE10 | NA | 23.3694 | QLD Innisfail |  |  | FALSE | #N/A | #N/A | #N/A | #N/A | #N/A | #N/A | #N/A | #N/A | #N/A | #N/A
TRUE | QLD | QINF | Innisfail | Energy Queensland | Summer | Coincident | 2023 | POE50 | NA | 22.1831 | QLD Innisfail |  |  | FALSE | #N/A | #N/A | #N/A | #N/A | #N/A | #N/A | #N/A | #N/A | #N/A | #N/A
TRUE | QLD | QINF | Innisfail | Energy Queensland | Summer | Non-coincident | 2023 | POE10 | NA | 29.4831 | QLD Innisfail |  |  | FALSE | #N/A | #N/A | #N/A | #N/A | #N/A | #N/A | #N/A | #N/A | #N/A | #N/A
TRUE | QLD | QINF | Innisfail | Energy Queensland | Summer | Coincident | 2024 | POE10 | NA | 23.7273 | QLD Innisfail |  |  | FALSE | #N/A | #N/A | #N/A | #N/A | #N/A | #N/A | #N/A | #N/A | #N/A | #N/A
TRUE | QLD | QINF | Innisfail | Energy Queensland | Summer | Coincident | 2024 | POE50 | NA | 22.5447 | QLD Innisfail |  |  | FALSE | #N/A | #N/A | #N/A | #N/A | #N/A | #N/A | #N/A | #N/A | #N/A | #N/A
TRUE | QLD | QINF | Innisfail | Energy Queensland | Summer | Non-coincident | 2024 | POE10 | NA | 29.5942 | QLD Innisfail |  |  | FALSE | #N/A | #N/A | #N/A | #N/A | #N/A | #N/A | #N/A | #N/A | #N/A | #N/A
TRUE | QLD | QINF | Innisfail | Energy Queensland | Summer | Coincident | 2025 | POE10 | NA | 23.7039 | QLD Innisfail |  |  | FALSE | #N/A | #N/A | #N/A | #N/A | #N/A | #N/A | #N/A | #N/A | #N/A | #N/A
TRUE | QLD | QINF | Innisfail | Energy Queensland | Summer | Coincident | 2025 | POE50 | NA | 22.6386 | QLD Innisfail |  |  | FALSE | #N/A | #N/A | #N/A | #N/A | #N/A | #N/A | #N/A | #N/A | #N/A | #N/A
TRUE | QLD | QINF | Innisfail | Energy Queensland | Summer | Non-coincident | 2025 | POE10 | NA | 29.7041 | QLD Innisfail |  |  | FALSE | #N/A | #N/A | #N/A | #N/A | #N/A | #N/A | #N/A | #N/A | #N/A | #N/A
TRUE | QLD | QINF | Innisfail | Energy Queensland | Summer | Coincident | 2026 | POE10 | NA | 23.9001 | QLD Innisfail |  |  | FALSE | #N/A | #N/A | #N/A | #N/A | #N/A | #N/A | #N/A | #N/A | #N/A | #N/A
TRUE | QLD | QINF | Innisfail | Energy Queensland | Summer | Coincident | 2026 | POE50 | NA | 22.7509 | QLD Innisfail |  |  | FALSE | #N/A | #N/A | #N/A | #N/A | #N/A | #N/A | #N/A | #N/A | #N/A | #N/A
TRUE | QLD | QINF | Innisfail | Energy Queensland | Summer | Non-coincident | 2026 | POE10 | NA | 29.825 | QLD Innisfail |  |  | FALSE | #N/A | #N/A | #N/A | #N/A | #N/A | #N/A | #N/A | #N/A | #N/A | #N/A
TRUE | QLD | QINF | Innisfail | Energy Queensland | Summer | Coincident | 2027 | POE10 | NA | 23.8303 | QLD Innisfail |  |  | FALSE | #N/A | #N/A | #N/A | #N/A | #N/A | #N/A | #N/A | #N/A | #N/A | #N/A
TRUE | QLD | QINF | Innisfail | Energy Queensland | Summer | Coincident | 2027 | POE50 | NA | 22.7652 | QLD Innisfail |  |  | FALSE | #N/A | #N/A | #N/A | #N/A | #N/A | #N/A | #N/A | #N/A | #N/A | #N/A
TRUE | QLD | QINF | Innisfail | Energy Queensland | Summer | Non-coincident | 2027 | POE10 | NA | 29.9751 | QLD Innisfail |  |  | FALSE | #N/A | #N/A | #N/A | #N/A | #N/A | #N/A | #N/A | #N/A | #N/A | #N/A
TRUE | QLD | QINF | Innisfail | Energy Queensland | Summer | Coincident | 2028 | POE10 | NA | 23.979 | QLD Innisfail |  |  | FALSE | #N/A | #N/A | #N/A | #N/A | #N/A | #N/A | #N/A | #N/A | #N/A | #N/A
TRUE | QLD | QINF | Innisfail | Energy Queensland | Summer | Coincident | 2028 | POE50 | NA | 22.8994 | QLD Innisfail |  |  | FALSE | #N/A | #N/A | #N/A | #N/A | #N/A | #N/A | #N/A | #N/A | #N/A | #N/A
TRUE | QLD | QINF | Innisfail | Energy Queensland | Summer | Non-coincident | 2028 | POE10 | NA | 30.1541 | QLD Innisfail |  |  | FALSE | #N/A | #N/A | #N/A | #N/A | #N/A | #N/A | #N/A | #N/A | #N/A | #N/A
TRUE | QLD | QINF | Innisfail | Energy Queensland | Summer | Coincident | 2029 | POE10 | NA | 24.0979 | QLD Innisfail |  |  | FALSE | #N/A | #N/A | #N/A | #N/A | #N/A | #N/A | #N/A | #N/A | #N/A | #N/A
TRUE | QLD | QINF | Innisfail | Energy Queensland | Summer | Coincident | 2029 | POE50 | NA | 23.1204 | QLD Innisfail |  |  | FALSE | #N/A | #N/A | #N/A | #N/A | #N/A | #N/A | #N/A | #N/A | #N/A | #N/A
TRUE | QLD | QINF | Innisfail | Energy Queensland | Summer | Non-coincident | 2029 | POE10 | NA | 30.3974 | QLD Innisfail |  |  | FALSE | #N/A | #N/A | #N/A | #N/A | #N/A | #N/A | #N/A | #N/A | #N/A | #N/A
TRUE | QLD | QINF | Innisfail | Energy Queensland | Summer | Coincident | 2030 | POE10 | NA | 24.3381 | QLD Innisfail |  |  | FALSE | #N/A | #N/A | #N/A | #N/A | #N/A | #N/A | #N/A | #N/A | #N/A | #N/A
TRUE | QLD | QINF | Innisfail | Energy Queensland | Summer | Coincident | 2030 | POE50 | NA | 23.2388 | QLD Innisfail |  |  | FALSE | #N/A | #N/A | #N/A | #N/A | #N/A | #N/A | #N/A | #N/A | #N/A | #N/A
TRUE | QLD | QINF | Innisfail | Energy Queensland | Summer | Non-coincident | 2030 | POE10 | NA | 30.6808 | QLD Innisfail |  |  | FALSE | #N/A | #N/A | #N/A | #N/A | #N/A | #N/A | #N/A | #N/A | #N/A | #N/A
TRUE | QLD | QINF | Innisfail | Energy Queensland | Winter | Non-coincident | 2019 | BASEYEARPOE10 | NA | 18.2495 | QLD Innisfail |  |  | FALSE | #N/A | #N/A | #N/A | #N/A | #N/A | #N/A | #N/A | #N/A | #N/A | #N/A
TRUE | QLD | QINF | Innisfail | Energy Queensland | Winter | Coincident | 2020 | POE10 | NA | 13.5366 | QLD Innisfail |  |  | FALSE | #N/A | #N/A | #N/A | #N/A | #N/A | #N/A | #N/A | #N/A | #N/A | #N/A
TRUE | QLD | QINF | Innisfail | Energy Queensland | Winter | Coincident | 2020 | POE50 | NA | 12.772 | QLD Innisfail |  |  | FALSE | #N/A | #N/A | #N/A | #N/A | #N/A | #N/A | #N/A | #N/A | #N/A | #N/A
TRUE | QLD | QINF | Innisfail | Energy Queensland | Winter | Non-coincident | 2020 | POE10 | NA | 17.2803 | QLD Innisfail |  |  | FALSE | #N/A | #N/A | #N/A | #N/A | #N/A | #N/A | #N/A | #N/A | #N/A | #N/A
TRUE | QLD | QINF | Innisfail | Energy Queensland | Winter | Coincident | 2021 | POE10 | NA | 13.4861 | QLD Innisfail |  |  | FALSE | #N/A | #N/A | #N/A | #N/A | #N/A | #N/A | #N/A | #N/A | #N/A | #N/A
TRUE | QLD | QINF | Innisfail | Energy Queensland | Winter | Coincident | 2021 | POE50 | NA | 12.7214 | QLD Innisfail |  |  | FALSE | #N/A | #N/A | #N/A | #N/A | #N/A | #N/A | #N/A | #N/A | #N/A | #N/A
TRUE | QLD | QINF | Innisfail | Energy Queensland | Winter | Non-coincident | 2021 | POE10 | NA | 17.3616 | QLD Innisfail |  |  | FALSE | #N/A | #N/A | #N/A | #N/A | #N/A | #N/A | #N/A | #N/A | #N/A | #N/A
TRUE | QLD | QINF | Innisfail | Energy Queensland | Winter | Coincident | 2022 | POE10 | NA | 13.8446 | QLD Innisfail |  |  | FALSE | #N/A | #N/A | #N/A | #N/A | #N/A | #N/A | #N/A | #N/A | #N/A | #N/A
TRUE | QLD | QINF | Innisfail | Energy Queensland | Winter | Coincident | 2022 | POE50 | NA | 13.0624 | QLD Innisfail |  |  | FALSE | #N/A | #N/A | #N/A | #N/A | #N/A | #N/A | #N/A | #N/A | #N/A | #N/A
TRUE | QLD | QINF | Innisfail | Energy Queensland | Winter | Non-coincident | 2022 | POE10 | NA | 17.4372 | QLD Innisfail |  |  | FALSE | #N/A | #N/A | #N/A | #N/A | #N/A | #N/A | #N/A | #N/A | #N/A | #N/A
TRUE | QLD | QINF | Innisfail | Energy Queensland | Winter | Coincident | 2023 | POE10 | NA | 14.0316 | QLD Innisfail |  |  | FALSE | #N/A | #N/A | #N/A | #N/A | #N/A | #N/A | #N/A | #N/A | #N/A | #N/A
TRUE | QLD | QINF | Innisfail | Energy Queensland | Winter | Coincident | 2023 | POE50 | NA | 13.2267 | QLD Innisfail |  |  | FALSE | #N/A | #N/A | #N/A | #N/A | #N/A | #N/A | #N/A | #N/A | #N/A | #N/A
TRUE | QLD | QINF | Innisfail | Energy Queensland | Winter | Non-coincident | 2023 | POE10 | NA | 17.511 | QLD Innisfail |  |  | FALSE | #N/A | #N/A | #N/A | #N/A | #N/A | #N/A | #N/A | #N/A | #N/A | #N/A
TRUE | QLD | QINF | Innisfail | Energy Queensland | Winter | Coincident | 2024 | POE10 | NA | 14.2918 | QLD Innisfail |  |  | FALSE | #N/A | #N/A | #N/A | #N/A | #N/A | #N/A | #N/A | #N/A | #N/A | #N/A
TRUE | QLD | QINF | Innisfail | Energy Queensland | Winter | Coincident | 2024 | POE50 | NA | 13.4203 | QLD Innisfail |  |  | FALSE | #N/A | #N/A | #N/A | #N/A | #N/A | #N/A | #N/A | #N/A | #N/A | #N/A
TRUE | QLD | QINF | Innisfail | Energy Queensland | Winter | Non-coincident | 2024 | POE10 | NA | 17.5735 | QLD Innisfail |  |  | FALSE | #N/A | #N/A | #N/A | #N/A | #N/A | #N/A | #N/A | #N/A | #N/A | #N/A
TRUE | QLD | QINF | Innisfail | Energy Queensland | Winter | Coincident | 2025 | POE10 | NA | 14.3005 | QLD Innisfail |  |  | FALSE | #N/A | #N/A | #N/A | #N/A | #N/A | #N/A | #N/A | #N/A | #N/A | #N/A
TRUE | QLD | QINF | Innisfail | Energy Queensland | Winter | Coincident | 2025 | POE50 | NA | 13.4576 | QLD Innisfail |  |  | FALSE | #N/A | #N/A | #N/A | #N/A | #N/A | #N/A | #N/A | #N/A | #N/A | #N/A
TRUE | QLD | QINF | Innisfail | Energy Queensland | Winter | Non-coincident | 2025 | POE10 | NA | 17.6386 | QLD Innisfail |  |  | FALSE | #N/A | #N/A | #N/A | #N/A | #N/A | #N/A | #N/A | #N/A | #N/A | #N/A
TRUE | QLD | QINF | Innisfail | Energy Queensland | Winter | Coincident | 2026 | POE10 | NA | 14.3522 | QLD Innisfail |  |  | FALSE | #N/A | #N/A | #N/A | #N/A | #N/A | #N/A | #N/A | #N/A | #N/A | #N/A
TRUE | QLD | QINF | Innisfail | Energy Queensland | Winter | Coincident | 2026 | POE50 | NA | 13.5322 | QLD Innisfail |  |  | FALSE | #N/A | #N/A | #N/A | #N/A | #N/A | #N/A | #N/A | #N/A | #N/A | #N/A
TRUE | QLD | QINF | Innisfail | Energy Queensland | Winter | Non-coincident | 2026 | POE10 | NA | 17.7143 | QLD Innisfail |  |  | FALSE | #N/A | #N/A | #N/A | #N/A | #N/A | #N/A | #N/A | #N/A | #N/A | #N/A
TRUE | QLD | QINF | Innisfail | Energy Queensland | Winter | Coincident | 2027 | POE10 | NA | 14.4202 | QLD Innisfail |  |  | FALSE | #N/A | #N/A | #N/A | #N/A | #N/A | #N/A | #N/A | #N/A | #N/A | #N/A
TRUE | QLD | QINF | Innisfail | Energy Queensland | Winter | Coincident | 2027 | POE50 | NA | 13.5989 | QLD Innisfail |  |  | FALSE | #N/A | #N/A | #N/A | #N/A | #N/A | #N/A | #N/A | #N/A | #N/A | #N/A
TRUE | QLD | QINF | Innisfail | Energy Queensland | Winter | Non-coincident | 2027 | POE10 | NA | 17.8154 | QLD Innisfail |  |  | FALSE | #N/A | #N/A | #N/A | #N/A | #N/A | #N/A | #N/A | #N/A | #N/A | #N/A
TRUE | QLD | QINF | Innisfail | Energy Queensland | Winter | Coincident | 2028 | POE10 | NA | 14.6579 | QLD Innisfail |  |  | FALSE | #N/A | #N/A | #N/A | #N/A | #N/A | #N/A | #N/A | #N/A | #N/A | #N/A
TRUE | QLD | QINF | Innisfail | Energy Queensland | Winter | Coincident | 2028 | POE50 | NA | 13.7178 | QLD Innisfail |  |  | FALSE | #N/A | #N/A | #N/A | #N/A | #N/A | #N/A | #N/A | #N/A | #N/A | #N/A
TRUE | QLD | QINF | Innisfail | Energy Queensland | Winter | Non-coincident | 2028 | POE10 | NA | 17.9289 | QLD Innisfail |  |  | FALSE | #N/A | #N/A | #N/A | #N/A | #N/A | #N/A | #N/A | #N/A | #N/A | #N/A
TRUE | QLD | QINF | Innisfail | Energy Queensland | Winter | Coincident | 2029 | POE10 | NA | 14.7593 | QLD Innisfail |  |  | FALSE | #N/A | #N/A | #N/A | #N/A | #N/A | #N/A | #N/A | #N/A | #N/A | #N/A
TRUE | QLD | QINF | Innisfail | Energy Queensland | Winter | Coincident | 2029 | POE50 | NA | 13.8905 | QLD Innisfail |  |  | FALSE | #N/A | #N/A | #N/A | #N/A | #N/A | #N/A | #N/A | #N/A | #N/A | #N/A
TRUE | QLD | QINF | Innisfail | Energy Queensland | Winter | Non-coincident | 2029 | POE10 | NA | 18.1507 | QLD Innisfail |  |  | FALSE | #N/A | #N/A | #N/A | #N/A | #N/A | #N/A | #N/A | #N/A | #N/A | #N/A
TRUE | QLD | QING | Ingham | Energy Queensland | Shoulder | Coincident | 2017 | ACTUAL_OPG | 6.3667 | 1.2781 | QLD Ingham |  |  | FALSE | #N/A | #N/A | #N/A | #N/A | #N/A | #N/A | #N/A | #N/A | #N/A | #N/A
TRUE | QLD | QING | Ingham | Energy Queensland | Shoulder | Coincident | 2017 | ACTUAL_RAW | 6.3667 | 1.2781 | QLD Ingham |  |  | FALSE | #N/A | #N/A | #N/A | #N/A | #N/A | #N/A | #N/A | #N/A | #N/A | #N/A
TRUE | QLD | QING | Ingham | Energy Queensland | Shoulder | Non-coincident | 2017 | ACTUAL_RAW | -10.0135 | 17.524 | QLD Ingham |  |  | FALSE | #N/A | #N/A | #N/A | #N/A | #N/A | #N/A | #N/A | #N/A | #N/A | #N/A
TRUE | QLD | QING | Ingham | Energy Queensland | Shoulder | Non-coincident | 2017 | ACTUAL_OPG | -10.0135 | 17.524 | QLD Ingham |  |  | FALSE | #N/A | #N/A | #N/A | #N/A | #N/A | #N/A | #N/A | #N/A | #N/A | #N/A
TRUE | QLD | QING | Ingham | Energy Queensland | Shoulder | Non-coincident | 2017 | ACTUAL_ADJUSTEDOPG | 5.0723 | 17.524 | QLD Ingham |  |  | FALSE | #N/A | #N/A | #N/A | #N/A | #N/A | #N/A | #N/A | #N/A | #N/A | #N/A
TRUE | QLD | QING | Ingham | Energy Queensland | Shoulder | Coincident | 2018 | ACTUAL_OPG | 7.2275 | -2.7216 | QLD Ingham |  |  | FALSE | #N/A | #N/A | #N/A | #N/A | #N/A | #N/A | #N/A | #N/A | #N/A | #N/A
TRUE | QLD | QING | Ingham | Energy Queensland | Shoulder | Coincident | 2018 | ACTUAL_RAW | 7.2275 | -2.7216 | QLD Ingham |  |  | FALSE | #N/A | #N/A | #N/A | #N/A | #N/A | #N/A | #N/A | #N/A | #N/A | #N/A
TRUE | QLD | QING | Ingham | Energy Queensland | Shoulder | Non-coincident | 2018 | ACTUAL_RAW | -10.8525 | 17.6106 | QLD Ingham |  |  | FALSE | #N/A | #N/A | #N/A | #N/A | #N/A | #N/A | #N/A | #N/A | #N/A | #N/A
TRUE | QLD | QING | Ingham | Energy Queensland | Shoulder | Non-coincident | 2018 | ACTUAL_OPG | -10.8525 | 17.6106 | QLD Ingham |  |  | FALSE | #N/A | #N/A | #N/A | #N/A | #N/A | #N/A | #N/A | #N/A | #N/A | #N/A
TRUE | QLD | QING | Ingham | Energy Queensland | Shoulder | Non-coincident | 2018 | ACTUAL_ADJUSTEDOPG | -10.8525 | 17.6106 | QLD Ingham |  |  | FALSE | #N/A | #N/A | #N/A | #N/A | #N/A | #N/A | #N/A | #N/A | #N/A | #N/A
TRUE | QLD | QING | Ingham | Energy Queensland | Shoulder | Coincident | 2019 | ACTUAL_OPG | -10.4025 | -5.3024 | QLD Ingham |  |  | FALSE | #N/A | #N/A | #N/A | #N/A | #N/A | #N/A | #N/A | #N/A | #N/A | #N/A
TRUE | QLD | QING | Ingham | Energy Queensland | Shoulder | Coincident | 2019 | ACTUAL_RAW | -10.4025 | -5.3024 | QLD Ingham |  |  | FALSE | #N/A | #N/A | #N/A | #N/A | #N/A | #N/A | #N/A | #N/A | #N/A | #N/A
TRUE | QLD | QING | Ingham | Energy Queensland | Shoulder | Non-coincident | 2019 | ACTUAL_RAW | -11.2787 | 15.249 | QLD Ingham |  |  | FALSE | #N/A | #N/A | #N/A | #N/A | #N/A | #N/A | #N/A | #N/A | #N/A | #N/A
TRUE | QLD | QING | Ingham | Energy Queensland | Shoulder | Non-coincident | 2019 | ACTUAL_OPG | -11.2787 | 15.249 | QLD Ingham |  |  | FALSE | #N/A | #N/A | #N/A | #N/A | #N/A | #N/A | #N/A | #N/A | #N/A | #N/A
TRUE | QLD | QING | Ingham | Energy Queensland | Shoulder | Non-coincident | 2019 | ACTUAL_ADJUSTEDOPG | -11.2787 | 15.249 | QLD Ingham |  |  | FALSE | #N/A | #N/A | #N/A | #N/A | #N/A | #N/A | #N/A | #N/A | #N/A | #N/A
TRUE | QLD | QING | Ingham | Energy Queensland | Shoulder | Non-coincident | 2019 | BASEYEARPOE90 | -10.6215 | NA | QLD Ingham |  |  | FALSE | #N/A | #N/A | #N/A | #N/A | #N/A | #N/A | #N/A | #N/A | #N/A | #N/A
TRUE | QLD | QING | Ingham | Energy Queensland | Shoulder | Non-coincident | 2019 | BASEYEARPOE50 | -10.123 | 14.2817 | QLD Ingham |  |  | FALSE | #N/A | #N/A | #N/A | #N/A | #N/A | #N/A | #N/A | #N/A | #N/A | #N/A
TRUE | QLD | QING | Ingham | Energy Queensland | Shoulder | Coincident | 2020 | ACTUAL_OPG | -11.0651 | -0.88521 | QLD Ingham |  |  | FALSE | #N/A | #N/A | #N/A | #N/A | #N/A | #N/A | #N/A | #N/A | #N/A | #N/A
TRUE | QLD | QING | Ingham | Energy Queensland | Shoulder | Coincident | 2020 | ACTUAL_RAW | -11.0651 | -0.88521 | QLD Ingham |  |  | FALSE | #N/A | #N/A | #N/A | #N/A | #N/A | #N/A | #N/A | #N/A | #N/A | #N/A
TRUE | QLD | QING | Ingham | Energy Queensland | Shoulder | Non-coincident | 2020 | ACTUAL_RAW | -11.7407 | 12.6056 | QLD Ingham |  |  | FALSE | #N/A | #N/A | #N/A | #N/A | #N/A | #N/A | #N/A | #N/A | #N/A | #N/A
TRUE | QLD | QING | Ingham | Energy Queensland | Shoulder | Non-coincident | 2020 | ACTUAL_OPG | -11.7407 | 12.6056 | QLD Ingham |  |  | FALSE | #N/A | #N/A | #N/A | #N/A | #N/A | #N/A | #N/A | #N/A | #N/A | #N/A
TRUE | QLD | QING | Ingham | Energy Queensland | Shoulder | Non-coincident | 2020 | ACTUAL_ADJUSTEDOPG | -11.7407 | 12.6056 | QLD Ingham |  |  | FALSE | #N/A | #N/A | #N/A | #N/A | #N/A | #N/A | #N/A | #N/A | #N/A | #N/A
TRUE | QLD | QING | Ingham | Energy Queensland | Shoulder | Coincident_unreconciled | 2021 | POE90 | -9.205 | NA | QLD Ingham |  |  | FALSE | #N/A | #N/A | #N/A | #N/A | #N/A | #N/A | #N/A | #N/A | #N/A | #N/A
TRUE | QLD | QING | Ingham | Energy Queensland | Shoulder | Coincident_unreconciled | 2021 | POE50 | -8.162 | NA | QLD Ingham |  |  | FALSE | #N/A | #N/A | #N/A | #N/A | #N/A | #N/A | #N/A | #N/A | #N/A | #N/A
TRUE | QLD | QING | Ingham | Energy Queensland | Shoulder | Non-coincident | 2021 | POE90 | -13.205 | NA | QLD Ingham |  |  | FALSE | #N/A | #N/A | #N/A | #N/A | #N/A | #N/A | #N/A | #N/A | #N/A | #N/A
TRUE | QLD | QING | Ingham | Energy Queensland | Shoulder | Non-coincident | 2021 | POE50 | -11.162 | 14.0004 | QLD Ingham |  |  | FALSE | #N/A | #N/A | #N/A | #N/A | #N/A | #N/A | #N/A | #N/A | #N/A | #N/A
TRUE | QLD | QING | Ingham | Energy Queensland | Shoulder | Coincident_unreconciled | 2022 | POE90 | -9.2573 | NA | QLD Ingham |  |  | FALSE | #N/A | #N/A | #N/A | #N/A | #N/A | #N/A | #N/A | #N/A | #N/A | #N/A
TRUE | QLD | QING | Ingham | Energy Queensland | Shoulder | Coincident_unreconciled | 2022 | POE50 | -8.2083 | NA | QLD Ingham |  |  | FALSE | #N/A | #N/A | #N/A | #N/A | #N/A | #N/A | #N/A | #N/A | #N/A | #N/A
TRUE | QLD | QING | Ingham | Energy Queensland | Shoulder | Non-coincident | 2022 | POE90 | -13.28 | NA | QLD Ingham |  |  | FALSE | #N/A | #N/A | #N/A | #N/A | #N/A | #N/A | #N/A | #N/A | #N/A | #N/A
TRUE | QLD | QING | Ingham | Energy Queensland | Shoulder | Non-coincident | 2022 | POE50 | -11.2254 | 13.9394 | QLD Ingham |  |  | FALSE | #N/A | #N/A | #N/A | #N/A | #N/A | #N/A | #N/A | #N/A | #N/A | #N/A
TRUE | QLD | QING | Ingham | Energy Queensland | Shoulder | Coincident_unreconciled | 2023 | POE90 | -9.3099 | NA | QLD Ingham |  |  | FALSE | #N/A | #N/A | #N/A | #N/A | #N/A | #N/A | #N/A | #N/A | #N/A | #N/A
TRUE | QLD | QING | Ingham | Energy Queensland | Shoulder | Coincident_unreconciled | 2023 | POE50 | -8.255 | NA | QLD Ingham |  |  | FALSE | #N/A | #N/A | #N/A | #N/A | #N/A | #N/A | #N/A | #N/A | #N/A | #N/A
TRUE | QLD | QING | Ingham | Energy Queensland | Shoulder | Non-coincident | 2023 | POE90 | -13.3554 | NA | QLD Ingham |  |  | FALSE | #N/A | #N/A | #N/A | #N/A | #N/A | #N/A | #N/A | #N/A | #N/A | #N/A
TRUE | QLD | QING | Ingham | Energy Queensland | Shoulder | Non-coincident | 2023 | POE50 | -11.2891 | 13.8725 | QLD Ingham |  |  | FALSE | #N/A | #N/A | #N/A | #N/A | #N/A | #N/A | #N/A | #N/A | #N/A | #N/A
TRUE | QLD | QING | Ingham | Energy Queensland | Shoulder | Coincident_unreconciled | 2024 | POE90 | -9.3627 | NA | QLD Ingham |  |  | FALSE | #N/A | #N/A | #N/A | #N/A | #N/A | #N/A | #N/A | #N/A | #N/A | #N/A
TRUE | QLD | QING | Ingham | Energy Queensland | Shoulder | Coincident_unreconciled | 2024 | POE50 | -8.3018 | NA | QLD Ingham |  |  | FALSE | #N/A | #N/A | #N/A | #N/A | #N/A | #N/A | #N/A | #N/A | #N/A | #N/A
TRUE | QLD | QING | Ingham | Energy Queensland | Shoulder | Non-coincident | 2024 | POE90 | -13.4313 | NA | QLD Ingham |  |  | FALSE | #N/A | #N/A | #N/A | #N/A | #N/A | #N/A | #N/A | #N/A | #N/A | #N/A
TRUE | QLD | QING | Ingham | Energy Queensland | Shoulder | Non-coincident | 2024 | POE50 | -11.3532 | 13.8039 | QLD Ingham |  |  | FALSE | #N/A | #N/A | #N/A | #N/A | #N/A | #N/A | #N/A | #N/A | #N/A | #N/A
TRUE | QLD | QING | Ingham | Energy Queensland | Shoulder | Coincident_unreconciled | 2025 | POE90 | -9.4159 | NA | QLD Ingham |  |  | FALSE | #N/A | #N/A | #N/A | #N/A | #N/A | #N/A | #N/A | #N/A | #N/A | #N/A
TRUE | QLD | QING | Ingham | Energy Queensland | Shoulder | Coincident_unreconciled | 2025 | POE50 | -8.349 | NA | QLD Ingham |  |  | FALSE | #N/A | #N/A | #N/A | #N/A | #N/A | #N/A | #N/A | #N/A | #N/A | #N/A
TRUE | QLD | QING | Ingham | Energy Queensland | Shoulder | Non-coincident | 2025 | POE90 | -13.5075 | NA | QLD Ingham |  |  | FALSE | #N/A | #N/A | #N/A | #N/A | #N/A | #N/A | #N/A | #N/A | #N/A | #N/A
TRUE | QLD | QING | Ingham | Energy Queensland | Shoulder | Non-coincident | 2025 | POE50 | -11.4177 | 13.7365 | QLD Ingham |  |  | FALSE | #N/A | #N/A | #N/A | #N/A | #N/A | #N/A | #N/A | #N/A | #N/A | #N/A
TRUE | QLD | QING | Ingham | Energy Queensland | Shoulder | Coincident_unreconciled | 2026 | POE90 | -9.4694 | NA | QLD Ingham |  |  | FALSE | #N/A | #N/A | #N/A | #N/A | #N/A | #N/A | #N/A | #N/A | #N/A | #N/A
TRUE | QLD | QING | Ingham | Energy Queensland | Shoulder | Coincident_unreconciled | 2026 | POE50 | -8.3964 | NA | QLD Ingham |  |  | FALSE | #N/A | #N/A | #N/A | #N/A | #N/A | #N/A | #N/A | #N/A | #N/A | #N/A
TRUE | QLD | QING | Ingham | Energy Queensland | Shoulder | Non-coincident | 2026 | POE90 | -13.5842 | NA | QLD Ingham |  |  | FALSE | #N/A | #N/A | #N/A | #N/A | #N/A | #N/A | #N/A | #N/A | #N/A | #N/A
TRUE | QLD | QING | Ingham | Energy Queensland | Shoulder | Non-coincident | 2026 | POE50 | -11.4826 | 13.6781 | QLD Ingham |  |  | FALSE | #N/A | #N/A | #N/A | #N/A | #N/A | #N/A | #N/A | #N/A | #N/A | #N/A
TRUE | QLD | QING | Ingham | Energy Queensland | Shoulder | Coincident_unreconciled | 2027 | POE90 | -9.5231 | NA | QLD Ingham |  |  | FALSE | #N/A | #N/A | #N/A | #N/A | #N/A | #N/A | #N/A | #N/A | #N/A | #N/A
TRUE | QLD | QING | Ingham | Energy Queensland | Shoulder | Coincident_unreconciled | 2027 | POE50 | -8.4441 | NA | QLD Ingham |  |  | FALSE | #N/A | #N/A | #N/A | #N/A | #N/A | #N/A | #N/A | #N/A | #N/A | #N/A
TRUE | QLD | QING | Ingham | Energy Queensland | Shoulder | Non-coincident | 2027 | POE90 | -13.6614 | NA | QLD Ingham |  |  | FALSE | #N/A | #N/A | #N/A | #N/A | #N/A | #N/A | #N/A | #N/A | #N/A | #N/A
TRUE | QLD | QING | Ingham | Energy Queensland | Shoulder | Non-coincident | 2027 | POE50 | -11.5478 | 13.6368 | QLD Ingham |  |  | FALSE | #N/A | #N/A | #N/A | #N/A | #N/A | #N/A | #N/A | #N/A | #N/A | #N/A
TRUE | QLD | QING | Ingham | Energy Queensland | Shoulder | Coincident_unreconciled | 2028 | POE90 | -9.5772 | NA | QLD Ingham |  |  | FALSE | #N/A | #N/A | #N/A | #N/A | #N/A | #N/A | #N/A | #N/A | #N/A | #N/A
TRUE | QLD | QING | Ingham | Energy Queensland | Shoulder | Coincident_unreconciled | 2028 | POE50 | -8.492 | NA | QLD Ingham |  |  | FALSE | #N/A | #N/A | #N/A | #N/A | #N/A | #N/A | #N/A | #N/A | #N/A | #N/A
TRUE | QLD | QING | Ingham | Energy Queensland | Shoulder | Non-coincident | 2028 | POE90 | -13.739 | NA | QLD Ingham |  |  | FALSE | #N/A | #N/A | #N/A | #N/A | #N/A | #N/A | #N/A | #N/A | #N/A | #N/A
TRUE | QLD | QING | Ingham | Energy Queensland | Shoulder | Non-coincident | 2028 | POE50 | -11.6134 | 13.619 | QLD Ingham |  |  | FALSE | #N/A | #N/A | #N/A | #N/A | #N/A | #N/A | #N/A | #N/A | #N/A | #N/A
TRUE | QLD | QING | Ingham | Energy Queensland | Shoulder | Coincident_unreconciled | 2029 | POE90 | -9.6316 | NA | QLD Ingham |  |  | FALSE | #N/A | #N/A | #N/A | #N/A | #N/A | #N/A | #N/A | #N/A | #N/A | #N/A
TRUE | QLD | QING | Ingham | Energy Queensland | Shoulder | Coincident_unreconciled | 2029 | POE50 | -8.5403 | NA | QLD Ingham |  |  | FALSE | #N/A | #N/A | #N/A | #N/A | #N/A | #N/A | #N/A | #N/A | #N/A | #N/A
TRUE | QLD | QING | Ingham | Energy Queensland | Shoulder | Non-coincident | 2029 | POE90 | -13.817 | NA | QLD Ingham |  |  | FALSE | #N/A | #N/A | #N/A | #N/A | #N/A | #N/A | #N/A | #N/A | #N/A | #N/A
TRUE | QLD | QING | Ingham | Energy Queensland | Shoulder | Non-coincident | 2029 | POE50 | -11.6793 | 13.6279 | QLD Ingham |  |  | FALSE | #N/A | #N/A | #N/A | #N/A | #N/A | #N/A | #N/A | #N/A | #N/A | #N/A
TRUE | QLD | QING | Ingham | Energy Queensland | Shoulder | Coincident_unreconciled | 2030 | POE90 | -9.6863 | NA | QLD Ingham |  |  | FALSE | #N/A | #N/A | #N/A | #N/A | #N/A | #N/A | #N/A | #N/A | #N/A | #N/A
TRUE | QLD | QING | Ingham | Energy Queensland | Shoulder | Coincident_unreconciled | 2030 | POE50 | -8.5888 | NA | QLD Ingham |  |  | FALSE | #N/A | #N/A | #N/A | #N/A | #N/A | #N/A | #N/A | #N/A | #N/A | #N/A
TRUE | QLD | QING | Ingham | Energy Queensland | Shoulder | Non-coincident | 2030 | POE90 | -13.8955 | NA | QLD Ingham |  |  | FALSE | #N/A | #N/A | #N/A | #N/A | #N/A | #N/A | #N/A | #N/A | #N/A | #N/A
TRUE | QLD | QING | Ingham | Energy Queensland | Shoulder | Non-coincident | 2030 | POE50 | -11.7456 | 13.663 | QLD Ingham |  |  | FALSE | #N/A | #N/A | #N/A | #N/A | #N/A | #N/A | #N/A | #N/A | #N/A | #N/A
TRUE | QLD | QING | Ingham | Energy Queensland | Summer | Coincident | 2017 | ACTUAL_OPG | 7.5324 | 13.1484 | QLD Ingham |  |  | FALSE | #N/A | #N/A | #N/A | #N/A | #N/A | #N/A | #N/A | #N/A | #N/A | #N/A
TRUE | QLD | QING | Ingham | Energy Queensland | Summer | Coincident | 2017 | ACTUAL_RAW | 7.5324 | 13.1484 | QLD Ingham |  |  | FALSE | #N/A | #N/A | #N/A | #N/A | #N/A | #N/A | #N/A | #N/A | #N/A | #N/A
TRUE | QLD | QING | Ingham | Energy Queensland | Summer | Non-coincident | 2017 | ACTUAL_RAW | -8.8807 | 20.0346 | QLD Ingham |  |  | FALSE | #N/A | #N/A | #N/A | #N/A | #N/A | #N/A | #N/A | #N/A | #N/A | #N/A
TRUE | QLD | QING | Ingham | Energy Queensland | Summer | Non-coincident | 2017 | ACTUAL_OPG | -8.8807 | 20.0346 | QLD Ingham |  |  | FALSE | #N/A | #N/A | #N/A | #N/A | #N/A | #N/A | #N/A | #N/A | #N/A | #N/A
TRUE | QLD | QING | Ingham | Energy Queensland | Summer | Coincident | 2018 | ACTUAL_OPG | -9.3366 | 16.2978 | QLD Ingham |  |  | FALSE | #N/A | #N/A | #N/A | #N/A | #N/A | #N/A | #N/A | #N/A | #N/A | #N/A
TRUE | QLD | QING | Ingham | Energy Queensland | Summer | Coincident | 2018 | ACTUAL_RAW | -9.3366 | 16.2978 | QLD Ingham |  |  | FALSE | #N/A | #N/A | #N/A | #N/A | #N/A | #N/A | #N/A | #N/A | #N/A | #N/A
TRUE | QLD | QING | Ingham | Energy Queensland | Summer | Non-coincident | 2018 | ACTUAL_RAW | -10.0471 | 18.9933 | QLD Ingham |  |  | FALSE | #N/A | #N/A | #N/A | #N/A | #N/A | #N/A | #N/A | #N/A | #N/A | #N/A
TRUE | QLD | QING | Ingham | Energy Queensland | Summer | Non-coincident | 2018 | ACTUAL_OPG | -10.0471 | 18.9933 | QLD Ingham |  |  | FALSE | #N/A | #N/A | #N/A | #N/A | #N/A | #N/A | #N/A | #N/A | #N/A | #N/A
TRUE | QLD | QING | Ingham | Energy Queensland | Summer | Non-coincident | 2018 | ACTUAL_ADJUSTEDOPG | -10.0471 | 18.9933 | QLD Ingham |  |  | FALSE | #N/A | #N/A | #N/A | #N/A | #N/A | #N/A | #N/A | #N/A | #N/A | #N/A
TRUE | QLD | QING | Ingham | Energy Queensland | Summer | Coincident | 2019 | ACTUAL_OPG | 7.3273 | 16.9105 | QLD Ingham |  |  | FALSE | #N/A | #N/A | #N/A | #N/A | #N/A | #N/A | #N/A | #N/A | #N/A | #N/A
TRUE | QLD | QING | Ingham | Energy Queensland | Summer | Coincident | 2019 | ACTUAL_RAW | 7.3273 | 16.9105 | QLD Ingham |  |  | FALSE | #N/A | #N/A | #N/A | #N/A | #N/A | #N/A | #N/A | #N/A | #N/A | #N/A
TRUE | QLD | QING | Ingham | Energy Queensland | Summer | Non-coincident | 2019 | ACTUAL_RAW | -9.3435 | 24.4269 | QLD Ingham |  |  | FALSE | #N/A | #N/A | #N/A | #N/A | #N/A | #N/A | #N/A | #N/A | #N/A | #N/A
TRUE | QLD | QING | Ingham | Energy Queensland | Summer | Non-coincident | 2019 | ACTUAL_OPG | -9.3435 | 24.4269 | QLD Ingham |  |  | FALSE | #N/A | #N/A | #N/A | #N/A | #N/A | #N/A | #N/A | #N/A | #N/A | #N/A
TRUE | QLD | QING | Ingham | Energy Queensland | Summer | Non-coincident | 2019 | ACTUAL_ADJUSTEDOPG | -9.3435 | 24.4269 | QLD Ingham |  |  | FALSE | #N/A | #N/A | #N/A | #N/A | #N/A | #N/A | #N/A | #N/A | #N/A | #N/A
TRUE | QLD | QING | Ingham | Energy Queensland | Summer | Non-coincident | 2019 | BASEYEARPOE90 | -8.4338 | NA | QLD Ingham |  |  | FALSE | #N/A | #N/A | #N/A | #N/A | #N/A | #N/A | #N/A | #N/A | #N/A | #N/A
TRUE | QLD | QING | Ingham | Energy Queensland | Summer | Non-coincident | 2019 | BASEYEARPOE50 | -7.5563 | 18.7559 | QLD Ingham |  |  | FALSE | #N/A | #N/A | #N/A | #N/A | #N/A | #N/A | #N/A | #N/A | #N/A | #N/A
TRUE | QLD | QING | Ingham | Energy Queensland | Summer | Coincident | 2020 | ACTUAL_OPG | 3.3199 | 16.5468 | QLD Ingham |  |  | FALSE | #N/A | #N/A | #N/A | #N/A | #N/A | #N/A | #N/A | #N/A | #N/A | #N/A
TRUE | QLD | QING | Ingham | Energy Queensland | Summer | Coincident | 2020 | ACTUAL_RAW | 3.3199 | 16.5468 | QLD Ingham |  |  | FALSE | #N/A | #N/A | #N/A | #N/A | #N/A | #N/A | #N/A | #N/A | #N/A | #N/A
TRUE | QLD | QING | Ingham | Energy Queensland | Summer | Non-coincident | 2020 | ACTUAL_RAW | -9.3578 | 18.9267 | QLD Ingham |  |  | FALSE | #N/A | #N/A | #N/A | #N/A | #N/A | #N/A | #N/A | #N/A | #N/A | #N/A
TRUE | QLD | QING | Ingham | Energy Queensland | Summer | Non-coincident | 2020 | ACTUAL_OPG | -9.3578 | 18.9267 | QLD Ingham |  |  | FALSE | #N/A | #N/A | #N/A | #N/A | #N/A | #N/A | #N/A | #N/A | #N/A | #N/A
TRUE | QLD | QING | Ingham | Energy Queensland | Summer | Non-coincident | 2020 | ACTUAL_ADJUSTEDOPG | -9.3578 | 18.9267 | QLD Ingham |  |  | FALSE | #N/A | #N/A | #N/A | #N/A | #N/A | #N/A | #N/A | #N/A | #N/A | #N/A
TRUE | QLD | QING | Ingham | Energy Queensland | Summer | Coincident_unreconciled | 2021 | POE90 | -9.205 | NA | QLD Ingham |  |  | FALSE | #N/A | #N/A | #N/A | #N/A | #N/A | #N/A | #N/A | #N/A | #N/A | #N/A
TRUE | QLD | QING | Ingham | Energy Queensland | Summer | Coincident_unreconciled | 2021 | POE50 | -8.162 | NA | QLD Ingham |  |  | FALSE | #N/A | #N/A | #N/A | #N/A | #N/A | #N/A | #N/A | #N/A | #N/A | #N/A
TRUE | QLD | QING | Ingham | Energy Queensland | Summer | Non-coincident | 2021 | POE90 | -10.205 | NA | QLD Ingham |  |  | FALSE | #N/A | #N/A | #N/A | #N/A | #N/A | #N/A | #N/A | #N/A | #N/A | #N/A
TRUE | QLD | QING | Ingham | Energy Queensland | Summer | Non-coincident | 2021 | POE50 | -9.2 | 20.0023 | QLD Ingham |  |  | FALSE | #N/A | #N/A | #N/A | #N/A | #N/A | #N/A | #N/A | #N/A | #N/A | #N/A
TRUE | QLD | QING | Ingham | Energy Queensland | Summer | Coincident_unreconciled | 2022 | POE90 | -9.2573 | NA | QLD Ingham |  |  | FALSE | #N/A | #N/A | #N/A | #N/A | #N/A | #N/A | #N/A | #N/A | #N/A | #N/A
TRUE | QLD | QING | Ingham | Energy Queensland | Summer | Coincident_unreconciled | 2022 | POE50 | -8.2083 | NA | QLD Ingham |  |  | FALSE | #N/A | #N/A | #N/A | #N/A | #N/A | #N/A | #N/A | #N/A | #N/A | #N/A
TRUE | QLD | QING | Ingham | Energy Queensland | Summer | Non-coincident | 2022 | POE90 | -10.263 | NA | QLD Ingham |  |  | FALSE | #N/A | #N/A | #N/A | #N/A | #N/A | #N/A | #N/A | #N/A | #N/A | #N/A
TRUE | QLD | QING | Ingham | Energy Queensland | Summer | Non-coincident | 2022 | POE50 | -9.2523 | 19.922 | QLD Ingham |  |  | FALSE | #N/A | #N/A | #N/A | #N/A | #N/A | #N/A | #N/A | #N/A | #N/A | #N/A
TRUE | QLD | QING | Ingham | Energy Queensland | Summer | Coincident_unreconciled | 2023 | POE90 | -9.3099 | NA | QLD Ingham |  |  | FALSE | #N/A | #N/A | #N/A | #N/A | #N/A | #N/A | #N/A | #N/A | #N/A | #N/A
TRUE | QLD | QING | Ingham | Energy Queensland | Summer | Coincident_unreconciled | 2023 | POE50 | -8.255 | NA | QLD Ingham |  |  | FALSE | #N/A | #N/A | #N/A | #N/A | #N/A | #N/A | #N/A | #N/A | #N/A | #N/A
TRUE | QLD | QING | Ingham | Energy Queensland | Summer | Non-coincident | 2023 | POE90 | -10.3212 | NA | QLD Ingham |  |  | FALSE | #N/A | #N/A | #N/A | #N/A | #N/A | #N/A | #N/A | #N/A | #N/A | #N/A
TRUE | QLD | QING | Ingham | Energy Queensland | Summer | Non-coincident | 2023 | POE50 | -9.3048 | 19.8339 | QLD Ingham |  |  | FALSE | #N/A | #N/A | #N/A | #N/A | #N/A | #N/A | #N/A | #N/A | #N/A | #N/A
TRUE | QLD | QING | Ingham | Energy Queensland | Summer | Coincident_unreconciled | 2024 | POE90 | -9.3627 | NA | QLD Ingham |  |  | FALSE | #N/A | #N/A | #N/A | #N/A | #N/A | #N/A | #N/A | #N/A | #N/A | #N/A
TRUE | QLD | QING | Ingham | Energy Queensland | Summer | Coincident_unreconciled | 2024 | POE50 | -8.3018 | NA | QLD Ingham |  |  | FALSE | #N/A | #N/A | #N/A | #N/A | #N/A | #N/A | #N/A | #N/A | #N/A | #N/A
TRUE | QLD | QING | Ingham | Energy Queensland | Summer | Non-coincident | 2024 | POE90 | -10.3798 | NA | QLD Ingham |  |  | FALSE | #N/A | #N/A | #N/A | #N/A | #N/A | #N/A | #N/A | #N/A | #N/A | #N/A
TRUE | QLD | QING | Ingham | Energy Queensland | Summer | Non-coincident | 2024 | POE50 | -9.3576 | 19.7441 | QLD Ingham |  |  | FALSE | #N/A | #N/A | #N/A | #N/A | #N/A | #N/A | #N/A | #N/A | #N/A | #N/A
TRUE | QLD | QING | Ingham | Energy Queensland | Summer | Coincident_unreconciled | 2025 | POE90 | -9.4159 | NA | QLD Ingham |  |  | FALSE | #N/A | #N/A | #N/A | #N/A | #N/A | #N/A | #N/A | #N/A | #N/A | #N/A
TRUE | QLD | QING | Ingham | Energy Queensland | Summer | Coincident_unreconciled | 2025 | POE50 | -8.349 | NA | QLD Ingham |  |  | FALSE | #N/A | #N/A | #N/A | #N/A | #N/A | #N/A | #N/A | #N/A | #N/A | #N/A
TRUE | QLD | QING | Ingham | Energy Queensland | Summer | Non-coincident | 2025 | POE90 | -10.4388 | NA | QLD Ingham |  |  | FALSE | #N/A | #N/A | #N/A | #N/A | #N/A | #N/A | #N/A | #N/A | #N/A | #N/A
TRUE | QLD | QING | Ingham | Energy Queensland | Summer | Non-coincident | 2025 | POE50 | -9.4108 | 19.6562 | QLD Ingham |  |  | FALSE | #N/A | #N/A | #N/A | #N/A | #N/A | #N/A | #N/A | #N/A | #N/A | #N/A
TRUE | QLD | QING | Ingham | Energy Queensland | Summer | Coincident_unreconciled | 2026 | POE90 | -9.4694 | NA | QLD Ingham |  |  | FALSE | #N/A | #N/A | #N/A | #N/A | #N/A | #N/A | #N/A | #N/A | #N/A | #N/A
TRUE | QLD | QING | Ingham | Energy Queensland | Summer | Coincident_unreconciled | 2026 | POE50 | -8.3964 | NA | QLD Ingham |  |  | FALSE | #N/A | #N/A | #N/A | #N/A | #N/A | #N/A | #N/A | #N/A | #N/A | #N/A
TRUE | QLD | QING | Ingham | Energy Queensland | Summer | Non-coincident | 2026 | POE90 | -10.4981 | NA | QLD Ingham |  |  | FALSE | #N/A | #N/A | #N/A | #N/A | #N/A | #N/A | #N/A | #N/A | #N/A | #N/A
TRUE | QLD | QING | Ingham | Energy Queensland | Summer | Non-coincident | 2026 | POE50 | -9.4642 | 19.579 | QLD Ingham |  |  | FALSE | #N/A | #N/A | #N/A | #N/A | #N/A | #N/A | #N/A | #N/A | #N/A | #N/A
TRUE | QLD | QING | Ingham | Energy Queensland | Summer | Coincident_unreconciled | 2027 | POE90 | -9.5231 | NA | QLD Ingham |  |  | FALSE | #N/A | #N/A | #N/A | #N/A | #N/A | #N/A | #N/A | #N/A | #N/A | #N/A
TRUE | QLD | QING | Ingham | Energy Queensland | Summer | Coincident_unreconciled | 2027 | POE50 | -8.4441 | NA | QLD Ingham |  |  | FALSE | #N/A | #N/A | #N/A | #N/A | #N/A | #N/A | #N/A | #N/A | #N/A | #N/A
TRUE | QLD | QING | Ingham | Energy Queensland | Summer | Non-coincident | 2027 | POE90 | -10.5577 | NA | QLD Ingham |  |  | FALSE | #N/A | #N/A | #N/A | #N/A | #N/A | #N/A | #N/A | #N/A | #N/A | #N/A
TRUE | QLD | QING | Ingham | Energy Queensland | Summer | Non-coincident | 2027 | POE50 | -9.518 | 19.5237 | QLD Ingham |  |  | FALSE | #N/A | #N/A | #N/A | #N/A | #N/A | #N/A | #N/A | #N/A | #N/A | #N/A
TRUE | QLD | QING | Ingham | Energy Queensland | Summer | Coincident_unreconciled | 2028 | POE90 | -9.5772 | NA | QLD Ingham |  |  | FALSE | #N/A | #N/A | #N/A | #N/A | #N/A | #N/A | #N/A | #N/A | #N/A | #N/A
TRUE | QLD | QING | Ingham | Energy Queensland | Summer | Coincident_unreconciled | 2028 | POE50 | -8.492 | NA | QLD Ingham |  |  | FALSE | #N/A | #N/A | #N/A | #N/A | #N/A | #N/A | #N/A | #N/A | #N/A | #N/A
TRUE | QLD | QING | Ingham | Energy Queensland | Summer | Non-coincident | 2028 | POE90 | -10.6177 | NA | QLD Ingham |  |  | FALSE | #N/A | #N/A | #N/A | #N/A | #N/A | #N/A | #N/A | #N/A | #N/A | #N/A
TRUE | QLD | QING | Ingham | Energy Queensland | Summer | Non-coincident | 2028 | POE50 | -9.572 | 19.4967 | QLD Ingham |  |  | FALSE | #N/A | #N/A | #N/A | #N/A | #N/A | #N/A | #N/A | #N/A | #N/A | #N/A
TRUE | QLD | QING | Ingham | Energy Queensland | Summer | Coincident_unreconciled | 2029 | POE90 | -9.6316 | NA | QLD Ingham |  |  | FALSE | #N/A | #N/A | #N/A | #N/A | #N/A | #N/A | #N/A | #N/A | #N/A | #N/A
TRUE | QLD | QING | Ingham | Energy Queensland | Summer | Coincident_unreconciled | 2029 | POE50 | -8.5403 | NA | QLD Ingham |  |  | FALSE | #N/A | #N/A | #N/A | #N/A | #N/A | #N/A | #N/A | #N/A | #N/A | #N/A
TRUE | QLD | QING | Ingham | Energy Queensland | Summer | Non-coincident | 2029 | POE90 | -10.6779 | NA | QLD Ingham |  |  | FALSE | #N/A | #N/A | #N/A | #N/A | #N/A | #N/A | #N/A | #N/A | #N/A | #N/A
TRUE | QLD | QING | Ingham | Energy Queensland | Summer | Non-coincident | 2029 | POE50 | -9.6264 | 19.499 | QLD Ingham |  |  | FALSE | #N/A | #N/A | #N/A | #N/A | #N/A | #N/A | #N/A | #N/A | #N/A | #N/A
TRUE | QLD | QING | Ingham | Energy Queensland | Summer | Coincident_unreconciled | 2030 | POE90 | -9.6863 | NA | QLD Ingham |  |  | FALSE | #N/A | #N/A | #N/A | #N/A | #N/A | #N/A | #N/A | #N/A | #N/A | #N/A
TRUE | QLD | QING | Ingham | Energy Queensland | Summer | Coincident_unreconciled | 2030 | POE50 | -8.5888 | NA | QLD Ingham |  |  | FALSE | #N/A | #N/A | #N/A | #N/A | #N/A | #N/A | #N/A | #N/A | #N/A | #N/A
TRUE | QLD | QING | Ingham | Energy Queensland | Summer | Non-coincident | 2030 | POE90 | -10.7386 | NA | QLD Ingham |  |  | FALSE | #N/A | #N/A | #N/A | #N/A | #N/A | #N/A | #N/A | #N/A | #N/A | #N/A
TRUE | QLD | QING | Ingham | Energy Queensland | Summer | Non-coincident | 2030 | POE50 | -9.6811 | 19.5304 | QLD Ingham |  |  | FALSE | #N/A | #N/A | #N/A | #N/A | #N/A | #N/A | #N/A | #N/A | #N/A | #N/A
TRUE | QLD | QING | Ingham | Energy Queensland | Winter | Coincident | 2016 | ACTUAL_OPG | 5.9982 | -0.24292 | QLD Ingham |  |  | FALSE | #N/A | #N/A | #N/A | #N/A | #N/A | #N/A | #N/A | #N/A | #N/A | #N/A
TRUE | QLD | QING | Ingham | Energy Queensland | Winter | Coincident | 2016 | ACTUAL_RAW | 5.9982 | -0.24292 | QLD Ingham |  |  | FALSE | #N/A | #N/A | #N/A | #N/A | #N/A | #N/A | #N/A | #N/A | #N/A | #N/A
TRUE | QLD | QING | Ingham | Energy Queensland | Winter | Non-coincident | 2016 | ACTUAL_RAW | -11.4144 | 15.1673 | QLD Ingham |  |  | FALSE | #N/A | #N/A | #N/A | #N/A | #N/A | #N/A | #N/A | #N/A | #N/A | #N/A
TRUE | QLD | QING | Ingham | Energy Queensland | Winter | Non-coincident | 2016 | ACTUAL_OPG | -11.4144 | 15.1673 | QLD Ingham |  |  | FALSE | #N/A | #N/A | #N/A | #N/A | #N/A | #N/A | #N/A | #N/A | #N/A | #N/A
TRUE | QLD | QING | Ingham | Energy Queensland | Winter | Coincident | 2017 | ACTUAL_OPG | 1.6784 | 12.8662 | QLD Ingham |  |  | FALSE | #N/A | #N/A | #N/A | #N/A | #N/A | #N/A | #N/A | #N/A | #N/A | #N/A
TRUE | QLD | QING | Ingham | Energy Queensland | Winter | Coincident | 2017 | ACTUAL_RAW | 1.6784 | 12.8662 | QLD Ingham |  |  | FALSE | #N/A | #N/A | #N/A | #N/A | #N/A | #N/A | #N/A | #N/A | #N/A | #N/A
TRUE | QLD | QING | Ingham | Energy Queensland | Winter | Non-coincident | 2017 | ACTUAL_RAW | -11.2559 | 17.3792 | QLD Ingham |  |  | FALSE | #N/A | #N/A | #N/A | #N/A | #N/A | #N/A | #N/A | #N/A | #N/A | #N/A
TRUE | QLD | QING | Ingham | Energy Queensland | Winter | Non-coincident | 2017 | ACTUAL_OPG | -11.2559 | 17.3792 | QLD Ingham |  |  | FALSE | #N/A | #N/A | #N/A | #N/A | #N/A | #N/A | #N/A | #N/A | #N/A | #N/A
TRUE | QLD | QING | Ingham | Energy Queensland | Winter | Non-coincident | 2017 | ACTUAL_ADJUSTEDOPG | -11.2559 | 17.3792 | QLD Ingham |  |  | FALSE | #N/A | #N/A | #N/A | #N/A | #N/A | #N/A | #N/A | #N/A | #N/A | #N/A
TRUE | QLD | QING | Ingham | Energy Queensland | Winter | Coincident | 2018 | ACTUAL_OPG | -11.0342 | 4.6267 | QLD Ingham |  |  | FALSE | #N/A | #N/A | #N/A | #N/A | #N/A | #N/A | #N/A | #N/A | #N/A | #N/A
TRUE | QLD | QING | Ingham | Energy Queensland | Winter | Coincident | 2018 | ACTUAL_RAW | -11.0342 | 4.6267 | QLD Ingham |  |  | FALSE | #N/A | #N/A | #N/A | #N/A | #N/A | #N/A | #N/A | #N/A | #N/A | #N/A
TRUE | QLD | QING | Ingham | Energy Queensland | Winter | Non-coincident | 2018 | ACTUAL_RAW | -11.3796 | 14.6408 | QLD Ingham |  |  | FALSE | #N/A | #N/A | #N/A | #N/A | #N/A | #N/A | #N/A | #N/A | #N/A | #N/A
TRUE | QLD | QING | Ingham | Energy Queensland | Winter | Non-coincident | 2018 | ACTUAL_OPG | -11.3796 | 14.6408 | QLD Ingham |  |  | FALSE | #N/A | #N/A | #N/A | #N/A | #N/A | #N/A | #N/A | #N/A | #N/A | #N/A
TRUE | QLD | QING | Ingham | Energy Queensland | Winter | Non-coincident | 2018 | ACTUAL_ADJUSTEDOPG | -11.3796 | 14.6408 | QLD Ingham |  |  | FALSE | #N/A | #N/A | #N/A | #N/A | #N/A | #N/A | #N/A | #N/A | #N/A | #N/A
TRUE | QLD | QING | Ingham | Energy Queensland | Winter | Coincident | 2019 | ACTUAL_OPG | 3.1684 | 12.9897 | QLD Ingham |  |  | FALSE | #N/A | #N/A | #N/A | #N/A | #N/A | #N/A | #N/A | #N/A | #N/A | #N/A
TRUE | QLD | QING | Ingham | Energy Queensland | Winter | Coincident | 2019 | ACTUAL_RAW | 3.1684 | 12.9897 | QLD Ingham |  |  | FALSE | #N/A | #N/A | #N/A | #N/A | #N/A | #N/A | #N/A | #N/A | #N/A | #N/A
TRUE | QLD | QING | Ingham | Energy Queensland | Winter | Non-coincident | 2019 | ACTUAL_RAW | -11.3631 | 13.4206 | QLD Ingham |  |  | FALSE | #N/A | #N/A | #N/A | #N/A | #N/A | #N/A | #N/A | #N/A | #N/A | #N/A
TRUE | QLD | QING | Ingham | Energy Queensland | Winter | Non-coincident | 2019 | ACTUAL_OPG | -11.3631 | 13.4206 | QLD Ingham |  |  | FALSE | #N/A | #N/A | #N/A | #N/A | #N/A | #N/A | #N/A | #N/A | #N/A | #N/A
TRUE | QLD | QING | Ingham | Energy Queensland | Winter | Non-coincident | 2019 | ACTUAL_ADJUSTEDOPG | -11.3631 | 13.4206 | QLD Ingham |  |  | FALSE | #N/A | #N/A | #N/A | #N/A | #N/A | #N/A | #N/A | #N/A | #N/A | #N/A
TRUE | QLD | QING | Ingham | Energy Queensland | Winter | Non-coincident | 2019 | BASEYEARPOE90 | -11.0905 | NA | QLD Ingham |  |  | FALSE | #N/A | #N/A | #N/A | #N/A | #N/A | #N/A | #N/A | #N/A | #N/A | #N/A
TRUE | QLD | QING | Ingham | Energy Queensland | Winter | Non-coincident | 2019 | BASEYEARPOE50 | -10.4257 | 9.7733 | QLD Ingham |  |  | FALSE | #N/A | #N/A | #N/A | #N/A | #N/A | #N/A | #N/A | #N/A | #N/A | #N/A
TRUE | QLD | QING | Ingham | Energy Queensland | Winter | Coincident_unreconciled | 2020 | POE90 | -9.205 | NA | QLD Ingham |  |  | FALSE | #N/A | #N/A | #N/A | #N/A | #N/A | #N/A | #N/A | #N/A | #N/A | #N/A
TRUE | QLD | QING | Ingham | Energy Queensland | Winter | Coincident_unreconciled | 2020 | POE50 | -8.162 | NA | QLD Ingham |  |  | FALSE | #N/A | #N/A | #N/A | #N/A | #N/A | #N/A | #N/A | #N/A | #N/A | #N/A
TRUE | QLD | QING | Ingham | Energy Queensland | Winter | Non-coincident | 2020 | POE90 | -12.205 | NA | QLD Ingham |  |  | FALSE | #N/A | #N/A | #N/A | #N/A | #N/A | #N/A | #N/A | #N/A | #N/A | #N/A
TRUE | QLD | QING | Ingham | Energy Queensland | Winter | Non-coincident | 2020 | POE50 | -11.162 | 14.1204 | QLD Ingham |  |  | FALSE | #N/A | #N/A | #N/A | #N/A | #N/A | #N/A | #N/A | #N/A | #N/A | #N/A
TRUE | QLD | QING | Ingham | Energy Queensland | Winter | Coincident_unreconciled | 2021 | POE90 | -9.2573 | NA | QLD Ingham |  |  | FALSE | #N/A | #N/A | #N/A | #N/A | #N/A | #N/A | #N/A | #N/A | #N/A | #N/A
TRUE | QLD | QING | Ingham | Energy Queensland | Winter | Coincident_unreconciled | 2021 | POE50 | -8.2083 | NA | QLD Ingham |  |  | FALSE | #N/A | #N/A | #N/A | #N/A | #N/A | #N/A | #N/A | #N/A | #N/A | #N/A
TRUE | QLD | QING | Ingham | Energy Queensland | Winter | Non-coincident | 2021 | POE90 | -12.2743 | NA | QLD Ingham |  |  | FALSE | #N/A | #N/A | #N/A | #N/A | #N/A | #N/A | #N/A | #N/A | #N/A | #N/A
TRUE | QLD | QING | Ingham | Energy Queensland | Winter | Non-coincident | 2021 | POE50 | -11.2254 | 14.0712 | QLD Ingham |  |  | FALSE | #N/A | #N/A | #N/A | #N/A | #N/A | #N/A | #N/A | #N/A | #N/A | #N/A
TRUE | QLD | QING | Ingham | Energy Queensland | Winter | Coincident_unreconciled | 2022 | POE90 | -9.3099 | NA | QLD Ingham |  |  | FALSE | #N/A | #N/A | #N/A | #N/A | #N/A | #N/A | #N/A | #N/A | #N/A | #N/A
TRUE | QLD | QING | Ingham | Energy Queensland | Winter | Coincident_unreconciled | 2022 | POE50 | -8.255 | NA | QLD Ingham |  |  | FALSE | #N/A | #N/A | #N/A | #N/A | #N/A | #N/A | #N/A | #N/A | #N/A | #N/A
TRUE | QLD | QING | Ingham | Energy Queensland | Winter | Non-coincident | 2022 | POE90 | -12.344 | NA | QLD Ingham |  |  | FALSE | #N/A | #N/A | #N/A | #N/A | #N/A | #N/A | #N/A | #N/A | #N/A | #N/A
TRUE | QLD | QING | Ingham | Energy Queensland | Winter | Non-coincident | 2022 | POE50 | -11.2891 | 14.0113 | QLD Ingham |  |  | FALSE | #N/A | #N/A | #N/A | #N/A | #N/A | #N/A | #N/A | #N/A | #N/A | #N/A
TRUE | QLD | QING | Ingham | Energy Queensland | Winter | Coincident_unreconciled | 2023 | POE90 | -9.3627 | NA | QLD Ingham |  |  | FALSE | #N/A | #N/A | #N/A | #N/A | #N/A | #N/A | #N/A | #N/A | #N/A | #N/A
TRUE | QLD | QING | Ingham | Energy Queensland | Winter | Coincident_unreconciled | 2023 | POE50 | -8.3018 | NA | QLD Ingham |  |  | FALSE | #N/A | #N/A | #N/A | #N/A | #N/A | #N/A | #N/A | #N/A | #N/A | #N/A
TRUE | QLD | QING | Ingham | Energy Queensland | Winter | Non-coincident | 2023 | POE90 | -12.4141 | NA | QLD Ingham |  |  | FALSE | #N/A | #N/A | #N/A | #N/A | #N/A | #N/A | #N/A | #N/A | #N/A | #N/A
TRUE | QLD | QING | Ingham | Energy Queensland | Winter | Non-coincident | 2023 | POE50 | -11.3532 | 13.9502 | QLD Ingham |  |  | FALSE | #N/A | #N/A | #N/A | #N/A | #N/A | #N/A | #N/A | #N/A | #N/A | #N/A
TRUE | QLD | QING | Ingham | Energy Queensland | Winter | Coincident_unreconciled | 2024 | POE90 | -9.4159 | NA | QLD Ingham |  |  | FALSE | #N/A | #N/A | #N/A | #N/A | #N/A | #N/A | #N/A | #N/A | #N/A | #N/A
TRUE | QLD | QING | Ingham | Energy Queensland | Winter | Coincident_unreconciled | 2024 | POE50 | -8.349 | NA | QLD Ingham |  |  | FALSE | #N/A | #N/A | #N/A | #N/A | #N/A | #N/A | #N/A | #N/A | #N/A | #N/A
TRUE | QLD | QING | Ingham | Energy Queensland | Winter | Non-coincident | 2024 | POE90 | -12.4846 | NA | QLD Ingham |  |  | FALSE | #N/A | #N/A | #N/A | #N/A | #N/A | #N/A | #N/A | #N/A | #N/A | #N/A
TRUE | QLD | QING | Ingham | Energy Queensland | Winter | Non-coincident | 2024 | POE50 | -11.4177 | 13.8854 | QLD Ingham |  |  | FALSE | #N/A | #N/A | #N/A | #N/A | #N/A | #N/A | #N/A | #N/A | #N/A | #N/A
TRUE | QLD | QING | Ingham | Energy Queensland | Winter | Coincident_unreconciled | 2025 | POE90 | -9.4694 | NA | QLD Ingham |  |  | FALSE | #N/A | #N/A | #N/A | #N/A | #N/A | #N/A | #N/A | #N/A | #N/A | #N/A
TRUE | QLD | QING | Ingham | Energy Queensland | Winter | Coincident_unreconciled | 2025 | POE50 | -8.3964 | NA | QLD Ingham |  |  | FALSE | #N/A | #N/A | #N/A | #N/A | #N/A | #N/A | #N/A | #N/A | #N/A | #N/A
TRUE | QLD | QING | Ingham | Energy Queensland | Winter | Non-coincident | 2025 | POE90 | -12.5555 | NA | QLD Ingham |  |  | FALSE | #N/A | #N/A | #N/A | #N/A | #N/A | #N/A | #N/A | #N/A | #N/A | #N/A
TRUE | QLD | QING | Ingham | Energy Queensland | Winter | Non-coincident | 2025 | POE50 | -11.4826 | 13.8226 | QLD Ingham |  |  | FALSE | #N/A | #N/A | #N/A | #N/A | #N/A | #N/A | #N/A | #N/A | #N/A | #N/A
TRUE | QLD | QING | Ingham | Energy Queensland | Winter | Coincident_unreconciled | 2026 | POE90 | -9.5231 | NA | QLD Ingham |  |  | FALSE | #N/A | #N/A | #N/A | #N/A | #N/A | #N/A | #N/A | #N/A | #N/A | #N/A
TRUE | QLD | QING | Ingham | Energy Queensland | Winter | Coincident_unreconciled | 2026 | POE50 | -8.4441 | NA | QLD Ingham |  |  | FALSE | #N/A | #N/A | #N/A | #N/A | #N/A | #N/A | #N/A | #N/A | #N/A | #N/A
TRUE | QLD | QING | Ingham | Energy Queensland | Winter | Non-coincident | 2026 | POE90 | -12.6268 | NA | QLD Ingham |  |  | FALSE | #N/A | #N/A | #N/A | #N/A | #N/A | #N/A | #N/A | #N/A | #N/A | #N/A
TRUE | QLD | QING | Ingham | Energy Queensland | Winter | Non-coincident | 2026 | POE50 | -11.5478 | 13.7673 | QLD Ingham |  |  | FALSE | #N/A | #N/A | #N/A | #N/A | #N/A | #N/A | #N/A | #N/A | #N/A | #N/A
TRUE | QLD | QING | Ingham | Energy Queensland | Winter | Coincident_unreconciled | 2027 | POE90 | -9.5772 | NA | QLD Ingham |  |  | FALSE | #N/A | #N/A | #N/A | #N/A | #N/A | #N/A | #N/A | #N/A | #N/A | #N/A
TRUE | QLD | QING | Ingham | Energy Queensland | Winter | Coincident_unreconciled | 2027 | POE50 | -8.492 | NA | QLD Ingham |  |  | FALSE | #N/A | #N/A | #N/A | #N/A | #N/A | #N/A | #N/A | #N/A | #N/A | #N/A
TRUE | QLD | QING | Ingham | Energy Queensland | Winter | Non-coincident | 2027 | POE90 | -12.6985 | NA | QLD Ingham |  |  | FALSE | #N/A | #N/A | #N/A | #N/A | #N/A | #N/A | #N/A | #N/A | #N/A | #N/A
TRUE | QLD | QING | Ingham | Energy Queensland | Winter | Non-coincident | 2027 | POE50 | -11.6134 | 13.7217 | QLD Ingham |  |  | FALSE | #N/A | #N/A | #N/A | #N/A | #N/A | #N/A | #N/A | #N/A | #N/A | #N/A
TRUE | QLD | QING | Ingham | Energy Queensland | Winter | Coincident_unreconciled | 2028 | POE90 | -9.6316 | NA | QLD Ingham |  |  | FALSE | #N/A | #N/A | #N/A | #N/A | #N/A | #N/A | #N/A | #N/A | #N/A | #N/A
TRUE | QLD | QING | Ingham | Energy Queensland | Winter | Coincident_unreconciled | 2028 | POE50 | -8.5403 | NA | QLD Ingham |  |  | FALSE | #N/A | #N/A | #N/A | #N/A | #N/A | #N/A | #N/A | #N/A | #N/A | #N/A
TRUE | QLD | QING | Ingham | Energy Queensland | Winter | Non-coincident | 2028 | POE90 | -12.7706 | NA | QLD Ingham |  |  | FALSE | #N/A | #N/A | #N/A | #N/A | #N/A | #N/A | #N/A | #N/A | #N/A | #N/A
TRUE | QLD | QING | Ingham | Energy Queensland | Winter | Non-coincident | 2028 | POE50 | -11.6793 | 13.6953 | QLD Ingham |  |  | FALSE | #N/A | #N/A | #N/A | #N/A | #N/A | #N/A | #N/A | #N/A | #N/A | #N/A
TRUE | QLD | QING | Ingham | Energy Queensland | Winter | Coincident_unreconciled | 2029 | POE90 | -9.6863 | NA | QLD Ingham |  |  | FALSE | #N/A | #N/A | #N/A | #N/A | #N/A | #N/A | #N/A | #N/A | #N/A | #N/A
TRUE | QLD | QING | Ingham | Energy Queensland | Winter | Coincident_unreconciled | 2029 | POE50 | -8.5888 | NA | QLD Ingham |  |  | FALSE | #N/A | #N/A | #N/A | #N/A | #N/A | #N/A | #N/A | #N/A | #N/A | #N/A
TRUE | QLD | QING | Ingham | Energy Queensland | Winter | Non-coincident | 2029 | POE90 | -12.8432 | NA | QLD Ingham |  |  | FALSE | #N/A | #N/A | #N/A | #N/A | #N/A | #N/A | #N/A | #N/A | #N/A | #N/A
TRUE | QLD | QING | Ingham | Energy Queensland | Winter | Non-coincident | 2029 | POE50 | -11.7456 | 13.6827 | QLD Ingham |  |  | FALSE | #N/A | #N/A | #N/A | #N/A | #N/A | #N/A | #N/A | #N/A | #N/A | #N/A
TRUE | QLD | QING | Ingham | Energy Queensland | Shoulder | Non-coincident | 2019 | BASEYEARPOE10 | NA | 14.6642 | QLD Ingham |  |  | FALSE | #N/A | #N/A | #N/A | #N/A | #N/A | #N/A | #N/A | #N/A | #N/A | #N/A
TRUE | QLD | QING | Ingham | Energy Queensland | Shoulder | Coincident | 2021 | POE50 | NA | -0.96809 | QLD Ingham |  |  | FALSE | #N/A | #N/A | #N/A | #N/A | #N/A | #N/A | #N/A | #N/A | #N/A | #N/A
TRUE | QLD | QING | Ingham | Energy Queensland | Shoulder | Coincident | 2021 | POE10 | NA | -0.51382 | QLD Ingham |  |  | FALSE | #N/A | #N/A | #N/A | #N/A | #N/A | #N/A | #N/A | #N/A | #N/A | #N/A
TRUE | QLD | QING | Ingham | Energy Queensland | Shoulder | Non-coincident | 2021 | POE10 | NA | 14.3866 | QLD Ingham |  |  | FALSE | #N/A | #N/A | #N/A | #N/A | #N/A | #N/A | #N/A | #N/A | #N/A | #N/A
TRUE | QLD | QING | Ingham | Energy Queensland | Shoulder | Coincident | 2022 | POE50 | NA | -0.94617 | QLD Ingham |  |  | FALSE | #N/A | #N/A | #N/A | #N/A | #N/A | #N/A | #N/A | #N/A | #N/A | #N/A
TRUE | QLD | QING | Ingham | Energy Queensland | Shoulder | Coincident | 2022 | POE10 | NA | -0.48804 | QLD Ingham |  |  | FALSE | #N/A | #N/A | #N/A | #N/A | #N/A | #N/A | #N/A | #N/A | #N/A | #N/A
TRUE | QLD | QING | Ingham | Energy Queensland | Shoulder | Non-coincident | 2022 | POE10 | NA | 14.3239 | QLD Ingham |  |  | FALSE | #N/A | #N/A | #N/A | #N/A | #N/A | #N/A | #N/A | #N/A | #N/A | #N/A
TRUE | QLD | QING | Ingham | Energy Queensland | Shoulder | Coincident | 2023 | POE50 | NA | -0.92709 | QLD Ingham |  |  | FALSE | #N/A | #N/A | #N/A | #N/A | #N/A | #N/A | #N/A | #N/A | #N/A | #N/A
TRUE | QLD | QING | Ingham | Energy Queensland | Shoulder | Coincident | 2023 | POE10 | NA | -0.47432 | QLD Ingham |  |  | FALSE | #N/A | #N/A | #N/A | #N/A | #N/A | #N/A | #N/A | #N/A | #N/A | #N/A
TRUE | QLD | QING | Ingham | Energy Queensland | Shoulder | Non-coincident | 2023 | POE10 | NA | 14.2552 | QLD Ingham |  |  | FALSE | #N/A | #N/A | #N/A | #N/A | #N/A | #N/A | #N/A | #N/A | #N/A | #N/A
TRUE | QLD | QING | Ingham | Energy Queensland | Shoulder | Coincident | 2024 | POE50 | NA | -0.89643 | QLD Ingham |  |  | FALSE | #N/A | #N/A | #N/A | #N/A | #N/A | #N/A | #N/A | #N/A | #N/A | #N/A
TRUE | QLD | QING | Ingham | Energy Queensland | Shoulder | Coincident | 2024 | POE10 | NA | -0.4589 | QLD Ingham |  |  | FALSE | #N/A | #N/A | #N/A | #N/A | #N/A | #N/A | #N/A | #N/A | #N/A | #N/A
TRUE | QLD | QING | Ingham | Energy Queensland | Shoulder | Non-coincident | 2024 | POE10 | NA | 14.1848 | QLD Ingham |  |  | FALSE | #N/A | #N/A | #N/A | #N/A | #N/A | #N/A | #N/A | #N/A | #N/A | #N/A
TRUE | QLD | QING | Ingham | Energy Queensland | Shoulder | Coincident | 2025 | POE50 | NA | -0.88867 | QLD Ingham |  |  | FALSE | #N/A | #N/A | #N/A | #N/A | #N/A | #N/A | #N/A | #N/A | #N/A | #N/A
TRUE | QLD | QING | Ingham | Energy Queensland | Shoulder | Coincident | 2025 | POE10 | NA | -0.44465 | QLD Ingham |  |  | FALSE | #N/A | #N/A | #N/A | #N/A | #N/A | #N/A | #N/A | #N/A | #N/A | #N/A
TRUE | QLD | QING | Ingham | Energy Queensland | Shoulder | Non-coincident | 2025 | POE10 | NA | 14.1156 | QLD Ingham |  |  | FALSE | #N/A | #N/A | #N/A | #N/A | #N/A | #N/A | #N/A | #N/A | #N/A | #N/A
TRUE | QLD | QING | Ingham | Energy Queensland | Shoulder | Coincident | 2026 | POE50 | NA | -0.87791 | QLD Ingham |  |  | FALSE | #N/A | #N/A | #N/A | #N/A | #N/A | #N/A | #N/A | #N/A | #N/A | #N/A
TRUE | QLD | QING | Ingham | Energy Queensland | Shoulder | Coincident | 2026 | POE10 | NA | -0.43597 | QLD Ingham |  |  | FALSE | #N/A | #N/A | #N/A | #N/A | #N/A | #N/A | #N/A | #N/A | #N/A | #N/A
TRUE | QLD | QING | Ingham | Energy Queensland | Shoulder | Non-coincident | 2026 | POE10 | NA | 14.0554 | QLD Ingham |  |  | FALSE | #N/A | #N/A | #N/A | #N/A | #N/A | #N/A | #N/A | #N/A | #N/A | #N/A
TRUE | QLD | QING | Ingham | Energy Queensland | Shoulder | Coincident | 2027 | POE50 | NA | -0.87561 | QLD Ingham |  |  | FALSE | #N/A | #N/A | #N/A | #N/A | #N/A | #N/A | #N/A | #N/A | #N/A | #N/A
TRUE | QLD | QING | Ingham | Energy Queensland | Shoulder | Coincident | 2027 | POE10 | NA | -0.42989 | QLD Ingham |  |  | FALSE | #N/A | #N/A | #N/A | #N/A | #N/A | #N/A | #N/A | #N/A | #N/A | #N/A
TRUE | QLD | QING | Ingham | Energy Queensland | Shoulder | Non-coincident | 2027 | POE10 | NA | 14.0123 | QLD Ingham |  |  | FALSE | #N/A | #N/A | #N/A | #N/A | #N/A | #N/A | #N/A | #N/A | #N/A | #N/A
TRUE | QLD | QING | Ingham | Energy Queensland | Shoulder | Coincident | 2028 | POE50 | NA | -0.87376 | QLD Ingham |  |  | FALSE | #N/A | #N/A | #N/A | #N/A | #N/A | #N/A | #N/A | #N/A | #N/A | #N/A
TRUE | QLD | QING | Ingham | Energy Queensland | Shoulder | Coincident | 2028 | POE10 | NA | -0.42795 | QLD Ingham |  |  | FALSE | #N/A | #N/A | #N/A | #N/A | #N/A | #N/A | #N/A | #N/A | #N/A | #N/A
TRUE | QLD | QING | Ingham | Energy Queensland | Shoulder | Non-coincident | 2028 | POE10 | NA | 13.9926 | QLD Ingham |  |  | FALSE | #N/A | #N/A | #N/A | #N/A | #N/A | #N/A | #N/A | #N/A | #N/A | #N/A
TRUE | QLD | QING | Ingham | Energy Queensland | Shoulder | Coincident | 2029 | POE50 | NA | -0.87206 | QLD Ingham |  |  | FALSE | #N/A | #N/A | #N/A | #N/A | #N/A | #N/A | #N/A | #N/A | #N/A | #N/A
TRUE | QLD | QING | Ingham | Energy Queensland | Shoulder | Coincident | 2029 | POE10 | NA | -0.42508 | QLD Ingham |  |  | FALSE | #N/A | #N/A | #N/A | #N/A | #N/A | #N/A | #N/A | #N/A | #N/A | #N/A
TRUE | QLD | QING | Ingham | Energy Queensland | Shoulder | Non-coincident | 2029 | POE10 | NA | 13.9997 | QLD Ingham |  |  | FALSE | #N/A | #N/A | #N/A | #N/A | #N/A | #N/A | #N/A | #N/A | #N/A | #N/A
TRUE | QLD | QING | Ingham | Energy Queensland | Shoulder | Coincident | 2030 | POE50 | NA | -0.87741 | QLD Ingham |  |  | FALSE | #N/A | #N/A | #N/A | #N/A | #N/A | #N/A | #N/A | #N/A | #N/A | #N/A
TRUE | QLD | QING | Ingham | Energy Queensland | Shoulder | Coincident | 2030 | POE10 | NA | -0.43127 | QLD Ingham |  |  | FALSE | #N/A | #N/A | #N/A | #N/A | #N/A | #N/A | #N/A | #N/A | #N/A | #N/A
TRUE | QLD | QING | Ingham | Energy Queensland | Shoulder | Non-coincident | 2030 | POE10 | NA | 14.033 | QLD Ingham |  |  | FALSE | #N/A | #N/A | #N/A | #N/A | #N/A | #N/A | #N/A | #N/A | #N/A | #N/A
TRUE | QLD | QING | Ingham | Energy Queensland | Summer | Non-coincident | 2019 | BASEYEARPOE10 | NA | 19.8774 | QLD Ingham |  |  | FALSE | #N/A | #N/A | #N/A | #N/A | #N/A | #N/A | #N/A | #N/A | #N/A | #N/A
TRUE | QLD | QING | Ingham | Energy Queensland | Summer | Coincident | 2021 | POE10 | NA | 16.3558 | QLD Ingham |  |  | FALSE | #N/A | #N/A | #N/A | #N/A | #N/A | #N/A | #N/A | #N/A | #N/A | #N/A
TRUE | QLD | QING | Ingham | Energy Queensland | Summer | Coincident | 2021 | POE50 | NA | 16.2075 | QLD Ingham |  |  | FALSE | #N/A | #N/A | #N/A | #N/A | #N/A | #N/A | #N/A | #N/A | #N/A | #N/A
TRUE | QLD | QING | Ingham | Energy Queensland | Summer | Non-coincident | 2021 | POE10 | NA | 21.098 | QLD Ingham |  |  | FALSE | #N/A | #N/A | #N/A | #N/A | #N/A | #N/A | #N/A | #N/A | #N/A | #N/A
TRUE | QLD | QING | Ingham | Energy Queensland | Summer | Coincident | 2022 | POE10 | NA | 16.5858 | QLD Ingham |  |  | FALSE | #N/A | #N/A | #N/A | #N/A | #N/A | #N/A | #N/A | #N/A | #N/A | #N/A
TRUE | QLD | QING | Ingham | Energy Queensland | Summer | Coincident | 2022 | POE50 | NA | 16.4108 | QLD Ingham |  |  | FALSE | #N/A | #N/A | #N/A | #N/A | #N/A | #N/A | #N/A | #N/A | #N/A | #N/A
TRUE | QLD | QING | Ingham | Energy Queensland | Summer | Non-coincident | 2022 | POE10 | NA | 21.013 | QLD Ingham |  |  | FALSE | #N/A | #N/A | #N/A | #N/A | #N/A | #N/A | #N/A | #N/A | #N/A | #N/A
TRUE | QLD | QING | Ingham | Energy Queensland | Summer | Coincident | 2023 | POE10 | NA | 16.6032 | QLD Ingham |  |  | FALSE | #N/A | #N/A | #N/A | #N/A | #N/A | #N/A | #N/A | #N/A | #N/A | #N/A
TRUE | QLD | QING | Ingham | Energy Queensland | Summer | Coincident | 2023 | POE50 | NA | 16.3922 | QLD Ingham |  |  | FALSE | #N/A | #N/A | #N/A | #N/A | #N/A | #N/A | #N/A | #N/A | #N/A | #N/A
TRUE | QLD | QING | Ingham | Energy Queensland | Summer | Non-coincident | 2023 | POE10 | NA | 20.9198 | QLD Ingham |  |  | FALSE | #N/A | #N/A | #N/A | #N/A | #N/A | #N/A | #N/A | #N/A | #N/A | #N/A
TRUE | QLD | QING | Ingham | Energy Queensland | Summer | Coincident | 2024 | POE10 | NA | 16.718 | QLD Ingham |  |  | FALSE | #N/A | #N/A | #N/A | #N/A | #N/A | #N/A | #N/A | #N/A | #N/A | #N/A
TRUE | QLD | QING | Ingham | Energy Queensland | Summer | Coincident | 2024 | POE50 | NA | 16.522 | QLD Ingham |  |  | FALSE | #N/A | #N/A | #N/A | #N/A | #N/A | #N/A | #N/A | #N/A | #N/A | #N/A
TRUE | QLD | QING | Ingham | Energy Queensland | Summer | Non-coincident | 2024 | POE10 | NA | 20.8248 | QLD Ingham |  |  | FALSE | #N/A | #N/A | #N/A | #N/A | #N/A | #N/A | #N/A | #N/A | #N/A | #N/A
TRUE | QLD | QING | Ingham | Energy Queensland | Summer | Coincident | 2025 | POE10 | NA | 16.5655 | QLD Ingham |  |  | FALSE | #N/A | #N/A | #N/A | #N/A | #N/A | #N/A | #N/A | #N/A | #N/A | #N/A
TRUE | QLD | QING | Ingham | Energy Queensland | Summer | Coincident | 2025 | POE50 | NA | 16.4563 | QLD Ingham |  |  | FALSE | #N/A | #N/A | #N/A | #N/A | #N/A | #N/A | #N/A | #N/A | #N/A | #N/A
TRUE | QLD | QING | Ingham | Energy Queensland | Summer | Non-coincident | 2025 | POE10 | NA | 20.7318 | QLD Ingham |  |  | FALSE | #N/A | #N/A | #N/A | #N/A | #N/A | #N/A | #N/A | #N/A | #N/A | #N/A
TRUE | QLD | QING | Ingham | Energy Queensland | Summer | Coincident | 2026 | POE10 | NA | 16.5689 | QLD Ingham |  |  | FALSE | #N/A | #N/A | #N/A | #N/A | #N/A | #N/A | #N/A | #N/A | #N/A | #N/A
TRUE | QLD | QING | Ingham | Energy Queensland | Summer | Coincident | 2026 | POE50 | NA | 16.4061 | QLD Ingham |  |  | FALSE | #N/A | #N/A | #N/A | #N/A | #N/A | #N/A | #N/A | #N/A | #N/A | #N/A
TRUE | QLD | QING | Ingham | Energy Queensland | Summer | Non-coincident | 2026 | POE10 | NA | 20.6495 | QLD Ingham |  |  | FALSE | #N/A | #N/A | #N/A | #N/A | #N/A | #N/A | #N/A | #N/A | #N/A | #N/A
TRUE | QLD | QING | Ingham | Energy Queensland | Summer | Coincident | 2027 | POE10 | NA | 16.3898 | QLD Ingham |  |  | FALSE | #N/A | #N/A | #N/A | #N/A | #N/A | #N/A | #N/A | #N/A | #N/A | #N/A
TRUE | QLD | QING | Ingham | Energy Queensland | Summer | Coincident | 2027 | POE50 | NA | 16.2865 | QLD Ingham |  |  | FALSE | #N/A | #N/A | #N/A | #N/A | #N/A | #N/A | #N/A | #N/A | #N/A | #N/A
TRUE | QLD | QING | Ingham | Energy Queensland | Summer | Non-coincident | 2027 | POE10 | NA | 20.589 | QLD Ingham |  |  | FALSE | #N/A | #N/A | #N/A | #N/A | #N/A | #N/A | #N/A | #N/A | #N/A | #N/A
TRUE | QLD | QING | Ingham | Energy Queensland | Summer | Coincident | 2028 | POE10 | NA | 16.3686 | QLD Ingham |  |  | FALSE | #N/A | #N/A | #N/A | #N/A | #N/A | #N/A | #N/A | #N/A | #N/A | #N/A
TRUE | QLD | QING | Ingham | Energy Queensland | Summer | Coincident | 2028 | POE50 | NA | 16.26 | QLD Ingham |  |  | FALSE | #N/A | #N/A | #N/A | #N/A | #N/A | #N/A | #N/A | #N/A | #N/A | #N/A
TRUE | QLD | QING | Ingham | Energy Queensland | Summer | Non-coincident | 2028 | POE10 | NA | 20.5569 | QLD Ingham |  |  | FALSE | #N/A | #N/A | #N/A | #N/A | #N/A | #N/A | #N/A | #N/A | #N/A | #N/A
TRUE | QLD | QING | Ingham | Energy Queensland | Summer | Coincident | 2029 | POE10 | NA | 16.3158 | QLD Ingham |  |  | FALSE | #N/A | #N/A | #N/A | #N/A | #N/A | #N/A | #N/A | #N/A | #N/A | #N/A
TRUE | QLD | QING | Ingham | Energy Queensland | Summer | Coincident | 2029 | POE50 | NA | 16.2812 | QLD Ingham |  |  | FALSE | #N/A | #N/A | #N/A | #N/A | #N/A | #N/A | #N/A | #N/A | #N/A | #N/A
TRUE | QLD | QING | Ingham | Energy Queensland | Summer | Non-coincident | 2029 | POE10 | NA | 20.5541 | QLD Ingham |  |  | FALSE | #N/A | #N/A | #N/A | #N/A | #N/A | #N/A | #N/A | #N/A | #N/A | #N/A
TRUE | QLD | QING | Ingham | Energy Queensland | Summer | Coincident | 2030 | POE10 | NA | 16.3471 | QLD Ingham |  |  | FALSE | #N/A | #N/A | #N/A | #N/A | #N/A | #N/A | #N/A | #N/A | #N/A | #N/A
TRUE | QLD | QING | Ingham | Energy Queensland | Summer | Coincident | 2030 | POE50 | NA | 16.2315 | QLD Ingham |  |  | FALSE | #N/A | #N/A | #N/A | #N/A | #N/A | #N/A | #N/A | #N/A | #N/A | #N/A
TRUE | QLD | QING | Ingham | Energy Queensland | Summer | Non-coincident | 2030 | POE10 | NA | 20.5803 | QLD Ingham |  |  | FALSE | #N/A | #N/A | #N/A | #N/A | #N/A | #N/A | #N/A | #N/A | #N/A | #N/A
TRUE | QLD | QING | Ingham | Energy Queensland | Winter | Non-coincident | 2019 | BASEYEARPOE10 | NA | 10.7118 | QLD Ingham |  |  | FALSE | #N/A | #N/A | #N/A | #N/A | #N/A | #N/A | #N/A | #N/A | #N/A | #N/A
TRUE | QLD | QING | Ingham | Energy Queensland | Winter | Coincident | 2020 | POE10 | NA | 13.8798 | QLD Ingham |  |  | FALSE | #N/A | #N/A | #N/A | #N/A | #N/A | #N/A | #N/A | #N/A | #N/A | #N/A
TRUE | QLD | QING | Ingham | Energy Queensland | Winter | Coincident | 2020 | POE50 | NA | 12.9368 | QLD Ingham |  |  | FALSE | #N/A | #N/A | #N/A | #N/A | #N/A | #N/A | #N/A | #N/A | #N/A | #N/A
TRUE | QLD | QING | Ingham | Energy Queensland | Winter | Non-coincident | 2020 | POE10 | NA | 15.22 | QLD Ingham |  |  | FALSE | #N/A | #N/A | #N/A | #N/A | #N/A | #N/A | #N/A | #N/A | #N/A | #N/A
TRUE | QLD | QING | Ingham | Energy Queensland | Winter | Coincident | 2021 | POE10 | NA | 13.7246 | QLD Ingham |  |  | FALSE | #N/A | #N/A | #N/A | #N/A | #N/A | #N/A | #N/A | #N/A | #N/A | #N/A
TRUE | QLD | QING | Ingham | Energy Queensland | Winter | Coincident | 2021 | POE50 | NA | 12.7895 | QLD Ingham |  |  | FALSE | #N/A | #N/A | #N/A | #N/A | #N/A | #N/A | #N/A | #N/A | #N/A | #N/A
TRUE | QLD | QING | Ingham | Energy Queensland | Winter | Non-coincident | 2021 | POE10 | NA | 15.1666 | QLD Ingham |  |  | FALSE | #N/A | #N/A | #N/A | #N/A | #N/A | #N/A | #N/A | #N/A | #N/A | #N/A
TRUE | QLD | QING | Ingham | Energy Queensland | Winter | Coincident | 2022 | POE10 | NA | 13.9802 | QLD Ingham |  |  | FALSE | #N/A | #N/A | #N/A | #N/A | #N/A | #N/A | #N/A | #N/A | #N/A | #N/A
TRUE | QLD | QING | Ingham | Energy Queensland | Winter | Coincident | 2022 | POE50 | NA | 13.031 | QLD Ingham |  |  | FALSE | #N/A | #N/A | #N/A | #N/A | #N/A | #N/A | #N/A | #N/A | #N/A | #N/A
TRUE | QLD | QING | Ingham | Energy Queensland | Winter | Non-coincident | 2022 | POE10 | NA | 15.1016 | QLD Ingham |  |  | FALSE | #N/A | #N/A | #N/A | #N/A | #N/A | #N/A | #N/A | #N/A | #N/A | #N/A
TRUE | QLD | QING | Ingham | Energy Queensland | Winter | Coincident | 2023 | POE10 | NA | 14.0598 | QLD Ingham |  |  | FALSE | #N/A | #N/A | #N/A | #N/A | #N/A | #N/A | #N/A | #N/A | #N/A | #N/A
TRUE | QLD | QING | Ingham | Energy Queensland | Winter | Coincident | 2023 | POE50 | NA | 13.0938 | QLD Ingham |  |  | FALSE | #N/A | #N/A | #N/A | #N/A | #N/A | #N/A | #N/A | #N/A | #N/A | #N/A
TRUE | QLD | QING | Ingham | Energy Queensland | Winter | Non-coincident | 2023 | POE10 | NA | 15.0353 | QLD Ingham |  |  | FALSE | #N/A | #N/A | #N/A | #N/A | #N/A | #N/A | #N/A | #N/A | #N/A | #N/A
TRUE | QLD | QING | Ingham | Energy Queensland | Winter | Coincident | 2024 | POE10 | NA | 14.2167 | QLD Ingham |  |  | FALSE | #N/A | #N/A | #N/A | #N/A | #N/A | #N/A | #N/A | #N/A | #N/A | #N/A
TRUE | QLD | QING | Ingham | Energy Queensland | Winter | Coincident | 2024 | POE50 | NA | 13.1899 | QLD Ingham |  |  | FALSE | #N/A | #N/A | #N/A | #N/A | #N/A | #N/A | #N/A | #N/A | #N/A | #N/A
TRUE | QLD | QING | Ingham | Energy Queensland | Winter | Non-coincident | 2024 | POE10 | NA | 14.9653 | QLD Ingham |  |  | FALSE | #N/A | #N/A | #N/A | #N/A | #N/A | #N/A | #N/A | #N/A | #N/A | #N/A
TRUE | QLD | QING | Ingham | Energy Queensland | Winter | Coincident | 2025 | POE10 | NA | 14.1216 | QLD Ingham |  |  | FALSE | #N/A | #N/A | #N/A | #N/A | #N/A | #N/A | #N/A | #N/A | #N/A | #N/A
TRUE | QLD | QING | Ingham | Energy Queensland | Winter | Coincident | 2025 | POE50 | NA | 13.1309 | QLD Ingham |  |  | FALSE | #N/A | #N/A | #N/A | #N/A | #N/A | #N/A | #N/A | #N/A | #N/A | #N/A
TRUE | QLD | QING | Ingham | Energy Queensland | Winter | Non-coincident | 2025 | POE10 | NA | 14.8974 | QLD Ingham |  |  | FALSE | #N/A | #N/A | #N/A | #N/A | #N/A | #N/A | #N/A | #N/A | #N/A | #N/A
TRUE | QLD | QING | Ingham | Energy Queensland | Winter | Coincident | 2026 | POE10 | NA | 14.0665 | QLD Ingham |  |  | FALSE | #N/A | #N/A | #N/A | #N/A | #N/A | #N/A | #N/A | #N/A | #N/A | #N/A
TRUE | QLD | QING | Ingham | Energy Queensland | Winter | Coincident | 2026 | POE50 | NA | 13.1056 | QLD Ingham |  |  | FALSE | #N/A | #N/A | #N/A | #N/A | #N/A | #N/A | #N/A | #N/A | #N/A | #N/A
TRUE | QLD | QING | Ingham | Energy Queensland | Winter | Non-coincident | 2026 | POE10 | NA | 14.8369 | QLD Ingham |  |  | FALSE | #N/A | #N/A | #N/A | #N/A | #N/A | #N/A | #N/A | #N/A | #N/A | #N/A
TRUE | QLD | QING | Ingham | Energy Queensland | Winter | Coincident | 2027 | POE10 | NA | 14.0146 | QLD Ingham |  |  | FALSE | #N/A | #N/A | #N/A | #N/A | #N/A | #N/A | #N/A | #N/A | #N/A | #N/A
TRUE | QLD | QING | Ingham | Energy Queensland | Winter | Coincident | 2027 | POE50 | NA | 13.0602 | QLD Ingham |  |  | FALSE | #N/A | #N/A | #N/A | #N/A | #N/A | #N/A | #N/A | #N/A | #N/A | #N/A
TRUE | QLD | QING | Ingham | Energy Queensland | Winter | Non-coincident | 2027 | POE10 | NA | 14.7862 | QLD Ingham |  |  | FALSE | #N/A | #N/A | #N/A | #N/A | #N/A | #N/A | #N/A | #N/A | #N/A | #N/A
TRUE | QLD | QING | Ingham | Energy Queensland | Winter | Coincident | 2028 | POE10 | NA | 14.1314 | QLD Ingham |  |  | FALSE | #N/A | #N/A | #N/A | #N/A | #N/A | #N/A | #N/A | #N/A | #N/A | #N/A
TRUE | QLD | QING | Ingham | Energy Queensland | Winter | Coincident | 2028 | POE50 | NA | 13.0696 | QLD Ingham |  |  | FALSE | #N/A | #N/A | #N/A | #N/A | #N/A | #N/A | #N/A | #N/A | #N/A | #N/A
TRUE | QLD | QING | Ingham | Energy Queensland | Winter | Non-coincident | 2028 | POE10 | NA | 14.7547 | QLD Ingham |  |  | FALSE | #N/A | #N/A | #N/A | #N/A | #N/A | #N/A | #N/A | #N/A | #N/A | #N/A
TRUE | QLD | QING | Ingham | Energy Queensland | Winter | Coincident | 2029 | POE10 | NA | 14.042 | QLD Ingham |  |  | FALSE | #N/A | #N/A | #N/A | #N/A | #N/A | #N/A | #N/A | #N/A | #N/A | #N/A
TRUE | QLD | QING | Ingham | Energy Queensland | Winter | Coincident | 2029 | POE50 | NA | 13.0577 | QLD Ingham |  |  | FALSE | #N/A | #N/A | #N/A | #N/A | #N/A | #N/A | #N/A | #N/A | #N/A | #N/A
TRUE | QLD | QING | Ingham | Energy Queensland | Winter | Non-coincident | 2029 | POE10 | NA | 14.737 | QLD Ingham |  |  | FALSE | #N/A | #N/A | #N/A | #N/A | #N/A | #N/A | #N/A | #N/A | #N/A | #N/A
TRUE | QLD | QKAM | Kamerunga | Energy Queensland | Shoulder | Coincident | 2017 | ACTUAL_OPG | 19.4187 | 41.6495 | QLD Kamerunga |  |  | FALSE | #N/A | #N/A | #N/A | #N/A | #N/A | #N/A | #N/A | #N/A | #N/A | #N/A
TRUE | QLD | QKAM | Kamerunga | Energy Queensland | Shoulder | Coincident | 2017 | ACTUAL_RAW | 19.4187 | 41.6495 | QLD Kamerunga |  |  | FALSE | #N/A | #N/A | #N/A | #N/A | #N/A | #N/A | #N/A | #N/A | #N/A | #N/A
TRUE | QLD | QKAM | Kamerunga | Energy Queensland | Shoulder | Non-coincident | 2017 | ACTUAL_RAW | 16.8306 | 49.5055 | QLD Kamerunga |  |  | FALSE | #N/A | #N/A | #N/A | #N/A | #N/A | #N/A | #N/A | #N/A | #N/A | #N/A
TRUE | QLD | QKAM | Kamerunga | Energy Queensland | Shoulder | Non-coincident | 2017 | ACTUAL_OPG | 16.8306 | 49.5055 | QLD Kamerunga |  |  | FALSE | #N/A | #N/A | #N/A | #N/A | #N/A | #N/A | #N/A | #N/A | #N/A | #N/A
TRUE | QLD | QKAM | Kamerunga | Energy Queensland | Shoulder | Non-coincident | 2017 | ACTUAL_ADJUSTEDOPG | 16.8306 | 49.5055 | QLD Kamerunga |  |  | FALSE | #N/A | #N/A | #N/A | #N/A | #N/A | #N/A | #N/A | #N/A | #N/A | #N/A
TRUE | QLD | QKAM | Kamerunga | Energy Queensland | Shoulder | Coincident | 2018 | ACTUAL_OPG | 17.7474 | 40.0701 | QLD Kamerunga |  |  | FALSE | #N/A | #N/A | #N/A | #N/A | #N/A | #N/A | #N/A | #N/A | #N/A | #N/A
TRUE | QLD | QKAM | Kamerunga | Energy Queensland | Shoulder | Coincident | 2018 | ACTUAL_RAW | 17.7474 | 40.0701 | QLD Kamerunga |  |  | FALSE | #N/A | #N/A | #N/A | #N/A | #N/A | #N/A | #N/A | #N/A | #N/A | #N/A
TRUE | QLD | QKAM | Kamerunga | Energy Queensland | Shoulder | Non-coincident | 2018 | ACTUAL_RAW | 15.8068 | 49.8873 | QLD Kamerunga |  |  | FALSE | #N/A | #N/A | #N/A | #N/A | #N/A | #N/A | #N/A | #N/A | #N/A | #N/A
TRUE | QLD | QKAM | Kamerunga | Energy Queensland | Shoulder | Non-coincident | 2018 | ACTUAL_OPG | 15.8068 | 49.8873 | QLD Kamerunga |  |  | FALSE | #N/A | #N/A | #N/A | #N/A | #N/A | #N/A | #N/A | #N/A | #N/A | #N/A
TRUE | QLD | QKAM | Kamerunga | Energy Queensland | Shoulder | Non-coincident | 2018 | ACTUAL_ADJUSTEDOPG | 15.8068 | 49.8873 | QLD Kamerunga |  |  | FALSE | #N/A | #N/A | #N/A | #N/A | #N/A | #N/A | #N/A | #N/A | #N/A | #N/A
TRUE | QLD | QKAM | Kamerunga | Energy Queensland | Shoulder | Coincident | 2019 | ACTUAL_OPG | 18.0558 | 37.9915 | QLD Kamerunga |  |  | FALSE | #N/A | #N/A | #N/A | #N/A | #N/A | #N/A | #N/A | #N/A | #N/A | #N/A
TRUE | QLD | QKAM | Kamerunga | Energy Queensland | Shoulder | Coincident | 2019 | ACTUAL_RAW | 18.0558 | 37.9915 | QLD Kamerunga |  |  | FALSE | #N/A | #N/A | #N/A | #N/A | #N/A | #N/A | #N/A | #N/A | #N/A | #N/A
TRUE | QLD | QKAM | Kamerunga | Energy Queensland | Shoulder | Non-coincident | 2019 | ACTUAL_RAW | 15.6977 | 48.7291 | QLD Kamerunga |  |  | FALSE | #N/A | #N/A | #N/A | #N/A | #N/A | #N/A | #N/A | #N/A | #N/A | #N/A
TRUE | QLD | QKAM | Kamerunga | Energy Queensland | Shoulder | Non-coincident | 2019 | ACTUAL_OPG | 15.6977 | 48.7291 | QLD Kamerunga |  |  | FALSE | #N/A | #N/A | #N/A | #N/A | #N/A | #N/A | #N/A | #N/A | #N/A | #N/A
TRUE | QLD | QKAM | Kamerunga | Energy Queensland | Shoulder | Non-coincident | 2019 | ACTUAL_ADJUSTEDOPG | 15.6977 | 48.7291 | QLD Kamerunga |  |  | FALSE | #N/A | #N/A | #N/A | #N/A | #N/A | #N/A | #N/A | #N/A | #N/A | #N/A
TRUE | QLD | QKAM | Kamerunga | Energy Queensland | Shoulder | Non-coincident | 2019 | BASEYEARPOE90 | 11.6197 | NA | QLD Kamerunga |  |  | FALSE | #N/A | #N/A | #N/A | #N/A | #N/A | #N/A | #N/A | #N/A | #N/A | #N/A
TRUE | QLD | QKAM | Kamerunga | Energy Queensland | Shoulder | Non-coincident | 2019 | BASEYEARPOE50 | 12.6459 | 46.6066 | QLD Kamerunga |  |  | FALSE | #N/A | #N/A | #N/A | #N/A | #N/A | #N/A | #N/A | #N/A | #N/A | #N/A
TRUE | QLD | QKAM | Kamerunga | Energy Queensland | Shoulder | Coincident | 2020 | ACTUAL_OPG | 12.7351 | 40.2699 | QLD Kamerunga |  |  | FALSE | #N/A | #N/A | #N/A | #N/A | #N/A | #N/A | #N/A | #N/A | #N/A | #N/A
TRUE | QLD | QKAM | Kamerunga | Energy Queensland | Shoulder | Coincident | 2020 | ACTUAL_RAW | 12.7351 | 40.2699 | QLD Kamerunga |  |  | FALSE | #N/A | #N/A | #N/A | #N/A | #N/A | #N/A | #N/A | #N/A | #N/A | #N/A
TRUE | QLD | QKAM | Kamerunga | Energy Queensland | Shoulder | Non-coincident | 2020 | ACTUAL_RAW | 10.4461 | 41.7063 | QLD Kamerunga |  |  | FALSE | #N/A | #N/A | #N/A | #N/A | #N/A | #N/A | #N/A | #N/A | #N/A | #N/A
TRUE | QLD | QKAM | Kamerunga | Energy Queensland | Shoulder | Non-coincident | 2020 | ACTUAL_OPG | 10.4461 | 41.7063 | QLD Kamerunga |  |  | FALSE | #N/A | #N/A | #N/A | #N/A | #N/A | #N/A | #N/A | #N/A | #N/A | #N/A
TRUE | QLD | QKAM | Kamerunga | Energy Queensland | Shoulder | Non-coincident | 2020 | ACTUAL_ADJUSTEDOPG | 10.4461 | 41.7063 | QLD Kamerunga |  |  | FALSE | #N/A | #N/A | #N/A | #N/A | #N/A | #N/A | #N/A | #N/A | #N/A | #N/A
TRUE | QLD | QKAM | Kamerunga | Energy Queensland | Shoulder | Coincident_unreconciled | 2021 | POE50 | 11.048 | NA | QLD Kamerunga |  |  | FALSE | #N/A | #N/A | #N/A | #N/A | #N/A | #N/A | #N/A | #N/A | #N/A | #N/A
TRUE | QLD | QKAM | Kamerunga | Energy Queensland | Shoulder | Coincident_unreconciled | 2021 | POE90 | 10.1583 | NA | QLD Kamerunga |  |  | FALSE | #N/A | #N/A | #N/A | #N/A | #N/A | #N/A | #N/A | #N/A | #N/A | #N/A
TRUE | QLD | QKAM | Kamerunga | Energy Queensland | Shoulder | Non-coincident | 2021 | POE50 | 7.9607 | 47.2986 | QLD Kamerunga |  |  | FALSE | #N/A | #N/A | #N/A | #N/A | #N/A | #N/A | #N/A | #N/A | #N/A | #N/A
TRUE | QLD | QKAM | Kamerunga | Energy Queensland | Shoulder | Non-coincident | 2021 | POE90 | 7.3197 | NA | QLD Kamerunga |  |  | FALSE | #N/A | #N/A | #N/A | #N/A | #N/A | #N/A | #N/A | #N/A | #N/A | #N/A
TRUE | QLD | QKAM | Kamerunga | Energy Queensland | Shoulder | Coincident_unreconciled | 2022 | POE50 | 8.983 | NA | QLD Kamerunga |  |  | FALSE | #N/A | #N/A | #N/A | #N/A | #N/A | #N/A | #N/A | #N/A | #N/A | #N/A
TRUE | QLD | QKAM | Kamerunga | Energy Queensland | Shoulder | Coincident_unreconciled | 2022 | POE90 | 8.084 | NA | QLD Kamerunga |  |  | FALSE | #N/A | #N/A | #N/A | #N/A | #N/A | #N/A | #N/A | #N/A | #N/A | #N/A
TRUE | QLD | QKAM | Kamerunga | Energy Queensland | Shoulder | Non-coincident | 2022 | POE50 | 6.4727 | 47.7861 | QLD Kamerunga |  |  | FALSE | #N/A | #N/A | #N/A | #N/A | #N/A | #N/A | #N/A | #N/A | #N/A | #N/A
TRUE | QLD | QKAM | Kamerunga | Energy Queensland | Shoulder | Non-coincident | 2022 | POE90 | 5.825 | NA | QLD Kamerunga |  |  | FALSE | #N/A | #N/A | #N/A | #N/A | #N/A | #N/A | #N/A | #N/A | #N/A | #N/A
TRUE | QLD | QKAM | Kamerunga | Energy Queensland | Shoulder | Coincident_unreconciled | 2023 | POE50 | 7.2081 | NA | QLD Kamerunga |  |  | FALSE | #N/A | #N/A | #N/A | #N/A | #N/A | #N/A | #N/A | #N/A | #N/A | #N/A
TRUE | QLD | QKAM | Kamerunga | Energy Queensland | Shoulder | Coincident_unreconciled | 2023 | POE90 | 6.2991 | NA | QLD Kamerunga |  |  | FALSE | #N/A | #N/A | #N/A | #N/A | #N/A | #N/A | #N/A | #N/A | #N/A | #N/A
TRUE | QLD | QKAM | Kamerunga | Energy Queensland | Shoulder | Non-coincident | 2023 | POE50 | 5.1939 | 48.3145 | QLD Kamerunga |  |  | FALSE | #N/A | #N/A | #N/A | #N/A | #N/A | #N/A | #N/A | #N/A | #N/A | #N/A
TRUE | QLD | QKAM | Kamerunga | Energy Queensland | Shoulder | Non-coincident | 2023 | POE90 | 4.5389 | NA | QLD Kamerunga |  |  | FALSE | #N/A | #N/A | #N/A | #N/A | #N/A | #N/A | #N/A | #N/A | #N/A | #N/A
TRUE | QLD | QKAM | Kamerunga | Energy Queensland | Shoulder | Coincident_unreconciled | 2024 | POE50 | 5.4485 | NA | QLD Kamerunga |  |  | FALSE | #N/A | #N/A | #N/A | #N/A | #N/A | #N/A | #N/A | #N/A | #N/A | #N/A
TRUE | QLD | QKAM | Kamerunga | Energy Queensland | Shoulder | Coincident_unreconciled | 2024 | POE90 | 4.5295 | NA | QLD Kamerunga |  |  | FALSE | #N/A | #N/A | #N/A | #N/A | #N/A | #N/A | #N/A | #N/A | #N/A | #N/A
TRUE | QLD | QKAM | Kamerunga | Energy Queensland | Shoulder | Non-coincident | 2024 | POE50 | 3.926 | 48.838 | QLD Kamerunga |  |  | FALSE | #N/A | #N/A | #N/A | #N/A | #N/A | #N/A | #N/A | #N/A | #N/A | #N/A
TRUE | QLD | QKAM | Kamerunga | Energy Queensland | Shoulder | Non-coincident | 2024 | POE90 | 3.2637 | NA | QLD Kamerunga |  |  | FALSE | #N/A | #N/A | #N/A | #N/A | #N/A | #N/A | #N/A | #N/A | #N/A | #N/A
TRUE | QLD | QKAM | Kamerunga | Energy Queensland | Shoulder | Coincident_unreconciled | 2025 | POE50 | 4.0527 | NA | QLD Kamerunga |  |  | FALSE | #N/A | #N/A | #N/A | #N/A | #N/A | #N/A | #N/A | #N/A | #N/A | #N/A
TRUE | QLD | QKAM | Kamerunga | Energy Queensland | Shoulder | Coincident_unreconciled | 2025 | POE90 | 3.1236 | NA | QLD Kamerunga |  |  | FALSE | #N/A | #N/A | #N/A | #N/A | #N/A | #N/A | #N/A | #N/A | #N/A | #N/A
TRUE | QLD | QKAM | Kamerunga | Energy Queensland | Shoulder | Non-coincident | 2025 | POE50 | 2.9202 | 49.3659 | QLD Kamerunga |  |  | FALSE | #N/A | #N/A | #N/A | #N/A | #N/A | #N/A | #N/A | #N/A | #N/A | #N/A
TRUE | QLD | QKAM | Kamerunga | Energy Queensland | Shoulder | Non-coincident | 2025 | POE90 | 2.2507 | NA | QLD Kamerunga |  |  | FALSE | #N/A | #N/A | #N/A | #N/A | #N/A | #N/A | #N/A | #N/A | #N/A | #N/A
TRUE | QLD | QKAM | Kamerunga | Energy Queensland | Shoulder | Coincident_unreconciled | 2026 | POE50 | 2.9885 | NA | QLD Kamerunga |  |  | FALSE | #N/A | #N/A | #N/A | #N/A | #N/A | #N/A | #N/A | #N/A | #N/A | #N/A
TRUE | QLD | QKAM | Kamerunga | Energy Queensland | Shoulder | Coincident_unreconciled | 2026 | POE90 | 2.0494 | NA | QLD Kamerunga |  |  | FALSE | #N/A | #N/A | #N/A | #N/A | #N/A | #N/A | #N/A | #N/A | #N/A | #N/A
TRUE | QLD | QKAM | Kamerunga | Energy Queensland | Shoulder | Non-coincident | 2026 | POE50 | 2.1534 | 49.9229 | QLD Kamerunga |  |  | FALSE | #N/A | #N/A | #N/A | #N/A | #N/A | #N/A | #N/A | #N/A | #N/A | #N/A
TRUE | QLD | QKAM | Kamerunga | Energy Queensland | Shoulder | Non-coincident | 2026 | POE90 | 1.4767 | NA | QLD Kamerunga |  |  | FALSE | #N/A | #N/A | #N/A | #N/A | #N/A | #N/A | #N/A | #N/A | #N/A | #N/A
TRUE | QLD | QKAM | Kamerunga | Energy Queensland | Shoulder | Coincident_unreconciled | 2027 | POE50 | 2.1642 | NA | QLD Kamerunga |  |  | FALSE | #N/A | #N/A | #N/A | #N/A | #N/A | #N/A | #N/A | #N/A | #N/A | #N/A
TRUE | QLD | QKAM | Kamerunga | Energy Queensland | Shoulder | Coincident_unreconciled | 2027 | POE90 | 1.2145 | NA | QLD Kamerunga |  |  | FALSE | #N/A | #N/A | #N/A | #N/A | #N/A | #N/A | #N/A | #N/A | #N/A | #N/A
TRUE | QLD | QKAM | Kamerunga | Energy Queensland | Shoulder | Non-coincident | 2027 | POE50 | 1.5594 | 50.5606 | QLD Kamerunga |  |  | FALSE | #N/A | #N/A | #N/A | #N/A | #N/A | #N/A | #N/A | #N/A | #N/A | #N/A
TRUE | QLD | QKAM | Kamerunga | Energy Queensland | Shoulder | Non-coincident | 2027 | POE90 | 0.87513 | NA | QLD Kamerunga |  |  | FALSE | #N/A | #N/A | #N/A | #N/A | #N/A | #N/A | #N/A | #N/A | #N/A | #N/A
TRUE | QLD | QKAM | Kamerunga | Energy Queensland | Shoulder | Coincident_unreconciled | 2028 | POE50 | 1.5775 | NA | QLD Kamerunga |  |  | FALSE | #N/A | #N/A | #N/A | #N/A | #N/A | #N/A | #N/A | #N/A | #N/A | #N/A
TRUE | QLD | QKAM | Kamerunga | Energy Queensland | Shoulder | Coincident_unreconciled | 2028 | POE90 | 0.61702 | NA | QLD Kamerunga |  |  | FALSE | #N/A | #N/A | #N/A | #N/A | #N/A | #N/A | #N/A | #N/A | #N/A | #N/A
TRUE | QLD | QKAM | Kamerunga | Energy Queensland | Shoulder | Non-coincident | 2028 | POE50 | 1.1367 | 51.302 | QLD Kamerunga |  |  | FALSE | #N/A | #N/A | #N/A | #N/A | #N/A | #N/A | #N/A | #N/A | #N/A | #N/A
TRUE | QLD | QKAM | Kamerunga | Energy Queensland | Shoulder | Non-coincident | 2028 | POE90 | 0.4446 | NA | QLD Kamerunga |  |  | FALSE | #N/A | #N/A | #N/A | #N/A | #N/A | #N/A | #N/A | #N/A | #N/A | #N/A
TRUE | QLD | QKAM | Kamerunga | Energy Queensland | Shoulder | Coincident_unreconciled | 2029 | POE50 | 1.1401 | NA | QLD Kamerunga |  |  | FALSE | #N/A | #N/A | #N/A | #N/A | #N/A | #N/A | #N/A | #N/A | #N/A | #N/A
TRUE | QLD | QKAM | Kamerunga | Energy Queensland | Shoulder | Coincident_unreconciled | 2029 | POE90 | 0.16877 | NA | QLD Kamerunga |  |  | FALSE | #N/A | #N/A | #N/A | #N/A | #N/A | #N/A | #N/A | #N/A | #N/A | #N/A
TRUE | QLD | QKAM | Kamerunga | Energy Queensland | Shoulder | Non-coincident | 2029 | POE50 | 0.82147 | 52.1439 | QLD Kamerunga |  |  | FALSE | #N/A | #N/A | #N/A | #N/A | #N/A | #N/A | #N/A | #N/A | #N/A | #N/A
TRUE | QLD | QKAM | Kamerunga | Energy Queensland | Shoulder | Non-coincident | 2029 | POE90 | 0.12161 | NA | QLD Kamerunga |  |  | FALSE | #N/A | #N/A | #N/A | #N/A | #N/A | #N/A | #N/A | #N/A | #N/A | #N/A
TRUE | QLD | QKAM | Kamerunga | Energy Queensland | Shoulder | Coincident_unreconciled | 2030 | POE50 | 0.91774 | NA | QLD Kamerunga |  |  | FALSE | #N/A | #N/A | #N/A | #N/A | #N/A | #N/A | #N/A | #N/A | #N/A | #N/A
TRUE | QLD | QKAM | Kamerunga | Energy Queensland | Shoulder | Coincident_unreconciled | 2030 | POE90 | -0.02839 | NA | QLD Kamerunga |  |  | FALSE | #N/A | #N/A | #N/A | #N/A | #N/A | #N/A | #N/A | #N/A | #N/A | #N/A
TRUE | QLD | QKAM | Kamerunga | Energy Queensland | Shoulder | Non-coincident | 2030 | POE50 | 0.66129 | 53.077 | QLD Kamerunga |  |  | FALSE | #N/A | #N/A | #N/A | #N/A | #N/A | #N/A | #N/A | #N/A | #N/A | #N/A
TRUE | QLD | QKAM | Kamerunga | Energy Queensland | Shoulder | Non-coincident | 2030 | POE90 | -0.04637 | NA | QLD Kamerunga |  |  | FALSE | #N/A | #N/A | #N/A | #N/A | #N/A | #N/A | #N/A | #N/A | #N/A | #N/A
TRUE | QLD | QKAM | Kamerunga | Energy Queensland | Summer | Coincident | 2017 | ACTUAL_OPG | 23.1092 | 42.6701 | QLD Kamerunga |  |  | FALSE | #N/A | #N/A | #N/A | #N/A | #N/A | #N/A | #N/A | #N/A | #N/A | #N/A
TRUE | QLD | QKAM | Kamerunga | Energy Queensland | Summer | Coincident | 2017 | ACTUAL_RAW | 23.1092 | 42.6701 | QLD Kamerunga |  |  | FALSE | #N/A | #N/A | #N/A | #N/A | #N/A | #N/A | #N/A | #N/A | #N/A | #N/A
TRUE | QLD | QKAM | Kamerunga | Energy Queensland | Summer | Non-coincident | 2017 | ACTUAL_RAW | 20.3626 | 64.2541 | QLD Kamerunga |  |  | FALSE | #N/A | #N/A | #N/A | #N/A | #N/A | #N/A | #N/A | #N/A | #N/A | #N/A
TRUE | QLD | QKAM | Kamerunga | Energy Queensland | Summer | Non-coincident | 2017 | ACTUAL_OPG | 20.3626 | 64.2541 | QLD Kamerunga |  |  | FALSE | #N/A | #N/A | #N/A | #N/A | #N/A | #N/A | #N/A | #N/A | #N/A | #N/A
TRUE | QLD | QKAM | Kamerunga | Energy Queensland | Summer | Non-coincident | 2017 | ACTUAL_ADJUSTEDOPG | 20.3626 | 64.2541 | QLD Kamerunga |  |  | FALSE | #N/A | #N/A | #N/A | #N/A | #N/A | #N/A | #N/A | #N/A | #N/A | #N/A
TRUE | QLD | QKAM | Kamerunga | Energy Queensland | Summer | Coincident | 2018 | ACTUAL_OPG | 20.959 | 48.32 | QLD Kamerunga |  |  | FALSE | #N/A | #N/A | #N/A | #N/A | #N/A | #N/A | #N/A | #N/A | #N/A | #N/A
TRUE | QLD | QKAM | Kamerunga | Energy Queensland | Summer | Coincident | 2018 | ACTUAL_RAW | 20.959 | 48.32 | QLD Kamerunga |  |  | FALSE | #N/A | #N/A | #N/A | #N/A | #N/A | #N/A | #N/A | #N/A | #N/A | #N/A
TRUE | QLD | QKAM | Kamerunga | Energy Queensland | Summer | Non-coincident | 2018 | ACTUAL_RAW | 0 | 58.8277 | QLD Kamerunga |  |  | FALSE | #N/A | #N/A | #N/A | #N/A | #N/A | #N/A | #N/A | #N/A | #N/A | #N/A
TRUE | QLD | QKAM | Kamerunga | Energy Queensland | Summer | Non-coincident | 2018 | ACTUAL_OPG | 0 | 58.8277 | QLD Kamerunga |  |  | FALSE | #N/A | #N/A | #N/A | #N/A | #N/A | #N/A | #N/A | #N/A | #N/A | #N/A
TRUE | QLD | QKAM | Kamerunga | Energy Queensland | Summer | Non-coincident | 2018 | ACTUAL_ADJUSTEDOPG | 18.2964 | 58.8277 | QLD Kamerunga |  |  | FALSE | #N/A | #N/A | #N/A | #N/A | #N/A | #N/A | #N/A | #N/A | #N/A | #N/A
TRUE | QLD | QKAM | Kamerunga | Energy Queensland | Summer | Coincident | 2019 | ACTUAL_OPG | 22.7383 | 59.233 | QLD Kamerunga |  |  | FALSE | #N/A | #N/A | #N/A | #N/A | #N/A | #N/A | #N/A | #N/A | #N/A | #N/A
TRUE | QLD | QKAM | Kamerunga | Energy Queensland | Summer | Coincident | 2019 | ACTUAL_RAW | 22.7383 | 59.233 | QLD Kamerunga |  |  | FALSE | #N/A | #N/A | #N/A | #N/A | #N/A | #N/A | #N/A | #N/A | #N/A | #N/A
TRUE | QLD | QKAM | Kamerunga | Energy Queensland | Summer | Non-coincident | 2019 | ACTUAL_RAW | 19.7543 | 72.2059 | QLD Kamerunga |  |  | FALSE | #N/A | #N/A | #N/A | #N/A | #N/A | #N/A | #N/A | #N/A | #N/A | #N/A
TRUE | QLD | QKAM | Kamerunga | Energy Queensland | Summer | Non-coincident | 2019 | ACTUAL_OPG | 19.7543 | 72.2059 | QLD Kamerunga |  |  | FALSE | #N/A | #N/A | #N/A | #N/A | #N/A | #N/A | #N/A | #N/A | #N/A | #N/A
TRUE | QLD | QKAM | Kamerunga | Energy Queensland | Summer | Non-coincident | 2019 | ACTUAL_ADJUSTEDOPG | 19.7543 | 72.2059 | QLD Kamerunga |  |  | FALSE | #N/A | #N/A | #N/A | #N/A | #N/A | #N/A | #N/A | #N/A | #N/A | #N/A
TRUE | QLD | QKAM | Kamerunga | Energy Queensland | Summer | Non-coincident | 2019 | BASEYEARPOE90 | 15.8726 | NA | QLD Kamerunga |  |  | FALSE | #N/A | #N/A | #N/A | #N/A | #N/A | #N/A | #N/A | #N/A | #N/A | #N/A
TRUE | QLD | QKAM | Kamerunga | Energy Queensland | Summer | Non-coincident | 2019 | BASEYEARPOE50 | 17.5959 | 64.5843 | QLD Kamerunga |  |  | FALSE | #N/A | #N/A | #N/A | #N/A | #N/A | #N/A | #N/A | #N/A | #N/A | #N/A
TRUE | QLD | QKAM | Kamerunga | Energy Queensland | Summer | Coincident | 2020 | ACTUAL_OPG | 19.3411 | 50.034 | QLD Kamerunga |  |  | FALSE | #N/A | #N/A | #N/A | #N/A | #N/A | #N/A | #N/A | #N/A | #N/A | #N/A
TRUE | QLD | QKAM | Kamerunga | Energy Queensland | Summer | Coincident | 2020 | ACTUAL_RAW | 19.3411 | 50.034 | QLD Kamerunga |  |  | FALSE | #N/A | #N/A | #N/A | #N/A | #N/A | #N/A | #N/A | #N/A | #N/A | #N/A
TRUE | QLD | QKAM | Kamerunga | Energy Queensland | Summer | Non-coincident | 2020 | ACTUAL_RAW | 17.5082 | 68.6189 | QLD Kamerunga |  |  | FALSE | #N/A | #N/A | #N/A | #N/A | #N/A | #N/A | #N/A | #N/A | #N/A | #N/A
TRUE | QLD | QKAM | Kamerunga | Energy Queensland | Summer | Non-coincident | 2020 | ACTUAL_OPG | 17.5082 | 68.6189 | QLD Kamerunga |  |  | FALSE | #N/A | #N/A | #N/A | #N/A | #N/A | #N/A | #N/A | #N/A | #N/A | #N/A
TRUE | QLD | QKAM | Kamerunga | Energy Queensland | Summer | Non-coincident | 2020 | ACTUAL_ADJUSTEDOPG | 17.5082 | 68.6189 | QLD Kamerunga |  |  | FALSE | #N/A | #N/A | #N/A | #N/A | #N/A | #N/A | #N/A | #N/A | #N/A | #N/A
TRUE | QLD | QKAM | Kamerunga | Energy Queensland | Summer | Coincident_unreconciled | 2021 | POE50 | 23.6875 | NA | QLD Kamerunga |  |  | FALSE | #N/A | #N/A | #N/A | #N/A | #N/A | #N/A | #N/A | #N/A | #N/A | #N/A
TRUE | QLD | QKAM | Kamerunga | Energy Queensland | Summer | Coincident_unreconciled | 2021 | POE90 | 19.1403 | NA | QLD Kamerunga |  |  | FALSE | #N/A | #N/A | #N/A | #N/A | #N/A | #N/A | #N/A | #N/A | #N/A | #N/A
TRUE | QLD | QKAM | Kamerunga | Energy Queensland | Summer | Non-coincident | 2021 | POE50 | 14.2265 | 65.8757 | QLD Kamerunga |  |  | FALSE | #N/A | #N/A | #N/A | #N/A | #N/A | #N/A | #N/A | #N/A | #N/A | #N/A
TRUE | QLD | QKAM | Kamerunga | Energy Queensland | Summer | Non-coincident | 2021 | POE90 | 11.4955 | NA | QLD Kamerunga |  |  | FALSE | #N/A | #N/A | #N/A | #N/A | #N/A | #N/A | #N/A | #N/A | #N/A | #N/A
TRUE | QLD | QKAM | Kamerunga | Energy Queensland | Summer | Coincident_unreconciled | 2022 | POE50 | 21.5446 | NA | QLD Kamerunga |  |  | FALSE | #N/A | #N/A | #N/A | #N/A | #N/A | #N/A | #N/A | #N/A | #N/A | #N/A
TRUE | QLD | QKAM | Kamerunga | Energy Queensland | Summer | Coincident_unreconciled | 2022 | POE90 | 16.95 | NA | QLD Kamerunga |  |  | FALSE | #N/A | #N/A | #N/A | #N/A | #N/A | #N/A | #N/A | #N/A | #N/A | #N/A
TRUE | QLD | QKAM | Kamerunga | Energy Queensland | Summer | Non-coincident | 2022 | POE50 | 12.9395 | 66.5578 | QLD Kamerunga |  |  | FALSE | #N/A | #N/A | #N/A | #N/A | #N/A | #N/A | #N/A | #N/A | #N/A | #N/A
TRUE | QLD | QKAM | Kamerunga | Energy Queensland | Summer | Non-coincident | 2022 | POE90 | 10.18 | NA | QLD Kamerunga |  |  | FALSE | #N/A | #N/A | #N/A | #N/A | #N/A | #N/A | #N/A | #N/A | #N/A | #N/A
TRUE | QLD | QKAM | Kamerunga | Energy Queensland | Summer | Coincident_unreconciled | 2023 | POE50 | 19.7179 | NA | QLD Kamerunga |  |  | FALSE | #N/A | #N/A | #N/A | #N/A | #N/A | #N/A | #N/A | #N/A | #N/A | #N/A
TRUE | QLD | QKAM | Kamerunga | Energy Queensland | Summer | Coincident_unreconciled | 2023 | POE90 | 15.072 | NA | QLD Kamerunga |  |  | FALSE | #N/A | #N/A | #N/A | #N/A | #N/A | #N/A | #N/A | #N/A | #N/A | #N/A
TRUE | QLD | QKAM | Kamerunga | Energy Queensland | Summer | Non-coincident | 2023 | POE50 | 11.8424 | 67.2976 | QLD Kamerunga |  |  | FALSE | #N/A | #N/A | #N/A | #N/A | #N/A | #N/A | #N/A | #N/A | #N/A | #N/A
TRUE | QLD | QKAM | Kamerunga | Energy Queensland | Summer | Non-coincident | 2023 | POE90 | 9.0521 | NA | QLD Kamerunga |  |  | FALSE | #N/A | #N/A | #N/A | #N/A | #N/A | #N/A | #N/A | #N/A | #N/A | #N/A
TRUE | QLD | QKAM | Kamerunga | Energy Queensland | Summer | Coincident_unreconciled | 2024 | POE50 | 17.865 | NA | QLD Kamerunga |  |  | FALSE | #N/A | #N/A | #N/A | #N/A | #N/A | #N/A | #N/A | #N/A | #N/A | #N/A
TRUE | QLD | QKAM | Kamerunga | Energy Queensland | Summer | Coincident_unreconciled | 2024 | POE90 | 13.1676 | NA | QLD Kamerunga |  |  | FALSE | #N/A | #N/A | #N/A | #N/A | #N/A | #N/A | #N/A | #N/A | #N/A | #N/A
TRUE | QLD | QKAM | Kamerunga | Energy Queensland | Summer | Non-coincident | 2024 | POE50 | 10.7296 | 68.032 | QLD Kamerunga |  |  | FALSE | #N/A | #N/A | #N/A | #N/A | #N/A | #N/A | #N/A | #N/A | #N/A | #N/A
TRUE | QLD | QKAM | Kamerunga | Energy Queensland | Summer | Non-coincident | 2024 | POE90 | 7.9084 | NA | QLD Kamerunga |  |  | FALSE | #N/A | #N/A | #N/A | #N/A | #N/A | #N/A | #N/A | #N/A | #N/A | #N/A
TRUE | QLD | QKAM | Kamerunga | Energy Queensland | Summer | Coincident_unreconciled | 2025 | POE50 | 16.4453 | NA | QLD Kamerunga |  |  | FALSE | #N/A | #N/A | #N/A | #N/A | #N/A | #N/A | #N/A | #N/A | #N/A | #N/A
TRUE | QLD | QKAM | Kamerunga | Energy Queensland | Summer | Coincident_unreconciled | 2025 | POE90 | 11.6966 | NA | QLD Kamerunga |  |  | FALSE | #N/A | #N/A | #N/A | #N/A | #N/A | #N/A | #N/A | #N/A | #N/A | #N/A
TRUE | QLD | QKAM | Kamerunga | Energy Queensland | Summer | Non-coincident | 2025 | POE50 | 9.8769 | 68.7733 | QLD Kamerunga |  |  | FALSE | #N/A | #N/A | #N/A | #N/A | #N/A | #N/A | #N/A | #N/A | #N/A | #N/A
TRUE | QLD | QKAM | Kamerunga | Energy Queensland | Summer | Non-coincident | 2025 | POE90 | 7.0248 | NA | QLD Kamerunga |  |  | FALSE | #N/A | #N/A | #N/A | #N/A | #N/A | #N/A | #N/A | #N/A | #N/A | #N/A
TRUE | QLD | QKAM | Kamerunga | Energy Queensland | Summer | Coincident_unreconciled | 2026 | POE50 | 15.4091 | NA | QLD Kamerunga |  |  | FALSE | #N/A | #N/A | #N/A | #N/A | #N/A | #N/A | #N/A | #N/A | #N/A | #N/A
TRUE | QLD | QKAM | Kamerunga | Energy Queensland | Summer | Coincident_unreconciled | 2026 | POE90 | 10.6089 | NA | QLD Kamerunga |  |  | FALSE | #N/A | #N/A | #N/A | #N/A | #N/A | #N/A | #N/A | #N/A | #N/A | #N/A
TRUE | QLD | QKAM | Kamerunga | Energy Queensland | Summer | Non-coincident | 2026 | POE50 | 9.2546 | 69.5503 | QLD Kamerunga |  |  | FALSE | #N/A | #N/A | #N/A | #N/A | #N/A | #N/A | #N/A | #N/A | #N/A | #N/A
TRUE | QLD | QKAM | Kamerunga | Energy Queensland | Summer | Non-coincident | 2026 | POE90 | 6.3716 | NA | QLD Kamerunga |  |  | FALSE | #N/A | #N/A | #N/A | #N/A | #N/A | #N/A | #N/A | #N/A | #N/A | #N/A
TRUE | QLD | QKAM | Kamerunga | Energy Queensland | Summer | Coincident_unreconciled | 2027 | POE50 | 14.656 | NA | QLD Kamerunga |  |  | FALSE | #N/A | #N/A | #N/A | #N/A | #N/A | #N/A | #N/A | #N/A | #N/A | #N/A
TRUE | QLD | QKAM | Kamerunga | Energy Queensland | Summer | Coincident_unreconciled | 2027 | POE90 | 9.8022 | NA | QLD Kamerunga |  |  | FALSE | #N/A | #N/A | #N/A | #N/A | #N/A | #N/A | #N/A | #N/A | #N/A | #N/A
TRUE | QLD | QKAM | Kamerunga | Energy Queensland | Summer | Non-coincident | 2027 | POE50 | 8.8023 | 70.4342 | QLD Kamerunga |  |  | FALSE | #N/A | #N/A | #N/A | #N/A | #N/A | #N/A | #N/A | #N/A | #N/A | #N/A
TRUE | QLD | QKAM | Kamerunga | Energy Queensland | Summer | Non-coincident | 2027 | POE90 | 5.8871 | NA | QLD Kamerunga |  |  | FALSE | #N/A | #N/A | #N/A | #N/A | #N/A | #N/A | #N/A | #N/A | #N/A | #N/A
TRUE | QLD | QKAM | Kamerunga | Energy Queensland | Summer | Coincident_unreconciled | 2028 | POE50 | 14.165 | NA | QLD Kamerunga |  |  | FALSE | #N/A | #N/A | #N/A | #N/A | #N/A | #N/A | #N/A | #N/A | #N/A | #N/A
TRUE | QLD | QKAM | Kamerunga | Energy Queensland | Summer | Coincident_unreconciled | 2028 | POE90 | 9.256 | NA | QLD Kamerunga |  |  | FALSE | #N/A | #N/A | #N/A | #N/A | #N/A | #N/A | #N/A | #N/A | #N/A | #N/A
TRUE | QLD | QKAM | Kamerunga | Energy Queensland | Summer | Non-coincident | 2028 | POE50 | 8.5074 | 71.4456 | QLD Kamerunga |  |  | FALSE | #N/A | #N/A | #N/A | #N/A | #N/A | #N/A | #N/A | #N/A | #N/A | #N/A
TRUE | QLD | QKAM | Kamerunga | Energy Queensland | Summer | Non-coincident | 2028 | POE90 | 5.5591 | NA | QLD Kamerunga |  |  | FALSE | #N/A | #N/A | #N/A | #N/A | #N/A | #N/A | #N/A | #N/A | #N/A | #N/A
TRUE | QLD | QKAM | Kamerunga | Energy Queensland | Summer | Coincident_unreconciled | 2029 | POE50 | 13.8461 | NA | QLD Kamerunga |  |  | FALSE | #N/A | #N/A | #N/A | #N/A | #N/A | #N/A | #N/A | #N/A | #N/A | #N/A
TRUE | QLD | QKAM | Kamerunga | Energy Queensland | Summer | Coincident_unreconciled | 2029 | POE90 | 8.8819 | NA | QLD Kamerunga |  |  | FALSE | #N/A | #N/A | #N/A | #N/A | #N/A | #N/A | #N/A | #N/A | #N/A | #N/A
TRUE | QLD | QKAM | Kamerunga | Energy Queensland | Summer | Non-coincident | 2029 | POE50 | 8.3159 | 72.5639 | QLD Kamerunga |  |  | FALSE | #N/A | #N/A | #N/A | #N/A | #N/A | #N/A | #N/A | #N/A | #N/A | #N/A
TRUE | QLD | QKAM | Kamerunga | Energy Queensland | Summer | Non-coincident | 2029 | POE90 | 5.3344 | NA | QLD Kamerunga |  |  | FALSE | #N/A | #N/A | #N/A | #N/A | #N/A | #N/A | #N/A | #N/A | #N/A | #N/A
TRUE | QLD | QKAM | Kamerunga | Energy Queensland | Summer | Coincident_unreconciled | 2030 | POE50 | 13.7804 | NA | QLD Kamerunga |  |  | FALSE | #N/A | #N/A | #N/A | #N/A | #N/A | #N/A | #N/A | #N/A | #N/A | #N/A
TRUE | QLD | QKAM | Kamerunga | Energy Queensland | Summer | Coincident_unreconciled | 2030 | POE90 | 8.7609 | NA | QLD Kamerunga |  |  | FALSE | #N/A | #N/A | #N/A | #N/A | #N/A | #N/A | #N/A | #N/A | #N/A | #N/A
TRUE | QLD | QKAM | Kamerunga | Energy Queensland | Summer | Non-coincident | 2030 | POE50 | 8.2764 | 73.7826 | QLD Kamerunga |  |  | FALSE | #N/A | #N/A | #N/A | #N/A | #N/A | #N/A | #N/A | #N/A | #N/A | #N/A
TRUE | QLD | QKAM | Kamerunga | Energy Queensland | Summer | Non-coincident | 2030 | POE90 | 5.2617 | NA | QLD Kamerunga |  |  | FALSE | #N/A | #N/A | #N/A | #N/A | #N/A | #N/A | #N/A | #N/A | #N/A | #N/A
TRUE | QLD | QKAM | Kamerunga | Energy Queensland | Winter | Coincident | 2016 | ACTUAL_OPG | 19.3953 | 36.5435 | QLD Kamerunga |  |  | FALSE | #N/A | #N/A | #N/A | #N/A | #N/A | #N/A | #N/A | #N/A | #N/A | #N/A
TRUE | QLD | QKAM | Kamerunga | Energy Queensland | Winter | Coincident | 2016 | ACTUAL_RAW | 19.3953 | 36.5435 | QLD Kamerunga |  |  | FALSE | #N/A | #N/A | #N/A | #N/A | #N/A | #N/A | #N/A | #N/A | #N/A | #N/A
TRUE | QLD | QKAM | Kamerunga | Energy Queensland | Winter | Non-coincident | 2016 | ACTUAL_RAW | 16.017 | 42.4252 | QLD Kamerunga |  |  | FALSE | #N/A | #N/A | #N/A | #N/A | #N/A | #N/A | #N/A | #N/A | #N/A | #N/A
TRUE | QLD | QKAM | Kamerunga | Energy Queensland | Winter | Non-coincident | 2016 | ACTUAL_OPG | 16.017 | 42.4252 | QLD Kamerunga |  |  | FALSE | #N/A | #N/A | #N/A | #N/A | #N/A | #N/A | #N/A | #N/A | #N/A | #N/A
TRUE | QLD | QKAM | Kamerunga | Energy Queensland | Winter | Non-coincident | 2016 | ACTUAL_ADJUSTEDOPG | 16.017 | 42.4252 | QLD Kamerunga |  |  | FALSE | #N/A | #N/A | #N/A | #N/A | #N/A | #N/A | #N/A | #N/A | #N/A | #N/A
TRUE | QLD | QKAM | Kamerunga | Energy Queensland | Winter | Coincident | 2017 | ACTUAL_OPG | 19.9872 | 35.2408 | QLD Kamerunga |  |  | FALSE | #N/A | #N/A | #N/A | #N/A | #N/A | #N/A | #N/A | #N/A | #N/A | #N/A
TRUE | QLD | QKAM | Kamerunga | Energy Queensland | Winter | Coincident | 2017 | ACTUAL_RAW | 19.9872 | 35.2408 | QLD Kamerunga |  |  | FALSE | #N/A | #N/A | #N/A | #N/A | #N/A | #N/A | #N/A | #N/A | #N/A | #N/A
TRUE | QLD | QKAM | Kamerunga | Energy Queensland | Winter | Non-coincident | 2017 | ACTUAL_RAW | 15.6756 | 42.1379 | QLD Kamerunga |  |  | FALSE | #N/A | #N/A | #N/A | #N/A | #N/A | #N/A | #N/A | #N/A | #N/A | #N/A
TRUE | QLD | QKAM | Kamerunga | Energy Queensland | Winter | Non-coincident | 2017 | ACTUAL_OPG | 15.6756 | 42.1379 | QLD Kamerunga |  |  | FALSE | #N/A | #N/A | #N/A | #N/A | #N/A | #N/A | #N/A | #N/A | #N/A | #N/A
TRUE | QLD | QKAM | Kamerunga | Energy Queensland | Winter | Non-coincident | 2017 | ACTUAL_ADJUSTEDOPG | 15.6756 | 42.1379 | QLD Kamerunga |  |  | FALSE | #N/A | #N/A | #N/A | #N/A | #N/A | #N/A | #N/A | #N/A | #N/A | #N/A
TRUE | QLD | QKAM | Kamerunga | Energy Queensland | Winter | Coincident | 2018 | ACTUAL_OPG | 17.5823 | 39.6056 | QLD Kamerunga |  |  | FALSE | #N/A | #N/A | #N/A | #N/A | #N/A | #N/A | #N/A | #N/A | #N/A | #N/A
TRUE | QLD | QKAM | Kamerunga | Energy Queensland | Winter | Coincident | 2018 | ACTUAL_RAW | 17.5823 | 39.6056 | QLD Kamerunga |  |  | FALSE | #N/A | #N/A | #N/A | #N/A | #N/A | #N/A | #N/A | #N/A | #N/A | #N/A
TRUE | QLD | QKAM | Kamerunga | Energy Queensland | Winter | Non-coincident | 2018 | ACTUAL_RAW | 15.1419 | 41.7332 | QLD Kamerunga |  |  | FALSE | #N/A | #N/A | #N/A | #N/A | #N/A | #N/A | #N/A | #N/A | #N/A | #N/A
TRUE | QLD | QKAM | Kamerunga | Energy Queensland | Winter | Non-coincident | 2018 | ACTUAL_OPG | 15.1419 | 41.7332 | QLD Kamerunga |  |  | FALSE | #N/A | #N/A | #N/A | #N/A | #N/A | #N/A | #N/A | #N/A | #N/A | #N/A
TRUE | QLD | QKAM | Kamerunga | Energy Queensland | Winter | Non-coincident | 2018 | ACTUAL_ADJUSTEDOPG | 15.1419 | 41.7332 | QLD Kamerunga |  |  | FALSE | #N/A | #N/A | #N/A | #N/A | #N/A | #N/A | #N/A | #N/A | #N/A | #N/A
TRUE | QLD | QKAM | Kamerunga | Energy Queensland | Winter | Coincident | 2019 | ACTUAL_OPG | 18.2624 | 38.5407 | QLD Kamerunga |  |  | FALSE | #N/A | #N/A | #N/A | #N/A | #N/A | #N/A | #N/A | #N/A | #N/A | #N/A
TRUE | QLD | QKAM | Kamerunga | Energy Queensland | Winter | Coincident | 2019 | ACTUAL_RAW | 18.2624 | 38.5407 | QLD Kamerunga |  |  | FALSE | #N/A | #N/A | #N/A | #N/A | #N/A | #N/A | #N/A | #N/A | #N/A | #N/A
TRUE | QLD | QKAM | Kamerunga | Energy Queensland | Winter | Non-coincident | 2019 | ACTUAL_RAW | 11.0604 | 40.1476 | QLD Kamerunga |  |  | FALSE | #N/A | #N/A | #N/A | #N/A | #N/A | #N/A | #N/A | #N/A | #N/A | #N/A
TRUE | QLD | QKAM | Kamerunga | Energy Queensland | Winter | Non-coincident | 2019 | ACTUAL_OPG | 11.0604 | 40.1476 | QLD Kamerunga |  |  | FALSE | #N/A | #N/A | #N/A | #N/A | #N/A | #N/A | #N/A | #N/A | #N/A | #N/A
TRUE | QLD | QKAM | Kamerunga | Energy Queensland | Winter | Non-coincident | 2019 | ACTUAL_ADJUSTEDOPG | 11.0604 | 40.1476 | QLD Kamerunga |  |  | FALSE | #N/A | #N/A | #N/A | #N/A | #N/A | #N/A | #N/A | #N/A | #N/A | #N/A
TRUE | QLD | QKAM | Kamerunga | Energy Queensland | Winter | Non-coincident | 2019 | BASEYEARPOE90 | 11.2099 | NA | QLD Kamerunga |  |  | FALSE | #N/A | #N/A | #N/A | #N/A | #N/A | #N/A | #N/A | #N/A | #N/A | #N/A
TRUE | QLD | QKAM | Kamerunga | Energy Queensland | Winter | Non-coincident | 2019 | BASEYEARPOE50 | 12.081 | 42.0945 | QLD Kamerunga |  |  | FALSE | #N/A | #N/A | #N/A | #N/A | #N/A | #N/A | #N/A | #N/A | #N/A | #N/A
TRUE | QLD | QKAM | Kamerunga | Energy Queensland | Winter | Coincident_unreconciled | 2020 | POE50 | 17.0384 | NA | QLD Kamerunga |  |  | FALSE | #N/A | #N/A | #N/A | #N/A | #N/A | #N/A | #N/A | #N/A | #N/A | #N/A
TRUE | QLD | QKAM | Kamerunga | Energy Queensland | Winter | Coincident_unreconciled | 2020 | POE90 | 15.0639 | NA | QLD Kamerunga |  |  | FALSE | #N/A | #N/A | #N/A | #N/A | #N/A | #N/A | #N/A | #N/A | #N/A | #N/A
TRUE | QLD | QKAM | Kamerunga | Energy Queensland | Winter | Non-coincident | 2020 | POE50 | 8.5285 | 40.5056 | QLD Kamerunga |  |  | FALSE | #N/A | #N/A | #N/A | #N/A | #N/A | #N/A | #N/A | #N/A | #N/A | #N/A
TRUE | QLD | QKAM | Kamerunga | Energy Queensland | Winter | Non-coincident | 2020 | POE90 | 7.4629 | NA | QLD Kamerunga |  |  | FALSE | #N/A | #N/A | #N/A | #N/A | #N/A | #N/A | #N/A | #N/A | #N/A | #N/A
TRUE | QLD | QKAM | Kamerunga | Energy Queensland | Winter | Coincident_unreconciled | 2021 | POE50 | 13.7598 | NA | QLD Kamerunga |  |  | FALSE | #N/A | #N/A | #N/A | #N/A | #N/A | #N/A | #N/A | #N/A | #N/A | #N/A
TRUE | QLD | QKAM | Kamerunga | Energy Queensland | Winter | Coincident_unreconciled | 2021 | POE90 | 11.7667 | NA | QLD Kamerunga |  |  | FALSE | #N/A | #N/A | #N/A | #N/A | #N/A | #N/A | #N/A | #N/A | #N/A | #N/A
TRUE | QLD | QKAM | Kamerunga | Energy Queensland | Winter | Non-coincident | 2021 | POE50 | 6.7591 | 40.9064 | QLD Kamerunga |  |  | FALSE | #N/A | #N/A | #N/A | #N/A | #N/A | #N/A | #N/A | #N/A | #N/A | #N/A
TRUE | QLD | QKAM | Kamerunga | Energy Queensland | Winter | Non-coincident | 2021 | POE90 | 5.6834 | NA | QLD Kamerunga |  |  | FALSE | #N/A | #N/A | #N/A | #N/A | #N/A | #N/A | #N/A | #N/A | #N/A | #N/A
TRUE | QLD | QKAM | Kamerunga | Energy Queensland | Winter | Coincident_unreconciled | 2022 | POE50 | 11.266 | NA | QLD Kamerunga |  |  | FALSE | #N/A | #N/A | #N/A | #N/A | #N/A | #N/A | #N/A | #N/A | #N/A | #N/A
TRUE | QLD | QKAM | Kamerunga | Energy Queensland | Winter | Coincident_unreconciled | 2022 | POE90 | 9.2504 | NA | QLD Kamerunga |  |  | FALSE | #N/A | #N/A | #N/A | #N/A | #N/A | #N/A | #N/A | #N/A | #N/A | #N/A
TRUE | QLD | QKAM | Kamerunga | Energy Queensland | Winter | Non-coincident | 2022 | POE50 | 5.4132 | 41.386 | QLD Kamerunga |  |  | FALSE | #N/A | #N/A | #N/A | #N/A | #N/A | #N/A | #N/A | #N/A | #N/A | #N/A
TRUE | QLD | QKAM | Kamerunga | Energy Queensland | Winter | Non-coincident | 2022 | POE90 | 4.3254 | NA | QLD Kamerunga |  |  | FALSE | #N/A | #N/A | #N/A | #N/A | #N/A | #N/A | #N/A | #N/A | #N/A | #N/A
TRUE | QLD | QKAM | Kamerunga | Energy Queensland | Winter | Coincident_unreconciled | 2023 | POE50 | 8.9069 | NA | QLD Kamerunga |  |  | FALSE | #N/A | #N/A | #N/A | #N/A | #N/A | #N/A | #N/A | #N/A | #N/A | #N/A
TRUE | QLD | QKAM | Kamerunga | Energy Queensland | Winter | Coincident_unreconciled | 2023 | POE90 | 6.8687 | NA | QLD Kamerunga |  |  | FALSE | #N/A | #N/A | #N/A | #N/A | #N/A | #N/A | #N/A | #N/A | #N/A | #N/A
TRUE | QLD | QKAM | Kamerunga | Energy Queensland | Winter | Non-coincident | 2023 | POE50 | 4.1401 | 41.8692 | QLD Kamerunga |  |  | FALSE | #N/A | #N/A | #N/A | #N/A | #N/A | #N/A | #N/A | #N/A | #N/A | #N/A
TRUE | QLD | QKAM | Kamerunga | Energy Queensland | Winter | Non-coincident | 2023 | POE90 | 3.0401 | NA | QLD Kamerunga |  |  | FALSE | #N/A | #N/A | #N/A | #N/A | #N/A | #N/A | #N/A | #N/A | #N/A | #N/A
TRUE | QLD | QKAM | Kamerunga | Energy Queensland | Winter | Coincident_unreconciled | 2024 | POE50 | 6.6749 | NA | QLD Kamerunga |  |  | FALSE | #N/A | #N/A | #N/A | #N/A | #N/A | #N/A | #N/A | #N/A | #N/A | #N/A
TRUE | QLD | QKAM | Kamerunga | Energy Queensland | Winter | Coincident_unreconciled | 2024 | POE90 | 4.6142 | NA | QLD Kamerunga |  |  | FALSE | #N/A | #N/A | #N/A | #N/A | #N/A | #N/A | #N/A | #N/A | #N/A | #N/A
TRUE | QLD | QKAM | Kamerunga | Energy Queensland | Winter | Non-coincident | 2024 | POE50 | 2.9355 | 42.3387 | QLD Kamerunga |  |  | FALSE | #N/A | #N/A | #N/A | #N/A | #N/A | #N/A | #N/A | #N/A | #N/A | #N/A
TRUE | QLD | QKAM | Kamerunga | Energy Queensland | Winter | Non-coincident | 2024 | POE90 | 1.8233 | NA | QLD Kamerunga |  |  | FALSE | #N/A | #N/A | #N/A | #N/A | #N/A | #N/A | #N/A | #N/A | #N/A | #N/A
TRUE | QLD | QKAM | Kamerunga | Energy Queensland | Winter | Coincident_unreconciled | 2025 | POE50 | 5.139 | NA | QLD Kamerunga |  |  | FALSE | #N/A | #N/A | #N/A | #N/A | #N/A | #N/A | #N/A | #N/A | #N/A | #N/A
TRUE | QLD | QKAM | Kamerunga | Energy Queensland | Winter | Coincident_unreconciled | 2025 | POE90 | 3.0557 | NA | QLD Kamerunga |  |  | FALSE | #N/A | #N/A | #N/A | #N/A | #N/A | #N/A | #N/A | #N/A | #N/A | #N/A
TRUE | QLD | QKAM | Kamerunga | Energy Queensland | Winter | Non-coincident | 2025 | POE50 | 2.1066 | 42.8233 | QLD Kamerunga |  |  | FALSE | #N/A | #N/A | #N/A | #N/A | #N/A | #N/A | #N/A | #N/A | #N/A | #N/A
TRUE | QLD | QKAM | Kamerunga | Energy Queensland | Winter | Non-coincident | 2025 | POE90 | 0.98227 | NA | QLD Kamerunga |  |  | FALSE | #N/A | #N/A | #N/A | #N/A | #N/A | #N/A | #N/A | #N/A | #N/A | #N/A
TRUE | QLD | QKAM | Kamerunga | Energy Queensland | Winter | Coincident_unreconciled | 2026 | POE50 | 3.7696 | NA | QLD Kamerunga |  |  | FALSE | #N/A | #N/A | #N/A | #N/A | #N/A | #N/A | #N/A | #N/A | #N/A | #N/A
TRUE | QLD | QKAM | Kamerunga | Energy Queensland | Winter | Coincident_unreconciled | 2026 | POE90 | 1.8203 | NA | QLD Kamerunga |  |  | FALSE | #N/A | #N/A | #N/A | #N/A | #N/A | #N/A | #N/A | #N/A | #N/A | #N/A
TRUE | QLD | QKAM | Kamerunga | Energy Queensland | Winter | Non-coincident | 2026 | POE50 | 1.3675 | 43.348 | QLD Kamerunga |  |  | FALSE | #N/A | #N/A | #N/A | #N/A | #N/A | #N/A | #N/A | #N/A | #N/A | #N/A
TRUE | QLD | QKAM | Kamerunga | Energy Queensland | Winter | Non-coincident | 2026 | POE90 | 0.23097 | NA | QLD Kamerunga |  |  | FALSE | #N/A | #N/A | #N/A | #N/A | #N/A | #N/A | #N/A | #N/A | #N/A | #N/A
TRUE | QLD | QKAM | Kamerunga | Energy Queensland | Winter | Coincident_unreconciled | 2027 | POE50 | 2.8806 | NA | QLD Kamerunga |  |  | FALSE | #N/A | #N/A | #N/A | #N/A | #N/A | #N/A | #N/A | #N/A | #N/A | #N/A
TRUE | QLD | QKAM | Kamerunga | Energy Queensland | Winter | Coincident_unreconciled | 2027 | POE90 | 1.7478 | NA | QLD Kamerunga |  |  | FALSE | #N/A | #N/A | #N/A | #N/A | #N/A | #N/A | #N/A | #N/A | #N/A | #N/A
TRUE | QLD | QKAM | Kamerunga | Energy Queensland | Winter | Non-coincident | 2027 | POE50 | 0.88777 | 43.9702 | QLD Kamerunga |  |  | FALSE | #N/A | #N/A | #N/A | #N/A | #N/A | #N/A | #N/A | #N/A | #N/A | #N/A
TRUE | QLD | QKAM | Kamerunga | Energy Queensland | Winter | Non-coincident | 2027 | POE90 | -0.26184 | NA | QLD Kamerunga |  |  | FALSE | #N/A | #N/A | #N/A | #N/A | #N/A | #N/A | #N/A | #N/A | #N/A | #N/A
TRUE | QLD | QKAM | Kamerunga | Energy Queensland | Winter | Coincident_unreconciled | 2028 | POE50 | 2.1611 | NA | QLD Kamerunga |  |  | FALSE | #N/A | #N/A | #N/A | #N/A | #N/A | #N/A | #N/A | #N/A | #N/A | #N/A
TRUE | QLD | QKAM | Kamerunga | Energy Queensland | Winter | Coincident_unreconciled | 2028 | POE90 | 1.6888 | NA | QLD Kamerunga |  |  | FALSE | #N/A | #N/A | #N/A | #N/A | #N/A | #N/A | #N/A | #N/A | #N/A | #N/A
TRUE | QLD | QKAM | Kamerunga | Energy Queensland | Winter | Non-coincident | 2028 | POE50 | 0.49944 | 44.6978 | QLD Kamerunga |  |  | FALSE | #N/A | #N/A | #N/A | #N/A | #N/A | #N/A | #N/A | #N/A | #N/A | #N/A
TRUE | QLD | QKAM | Kamerunga | Energy Queensland | Winter | Non-coincident | 2028 | POE90 | -0.66325 | NA | QLD Kamerunga |  |  | FALSE | #N/A | #N/A | #N/A | #N/A | #N/A | #N/A | #N/A | #N/A | #N/A | #N/A
TRUE | QLD | QKAM | Kamerunga | Energy Queensland | Winter | Coincident_unreconciled | 2029 | POE50 | 1.8206 | NA | QLD Kamerunga |  |  | FALSE | #N/A | #N/A | #N/A | #N/A | #N/A | #N/A | #N/A | #N/A | #N/A | #N/A
TRUE | QLD | QKAM | Kamerunga | Energy Queensland | Winter | Coincident_unreconciled | 2029 | POE90 | 1.6477 | NA | QLD Kamerunga |  |  | FALSE | #N/A | #N/A | #N/A | #N/A | #N/A | #N/A | #N/A | #N/A | #N/A | #N/A
TRUE | QLD | QKAM | Kamerunga | Energy Queensland | Winter | Non-coincident | 2029 | POE50 | 0.23274 | 45.5061 | QLD Kamerunga |  |  | FALSE | #N/A | #N/A | #N/A | #N/A | #N/A | #N/A | #N/A | #N/A | #N/A | #N/A
TRUE | QLD | QKAM | Kamerunga | Energy Queensland | Winter | Non-coincident | 2029 | POE90 | -0.94301 | NA | QLD Kamerunga |  |  | FALSE | #N/A | #N/A | #N/A | #N/A | #N/A | #N/A | #N/A | #N/A | #N/A | #N/A
TRUE | QLD | QKAM | Kamerunga | Energy Queensland | Shoulder | Non-coincident | 2019 | BASEYEARPOE10 | NA | 48.6113 | QLD Kamerunga |  |  | FALSE | #N/A | #N/A | #N/A | #N/A | #N/A | #N/A | #N/A | #N/A | #N/A | #N/A
TRUE | QLD | QKAM | Kamerunga | Energy Queensland | Shoulder | Coincident | 2021 | POE10 | NA | 41.848 | QLD Kamerunga |  |  | FALSE | #N/A | #N/A | #N/A | #N/A | #N/A | #N/A | #N/A | #N/A | #N/A | #N/A
TRUE | QLD | QKAM | Kamerunga | Energy Queensland | Shoulder | Coincident | 2021 | POE50 | NA | 41.4354 | QLD Kamerunga |  |  | FALSE | #N/A | #N/A | #N/A | #N/A | #N/A | #N/A | #N/A | #N/A | #N/A | #N/A
TRUE | QLD | QKAM | Kamerunga | Energy Queensland | Shoulder | Non-coincident | 2021 | POE10 | NA | 49.3482 | QLD Kamerunga |  |  | FALSE | #N/A | #N/A | #N/A | #N/A | #N/A | #N/A | #N/A | #N/A | #N/A | #N/A
TRUE | QLD | QKAM | Kamerunga | Energy Queensland | Shoulder | Coincident | 2022 | POE10 | NA | 43.4458 | QLD Kamerunga |  |  | FALSE | #N/A | #N/A | #N/A | #N/A | #N/A | #N/A | #N/A | #N/A | #N/A | #N/A
TRUE | QLD | QKAM | Kamerunga | Energy Queensland | Shoulder | Coincident | 2022 | POE50 | NA | 42.2996 | QLD Kamerunga |  |  | FALSE | #N/A | #N/A | #N/A | #N/A | #N/A | #N/A | #N/A | #N/A | #N/A | #N/A
TRUE | QLD | QKAM | Kamerunga | Energy Queensland | Shoulder | Non-coincident | 2022 | POE10 | NA | 49.857 | QLD Kamerunga |  |  | FALSE | #N/A | #N/A | #N/A | #N/A | #N/A | #N/A | #N/A | #N/A | #N/A | #N/A
TRUE | QLD | QKAM | Kamerunga | Energy Queensland | Shoulder | Coincident | 2023 | POE10 | NA | 44.01 | QLD Kamerunga |  |  | FALSE | #N/A | #N/A | #N/A | #N/A | #N/A | #N/A | #N/A | #N/A | #N/A | #N/A
TRUE | QLD | QKAM | Kamerunga | Energy Queensland | Shoulder | Coincident | 2023 | POE50 | NA | 43.056 | QLD Kamerunga |  |  | FALSE | #N/A | #N/A | #N/A | #N/A | #N/A | #N/A | #N/A | #N/A | #N/A | #N/A
TRUE | QLD | QKAM | Kamerunga | Energy Queensland | Shoulder | Non-coincident | 2023 | POE10 | NA | 50.4087 | QLD Kamerunga |  |  | FALSE | #N/A | #N/A | #N/A | #N/A | #N/A | #N/A | #N/A | #N/A | #N/A | #N/A
TRUE | QLD | QKAM | Kamerunga | Energy Queensland | Shoulder | Coincident | 2024 | POE10 | NA | 44.7014 | QLD Kamerunga |  |  | FALSE | #N/A | #N/A | #N/A | #N/A | #N/A | #N/A | #N/A | #N/A | #N/A | #N/A
TRUE | QLD | QKAM | Kamerunga | Energy Queensland | Shoulder | Coincident | 2024 | POE50 | NA | 44.3074 | QLD Kamerunga |  |  | FALSE | #N/A | #N/A | #N/A | #N/A | #N/A | #N/A | #N/A | #N/A | #N/A | #N/A
TRUE | QLD | QKAM | Kamerunga | Energy Queensland | Shoulder | Non-coincident | 2024 | POE10 | NA | 50.9553 | QLD Kamerunga |  |  | FALSE | #N/A | #N/A | #N/A | #N/A | #N/A | #N/A | #N/A | #N/A | #N/A | #N/A
TRUE | QLD | QKAM | Kamerunga | Energy Queensland | Shoulder | Coincident | 2025 | POE10 | NA | 45.3256 | QLD Kamerunga |  |  | FALSE | #N/A | #N/A | #N/A | #N/A | #N/A | #N/A | #N/A | #N/A | #N/A | #N/A
TRUE | QLD | QKAM | Kamerunga | Energy Queensland | Shoulder | Coincident | 2025 | POE50 | NA | 44.6001 | QLD Kamerunga |  |  | FALSE | #N/A | #N/A | #N/A | #N/A | #N/A | #N/A | #N/A | #N/A | #N/A | #N/A
TRUE | QLD | QKAM | Kamerunga | Energy Queensland | Shoulder | Non-coincident | 2025 | POE10 | NA | 51.5064 | QLD Kamerunga |  |  | FALSE | #N/A | #N/A | #N/A | #N/A | #N/A | #N/A | #N/A | #N/A | #N/A | #N/A
TRUE | QLD | QKAM | Kamerunga | Energy Queensland | Shoulder | Coincident | 2026 | POE10 | NA | 45.5997 | QLD Kamerunga |  |  | FALSE | #N/A | #N/A | #N/A | #N/A | #N/A | #N/A | #N/A | #N/A | #N/A | #N/A
TRUE | QLD | QKAM | Kamerunga | Energy Queensland | Shoulder | Coincident | 2026 | POE50 | NA | 45.118 | QLD Kamerunga |  |  | FALSE | #N/A | #N/A | #N/A | #N/A | #N/A | #N/A | #N/A | #N/A | #N/A | #N/A
TRUE | QLD | QKAM | Kamerunga | Energy Queensland | Shoulder | Non-coincident | 2026 | POE10 | NA | 52.0866 | QLD Kamerunga |  |  | FALSE | #N/A | #N/A | #N/A | #N/A | #N/A | #N/A | #N/A | #N/A | #N/A | #N/A
TRUE | QLD | QKAM | Kamerunga | Energy Queensland | Shoulder | Coincident | 2027 | POE10 | NA | 45.9871 | QLD Kamerunga |  |  | FALSE | #N/A | #N/A | #N/A | #N/A | #N/A | #N/A | #N/A | #N/A | #N/A | #N/A
TRUE | QLD | QKAM | Kamerunga | Energy Queensland | Shoulder | Coincident | 2027 | POE50 | NA | 45.4599 | QLD Kamerunga |  |  | FALSE | #N/A | #N/A | #N/A | #N/A | #N/A | #N/A | #N/A | #N/A | #N/A | #N/A
TRUE | QLD | QKAM | Kamerunga | Energy Queensland | Shoulder | Non-coincident | 2027 | POE10 | NA | 52.7484 | QLD Kamerunga |  |  | FALSE | #N/A | #N/A | #N/A | #N/A | #N/A | #N/A | #N/A | #N/A | #N/A | #N/A
TRUE | QLD | QKAM | Kamerunga | Energy Queensland | Shoulder | Coincident | 2028 | POE10 | NA | 46.478 | QLD Kamerunga |  |  | FALSE | #N/A | #N/A | #N/A | #N/A | #N/A | #N/A | #N/A | #N/A | #N/A | #N/A
TRUE | QLD | QKAM | Kamerunga | Energy Queensland | Shoulder | Coincident | 2028 | POE50 | NA | 46.0626 | QLD Kamerunga |  |  | FALSE | #N/A | #N/A | #N/A | #N/A | #N/A | #N/A | #N/A | #N/A | #N/A | #N/A
TRUE | QLD | QKAM | Kamerunga | Energy Queensland | Shoulder | Non-coincident | 2028 | POE10 | NA | 53.5147 | QLD Kamerunga |  |  | FALSE | #N/A | #N/A | #N/A | #N/A | #N/A | #N/A | #N/A | #N/A | #N/A | #N/A
TRUE | QLD | QKAM | Kamerunga | Energy Queensland | Shoulder | Coincident | 2029 | POE10 | NA | 47.6709 | QLD Kamerunga |  |  | FALSE | #N/A | #N/A | #N/A | #N/A | #N/A | #N/A | #N/A | #N/A | #N/A | #N/A
TRUE | QLD | QKAM | Kamerunga | Energy Queensland | Shoulder | Coincident | 2029 | POE50 | NA | 46.976 | QLD Kamerunga |  |  | FALSE | #N/A | #N/A | #N/A | #N/A | #N/A | #N/A | #N/A | #N/A | #N/A | #N/A
TRUE | QLD | QKAM | Kamerunga | Energy Queensland | Shoulder | Non-coincident | 2029 | POE10 | NA | 54.3815 | QLD Kamerunga |  |  | FALSE | #N/A | #N/A | #N/A | #N/A | #N/A | #N/A | #N/A | #N/A | #N/A | #N/A
TRUE | QLD | QKAM | Kamerunga | Energy Queensland | Shoulder | Coincident | 2030 | POE10 | NA | 48.5076 | QLD Kamerunga |  |  | FALSE | #N/A | #N/A | #N/A | #N/A | #N/A | #N/A | #N/A | #N/A | #N/A | #N/A
TRUE | QLD | QKAM | Kamerunga | Energy Queensland | Shoulder | Coincident | 2030 | POE50 | NA | 47.8624 | QLD Kamerunga |  |  | FALSE | #N/A | #N/A | #N/A | #N/A | #N/A | #N/A | #N/A | #N/A | #N/A | #N/A
TRUE | QLD | QKAM | Kamerunga | Energy Queensland | Shoulder | Non-coincident | 2030 | POE10 | NA | 55.3395 | QLD Kamerunga |  |  | FALSE | #N/A | #N/A | #N/A | #N/A | #N/A | #N/A | #N/A | #N/A | #N/A | #N/A
TRUE | QLD | QKAM | Kamerunga | Energy Queensland | Summer | Non-coincident | 2019 | BASEYEARPOE10 | NA | 70.9866 | QLD Kamerunga |  |  | FALSE | #N/A | #N/A | #N/A | #N/A | #N/A | #N/A | #N/A | #N/A | #N/A | #N/A
TRUE | QLD | QKAM | Kamerunga | Energy Queensland | Summer | Coincident | 2021 | POE10 | NA | 55.3126 | QLD Kamerunga |  |  | FALSE | #N/A | #N/A | #N/A | #N/A | #N/A | #N/A | #N/A | #N/A | #N/A | #N/A
TRUE | QLD | QKAM | Kamerunga | Energy Queensland | Summer | Coincident | 2021 | POE50 | NA | 52.1379 | QLD Kamerunga |  |  | FALSE | #N/A | #N/A | #N/A | #N/A | #N/A | #N/A | #N/A | #N/A | #N/A | #N/A
TRUE | QLD | QKAM | Kamerunga | Energy Queensland | Summer | Non-coincident | 2021 | POE10 | NA | 73.043 | QLD Kamerunga |  |  | FALSE | #N/A | #N/A | #N/A | #N/A | #N/A | #N/A | #N/A | #N/A | #N/A | #N/A
TRUE | QLD | QKAM | Kamerunga | Energy Queensland | Summer | Coincident | 2022 | POE10 | NA | 56.9007 | QLD Kamerunga |  |  | FALSE | #N/A | #N/A | #N/A | #N/A | #N/A | #N/A | #N/A | #N/A | #N/A | #N/A
TRUE | QLD | QKAM | Kamerunga | Energy Queensland | Summer | Coincident | 2022 | POE50 | NA | 53.553 | QLD Kamerunga |  |  | FALSE | #N/A | #N/A | #N/A | #N/A | #N/A | #N/A | #N/A | #N/A | #N/A | #N/A
TRUE | QLD | QKAM | Kamerunga | Energy Queensland | Summer | Non-coincident | 2022 | POE10 | NA | 73.7998 | QLD Kamerunga |  |  | FALSE | #N/A | #N/A | #N/A | #N/A | #N/A | #N/A | #N/A | #N/A | #N/A | #N/A
TRUE | QLD | QKAM | Kamerunga | Energy Queensland | Summer | Coincident | 2023 | POE10 | NA | 57.8504 | QLD Kamerunga |  |  | FALSE | #N/A | #N/A | #N/A | #N/A | #N/A | #N/A | #N/A | #N/A | #N/A | #N/A
TRUE | QLD | QKAM | Kamerunga | Energy Queensland | Summer | Coincident | 2023 | POE50 | NA | 54.3271 | QLD Kamerunga |  |  | FALSE | #N/A | #N/A | #N/A | #N/A | #N/A | #N/A | #N/A | #N/A | #N/A | #N/A
TRUE | QLD | QKAM | Kamerunga | Energy Queensland | Summer | Non-coincident | 2023 | POE10 | NA | 74.6207 | QLD Kamerunga |  |  | FALSE | #N/A | #N/A | #N/A | #N/A | #N/A | #N/A | #N/A | #N/A | #N/A | #N/A
TRUE | QLD | QKAM | Kamerunga | Energy Queensland | Summer | Coincident | 2024 | POE10 | NA | 59.1553 | QLD Kamerunga |  |  | FALSE | #N/A | #N/A | #N/A | #N/A | #N/A | #N/A | #N/A | #N/A | #N/A | #N/A
TRUE | QLD | QKAM | Kamerunga | Energy Queensland | Summer | Coincident | 2024 | POE50 | NA | 55.6064 | QLD Kamerunga |  |  | FALSE | #N/A | #N/A | #N/A | #N/A | #N/A | #N/A | #N/A | #N/A | #N/A | #N/A
TRUE | QLD | QKAM | Kamerunga | Energy Queensland | Summer | Non-coincident | 2024 | POE10 | NA | 75.436 | QLD Kamerunga |  |  | FALSE | #N/A | #N/A | #N/A | #N/A | #N/A | #N/A | #N/A | #N/A | #N/A | #N/A
TRUE | QLD | QKAM | Kamerunga | Energy Queensland | Summer | Coincident | 2025 | POE10 | NA | 59.5203 | QLD Kamerunga |  |  | FALSE | #N/A | #N/A | #N/A | #N/A | #N/A | #N/A | #N/A | #N/A | #N/A | #N/A
TRUE | QLD | QKAM | Kamerunga | Energy Queensland | Summer | Coincident | 2025 | POE50 | NA | 56.2389 | QLD Kamerunga |  |  | FALSE | #N/A | #N/A | #N/A | #N/A | #N/A | #N/A | #N/A | #N/A | #N/A | #N/A
TRUE | QLD | QKAM | Kamerunga | Energy Queensland | Summer | Non-coincident | 2025 | POE10 | NA | 76.2583 | QLD Kamerunga |  |  | FALSE | #N/A | #N/A | #N/A | #N/A | #N/A | #N/A | #N/A | #N/A | #N/A | #N/A
TRUE | QLD | QKAM | Kamerunga | Energy Queensland | Summer | Coincident | 2026 | POE10 | NA | 60.4421 | QLD Kamerunga |  |  | FALSE | #N/A | #N/A | #N/A | #N/A | #N/A | #N/A | #N/A | #N/A | #N/A | #N/A
TRUE | QLD | QKAM | Kamerunga | Energy Queensland | Summer | Coincident | 2026 | POE50 | NA | 56.9239 | QLD Kamerunga |  |  | FALSE | #N/A | #N/A | #N/A | #N/A | #N/A | #N/A | #N/A | #N/A | #N/A | #N/A
TRUE | QLD | QKAM | Kamerunga | Energy Queensland | Summer | Non-coincident | 2026 | POE10 | NA | 77.1164 | QLD Kamerunga |  |  | FALSE | #N/A | #N/A | #N/A | #N/A | #N/A | #N/A | #N/A | #N/A | #N/A | #N/A
TRUE | QLD | QKAM | Kamerunga | Energy Queensland | Summer | Coincident | 2027 | POE10 | NA | 60.7168 | QLD Kamerunga |  |  | FALSE | #N/A | #N/A | #N/A | #N/A | #N/A | #N/A | #N/A | #N/A | #N/A | #N/A
TRUE | QLD | QKAM | Kamerunga | Energy Queensland | Summer | Coincident | 2027 | POE50 | NA | 57.3892 | QLD Kamerunga |  |  | FALSE | #N/A | #N/A | #N/A | #N/A | #N/A | #N/A | #N/A | #N/A | #N/A | #N/A
TRUE | QLD | QKAM | Kamerunga | Energy Queensland | Summer | Non-coincident | 2027 | POE10 | NA | 78.0848 | QLD Kamerunga |  |  | FALSE | #N/A | #N/A | #N/A | #N/A | #N/A | #N/A | #N/A | #N/A | #N/A | #N/A
TRUE | QLD | QKAM | Kamerunga | Energy Queensland | Summer | Coincident | 2028 | POE10 | NA | 61.5873 | QLD Kamerunga |  |  | FALSE | #N/A | #N/A | #N/A | #N/A | #N/A | #N/A | #N/A | #N/A | #N/A | #N/A
TRUE | QLD | QKAM | Kamerunga | Energy Queensland | Summer | Coincident | 2028 | POE50 | NA | 58.1989 | QLD Kamerunga |  |  | FALSE | #N/A | #N/A | #N/A | #N/A | #N/A | #N/A | #N/A | #N/A | #N/A | #N/A
TRUE | QLD | QKAM | Kamerunga | Energy Queensland | Summer | Non-coincident | 2028 | POE10 | NA | 79.1832 | QLD Kamerunga |  |  | FALSE | #N/A | #N/A | #N/A | #N/A | #N/A | #N/A | #N/A | #N/A | #N/A | #N/A
TRUE | QLD | QKAM | Kamerunga | Energy Queensland | Summer | Coincident | 2029 | POE10 | NA | 62.3317 | QLD Kamerunga |  |  | FALSE | #N/A | #N/A | #N/A | #N/A | #N/A | #N/A | #N/A | #N/A | #N/A | #N/A
TRUE | QLD | QKAM | Kamerunga | Energy Queensland | Summer | Coincident | 2029 | POE50 | NA | 59.18 | QLD Kamerunga |  |  | FALSE | #N/A | #N/A | #N/A | #N/A | #N/A | #N/A | #N/A | #N/A | #N/A | #N/A
TRUE | QLD | QKAM | Kamerunga | Energy Queensland | Summer | Non-coincident | 2029 | POE10 | NA | 80.3886 | QLD Kamerunga |  |  | FALSE | #N/A | #N/A | #N/A | #N/A | #N/A | #N/A | #N/A | #N/A | #N/A | #N/A
TRUE | QLD | QKAM | Kamerunga | Energy Queensland | Summer | Coincident | 2030 | POE10 | NA | 63.3848 | QLD Kamerunga |  |  | FALSE | #N/A | #N/A | #N/A | #N/A | #N/A | #N/A | #N/A | #N/A | #N/A | #N/A
TRUE | QLD | QKAM | Kamerunga | Energy Queensland | Summer | Coincident | 2030 | POE50 | NA | 59.8939 | QLD Kamerunga |  |  | FALSE | #N/A | #N/A | #N/A | #N/A | #N/A | #N/A | #N/A | #N/A | #N/A | #N/A
TRUE | QLD | QKAM | Kamerunga | Energy Queensland | Summer | Non-coincident | 2030 | POE10 | NA | 81.6945 | QLD Kamerunga |  |  | FALSE | #N/A | #N/A | #N/A | #N/A | #N/A | #N/A | #N/A | #N/A | #N/A | #N/A
TRUE | QLD | QKAM | Kamerunga | Energy Queensland | Winter | Non-coincident | 2019 | BASEYEARPOE10 | NA | 42.9971 | QLD Kamerunga |  |  | FALSE | #N/A | #N/A | #N/A | #N/A | #N/A | #N/A | #N/A | #N/A | #N/A | #N/A
TRUE | QLD | QKAM | Kamerunga | Energy Queensland | Winter | Coincident | 2020 | POE10 | NA | 40.4299 | QLD Kamerunga |  |  | FALSE | #N/A | #N/A | #N/A | #N/A | #N/A | #N/A | #N/A | #N/A | #N/A | #N/A
TRUE | QLD | QKAM | Kamerunga | Energy Queensland | Winter | Coincident | 2020 | POE50 | NA | 39.1501 | QLD Kamerunga |  |  | FALSE | #N/A | #N/A | #N/A | #N/A | #N/A | #N/A | #N/A | #N/A | #N/A | #N/A
TRUE | QLD | QKAM | Kamerunga | Energy Queensland | Winter | Non-coincident | 2020 | POE10 | NA | 41.431 | QLD Kamerunga |  |  | FALSE | #N/A | #N/A | #N/A | #N/A | #N/A | #N/A | #N/A | #N/A | #N/A | #N/A
TRUE | QLD | QKAM | Kamerunga | Energy Queensland | Winter | Coincident | 2021 | POE10 | NA | 40.4647 | QLD Kamerunga |  |  | FALSE | #N/A | #N/A | #N/A | #N/A | #N/A | #N/A | #N/A | #N/A | #N/A | #N/A
TRUE | QLD | QKAM | Kamerunga | Energy Queensland | Winter | Coincident | 2021 | POE50 | NA | 39.1733 | QLD Kamerunga |  |  | FALSE | #N/A | #N/A | #N/A | #N/A | #N/A | #N/A | #N/A | #N/A | #N/A | #N/A
TRUE | QLD | QKAM | Kamerunga | Energy Queensland | Winter | Non-coincident | 2021 | POE10 | NA | 41.8406 | QLD Kamerunga |  |  | FALSE | #N/A | #N/A | #N/A | #N/A | #N/A | #N/A | #N/A | #N/A | #N/A | #N/A
TRUE | QLD | QKAM | Kamerunga | Energy Queensland | Winter | Coincident | 2022 | POE10 | NA | 41.8181 | QLD Kamerunga |  |  | FALSE | #N/A | #N/A | #N/A | #N/A | #N/A | #N/A | #N/A | #N/A | #N/A | #N/A
TRUE | QLD | QKAM | Kamerunga | Energy Queensland | Winter | Coincident | 2022 | POE50 | NA | 40.4902 | QLD Kamerunga |  |  | FALSE | #N/A | #N/A | #N/A | #N/A | #N/A | #N/A | #N/A | #N/A | #N/A | #N/A
TRUE | QLD | QKAM | Kamerunga | Energy Queensland | Winter | Non-coincident | 2022 | POE10 | NA | 42.3307 | QLD Kamerunga |  |  | FALSE | #N/A | #N/A | #N/A | #N/A | #N/A | #N/A | #N/A | #N/A | #N/A | #N/A
TRUE | QLD | QKAM | Kamerunga | Energy Queensland | Winter | Coincident | 2023 | POE10 | NA | 42.6701 | QLD Kamerunga |  |  | FALSE | #N/A | #N/A | #N/A | #N/A | #N/A | #N/A | #N/A | #N/A | #N/A | #N/A
TRUE | QLD | QKAM | Kamerunga | Energy Queensland | Winter | Coincident | 2023 | POE50 | NA | 41.2759 | QLD Kamerunga |  |  | FALSE | #N/A | #N/A | #N/A | #N/A | #N/A | #N/A | #N/A | #N/A | #N/A | #N/A
TRUE | QLD | QKAM | Kamerunga | Energy Queensland | Winter | Non-coincident | 2023 | POE10 | NA | 42.8245 | QLD Kamerunga |  |  | FALSE | #N/A | #N/A | #N/A | #N/A | #N/A | #N/A | #N/A | #N/A | #N/A | #N/A
TRUE | QLD | QKAM | Kamerunga | Energy Queensland | Winter | Coincident | 2024 | POE10 | NA | 43.7665 | QLD Kamerunga |  |  | FALSE | #N/A | #N/A | #N/A | #N/A | #N/A | #N/A | #N/A | #N/A | #N/A | #N/A
TRUE | QLD | QKAM | Kamerunga | Energy Queensland | Winter | Coincident | 2024 | POE50 | NA | 42.1736 | QLD Kamerunga |  |  | FALSE | #N/A | #N/A | #N/A | #N/A | #N/A | #N/A | #N/A | #N/A | #N/A | #N/A
TRUE | QLD | QKAM | Kamerunga | Energy Queensland | Winter | Non-coincident | 2024 | POE10 | NA | 43.7665 | QLD Kamerunga |  |  | FALSE | #N/A | #N/A | #N/A | #N/A | #N/A | #N/A | #N/A | #N/A | #N/A | #N/A
TRUE | QLD | QKAM | Kamerunga | Energy Queensland | Winter | Coincident | 2025 | POE10 | NA | 44.1041 | QLD Kamerunga |  |  | FALSE | #N/A | #N/A | #N/A | #N/A | #N/A | #N/A | #N/A | #N/A | #N/A | #N/A
TRUE | QLD | QKAM | Kamerunga | Energy Queensland | Winter | Coincident | 2025 | POE50 | NA | 42.5903 | QLD Kamerunga |  |  | FALSE | #N/A | #N/A | #N/A | #N/A | #N/A | #N/A | #N/A | #N/A | #N/A | #N/A
TRUE | QLD | QKAM | Kamerunga | Energy Queensland | Winter | Non-coincident | 2025 | POE10 | NA | 44.1041 | QLD Kamerunga |  |  | FALSE | #N/A | #N/A | #N/A | #N/A | #N/A | #N/A | #N/A | #N/A | #N/A | #N/A
TRUE | QLD | QKAM | Kamerunga | Energy Queensland | Winter | Coincident | 2026 | POE10 | NA | 44.5848 | QLD Kamerunga |  |  | FALSE | #N/A | #N/A | #N/A | #N/A | #N/A | #N/A | #N/A | #N/A | #N/A | #N/A
TRUE | QLD | QKAM | Kamerunga | Energy Queensland | Winter | Coincident | 2026 | POE50 | NA | 43.1366 | QLD Kamerunga |  |  | FALSE | #N/A | #N/A | #N/A | #N/A | #N/A | #N/A | #N/A | #N/A | #N/A | #N/A
TRUE | QLD | QKAM | Kamerunga | Energy Queensland | Winter | Non-coincident | 2026 | POE10 | NA | 44.5848 | QLD Kamerunga |  |  | FALSE | #N/A | #N/A | #N/A | #N/A | #N/A | #N/A | #N/A | #N/A | #N/A | #N/A
TRUE | QLD | QKAM | Kamerunga | Energy Queensland | Winter | Coincident | 2027 | POE10 | NA | 45.1451 | QLD Kamerunga |  |  | FALSE | #N/A | #N/A | #N/A | #N/A | #N/A | #N/A | #N/A | #N/A | #N/A | #N/A
TRUE | QLD | QKAM | Kamerunga | Energy Queensland | Winter | Coincident | 2027 | POE50 | NA | 43.6851 | QLD Kamerunga |  |  | FALSE | #N/A | #N/A | #N/A | #N/A | #N/A | #N/A | #N/A | #N/A | #N/A | #N/A
TRUE | QLD | QKAM | Kamerunga | Energy Queensland | Winter | Non-coincident | 2027 | POE10 | NA | 45.1451 | QLD Kamerunga |  |  | FALSE | #N/A | #N/A | #N/A | #N/A | #N/A | #N/A | #N/A | #N/A | #N/A | #N/A
TRUE | QLD | QKAM | Kamerunga | Energy Queensland | Winter | Coincident | 2028 | POE10 | NA | 46.3098 | QLD Kamerunga |  |  | FALSE | #N/A | #N/A | #N/A | #N/A | #N/A | #N/A | #N/A | #N/A | #N/A | #N/A
TRUE | QLD | QKAM | Kamerunga | Energy Queensland | Winter | Coincident | 2028 | POE50 | NA | 44.469 | QLD Kamerunga |  |  | FALSE | #N/A | #N/A | #N/A | #N/A | #N/A | #N/A | #N/A | #N/A | #N/A | #N/A
TRUE | QLD | QKAM | Kamerunga | Energy Queensland | Winter | Non-coincident | 2028 | POE10 | NA | 46.3098 | QLD Kamerunga |  |  | FALSE | #N/A | #N/A | #N/A | #N/A | #N/A | #N/A | #N/A | #N/A | #N/A | #N/A
TRUE | QLD | QKAM | Kamerunga | Energy Queensland | Winter | Coincident | 2029 | POE10 | NA | 46.845 | QLD Kamerunga |  |  | FALSE | #N/A | #N/A | #N/A | #N/A | #N/A | #N/A | #N/A | #N/A | #N/A | #N/A
TRUE | QLD | QKAM | Kamerunga | Energy Queensland | Winter | Coincident | 2029 | POE50 | NA | 45.2232 | QLD Kamerunga |  |  | FALSE | #N/A | #N/A | #N/A | #N/A | #N/A | #N/A | #N/A | #N/A | #N/A | #N/A
TRUE | QLD | QKAM | Kamerunga | Energy Queensland | Winter | Non-coincident | 2029 | POE10 | NA | 46.845 | QLD Kamerunga |  |  | FALSE | #N/A | #N/A | #N/A | #N/A | #N/A | #N/A | #N/A | #N/A | #N/A | #N/A
TRUE | QLD | QLCM | Lilyvale 132 | Energy Queensland | Shoulder | Coincident | 2017 | ACTUAL_OPG | 11.2439 | 25.5184 | QLD Lilyvale 132 |  |  | FALSE | #N/A | #N/A | #N/A | #N/A | #N/A | #N/A | #N/A | #N/A | #N/A | #N/A
TRUE | QLD | QLCM | Lilyvale 132 | Energy Queensland | Shoulder | Coincident | 2017 | ACTUAL_RAW | 11.2836 | 25.5556 | QLD Lilyvale 132 |  |  | FALSE | #N/A | #N/A | #N/A | #N/A | #N/A | #N/A | #N/A | #N/A | #N/A | #N/A
TRUE | QLD | QLCM | Lilyvale 132 | Energy Queensland | Shoulder | Non-coincident | 2017 | ACTUAL_RAW | -19.708 | 29.0573 | QLD Lilyvale 132 |  |  | FALSE | #N/A | #N/A | #N/A | #N/A | #N/A | #N/A | #N/A | #N/A | #N/A | #N/A
TRUE | QLD | QLCM | Lilyvale 132 | Energy Queensland | Shoulder | Non-coincident | 2017 | ACTUAL_OPG | -8.8982 | 29.0199 | QLD Lilyvale 132 |  |  | FALSE | #N/A | #N/A | #N/A | #N/A | #N/A | #N/A | #N/A | #N/A | #N/A | #N/A
TRUE | QLD | QLCM | Lilyvale 132 | Energy Queensland | Shoulder | Non-coincident | 2017 | ACTUAL_ADJUSTEDOPG | -8.8982 | 29.0199 | QLD Lilyvale 132 |  |  | FALSE | #N/A | #N/A | #N/A | #N/A | #N/A | #N/A | #N/A | #N/A | #N/A | #N/A
TRUE | QLD | QLCM | Lilyvale 132 | Energy Queensland | Shoulder | Coincident | 2018 | ACTUAL_OPG | 15.4486 | 13.2142 | QLD Lilyvale 132 |  |  | FALSE | #N/A | #N/A | #N/A | #N/A | #N/A | #N/A | #N/A | #N/A | #N/A | #N/A
TRUE | QLD | QLCM | Lilyvale 132 | Energy Queensland | Shoulder | Coincident | 2018 | ACTUAL_RAW | 15.489 | 13.2537 | QLD Lilyvale 132 |  |  | FALSE | #N/A | #N/A | #N/A | #N/A | #N/A | #N/A | #N/A | #N/A | #N/A | #N/A
TRUE | QLD | QLCM | Lilyvale 132 | Energy Queensland | Shoulder | Non-coincident | 2018 | ACTUAL_RAW | -31.1394 | 35.3677 | QLD Lilyvale 132 |  |  | FALSE | #N/A | #N/A | #N/A | #N/A | #N/A | #N/A | #N/A | #N/A | #N/A | #N/A
TRUE | QLD | QLCM | Lilyvale 132 | Energy Queensland | Shoulder | Non-coincident | 2018 | ACTUAL_OPG | -7.3385 | 35.3322 | QLD Lilyvale 132 |  |  | FALSE | #N/A | #N/A | #N/A | #N/A | #N/A | #N/A | #N/A | #N/A | #N/A | #N/A
TRUE | QLD | QLCM | Lilyvale 132 | Energy Queensland | Shoulder | Non-coincident | 2018 | ACTUAL_ADJUSTEDOPG | -7.3385 | 35.3322 | QLD Lilyvale 132 |  |  | FALSE | #N/A | #N/A | #N/A | #N/A | #N/A | #N/A | #N/A | #N/A | #N/A | #N/A
TRUE | QLD | QLCM | Lilyvale 132 | Energy Queensland | Shoulder | Coincident | 2019 | ACTUAL_OPG | -2.6514 | 19.9246 | QLD Lilyvale 132 |  |  | FALSE | #N/A | #N/A | #N/A | #N/A | #N/A | #N/A | #N/A | #N/A | #N/A | #N/A
TRUE | QLD | QLCM | Lilyvale 132 | Energy Queensland | Shoulder | Coincident | 2019 | ACTUAL_RAW | -10.919 | 9.2463 | QLD Lilyvale 132 |  |  | FALSE | #N/A | #N/A | #N/A | #N/A | #N/A | #N/A | #N/A | #N/A | #N/A | #N/A
TRUE | QLD | QLCM | Lilyvale 132 | Energy Queensland | Shoulder | Non-coincident | 2019 | ACTUAL_RAW | -15.758 | 34.3842 | QLD Lilyvale 132 |  |  | FALSE | #N/A | #N/A | #N/A | #N/A | #N/A | #N/A | #N/A | #N/A | #N/A | #N/A
TRUE | QLD | QLCM | Lilyvale 132 | Energy Queensland | Shoulder | Non-coincident | 2019 | ACTUAL_OPG | -8.5428 | 34.3216 | QLD Lilyvale 132 |  |  | FALSE | #N/A | #N/A | #N/A | #N/A | #N/A | #N/A | #N/A | #N/A | #N/A | #N/A
TRUE | QLD | QLCM | Lilyvale 132 | Energy Queensland | Shoulder | Non-coincident | 2019 | ACTUAL_ADJUSTEDOPG | -8.5428 | 34.3216 | QLD Lilyvale 132 |  |  | FALSE | #N/A | #N/A | #N/A | #N/A | #N/A | #N/A | #N/A | #N/A | #N/A | #N/A
TRUE | QLD | QLCM | Lilyvale 132 | Energy Queensland | Shoulder | Non-coincident | 2019 | BASEYEARPOE90 | -5.5756 | NA | QLD Lilyvale 132 |  |  | FALSE | #N/A | #N/A | #N/A | #N/A | #N/A | #N/A | #N/A | #N/A | #N/A | #N/A
TRUE | QLD | QLCM | Lilyvale 132 | Energy Queensland | Shoulder | Non-coincident | 2019 | BASEYEARPOE50 | -4.5376 | 32.8114 | QLD Lilyvale 132 |  |  | FALSE | #N/A | #N/A | #N/A | #N/A | #N/A | #N/A | #N/A | #N/A | #N/A | #N/A
TRUE | QLD | QLCM | Lilyvale 132 | Energy Queensland | Shoulder | Coincident | 2020 | ACTUAL_OPG | 6.96 | 31.9844 | QLD Lilyvale 132 |  |  | FALSE | #N/A | #N/A | #N/A | #N/A | #N/A | #N/A | #N/A | #N/A | #N/A | #N/A
TRUE | QLD | QLCM | Lilyvale 132 | Energy Queensland | Shoulder | Coincident | 2020 | ACTUAL_RAW | -6.0533 | 32.3969 | QLD Lilyvale 132 |  |  | FALSE | #N/A | #N/A | #N/A | #N/A | #N/A | #N/A | #N/A | #N/A | #N/A | #N/A
TRUE | QLD | QLCM | Lilyvale 132 | Energy Queensland | Shoulder | Non-coincident | 2020 | ACTUAL_RAW | -47.685 | 34.2917 | QLD Lilyvale 132 |  |  | FALSE | #N/A | #N/A | #N/A | #N/A | #N/A | #N/A | #N/A | #N/A | #N/A | #N/A
TRUE | QLD | QLCM | Lilyvale 132 | Energy Queensland | Shoulder | Non-coincident | 2020 | ACTUAL_OPG | -6.8248 | 34.0283 | QLD Lilyvale 132 |  |  | FALSE | #N/A | #N/A | #N/A | #N/A | #N/A | #N/A | #N/A | #N/A | #N/A | #N/A
TRUE | QLD | QLCM | Lilyvale 132 | Energy Queensland | Shoulder | Non-coincident | 2020 | ACTUAL_ADJUSTEDOPG | -6.8248 | 34.0283 | QLD Lilyvale 132 |  |  | FALSE | #N/A | #N/A | #N/A | #N/A | #N/A | #N/A | #N/A | #N/A | #N/A | #N/A
TRUE | QLD | QLCM | Lilyvale 132 | Energy Queensland | Shoulder | Coincident_unreconciled | 2021 | POE90 | 0.47123 | NA | QLD Lilyvale 132 |  |  | FALSE | #N/A | #N/A | #N/A | #N/A | #N/A | #N/A | #N/A | #N/A | #N/A | #N/A
TRUE | QLD | QLCM | Lilyvale 132 | Energy Queensland | Shoulder | Coincident_unreconciled | 2021 | POE50 | 2.4039 | NA | QLD Lilyvale 132 |  |  | FALSE | #N/A | #N/A | #N/A | #N/A | #N/A | #N/A | #N/A | #N/A | #N/A | #N/A
TRUE | QLD | QLCM | Lilyvale 132 | Energy Queensland | Shoulder | Non-coincident | 2021 | POE90 | -11 | NA | QLD Lilyvale 132 |  |  | FALSE | #N/A | #N/A | #N/A | #N/A | #N/A | #N/A | #N/A | #N/A | #N/A | #N/A
TRUE | QLD | QLCM | Lilyvale 132 | Energy Queensland | Shoulder | Non-coincident | 2021 | POE50 | -8 | 32.4988 | QLD Lilyvale 132 |  |  | FALSE | #N/A | #N/A | #N/A | #N/A | #N/A | #N/A | #N/A | #N/A | #N/A | #N/A
TRUE | QLD | QLCM | Lilyvale 132 | Energy Queensland | Shoulder | Coincident_unreconciled | 2022 | POE90 | 1.2212 | NA | QLD Lilyvale 132 |  |  | FALSE | #N/A | #N/A | #N/A | #N/A | #N/A | #N/A | #N/A | #N/A | #N/A | #N/A
TRUE | QLD | QLCM | Lilyvale 132 | Energy Queensland | Shoulder | Coincident_unreconciled | 2022 | POE50 | 3.1639 | NA | QLD Lilyvale 132 |  |  | FALSE | #N/A | #N/A | #N/A | #N/A | #N/A | #N/A | #N/A | #N/A | #N/A | #N/A
TRUE | QLD | QLCM | Lilyvale 132 | Energy Queensland | Shoulder | Non-coincident | 2022 | POE90 | -11.4065 | NA | QLD Lilyvale 132 |  |  | FALSE | #N/A | #N/A | #N/A | #N/A | #N/A | #N/A | #N/A | #N/A | #N/A | #N/A
TRUE | QLD | QLCM | Lilyvale 132 | Energy Queensland | Shoulder | Non-coincident | 2022 | POE50 | -8.4119 | 32.3556 | QLD Lilyvale 132 |  |  | FALSE | #N/A | #N/A | #N/A | #N/A | #N/A | #N/A | #N/A | #N/A | #N/A | #N/A
TRUE | QLD | QLCM | Lilyvale 132 | Energy Queensland | Shoulder | Coincident_unreconciled | 2023 | POE90 | 1.9249 | NA | QLD Lilyvale 132 |  |  | FALSE | #N/A | #N/A | #N/A | #N/A | #N/A | #N/A | #N/A | #N/A | #N/A | #N/A
TRUE | QLD | QLCM | Lilyvale 132 | Energy Queensland | Shoulder | Coincident_unreconciled | 2023 | POE50 | 3.8723 | NA | QLD Lilyvale 132 |  |  | FALSE | #N/A | #N/A | #N/A | #N/A | #N/A | #N/A | #N/A | #N/A | #N/A | #N/A
TRUE | QLD | QLCM | Lilyvale 132 | Energy Queensland | Shoulder | Non-coincident | 2023 | POE90 | -11.7879 | NA | QLD Lilyvale 132 |  |  | FALSE | #N/A | #N/A | #N/A | #N/A | #N/A | #N/A | #N/A | #N/A | #N/A | #N/A
TRUE | QLD | QLCM | Lilyvale 132 | Energy Queensland | Shoulder | Non-coincident | 2023 | POE50 | -8.7959 | 32.289 | QLD Lilyvale 132 |  |  | FALSE | #N/A | #N/A | #N/A | #N/A | #N/A | #N/A | #N/A | #N/A | #N/A | #N/A
TRUE | QLD | QLCM | Lilyvale 132 | Energy Queensland | Shoulder | Coincident_unreconciled | 2024 | POE90 | 2.5971 | NA | QLD Lilyvale 132 |  |  | FALSE | #N/A | #N/A | #N/A | #N/A | #N/A | #N/A | #N/A | #N/A | #N/A | #N/A
TRUE | QLD | QLCM | Lilyvale 132 | Energy Queensland | Shoulder | Coincident_unreconciled | 2024 | POE50 | 4.5493 | NA | QLD Lilyvale 132 |  |  | FALSE | #N/A | #N/A | #N/A | #N/A | #N/A | #N/A | #N/A | #N/A | #N/A | #N/A
TRUE | QLD | QLCM | Lilyvale 132 | Energy Queensland | Shoulder | Non-coincident | 2024 | POE90 | -12.1523 | NA | QLD Lilyvale 132 |  |  | FALSE | #N/A | #N/A | #N/A | #N/A | #N/A | #N/A | #N/A | #N/A | #N/A | #N/A
TRUE | QLD | QLCM | Lilyvale 132 | Energy Queensland | Shoulder | Non-coincident | 2024 | POE50 | -9.1628 | 32.2263 | QLD Lilyvale 132 |  |  | FALSE | #N/A | #N/A | #N/A | #N/A | #N/A | #N/A | #N/A | #N/A | #N/A | #N/A
TRUE | QLD | QLCM | Lilyvale 132 | Energy Queensland | Shoulder | Coincident_unreconciled | 2025 | POE90 | 3.0955 | NA | QLD Lilyvale 132 |  |  | FALSE | #N/A | #N/A | #N/A | #N/A | #N/A | #N/A | #N/A | #N/A | #N/A | #N/A
TRUE | QLD | QLCM | Lilyvale 132 | Energy Queensland | Shoulder | Coincident_unreconciled | 2025 | POE50 | 5.0524 | NA | QLD Lilyvale 132 |  |  | FALSE | #N/A | #N/A | #N/A | #N/A | #N/A | #N/A | #N/A | #N/A | #N/A | #N/A
TRUE | QLD | QLCM | Lilyvale 132 | Energy Queensland | Shoulder | Non-coincident | 2025 | POE90 | -12.4224 | NA | QLD Lilyvale 132 |  |  | FALSE | #N/A | #N/A | #N/A | #N/A | #N/A | #N/A | #N/A | #N/A | #N/A | #N/A
TRUE | QLD | QLCM | Lilyvale 132 | Energy Queensland | Shoulder | Non-coincident | 2025 | POE50 | -9.4356 | 32.1701 | QLD Lilyvale 132 |  |  | FALSE | #N/A | #N/A | #N/A | #N/A | #N/A | #N/A | #N/A | #N/A | #N/A | #N/A
TRUE | QLD | QLCM | Lilyvale 132 | Energy Queensland | Shoulder | Coincident_unreconciled | 2026 | POE90 | 3.524 | NA | QLD Lilyvale 132 |  |  | FALSE | #N/A | #N/A | #N/A | #N/A | #N/A | #N/A | #N/A | #N/A | #N/A | #N/A
TRUE | QLD | QLCM | Lilyvale 132 | Energy Queensland | Shoulder | Coincident_unreconciled | 2026 | POE50 | 5.4856 | NA | QLD Lilyvale 132 |  |  | FALSE | #N/A | #N/A | #N/A | #N/A | #N/A | #N/A | #N/A | #N/A | #N/A | #N/A
TRUE | QLD | QLCM | Lilyvale 132 | Energy Queensland | Shoulder | Non-coincident | 2026 | POE90 | -12.6547 | NA | QLD Lilyvale 132 |  |  | FALSE | #N/A | #N/A | #N/A | #N/A | #N/A | #N/A | #N/A | #N/A | #N/A | #N/A
TRUE | QLD | QLCM | Lilyvale 132 | Energy Queensland | Shoulder | Non-coincident | 2026 | POE50 | -9.6704 | 32.1264 | QLD Lilyvale 132 |  |  | FALSE | #N/A | #N/A | #N/A | #N/A | #N/A | #N/A | #N/A | #N/A | #N/A | #N/A
TRUE | QLD | QLCM | Lilyvale 132 | Energy Queensland | Shoulder | Coincident_unreconciled | 2027 | POE90 | 3.8388 | NA | QLD Lilyvale 132 |  |  | FALSE | #N/A | #N/A | #N/A | #N/A | #N/A | #N/A | #N/A | #N/A | #N/A | #N/A
TRUE | QLD | QLCM | Lilyvale 132 | Energy Queensland | Shoulder | Coincident_unreconciled | 2027 | POE50 | 5.8037 | NA | QLD Lilyvale 132 |  |  | FALSE | #N/A | #N/A | #N/A | #N/A | #N/A | #N/A | #N/A | #N/A | #N/A | #N/A
TRUE | QLD | QLCM | Lilyvale 132 | Energy Queensland | Shoulder | Non-coincident | 2027 | POE90 | -12.8253 | NA | QLD Lilyvale 132 |  |  | FALSE | #N/A | #N/A | #N/A | #N/A | #N/A | #N/A | #N/A | #N/A | #N/A | #N/A
TRUE | QLD | QLCM | Lilyvale 132 | Energy Queensland | Shoulder | Non-coincident | 2027 | POE50 | -9.8428 | 32.1254 | QLD Lilyvale 132 |  |  | FALSE | #N/A | #N/A | #N/A | #N/A | #N/A | #N/A | #N/A | #N/A | #N/A | #N/A
TRUE | QLD | QLCM | Lilyvale 132 | Energy Queensland | Shoulder | Coincident_unreconciled | 2028 | POE90 | 4.0039 | NA | QLD Lilyvale 132 |  |  | FALSE | #N/A | #N/A | #N/A | #N/A | #N/A | #N/A | #N/A | #N/A | #N/A | #N/A
TRUE | QLD | QLCM | Lilyvale 132 | Energy Queensland | Shoulder | Coincident_unreconciled | 2028 | POE50 | 5.9711 | NA | QLD Lilyvale 132 |  |  | FALSE | #N/A | #N/A | #N/A | #N/A | #N/A | #N/A | #N/A | #N/A | #N/A | #N/A
TRUE | QLD | QLCM | Lilyvale 132 | Energy Queensland | Shoulder | Non-coincident | 2028 | POE90 | -12.9148 | NA | QLD Lilyvale 132 |  |  | FALSE | #N/A | #N/A | #N/A | #N/A | #N/A | #N/A | #N/A | #N/A | #N/A | #N/A
TRUE | QLD | QLCM | Lilyvale 132 | Energy Queensland | Shoulder | Non-coincident | 2028 | POE50 | -9.9336 | 32.1709 | QLD Lilyvale 132 |  |  | FALSE | #N/A | #N/A | #N/A | #N/A | #N/A | #N/A | #N/A | #N/A | #N/A | #N/A
TRUE | QLD | QLCM | Lilyvale 132 | Energy Queensland | Shoulder | Coincident_unreconciled | 2029 | POE90 | 4.1416 | NA | QLD Lilyvale 132 |  |  | FALSE | #N/A | #N/A | #N/A | #N/A | #N/A | #N/A | #N/A | #N/A | #N/A | #N/A
TRUE | QLD | QLCM | Lilyvale 132 | Energy Queensland | Shoulder | Coincident_unreconciled | 2029 | POE50 | 6.1112 | NA | QLD Lilyvale 132 |  |  | FALSE | #N/A | #N/A | #N/A | #N/A | #N/A | #N/A | #N/A | #N/A | #N/A | #N/A
TRUE | QLD | QLCM | Lilyvale 132 | Energy Queensland | Shoulder | Non-coincident | 2029 | POE90 | -12.9895 | NA | QLD Lilyvale 132 |  |  | FALSE | #N/A | #N/A | #N/A | #N/A | #N/A | #N/A | #N/A | #N/A | #N/A | #N/A
TRUE | QLD | QLCM | Lilyvale 132 | Energy Queensland | Shoulder | Non-coincident | 2029 | POE50 | -10.0095 | 32.2747 | QLD Lilyvale 132 |  |  | FALSE | #N/A | #N/A | #N/A | #N/A | #N/A | #N/A | #N/A | #N/A | #N/A | #N/A
TRUE | QLD | QLCM | Lilyvale 132 | Energy Queensland | Shoulder | Coincident_unreconciled | 2030 | POE90 | 4.1793 | NA | QLD Lilyvale 132 |  |  | FALSE | #N/A | #N/A | #N/A | #N/A | #N/A | #N/A | #N/A | #N/A | #N/A | #N/A
TRUE | QLD | QLCM | Lilyvale 132 | Energy Queensland | Shoulder | Coincident_unreconciled | 2030 | POE50 | 6.1513 | NA | QLD Lilyvale 132 |  |  | FALSE | #N/A | #N/A | #N/A | #N/A | #N/A | #N/A | #N/A | #N/A | #N/A | #N/A
TRUE | QLD | QLCM | Lilyvale 132 | Energy Queensland | Shoulder | Non-coincident | 2030 | POE90 | -13.0099 | NA | QLD Lilyvale 132 |  |  | FALSE | #N/A | #N/A | #N/A | #N/A | #N/A | #N/A | #N/A | #N/A | #N/A | #N/A
TRUE | QLD | QLCM | Lilyvale 132 | Energy Queensland | Shoulder | Non-coincident | 2030 | POE50 | -10.0312 | 32.4725 | QLD Lilyvale 132 |  |  | FALSE | #N/A | #N/A | #N/A | #N/A | #N/A | #N/A | #N/A | #N/A | #N/A | #N/A
TRUE | QLD | QLCM | Lilyvale 132 | Energy Queensland | Summer | Coincident | 2017 | ACTUAL_OPG | 10.9579 | 29.603 | QLD Lilyvale 132 |  |  | FALSE | #N/A | #N/A | #N/A | #N/A | #N/A | #N/A | #N/A | #N/A | #N/A | #N/A
TRUE | QLD | QLCM | Lilyvale 132 | Energy Queensland | Summer | Coincident | 2017 | ACTUAL_RAW | 11.0053 | -4.9794 | QLD Lilyvale 132 |  |  | FALSE | #N/A | #N/A | #N/A | #N/A | #N/A | #N/A | #N/A | #N/A | #N/A | #N/A
TRUE | QLD | QLCM | Lilyvale 132 | Energy Queensland | Summer | Non-coincident | 2017 | ACTUAL_RAW | -14.3827 | 37.1766 | QLD Lilyvale 132 |  |  | FALSE | #N/A | #N/A | #N/A | #N/A | #N/A | #N/A | #N/A | #N/A | #N/A | #N/A
TRUE | QLD | QLCM | Lilyvale 132 | Energy Queensland | Summer | Non-coincident | 2017 | ACTUAL_OPG | -3.6732 | 37.1423 | QLD Lilyvale 132 |  |  | FALSE | #N/A | #N/A | #N/A | #N/A | #N/A | #N/A | #N/A | #N/A | #N/A | #N/A
TRUE | QLD | QLCM | Lilyvale 132 | Energy Queensland | Summer | Non-coincident | 2017 | ACTUAL_ADJUSTEDOPG | -3.6732 | 37.1423 | QLD Lilyvale 132 |  |  | FALSE | #N/A | #N/A | #N/A | #N/A | #N/A | #N/A | #N/A | #N/A | #N/A | #N/A
TRUE | QLD | QLCM | Lilyvale 132 | Energy Queensland | Summer | Coincident | 2018 | ACTUAL_OPG | 14.784 | 33.8558 | QLD Lilyvale 132 |  |  | FALSE | #N/A | #N/A | #N/A | #N/A | #N/A | #N/A | #N/A | #N/A | #N/A | #N/A
TRUE | QLD | QLCM | Lilyvale 132 | Energy Queensland | Summer | Coincident | 2018 | ACTUAL_RAW | 14.8222 | 33.8945 | QLD Lilyvale 132 |  |  | FALSE | #N/A | #N/A | #N/A | #N/A | #N/A | #N/A | #N/A | #N/A | #N/A | #N/A
TRUE | QLD | QLCM | Lilyvale 132 | Energy Queensland | Summer | Non-coincident | 2018 | ACTUAL_RAW | -23.8758 | 42.6942 | QLD Lilyvale 132 |  |  | FALSE | #N/A | #N/A | #N/A | #N/A | #N/A | #N/A | #N/A | #N/A | #N/A | #N/A
TRUE | QLD | QLCM | Lilyvale 132 | Energy Queensland | Summer | Non-coincident | 2018 | ACTUAL_OPG | -5.562 | 42.6579 | QLD Lilyvale 132 |  |  | FALSE | #N/A | #N/A | #N/A | #N/A | #N/A | #N/A | #N/A | #N/A | #N/A | #N/A
TRUE | QLD | QLCM | Lilyvale 132 | Energy Queensland | Summer | Coincident | 2019 | ACTUAL_OPG | 11.8389 | 17.0369 | QLD Lilyvale 132 |  |  | FALSE | #N/A | #N/A | #N/A | #N/A | #N/A | #N/A | #N/A | #N/A | #N/A | #N/A
TRUE | QLD | QLCM | Lilyvale 132 | Energy Queensland | Summer | Coincident | 2019 | ACTUAL_RAW | 12.0193 | 5.8153 | QLD Lilyvale 132 |  |  | FALSE | #N/A | #N/A | #N/A | #N/A | #N/A | #N/A | #N/A | #N/A | #N/A | #N/A
TRUE | QLD | QLCM | Lilyvale 132 | Energy Queensland | Summer | Non-coincident | 2019 | ACTUAL_RAW | -27.9578 | 37.5112 | QLD Lilyvale 132 |  |  | FALSE | #N/A | #N/A | #N/A | #N/A | #N/A | #N/A | #N/A | #N/A | #N/A | #N/A
TRUE | QLD | QLCM | Lilyvale 132 | Energy Queensland | Summer | Non-coincident | 2019 | ACTUAL_OPG | -4.4094 | 37.3627 | QLD Lilyvale 132 |  |  | FALSE | #N/A | #N/A | #N/A | #N/A | #N/A | #N/A | #N/A | #N/A | #N/A | #N/A
TRUE | QLD | QLCM | Lilyvale 132 | Energy Queensland | Summer | Non-coincident | 2019 | ACTUAL_ADJUSTEDOPG | -4.4094 | 37.3627 | QLD Lilyvale 132 |  |  | FALSE | #N/A | #N/A | #N/A | #N/A | #N/A | #N/A | #N/A | #N/A | #N/A | #N/A
TRUE | QLD | QLCM | Lilyvale 132 | Energy Queensland | Summer | Non-coincident | 2019 | BASEYEARPOE90 | -2.2824 | NA | QLD Lilyvale 132 |  |  | FALSE | #N/A | #N/A | #N/A | #N/A | #N/A | #N/A | #N/A | #N/A | #N/A | #N/A
TRUE | QLD | QLCM | Lilyvale 132 | Energy Queensland | Summer | Non-coincident | 2019 | BASEYEARPOE50 | -0.58805 | 38.5498 | QLD Lilyvale 132 |  |  | FALSE | #N/A | #N/A | #N/A | #N/A | #N/A | #N/A | #N/A | #N/A | #N/A | #N/A
TRUE | QLD | QLCM | Lilyvale 132 | Energy Queensland | Summer | Coincident | 2020 | ACTUAL_OPG | -0.95493 | 26.2016 | QLD Lilyvale 132 |  |  | FALSE | #N/A | #N/A | #N/A | #N/A | #N/A | #N/A | #N/A | #N/A | #N/A | #N/A
TRUE | QLD | QLCM | Lilyvale 132 | Energy Queensland | Summer | Coincident | 2020 | ACTUAL_RAW | -13.4659 | -68.3345 | QLD Lilyvale 132 |  |  | FALSE | #N/A | #N/A | #N/A | #N/A | #N/A | #N/A | #N/A | #N/A | #N/A | #N/A
TRUE | QLD | QLCM | Lilyvale 132 | Energy Queensland | Summer | Non-coincident | 2020 | ACTUAL_RAW | -91.1799 | 42.4111 | QLD Lilyvale 132 |  |  | FALSE | #N/A | #N/A | #N/A | #N/A | #N/A | #N/A | #N/A | #N/A | #N/A | #N/A
TRUE | QLD | QLCM | Lilyvale 132 | Energy Queensland | Summer | Non-coincident | 2020 | ACTUAL_OPG | -1.7195 | 41.6195 | QLD Lilyvale 132 |  |  | FALSE | #N/A | #N/A | #N/A | #N/A | #N/A | #N/A | #N/A | #N/A | #N/A | #N/A
TRUE | QLD | QLCM | Lilyvale 132 | Energy Queensland | Summer | Non-coincident | 2020 | ACTUAL_ADJUSTEDOPG | -1.7195 | 41.6195 | QLD Lilyvale 132 |  |  | FALSE | #N/A | #N/A | #N/A | #N/A | #N/A | #N/A | #N/A | #N/A | #N/A | #N/A
TRUE | QLD | QLCM | Lilyvale 132 | Energy Queensland | Summer | Coincident_unreconciled | 2021 | POE90 | 0.47123 | NA | QLD Lilyvale 132 |  |  | FALSE | #N/A | #N/A | #N/A | #N/A | #N/A | #N/A | #N/A | #N/A | #N/A | #N/A
TRUE | QLD | QLCM | Lilyvale 132 | Energy Queensland | Summer | Coincident_unreconciled | 2021 | POE50 | 2.4039 | NA | QLD Lilyvale 132 |  |  | FALSE | #N/A | #N/A | #N/A | #N/A | #N/A | #N/A | #N/A | #N/A | #N/A | #N/A
TRUE | QLD | QLCM | Lilyvale 132 | Energy Queensland | Summer | Non-coincident | 2021 | POE90 | -6 | NA | QLD Lilyvale 132 |  |  | FALSE | #N/A | #N/A | #N/A | #N/A | #N/A | #N/A | #N/A | #N/A | #N/A | #N/A
TRUE | QLD | QLCM | Lilyvale 132 | Energy Queensland | Summer | Non-coincident | 2021 | POE50 | -5 | 38.2637 | QLD Lilyvale 132 |  |  | FALSE | #N/A | #N/A | #N/A | #N/A | #N/A | #N/A | #N/A | #N/A | #N/A | #N/A
TRUE | QLD | QLCM | Lilyvale 132 | Energy Queensland | Summer | Coincident_unreconciled | 2022 | POE90 | 1.0345 | NA | QLD Lilyvale 132 |  |  | FALSE | #N/A | #N/A | #N/A | #N/A | #N/A | #N/A | #N/A | #N/A | #N/A | #N/A
TRUE | QLD | QLCM | Lilyvale 132 | Energy Queensland | Summer | Coincident_unreconciled | 2022 | POE50 | 2.9796 | NA | QLD Lilyvale 132 |  |  | FALSE | #N/A | #N/A | #N/A | #N/A | #N/A | #N/A | #N/A | #N/A | #N/A | #N/A
TRUE | QLD | QLCM | Lilyvale 132 | Energy Queensland | Summer | Non-coincident | 2022 | POE90 | -6.2571 | NA | QLD Lilyvale 132 |  |  | FALSE | #N/A | #N/A | #N/A | #N/A | #N/A | #N/A | #N/A | #N/A | #N/A | #N/A
TRUE | QLD | QLCM | Lilyvale 132 | Energy Queensland | Summer | Non-coincident | 2022 | POE50 | -5.41 | 38.0871 | QLD Lilyvale 132 |  |  | FALSE | #N/A | #N/A | #N/A | #N/A | #N/A | #N/A | #N/A | #N/A | #N/A | #N/A
TRUE | QLD | QLCM | Lilyvale 132 | Energy Queensland | Summer | Coincident_unreconciled | 2023 | POE90 | 1.5683 | NA | QLD Lilyvale 132 |  |  | FALSE | #N/A | #N/A | #N/A | #N/A | #N/A | #N/A | #N/A | #N/A | #N/A | #N/A
TRUE | QLD | QLCM | Lilyvale 132 | Energy Queensland | Summer | Coincident_unreconciled | 2023 | POE50 | 3.5194 | NA | QLD Lilyvale 132 |  |  | FALSE | #N/A | #N/A | #N/A | #N/A | #N/A | #N/A | #N/A | #N/A | #N/A | #N/A
TRUE | QLD | QLCM | Lilyvale 132 | Energy Queensland | Summer | Non-coincident | 2023 | POE90 | -6.51 | NA | QLD Lilyvale 132 |  |  | FALSE | #N/A | #N/A | #N/A | #N/A | #N/A | #N/A | #N/A | #N/A | #N/A | #N/A
TRUE | QLD | QLCM | Lilyvale 132 | Energy Queensland | Summer | Non-coincident | 2023 | POE50 | -5.7945 | 38.0021 | QLD Lilyvale 132 |  |  | FALSE | #N/A | #N/A | #N/A | #N/A | #N/A | #N/A | #N/A | #N/A | #N/A | #N/A
TRUE | QLD | QLCM | Lilyvale 132 | Energy Queensland | Summer | Coincident_unreconciled | 2024 | POE90 | 2.085 | NA | QLD Lilyvale 132 |  |  | FALSE | #N/A | #N/A | #N/A | #N/A | #N/A | #N/A | #N/A | #N/A | #N/A | #N/A
TRUE | QLD | QLCM | Lilyvale 132 | Energy Queensland | Summer | Coincident_unreconciled | 2024 | POE50 | 4.0419 | NA | QLD Lilyvale 132 |  |  | FALSE | #N/A | #N/A | #N/A | #N/A | #N/A | #N/A | #N/A | #N/A | #N/A | #N/A
TRUE | QLD | QLCM | Lilyvale 132 | Energy Queensland | Summer | Non-coincident | 2024 | POE90 | -6.7541 | NA | QLD Lilyvale 132 |  |  | FALSE | #N/A | #N/A | #N/A | #N/A | #N/A | #N/A | #N/A | #N/A | #N/A | #N/A
TRUE | QLD | QLCM | Lilyvale 132 | Energy Queensland | Summer | Non-coincident | 2024 | POE50 | -6.1666 | 37.8981 | QLD Lilyvale 132 |  |  | FALSE | #N/A | #N/A | #N/A | #N/A | #N/A | #N/A | #N/A | #N/A | #N/A | #N/A
TRUE | QLD | QLCM | Lilyvale 132 | Energy Queensland | Summer | Coincident_unreconciled | 2025 | POE90 | 2.4687 | NA | QLD Lilyvale 132 |  |  | FALSE | #N/A | #N/A | #N/A | #N/A | #N/A | #N/A | #N/A | #N/A | #N/A | #N/A
TRUE | QLD | QLCM | Lilyvale 132 | Energy Queensland | Summer | Coincident_unreconciled | 2025 | POE50 | 4.4315 | NA | QLD Lilyvale 132 |  |  | FALSE | #N/A | #N/A | #N/A | #N/A | #N/A | #N/A | #N/A | #N/A | #N/A | #N/A
TRUE | QLD | QLCM | Lilyvale 132 | Energy Queensland | Summer | Non-coincident | 2025 | POE90 | -6.9316 | NA | QLD Lilyvale 132 |  |  | FALSE | #N/A | #N/A | #N/A | #N/A | #N/A | #N/A | #N/A | #N/A | #N/A | #N/A
TRUE | QLD | QLCM | Lilyvale 132 | Energy Queensland | Summer | Non-coincident | 2025 | POE50 | -6.4441 | 37.7789 | QLD Lilyvale 132 |  |  | FALSE | #N/A | #N/A | #N/A | #N/A | #N/A | #N/A | #N/A | #N/A | #N/A | #N/A
TRUE | QLD | QLCM | Lilyvale 132 | Energy Queensland | Summer | Coincident_unreconciled | 2026 | POE90 | 2.8041 | NA | QLD Lilyvale 132 |  |  | FALSE | #N/A | #N/A | #N/A | #N/A | #N/A | #N/A | #N/A | #N/A | #N/A | #N/A
TRUE | QLD | QLCM | Lilyvale 132 | Energy Queensland | Summer | Coincident_unreconciled | 2026 | POE50 | 4.7728 | NA | QLD Lilyvale 132 |  |  | FALSE | #N/A | #N/A | #N/A | #N/A | #N/A | #N/A | #N/A | #N/A | #N/A | #N/A
TRUE | QLD | QLCM | Lilyvale 132 | Energy Queensland | Summer | Non-coincident | 2026 | POE90 | -7.0838 | NA | QLD Lilyvale 132 |  |  | FALSE | #N/A | #N/A | #N/A | #N/A | #N/A | #N/A | #N/A | #N/A | #N/A | #N/A
TRUE | QLD | QLCM | Lilyvale 132 | Energy Queensland | Summer | Non-coincident | 2026 | POE50 | -6.6872 | 37.6618 | QLD Lilyvale 132 |  |  | FALSE | #N/A | #N/A | #N/A | #N/A | #N/A | #N/A | #N/A | #N/A | #N/A | #N/A
TRUE | QLD | QLCM | Lilyvale 132 | Energy Queensland | Summer | Coincident_unreconciled | 2027 | POE90 | 3.0523 | NA | QLD Lilyvale 132 |  |  | FALSE | #N/A | #N/A | #N/A | #N/A | #N/A | #N/A | #N/A | #N/A | #N/A | #N/A
TRUE | QLD | QLCM | Lilyvale 132 | Energy Queensland | Summer | Coincident_unreconciled | 2027 | POE50 | 5.0251 | NA | QLD Lilyvale 132 |  |  | FALSE | #N/A | #N/A | #N/A | #N/A | #N/A | #N/A | #N/A | #N/A | #N/A | #N/A
TRUE | QLD | QLCM | Lilyvale 132 | Energy Queensland | Summer | Non-coincident | 2027 | POE90 | -7.1943 | NA | QLD Lilyvale 132 |  |  | FALSE | #N/A | #N/A | #N/A | #N/A | #N/A | #N/A | #N/A | #N/A | #N/A | #N/A
TRUE | QLD | QLCM | Lilyvale 132 | Energy Queensland | Summer | Non-coincident | 2027 | POE50 | -6.8669 | 37.5807 | QLD Lilyvale 132 |  |  | FALSE | #N/A | #N/A | #N/A | #N/A | #N/A | #N/A | #N/A | #N/A | #N/A | #N/A
TRUE | QLD | QLCM | Lilyvale 132 | Energy Queensland | Summer | Coincident_unreconciled | 2028 | POE90 | 3.1878 | NA | QLD Lilyvale 132 |  |  | FALSE | #N/A | #N/A | #N/A | #N/A | #N/A | #N/A | #N/A | #N/A | #N/A | #N/A
TRUE | QLD | QLCM | Lilyvale 132 | Energy Queensland | Summer | Coincident_unreconciled | 2028 | POE50 | 5.1635 | NA | QLD Lilyvale 132 |  |  | FALSE | #N/A | #N/A | #N/A | #N/A | #N/A | #N/A | #N/A | #N/A | #N/A | #N/A
TRUE | QLD | QLCM | Lilyvale 132 | Energy Queensland | Summer | Non-coincident | 2028 | POE90 | -7.2502 | NA | QLD Lilyvale 132 |  |  | FALSE | #N/A | #N/A | #N/A | #N/A | #N/A | #N/A | #N/A | #N/A | #N/A | #N/A
TRUE | QLD | QLCM | Lilyvale 132 | Energy Queensland | Summer | Non-coincident | 2028 | POE50 | -6.9655 | 37.5354 | QLD Lilyvale 132 |  |  | FALSE | #N/A | #N/A | #N/A | #N/A | #N/A | #N/A | #N/A | #N/A | #N/A | #N/A
TRUE | QLD | QLCM | Lilyvale 132 | Energy Queensland | Summer | Coincident_unreconciled | 2029 | POE90 | 3.3244 | NA | QLD Lilyvale 132 |  |  | FALSE | #N/A | #N/A | #N/A | #N/A | #N/A | #N/A | #N/A | #N/A | #N/A | #N/A
TRUE | QLD | QLCM | Lilyvale 132 | Energy Queensland | Summer | Coincident_unreconciled | 2029 | POE50 | 5.303 | NA | QLD Lilyvale 132 |  |  | FALSE | #N/A | #N/A | #N/A | #N/A | #N/A | #N/A | #N/A | #N/A | #N/A | #N/A
TRUE | QLD | QLCM | Lilyvale 132 | Energy Queensland | Summer | Non-coincident | 2029 | POE90 | -7.3111 | NA | QLD Lilyvale 132 |  |  | FALSE | #N/A | #N/A | #N/A | #N/A | #N/A | #N/A | #N/A | #N/A | #N/A | #N/A
TRUE | QLD | QLCM | Lilyvale 132 | Energy Queensland | Summer | Non-coincident | 2029 | POE50 | -7.0648 | 37.5531 | QLD Lilyvale 132 |  |  | FALSE | #N/A | #N/A | #N/A | #N/A | #N/A | #N/A | #N/A | #N/A | #N/A | #N/A
TRUE | QLD | QLCM | Lilyvale 132 | Energy Queensland | Summer | Coincident_unreconciled | 2030 | POE90 | 3.3744 | NA | QLD Lilyvale 132 |  |  | FALSE | #N/A | #N/A | #N/A | #N/A | #N/A | #N/A | #N/A | #N/A | #N/A | #N/A
TRUE | QLD | QLCM | Lilyvale 132 | Energy Queensland | Summer | Coincident_unreconciled | 2030 | POE50 | 5.356 | NA | QLD Lilyvale 132 |  |  | FALSE | #N/A | #N/A | #N/A | #N/A | #N/A | #N/A | #N/A | #N/A | #N/A | #N/A
TRUE | QLD | QLCM | Lilyvale 132 | Energy Queensland | Summer | Non-coincident | 2030 | POE90 | -7.3257 | NA | QLD Lilyvale 132 |  |  | FALSE | #N/A | #N/A | #N/A | #N/A | #N/A | #N/A | #N/A | #N/A | #N/A | #N/A
TRUE | QLD | QLCM | Lilyvale 132 | Energy Queensland | Summer | Non-coincident | 2030 | POE50 | -7.1026 | 37.6043 | QLD Lilyvale 132 |  |  | FALSE | #N/A | #N/A | #N/A | #N/A | #N/A | #N/A | #N/A | #N/A | #N/A | #N/A
TRUE | QLD | QLCM | Lilyvale 132 | Energy Queensland | Winter | Coincident | 2016 | ACTUAL_OPG | 14.1768 | 25.6958 | QLD Lilyvale 132 |  |  | FALSE | #N/A | #N/A | #N/A | #N/A | #N/A | #N/A | #N/A | #N/A | #N/A | #N/A
TRUE | QLD | QLCM | Lilyvale 132 | Energy Queensland | Winter | Coincident | 2016 | ACTUAL_RAW | 14.2204 | 25.733 | QLD Lilyvale 132 |  |  | FALSE | #N/A | #N/A | #N/A | #N/A | #N/A | #N/A | #N/A | #N/A | #N/A | #N/A
TRUE | QLD | QLCM | Lilyvale 132 | Energy Queensland | Winter | Non-coincident | 2016 | ACTUAL_RAW | -10.5635 | 34.0242 | QLD Lilyvale 132 |  |  | FALSE | #N/A | #N/A | #N/A | #N/A | #N/A | #N/A | #N/A | #N/A | #N/A | #N/A
TRUE | QLD | QLCM | Lilyvale 132 | Energy Queensland | Winter | Non-coincident | 2016 | ACTUAL_OPG | 10.3463 | 33.9902 | QLD Lilyvale 132 |  |  | FALSE | #N/A | #N/A | #N/A | #N/A | #N/A | #N/A | #N/A | #N/A | #N/A | #N/A
TRUE | QLD | QLCM | Lilyvale 132 | Energy Queensland | Winter | Non-coincident | 2016 | ACTUAL_ADJUSTEDOPG | 10.3463 | 33.9902 | QLD Lilyvale 132 |  |  | FALSE | #N/A | #N/A | #N/A | #N/A | #N/A | #N/A | #N/A | #N/A | #N/A | #N/A
TRUE | QLD | QLCM | Lilyvale 132 | Energy Queensland | Winter | Coincident | 2017 | ACTUAL_OPG | -4.1406 | 21.1243 | QLD Lilyvale 132 |  |  | FALSE | #N/A | #N/A | #N/A | #N/A | #N/A | #N/A | #N/A | #N/A | #N/A | #N/A
TRUE | QLD | QLCM | Lilyvale 132 | Energy Queensland | Winter | Coincident | 2017 | ACTUAL_RAW | -4.1032 | 21.1631 | QLD Lilyvale 132 |  |  | FALSE | #N/A | #N/A | #N/A | #N/A | #N/A | #N/A | #N/A | #N/A | #N/A | #N/A
TRUE | QLD | QLCM | Lilyvale 132 | Energy Queensland | Winter | Non-coincident | 2017 | ACTUAL_RAW | -7.6062 | 25.2389 | QLD Lilyvale 132 |  |  | FALSE | #N/A | #N/A | #N/A | #N/A | #N/A | #N/A | #N/A | #N/A | #N/A | #N/A
TRUE | QLD | QLCM | Lilyvale 132 | Energy Queensland | Winter | Non-coincident | 2017 | ACTUAL_OPG | -7.6442 | 25.2042 | QLD Lilyvale 132 |  |  | FALSE | #N/A | #N/A | #N/A | #N/A | #N/A | #N/A | #N/A | #N/A | #N/A | #N/A
TRUE | QLD | QLCM | Lilyvale 132 | Energy Queensland | Winter | Coincident | 2018 | ACTUAL_OPG | -0.96519 | 31.0306 | QLD Lilyvale 132 |  |  | FALSE | #N/A | #N/A | #N/A | #N/A | #N/A | #N/A | #N/A | #N/A | #N/A | #N/A
TRUE | QLD | QLCM | Lilyvale 132 | Energy Queensland | Winter | Coincident | 2018 | ACTUAL_RAW | -0.92367 | 31.0627 | QLD Lilyvale 132 |  |  | FALSE | #N/A | #N/A | #N/A | #N/A | #N/A | #N/A | #N/A | #N/A | #N/A | #N/A
TRUE | QLD | QLCM | Lilyvale 132 | Energy Queensland | Winter | Non-coincident | 2018 | ACTUAL_RAW | -12.3887 | 31.2118 | QLD Lilyvale 132 |  |  | FALSE | #N/A | #N/A | #N/A | #N/A | #N/A | #N/A | #N/A | #N/A | #N/A | #N/A
TRUE | QLD | QLCM | Lilyvale 132 | Energy Queensland | Winter | Non-coincident | 2018 | ACTUAL_OPG | -4.9066 | 31.1786 | QLD Lilyvale 132 |  |  | FALSE | #N/A | #N/A | #N/A | #N/A | #N/A | #N/A | #N/A | #N/A | #N/A | #N/A
TRUE | QLD | QLCM | Lilyvale 132 | Energy Queensland | Winter | Non-coincident | 2018 | ACTUAL_ADJUSTEDOPG | -4.9066 | 31.1786 | QLD Lilyvale 132 |  |  | FALSE | #N/A | #N/A | #N/A | #N/A | #N/A | #N/A | #N/A | #N/A | #N/A | #N/A
TRUE | QLD | QLCM | Lilyvale 132 | Energy Queensland | Winter | Coincident | 2019 | ACTUAL_OPG | 2.0843 | 31.0609 | QLD Lilyvale 132 |  |  | FALSE | #N/A | #N/A | #N/A | #N/A | #N/A | #N/A | #N/A | #N/A | #N/A | #N/A
TRUE | QLD | QLCM | Lilyvale 132 | Energy Queensland | Winter | Coincident | 2019 | ACTUAL_RAW | -16.2509 | 31.2352 | QLD Lilyvale 132 |  |  | FALSE | #N/A | #N/A | #N/A | #N/A | #N/A | #N/A | #N/A | #N/A | #N/A | #N/A
TRUE | QLD | QLCM | Lilyvale 132 | Energy Queensland | Winter | Non-coincident | 2019 | ACTUAL_RAW | -51.4589 | 32.4469 | QLD Lilyvale 132 |  |  | FALSE | #N/A | #N/A | #N/A | #N/A | #N/A | #N/A | #N/A | #N/A | #N/A | #N/A
TRUE | QLD | QLCM | Lilyvale 132 | Energy Queensland | Winter | Non-coincident | 2019 | ACTUAL_OPG | -17.6828 | 39.4591 | QLD Lilyvale 132 |  |  | FALSE | #N/A | #N/A | #N/A | #N/A | #N/A | #N/A | #N/A | #N/A | #N/A | #N/A
TRUE | QLD | QLCM | Lilyvale 132 | Energy Queensland | Winter | Non-coincident | 2019 | ACTUAL_ADJUSTEDOPG | -17.6828 | 39.4591 | QLD Lilyvale 132 |  |  | FALSE | #N/A | #N/A | #N/A | #N/A | #N/A | #N/A | #N/A | #N/A | #N/A | #N/A
TRUE | QLD | QLCM | Lilyvale 132 | Energy Queensland | Winter | Non-coincident | 2019 | BASEYEARPOE90 | -15.9065 | NA | QLD Lilyvale 132 |  |  | FALSE | #N/A | #N/A | #N/A | #N/A | #N/A | #N/A | #N/A | #N/A | #N/A | #N/A
TRUE | QLD | QLCM | Lilyvale 132 | Energy Queensland | Winter | Non-coincident | 2019 | BASEYEARPOE50 | -11.712 | 38.3047 | QLD Lilyvale 132 |  |  | FALSE | #N/A | #N/A | #N/A | #N/A | #N/A | #N/A | #N/A | #N/A | #N/A | #N/A
TRUE | QLD | QLCM | Lilyvale 132 | Energy Queensland | Winter | Coincident_unreconciled | 2020 | POE90 | 0.47123 | NA | QLD Lilyvale 132 |  |  | FALSE | #N/A | #N/A | #N/A | #N/A | #N/A | #N/A | #N/A | #N/A | #N/A | #N/A
TRUE | QLD | QLCM | Lilyvale 132 | Energy Queensland | Winter | Coincident_unreconciled | 2020 | POE50 | 2.4039 | NA | QLD Lilyvale 132 |  |  | FALSE | #N/A | #N/A | #N/A | #N/A | #N/A | #N/A | #N/A | #N/A | #N/A | #N/A
TRUE | QLD | QLCM | Lilyvale 132 | Energy Queensland | Winter | Non-coincident | 2020 | POE90 | -20 | NA | QLD Lilyvale 132 |  |  | FALSE | #N/A | #N/A | #N/A | #N/A | #N/A | #N/A | #N/A | #N/A | #N/A | #N/A
TRUE | QLD | QLCM | Lilyvale 132 | Energy Queensland | Winter | Non-coincident | 2020 | POE50 | -15 | 34.1023 | QLD Lilyvale 132 |  |  | FALSE | #N/A | #N/A | #N/A | #N/A | #N/A | #N/A | #N/A | #N/A | #N/A | #N/A
TRUE | QLD | QLCM | Lilyvale 132 | Energy Queensland | Winter | Coincident_unreconciled | 2021 | POE90 | 0.88864 | NA | QLD Lilyvale 132 |  |  | FALSE | #N/A | #N/A | #N/A | #N/A | #N/A | #N/A | #N/A | #N/A | #N/A | #N/A
TRUE | QLD | QLCM | Lilyvale 132 | Energy Queensland | Winter | Coincident_unreconciled | 2021 | POE50 | 2.852 | NA | QLD Lilyvale 132 |  |  | FALSE | #N/A | #N/A | #N/A | #N/A | #N/A | #N/A | #N/A | #N/A | #N/A | #N/A
TRUE | QLD | QLCM | Lilyvale 132 | Energy Queensland | Winter | Non-coincident | 2021 | POE90 | -20.4112 | NA | QLD Lilyvale 132 |  |  | FALSE | #N/A | #N/A | #N/A | #N/A | #N/A | #N/A | #N/A | #N/A | #N/A | #N/A
TRUE | QLD | QLCM | Lilyvale 132 | Energy Queensland | Winter | Non-coincident | 2021 | POE50 | -15.4414 | 33.8103 | QLD Lilyvale 132 |  |  | FALSE | #N/A | #N/A | #N/A | #N/A | #N/A | #N/A | #N/A | #N/A | #N/A | #N/A
TRUE | QLD | QLCM | Lilyvale 132 | Energy Queensland | Winter | Coincident_unreconciled | 2022 | POE90 | 1.1977 | NA | QLD Lilyvale 132 |  |  | FALSE | #N/A | #N/A | #N/A | #N/A | #N/A | #N/A | #N/A | #N/A | #N/A | #N/A
TRUE | QLD | QLCM | Lilyvale 132 | Energy Queensland | Winter | Coincident_unreconciled | 2022 | POE50 | 3.17 | NA | QLD Lilyvale 132 |  |  | FALSE | #N/A | #N/A | #N/A | #N/A | #N/A | #N/A | #N/A | #N/A | #N/A | #N/A
TRUE | QLD | QLCM | Lilyvale 132 | Energy Queensland | Winter | Non-coincident | 2022 | POE90 | -20.7156 | NA | QLD Lilyvale 132 |  |  | FALSE | #N/A | #N/A | #N/A | #N/A | #N/A | #N/A | #N/A | #N/A | #N/A | #N/A
TRUE | QLD | QLCM | Lilyvale 132 | Energy Queensland | Winter | Non-coincident | 2022 | POE50 | -15.7546 | 33.7243 | QLD Lilyvale 132 |  |  | FALSE | #N/A | #N/A | #N/A | #N/A | #N/A | #N/A | #N/A | #N/A | #N/A | #N/A
TRUE | QLD | QLCM | Lilyvale 132 | Energy Queensland | Winter | Coincident_unreconciled | 2023 | POE90 | 1.5603 | NA | QLD Lilyvale 132 |  |  | FALSE | #N/A | #N/A | #N/A | #N/A | #N/A | #N/A | #N/A | #N/A | #N/A | #N/A
TRUE | QLD | QLCM | Lilyvale 132 | Energy Queensland | Winter | Coincident_unreconciled | 2023 | POE50 | 3.5415 | NA | QLD Lilyvale 132 |  |  | FALSE | #N/A | #N/A | #N/A | #N/A | #N/A | #N/A | #N/A | #N/A | #N/A | #N/A
TRUE | QLD | QLCM | Lilyvale 132 | Energy Queensland | Winter | Non-coincident | 2023 | POE90 | -21.0728 | NA | QLD Lilyvale 132 |  |  | FALSE | #N/A | #N/A | #N/A | #N/A | #N/A | #N/A | #N/A | #N/A | #N/A | #N/A
TRUE | QLD | QLCM | Lilyvale 132 | Energy Queensland | Winter | Non-coincident | 2023 | POE50 | -16.1205 | 33.6364 | QLD Lilyvale 132 |  |  | FALSE | #N/A | #N/A | #N/A | #N/A | #N/A | #N/A | #N/A | #N/A | #N/A | #N/A
TRUE | QLD | QLCM | Lilyvale 132 | Energy Queensland | Winter | Coincident_unreconciled | 2024 | POE90 | 1.8292 | NA | QLD Lilyvale 132 |  |  | FALSE | #N/A | #N/A | #N/A | #N/A | #N/A | #N/A | #N/A | #N/A | #N/A | #N/A
TRUE | QLD | QLCM | Lilyvale 132 | Energy Queensland | Winter | Coincident_unreconciled | 2024 | POE50 | 3.8192 | NA | QLD Lilyvale 132 |  |  | FALSE | #N/A | #N/A | #N/A | #N/A | #N/A | #N/A | #N/A | #N/A | #N/A | #N/A
TRUE | QLD | QLCM | Lilyvale 132 | Energy Queensland | Winter | Non-coincident | 2024 | POE90 | -21.3376 | NA | QLD Lilyvale 132 |  |  | FALSE | #N/A | #N/A | #N/A | #N/A | #N/A | #N/A | #N/A | #N/A | #N/A | #N/A
TRUE | QLD | QLCM | Lilyvale 132 | Energy Queensland | Winter | Non-coincident | 2024 | POE50 | -16.3941 | 33.7112 | QLD Lilyvale 132 |  |  | FALSE | #N/A | #N/A | #N/A | #N/A | #N/A | #N/A | #N/A | #N/A | #N/A | #N/A
TRUE | QLD | QLCM | Lilyvale 132 | Energy Queensland | Winter | Coincident_unreconciled | 2025 | POE90 | 2.0459 | NA | QLD Lilyvale 132 |  |  | FALSE | #N/A | #N/A | #N/A | #N/A | #N/A | #N/A | #N/A | #N/A | #N/A | #N/A
TRUE | QLD | QLCM | Lilyvale 132 | Energy Queensland | Winter | Coincident_unreconciled | 2025 | POE50 | 4.0449 | NA | QLD Lilyvale 132 |  |  | FALSE | #N/A | #N/A | #N/A | #N/A | #N/A | #N/A | #N/A | #N/A | #N/A | #N/A
TRUE | QLD | QLCM | Lilyvale 132 | Energy Queensland | Winter | Non-coincident | 2025 | POE90 | -21.5511 | NA | QLD Lilyvale 132 |  |  | FALSE | #N/A | #N/A | #N/A | #N/A | #N/A | #N/A | #N/A | #N/A | #N/A | #N/A
TRUE | QLD | QLCM | Lilyvale 132 | Energy Queensland | Winter | Non-coincident | 2025 | POE50 | -16.6164 | 33.5788 | QLD Lilyvale 132 |  |  | FALSE | #N/A | #N/A | #N/A | #N/A | #N/A | #N/A | #N/A | #N/A | #N/A | #N/A
TRUE | QLD | QLCM | Lilyvale 132 | Energy Queensland | Winter | Coincident_unreconciled | 2026 | POE90 | 2.2408 | NA | QLD Lilyvale 132 |  |  | FALSE | #N/A | #N/A | #N/A | #N/A | #N/A | #N/A | #N/A | #N/A | #N/A | #N/A
TRUE | QLD | QLCM | Lilyvale 132 | Energy Queensland | Winter | Coincident_unreconciled | 2026 | POE50 | 4.2482 | NA | QLD Lilyvale 132 |  |  | FALSE | #N/A | #N/A | #N/A | #N/A | #N/A | #N/A | #N/A | #N/A | #N/A | #N/A
TRUE | QLD | QLCM | Lilyvale 132 | Energy Queensland | Winter | Non-coincident | 2026 | POE90 | -21.743 | NA | QLD Lilyvale 132 |  |  | FALSE | #N/A | #N/A | #N/A | #N/A | #N/A | #N/A | #N/A | #N/A | #N/A | #N/A
TRUE | QLD | QLCM | Lilyvale 132 | Energy Queensland | Winter | Non-coincident | 2026 | POE50 | -16.8167 | 33.531 | QLD Lilyvale 132 |  |  | FALSE | #N/A | #N/A | #N/A | #N/A | #N/A | #N/A | #N/A | #N/A | #N/A | #N/A
TRUE | QLD | QLCM | Lilyvale 132 | Energy Queensland | Winter | Coincident_unreconciled | 2027 | POE90 | 2.3666 | NA | QLD Lilyvale 132 |  |  | FALSE | #N/A | #N/A | #N/A | #N/A | #N/A | #N/A | #N/A | #N/A | #N/A | #N/A
TRUE | QLD | QLCM | Lilyvale 132 | Energy Queensland | Winter | Coincident_unreconciled | 2027 | POE50 | 4.3785 | NA | QLD Lilyvale 132 |  |  | FALSE | #N/A | #N/A | #N/A | #N/A | #N/A | #N/A | #N/A | #N/A | #N/A | #N/A
TRUE | QLD | QLCM | Lilyvale 132 | Energy Queensland | Winter | Non-coincident | 2027 | POE90 | -21.867 | NA | QLD Lilyvale 132 |  |  | FALSE | #N/A | #N/A | #N/A | #N/A | #N/A | #N/A | #N/A | #N/A | #N/A | #N/A
TRUE | QLD | QLCM | Lilyvale 132 | Energy Queensland | Winter | Non-coincident | 2027 | POE50 | -16.945 | 33.468 | QLD Lilyvale 132 |  |  | FALSE | #N/A | #N/A | #N/A | #N/A | #N/A | #N/A | #N/A | #N/A | #N/A | #N/A
TRUE | QLD | QLCM | Lilyvale 132 | Energy Queensland | Winter | Coincident_unreconciled | 2028 | POE90 | 2.4172 | NA | QLD Lilyvale 132 |  |  | FALSE | #N/A | #N/A | #N/A | #N/A | #N/A | #N/A | #N/A | #N/A | #N/A | #N/A
TRUE | QLD | QLCM | Lilyvale 132 | Energy Queensland | Winter | Coincident_unreconciled | 2028 | POE50 | 4.4335 | NA | QLD Lilyvale 132 |  |  | FALSE | #N/A | #N/A | #N/A | #N/A | #N/A | #N/A | #N/A | #N/A | #N/A | #N/A
TRUE | QLD | QLCM | Lilyvale 132 | Energy Queensland | Winter | Non-coincident | 2028 | POE90 | -21.9169 | NA | QLD Lilyvale 132 |  |  | FALSE | #N/A | #N/A | #N/A | #N/A | #N/A | #N/A | #N/A | #N/A | #N/A | #N/A
TRUE | QLD | QLCM | Lilyvale 132 | Energy Queensland | Winter | Non-coincident | 2028 | POE50 | -16.9992 | 33.5335 | QLD Lilyvale 132 |  |  | FALSE | #N/A | #N/A | #N/A | #N/A | #N/A | #N/A | #N/A | #N/A | #N/A | #N/A
TRUE | QLD | QLCM | Lilyvale 132 | Energy Queensland | Winter | Coincident_unreconciled | 2029 | POE90 | 2.5022 | NA | QLD Lilyvale 132 |  |  | FALSE | #N/A | #N/A | #N/A | #N/A | #N/A | #N/A | #N/A | #N/A | #N/A | #N/A
TRUE | QLD | QLCM | Lilyvale 132 | Energy Queensland | Winter | Coincident_unreconciled | 2029 | POE50 | 4.5229 | NA | QLD Lilyvale 132 |  |  | FALSE | #N/A | #N/A | #N/A | #N/A | #N/A | #N/A | #N/A | #N/A | #N/A | #N/A
TRUE | QLD | QLCM | Lilyvale 132 | Energy Queensland | Winter | Non-coincident | 2029 | POE90 | -22.0006 | NA | QLD Lilyvale 132 |  |  | FALSE | #N/A | #N/A | #N/A | #N/A | #N/A | #N/A | #N/A | #N/A | #N/A | #N/A
TRUE | QLD | QLCM | Lilyvale 132 | Energy Queensland | Winter | Non-coincident | 2029 | POE50 | -17.0872 | 33.614 | QLD Lilyvale 132 |  |  | FALSE | #N/A | #N/A | #N/A | #N/A | #N/A | #N/A | #N/A | #N/A | #N/A | #N/A
TRUE | QLD | QLCM | Lilyvale 132 | Energy Queensland | Shoulder | Non-coincident | 2019 | BASEYEARPOE10 | NA | 34.8621 | QLD Lilyvale 132 |  |  | FALSE | #N/A | #N/A | #N/A | #N/A | #N/A | #N/A | #N/A | #N/A | #N/A | #N/A
TRUE | QLD | QLCM | Lilyvale 132 | Energy Queensland | Shoulder | Coincident | 2021 | POE10 | NA | 21.7878 | QLD Lilyvale 132 |  |  | FALSE | #N/A | #N/A | #N/A | #N/A | #N/A | #N/A | #N/A | #N/A | #N/A | #N/A
TRUE | QLD | QLCM | Lilyvale 132 | Energy Queensland | Shoulder | Coincident | 2021 | POE50 | NA | 21.1644 | QLD Lilyvale 132 |  |  | FALSE | #N/A | #N/A | #N/A | #N/A | #N/A | #N/A | #N/A | #N/A | #N/A | #N/A
TRUE | QLD | QLCM | Lilyvale 132 | Energy Queensland | Shoulder | Non-coincident | 2021 | POE10 | NA | 34.5617 | QLD Lilyvale 132 |  |  | FALSE | #N/A | #N/A | #N/A | #N/A | #N/A | #N/A | #N/A | #N/A | #N/A | #N/A
TRUE | QLD | QLCM | Lilyvale 132 | Energy Queensland | Shoulder | Coincident | 2022 | POE10 | NA | 22.2882 | QLD Lilyvale 132 |  |  | FALSE | #N/A | #N/A | #N/A | #N/A | #N/A | #N/A | #N/A | #N/A | #N/A | #N/A
TRUE | QLD | QLCM | Lilyvale 132 | Energy Queensland | Shoulder | Coincident | 2022 | POE50 | NA | 21.2911 | QLD Lilyvale 132 |  |  | FALSE | #N/A | #N/A | #N/A | #N/A | #N/A | #N/A | #N/A | #N/A | #N/A | #N/A
TRUE | QLD | QLCM | Lilyvale 132 | Energy Queensland | Shoulder | Non-coincident | 2022 | POE10 | NA | 34.4064 | QLD Lilyvale 132 |  |  | FALSE | #N/A | #N/A | #N/A | #N/A | #N/A | #N/A | #N/A | #N/A | #N/A | #N/A
TRUE | QLD | QLCM | Lilyvale 132 | Energy Queensland | Shoulder | Coincident | 2023 | POE10 | NA | 22.2838 | QLD Lilyvale 132 |  |  | FALSE | #N/A | #N/A | #N/A | #N/A | #N/A | #N/A | #N/A | #N/A | #N/A | #N/A
TRUE | QLD | QLCM | Lilyvale 132 | Energy Queensland | Shoulder | Coincident | 2023 | POE50 | NA | 21.3907 | QLD Lilyvale 132 |  |  | FALSE | #N/A | #N/A | #N/A | #N/A | #N/A | #N/A | #N/A | #N/A | #N/A | #N/A
TRUE | QLD | QLCM | Lilyvale 132 | Energy Queensland | Shoulder | Non-coincident | 2023 | POE10 | NA | 34.3342 | QLD Lilyvale 132 |  |  | FALSE | #N/A | #N/A | #N/A | #N/A | #N/A | #N/A | #N/A | #N/A | #N/A | #N/A
TRUE | QLD | QLCM | Lilyvale 132 | Energy Queensland | Shoulder | Coincident | 2024 | POE10 | NA | 22.3464 | QLD Lilyvale 132 |  |  | FALSE | #N/A | #N/A | #N/A | #N/A | #N/A | #N/A | #N/A | #N/A | #N/A | #N/A
TRUE | QLD | QLCM | Lilyvale 132 | Energy Queensland | Shoulder | Coincident | 2024 | POE50 | NA | 21.7342 | QLD Lilyvale 132 |  |  | FALSE | #N/A | #N/A | #N/A | #N/A | #N/A | #N/A | #N/A | #N/A | #N/A | #N/A
TRUE | QLD | QLCM | Lilyvale 132 | Energy Queensland | Shoulder | Non-coincident | 2024 | POE10 | NA | 34.2658 | QLD Lilyvale 132 |  |  | FALSE | #N/A | #N/A | #N/A | #N/A | #N/A | #N/A | #N/A | #N/A | #N/A | #N/A
TRUE | QLD | QLCM | Lilyvale 132 | Energy Queensland | Shoulder | Coincident | 2025 | POE10 | NA | 22.3756 | QLD Lilyvale 132 |  |  | FALSE | #N/A | #N/A | #N/A | #N/A | #N/A | #N/A | #N/A | #N/A | #N/A | #N/A
TRUE | QLD | QLCM | Lilyvale 132 | Energy Queensland | Shoulder | Coincident | 2025 | POE50 | NA | 21.6061 | QLD Lilyvale 132 |  |  | FALSE | #N/A | #N/A | #N/A | #N/A | #N/A | #N/A | #N/A | #N/A | #N/A | #N/A
TRUE | QLD | QLCM | Lilyvale 132 | Energy Queensland | Shoulder | Non-coincident | 2025 | POE10 | NA | 34.204 | QLD Lilyvale 132 |  |  | FALSE | #N/A | #N/A | #N/A | #N/A | #N/A | #N/A | #N/A | #N/A | #N/A | #N/A
TRUE | QLD | QLCM | Lilyvale 132 | Energy Queensland | Shoulder | Coincident | 2026 | POE10 | NA | 22.2279 | QLD Lilyvale 132 |  |  | FALSE | #N/A | #N/A | #N/A | #N/A | #N/A | #N/A | #N/A | #N/A | #N/A | #N/A
TRUE | QLD | QLCM | Lilyvale 132 | Energy Queensland | Shoulder | Coincident | 2026 | POE50 | NA | 21.5837 | QLD Lilyvale 132 |  |  | FALSE | #N/A | #N/A | #N/A | #N/A | #N/A | #N/A | #N/A | #N/A | #N/A | #N/A
TRUE | QLD | QLCM | Lilyvale 132 | Energy Queensland | Shoulder | Non-coincident | 2026 | POE10 | NA | 34.1545 | QLD Lilyvale 132 |  |  | FALSE | #N/A | #N/A | #N/A | #N/A | #N/A | #N/A | #N/A | #N/A | #N/A | #N/A
TRUE | QLD | QLCM | Lilyvale 132 | Energy Queensland | Shoulder | Coincident | 2027 | POE10 | NA | 22.1323 | QLD Lilyvale 132 |  |  | FALSE | #N/A | #N/A | #N/A | #N/A | #N/A | #N/A | #N/A | #N/A | #N/A | #N/A
TRUE | QLD | QLCM | Lilyvale 132 | Energy Queensland | Shoulder | Coincident | 2027 | POE50 | NA | 21.4724 | QLD Lilyvale 132 |  |  | FALSE | #N/A | #N/A | #N/A | #N/A | #N/A | #N/A | #N/A | #N/A | #N/A | #N/A
TRUE | QLD | QLCM | Lilyvale 132 | Energy Queensland | Shoulder | Non-coincident | 2027 | POE10 | NA | 34.1496 | QLD Lilyvale 132 |  |  | FALSE | #N/A | #N/A | #N/A | #N/A | #N/A | #N/A | #N/A | #N/A | #N/A | #N/A
TRUE | QLD | QLCM | Lilyvale 132 | Energy Queensland | Shoulder | Coincident | 2028 | POE10 | NA | 22.0758 | QLD Lilyvale 132 |  |  | FALSE | #N/A | #N/A | #N/A | #N/A | #N/A | #N/A | #N/A | #N/A | #N/A | #N/A
TRUE | QLD | QLCM | Lilyvale 132 | Energy Queensland | Shoulder | Coincident | 2028 | POE50 | NA | 21.473 | QLD Lilyvale 132 |  |  | FALSE | #N/A | #N/A | #N/A | #N/A | #N/A | #N/A | #N/A | #N/A | #N/A | #N/A
TRUE | QLD | QLCM | Lilyvale 132 | Energy Queensland | Shoulder | Non-coincident | 2028 | POE10 | NA | 34.1922 | QLD Lilyvale 132 |  |  | FALSE | #N/A | #N/A | #N/A | #N/A | #N/A | #N/A | #N/A | #N/A | #N/A | #N/A
TRUE | QLD | QLCM | Lilyvale 132 | Energy Queensland | Shoulder | Coincident | 2029 | POE10 | NA | 22.3474 | QLD Lilyvale 132 |  |  | FALSE | #N/A | #N/A | #N/A | #N/A | #N/A | #N/A | #N/A | #N/A | #N/A | #N/A
TRUE | QLD | QLCM | Lilyvale 132 | Energy Queensland | Shoulder | Coincident | 2029 | POE50 | NA | 21.6148 | QLD Lilyvale 132 |  |  | FALSE | #N/A | #N/A | #N/A | #N/A | #N/A | #N/A | #N/A | #N/A | #N/A | #N/A
TRUE | QLD | QLCM | Lilyvale 132 | Energy Queensland | Shoulder | Non-coincident | 2029 | POE10 | NA | 34.2933 | QLD Lilyvale 132 |  |  | FALSE | #N/A | #N/A | #N/A | #N/A | #N/A | #N/A | #N/A | #N/A | #N/A | #N/A
TRUE | QLD | QLCM | Lilyvale 132 | Energy Queensland | Shoulder | Coincident | 2030 | POE10 | NA | 22.473 | QLD Lilyvale 132 |  |  | FALSE | #N/A | #N/A | #N/A | #N/A | #N/A | #N/A | #N/A | #N/A | #N/A | #N/A
TRUE | QLD | QLCM | Lilyvale 132 | Energy Queensland | Shoulder | Coincident | 2030 | POE50 | NA | 21.768 | QLD Lilyvale 132 |  |  | FALSE | #N/A | #N/A | #N/A | #N/A | #N/A | #N/A | #N/A | #N/A | #N/A | #N/A
TRUE | QLD | QLCM | Lilyvale 132 | Energy Queensland | Shoulder | Non-coincident | 2030 | POE10 | NA | 34.4882 | QLD Lilyvale 132 |  |  | FALSE | #N/A | #N/A | #N/A | #N/A | #N/A | #N/A | #N/A | #N/A | #N/A | #N/A
TRUE | QLD | QLCM | Lilyvale 132 | Energy Queensland | Summer | Non-coincident | 2019 | BASEYEARPOE10 | NA | 39.6044 | QLD Lilyvale 132 |  |  | FALSE | #N/A | #N/A | #N/A | #N/A | #N/A | #N/A | #N/A | #N/A | #N/A | #N/A
TRUE | QLD | QLCM | Lilyvale 132 | Energy Queensland | Summer | Coincident | 2021 | POE50 | NA | 25.4322 | QLD Lilyvale 132 |  |  | FALSE | #N/A | #N/A | #N/A | #N/A | #N/A | #N/A | #N/A | #N/A | #N/A | #N/A
TRUE | QLD | QLCM | Lilyvale 132 | Energy Queensland | Summer | Coincident | 2021 | POE10 | NA | 30.3724 | QLD Lilyvale 132 |  |  | FALSE | #N/A | #N/A | #N/A | #N/A | #N/A | #N/A | #N/A | #N/A | #N/A | #N/A
TRUE | QLD | QLCM | Lilyvale 132 | Energy Queensland | Summer | Non-coincident | 2021 | POE10 | NA | 38.9138 | QLD Lilyvale 132 |  |  | FALSE | #N/A | #N/A | #N/A | #N/A | #N/A | #N/A | #N/A | #N/A | #N/A | #N/A
TRUE | QLD | QLCM | Lilyvale 132 | Energy Queensland | Summer | Coincident | 2022 | POE50 | NA | 25.742 | QLD Lilyvale 132 |  |  | FALSE | #N/A | #N/A | #N/A | #N/A | #N/A | #N/A | #N/A | #N/A | #N/A | #N/A
TRUE | QLD | QLCM | Lilyvale 132 | Energy Queensland | Summer | Coincident | 2022 | POE10 | NA | 30.8124 | QLD Lilyvale 132 |  |  | FALSE | #N/A | #N/A | #N/A | #N/A | #N/A | #N/A | #N/A | #N/A | #N/A | #N/A
TRUE | QLD | QLCM | Lilyvale 132 | Energy Queensland | Summer | Non-coincident | 2022 | POE10 | NA | 38.7314 | QLD Lilyvale 132 |  |  | FALSE | #N/A | #N/A | #N/A | #N/A | #N/A | #N/A | #N/A | #N/A | #N/A | #N/A
TRUE | QLD | QLCM | Lilyvale 132 | Energy Queensland | Summer | Coincident | 2023 | POE50 | NA | 25.7725 | QLD Lilyvale 132 |  |  | FALSE | #N/A | #N/A | #N/A | #N/A | #N/A | #N/A | #N/A | #N/A | #N/A | #N/A
TRUE | QLD | QLCM | Lilyvale 132 | Energy Queensland | Summer | Coincident | 2023 | POE10 | NA | 30.9281 | QLD Lilyvale 132 |  |  | FALSE | #N/A | #N/A | #N/A | #N/A | #N/A | #N/A | #N/A | #N/A | #N/A | #N/A
TRUE | QLD | QLCM | Lilyvale 132 | Energy Queensland | Summer | Non-coincident | 2023 | POE10 | NA | 38.6437 | QLD Lilyvale 132 |  |  | FALSE | #N/A | #N/A | #N/A | #N/A | #N/A | #N/A | #N/A | #N/A | #N/A | #N/A
TRUE | QLD | QLCM | Lilyvale 132 | Energy Queensland | Summer | Coincident | 2024 | POE50 | NA | 26.0271 | QLD Lilyvale 132 |  |  | FALSE | #N/A | #N/A | #N/A | #N/A | #N/A | #N/A | #N/A | #N/A | #N/A | #N/A
TRUE | QLD | QLCM | Lilyvale 132 | Energy Queensland | Summer | Coincident | 2024 | POE10 | NA | 31.2174 | QLD Lilyvale 132 |  |  | FALSE | #N/A | #N/A | #N/A | #N/A | #N/A | #N/A | #N/A | #N/A | #N/A | #N/A
TRUE | QLD | QLCM | Lilyvale 132 | Energy Queensland | Summer | Non-coincident | 2024 | POE10 | NA | 38.537 | QLD Lilyvale 132 |  |  | FALSE | #N/A | #N/A | #N/A | #N/A | #N/A | #N/A | #N/A | #N/A | #N/A | #N/A
TRUE | QLD | QLCM | Lilyvale 132 | Energy Queensland | Summer | Coincident | 2025 | POE50 | NA | 25.962 | QLD Lilyvale 132 |  |  | FALSE | #N/A | #N/A | #N/A | #N/A | #N/A | #N/A | #N/A | #N/A | #N/A | #N/A
TRUE | QLD | QLCM | Lilyvale 132 | Energy Queensland | Summer | Coincident | 2025 | POE10 | NA | 30.9957 | QLD Lilyvale 132 |  |  | FALSE | #N/A | #N/A | #N/A | #N/A | #N/A | #N/A | #N/A | #N/A | #N/A | #N/A
TRUE | QLD | QLCM | Lilyvale 132 | Energy Queensland | Summer | Non-coincident | 2025 | POE10 | NA | 38.415 | QLD Lilyvale 132 |  |  | FALSE | #N/A | #N/A | #N/A | #N/A | #N/A | #N/A | #N/A | #N/A | #N/A | #N/A
TRUE | QLD | QLCM | Lilyvale 132 | Energy Queensland | Summer | Coincident | 2026 | POE50 | NA | 25.9086 | QLD Lilyvale 132 |  |  | FALSE | #N/A | #N/A | #N/A | #N/A | #N/A | #N/A | #N/A | #N/A | #N/A | #N/A
TRUE | QLD | QLCM | Lilyvale 132 | Energy Queensland | Summer | Coincident | 2026 | POE10 | NA | 31.051 | QLD Lilyvale 132 |  |  | FALSE | #N/A | #N/A | #N/A | #N/A | #N/A | #N/A | #N/A | #N/A | #N/A | #N/A
TRUE | QLD | QLCM | Lilyvale 132 | Energy Queensland | Summer | Non-coincident | 2026 | POE10 | NA | 38.2952 | QLD Lilyvale 132 |  |  | FALSE | #N/A | #N/A | #N/A | #N/A | #N/A | #N/A | #N/A | #N/A | #N/A | #N/A
TRUE | QLD | QLCM | Lilyvale 132 | Energy Queensland | Summer | Coincident | 2027 | POE50 | NA | 25.7401 | QLD Lilyvale 132 |  |  | FALSE | #N/A | #N/A | #N/A | #N/A | #N/A | #N/A | #N/A | #N/A | #N/A | #N/A
TRUE | QLD | QLCM | Lilyvale 132 | Energy Queensland | Summer | Coincident | 2027 | POE10 | NA | 30.754 | QLD Lilyvale 132 |  |  | FALSE | #N/A | #N/A | #N/A | #N/A | #N/A | #N/A | #N/A | #N/A | #N/A | #N/A
TRUE | QLD | QLCM | Lilyvale 132 | Energy Queensland | Summer | Non-coincident | 2027 | POE10 | NA | 38.2122 | QLD Lilyvale 132 |  |  | FALSE | #N/A | #N/A | #N/A | #N/A | #N/A | #N/A | #N/A | #N/A | #N/A | #N/A
TRUE | QLD | QLCM | Lilyvale 132 | Energy Queensland | Summer | Coincident | 2028 | POE50 | NA | 25.7044 | QLD Lilyvale 132 |  |  | FALSE | #N/A | #N/A | #N/A | #N/A | #N/A | #N/A | #N/A | #N/A | #N/A | #N/A
TRUE | QLD | QLCM | Lilyvale 132 | Energy Queensland | Summer | Coincident | 2028 | POE10 | NA | 30.7333 | QLD Lilyvale 132 |  |  | FALSE | #N/A | #N/A | #N/A | #N/A | #N/A | #N/A | #N/A | #N/A | #N/A | #N/A
TRUE | QLD | QLCM | Lilyvale 132 | Energy Queensland | Summer | Non-coincident | 2028 | POE10 | NA | 38.1655 | QLD Lilyvale 132 |  |  | FALSE | #N/A | #N/A | #N/A | #N/A | #N/A | #N/A | #N/A | #N/A | #N/A | #N/A
TRUE | QLD | QLCM | Lilyvale 132 | Energy Queensland | Summer | Coincident | 2029 | POE50 | NA | 25.7464 | QLD Lilyvale 132 |  |  | FALSE | #N/A | #N/A | #N/A | #N/A | #N/A | #N/A | #N/A | #N/A | #N/A | #N/A
TRUE | QLD | QLCM | Lilyvale 132 | Energy Queensland | Summer | Coincident | 2029 | POE10 | NA | 30.6485 | QLD Lilyvale 132 |  |  | FALSE | #N/A | #N/A | #N/A | #N/A | #N/A | #N/A | #N/A | #N/A | #N/A | #N/A
TRUE | QLD | QLCM | Lilyvale 132 | Energy Queensland | Summer | Non-coincident | 2029 | POE10 | NA | 38.1818 | QLD Lilyvale 132 |  |  | FALSE | #N/A | #N/A | #N/A | #N/A | #N/A | #N/A | #N/A | #N/A | #N/A | #N/A
TRUE | QLD | QLCM | Lilyvale 132 | Energy Queensland | Summer | Coincident | 2030 | POE50 | NA | 25.6596 | QLD Lilyvale 132 |  |  | FALSE | #N/A | #N/A | #N/A | #N/A | #N/A | #N/A | #N/A | #N/A | #N/A | #N/A
TRUE | QLD | QLCM | Lilyvale 132 | Energy Queensland | Summer | Coincident | 2030 | POE10 | NA | 30.6989 | QLD Lilyvale 132 |  |  | FALSE | #N/A | #N/A | #N/A | #N/A | #N/A | #N/A | #N/A | #N/A | #N/A | #N/A
TRUE | QLD | QLCM | Lilyvale 132 | Energy Queensland | Summer | Non-coincident | 2030 | POE10 | NA | 38.2318 | QLD Lilyvale 132 |  |  | FALSE | #N/A | #N/A | #N/A | #N/A | #N/A | #N/A | #N/A | #N/A | #N/A | #N/A
TRUE | QLD | QLCM | Lilyvale 132 | Energy Queensland | Winter | Non-coincident | 2019 | BASEYEARPOE10 | NA | 40.8918 | QLD Lilyvale 132 |  |  | FALSE | #N/A | #N/A | #N/A | #N/A | #N/A | #N/A | #N/A | #N/A | #N/A | #N/A
TRUE | QLD | QLCM | Lilyvale 132 | Energy Queensland | Winter | Coincident | 2020 | POE10 | NA | 35.5968 | QLD Lilyvale 132 |  |  | FALSE | #N/A | #N/A | #N/A | #N/A | #N/A | #N/A | #N/A | #N/A | #N/A | #N/A
TRUE | QLD | QLCM | Lilyvale 132 | Energy Queensland | Winter | Coincident | 2020 | POE50 | NA | 33.1358 | QLD Lilyvale 132 |  |  | FALSE | #N/A | #N/A | #N/A | #N/A | #N/A | #N/A | #N/A | #N/A | #N/A | #N/A
TRUE | QLD | QLCM | Lilyvale 132 | Energy Queensland | Winter | Non-coincident | 2020 | POE10 | NA | 36.8019 | QLD Lilyvale 132 |  |  | FALSE | #N/A | #N/A | #N/A | #N/A | #N/A | #N/A | #N/A | #N/A | #N/A | #N/A
TRUE | QLD | QLCM | Lilyvale 132 | Energy Queensland | Winter | Coincident | 2021 | POE10 | NA | 35.0223 | QLD Lilyvale 132 |  |  | FALSE | #N/A | #N/A | #N/A | #N/A | #N/A | #N/A | #N/A | #N/A | #N/A | #N/A
TRUE | QLD | QLCM | Lilyvale 132 | Energy Queensland | Winter | Coincident | 2021 | POE50 | NA | 32.5954 | QLD Lilyvale 132 |  |  | FALSE | #N/A | #N/A | #N/A | #N/A | #N/A | #N/A | #N/A | #N/A | #N/A | #N/A
TRUE | QLD | QLCM | Lilyvale 132 | Energy Queensland | Winter | Non-coincident | 2021 | POE10 | NA | 36.481 | QLD Lilyvale 132 |  |  | FALSE | #N/A | #N/A | #N/A | #N/A | #N/A | #N/A | #N/A | #N/A | #N/A | #N/A
TRUE | QLD | QLCM | Lilyvale 132 | Energy Queensland | Winter | Coincident | 2022 | POE10 | NA | 35.7143 | QLD Lilyvale 132 |  |  | FALSE | #N/A | #N/A | #N/A | #N/A | #N/A | #N/A | #N/A | #N/A | #N/A | #N/A
TRUE | QLD | QLCM | Lilyvale 132 | Energy Queensland | Winter | Coincident | 2022 | POE50 | NA | 33.2461 | QLD Lilyvale 132 |  |  | FALSE | #N/A | #N/A | #N/A | #N/A | #N/A | #N/A | #N/A | #N/A | #N/A | #N/A
TRUE | QLD | QLCM | Lilyvale 132 | Energy Queensland | Winter | Non-coincident | 2022 | POE10 | NA | 36.3857 | QLD Lilyvale 132 |  |  | FALSE | #N/A | #N/A | #N/A | #N/A | #N/A | #N/A | #N/A | #N/A | #N/A | #N/A
TRUE | QLD | QLCM | Lilyvale 132 | Energy Queensland | Winter | Coincident | 2023 | POE10 | NA | 35.959 | QLD Lilyvale 132 |  |  | FALSE | #N/A | #N/A | #N/A | #N/A | #N/A | #N/A | #N/A | #N/A | #N/A | #N/A
TRUE | QLD | QLCM | Lilyvale 132 | Energy Queensland | Winter | Coincident | 2023 | POE50 | NA | 33.4429 | QLD Lilyvale 132 |  |  | FALSE | #N/A | #N/A | #N/A | #N/A | #N/A | #N/A | #N/A | #N/A | #N/A | #N/A
TRUE | QLD | QLCM | Lilyvale 132 | Energy Queensland | Winter | Non-coincident | 2023 | POE10 | NA | 36.2897 | QLD Lilyvale 132 |  |  | FALSE | #N/A | #N/A | #N/A | #N/A | #N/A | #N/A | #N/A | #N/A | #N/A | #N/A
TRUE | QLD | QLCM | Lilyvale 132 | Energy Queensland | Winter | Coincident | 2024 | POE10 | NA | 36.3876 | QLD Lilyvale 132 |  |  | FALSE | #N/A | #N/A | #N/A | #N/A | #N/A | #N/A | #N/A | #N/A | #N/A | #N/A
TRUE | QLD | QLCM | Lilyvale 132 | Energy Queensland | Winter | Coincident | 2024 | POE50 | NA | 33.7112 | QLD Lilyvale 132 |  |  | FALSE | #N/A | #N/A | #N/A | #N/A | #N/A | #N/A | #N/A | #N/A | #N/A | #N/A
TRUE | QLD | QLCM | Lilyvale 132 | Energy Queensland | Winter | Non-coincident | 2024 | POE10 | NA | 36.3876 | QLD Lilyvale 132 |  |  | FALSE | #N/A | #N/A | #N/A | #N/A | #N/A | #N/A | #N/A | #N/A | #N/A | #N/A
TRUE | QLD | QLCM | Lilyvale 132 | Energy Queensland | Winter | Coincident | 2025 | POE10 | NA | 36.1672 | QLD Lilyvale 132 |  |  | FALSE | #N/A | #N/A | #N/A | #N/A | #N/A | #N/A | #N/A | #N/A | #N/A | #N/A
TRUE | QLD | QLCM | Lilyvale 132 | Energy Queensland | Winter | Coincident | 2025 | POE50 | NA | 33.5788 | QLD Lilyvale 132 |  |  | FALSE | #N/A | #N/A | #N/A | #N/A | #N/A | #N/A | #N/A | #N/A | #N/A | #N/A
TRUE | QLD | QLCM | Lilyvale 132 | Energy Queensland | Winter | Non-coincident | 2025 | POE10 | NA | 36.1672 | QLD Lilyvale 132 |  |  | FALSE | #N/A | #N/A | #N/A | #N/A | #N/A | #N/A | #N/A | #N/A | #N/A | #N/A
TRUE | QLD | QLCM | Lilyvale 132 | Energy Queensland | Winter | Coincident | 2026 | POE10 | NA | 36.0476 | QLD Lilyvale 132 |  |  | FALSE | #N/A | #N/A | #N/A | #N/A | #N/A | #N/A | #N/A | #N/A | #N/A | #N/A
TRUE | QLD | QLCM | Lilyvale 132 | Energy Queensland | Winter | Coincident | 2026 | POE50 | NA | 33.531 | QLD Lilyvale 132 |  |  | FALSE | #N/A | #N/A | #N/A | #N/A | #N/A | #N/A | #N/A | #N/A | #N/A | #N/A
TRUE | QLD | QLCM | Lilyvale 132 | Energy Queensland | Winter | Non-coincident | 2026 | POE10 | NA | 36.0476 | QLD Lilyvale 132 |  |  | FALSE | #N/A | #N/A | #N/A | #N/A | #N/A | #N/A | #N/A | #N/A | #N/A | #N/A
TRUE | QLD | QLCM | Lilyvale 132 | Energy Queensland | Winter | Coincident | 2027 | POE10 | NA | 35.9755 | QLD Lilyvale 132 |  |  | FALSE | #N/A | #N/A | #N/A | #N/A | #N/A | #N/A | #N/A | #N/A | #N/A | #N/A
TRUE | QLD | QLCM | Lilyvale 132 | Energy Queensland | Winter | Coincident | 2027 | POE50 | NA | 33.468 | QLD Lilyvale 132 |  |  | FALSE | #N/A | #N/A | #N/A | #N/A | #N/A | #N/A | #N/A | #N/A | #N/A | #N/A
TRUE | QLD | QLCM | Lilyvale 132 | Energy Queensland | Winter | Non-coincident | 2027 | POE10 | NA | 35.9755 | QLD Lilyvale 132 |  |  | FALSE | #N/A | #N/A | #N/A | #N/A | #N/A | #N/A | #N/A | #N/A | #N/A | #N/A
TRUE | QLD | QLCM | Lilyvale 132 | Energy Queensland | Winter | Coincident | 2028 | POE10 | NA | 36.3249 | QLD Lilyvale 132 |  |  | FALSE | #N/A | #N/A | #N/A | #N/A | #N/A | #N/A | #N/A | #N/A | #N/A | #N/A
TRUE | QLD | QLCM | Lilyvale 132 | Energy Queensland | Winter | Coincident | 2028 | POE50 | NA | 33.5335 | QLD Lilyvale 132 |  |  | FALSE | #N/A | #N/A | #N/A | #N/A | #N/A | #N/A | #N/A | #N/A | #N/A | #N/A
TRUE | QLD | QLCM | Lilyvale 132 | Energy Queensland | Winter | Non-coincident | 2028 | POE10 | NA | 36.3249 | QLD Lilyvale 132 |  |  | FALSE | #N/A | #N/A | #N/A | #N/A | #N/A | #N/A | #N/A | #N/A | #N/A | #N/A
TRUE | QLD | QLCM | Lilyvale 132 | Energy Queensland | Winter | Coincident | 2029 | POE10 | NA | 36.2146 | QLD Lilyvale 132 |  |  | FALSE | #N/A | #N/A | #N/A | #N/A | #N/A | #N/A | #N/A | #N/A | #N/A | #N/A
TRUE | QLD | QLCM | Lilyvale 132 | Energy Queensland | Winter | Coincident | 2029 | POE50 | NA | 33.614 | QLD Lilyvale 132 |  |  | FALSE | #N/A | #N/A | #N/A | #N/A | #N/A | #N/A | #N/A | #N/A | #N/A | #N/A
TRUE | QLD | QLCM | Lilyvale 132 | Energy Queensland | Winter | Non-coincident | 2029 | POE10 | NA | 36.2146 | QLD Lilyvale 132 |  |  | FALSE | #N/A | #N/A | #N/A | #N/A | #N/A | #N/A | #N/A | #N/A | #N/A | #N/A
TRUE | QLD | QLGH | Loganlea 110 | Energy Queensland | Shoulder | Coincident | 2017 | ACTUAL_OPG | 103.2013 | 222.5555 | QLD Loganlea 110 |  |  | FALSE | #N/A | #N/A | #N/A | #N/A | #N/A | #N/A | #N/A | #N/A | #N/A | #N/A
TRUE | QLD | QLGH | Loganlea 110 | Energy Queensland | Shoulder | Coincident | 2017 | ACTUAL_RAW | 103.2013 | 222.5555 | QLD Loganlea 110 |  |  | FALSE | #N/A | #N/A | #N/A | #N/A | #N/A | #N/A | #N/A | #N/A | #N/A | #N/A
TRUE | QLD | QLGH | Loganlea 110 | Energy Queensland | Shoulder | Non-coincident | 2017 | ACTUAL_RAW | 93.6564 | 251.7162 | QLD Loganlea 110 |  |  | FALSE | #N/A | #N/A | #N/A | #N/A | #N/A | #N/A | #N/A | #N/A | #N/A | #N/A
TRUE | QLD | QLGH | Loganlea 110 | Energy Queensland | Shoulder | Non-coincident | 2017 | ACTUAL_OPG | 93.6564 | 251.7162 | QLD Loganlea 110 |  |  | FALSE | #N/A | #N/A | #N/A | #N/A | #N/A | #N/A | #N/A | #N/A | #N/A | #N/A
TRUE | QLD | QLGH | Loganlea 110 | Energy Queensland | Shoulder | Non-coincident | 2017 | ACTUAL_ADJUSTEDOPG | 93.6564 | 251.7162 | QLD Loganlea 110 |  |  | FALSE | #N/A | #N/A | #N/A | #N/A | #N/A | #N/A | #N/A | #N/A | #N/A | #N/A
TRUE | QLD | QLGH | Loganlea 110 | Energy Queensland | Shoulder | Coincident | 2018 | ACTUAL_OPG | 114.1052 | 247.3068 | QLD Loganlea 110 |  |  | FALSE | #N/A | #N/A | #N/A | #N/A | #N/A | #N/A | #N/A | #N/A | #N/A | #N/A
TRUE | QLD | QLGH | Loganlea 110 | Energy Queensland | Shoulder | Coincident | 2018 | ACTUAL_RAW | 114.1052 | 247.3068 | QLD Loganlea 110 |  |  | FALSE | #N/A | #N/A | #N/A | #N/A | #N/A | #N/A | #N/A | #N/A | #N/A | #N/A
TRUE | QLD | QLGH | Loganlea 110 | Energy Queensland | Shoulder | Non-coincident | 2018 | ACTUAL_RAW | 84.016 | 266.8219 | QLD Loganlea 110 |  |  | FALSE | #N/A | #N/A | #N/A | #N/A | #N/A | #N/A | #N/A | #N/A | #N/A | #N/A
TRUE | QLD | QLGH | Loganlea 110 | Energy Queensland | Shoulder | Non-coincident | 2018 | ACTUAL_OPG | 84.016 | 266.8219 | QLD Loganlea 110 |  |  | FALSE | #N/A | #N/A | #N/A | #N/A | #N/A | #N/A | #N/A | #N/A | #N/A | #N/A
TRUE | QLD | QLGH | Loganlea 110 | Energy Queensland | Shoulder | Non-coincident | 2018 | ACTUAL_ADJUSTEDOPG | 84.016 | 266.8219 | QLD Loganlea 110 |  |  | FALSE | #N/A | #N/A | #N/A | #N/A | #N/A | #N/A | #N/A | #N/A | #N/A | #N/A
TRUE | QLD | QLGH | Loganlea 110 | Energy Queensland | Shoulder | Coincident | 2019 | ACTUAL_OPG | 72.6314 | 258.8312 | QLD Loganlea 110 |  |  | FALSE | #N/A | #N/A | #N/A | #N/A | #N/A | #N/A | #N/A | #N/A | #N/A | #N/A
TRUE | QLD | QLGH | Loganlea 110 | Energy Queensland | Shoulder | Coincident | 2019 | ACTUAL_RAW | 72.6314 | 258.8312 | QLD Loganlea 110 |  |  | FALSE | #N/A | #N/A | #N/A | #N/A | #N/A | #N/A | #N/A | #N/A | #N/A | #N/A
TRUE | QLD | QLGH | Loganlea 110 | Energy Queensland | Shoulder | Non-coincident | 2019 | ACTUAL_RAW | 66.1565 | 258.8312 | QLD Loganlea 110 |  |  | FALSE | #N/A | #N/A | #N/A | #N/A | #N/A | #N/A | #N/A | #N/A | #N/A | #N/A
TRUE | QLD | QLGH | Loganlea 110 | Energy Queensland | Shoulder | Non-coincident | 2019 | ACTUAL_OPG | 66.1565 | 258.8312 | QLD Loganlea 110 |  |  | FALSE | #N/A | #N/A | #N/A | #N/A | #N/A | #N/A | #N/A | #N/A | #N/A | #N/A
TRUE | QLD | QLGH | Loganlea 110 | Energy Queensland | Shoulder | Non-coincident | 2019 | ACTUAL_ADJUSTEDOPG | 66.1565 | 258.8312 | QLD Loganlea 110 |  |  | FALSE | #N/A | #N/A | #N/A | #N/A | #N/A | #N/A | #N/A | #N/A | #N/A | #N/A
TRUE | QLD | QLGH | Loganlea 110 | Energy Queensland | Shoulder | Non-coincident | 2019 | BASEYEARPOE90 | 26.983 | NA | QLD Loganlea 110 |  |  | FALSE | #N/A | #N/A | #N/A | #N/A | #N/A | #N/A | #N/A | #N/A | #N/A | #N/A
TRUE | QLD | QLGH | Loganlea 110 | Energy Queensland | Shoulder | Non-coincident | 2019 | BASEYEARPOE50 | 36.9439 | 306.515 | QLD Loganlea 110 |  |  | FALSE | #N/A | #N/A | #N/A | #N/A | #N/A | #N/A | #N/A | #N/A | #N/A | #N/A
TRUE | QLD | QLGH | Loganlea 110 | Energy Queensland | Shoulder | Coincident | 2020 | ACTUAL_OPG | 50.6098 | 268.7223 | QLD Loganlea 110 |  |  | FALSE | #N/A | #N/A | #N/A | #N/A | #N/A | #N/A | #N/A | #N/A | #N/A | #N/A
TRUE | QLD | QLGH | Loganlea 110 | Energy Queensland | Shoulder | Coincident | 2020 | ACTUAL_RAW | 50.6098 | 268.7223 | QLD Loganlea 110 |  |  | FALSE | #N/A | #N/A | #N/A | #N/A | #N/A | #N/A | #N/A | #N/A | #N/A | #N/A
TRUE | QLD | QLGH | Loganlea 110 | Energy Queensland | Shoulder | Non-coincident | 2020 | ACTUAL_RAW | 50.6098 | 269.0873 | QLD Loganlea 110 |  |  | FALSE | #N/A | #N/A | #N/A | #N/A | #N/A | #N/A | #N/A | #N/A | #N/A | #N/A
TRUE | QLD | QLGH | Loganlea 110 | Energy Queensland | Shoulder | Non-coincident | 2020 | ACTUAL_OPG | 50.6098 | 269.0873 | QLD Loganlea 110 |  |  | FALSE | #N/A | #N/A | #N/A | #N/A | #N/A | #N/A | #N/A | #N/A | #N/A | #N/A
TRUE | QLD | QLGH | Loganlea 110 | Energy Queensland | Shoulder | Non-coincident | 2020 | ACTUAL_ADJUSTEDOPG | 50.6098 | 269.0873 | QLD Loganlea 110 |  |  | FALSE | #N/A | #N/A | #N/A | #N/A | #N/A | #N/A | #N/A | #N/A | #N/A | #N/A
TRUE | QLD | QLGH | Loganlea 110 | Energy Queensland | Shoulder | Coincident_unreconciled | 2021 | POE50 | 40 | NA | QLD Loganlea 110 |  |  | FALSE | #N/A | #N/A | #N/A | #N/A | #N/A | #N/A | #N/A | #N/A | #N/A | #N/A
TRUE | QLD | QLGH | Loganlea 110 | Energy Queensland | Shoulder | Coincident_unreconciled | 2021 | POE90 | 27.9323 | NA | QLD Loganlea 110 |  |  | FALSE | #N/A | #N/A | #N/A | #N/A | #N/A | #N/A | #N/A | #N/A | #N/A | #N/A
TRUE | QLD | QLGH | Loganlea 110 | Energy Queensland | Shoulder | Non-coincident | 2021 | POE50 | 40 | 309.6149 | QLD Loganlea 110 |  |  | FALSE | #N/A | #N/A | #N/A | #N/A | #N/A | #N/A | #N/A | #N/A | #N/A | #N/A
TRUE | QLD | QLGH | Loganlea 110 | Energy Queensland | Shoulder | Non-coincident | 2021 | POE90 | 28.9404 | NA | QLD Loganlea 110 |  |  | FALSE | #N/A | #N/A | #N/A | #N/A | #N/A | #N/A | #N/A | #N/A | #N/A | #N/A
TRUE | QLD | QLGH | Loganlea 110 | Energy Queensland | Shoulder | Coincident_unreconciled | 2022 | POE50 | 32.8326 | NA | QLD Loganlea 110 |  |  | FALSE | #N/A | #N/A | #N/A | #N/A | #N/A | #N/A | #N/A | #N/A | #N/A | #N/A
TRUE | QLD | QLGH | Loganlea 110 | Energy Queensland | Shoulder | Coincident_unreconciled | 2022 | POE90 | 21.9602 | NA | QLD Loganlea 110 |  |  | FALSE | #N/A | #N/A | #N/A | #N/A | #N/A | #N/A | #N/A | #N/A | #N/A | #N/A
TRUE | QLD | QLGH | Loganlea 110 | Energy Queensland | Shoulder | Non-coincident | 2022 | POE50 | 33.5005 | 313.5929 | QLD Loganlea 110 |  |  | FALSE | #N/A | #N/A | #N/A | #N/A | #N/A | #N/A | #N/A | #N/A | #N/A | #N/A
TRUE | QLD | QLGH | Loganlea 110 | Energy Queensland | Shoulder | Non-coincident | 2022 | POE90 | 22.2842 | NA | QLD Loganlea 110 |  |  | FALSE | #N/A | #N/A | #N/A | #N/A | #N/A | #N/A | #N/A | #N/A | #N/A | #N/A
TRUE | QLD | QLGH | Loganlea 110 | Energy Queensland | Shoulder | Coincident_unreconciled | 2023 | POE50 | 25.3959 | NA | QLD Loganlea 110 |  |  | FALSE | #N/A | #N/A | #N/A | #N/A | #N/A | #N/A | #N/A | #N/A | #N/A | #N/A
TRUE | QLD | QLGH | Loganlea 110 | Energy Queensland | Shoulder | Coincident_unreconciled | 2023 | POE90 | 15.1839 | NA | QLD Loganlea 110 |  |  | FALSE | #N/A | #N/A | #N/A | #N/A | #N/A | #N/A | #N/A | #N/A | #N/A | #N/A
TRUE | QLD | QLGH | Loganlea 110 | Energy Queensland | Shoulder | Non-coincident | 2023 | POE50 | 26.1135 | 317.8046 | QLD Loganlea 110 |  |  | FALSE | #N/A | #N/A | #N/A | #N/A | #N/A | #N/A | #N/A | #N/A | #N/A | #N/A
TRUE | QLD | QLGH | Loganlea 110 | Energy Queensland | Shoulder | Non-coincident | 2023 | POE90 | 14.7318 | NA | QLD Loganlea 110 |  |  | FALSE | #N/A | #N/A | #N/A | #N/A | #N/A | #N/A | #N/A | #N/A | #N/A | #N/A
TRUE | QLD | QLGH | Loganlea 110 | Energy Queensland | Shoulder | Coincident_unreconciled | 2024 | POE50 | 20.795 | NA | QLD Loganlea 110 |  |  | FALSE | #N/A | #N/A | #N/A | #N/A | #N/A | #N/A | #N/A | #N/A | #N/A | #N/A
TRUE | QLD | QLGH | Loganlea 110 | Energy Queensland | Shoulder | Coincident_unreconciled | 2024 | POE90 | 10.4347 | NA | QLD Loganlea 110 |  |  | FALSE | #N/A | #N/A | #N/A | #N/A | #N/A | #N/A | #N/A | #N/A | #N/A | #N/A
TRUE | QLD | QLGH | Loganlea 110 | Energy Queensland | Shoulder | Non-coincident | 2024 | POE50 | 20.9856 | 321.9475 | QLD Loganlea 110 |  |  | FALSE | #N/A | #N/A | #N/A | #N/A | #N/A | #N/A | #N/A | #N/A | #N/A | #N/A
TRUE | QLD | QLGH | Loganlea 110 | Energy Queensland | Shoulder | Non-coincident | 2024 | POE90 | 9.4387 | NA | QLD Loganlea 110 |  |  | FALSE | #N/A | #N/A | #N/A | #N/A | #N/A | #N/A | #N/A | #N/A | #N/A | #N/A
TRUE | QLD | QLGH | Loganlea 110 | Energy Queensland | Shoulder | Coincident_unreconciled | 2025 | POE50 | 17.1349 | NA | QLD Loganlea 110 |  |  | FALSE | #N/A | #N/A | #N/A | #N/A | #N/A | #N/A | #N/A | #N/A | #N/A | #N/A
TRUE | QLD | QLGH | Loganlea 110 | Energy Queensland | Shoulder | Coincident_unreconciled | 2025 | POE90 | 6.6263 | NA | QLD Loganlea 110 |  |  | FALSE | #N/A | #N/A | #N/A | #N/A | #N/A | #N/A | #N/A | #N/A | #N/A | #N/A
TRUE | QLD | QLGH | Loganlea 110 | Energy Queensland | Shoulder | Non-coincident | 2025 | POE50 | 16.9063 | 326.0478 | QLD Loganlea 110 |  |  | FALSE | #N/A | #N/A | #N/A | #N/A | #N/A | #N/A | #N/A | #N/A | #N/A | #N/A
TRUE | QLD | QLGH | Loganlea 110 | Energy Queensland | Shoulder | Non-coincident | 2025 | POE90 | 5.194 | NA | QLD Loganlea 110 |  |  | FALSE | #N/A | #N/A | #N/A | #N/A | #N/A | #N/A | #N/A | #N/A | #N/A | #N/A
TRUE | QLD | QLGH | Loganlea 110 | Energy Queensland | Shoulder | Coincident_unreconciled | 2026 | POE50 | 13.3076 | NA | QLD Loganlea 110 |  |  | FALSE | #N/A | #N/A | #N/A | #N/A | #N/A | #N/A | #N/A | #N/A | #N/A | #N/A
TRUE | QLD | QLGH | Loganlea 110 | Energy Queensland | Shoulder | Coincident_unreconciled | 2026 | POE90 | 2.6507 | NA | QLD Loganlea 110 |  |  | FALSE | #N/A | #N/A | #N/A | #N/A | #N/A | #N/A | #N/A | #N/A | #N/A | #N/A
TRUE | QLD | QLGH | Loganlea 110 | Energy Queensland | Shoulder | Non-coincident | 2026 | POE50 | 12.6406 | 330.2589 | QLD Loganlea 110 |  |  | FALSE | #N/A | #N/A | #N/A | #N/A | #N/A | #N/A | #N/A | #N/A | #N/A | #N/A
TRUE | QLD | QLGH | Loganlea 110 | Energy Queensland | Shoulder | Non-coincident | 2026 | POE90 | 0.76305 | NA | QLD Loganlea 110 |  |  | FALSE | #N/A | #N/A | #N/A | #N/A | #N/A | #N/A | #N/A | #N/A | #N/A | #N/A
TRUE | QLD | QLGH | Loganlea 110 | Energy Queensland | Shoulder | Coincident_unreconciled | 2027 | POE50 | 10.1262 | NA | QLD Loganlea 110 |  |  | FALSE | #N/A | #N/A | #N/A | #N/A | #N/A | #N/A | #N/A | #N/A | #N/A | #N/A
TRUE | QLD | QLGH | Loganlea 110 | Energy Queensland | Shoulder | Coincident_unreconciled | 2027 | POE90 | -0.68659 | NA | QLD Loganlea 110 |  |  | FALSE | #N/A | #N/A | #N/A | #N/A | #N/A | #N/A | #N/A | #N/A | #N/A | #N/A
TRUE | QLD | QLGH | Loganlea 110 | Energy Queensland | Shoulder | Non-coincident | 2027 | POE50 | 9.0948 | 334.9669 | QLD Loganlea 110 |  |  | FALSE | #N/A | #N/A | #N/A | #N/A | #N/A | #N/A | #N/A | #N/A | #N/A | #N/A
TRUE | QLD | QLGH | Loganlea 110 | Energy Queensland | Shoulder | Non-coincident | 2027 | POE90 | -2.9565 | NA | QLD Loganlea 110 |  |  | FALSE | #N/A | #N/A | #N/A | #N/A | #N/A | #N/A | #N/A | #N/A | #N/A | #N/A
TRUE | QLD | QLGH | Loganlea 110 | Energy Queensland | Shoulder | Coincident_unreconciled | 2028 | POE50 | 7.7313 | NA | QLD Loganlea 110 |  |  | FALSE | #N/A | #N/A | #N/A | #N/A | #N/A | #N/A | #N/A | #N/A | #N/A | #N/A
TRUE | QLD | QLGH | Loganlea 110 | Energy Queensland | Shoulder | Coincident_unreconciled | 2028 | POE90 | -3.2427 | NA | QLD Loganlea 110 |  |  | FALSE | #N/A | #N/A | #N/A | #N/A | #N/A | #N/A | #N/A | #N/A | #N/A | #N/A
TRUE | QLD | QLGH | Loganlea 110 | Energy Queensland | Shoulder | Non-coincident | 2028 | POE50 | 6.4256 | 340.3772 | QLD Loganlea 110 |  |  | FALSE | #N/A | #N/A | #N/A | #N/A | #N/A | #N/A | #N/A | #N/A | #N/A | #N/A
TRUE | QLD | QLGH | Loganlea 110 | Energy Queensland | Shoulder | Non-coincident | 2028 | POE90 | -5.8054 | NA | QLD Loganlea 110 |  |  | FALSE | #N/A | #N/A | #N/A | #N/A | #N/A | #N/A | #N/A | #N/A | #N/A | #N/A
TRUE | QLD | QLGH | Loganlea 110 | Energy Queensland | Shoulder | Coincident_unreconciled | 2029 | POE50 | 5.6801 | NA | QLD Loganlea 110 |  |  | FALSE | #N/A | #N/A | #N/A | #N/A | #N/A | #N/A | #N/A | #N/A | #N/A | #N/A
TRUE | QLD | QLGH | Loganlea 110 | Energy Queensland | Shoulder | Coincident_unreconciled | 2029 | POE90 | -5.4551 | NA | QLD Loganlea 110 |  |  | FALSE | #N/A | #N/A | #N/A | #N/A | #N/A | #N/A | #N/A | #N/A | #N/A | #N/A
TRUE | QLD | QLGH | Loganlea 110 | Energy Queensland | Shoulder | Non-coincident | 2029 | POE50 | 4.1395 | 346.3784 | QLD Loganlea 110 |  |  | FALSE | #N/A | #N/A | #N/A | #N/A | #N/A | #N/A | #N/A | #N/A | #N/A | #N/A
TRUE | QLD | QLGH | Loganlea 110 | Energy Queensland | Shoulder | Non-coincident | 2029 | POE90 | -8.2711 | NA | QLD Loganlea 110 |  |  | FALSE | #N/A | #N/A | #N/A | #N/A | #N/A | #N/A | #N/A | #N/A | #N/A | #N/A
TRUE | QLD | QLGH | Loganlea 110 | Energy Queensland | Shoulder | Coincident_unreconciled | 2030 | POE50 | 4.2145 | NA | QLD Loganlea 110 |  |  | FALSE | #N/A | #N/A | #N/A | #N/A | #N/A | #N/A | #N/A | #N/A | #N/A | #N/A
TRUE | QLD | QLGH | Loganlea 110 | Energy Queensland | Shoulder | Coincident_unreconciled | 2030 | POE90 | -7.0819 | NA | QLD Loganlea 110 |  |  | FALSE | #N/A | #N/A | #N/A | #N/A | #N/A | #N/A | #N/A | #N/A | #N/A | #N/A
TRUE | QLD | QLGH | Loganlea 110 | Energy Queensland | Shoulder | Non-coincident | 2030 | POE50 | 2.506 | 352.7945 | QLD Loganlea 110 |  |  | FALSE | #N/A | #N/A | #N/A | #N/A | #N/A | #N/A | #N/A | #N/A | #N/A | #N/A
TRUE | QLD | QLGH | Loganlea 110 | Energy Queensland | Shoulder | Non-coincident | 2030 | POE90 | -10.0843 | NA | QLD Loganlea 110 |  |  | FALSE | #N/A | #N/A | #N/A | #N/A | #N/A | #N/A | #N/A | #N/A | #N/A | #N/A
TRUE | QLD | QLGH | Loganlea 110 | Energy Queensland | Summer | Coincident | 2017 | ACTUAL_OPG | 115.545 | 381.0829 | QLD Loganlea 110 |  |  | FALSE | #N/A | #N/A | #N/A | #N/A | #N/A | #N/A | #N/A | #N/A | #N/A | #N/A
TRUE | QLD | QLGH | Loganlea 110 | Energy Queensland | Summer | Coincident | 2017 | ACTUAL_RAW | 115.545 | 381.0829 | QLD Loganlea 110 |  |  | FALSE | #N/A | #N/A | #N/A | #N/A | #N/A | #N/A | #N/A | #N/A | #N/A | #N/A
TRUE | QLD | QLGH | Loganlea 110 | Energy Queensland | Summer | Non-coincident | 2017 | ACTUAL_RAW | 101.0089 | 383.0746 | QLD Loganlea 110 |  |  | FALSE | #N/A | #N/A | #N/A | #N/A | #N/A | #N/A | #N/A | #N/A | #N/A | #N/A
TRUE | QLD | QLGH | Loganlea 110 | Energy Queensland | Summer | Non-coincident | 2017 | ACTUAL_OPG | 101.0089 | 383.0746 | QLD Loganlea 110 |  |  | FALSE | #N/A | #N/A | #N/A | #N/A | #N/A | #N/A | #N/A | #N/A | #N/A | #N/A
TRUE | QLD | QLGH | Loganlea 110 | Energy Queensland | Summer | Non-coincident | 2017 | ACTUAL_ADJUSTEDOPG | 101.0089 | 383.0746 | QLD Loganlea 110 |  |  | FALSE | #N/A | #N/A | #N/A | #N/A | #N/A | #N/A | #N/A | #N/A | #N/A | #N/A
TRUE | QLD | QLGH | Loganlea 110 | Energy Queensland | Summer | Coincident | 2018 | ACTUAL_OPG | 103.0406 | 347.9298 | QLD Loganlea 110 |  |  | FALSE | #N/A | #N/A | #N/A | #N/A | #N/A | #N/A | #N/A | #N/A | #N/A | #N/A
TRUE | QLD | QLGH | Loganlea 110 | Energy Queensland | Summer | Coincident | 2018 | ACTUAL_RAW | 103.0406 | 347.9298 | QLD Loganlea 110 |  |  | FALSE | #N/A | #N/A | #N/A | #N/A | #N/A | #N/A | #N/A | #N/A | #N/A | #N/A
TRUE | QLD | QLGH | Loganlea 110 | Energy Queensland | Summer | Non-coincident | 2018 | ACTUAL_RAW | 95.0314 | 349.4214 | QLD Loganlea 110 |  |  | FALSE | #N/A | #N/A | #N/A | #N/A | #N/A | #N/A | #N/A | #N/A | #N/A | #N/A
TRUE | QLD | QLGH | Loganlea 110 | Energy Queensland | Summer | Non-coincident | 2018 | ACTUAL_OPG | 95.0314 | 349.4214 | QLD Loganlea 110 |  |  | FALSE | #N/A | #N/A | #N/A | #N/A | #N/A | #N/A | #N/A | #N/A | #N/A | #N/A
TRUE | QLD | QLGH | Loganlea 110 | Energy Queensland | Summer | Non-coincident | 2018 | ACTUAL_ADJUSTEDOPG | 95.0314 | 349.4214 | QLD Loganlea 110 |  |  | FALSE | #N/A | #N/A | #N/A | #N/A | #N/A | #N/A | #N/A | #N/A | #N/A | #N/A
TRUE | QLD | QLGH | Loganlea 110 | Energy Queensland | Summer | Coincident | 2019 | ACTUAL_OPG | 100.4471 | 395.6368 | QLD Loganlea 110 |  |  | FALSE | #N/A | #N/A | #N/A | #N/A | #N/A | #N/A | #N/A | #N/A | #N/A | #N/A
TRUE | QLD | QLGH | Loganlea 110 | Energy Queensland | Summer | Coincident | 2019 | ACTUAL_RAW | 100.4471 | 395.6368 | QLD Loganlea 110 |  |  | FALSE | #N/A | #N/A | #N/A | #N/A | #N/A | #N/A | #N/A | #N/A | #N/A | #N/A
TRUE | QLD | QLGH | Loganlea 110 | Energy Queensland | Summer | Non-coincident | 2019 | ACTUAL_RAW | 72.1713 | 395.6368 | QLD Loganlea 110 |  |  | FALSE | #N/A | #N/A | #N/A | #N/A | #N/A | #N/A | #N/A | #N/A | #N/A | #N/A
TRUE | QLD | QLGH | Loganlea 110 | Energy Queensland | Summer | Non-coincident | 2019 | ACTUAL_OPG | 72.1713 | 395.6368 | QLD Loganlea 110 |  |  | FALSE | #N/A | #N/A | #N/A | #N/A | #N/A | #N/A | #N/A | #N/A | #N/A | #N/A
TRUE | QLD | QLGH | Loganlea 110 | Energy Queensland | Summer | Non-coincident | 2019 | ACTUAL_ADJUSTEDOPG | 72.1713 | 395.6368 | QLD Loganlea 110 |  |  | FALSE | #N/A | #N/A | #N/A | #N/A | #N/A | #N/A | #N/A | #N/A | #N/A | #N/A
TRUE | QLD | QLGH | Loganlea 110 | Energy Queensland | Summer | Non-coincident | 2019 | BASEYEARPOE90 | 39.093 | NA | QLD Loganlea 110 |  |  | FALSE | #N/A | #N/A | #N/A | #N/A | #N/A | #N/A | #N/A | #N/A | #N/A | #N/A
TRUE | QLD | QLGH | Loganlea 110 | Energy Queensland | Summer | Non-coincident | 2019 | BASEYEARPOE50 | 56.2523 | 343.5516 | QLD Loganlea 110 |  |  | FALSE | #N/A | #N/A | #N/A | #N/A | #N/A | #N/A | #N/A | #N/A | #N/A | #N/A
TRUE | QLD | QLGH | Loganlea 110 | Energy Queensland | Summer | Coincident | 2020 | ACTUAL_OPG | 77.9248 | 395.2807 | QLD Loganlea 110 |  |  | FALSE | #N/A | #N/A | #N/A | #N/A | #N/A | #N/A | #N/A | #N/A | #N/A | #N/A
TRUE | QLD | QLGH | Loganlea 110 | Energy Queensland | Summer | Coincident | 2020 | ACTUAL_RAW | 77.9248 | 395.2807 | QLD Loganlea 110 |  |  | FALSE | #N/A | #N/A | #N/A | #N/A | #N/A | #N/A | #N/A | #N/A | #N/A | #N/A
TRUE | QLD | QLGH | Loganlea 110 | Energy Queensland | Summer | Non-coincident | 2020 | ACTUAL_RAW | 71.0229 | 399.1187 | QLD Loganlea 110 |  |  | FALSE | #N/A | #N/A | #N/A | #N/A | #N/A | #N/A | #N/A | #N/A | #N/A | #N/A
TRUE | QLD | QLGH | Loganlea 110 | Energy Queensland | Summer | Non-coincident | 2020 | ACTUAL_OPG | 71.0229 | 399.1187 | QLD Loganlea 110 |  |  | FALSE | #N/A | #N/A | #N/A | #N/A | #N/A | #N/A | #N/A | #N/A | #N/A | #N/A
TRUE | QLD | QLGH | Loganlea 110 | Energy Queensland | Summer | Non-coincident | 2020 | ACTUAL_ADJUSTEDOPG | 71.0229 | 399.1187 | QLD Loganlea 110 |  |  | FALSE | #N/A | #N/A | #N/A | #N/A | #N/A | #N/A | #N/A | #N/A | #N/A | #N/A
TRUE | QLD | QLGH | Loganlea 110 | Energy Queensland | Summer | Coincident_unreconciled | 2021 | POE50 | 60 | NA | QLD Loganlea 110 |  |  | FALSE | #N/A | #N/A | #N/A | #N/A | #N/A | #N/A | #N/A | #N/A | #N/A | #N/A
TRUE | QLD | QLGH | Loganlea 110 | Energy Queensland | Summer | Coincident_unreconciled | 2021 | POE90 | 42.9715 | NA | QLD Loganlea 110 |  |  | FALSE | #N/A | #N/A | #N/A | #N/A | #N/A | #N/A | #N/A | #N/A | #N/A | #N/A
TRUE | QLD | QLGH | Loganlea 110 | Energy Queensland | Summer | Non-coincident | 2021 | POE50 | 60 | 351.9467 | QLD Loganlea 110 |  |  | FALSE | #N/A | #N/A | #N/A | #N/A | #N/A | #N/A | #N/A | #N/A | #N/A | #N/A
TRUE | QLD | QLGH | Loganlea 110 | Energy Queensland | Summer | Non-coincident | 2021 | POE90 | 44.5482 | NA | QLD Loganlea 110 |  |  | FALSE | #N/A | #N/A | #N/A | #N/A | #N/A | #N/A | #N/A | #N/A | #N/A | #N/A
TRUE | QLD | QLGH | Loganlea 110 | Energy Queensland | Summer | Coincident_unreconciled | 2022 | POE50 | 52.9347 | NA | QLD Loganlea 110 |  |  | FALSE | #N/A | #N/A | #N/A | #N/A | #N/A | #N/A | #N/A | #N/A | #N/A | #N/A
TRUE | QLD | QLGH | Loganlea 110 | Energy Queensland | Summer | Coincident_unreconciled | 2022 | POE90 | 35.6747 | NA | QLD Loganlea 110 |  |  | FALSE | #N/A | #N/A | #N/A | #N/A | #N/A | #N/A | #N/A | #N/A | #N/A | #N/A
TRUE | QLD | QLGH | Loganlea 110 | Energy Queensland | Summer | Non-coincident | 2022 | POE50 | 53.5889 | 361.3028 | QLD Loganlea 110 |  |  | FALSE | #N/A | #N/A | #N/A | #N/A | #N/A | #N/A | #N/A | #N/A | #N/A | #N/A
TRUE | QLD | QLGH | Loganlea 110 | Energy Queensland | Summer | Non-coincident | 2022 | POE90 | 37.927 | NA | QLD Loganlea 110 |  |  | FALSE | #N/A | #N/A | #N/A | #N/A | #N/A | #N/A | #N/A | #N/A | #N/A | #N/A
TRUE | QLD | QLGH | Loganlea 110 | Energy Queensland | Summer | Coincident_unreconciled | 2023 | POE50 | 45.029 | NA | QLD Loganlea 110 |  |  | FALSE | #N/A | #N/A | #N/A | #N/A | #N/A | #N/A | #N/A | #N/A | #N/A | #N/A
TRUE | QLD | QLGH | Loganlea 110 | Energy Queensland | Summer | Coincident_unreconciled | 2023 | POE90 | 27.5249 | NA | QLD Loganlea 110 |  |  | FALSE | #N/A | #N/A | #N/A | #N/A | #N/A | #N/A | #N/A | #N/A | #N/A | #N/A
TRUE | QLD | QLGH | Loganlea 110 | Energy Queensland | Summer | Non-coincident | 2023 | POE50 | 46.4152 | 367.4168 | QLD Loganlea 110 |  |  | FALSE | #N/A | #N/A | #N/A | #N/A | #N/A | #N/A | #N/A | #N/A | #N/A | #N/A
TRUE | QLD | QLGH | Loganlea 110 | Energy Queensland | Summer | Non-coincident | 2023 | POE90 | 30.5317 | NA | QLD Loganlea 110 |  |  | FALSE | #N/A | #N/A | #N/A | #N/A | #N/A | #N/A | #N/A | #N/A | #N/A | #N/A
TRUE | QLD | QLGH | Loganlea 110 | Energy Queensland | Summer | Coincident_unreconciled | 2024 | POE50 | 39.7539 | NA | QLD Loganlea 110 |  |  | FALSE | #N/A | #N/A | #N/A | #N/A | #N/A | #N/A | #N/A | #N/A | #N/A | #N/A
TRUE | QLD | QLGH | Loganlea 110 | Energy Queensland | Summer | Coincident_unreconciled | 2024 | POE90 | 22.0055 | NA | QLD Loganlea 110 |  |  | FALSE | #N/A | #N/A | #N/A | #N/A | #N/A | #N/A | #N/A | #N/A | #N/A | #N/A
TRUE | QLD | QLGH | Loganlea 110 | Energy Queensland | Summer | Non-coincident | 2024 | POE50 | 41.6285 | 376.9393 | QLD Loganlea 110 |  |  | FALSE | #N/A | #N/A | #N/A | #N/A | #N/A | #N/A | #N/A | #N/A | #N/A | #N/A
TRUE | QLD | QLGH | Loganlea 110 | Energy Queensland | Summer | Non-coincident | 2024 | POE90 | 25.5234 | NA | QLD Loganlea 110 |  |  | FALSE | #N/A | #N/A | #N/A | #N/A | #N/A | #N/A | #N/A | #N/A | #N/A | #N/A
TRUE | QLD | QLGH | Loganlea 110 | Energy Queensland | Summer | Coincident_unreconciled | 2025 | POE50 | 35.4993 | NA | QLD Loganlea 110 |  |  | FALSE | #N/A | #N/A | #N/A | #N/A | #N/A | #N/A | #N/A | #N/A | #N/A | #N/A
TRUE | QLD | QLGH | Loganlea 110 | Energy Queensland | Summer | Coincident_unreconciled | 2025 | POE90 | 18.0313 | NA | QLD Loganlea 110 |  |  | FALSE | #N/A | #N/A | #N/A | #N/A | #N/A | #N/A | #N/A | #N/A | #N/A | #N/A
TRUE | QLD | QLGH | Loganlea 110 | Energy Queensland | Summer | Non-coincident | 2025 | POE50 | 37.7678 | 382.0232 | QLD Loganlea 110 |  |  | FALSE | #N/A | #N/A | #N/A | #N/A | #N/A | #N/A | #N/A | #N/A | #N/A | #N/A
TRUE | QLD | QLGH | Loganlea 110 | Energy Queensland | Summer | Non-coincident | 2025 | POE90 | 21.4411 | NA | QLD Loganlea 110 |  |  | FALSE | #N/A | #N/A | #N/A | #N/A | #N/A | #N/A | #N/A | #N/A | #N/A | #N/A
TRUE | QLD | QLGH | Loganlea 110 | Energy Queensland | Summer | Coincident_unreconciled | 2026 | POE50 | 30.9506 | NA | QLD Loganlea 110 |  |  | FALSE | #N/A | #N/A | #N/A | #N/A | #N/A | #N/A | #N/A | #N/A | #N/A | #N/A
TRUE | QLD | QLGH | Loganlea 110 | Energy Queensland | Summer | Coincident_unreconciled | 2026 | POE90 | 14.126 | NA | QLD Loganlea 110 |  |  | FALSE | #N/A | #N/A | #N/A | #N/A | #N/A | #N/A | #N/A | #N/A | #N/A | #N/A
TRUE | QLD | QLGH | Loganlea 110 | Energy Queensland | Summer | Non-coincident | 2026 | POE50 | 33.6403 | 387.3741 | QLD Loganlea 110 |  |  | FALSE | #N/A | #N/A | #N/A | #N/A | #N/A | #N/A | #N/A | #N/A | #N/A | #N/A
TRUE | QLD | QLGH | Loganlea 110 | Energy Queensland | Summer | Non-coincident | 2026 | POE90 | 17.0921 | NA | QLD Loganlea 110 |  |  | FALSE | #N/A | #N/A | #N/A | #N/A | #N/A | #N/A | #N/A | #N/A | #N/A | #N/A
TRUE | QLD | QLGH | Loganlea 110 | Energy Queensland | Summer | Coincident_unreconciled | 2027 | POE50 | 27.2381 | NA | QLD Loganlea 110 |  |  | FALSE | #N/A | #N/A | #N/A | #N/A | #N/A | #N/A | #N/A | #N/A | #N/A | #N/A
TRUE | QLD | QLGH | Loganlea 110 | Energy Queensland | Summer | Coincident_unreconciled | 2027 | POE90 | 10.8919 | NA | QLD Loganlea 110 |  |  | FALSE | #N/A | #N/A | #N/A | #N/A | #N/A | #N/A | #N/A | #N/A | #N/A | #N/A
TRUE | QLD | QLGH | Loganlea 110 | Energy Queensland | Summer | Non-coincident | 2027 | POE50 | 30.2715 | 391.1762 | QLD Loganlea 110 |  |  | FALSE | #N/A | #N/A | #N/A | #N/A | #N/A | #N/A | #N/A | #N/A | #N/A | #N/A
TRUE | QLD | QLGH | Loganlea 110 | Energy Queensland | Summer | Non-coincident | 2027 | POE90 | 13.4905 | NA | QLD Loganlea 110 |  |  | FALSE | #N/A | #N/A | #N/A | #N/A | #N/A | #N/A | #N/A | #N/A | #N/A | #N/A
TRUE | QLD | QLGH | Loganlea 110 | Energy Queensland | Summer | Coincident_unreconciled | 2028 | POE50 | 24.5503 | NA | QLD Loganlea 110 |  |  | FALSE | #N/A | #N/A | #N/A | #N/A | #N/A | #N/A | #N/A | #N/A | #N/A | #N/A
TRUE | QLD | QLGH | Loganlea 110 | Energy Queensland | Summer | Coincident_unreconciled | 2028 | POE90 | 8.4855 | NA | QLD Loganlea 110 |  |  | FALSE | #N/A | #N/A | #N/A | #N/A | #N/A | #N/A | #N/A | #N/A | #N/A | #N/A
TRUE | QLD | QLGH | Loganlea 110 | Energy Queensland | Summer | Non-coincident | 2028 | POE50 | 27.8326 | 397.3888 | QLD Loganlea 110 |  |  | FALSE | #N/A | #N/A | #N/A | #N/A | #N/A | #N/A | #N/A | #N/A | #N/A | #N/A
TRUE | QLD | QLGH | Loganlea 110 | Energy Queensland | Summer | Non-coincident | 2028 | POE90 | 10.8107 | NA | QLD Loganlea 110 |  |  | FALSE | #N/A | #N/A | #N/A | #N/A | #N/A | #N/A | #N/A | #N/A | #N/A | #N/A
TRUE | QLD | QLGH | Loganlea 110 | Energy Queensland | Summer | Coincident_unreconciled | 2029 | POE50 | 22.3818 | NA | QLD Loganlea 110 |  |  | FALSE | #N/A | #N/A | #N/A | #N/A | #N/A | #N/A | #N/A | #N/A | #N/A | #N/A
TRUE | QLD | QLGH | Loganlea 110 | Energy Queensland | Summer | Coincident_unreconciled | 2029 | POE90 | 6.5023 | NA | QLD Loganlea 110 |  |  | FALSE | #N/A | #N/A | #N/A | #N/A | #N/A | #N/A | #N/A | #N/A | #N/A | #N/A
TRUE | QLD | QLGH | Loganlea 110 | Energy Queensland | Summer | Non-coincident | 2029 | POE50 | 25.8648 | 404.7403 | QLD Loganlea 110 |  |  | FALSE | #N/A | #N/A | #N/A | #N/A | #N/A | #N/A | #N/A | #N/A | #N/A | #N/A
TRUE | QLD | QLGH | Loganlea 110 | Energy Queensland | Summer | Non-coincident | 2029 | POE90 | 8.6021 | NA | QLD Loganlea 110 |  |  | FALSE | #N/A | #N/A | #N/A | #N/A | #N/A | #N/A | #N/A | #N/A | #N/A | #N/A
TRUE | QLD | QLGH | Loganlea 110 | Energy Queensland | Summer | Coincident_unreconciled | 2030 | POE50 | 20.9276 | NA | QLD Loganlea 110 |  |  | FALSE | #N/A | #N/A | #N/A | #N/A | #N/A | #N/A | #N/A | #N/A | #N/A | #N/A
TRUE | QLD | QLGH | Loganlea 110 | Energy Queensland | Summer | Coincident_unreconciled | 2030 | POE90 | 5.1011 | NA | QLD Loganlea 110 |  |  | FALSE | #N/A | #N/A | #N/A | #N/A | #N/A | #N/A | #N/A | #N/A | #N/A | #N/A
TRUE | QLD | QLGH | Loganlea 110 | Energy Queensland | Summer | Non-coincident | 2030 | POE50 | 24.5452 | 410.1254 | QLD Loganlea 110 |  |  | FALSE | #N/A | #N/A | #N/A | #N/A | #N/A | #N/A | #N/A | #N/A | #N/A | #N/A
TRUE | QLD | QLGH | Loganlea 110 | Energy Queensland | Summer | Non-coincident | 2030 | POE90 | 7.0417 | NA | QLD Loganlea 110 |  |  | FALSE | #N/A | #N/A | #N/A | #N/A | #N/A | #N/A | #N/A | #N/A | #N/A | #N/A
TRUE | QLD | QLGH | Loganlea 110 | Energy Queensland | Winter | Coincident | 2016 | ACTUAL_OPG | 110.5313 | 280.4777 | QLD Loganlea 110 |  |  | FALSE | #N/A | #N/A | #N/A | #N/A | #N/A | #N/A | #N/A | #N/A | #N/A | #N/A
TRUE | QLD | QLGH | Loganlea 110 | Energy Queensland | Winter | Coincident | 2016 | ACTUAL_RAW | 110.5313 | 280.4777 | QLD Loganlea 110 |  |  | FALSE | #N/A | #N/A | #N/A | #N/A | #N/A | #N/A | #N/A | #N/A | #N/A | #N/A
TRUE | QLD | QLGH | Loganlea 110 | Energy Queensland | Winter | Non-coincident | 2016 | ACTUAL_RAW | 93.5974 | 280.4777 | QLD Loganlea 110 |  |  | FALSE | #N/A | #N/A | #N/A | #N/A | #N/A | #N/A | #N/A | #N/A | #N/A | #N/A
TRUE | QLD | QLGH | Loganlea 110 | Energy Queensland | Winter | Non-coincident | 2016 | ACTUAL_OPG | 93.5974 | 280.4777 | QLD Loganlea 110 |  |  | FALSE | #N/A | #N/A | #N/A | #N/A | #N/A | #N/A | #N/A | #N/A | #N/A | #N/A
TRUE | QLD | QLGH | Loganlea 110 | Energy Queensland | Winter | Non-coincident | 2016 | ACTUAL_ADJUSTEDOPG | 93.5974 | 280.4777 | QLD Loganlea 110 |  |  | FALSE | #N/A | #N/A | #N/A | #N/A | #N/A | #N/A | #N/A | #N/A | #N/A | #N/A
TRUE | QLD | QLGH | Loganlea 110 | Energy Queensland | Winter | Coincident | 2017 | ACTUAL_OPG | 89.2882 | 272.7006 | QLD Loganlea 110 |  |  | FALSE | #N/A | #N/A | #N/A | #N/A | #N/A | #N/A | #N/A | #N/A | #N/A | #N/A
TRUE | QLD | QLGH | Loganlea 110 | Energy Queensland | Winter | Coincident | 2017 | ACTUAL_RAW | 89.2882 | 272.7006 | QLD Loganlea 110 |  |  | FALSE | #N/A | #N/A | #N/A | #N/A | #N/A | #N/A | #N/A | #N/A | #N/A | #N/A
TRUE | QLD | QLGH | Loganlea 110 | Energy Queensland | Winter | Non-coincident | 2017 | ACTUAL_RAW | 89.0833 | 272.7006 | QLD Loganlea 110 |  |  | FALSE | #N/A | #N/A | #N/A | #N/A | #N/A | #N/A | #N/A | #N/A | #N/A | #N/A
TRUE | QLD | QLGH | Loganlea 110 | Energy Queensland | Winter | Non-coincident | 2017 | ACTUAL_OPG | 89.0833 | 272.7006 | QLD Loganlea 110 |  |  | FALSE | #N/A | #N/A | #N/A | #N/A | #N/A | #N/A | #N/A | #N/A | #N/A | #N/A
TRUE | QLD | QLGH | Loganlea 110 | Energy Queensland | Winter | Non-coincident | 2017 | ACTUAL_ADJUSTEDOPG | 89.0833 | 272.7006 | QLD Loganlea 110 |  |  | FALSE | #N/A | #N/A | #N/A | #N/A | #N/A | #N/A | #N/A | #N/A | #N/A | #N/A
TRUE | QLD | QLGH | Loganlea 110 | Energy Queensland | Winter | Coincident | 2018 | ACTUAL_OPG | 75.921 | 286.3224 | QLD Loganlea 110 |  |  | FALSE | #N/A | #N/A | #N/A | #N/A | #N/A | #N/A | #N/A | #N/A | #N/A | #N/A
TRUE | QLD | QLGH | Loganlea 110 | Energy Queensland | Winter | Coincident | 2018 | ACTUAL_RAW | 75.921 | 286.3224 | QLD Loganlea 110 |  |  | FALSE | #N/A | #N/A | #N/A | #N/A | #N/A | #N/A | #N/A | #N/A | #N/A | #N/A
TRUE | QLD | QLGH | Loganlea 110 | Energy Queensland | Winter | Non-coincident | 2018 | ACTUAL_RAW | 72.5585 | 287.7704 | QLD Loganlea 110 |  |  | FALSE | #N/A | #N/A | #N/A | #N/A | #N/A | #N/A | #N/A | #N/A | #N/A | #N/A
TRUE | QLD | QLGH | Loganlea 110 | Energy Queensland | Winter | Non-coincident | 2018 | ACTUAL_OPG | 72.5585 | 287.7704 | QLD Loganlea 110 |  |  | FALSE | #N/A | #N/A | #N/A | #N/A | #N/A | #N/A | #N/A | #N/A | #N/A | #N/A
TRUE | QLD | QLGH | Loganlea 110 | Energy Queensland | Winter | Non-coincident | 2018 | ACTUAL_ADJUSTEDOPG | 72.5585 | 287.7704 | QLD Loganlea 110 |  |  | FALSE | #N/A | #N/A | #N/A | #N/A | #N/A | #N/A | #N/A | #N/A | #N/A | #N/A
TRUE | QLD | QLGH | Loganlea 110 | Energy Queensland | Winter | Coincident | 2019 | ACTUAL_OPG | 95.3463 | 241.91 | QLD Loganlea 110 |  |  | FALSE | #N/A | #N/A | #N/A | #N/A | #N/A | #N/A | #N/A | #N/A | #N/A | #N/A
TRUE | QLD | QLGH | Loganlea 110 | Energy Queensland | Winter | Coincident | 2019 | ACTUAL_RAW | 95.3463 | 241.91 | QLD Loganlea 110 |  |  | FALSE | #N/A | #N/A | #N/A | #N/A | #N/A | #N/A | #N/A | #N/A | #N/A | #N/A
TRUE | QLD | QLGH | Loganlea 110 | Energy Queensland | Winter | Non-coincident | 2019 | ACTUAL_RAW | 64.7271 | 281.0916 | QLD Loganlea 110 |  |  | FALSE | #N/A | #N/A | #N/A | #N/A | #N/A | #N/A | #N/A | #N/A | #N/A | #N/A
TRUE | QLD | QLGH | Loganlea 110 | Energy Queensland | Winter | Non-coincident | 2019 | ACTUAL_OPG | 64.7271 | 281.0916 | QLD Loganlea 110 |  |  | FALSE | #N/A | #N/A | #N/A | #N/A | #N/A | #N/A | #N/A | #N/A | #N/A | #N/A
TRUE | QLD | QLGH | Loganlea 110 | Energy Queensland | Winter | Non-coincident | 2019 | ACTUAL_ADJUSTEDOPG | 64.7271 | 281.0916 | QLD Loganlea 110 |  |  | FALSE | #N/A | #N/A | #N/A | #N/A | #N/A | #N/A | #N/A | #N/A | #N/A | #N/A
TRUE | QLD | QLGH | Loganlea 110 | Energy Queensland | Winter | Non-coincident | 2019 | BASEYEARPOE90 | 27.6926 | NA | QLD Loganlea 110 |  |  | FALSE | #N/A | #N/A | #N/A | #N/A | #N/A | #N/A | #N/A | #N/A | #N/A | #N/A
TRUE | QLD | QLGH | Loganlea 110 | Energy Queensland | Winter | Non-coincident | 2019 | BASEYEARPOE50 | 39.3113 | 327.9739 | QLD Loganlea 110 |  |  | FALSE | #N/A | #N/A | #N/A | #N/A | #N/A | #N/A | #N/A | #N/A | #N/A | #N/A
TRUE | QLD | QLGH | Loganlea 110 | Energy Queensland | Winter | Coincident_unreconciled | 2020 | POE50 | 60 | NA | QLD Loganlea 110 |  |  | FALSE | #N/A | #N/A | #N/A | #N/A | #N/A | #N/A | #N/A | #N/A | #N/A | #N/A
TRUE | QLD | QLGH | Loganlea 110 | Energy Queensland | Winter | Coincident_unreconciled | 2020 | POE90 | 40.0937 | NA | QLD Loganlea 110 |  |  | FALSE | #N/A | #N/A | #N/A | #N/A | #N/A | #N/A | #N/A | #N/A | #N/A | #N/A
TRUE | QLD | QLGH | Loganlea 110 | Energy Queensland | Winter | Non-coincident | 2020 | POE50 | 60 | 330.6499 | QLD Loganlea 110 |  |  | FALSE | #N/A | #N/A | #N/A | #N/A | #N/A | #N/A | #N/A | #N/A | #N/A | #N/A
TRUE | QLD | QLGH | Loganlea 110 | Energy Queensland | Winter | Non-coincident | 2020 | POE90 | 46.8128 | NA | QLD Loganlea 110 |  |  | FALSE | #N/A | #N/A | #N/A | #N/A | #N/A | #N/A | #N/A | #N/A | #N/A | #N/A
TRUE | QLD | QLGH | Loganlea 110 | Energy Queensland | Winter | Coincident_unreconciled | 2021 | POE50 | 53.983 | NA | QLD Loganlea 110 |  |  | FALSE | #N/A | #N/A | #N/A | #N/A | #N/A | #N/A | #N/A | #N/A | #N/A | #N/A
TRUE | QLD | QLGH | Loganlea 110 | Energy Queensland | Winter | Coincident_unreconciled | 2021 | POE90 | 38.2453 | NA | QLD Loganlea 110 |  |  | FALSE | #N/A | #N/A | #N/A | #N/A | #N/A | #N/A | #N/A | #N/A | #N/A | #N/A
TRUE | QLD | QLGH | Loganlea 110 | Energy Queensland | Winter | Non-coincident | 2021 | POE50 | 56.1064 | 334.6692 | QLD Loganlea 110 |  |  | FALSE | #N/A | #N/A | #N/A | #N/A | #N/A | #N/A | #N/A | #N/A | #N/A | #N/A
TRUE | QLD | QLGH | Loganlea 110 | Energy Queensland | Winter | Non-coincident | 2021 | POE90 | 42.7471 | NA | QLD Loganlea 110 |  |  | FALSE | #N/A | #N/A | #N/A | #N/A | #N/A | #N/A | #N/A | #N/A | #N/A | #N/A
TRUE | QLD | QLGH | Loganlea 110 | Energy Queensland | Winter | Coincident_unreconciled | 2022 | POE50 | 42.45 | NA | QLD Loganlea 110 |  |  | FALSE | #N/A | #N/A | #N/A | #N/A | #N/A | #N/A | #N/A | #N/A | #N/A | #N/A
TRUE | QLD | QLGH | Loganlea 110 | Energy Queensland | Winter | Coincident_unreconciled | 2022 | POE90 | 34.7639 | NA | QLD Loganlea 110 |  |  | FALSE | #N/A | #N/A | #N/A | #N/A | #N/A | #N/A | #N/A | #N/A | #N/A | #N/A
TRUE | QLD | QLGH | Loganlea 110 | Energy Queensland | Winter | Non-coincident | 2022 | POE50 | 48.6434 | 339.1948 | QLD Loganlea 110 |  |  | FALSE | #N/A | #N/A | #N/A | #N/A | #N/A | #N/A | #N/A | #N/A | #N/A | #N/A
TRUE | QLD | QLGH | Loganlea 110 | Energy Queensland | Winter | Non-coincident | 2022 | POE90 | 35.0897 | NA | QLD Loganlea 110 |  |  | FALSE | #N/A | #N/A | #N/A | #N/A | #N/A | #N/A | #N/A | #N/A | #N/A | #N/A
TRUE | QLD | QLGH | Loganlea 110 | Energy Queensland | Winter | Coincident_unreconciled | 2023 | POE50 | 38.2919 | NA | QLD Loganlea 110 |  |  | FALSE | #N/A | #N/A | #N/A | #N/A | #N/A | #N/A | #N/A | #N/A | #N/A | #N/A
TRUE | QLD | QLGH | Loganlea 110 | Energy Queensland | Winter | Coincident_unreconciled | 2023 | POE90 | 32.0415 | NA | QLD Loganlea 110 |  |  | FALSE | #N/A | #N/A | #N/A | #N/A | #N/A | #N/A | #N/A | #N/A | #N/A | #N/A
TRUE | QLD | QLGH | Loganlea 110 | Energy Queensland | Winter | Non-coincident | 2023 | POE50 | 42.8497 | 343.7543 | QLD Loganlea 110 |  |  | FALSE | #N/A | #N/A | #N/A | #N/A | #N/A | #N/A | #N/A | #N/A | #N/A | #N/A
TRUE | QLD | QLGH | Loganlea 110 | Energy Queensland | Winter | Non-coincident | 2023 | POE90 | 29.1015 | NA | QLD Loganlea 110 |  |  | FALSE | #N/A | #N/A | #N/A | #N/A | #N/A | #N/A | #N/A | #N/A | #N/A | #N/A
TRUE | QLD | QLGH | Loganlea 110 | Energy Queensland | Winter | Coincident_unreconciled | 2024 | POE50 | 36.4535 | NA | QLD Loganlea 110 |  |  | FALSE | #N/A | #N/A | #N/A | #N/A | #N/A | #N/A | #N/A | #N/A | #N/A | #N/A
TRUE | QLD | QLGH | Loganlea 110 | Energy Queensland | Winter | Coincident_unreconciled | 2024 | POE90 | 30.1147 | NA | QLD Loganlea 110 |  |  | FALSE | #N/A | #N/A | #N/A | #N/A | #N/A | #N/A | #N/A | #N/A | #N/A | #N/A
TRUE | QLD | QLGH | Loganlea 110 | Energy Queensland | Winter | Non-coincident | 2024 | POE50 | 38.806 | 348.1205 | QLD Loganlea 110 |  |  | FALSE | #N/A | #N/A | #N/A | #N/A | #N/A | #N/A | #N/A | #N/A | #N/A | #N/A
TRUE | QLD | QLGH | Loganlea 110 | Energy Queensland | Winter | Non-coincident | 2024 | POE90 | 24.8633 | NA | QLD Loganlea 110 |  |  | FALSE | #N/A | #N/A | #N/A | #N/A | #N/A | #N/A | #N/A | #N/A | #N/A | #N/A
TRUE | QLD | QLGH | Loganlea 110 | Energy Queensland | Winter | Coincident_unreconciled | 2025 | POE50 | 34.7705 | NA | QLD Loganlea 110 |  |  | FALSE | #N/A | #N/A | #N/A | #N/A | #N/A | #N/A | #N/A | #N/A | #N/A | #N/A
TRUE | QLD | QLGH | Loganlea 110 | Energy Queensland | Winter | Coincident_unreconciled | 2025 | POE90 | 28.3432 | NA | QLD Loganlea 110 |  |  | FALSE | #N/A | #N/A | #N/A | #N/A | #N/A | #N/A | #N/A | #N/A | #N/A | #N/A
TRUE | QLD | QLGH | Loganlea 110 | Energy Queensland | Winter | Non-coincident | 2025 | POE50 | 35.104 | 352.5093 | QLD Loganlea 110 |  |  | FALSE | #N/A | #N/A | #N/A | #N/A | #N/A | #N/A | #N/A | #N/A | #N/A | #N/A
TRUE | QLD | QLGH | Loganlea 110 | Energy Queensland | Winter | Non-coincident | 2025 | POE90 | 20.967 | NA | QLD Loganlea 110 |  |  | FALSE | #N/A | #N/A | #N/A | #N/A | #N/A | #N/A | #N/A | #N/A | #N/A | #N/A
TRUE | QLD | QLGH | Loganlea 110 | Energy Queensland | Winter | Coincident_unreconciled | 2026 | POE50 | 32.9028 | NA | QLD Loganlea 110 |  |  | FALSE | #N/A | #N/A | #N/A | #N/A | #N/A | #N/A | #N/A | #N/A | #N/A | #N/A
TRUE | QLD | QLGH | Loganlea 110 | Energy Queensland | Winter | Coincident_unreconciled | 2026 | POE90 | 26.3865 | NA | QLD Loganlea 110 |  |  | FALSE | #N/A | #N/A | #N/A | #N/A | #N/A | #N/A | #N/A | #N/A | #N/A | #N/A
TRUE | QLD | QLGH | Loganlea 110 | Energy Queensland | Winter | Non-coincident | 2026 | POE50 | 30.996 | 357.0649 | QLD Loganlea 110 |  |  | FALSE | #N/A | #N/A | #N/A | #N/A | #N/A | #N/A | #N/A | #N/A | #N/A | #N/A
TRUE | QLD | QLGH | Loganlea 110 | Energy Queensland | Winter | Non-coincident | 2026 | POE90 | 16.6631 | NA | QLD Loganlea 110 |  |  | FALSE | #N/A | #N/A | #N/A | #N/A | #N/A | #N/A | #N/A | #N/A | #N/A | #N/A
TRUE | QLD | QLGH | Loganlea 110 | Energy Queensland | Winter | Coincident_unreconciled | 2027 | POE50 | 31.7702 | NA | QLD Loganlea 110 |  |  | FALSE | #N/A | #N/A | #N/A | #N/A | #N/A | #N/A | #N/A | #N/A | #N/A | #N/A
TRUE | QLD | QLGH | Loganlea 110 | Energy Queensland | Winter | Coincident_unreconciled | 2027 | POE90 | 25.1578 | NA | QLD Loganlea 110 |  |  | FALSE | #N/A | #N/A | #N/A | #N/A | #N/A | #N/A | #N/A | #N/A | #N/A | #N/A
TRUE | QLD | QLGH | Loganlea 110 | Energy Queensland | Winter | Non-coincident | 2027 | POE50 | 28.5047 | 362.3527 | QLD Loganlea 110 |  |  | FALSE | #N/A | #N/A | #N/A | #N/A | #N/A | #N/A | #N/A | #N/A | #N/A | #N/A
TRUE | QLD | QLGH | Loganlea 110 | Energy Queensland | Winter | Non-coincident | 2027 | POE90 | 13.9605 | NA | QLD Loganlea 110 |  |  | FALSE | #N/A | #N/A | #N/A | #N/A | #N/A | #N/A | #N/A | #N/A | #N/A | #N/A
TRUE | QLD | QLGH | Loganlea 110 | Energy Queensland | Winter | Coincident_unreconciled | 2028 | POE50 | 30.7404 | NA | QLD Loganlea 110 |  |  | FALSE | #N/A | #N/A | #N/A | #N/A | #N/A | #N/A | #N/A | #N/A | #N/A | #N/A
TRUE | QLD | QLGH | Loganlea 110 | Energy Queensland | Winter | Coincident_unreconciled | 2028 | POE90 | 24.032 | NA | QLD Loganlea 110 |  |  | FALSE | #N/A | #N/A | #N/A | #N/A | #N/A | #N/A | #N/A | #N/A | #N/A | #N/A
TRUE | QLD | QLGH | Loganlea 110 | Energy Queensland | Winter | Non-coincident | 2028 | POE50 | 26.2397 | 368.4296 | QLD Loganlea 110 |  |  | FALSE | #N/A | #N/A | #N/A | #N/A | #N/A | #N/A | #N/A | #N/A | #N/A | #N/A
TRUE | QLD | QLGH | Loganlea 110 | Energy Queensland | Winter | Non-coincident | 2028 | POE90 | 11.4841 | NA | QLD Loganlea 110 |  |  | FALSE | #N/A | #N/A | #N/A | #N/A | #N/A | #N/A | #N/A | #N/A | #N/A | #N/A
TRUE | QLD | QLGH | Loganlea 110 | Energy Queensland | Winter | Coincident_unreconciled | 2029 | POE50 | 30.0452 | NA | QLD Loganlea 110 |  |  | FALSE | #N/A | #N/A | #N/A | #N/A | #N/A | #N/A | #N/A | #N/A | #N/A | #N/A
TRUE | QLD | QLGH | Loganlea 110 | Energy Queensland | Winter | Coincident_unreconciled | 2029 | POE90 | 23.2407 | NA | QLD Loganlea 110 |  |  | FALSE | #N/A | #N/A | #N/A | #N/A | #N/A | #N/A | #N/A | #N/A | #N/A | #N/A
TRUE | QLD | QLGH | Loganlea 110 | Energy Queensland | Winter | Non-coincident | 2029 | POE50 | 24.7106 | 374.8648 | QLD Loganlea 110 |  |  | FALSE | #N/A | #N/A | #N/A | #N/A | #N/A | #N/A | #N/A | #N/A | #N/A | #N/A
TRUE | QLD | QLGH | Loganlea 110 | Energy Queensland | Winter | Non-coincident | 2029 | POE90 | 9.7438 | NA | QLD Loganlea 110 |  |  | FALSE | #N/A | #N/A | #N/A | #N/A | #N/A | #N/A | #N/A | #N/A | #N/A | #N/A
TRUE | QLD | QLGH | Loganlea 110 | Energy Queensland | Shoulder | Non-coincident | 2019 | BASEYEARPOE10 | NA | 315.4612 | QLD Loganlea 110 |  |  | FALSE | #N/A | #N/A | #N/A | #N/A | #N/A | #N/A | #N/A | #N/A | #N/A | #N/A
TRUE | QLD | QLGH | Loganlea 110 | Energy Queensland | Shoulder | Coincident | 2021 | POE10 | NA | 289.541 | QLD Loganlea 110 |  |  | FALSE | #N/A | #N/A | #N/A | #N/A | #N/A | #N/A | #N/A | #N/A | #N/A | #N/A
TRUE | QLD | QLGH | Loganlea 110 | Energy Queensland | Shoulder | Coincident | 2021 | POE50 | NA | 289.8158 | QLD Loganlea 110 |  |  | FALSE | #N/A | #N/A | #N/A | #N/A | #N/A | #N/A | #N/A | #N/A | #N/A | #N/A
TRUE | QLD | QLGH | Loganlea 110 | Energy Queensland | Shoulder | Non-coincident | 2021 | POE10 | NA | 318.856 | QLD Loganlea 110 |  |  | FALSE | #N/A | #N/A | #N/A | #N/A | #N/A | #N/A | #N/A | #N/A | #N/A | #N/A
TRUE | QLD | QLGH | Loganlea 110 | Energy Queensland | Shoulder | Coincident | 2022 | POE10 | NA | 301.6336 | QLD Loganlea 110 |  |  | FALSE | #N/A | #N/A | #N/A | #N/A | #N/A | #N/A | #N/A | #N/A | #N/A | #N/A
TRUE | QLD | QLGH | Loganlea 110 | Energy Queensland | Shoulder | Coincident | 2022 | POE50 | NA | 296.8848 | QLD Loganlea 110 |  |  | FALSE | #N/A | #N/A | #N/A | #N/A | #N/A | #N/A | #N/A | #N/A | #N/A | #N/A
TRUE | QLD | QLGH | Loganlea 110 | Energy Queensland | Shoulder | Non-coincident | 2022 | POE10 | NA | 322.9601 | QLD Loganlea 110 |  |  | FALSE | #N/A | #N/A | #N/A | #N/A | #N/A | #N/A | #N/A | #N/A | #N/A | #N/A
TRUE | QLD | QLGH | Loganlea 110 | Energy Queensland | Shoulder | Coincident | 2023 | POE10 | NA | 306.5615 | QLD Loganlea 110 |  |  | FALSE | #N/A | #N/A | #N/A | #N/A | #N/A | #N/A | #N/A | #N/A | #N/A | #N/A
TRUE | QLD | QLGH | Loganlea 110 | Energy Queensland | Shoulder | Coincident | 2023 | POE50 | NA | 303.1969 | QLD Loganlea 110 |  |  | FALSE | #N/A | #N/A | #N/A | #N/A | #N/A | #N/A | #N/A | #N/A | #N/A | #N/A
TRUE | QLD | QLGH | Loganlea 110 | Energy Queensland | Shoulder | Non-coincident | 2023 | POE10 | NA | 327.3047 | QLD Loganlea 110 |  |  | FALSE | #N/A | #N/A | #N/A | #N/A | #N/A | #N/A | #N/A | #N/A | #N/A | #N/A
TRUE | QLD | QLGH | Loganlea 110 | Energy Queensland | Shoulder | Coincident | 2024 | POE10 | NA | 312.3433 | QLD Loganlea 110 |  |  | FALSE | #N/A | #N/A | #N/A | #N/A | #N/A | #N/A | #N/A | #N/A | #N/A | #N/A
TRUE | QLD | QLGH | Loganlea 110 | Energy Queensland | Shoulder | Coincident | 2024 | POE50 | NA | 312.9799 | QLD Loganlea 110 |  |  | FALSE | #N/A | #N/A | #N/A | #N/A | #N/A | #N/A | #N/A | #N/A | #N/A | #N/A
TRUE | QLD | QLGH | Loganlea 110 | Energy Queensland | Shoulder | Non-coincident | 2024 | POE10 | NA | 331.5805 | QLD Loganlea 110 |  |  | FALSE | #N/A | #N/A | #N/A | #N/A | #N/A | #N/A | #N/A | #N/A | #N/A | #N/A
TRUE | QLD | QLGH | Loganlea 110 | Energy Queensland | Shoulder | Coincident | 2025 | POE10 | NA | 317.5926 | QLD Loganlea 110 |  |  | FALSE | #N/A | #N/A | #N/A | #N/A | #N/A | #N/A | #N/A | #N/A | #N/A | #N/A
TRUE | QLD | QLGH | Loganlea 110 | Energy Queensland | Shoulder | Coincident | 2025 | POE50 | NA | 315.9305 | QLD Loganlea 110 |  |  | FALSE | #N/A | #N/A | #N/A | #N/A | #N/A | #N/A | #N/A | #N/A | #N/A | #N/A
TRUE | QLD | QLGH | Loganlea 110 | Energy Queensland | Shoulder | Non-coincident | 2025 | POE10 | NA | 335.8137 | QLD Loganlea 110 |  |  | FALSE | #N/A | #N/A | #N/A | #N/A | #N/A | #N/A | #N/A | #N/A | #N/A | #N/A
TRUE | QLD | QLGH | Loganlea 110 | Energy Queensland | Shoulder | Coincident | 2026 | POE10 | NA | 320.3197 | QLD Loganlea 110 |  |  | FALSE | #N/A | #N/A | #N/A | #N/A | #N/A | #N/A | #N/A | #N/A | #N/A | #N/A
TRUE | QLD | QLGH | Loganlea 110 | Energy Queensland | Shoulder | Coincident | 2026 | POE50 | NA | 320.4026 | QLD Loganlea 110 |  |  | FALSE | #N/A | #N/A | #N/A | #N/A | #N/A | #N/A | #N/A | #N/A | #N/A | #N/A
TRUE | QLD | QLGH | Loganlea 110 | Energy Queensland | Shoulder | Non-coincident | 2026 | POE10 | NA | 340.1576 | QLD Loganlea 110 |  |  | FALSE | #N/A | #N/A | #N/A | #N/A | #N/A | #N/A | #N/A | #N/A | #N/A | #N/A
TRUE | QLD | QLGH | Loganlea 110 | Energy Queensland | Shoulder | Coincident | 2027 | POE10 | NA | 323.8395 | QLD Loganlea 110 |  |  | FALSE | #N/A | #N/A | #N/A | #N/A | #N/A | #N/A | #N/A | #N/A | #N/A | #N/A
TRUE | QLD | QLGH | Loganlea 110 | Energy Queensland | Shoulder | Coincident | 2027 | POE50 | NA | 323.6184 | QLD Loganlea 110 |  |  | FALSE | #N/A | #N/A | #N/A | #N/A | #N/A | #N/A | #N/A | #N/A | #N/A | #N/A
TRUE | QLD | QLGH | Loganlea 110 | Energy Queensland | Shoulder | Non-coincident | 2027 | POE10 | NA | 345.0053 | QLD Loganlea 110 |  |  | FALSE | #N/A | #N/A | #N/A | #N/A | #N/A | #N/A | #N/A | #N/A | #N/A | #N/A
TRUE | QLD | QLGH | Loganlea 110 | Energy Queensland | Shoulder | Coincident | 2028 | POE10 | NA | 328.1488 | QLD Loganlea 110 |  |  | FALSE | #N/A | #N/A | #N/A | #N/A | #N/A | #N/A | #N/A | #N/A | #N/A | #N/A
TRUE | QLD | QLGH | Loganlea 110 | Energy Queensland | Shoulder | Coincident | 2028 | POE50 | NA | 328.7468 | QLD Loganlea 110 |  |  | FALSE | #N/A | #N/A | #N/A | #N/A | #N/A | #N/A | #N/A | #N/A | #N/A | #N/A
TRUE | QLD | QLGH | Loganlea 110 | Energy Queensland | Shoulder | Non-coincident | 2028 | POE10 | NA | 350.5601 | QLD Loganlea 110 |  |  | FALSE | #N/A | #N/A | #N/A | #N/A | #N/A | #N/A | #N/A | #N/A | #N/A | #N/A
TRUE | QLD | QLGH | Loganlea 110 | Energy Queensland | Shoulder | Coincident | 2029 | POE10 | NA | 337.3904 | QLD Loganlea 110 |  |  | FALSE | #N/A | #N/A | #N/A | #N/A | #N/A | #N/A | #N/A | #N/A | #N/A | #N/A
TRUE | QLD | QLGH | Loganlea 110 | Energy Queensland | Shoulder | Coincident | 2029 | POE50 | NA | 336.0587 | QLD Loganlea 110 |  |  | FALSE | #N/A | #N/A | #N/A | #N/A | #N/A | #N/A | #N/A | #N/A | #N/A | #N/A
TRUE | QLD | QLGH | Loganlea 110 | Energy Queensland | Shoulder | Non-coincident | 2029 | POE10 | NA | 356.7058 | QLD Loganlea 110 |  |  | FALSE | #N/A | #N/A | #N/A | #N/A | #N/A | #N/A | #N/A | #N/A | #N/A | #N/A
TRUE | QLD | QLGH | Loganlea 110 | Energy Queensland | Shoulder | Coincident | 2030 | POE10 | NA | 343.9706 | QLD Loganlea 110 |  |  | FALSE | #N/A | #N/A | #N/A | #N/A | #N/A | #N/A | #N/A | #N/A | #N/A | #N/A
TRUE | QLD | QLGH | Loganlea 110 | Energy Queensland | Shoulder | Coincident | 2030 | POE50 | NA | 343.0221 | QLD Loganlea 110 |  |  | FALSE | #N/A | #N/A | #N/A | #N/A | #N/A | #N/A | #N/A | #N/A | #N/A | #N/A
TRUE | QLD | QLGH | Loganlea 110 | Energy Queensland | Shoulder | Non-coincident | 2030 | POE10 | NA | 363.2662 | QLD Loganlea 110 |  |  | FALSE | #N/A | #N/A | #N/A | #N/A | #N/A | #N/A | #N/A | #N/A | #N/A | #N/A
TRUE | QLD | QLGH | Loganlea 110 | Energy Queensland | Summer | Non-coincident | 2019 | BASEYEARPOE10 | NA | 378.4713 | QLD Loganlea 110 |  |  | FALSE | #N/A | #N/A | #N/A | #N/A | #N/A | #N/A | #N/A | #N/A | #N/A | #N/A
TRUE | QLD | QLGH | Loganlea 110 | Energy Queensland | Summer | Coincident | 2021 | POE10 | NA | 383.9828 | QLD Loganlea 110 |  |  | FALSE | #N/A | #N/A | #N/A | #N/A | #N/A | #N/A | #N/A | #N/A | #N/A | #N/A
TRUE | QLD | QLGH | Loganlea 110 | Energy Queensland | Summer | Coincident | 2021 | POE50 | NA | 350.8352 | QLD Loganlea 110 |  |  | FALSE | #N/A | #N/A | #N/A | #N/A | #N/A | #N/A | #N/A | #N/A | #N/A | #N/A
TRUE | QLD | QLGH | Loganlea 110 | Energy Queensland | Summer | Non-coincident | 2021 | POE10 | NA | 402.5951 | QLD Loganlea 110 |  |  | FALSE | #N/A | #N/A | #N/A | #N/A | #N/A | #N/A | #N/A | #N/A | #N/A | #N/A
TRUE | QLD | QLGH | Loganlea 110 | Energy Queensland | Summer | Coincident | 2022 | POE10 | NA | 396.0942 | QLD Loganlea 110 |  |  | FALSE | #N/A | #N/A | #N/A | #N/A | #N/A | #N/A | #N/A | #N/A | #N/A | #N/A
TRUE | QLD | QLGH | Loganlea 110 | Energy Queensland | Summer | Coincident | 2022 | POE50 | NA | 361.3028 | QLD Loganlea 110 |  |  | FALSE | #N/A | #N/A | #N/A | #N/A | #N/A | #N/A | #N/A | #N/A | #N/A | #N/A
TRUE | QLD | QLGH | Loganlea 110 | Energy Queensland | Summer | Non-coincident | 2022 | POE10 | NA | 407.8855 | QLD Loganlea 110 |  |  | FALSE | #N/A | #N/A | #N/A | #N/A | #N/A | #N/A | #N/A | #N/A | #N/A | #N/A
TRUE | QLD | QLGH | Loganlea 110 | Energy Queensland | Summer | Coincident | 2023 | POE10 | NA | 403.7368 | QLD Loganlea 110 |  |  | FALSE | #N/A | #N/A | #N/A | #N/A | #N/A | #N/A | #N/A | #N/A | #N/A | #N/A
TRUE | QLD | QLGH | Loganlea 110 | Energy Queensland | Summer | Coincident | 2023 | POE50 | NA | 367.4168 | QLD Loganlea 110 |  |  | FALSE | #N/A | #N/A | #N/A | #N/A | #N/A | #N/A | #N/A | #N/A | #N/A | #N/A
TRUE | QLD | QLGH | Loganlea 110 | Energy Queensland | Summer | Non-coincident | 2023 | POE10 | NA | 413.4786 | QLD Loganlea 110 |  |  | FALSE | #N/A | #N/A | #N/A | #N/A | #N/A | #N/A | #N/A | #N/A | #N/A | #N/A
TRUE | QLD | QLGH | Loganlea 110 | Energy Queensland | Summer | Coincident | 2024 | POE10 | NA | 413.8547 | QLD Loganlea 110 |  |  | FALSE | #N/A | #N/A | #N/A | #N/A | #N/A | #N/A | #N/A | #N/A | #N/A | #N/A
TRUE | QLD | QLGH | Loganlea 110 | Energy Queensland | Summer | Coincident | 2024 | POE50 | NA | 376.9393 | QLD Loganlea 110 |  |  | FALSE | #N/A | #N/A | #N/A | #N/A | #N/A | #N/A | #N/A | #N/A | #N/A | #N/A
TRUE | QLD | QLGH | Loganlea 110 | Energy Queensland | Summer | Non-coincident | 2024 | POE10 | NA | 419.0202 | QLD Loganlea 110 |  |  | FALSE | #N/A | #N/A | #N/A | #N/A | #N/A | #N/A | #N/A | #N/A | #N/A | #N/A
TRUE | QLD | QLGH | Loganlea 110 | Energy Queensland | Summer | Coincident | 2025 | POE10 | NA | 417.3397 | QLD Loganlea 110 |  |  | FALSE | #N/A | #N/A | #N/A | #N/A | #N/A | #N/A | #N/A | #N/A | #N/A | #N/A
TRUE | QLD | QLGH | Loganlea 110 | Energy Queensland | Summer | Coincident | 2025 | POE50 | NA | 382.0232 | QLD Loganlea 110 |  |  | FALSE | #N/A | #N/A | #N/A | #N/A | #N/A | #N/A | #N/A | #N/A | #N/A | #N/A
TRUE | QLD | QLGH | Loganlea 110 | Energy Queensland | Summer | Non-coincident | 2025 | POE10 | NA | 424.5357 | QLD Loganlea 110 |  |  | FALSE | #N/A | #N/A | #N/A | #N/A | #N/A | #N/A | #N/A | #N/A | #N/A | #N/A
TRUE | QLD | QLGH | Loganlea 110 | Energy Queensland | Summer | Coincident | 2026 | POE10 | NA | 424.6358 | QLD Loganlea 110 |  |  | FALSE | #N/A | #N/A | #N/A | #N/A | #N/A | #N/A | #N/A | #N/A | #N/A | #N/A
TRUE | QLD | QLGH | Loganlea 110 | Energy Queensland | Summer | Coincident | 2026 | POE50 | NA | 387.3741 | QLD Loganlea 110 |  |  | FALSE | #N/A | #N/A | #N/A | #N/A | #N/A | #N/A | #N/A | #N/A | #N/A | #N/A
TRUE | QLD | QLGH | Loganlea 110 | Energy Queensland | Summer | Non-coincident | 2026 | POE10 | NA | 430.1559 | QLD Loganlea 110 |  |  | FALSE | #N/A | #N/A | #N/A | #N/A | #N/A | #N/A | #N/A | #N/A | #N/A | #N/A
TRUE | QLD | QLGH | Loganlea 110 | Energy Queensland | Summer | Coincident | 2027 | POE10 | NA | 427.3342 | QLD Loganlea 110 |  |  | FALSE | #N/A | #N/A | #N/A | #N/A | #N/A | #N/A | #N/A | #N/A | #N/A | #N/A
TRUE | QLD | QLGH | Loganlea 110 | Energy Queensland | Summer | Coincident | 2027 | POE50 | NA | 391.1762 | QLD Loganlea 110 |  |  | FALSE | #N/A | #N/A | #N/A | #N/A | #N/A | #N/A | #N/A | #N/A | #N/A | #N/A
TRUE | QLD | QLGH | Loganlea 110 | Energy Queensland | Summer | Non-coincident | 2027 | POE10 | NA | 436.3422 | QLD Loganlea 110 |  |  | FALSE | #N/A | #N/A | #N/A | #N/A | #N/A | #N/A | #N/A | #N/A | #N/A | #N/A
TRUE | QLD | QLGH | Loganlea 110 | Energy Queensland | Summer | Coincident | 2028 | POE10 | NA | 434.2732 | QLD Loganlea 110 |  |  | FALSE | #N/A | #N/A | #N/A | #N/A | #N/A | #N/A | #N/A | #N/A | #N/A | #N/A
TRUE | QLD | QLGH | Loganlea 110 | Energy Queensland | Summer | Coincident | 2028 | POE50 | NA | 397.3888 | QLD Loganlea 110 |  |  | FALSE | #N/A | #N/A | #N/A | #N/A | #N/A | #N/A | #N/A | #N/A | #N/A | #N/A
TRUE | QLD | QLGH | Loganlea 110 | Energy Queensland | Summer | Non-coincident | 2028 | POE10 | NA | 443.3098 | QLD Loganlea 110 |  |  | FALSE | #N/A | #N/A | #N/A | #N/A | #N/A | #N/A | #N/A | #N/A | #N/A | #N/A
TRUE | QLD | QLGH | Loganlea 110 | Energy Queensland | Summer | Coincident | 2029 | POE10 | NA | 440.2718 | QLD Loganlea 110 |  |  | FALSE | #N/A | #N/A | #N/A | #N/A | #N/A | #N/A | #N/A | #N/A | #N/A | #N/A
TRUE | QLD | QLGH | Loganlea 110 | Energy Queensland | Summer | Coincident | 2029 | POE50 | NA | 404.7403 | QLD Loganlea 110 |  |  | FALSE | #N/A | #N/A | #N/A | #N/A | #N/A | #N/A | #N/A | #N/A | #N/A | #N/A
TRUE | QLD | QLGH | Loganlea 110 | Energy Queensland | Summer | Non-coincident | 2029 | POE10 | NA | 450.826 | QLD Loganlea 110 |  |  | FALSE | #N/A | #N/A | #N/A | #N/A | #N/A | #N/A | #N/A | #N/A | #N/A | #N/A
TRUE | QLD | QLGH | Loganlea 110 | Energy Queensland | Summer | Coincident | 2030 | POE10 | NA | 448.3008 | QLD Loganlea 110 |  |  | FALSE | #N/A | #N/A | #N/A | #N/A | #N/A | #N/A | #N/A | #N/A | #N/A | #N/A
TRUE | QLD | QLGH | Loganlea 110 | Energy Queensland | Summer | Coincident | 2030 | POE50 | NA | 410.1254 | QLD Loganlea 110 |  |  | FALSE | #N/A | #N/A | #N/A | #N/A | #N/A | #N/A | #N/A | #N/A | #N/A | #N/A
TRUE | QLD | QLGH | Loganlea 110 | Energy Queensland | Summer | Non-coincident | 2030 | POE10 | NA | 458.7532 | QLD Loganlea 110 |  |  | FALSE | #N/A | #N/A | #N/A | #N/A | #N/A | #N/A | #N/A | #N/A | #N/A | #N/A
TRUE | QLD | QLGH | Loganlea 110 | Energy Queensland | Winter | Non-coincident | 2019 | BASEYEARPOE10 | NA | 337.7446 | QLD Loganlea 110 |  |  | FALSE | #N/A | #N/A | #N/A | #N/A | #N/A | #N/A | #N/A | #N/A | #N/A | #N/A
TRUE | QLD | QLGH | Loganlea 110 | Energy Queensland | Winter | Coincident | 2020 | POE10 | NA | 291.7153 | QLD Loganlea 110 |  |  | FALSE | #N/A | #N/A | #N/A | #N/A | #N/A | #N/A | #N/A | #N/A | #N/A | #N/A
TRUE | QLD | QLGH | Loganlea 110 | Energy Queensland | Winter | Coincident | 2020 | POE50 | NA | 279.0621 | QLD Loganlea 110 |  |  | FALSE | #N/A | #N/A | #N/A | #N/A | #N/A | #N/A | #N/A | #N/A | #N/A | #N/A
TRUE | QLD | QLGH | Loganlea 110 | Energy Queensland | Winter | Non-coincident | 2020 | POE10 | NA | 340.673 | QLD Loganlea 110 |  |  | FALSE | #N/A | #N/A | #N/A | #N/A | #N/A | #N/A | #N/A | #N/A | #N/A | #N/A
TRUE | QLD | QLGH | Loganlea 110 | Energy Queensland | Winter | Coincident | 2021 | POE10 | NA | 293.2136 | QLD Loganlea 110 |  |  | FALSE | #N/A | #N/A | #N/A | #N/A | #N/A | #N/A | #N/A | #N/A | #N/A | #N/A
TRUE | QLD | QLGH | Loganlea 110 | Energy Queensland | Winter | Coincident | 2021 | POE50 | NA | 280.4241 | QLD Loganlea 110 |  |  | FALSE | #N/A | #N/A | #N/A | #N/A | #N/A | #N/A | #N/A | #N/A | #N/A | #N/A
TRUE | QLD | QLGH | Loganlea 110 | Energy Queensland | Winter | Non-coincident | 2021 | POE10 | NA | 344.8255 | QLD Loganlea 110 |  |  | FALSE | #N/A | #N/A | #N/A | #N/A | #N/A | #N/A | #N/A | #N/A | #N/A | #N/A
TRUE | QLD | QLGH | Loganlea 110 | Energy Queensland | Winter | Coincident | 2022 | POE10 | NA | 304.2468 | QLD Loganlea 110 |  |  | FALSE | #N/A | #N/A | #N/A | #N/A | #N/A | #N/A | #N/A | #N/A | #N/A | #N/A
TRUE | QLD | QLGH | Loganlea 110 | Energy Queensland | Winter | Coincident | 2022 | POE50 | NA | 291.0294 | QLD Loganlea 110 |  |  | FALSE | #N/A | #N/A | #N/A | #N/A | #N/A | #N/A | #N/A | #N/A | #N/A | #N/A
TRUE | QLD | QLGH | Loganlea 110 | Energy Queensland | Winter | Non-coincident | 2022 | POE10 | NA | 349.5016 | QLD Loganlea 110 |  |  | FALSE | #N/A | #N/A | #N/A | #N/A | #N/A | #N/A | #N/A | #N/A | #N/A | #N/A
TRUE | QLD | QLGH | Loganlea 110 | Energy Queensland | Winter | Coincident | 2023 | POE10 | NA | 311.6774 | QLD Loganlea 110 |  |  | FALSE | #N/A | #N/A | #N/A | #N/A | #N/A | #N/A | #N/A | #N/A | #N/A | #N/A
TRUE | QLD | QLGH | Loganlea 110 | Energy Queensland | Winter | Coincident | 2023 | POE50 | NA | 297.8598 | QLD Loganlea 110 |  |  | FALSE | #N/A | #N/A | #N/A | #N/A | #N/A | #N/A | #N/A | #N/A | #N/A | #N/A
TRUE | QLD | QLGH | Loganlea 110 | Energy Queensland | Winter | Non-coincident | 2023 | POE10 | NA | 354.2114 | QLD Loganlea 110 |  |  | FALSE | #N/A | #N/A | #N/A | #N/A | #N/A | #N/A | #N/A | #N/A | #N/A | #N/A
TRUE | QLD | QLGH | Loganlea 110 | Energy Queensland | Winter | Coincident | 2024 | POE10 | NA | 320.8263 | QLD Loganlea 110 |  |  | FALSE | #N/A | #N/A | #N/A | #N/A | #N/A | #N/A | #N/A | #N/A | #N/A | #N/A
TRUE | QLD | QLGH | Loganlea 110 | Energy Queensland | Winter | Coincident | 2024 | POE50 | NA | 305.4244 | QLD Loganlea 110 |  |  | FALSE | #N/A | #N/A | #N/A | #N/A | #N/A | #N/A | #N/A | #N/A | #N/A | #N/A
TRUE | QLD | QLGH | Loganlea 110 | Energy Queensland | Winter | Non-coincident | 2024 | POE10 | NA | 358.7281 | QLD Loganlea 110 |  |  | FALSE | #N/A | #N/A | #N/A | #N/A | #N/A | #N/A | #N/A | #N/A | #N/A | #N/A
TRUE | QLD | QLGH | Loganlea 110 | Energy Queensland | Winter | Coincident | 2025 | POE10 | NA | 324.3426 | QLD Loganlea 110 |  |  | FALSE | #N/A | #N/A | #N/A | #N/A | #N/A | #N/A | #N/A | #N/A | #N/A | #N/A
TRUE | QLD | QLGH | Loganlea 110 | Energy Queensland | Winter | Coincident | 2025 | POE50 | NA | 309.4363 | QLD Loganlea 110 |  |  | FALSE | #N/A | #N/A | #N/A | #N/A | #N/A | #N/A | #N/A | #N/A | #N/A | #N/A
TRUE | QLD | QLGH | Loganlea 110 | Energy Queensland | Winter | Non-coincident | 2025 | POE10 | NA | 363.2673 | QLD Loganlea 110 |  |  | FALSE | #N/A | #N/A | #N/A | #N/A | #N/A | #N/A | #N/A | #N/A | #N/A | #N/A
TRUE | QLD | QLGH | Loganlea 110 | Energy Queensland | Winter | Coincident | 2026 | POE10 | NA | 328.7929 | QLD Loganlea 110 |  |  | FALSE | #N/A | #N/A | #N/A | #N/A | #N/A | #N/A | #N/A | #N/A | #N/A | #N/A
TRUE | QLD | QLGH | Loganlea 110 | Energy Queensland | Winter | Coincident | 2026 | POE50 | NA | 314.2785 | QLD Loganlea 110 |  |  | FALSE | #N/A | #N/A | #N/A | #N/A | #N/A | #N/A | #N/A | #N/A | #N/A | #N/A
TRUE | QLD | QLGH | Loganlea 110 | Energy Queensland | Winter | Non-coincident | 2026 | POE10 | NA | 367.9744 | QLD Loganlea 110 |  |  | FALSE | #N/A | #N/A | #N/A | #N/A | #N/A | #N/A | #N/A | #N/A | #N/A | #N/A
TRUE | QLD | QLGH | Loganlea 110 | Energy Queensland | Winter | Coincident | 2027 | POE10 | NA | 333.876 | QLD Loganlea 110 |  |  | FALSE | #N/A | #N/A | #N/A | #N/A | #N/A | #N/A | #N/A | #N/A | #N/A | #N/A
TRUE | QLD | QLGH | Loganlea 110 | Energy Queensland | Winter | Coincident | 2027 | POE50 | NA | 319.1851 | QLD Loganlea 110 |  |  | FALSE | #N/A | #N/A | #N/A | #N/A | #N/A | #N/A | #N/A | #N/A | #N/A | #N/A
TRUE | QLD | QLGH | Loganlea 110 | Energy Queensland | Winter | Non-coincident | 2027 | POE10 | NA | 373.4258 | QLD Loganlea 110 |  |  | FALSE | #N/A | #N/A | #N/A | #N/A | #N/A | #N/A | #N/A | #N/A | #N/A | #N/A
TRUE | QLD | QLGH | Loganlea 110 | Energy Queensland | Winter | Coincident | 2028 | POE10 | NA | 343.4772 | QLD Loganlea 110 |  |  | FALSE | #N/A | #N/A | #N/A | #N/A | #N/A | #N/A | #N/A | #N/A | #N/A | #N/A
TRUE | QLD | QLGH | Loganlea 110 | Energy Queensland | Winter | Coincident | 2028 | POE50 | NA | 325.8614 | QLD Loganlea 110 |  |  | FALSE | #N/A | #N/A | #N/A | #N/A | #N/A | #N/A | #N/A | #N/A | #N/A | #N/A
TRUE | QLD | QLGH | Loganlea 110 | Energy Queensland | Winter | Non-coincident | 2028 | POE10 | NA | 379.6661 | QLD Loganlea 110 |  |  | FALSE | #N/A | #N/A | #N/A | #N/A | #N/A | #N/A | #N/A | #N/A | #N/A | #N/A
TRUE | QLD | QLGH | Loganlea 110 | Energy Queensland | Winter | Coincident | 2029 | POE10 | NA | 348.1969 | QLD Loganlea 110 |  |  | FALSE | #N/A | #N/A | #N/A | #N/A | #N/A | #N/A | #N/A | #N/A | #N/A | #N/A
TRUE | QLD | QLGH | Loganlea 110 | Energy Queensland | Winter | Coincident | 2029 | POE50 | NA | 332.1147 | QLD Loganlea 110 |  |  | FALSE | #N/A | #N/A | #N/A | #N/A | #N/A | #N/A | #N/A | #N/A | #N/A | #N/A
TRUE | QLD | QLGH | Loganlea 110 | Energy Queensland | Winter | Non-coincident | 2029 | POE10 | NA | 386.2648 | QLD Loganlea 110 |  |  | FALSE | #N/A | #N/A | #N/A | #N/A | #N/A | #N/A | #N/A | #N/A | #N/A | #N/A
TRUE | QLD | QLGL | Loganlea 33 | Energy Queensland | Shoulder | Coincident | 2017 | ACTUAL_OPG | 26.7412 | 60.73 | QLD Loganlea 33 |  |  | FALSE | #N/A | #N/A | #N/A | #N/A | #N/A | #N/A | #N/A | #N/A | #N/A | #N/A
TRUE | QLD | QLGL | Loganlea 33 | Energy Queensland | Shoulder | Coincident | 2017 | ACTUAL_RAW | 26.7412 | 60.73 | QLD Loganlea 33 |  |  | FALSE | #N/A | #N/A | #N/A | #N/A | #N/A | #N/A | #N/A | #N/A | #N/A | #N/A
TRUE | QLD | QLGL | Loganlea 33 | Energy Queensland | Shoulder | Non-coincident | 2017 | ACTUAL_RAW | 24.8471 | 63.3871 | QLD Loganlea 33 |  |  | FALSE | #N/A | #N/A | #N/A | #N/A | #N/A | #N/A | #N/A | #N/A | #N/A | #N/A
TRUE | QLD | QLGL | Loganlea 33 | Energy Queensland | Shoulder | Non-coincident | 2017 | ACTUAL_OPG | 24.8471 | 63.3871 | QLD Loganlea 33 |  |  | FALSE | #N/A | #N/A | #N/A | #N/A | #N/A | #N/A | #N/A | #N/A | #N/A | #N/A
TRUE | QLD | QLGL | Loganlea 33 | Energy Queensland | Shoulder | Non-coincident | 2017 | ACTUAL_ADJUSTEDOPG | 24.8471 | 63.3871 | QLD Loganlea 33 |  |  | FALSE | #N/A | #N/A | #N/A | #N/A | #N/A | #N/A | #N/A | #N/A | #N/A | #N/A
TRUE | QLD | QLGL | Loganlea 33 | Energy Queensland | Shoulder | Coincident | 2018 | ACTUAL_OPG | 27.4874 | 66.3314 | QLD Loganlea 33 |  |  | FALSE | #N/A | #N/A | #N/A | #N/A | #N/A | #N/A | #N/A | #N/A | #N/A | #N/A
TRUE | QLD | QLGL | Loganlea 33 | Energy Queensland | Shoulder | Coincident | 2018 | ACTUAL_RAW | 27.4874 | 66.3314 | QLD Loganlea 33 |  |  | FALSE | #N/A | #N/A | #N/A | #N/A | #N/A | #N/A | #N/A | #N/A | #N/A | #N/A
TRUE | QLD | QLGL | Loganlea 33 | Energy Queensland | Shoulder | Non-coincident | 2018 | ACTUAL_RAW | 24.0022 | 71.6727 | QLD Loganlea 33 |  |  | FALSE | #N/A | #N/A | #N/A | #N/A | #N/A | #N/A | #N/A | #N/A | #N/A | #N/A
TRUE | QLD | QLGL | Loganlea 33 | Energy Queensland | Shoulder | Non-coincident | 2018 | ACTUAL_OPG | 24.0022 | 71.6727 | QLD Loganlea 33 |  |  | FALSE | #N/A | #N/A | #N/A | #N/A | #N/A | #N/A | #N/A | #N/A | #N/A | #N/A
TRUE | QLD | QLGL | Loganlea 33 | Energy Queensland | Shoulder | Non-coincident | 2018 | ACTUAL_ADJUSTEDOPG | 24.0022 | 71.6727 | QLD Loganlea 33 |  |  | FALSE | #N/A | #N/A | #N/A | #N/A | #N/A | #N/A | #N/A | #N/A | #N/A | #N/A
TRUE | QLD | QLGL | Loganlea 33 | Energy Queensland | Shoulder | Coincident | 2019 | ACTUAL_OPG | 23.4977 | 72.7239 | QLD Loganlea 33 |  |  | FALSE | #N/A | #N/A | #N/A | #N/A | #N/A | #N/A | #N/A | #N/A | #N/A | #N/A
TRUE | QLD | QLGL | Loganlea 33 | Energy Queensland | Shoulder | Coincident | 2019 | ACTUAL_RAW | 23.4977 | 72.7239 | QLD Loganlea 33 |  |  | FALSE | #N/A | #N/A | #N/A | #N/A | #N/A | #N/A | #N/A | #N/A | #N/A | #N/A
TRUE | QLD | QLGL | Loganlea 33 | Energy Queensland | Shoulder | Non-coincident | 2019 | ACTUAL_RAW | 22.3081 | 72.7239 | QLD Loganlea 33 |  |  | FALSE | #N/A | #N/A | #N/A | #N/A | #N/A | #N/A | #N/A | #N/A | #N/A | #N/A
TRUE | QLD | QLGL | Loganlea 33 | Energy Queensland | Shoulder | Non-coincident | 2019 | ACTUAL_OPG | 22.3081 | 72.7239 | QLD Loganlea 33 |  |  | FALSE | #N/A | #N/A | #N/A | #N/A | #N/A | #N/A | #N/A | #N/A | #N/A | #N/A
TRUE | QLD | QLGL | Loganlea 33 | Energy Queensland | Shoulder | Non-coincident | 2019 | ACTUAL_ADJUSTEDOPG | 22.3081 | 72.7239 | QLD Loganlea 33 |  |  | FALSE | #N/A | #N/A | #N/A | #N/A | #N/A | #N/A | #N/A | #N/A | #N/A | #N/A
TRUE | QLD | QLGL | Loganlea 33 | Energy Queensland | Shoulder | Non-coincident | 2019 | BASEYEARPOE90 | 14.3575 | NA | QLD Loganlea 33 |  |  | FALSE | #N/A | #N/A | #N/A | #N/A | #N/A | #N/A | #N/A | #N/A | #N/A | #N/A
TRUE | QLD | QLGL | Loganlea 33 | Energy Queensland | Shoulder | Non-coincident | 2019 | BASEYEARPOE50 | 16.7993 | 64.5367 | QLD Loganlea 33 |  |  | FALSE | #N/A | #N/A | #N/A | #N/A | #N/A | #N/A | #N/A | #N/A | #N/A | #N/A
TRUE | QLD | QLGL | Loganlea 33 | Energy Queensland | Shoulder | Coincident | 2020 | ACTUAL_OPG | 18.2803 | 63.8017 | QLD Loganlea 33 |  |  | FALSE | #N/A | #N/A | #N/A | #N/A | #N/A | #N/A | #N/A | #N/A | #N/A | #N/A
TRUE | QLD | QLGL | Loganlea 33 | Energy Queensland | Shoulder | Coincident | 2020 | ACTUAL_RAW | 18.2803 | 63.8017 | QLD Loganlea 33 |  |  | FALSE | #N/A | #N/A | #N/A | #N/A | #N/A | #N/A | #N/A | #N/A | #N/A | #N/A
TRUE | QLD | QLGL | Loganlea 33 | Energy Queensland | Shoulder | Non-coincident | 2020 | ACTUAL_RAW | 18.2803 | 63.8017 | QLD Loganlea 33 |  |  | FALSE | #N/A | #N/A | #N/A | #N/A | #N/A | #N/A | #N/A | #N/A | #N/A | #N/A
TRUE | QLD | QLGL | Loganlea 33 | Energy Queensland | Shoulder | Non-coincident | 2020 | ACTUAL_OPG | 18.2803 | 63.8017 | QLD Loganlea 33 |  |  | FALSE | #N/A | #N/A | #N/A | #N/A | #N/A | #N/A | #N/A | #N/A | #N/A | #N/A
TRUE | QLD | QLGL | Loganlea 33 | Energy Queensland | Shoulder | Non-coincident | 2020 | ACTUAL_ADJUSTEDOPG | 18.2803 | 63.8017 | QLD Loganlea 33 |  |  | FALSE | #N/A | #N/A | #N/A | #N/A | #N/A | #N/A | #N/A | #N/A | #N/A | #N/A
TRUE | QLD | QLGL | Loganlea 33 | Energy Queensland | Shoulder | Coincident_unreconciled | 2021 | POE50 | 10.1746 | NA | QLD Loganlea 33 |  |  | FALSE | #N/A | #N/A | #N/A | #N/A | #N/A | #N/A | #N/A | #N/A | #N/A | #N/A
TRUE | QLD | QLGL | Loganlea 33 | Energy Queensland | Shoulder | Coincident_unreconciled | 2021 | POE90 | 4.3862 | NA | QLD Loganlea 33 |  |  | FALSE | #N/A | #N/A | #N/A | #N/A | #N/A | #N/A | #N/A | #N/A | #N/A | #N/A
TRUE | QLD | QLGL | Loganlea 33 | Energy Queensland | Shoulder | Non-coincident | 2021 | POE50 | 9.6351 | 66.2859 | QLD Loganlea 33 |  |  | FALSE | #N/A | #N/A | #N/A | #N/A | #N/A | #N/A | #N/A | #N/A | #N/A | #N/A
TRUE | QLD | QLGL | Loganlea 33 | Energy Queensland | Shoulder | Non-coincident | 2021 | POE90 | -6.3861 | NA | QLD Loganlea 33 |  |  | FALSE | #N/A | #N/A | #N/A | #N/A | #N/A | #N/A | #N/A | #N/A | #N/A | #N/A
TRUE | QLD | QLGL | Loganlea 33 | Energy Queensland | Shoulder | Coincident_unreconciled | 2022 | POE50 | 7.4309 | NA | QLD Loganlea 33 |  |  | FALSE | #N/A | #N/A | #N/A | #N/A | #N/A | #N/A | #N/A | #N/A | #N/A | #N/A
TRUE | QLD | QLGL | Loganlea 33 | Energy Queensland | Shoulder | Coincident_unreconciled | 2022 | POE90 | 1.629 | NA | QLD Loganlea 33 |  |  | FALSE | #N/A | #N/A | #N/A | #N/A | #N/A | #N/A | #N/A | #N/A | #N/A | #N/A
TRUE | QLD | QLGL | Loganlea 33 | Energy Queensland | Shoulder | Non-coincident | 2022 | POE50 | 7.0369 | 67.1225 | QLD Loganlea 33 |  |  | FALSE | #N/A | #N/A | #N/A | #N/A | #N/A | #N/A | #N/A | #N/A | #N/A | #N/A
TRUE | QLD | QLGL | Loganlea 33 | Energy Queensland | Shoulder | Non-coincident | 2022 | POE90 | -8.2064 | NA | QLD Loganlea 33 |  |  | FALSE | #N/A | #N/A | #N/A | #N/A | #N/A | #N/A | #N/A | #N/A | #N/A | #N/A
TRUE | QLD | QLGL | Loganlea 33 | Energy Queensland | Shoulder | Coincident_unreconciled | 2023 | POE50 | 4.9854 | NA | QLD Loganlea 33 |  |  | FALSE | #N/A | #N/A | #N/A | #N/A | #N/A | #N/A | #N/A | #N/A | #N/A | #N/A
TRUE | QLD | QLGL | Loganlea 33 | Energy Queensland | Shoulder | Coincident_unreconciled | 2023 | POE90 | -0.74264 | NA | QLD Loganlea 33 |  |  | FALSE | #N/A | #N/A | #N/A | #N/A | #N/A | #N/A | #N/A | #N/A | #N/A | #N/A
TRUE | QLD | QLGL | Loganlea 33 | Energy Queensland | Shoulder | Non-coincident | 2023 | POE50 | 4.7211 | 67.7321 | QLD Loganlea 33 |  |  | FALSE | #N/A | #N/A | #N/A | #N/A | #N/A | #N/A | #N/A | #N/A | #N/A | #N/A
TRUE | QLD | QLGL | Loganlea 33 | Energy Queensland | Shoulder | Non-coincident | 2023 | POE90 | -9.834 | NA | QLD Loganlea 33 |  |  | FALSE | #N/A | #N/A | #N/A | #N/A | #N/A | #N/A | #N/A | #N/A | #N/A | #N/A
TRUE | QLD | QLGL | Loganlea 33 | Energy Queensland | Shoulder | Coincident_unreconciled | 2024 | POE50 | 3.0776 | NA | QLD Loganlea 33 |  |  | FALSE | #N/A | #N/A | #N/A | #N/A | #N/A | #N/A | #N/A | #N/A | #N/A | #N/A
TRUE | QLD | QLGL | Loganlea 33 | Energy Queensland | Shoulder | Coincident_unreconciled | 2024 | POE90 | -2.4609 | NA | QLD Loganlea 33 |  |  | FALSE | #N/A | #N/A | #N/A | #N/A | #N/A | #N/A | #N/A | #N/A | #N/A | #N/A
TRUE | QLD | QLGL | Loganlea 33 | Energy Queensland | Shoulder | Non-coincident | 2024 | POE50 | 2.9144 | 69.0989 | QLD Loganlea 33 |  |  | FALSE | #N/A | #N/A | #N/A | #N/A | #N/A | #N/A | #N/A | #N/A | #N/A | #N/A
TRUE | QLD | QLGL | Loganlea 33 | Energy Queensland | Shoulder | Non-coincident | 2024 | POE90 | -11.1068 | NA | QLD Loganlea 33 |  |  | FALSE | #N/A | #N/A | #N/A | #N/A | #N/A | #N/A | #N/A | #N/A | #N/A | #N/A
TRUE | QLD | QLGL | Loganlea 33 | Energy Queensland | Shoulder | Coincident_unreconciled | 2025 | POE50 | 1.29 | NA | QLD Loganlea 33 |  |  | FALSE | #N/A | #N/A | #N/A | #N/A | #N/A | #N/A | #N/A | #N/A | #N/A | #N/A
TRUE | QLD | QLGL | Loganlea 33 | Energy Queensland | Shoulder | Coincident_unreconciled | 2025 | POE90 | -4.0717 | NA | QLD Loganlea 33 |  |  | FALSE | #N/A | #N/A | #N/A | #N/A | #N/A | #N/A | #N/A | #N/A | #N/A | #N/A
TRUE | QLD | QLGL | Loganlea 33 | Energy Queensland | Shoulder | Non-coincident | 2025 | POE50 | 1.2216 | 68.9551 | QLD Loganlea 33 |  |  | FALSE | #N/A | #N/A | #N/A | #N/A | #N/A | #N/A | #N/A | #N/A | #N/A | #N/A
TRUE | QLD | QLGL | Loganlea 33 | Energy Queensland | Shoulder | Non-coincident | 2025 | POE90 | -12.2945 | NA | QLD Loganlea 33 |  |  | FALSE | #N/A | #N/A | #N/A | #N/A | #N/A | #N/A | #N/A | #N/A | #N/A | #N/A
TRUE | QLD | QLGL | Loganlea 33 | Energy Queensland | Shoulder | Coincident_unreconciled | 2026 | POE50 | -0.43127 | NA | QLD Loganlea 33 |  |  | FALSE | #N/A | #N/A | #N/A | #N/A | #N/A | #N/A | #N/A | #N/A | #N/A | #N/A
TRUE | QLD | QLGL | Loganlea 33 | Energy Queensland | Shoulder | Coincident_unreconciled | 2026 | POE90 | -5.6689 | NA | QLD Loganlea 33 |  |  | FALSE | #N/A | #N/A | #N/A | #N/A | #N/A | #N/A | #N/A | #N/A | #N/A | #N/A
TRUE | QLD | QLGL | Loganlea 33 | Energy Queensland | Shoulder | Non-coincident | 2026 | POE50 | -0.45685 | 69.1648 | QLD Loganlea 33 |  |  | FALSE | #N/A | #N/A | #N/A | #N/A | #N/A | #N/A | #N/A | #N/A | #N/A | #N/A
TRUE | QLD | QLGL | Loganlea 33 | Energy Queensland | Shoulder | Non-coincident | 2026 | POE90 | -13.4669 | NA | QLD Loganlea 33 |  |  | FALSE | #N/A | #N/A | #N/A | #N/A | #N/A | #N/A | #N/A | #N/A | #N/A | #N/A
TRUE | QLD | QLGL | Loganlea 33 | Energy Queensland | Shoulder | Coincident_unreconciled | 2027 | POE50 | -1.7517 | NA | QLD Loganlea 33 |  |  | FALSE | #N/A | #N/A | #N/A | #N/A | #N/A | #N/A | #N/A | #N/A | #N/A | #N/A
TRUE | QLD | QLGL | Loganlea 33 | Energy Queensland | Shoulder | Coincident_unreconciled | 2027 | POE90 | -7.0033 | NA | QLD Loganlea 33 |  |  | FALSE | #N/A | #N/A | #N/A | #N/A | #N/A | #N/A | #N/A | #N/A | #N/A | #N/A
TRUE | QLD | QLGL | Loganlea 33 | Energy Queensland | Shoulder | Non-coincident | 2027 | POE50 | -1.8556 | 69.1001 | QLD Loganlea 33 |  |  | FALSE | #N/A | #N/A | #N/A | #N/A | #N/A | #N/A | #N/A | #N/A | #N/A | #N/A
TRUE | QLD | QLGL | Loganlea 33 | Energy Queensland | Shoulder | Non-coincident | 2027 | POE90 | -14.4474 | NA | QLD Loganlea 33 |  |  | FALSE | #N/A | #N/A | #N/A | #N/A | #N/A | #N/A | #N/A | #N/A | #N/A | #N/A
TRUE | QLD | QLGL | Loganlea 33 | Energy Queensland | Shoulder | Coincident_unreconciled | 2028 | POE50 | -2.8166 | NA | QLD Loganlea 33 |  |  | FALSE | #N/A | #N/A | #N/A | #N/A | #N/A | #N/A | #N/A | #N/A | #N/A | #N/A
TRUE | QLD | QLGL | Loganlea 33 | Energy Queensland | Shoulder | Coincident_unreconciled | 2028 | POE90 | -8.0829 | NA | QLD Loganlea 33 |  |  | FALSE | #N/A | #N/A | #N/A | #N/A | #N/A | #N/A | #N/A | #N/A | #N/A | #N/A
TRUE | QLD | QLGL | Loganlea 33 | Energy Queensland | Shoulder | Non-coincident | 2028 | POE50 | -2.9837 | 69.4436 | QLD Loganlea 33 |  |  | FALSE | #N/A | #N/A | #N/A | #N/A | #N/A | #N/A | #N/A | #N/A | #N/A | #N/A
TRUE | QLD | QLGL | Loganlea 33 | Energy Queensland | Shoulder | Non-coincident | 2028 | POE90 | -15.2545 | NA | QLD Loganlea 33 |  |  | FALSE | #N/A | #N/A | #N/A | #N/A | #N/A | #N/A | #N/A | #N/A | #N/A | #N/A
TRUE | QLD | QLGL | Loganlea 33 | Energy Queensland | Shoulder | Coincident_unreconciled | 2029 | POE50 | -3.7617 | NA | QLD Loganlea 33 |  |  | FALSE | #N/A | #N/A | #N/A | #N/A | #N/A | #N/A | #N/A | #N/A | #N/A | #N/A
TRUE | QLD | QLGL | Loganlea 33 | Energy Queensland | Shoulder | Coincident_unreconciled | 2029 | POE90 | -9.0428 | NA | QLD Loganlea 33 |  |  | FALSE | #N/A | #N/A | #N/A | #N/A | #N/A | #N/A | #N/A | #N/A | #N/A | #N/A
TRUE | QLD | QLGL | Loganlea 33 | Energy Queensland | Shoulder | Non-coincident | 2029 | POE50 | -3.9849 | 70.2734 | QLD Loganlea 33 |  |  | FALSE | #N/A | #N/A | #N/A | #N/A | #N/A | #N/A | #N/A | #N/A | #N/A | #N/A
TRUE | QLD | QLGL | Loganlea 33 | Energy Queensland | Shoulder | Non-coincident | 2029 | POE90 | -15.9874 | NA | QLD Loganlea 33 |  |  | FALSE | #N/A | #N/A | #N/A | #N/A | #N/A | #N/A | #N/A | #N/A | #N/A | #N/A
TRUE | QLD | QLGL | Loganlea 33 | Energy Queensland | Shoulder | Coincident_unreconciled | 2030 | POE50 | -4.5464 | NA | QLD Loganlea 33 |  |  | FALSE | #N/A | #N/A | #N/A | #N/A | #N/A | #N/A | #N/A | #N/A | #N/A | #N/A
TRUE | QLD | QLGL | Loganlea 33 | Energy Queensland | Shoulder | Coincident_unreconciled | 2030 | POE90 | -9.8421 | NA | QLD Loganlea 33 |  |  | FALSE | #N/A | #N/A | #N/A | #N/A | #N/A | #N/A | #N/A | #N/A | #N/A | #N/A
TRUE | QLD | QLGL | Loganlea 33 | Energy Queensland | Shoulder | Non-coincident | 2030 | POE50 | -4.816 | 71.0729 | QLD Loganlea 33 |  |  | FALSE | #N/A | #N/A | #N/A | #N/A | #N/A | #N/A | #N/A | #N/A | #N/A | #N/A
TRUE | QLD | QLGL | Loganlea 33 | Energy Queensland | Shoulder | Non-coincident | 2030 | POE90 | -16.606 | NA | QLD Loganlea 33 |  |  | FALSE | #N/A | #N/A | #N/A | #N/A | #N/A | #N/A | #N/A | #N/A | #N/A | #N/A
TRUE | QLD | QLGL | Loganlea 33 | Energy Queensland | Summer | Coincident | 2017 | ACTUAL_OPG | 27.0678 | 91.1869 | QLD Loganlea 33 |  |  | FALSE | #N/A | #N/A | #N/A | #N/A | #N/A | #N/A | #N/A | #N/A | #N/A | #N/A
TRUE | QLD | QLGL | Loganlea 33 | Energy Queensland | Summer | Coincident | 2017 | ACTUAL_RAW | 27.0678 | 91.1869 | QLD Loganlea 33 |  |  | FALSE | #N/A | #N/A | #N/A | #N/A | #N/A | #N/A | #N/A | #N/A | #N/A | #N/A
TRUE | QLD | QLGL | Loganlea 33 | Energy Queensland | Summer | Non-coincident | 2017 | ACTUAL_RAW | 23.0371 | 93.6301 | QLD Loganlea 33 |  |  | FALSE | #N/A | #N/A | #N/A | #N/A | #N/A | #N/A | #N/A | #N/A | #N/A | #N/A
TRUE | QLD | QLGL | Loganlea 33 | Energy Queensland | Summer | Non-coincident | 2017 | ACTUAL_OPG | 23.0371 | 93.6301 | QLD Loganlea 33 |  |  | FALSE | #N/A | #N/A | #N/A | #N/A | #N/A | #N/A | #N/A | #N/A | #N/A | #N/A
TRUE | QLD | QLGL | Loganlea 33 | Energy Queensland | Summer | Non-coincident | 2017 | ACTUAL_ADJUSTEDOPG | 23.0371 | 93.6301 | QLD Loganlea 33 |  |  | FALSE | #N/A | #N/A | #N/A | #N/A | #N/A | #N/A | #N/A | #N/A | #N/A | #N/A
TRUE | QLD | QLGL | Loganlea 33 | Energy Queensland | Summer | Coincident | 2018 | ACTUAL_OPG | 24.5931 | 93.6069 | QLD Loganlea 33 |  |  | FALSE | #N/A | #N/A | #N/A | #N/A | #N/A | #N/A | #N/A | #N/A | #N/A | #N/A
TRUE | QLD | QLGL | Loganlea 33 | Energy Queensland | Summer | Coincident | 2018 | ACTUAL_RAW | 24.5931 | 93.6069 | QLD Loganlea 33 |  |  | FALSE | #N/A | #N/A | #N/A | #N/A | #N/A | #N/A | #N/A | #N/A | #N/A | #N/A
TRUE | QLD | QLGL | Loganlea 33 | Energy Queensland | Summer | Non-coincident | 2018 | ACTUAL_RAW | 19.2396 | 94.3119 | QLD Loganlea 33 |  |  | FALSE | #N/A | #N/A | #N/A | #N/A | #N/A | #N/A | #N/A | #N/A | #N/A | #N/A
TRUE | QLD | QLGL | Loganlea 33 | Energy Queensland | Summer | Non-coincident | 2018 | ACTUAL_OPG | 19.2396 | 94.3119 | QLD Loganlea 33 |  |  | FALSE | #N/A | #N/A | #N/A | #N/A | #N/A | #N/A | #N/A | #N/A | #N/A | #N/A
TRUE | QLD | QLGL | Loganlea 33 | Energy Queensland | Summer | Non-coincident | 2018 | ACTUAL_ADJUSTEDOPG | 19.2396 | 94.3119 | QLD Loganlea 33 |  |  | FALSE | #N/A | #N/A | #N/A | #N/A | #N/A | #N/A | #N/A | #N/A | #N/A | #N/A
TRUE | QLD | QLGL | Loganlea 33 | Energy Queensland | Summer | Coincident | 2019 | ACTUAL_OPG | 26.6293 | 93.2408 | QLD Loganlea 33 |  |  | FALSE | #N/A | #N/A | #N/A | #N/A | #N/A | #N/A | #N/A | #N/A | #N/A | #N/A
TRUE | QLD | QLGL | Loganlea 33 | Energy Queensland | Summer | Coincident | 2019 | ACTUAL_RAW | 26.6293 | 93.2408 | QLD Loganlea 33 |  |  | FALSE | #N/A | #N/A | #N/A | #N/A | #N/A | #N/A | #N/A | #N/A | #N/A | #N/A
TRUE | QLD | QLGL | Loganlea 33 | Energy Queensland | Summer | Non-coincident | 2019 | ACTUAL_RAW | 21.9004 | 95.3699 | QLD Loganlea 33 |  |  | FALSE | #N/A | #N/A | #N/A | #N/A | #N/A | #N/A | #N/A | #N/A | #N/A | #N/A
TRUE | QLD | QLGL | Loganlea 33 | Energy Queensland | Summer | Non-coincident | 2019 | ACTUAL_OPG | 21.9004 | 95.3699 | QLD Loganlea 33 |  |  | FALSE | #N/A | #N/A | #N/A | #N/A | #N/A | #N/A | #N/A | #N/A | #N/A | #N/A
TRUE | QLD | QLGL | Loganlea 33 | Energy Queensland | Summer | Non-coincident | 2019 | ACTUAL_ADJUSTEDOPG | 21.9004 | 95.3699 | QLD Loganlea 33 |  |  | FALSE | #N/A | #N/A | #N/A | #N/A | #N/A | #N/A | #N/A | #N/A | #N/A | #N/A
TRUE | QLD | QLGL | Loganlea 33 | Energy Queensland | Summer | Non-coincident | 2019 | BASEYEARPOE90 | 15.1267 | NA | QLD Loganlea 33 |  |  | FALSE | #N/A | #N/A | #N/A | #N/A | #N/A | #N/A | #N/A | #N/A | #N/A | #N/A
TRUE | QLD | QLGL | Loganlea 33 | Energy Queensland | Summer | Non-coincident | 2019 | BASEYEARPOE50 | 17.969 | 87.8942 | QLD Loganlea 33 |  |  | FALSE | #N/A | #N/A | #N/A | #N/A | #N/A | #N/A | #N/A | #N/A | #N/A | #N/A
TRUE | QLD | QLGL | Loganlea 33 | Energy Queensland | Summer | Coincident | 2020 | ACTUAL_OPG | 19.5075 | 99.153 | QLD Loganlea 33 |  |  | FALSE | #N/A | #N/A | #N/A | #N/A | #N/A | #N/A | #N/A | #N/A | #N/A | #N/A
TRUE | QLD | QLGL | Loganlea 33 | Energy Queensland | Summer | Coincident | 2020 | ACTUAL_RAW | 19.5075 | 99.153 | QLD Loganlea 33 |  |  | FALSE | #N/A | #N/A | #N/A | #N/A | #N/A | #N/A | #N/A | #N/A | #N/A | #N/A
TRUE | QLD | QLGL | Loganlea 33 | Energy Queensland | Summer | Non-coincident | 2020 | ACTUAL_RAW | 19.425 | 100.0648 | QLD Loganlea 33 |  |  | FALSE | #N/A | #N/A | #N/A | #N/A | #N/A | #N/A | #N/A | #N/A | #N/A | #N/A
TRUE | QLD | QLGL | Loganlea 33 | Energy Queensland | Summer | Non-coincident | 2020 | ACTUAL_OPG | 19.425 | 100.0648 | QLD Loganlea 33 |  |  | FALSE | #N/A | #N/A | #N/A | #N/A | #N/A | #N/A | #N/A | #N/A | #N/A | #N/A
TRUE | QLD | QLGL | Loganlea 33 | Energy Queensland | Summer | Non-coincident | 2020 | ACTUAL_ADJUSTEDOPG | 19.425 | 100.0648 | QLD Loganlea 33 |  |  | FALSE | #N/A | #N/A | #N/A | #N/A | #N/A | #N/A | #N/A | #N/A | #N/A | #N/A
TRUE | QLD | QLGL | Loganlea 33 | Energy Queensland | Summer | Coincident_unreconciled | 2021 | POE50 | 14.2881 | NA | QLD Loganlea 33 |  |  | FALSE | #N/A | #N/A | #N/A | #N/A | #N/A | #N/A | #N/A | #N/A | #N/A | #N/A
TRUE | QLD | QLGL | Loganlea 33 | Energy Queensland | Summer | Coincident_unreconciled | 2021 | POE90 | 10.4611 | NA | QLD Loganlea 33 |  |  | FALSE | #N/A | #N/A | #N/A | #N/A | #N/A | #N/A | #N/A | #N/A | #N/A | #N/A
TRUE | QLD | QLGL | Loganlea 33 | Energy Queensland | Summer | Non-coincident | 2021 | POE50 | 13.2523 | 85.145 | QLD Loganlea 33 |  |  | FALSE | #N/A | #N/A | #N/A | #N/A | #N/A | #N/A | #N/A | #N/A | #N/A | #N/A
TRUE | QLD | QLGL | Loganlea 33 | Energy Queensland | Summer | Non-coincident | 2021 | POE90 | 7.7496 | NA | QLD Loganlea 33 |  |  | FALSE | #N/A | #N/A | #N/A | #N/A | #N/A | #N/A | #N/A | #N/A | #N/A | #N/A
TRUE | QLD | QLGL | Loganlea 33 | Energy Queensland | Summer | Coincident_unreconciled | 2022 | POE50 | 11.7613 | NA | QLD Loganlea 33 |  |  | FALSE | #N/A | #N/A | #N/A | #N/A | #N/A | #N/A | #N/A | #N/A | #N/A | #N/A
TRUE | QLD | QLGL | Loganlea 33 | Energy Queensland | Summer | Coincident_unreconciled | 2022 | POE90 | 7.9254 | NA | QLD Loganlea 33 |  |  | FALSE | #N/A | #N/A | #N/A | #N/A | #N/A | #N/A | #N/A | #N/A | #N/A | #N/A
TRUE | QLD | QLGL | Loganlea 33 | Energy Queensland | Summer | Non-coincident | 2022 | POE50 | 11.4659 | 86.3653 | QLD Loganlea 33 |  |  | FALSE | #N/A | #N/A | #N/A | #N/A | #N/A | #N/A | #N/A | #N/A | #N/A | #N/A
TRUE | QLD | QLGL | Loganlea 33 | Energy Queensland | Summer | Non-coincident | 2022 | POE90 | 5.9504 | NA | QLD Loganlea 33 |  |  | FALSE | #N/A | #N/A | #N/A | #N/A | #N/A | #N/A | #N/A | #N/A | #N/A | #N/A
TRUE | QLD | QLGL | Loganlea 33 | Energy Queensland | Summer | Coincident_unreconciled | 2023 | POE50 | 9.5023 | NA | QLD Loganlea 33 |  |  | FALSE | #N/A | #N/A | #N/A | #N/A | #N/A | #N/A | #N/A | #N/A | #N/A | #N/A
TRUE | QLD | QLGL | Loganlea 33 | Energy Queensland | Summer | Coincident_unreconciled | 2023 | POE90 | 5.657 | NA | QLD Loganlea 33 |  |  | FALSE | #N/A | #N/A | #N/A | #N/A | #N/A | #N/A | #N/A | #N/A | #N/A | #N/A
TRUE | QLD | QLGL | Loganlea 33 | Energy Queensland | Summer | Non-coincident | 2023 | POE50 | 9.4602 | 86.7795 | QLD Loganlea 33 |  |  | FALSE | #N/A | #N/A | #N/A | #N/A | #N/A | #N/A | #N/A | #N/A | #N/A | #N/A
TRUE | QLD | QLGL | Loganlea 33 | Energy Queensland | Summer | Non-coincident | 2023 | POE90 | 4.3406 | NA | QLD Loganlea 33 |  |  | FALSE | #N/A | #N/A | #N/A | #N/A | #N/A | #N/A | #N/A | #N/A | #N/A | #N/A
TRUE | QLD | QLGL | Loganlea 33 | Energy Queensland | Summer | Coincident_unreconciled | 2024 | POE50 | 7.7678 | NA | QLD Loganlea 33 |  |  | FALSE | #N/A | #N/A | #N/A | #N/A | #N/A | #N/A | #N/A | #N/A | #N/A | #N/A
TRUE | QLD | QLGL | Loganlea 33 | Energy Queensland | Summer | Coincident_unreconciled | 2024 | POE90 | 3.913 | NA | QLD Loganlea 33 |  |  | FALSE | #N/A | #N/A | #N/A | #N/A | #N/A | #N/A | #N/A | #N/A | #N/A | #N/A
TRUE | QLD | QLGL | Loganlea 33 | Energy Queensland | Summer | Non-coincident | 2024 | POE50 | 7.7333 | 88.0123 | QLD Loganlea 33 |  |  | FALSE | #N/A | #N/A | #N/A | #N/A | #N/A | #N/A | #N/A | #N/A | #N/A | #N/A
TRUE | QLD | QLGL | Loganlea 33 | Energy Queensland | Summer | Non-coincident | 2024 | POE90 | 3.1063 | NA | QLD Loganlea 33 |  |  | FALSE | #N/A | #N/A | #N/A | #N/A | #N/A | #N/A | #N/A | #N/A | #N/A | #N/A
TRUE | QLD | QLGL | Loganlea 33 | Energy Queensland | Summer | Coincident_unreconciled | 2025 | POE50 | 6.1117 | NA | QLD Loganlea 33 |  |  | FALSE | #N/A | #N/A | #N/A | #N/A | #N/A | #N/A | #N/A | #N/A | #N/A | #N/A
TRUE | QLD | QLGL | Loganlea 33 | Energy Queensland | Summer | Coincident_unreconciled | 2025 | POE90 | 2.2474 | NA | QLD Loganlea 33 |  |  | FALSE | #N/A | #N/A | #N/A | #N/A | #N/A | #N/A | #N/A | #N/A | #N/A | #N/A
TRUE | QLD | QLGL | Loganlea 33 | Energy Queensland | Summer | Non-coincident | 2025 | POE50 | 6.0845 | 88.2208 | QLD Loganlea 33 |  |  | FALSE | #N/A | #N/A | #N/A | #N/A | #N/A | #N/A | #N/A | #N/A | #N/A | #N/A
TRUE | QLD | QLGL | Loganlea 33 | Energy Queensland | Summer | Non-coincident | 2025 | POE90 | 1.9304 | NA | QLD Loganlea 33 |  |  | FALSE | #N/A | #N/A | #N/A | #N/A | #N/A | #N/A | #N/A | #N/A | #N/A | #N/A
TRUE | QLD | QLGL | Loganlea 33 | Energy Queensland | Summer | Coincident_unreconciled | 2026 | POE50 | 4.466 | NA | QLD Loganlea 33 |  |  | FALSE | #N/A | #N/A | #N/A | #N/A | #N/A | #N/A | #N/A | #N/A | #N/A | #N/A
TRUE | QLD | QLGL | Loganlea 33 | Energy Queensland | Summer | Coincident_unreconciled | 2026 | POE90 | 0.59228 | NA | QLD Loganlea 33 |  |  | FALSE | #N/A | #N/A | #N/A | #N/A | #N/A | #N/A | #N/A | #N/A | #N/A | #N/A
TRUE | QLD | QLGL | Loganlea 33 | Energy Queensland | Summer | Non-coincident | 2026 | POE50 | 4.4462 | 88.5133 | QLD Loganlea 33 |  |  | FALSE | #N/A | #N/A | #N/A | #N/A | #N/A | #N/A | #N/A | #N/A | #N/A | #N/A
TRUE | QLD | QLGL | Loganlea 33 | Energy Queensland | Summer | Non-coincident | 2026 | POE90 | 0.58966 | NA | QLD Loganlea 33 |  |  | FALSE | #N/A | #N/A | #N/A | #N/A | #N/A | #N/A | #N/A | #N/A | #N/A | #N/A
TRUE | QLD | QLGL | Loganlea 33 | Energy Queensland | Summer | Coincident_unreconciled | 2027 | POE50 | 3.1078 | NA | QLD Loganlea 33 |  |  | FALSE | #N/A | #N/A | #N/A | #N/A | #N/A | #N/A | #N/A | #N/A | #N/A | #N/A
TRUE | QLD | QLGL | Loganlea 33 | Energy Queensland | Summer | Coincident_unreconciled | 2027 | POE90 | -0.76931 | NA | QLD Loganlea 33 |  |  | FALSE | #N/A | #N/A | #N/A | #N/A | #N/A | #N/A | #N/A | #N/A | #N/A | #N/A
TRUE | QLD | QLGL | Loganlea 33 | Energy Queensland | Summer | Non-coincident | 2027 | POE50 | 3.094 | 88.4291 | QLD Loganlea 33 |  |  | FALSE | #N/A | #N/A | #N/A | #N/A | #N/A | #N/A | #N/A | #N/A | #N/A | #N/A
TRUE | QLD | QLGL | Loganlea 33 | Energy Queensland | Summer | Non-coincident | 2027 | POE90 | -0.77276 | NA | QLD Loganlea 33 |  |  | FALSE | #N/A | #N/A | #N/A | #N/A | #N/A | #N/A | #N/A | #N/A | #N/A | #N/A
TRUE | QLD | QLGL | Loganlea 33 | Energy Queensland | Summer | Coincident_unreconciled | 2028 | POE50 | 2.0074 | NA | QLD Loganlea 33 |  |  | FALSE | #N/A | #N/A | #N/A | #N/A | #N/A | #N/A | #N/A | #N/A | #N/A | #N/A
TRUE | QLD | QLGL | Loganlea 33 | Energy Queensland | Summer | Coincident_unreconciled | 2028 | POE90 | -1.8707 | NA | QLD Loganlea 33 |  |  | FALSE | #N/A | #N/A | #N/A | #N/A | #N/A | #N/A | #N/A | #N/A | #N/A | #N/A
TRUE | QLD | QLGL | Loganlea 33 | Energy Queensland | Summer | Non-coincident | 2028 | POE50 | 1.9985 | 88.8223 | QLD Loganlea 33 |  |  | FALSE | #N/A | #N/A | #N/A | #N/A | #N/A | #N/A | #N/A | #N/A | #N/A | #N/A
TRUE | QLD | QLGL | Loganlea 33 | Energy Queensland | Summer | Non-coincident | 2028 | POE90 | -1.8791 | NA | QLD Loganlea 33 |  |  | FALSE | #N/A | #N/A | #N/A | #N/A | #N/A | #N/A | #N/A | #N/A | #N/A | #N/A
TRUE | QLD | QLGL | Loganlea 33 | Energy Queensland | Summer | Coincident_unreconciled | 2029 | POE50 | 1.0321 | NA | QLD Loganlea 33 |  |  | FALSE | #N/A | #N/A | #N/A | #N/A | #N/A | #N/A | #N/A | #N/A | #N/A | #N/A
TRUE | QLD | QLGL | Loganlea 33 | Energy Queensland | Summer | Coincident_unreconciled | 2029 | POE90 | -2.8481 | NA | QLD Loganlea 33 |  |  | FALSE | #N/A | #N/A | #N/A | #N/A | #N/A | #N/A | #N/A | #N/A | #N/A | #N/A
TRUE | QLD | QLGL | Loganlea 33 | Energy Queensland | Summer | Non-coincident | 2029 | POE50 | 1.0276 | 89.442 | QLD Loganlea 33 |  |  | FALSE | #N/A | #N/A | #N/A | #N/A | #N/A | #N/A | #N/A | #N/A | #N/A | #N/A
TRUE | QLD | QLGL | Loganlea 33 | Energy Queensland | Summer | Non-coincident | 2029 | POE90 | -2.8609 | NA | QLD Loganlea 33 |  |  | FALSE | #N/A | #N/A | #N/A | #N/A | #N/A | #N/A | #N/A | #N/A | #N/A | #N/A
TRUE | QLD | QLGL | Loganlea 33 | Energy Queensland | Summer | Coincident_unreconciled | 2030 | POE50 | 0.2252 | NA | QLD Loganlea 33 |  |  | FALSE | #N/A | #N/A | #N/A | #N/A | #N/A | #N/A | #N/A | #N/A | #N/A | #N/A
TRUE | QLD | QLGL | Loganlea 33 | Energy Queensland | Summer | Coincident_unreconciled | 2030 | POE90 | -3.6587 | NA | QLD Loganlea 33 |  |  | FALSE | #N/A | #N/A | #N/A | #N/A | #N/A | #N/A | #N/A | #N/A | #N/A | #N/A
TRUE | QLD | QLGL | Loganlea 33 | Energy Queensland | Summer | Non-coincident | 2030 | POE50 | 0.2242 | 89.6622 | QLD Loganlea 33 |  |  | FALSE | #N/A | #N/A | #N/A | #N/A | #N/A | #N/A | #N/A | #N/A | #N/A | #N/A
TRUE | QLD | QLGL | Loganlea 33 | Energy Queensland | Summer | Non-coincident | 2030 | POE90 | -3.6751 | NA | QLD Loganlea 33 |  |  | FALSE | #N/A | #N/A | #N/A | #N/A | #N/A | #N/A | #N/A | #N/A | #N/A | #N/A
TRUE | QLD | QLGL | Loganlea 33 | Energy Queensland | Winter | Coincident | 2016 | ACTUAL_OPG | 28.8041 | 79.2733 | QLD Loganlea 33 |  |  | FALSE | #N/A | #N/A | #N/A | #N/A | #N/A | #N/A | #N/A | #N/A | #N/A | #N/A
TRUE | QLD | QLGL | Loganlea 33 | Energy Queensland | Winter | Coincident | 2016 | ACTUAL_RAW | 28.8041 | 79.2733 | QLD Loganlea 33 |  |  | FALSE | #N/A | #N/A | #N/A | #N/A | #N/A | #N/A | #N/A | #N/A | #N/A | #N/A
TRUE | QLD | QLGL | Loganlea 33 | Energy Queensland | Winter | Non-coincident | 2016 | ACTUAL_RAW | 26.7381 | 79.2733 | QLD Loganlea 33 |  |  | FALSE | #N/A | #N/A | #N/A | #N/A | #N/A | #N/A | #N/A | #N/A | #N/A | #N/A
TRUE | QLD | QLGL | Loganlea 33 | Energy Queensland | Winter | Non-coincident | 2016 | ACTUAL_OPG | 26.7381 | 79.2733 | QLD Loganlea 33 |  |  | FALSE | #N/A | #N/A | #N/A | #N/A | #N/A | #N/A | #N/A | #N/A | #N/A | #N/A
TRUE | QLD | QLGL | Loganlea 33 | Energy Queensland | Winter | Non-coincident | 2016 | ACTUAL_ADJUSTEDOPG | 26.7381 | 79.2733 | QLD Loganlea 33 |  |  | FALSE | #N/A | #N/A | #N/A | #N/A | #N/A | #N/A | #N/A | #N/A | #N/A | #N/A
TRUE | QLD | QLGL | Loganlea 33 | Energy Queensland | Winter | Coincident | 2017 | ACTUAL_OPG | 25.8217 | 70.7034 | QLD Loganlea 33 |  |  | FALSE | #N/A | #N/A | #N/A | #N/A | #N/A | #N/A | #N/A | #N/A | #N/A | #N/A
TRUE | QLD | QLGL | Loganlea 33 | Energy Queensland | Winter | Coincident | 2017 | ACTUAL_RAW | 25.8217 | 70.7034 | QLD Loganlea 33 |  |  | FALSE | #N/A | #N/A | #N/A | #N/A | #N/A | #N/A | #N/A | #N/A | #N/A | #N/A
TRUE | QLD | QLGL | Loganlea 33 | Energy Queensland | Winter | Non-coincident | 2017 | ACTUAL_RAW | 25.2302 | 70.7034 | QLD Loganlea 33 |  |  | FALSE | #N/A | #N/A | #N/A | #N/A | #N/A | #N/A | #N/A | #N/A | #N/A | #N/A
TRUE | QLD | QLGL | Loganlea 33 | Energy Queensland | Winter | Non-coincident | 2017 | ACTUAL_OPG | 25.2302 | 70.7034 | QLD Loganlea 33 |  |  | FALSE | #N/A | #N/A | #N/A | #N/A | #N/A | #N/A | #N/A | #N/A | #N/A | #N/A
TRUE | QLD | QLGL | Loganlea 33 | Energy Queensland | Winter | Non-coincident | 2017 | ACTUAL_ADJUSTEDOPG | 25.2302 | 70.7034 | QLD Loganlea 33 |  |  | FALSE | #N/A | #N/A | #N/A | #N/A | #N/A | #N/A | #N/A | #N/A | #N/A | #N/A
TRUE | QLD | QLGL | Loganlea 33 | Energy Queensland | Winter | Coincident | 2018 | ACTUAL_OPG | 24.1015 | 72.7118 | QLD Loganlea 33 |  |  | FALSE | #N/A | #N/A | #N/A | #N/A | #N/A | #N/A | #N/A | #N/A | #N/A | #N/A
TRUE | QLD | QLGL | Loganlea 33 | Energy Queensland | Winter | Coincident | 2018 | ACTUAL_RAW | 24.1015 | 72.7118 | QLD Loganlea 33 |  |  | FALSE | #N/A | #N/A | #N/A | #N/A | #N/A | #N/A | #N/A | #N/A | #N/A | #N/A
TRUE | QLD | QLGL | Loganlea 33 | Energy Queensland | Winter | Non-coincident | 2018 | ACTUAL_RAW | 23.5427 | 74.7455 | QLD Loganlea 33 |  |  | FALSE | #N/A | #N/A | #N/A | #N/A | #N/A | #N/A | #N/A | #N/A | #N/A | #N/A
TRUE | QLD | QLGL | Loganlea 33 | Energy Queensland | Winter | Non-coincident | 2018 | ACTUAL_OPG | 23.5427 | 74.7455 | QLD Loganlea 33 |  |  | FALSE | #N/A | #N/A | #N/A | #N/A | #N/A | #N/A | #N/A | #N/A | #N/A | #N/A
TRUE | QLD | QLGL | Loganlea 33 | Energy Queensland | Winter | Non-coincident | 2018 | ACTUAL_ADJUSTEDOPG | 23.5427 | 74.7455 | QLD Loganlea 33 |  |  | FALSE | #N/A | #N/A | #N/A | #N/A | #N/A | #N/A | #N/A | #N/A | #N/A | #N/A
TRUE | QLD | QLGL | Loganlea 33 | Energy Queensland | Winter | Coincident | 2019 | ACTUAL_OPG | 29.5767 | 73.4593 | QLD Loganlea 33 |  |  | FALSE | #N/A | #N/A | #N/A | #N/A | #N/A | #N/A | #N/A | #N/A | #N/A | #N/A
TRUE | QLD | QLGL | Loganlea 33 | Energy Queensland | Winter | Coincident | 2019 | ACTUAL_RAW | 29.5767 | 73.4593 | QLD Loganlea 33 |  |  | FALSE | #N/A | #N/A | #N/A | #N/A | #N/A | #N/A | #N/A | #N/A | #N/A | #N/A
TRUE | QLD | QLGL | Loganlea 33 | Energy Queensland | Winter | Non-coincident | 2019 | ACTUAL_RAW | 22.2545 | 74.7326 | QLD Loganlea 33 |  |  | FALSE | #N/A | #N/A | #N/A | #N/A | #N/A | #N/A | #N/A | #N/A | #N/A | #N/A
TRUE | QLD | QLGL | Loganlea 33 | Energy Queensland | Winter | Non-coincident | 2019 | ACTUAL_OPG | 22.2545 | 74.7326 | QLD Loganlea 33 |  |  | FALSE | #N/A | #N/A | #N/A | #N/A | #N/A | #N/A | #N/A | #N/A | #N/A | #N/A
TRUE | QLD | QLGL | Loganlea 33 | Energy Queensland | Winter | Non-coincident | 2019 | ACTUAL_ADJUSTEDOPG | 22.2545 | 74.7326 | QLD Loganlea 33 |  |  | FALSE | #N/A | #N/A | #N/A | #N/A | #N/A | #N/A | #N/A | #N/A | #N/A | #N/A
TRUE | QLD | QLGL | Loganlea 33 | Energy Queensland | Winter | Non-coincident | 2019 | BASEYEARPOE90 | 17.9973 | NA | QLD Loganlea 33 |  |  | FALSE | #N/A | #N/A | #N/A | #N/A | #N/A | #N/A | #N/A | #N/A | #N/A | #N/A
TRUE | QLD | QLGL | Loganlea 33 | Energy Queensland | Winter | Non-coincident | 2019 | BASEYEARPOE50 | 20.1482 | 75.1637 | QLD Loganlea 33 |  |  | FALSE | #N/A | #N/A | #N/A | #N/A | #N/A | #N/A | #N/A | #N/A | #N/A | #N/A
TRUE | QLD | QLGL | Loganlea 33 | Energy Queensland | Winter | Coincident_unreconciled | 2020 | POE50 | 19.3614 | NA | QLD Loganlea 33 |  |  | FALSE | #N/A | #N/A | #N/A | #N/A | #N/A | #N/A | #N/A | #N/A | #N/A | #N/A
TRUE | QLD | QLGL | Loganlea 33 | Energy Queensland | Winter | Coincident_unreconciled | 2020 | POE90 | 16.2827 | NA | QLD Loganlea 33 |  |  | FALSE | #N/A | #N/A | #N/A | #N/A | #N/A | #N/A | #N/A | #N/A | #N/A | #N/A
TRUE | QLD | QLGL | Loganlea 33 | Energy Queensland | Winter | Non-coincident | 2020 | POE50 | 20 | 75.1596 | QLD Loganlea 33 |  |  | FALSE | #N/A | #N/A | #N/A | #N/A | #N/A | #N/A | #N/A | #N/A | #N/A | #N/A
TRUE | QLD | QLGL | Loganlea 33 | Energy Queensland | Winter | Non-coincident | 2020 | POE90 | 16.5342 | NA | QLD Loganlea 33 |  |  | FALSE | #N/A | #N/A | #N/A | #N/A | #N/A | #N/A | #N/A | #N/A | #N/A | #N/A
TRUE | QLD | QLGL | Loganlea 33 | Energy Queensland | Winter | Coincident_unreconciled | 2021 | POE50 | 15.7464 | NA | QLD Loganlea 33 |  |  | FALSE | #N/A | #N/A | #N/A | #N/A | #N/A | #N/A | #N/A | #N/A | #N/A | #N/A
TRUE | QLD | QLGL | Loganlea 33 | Energy Queensland | Winter | Coincident_unreconciled | 2021 | POE90 | 12.6676 | NA | QLD Loganlea 33 |  |  | FALSE | #N/A | #N/A | #N/A | #N/A | #N/A | #N/A | #N/A | #N/A | #N/A | #N/A
TRUE | QLD | QLGL | Loganlea 33 | Energy Queensland | Winter | Non-coincident | 2021 | POE50 | 17.362 | 75.1515 | QLD Loganlea 33 |  |  | FALSE | #N/A | #N/A | #N/A | #N/A | #N/A | #N/A | #N/A | #N/A | #N/A | #N/A
TRUE | QLD | QLGL | Loganlea 33 | Energy Queensland | Winter | Non-coincident | 2021 | POE90 | 15.1154 | NA | QLD Loganlea 33 |  |  | FALSE | #N/A | #N/A | #N/A | #N/A | #N/A | #N/A | #N/A | #N/A | #N/A | #N/A
TRUE | QLD | QLGL | Loganlea 33 | Energy Queensland | Winter | Coincident_unreconciled | 2022 | POE50 | 12.3025 | NA | QLD Loganlea 33 |  |  | FALSE | #N/A | #N/A | #N/A | #N/A | #N/A | #N/A | #N/A | #N/A | #N/A | #N/A
TRUE | QLD | QLGL | Loganlea 33 | Energy Queensland | Winter | Coincident_unreconciled | 2022 | POE90 | 9.2238 | NA | QLD Loganlea 33 |  |  | FALSE | #N/A | #N/A | #N/A | #N/A | #N/A | #N/A | #N/A | #N/A | #N/A | #N/A
TRUE | QLD | QLGL | Loganlea 33 | Energy Queensland | Winter | Non-coincident | 2022 | POE50 | 14.849 | 75.139 | QLD Loganlea 33 |  |  | FALSE | #N/A | #N/A | #N/A | #N/A | #N/A | #N/A | #N/A | #N/A | #N/A | #N/A
TRUE | QLD | QLGL | Loganlea 33 | Energy Queensland | Winter | Non-coincident | 2022 | POE90 | 12.6024 | NA | QLD Loganlea 33 |  |  | FALSE | #N/A | #N/A | #N/A | #N/A | #N/A | #N/A | #N/A | #N/A | #N/A | #N/A
TRUE | QLD | QLGL | Loganlea 33 | Energy Queensland | Winter | Coincident_unreconciled | 2023 | POE50 | 9.5126 | NA | QLD Loganlea 33 |  |  | FALSE | #N/A | #N/A | #N/A | #N/A | #N/A | #N/A | #N/A | #N/A | #N/A | #N/A
TRUE | QLD | QLGL | Loganlea 33 | Energy Queensland | Winter | Coincident_unreconciled | 2023 | POE90 | 6.4338 | NA | QLD Loganlea 33 |  |  | FALSE | #N/A | #N/A | #N/A | #N/A | #N/A | #N/A | #N/A | #N/A | #N/A | #N/A
TRUE | QLD | QLGL | Loganlea 33 | Energy Queensland | Winter | Non-coincident | 2023 | POE50 | 12.8131 | 75.3904 | QLD Loganlea 33 |  |  | FALSE | #N/A | #N/A | #N/A | #N/A | #N/A | #N/A | #N/A | #N/A | #N/A | #N/A
TRUE | QLD | QLGL | Loganlea 33 | Energy Queensland | Winter | Non-coincident | 2023 | POE90 | 10.5665 | NA | QLD Loganlea 33 |  |  | FALSE | #N/A | #N/A | #N/A | #N/A | #N/A | #N/A | #N/A | #N/A | #N/A | #N/A
TRUE | QLD | QLGL | Loganlea 33 | Energy Queensland | Winter | Coincident_unreconciled | 2024 | POE50 | 7.1988 | NA | QLD Loganlea 33 |  |  | FALSE | #N/A | #N/A | #N/A | #N/A | #N/A | #N/A | #N/A | #N/A | #N/A | #N/A
TRUE | QLD | QLGL | Loganlea 33 | Energy Queensland | Winter | Coincident_unreconciled | 2024 | POE90 | 4.1201 | NA | QLD Loganlea 33 |  |  | FALSE | #N/A | #N/A | #N/A | #N/A | #N/A | #N/A | #N/A | #N/A | #N/A | #N/A
TRUE | QLD | QLGL | Loganlea 33 | Energy Queensland | Winter | Non-coincident | 2024 | POE50 | 11.1247 | 76.192 | QLD Loganlea 33 |  |  | FALSE | #N/A | #N/A | #N/A | #N/A | #N/A | #N/A | #N/A | #N/A | #N/A | #N/A
TRUE | QLD | QLGL | Loganlea 33 | Energy Queensland | Winter | Non-coincident | 2024 | POE90 | 8.8781 | NA | QLD Loganlea 33 |  |  | FALSE | #N/A | #N/A | #N/A | #N/A | #N/A | #N/A | #N/A | #N/A | #N/A | #N/A
TRUE | QLD | QLGL | Loganlea 33 | Energy Queensland | Winter | Coincident_unreconciled | 2025 | POE50 | 4.8522 | NA | QLD Loganlea 33 |  |  | FALSE | #N/A | #N/A | #N/A | #N/A | #N/A | #N/A | #N/A | #N/A | #N/A | #N/A
TRUE | QLD | QLGL | Loganlea 33 | Energy Queensland | Winter | Coincident_unreconciled | 2025 | POE90 | 1.7735 | NA | QLD Loganlea 33 |  |  | FALSE | #N/A | #N/A | #N/A | #N/A | #N/A | #N/A | #N/A | #N/A | #N/A | #N/A
TRUE | QLD | QLGL | Loganlea 33 | Energy Queensland | Winter | Non-coincident | 2025 | POE50 | 9.4124 | 76.1197 | QLD Loganlea 33 |  |  | FALSE | #N/A | #N/A | #N/A | #N/A | #N/A | #N/A | #N/A | #N/A | #N/A | #N/A
TRUE | QLD | QLGL | Loganlea 33 | Energy Queensland | Winter | Non-coincident | 2025 | POE90 | 7.1658 | NA | QLD Loganlea 33 |  |  | FALSE | #N/A | #N/A | #N/A | #N/A | #N/A | #N/A | #N/A | #N/A | #N/A | #N/A
TRUE | QLD | QLGL | Loganlea 33 | Energy Queensland | Winter | Coincident_unreconciled | 2026 | POE50 | 2.6238 | NA | QLD Loganlea 33 |  |  | FALSE | #N/A | #N/A | #N/A | #N/A | #N/A | #N/A | #N/A | #N/A | #N/A | #N/A
TRUE | QLD | QLGL | Loganlea 33 | Energy Queensland | Winter | Coincident_unreconciled | 2026 | POE90 | -0.20904 | NA | QLD Loganlea 33 |  |  | FALSE | #N/A | #N/A | #N/A | #N/A | #N/A | #N/A | #N/A | #N/A | #N/A | #N/A
TRUE | QLD | QLGL | Loganlea 33 | Energy Queensland | Winter | Non-coincident | 2026 | POE50 | 7.7862 | 76.293 | QLD Loganlea 33 |  |  | FALSE | #N/A | #N/A | #N/A | #N/A | #N/A | #N/A | #N/A | #N/A | #N/A | #N/A
TRUE | QLD | QLGL | Loganlea 33 | Energy Queensland | Winter | Non-coincident | 2026 | POE90 | 5.5396 | NA | QLD Loganlea 33 |  |  | FALSE | #N/A | #N/A | #N/A | #N/A | #N/A | #N/A | #N/A | #N/A | #N/A | #N/A
TRUE | QLD | QLGL | Loganlea 33 | Energy Queensland | Winter | Coincident_unreconciled | 2027 | POE50 | 0.92602 | NA | QLD Loganlea 33 |  |  | FALSE | #N/A | #N/A | #N/A | #N/A | #N/A | #N/A | #N/A | #N/A | #N/A | #N/A
TRUE | QLD | QLGL | Loganlea 33 | Energy Queensland | Winter | Coincident_unreconciled | 2027 | POE90 | -0.98904 | NA | QLD Loganlea 33 |  |  | FALSE | #N/A | #N/A | #N/A | #N/A | #N/A | #N/A | #N/A | #N/A | #N/A | #N/A
TRUE | QLD | QLGL | Loganlea 33 | Energy Queensland | Winter | Non-coincident | 2027 | POE50 | 6.5474 | 76.4613 | QLD Loganlea 33 |  |  | FALSE | #N/A | #N/A | #N/A | #N/A | #N/A | #N/A | #N/A | #N/A | #N/A | #N/A
TRUE | QLD | QLGL | Loganlea 33 | Energy Queensland | Winter | Non-coincident | 2027 | POE90 | 4.3007 | NA | QLD Loganlea 33 |  |  | FALSE | #N/A | #N/A | #N/A | #N/A | #N/A | #N/A | #N/A | #N/A | #N/A | #N/A
TRUE | QLD | QLGL | Loganlea 33 | Energy Queensland | Winter | Coincident_unreconciled | 2028 | POE50 | -0.26613 | NA | QLD Loganlea 33 |  |  | FALSE | #N/A | #N/A | #N/A | #N/A | #N/A | #N/A | #N/A | #N/A | #N/A | #N/A
TRUE | QLD | QLGL | Loganlea 33 | Energy Queensland | Winter | Coincident_unreconciled | 2028 | POE90 | -1.6806 | NA | QLD Loganlea 33 |  |  | FALSE | #N/A | #N/A | #N/A | #N/A | #N/A | #N/A | #N/A | #N/A | #N/A | #N/A
TRUE | QLD | QLGL | Loganlea 33 | Energy Queensland | Winter | Non-coincident | 2028 | POE50 | 5.4489 | 77.0787 | QLD Loganlea 33 |  |  | FALSE | #N/A | #N/A | #N/A | #N/A | #N/A | #N/A | #N/A | #N/A | #N/A | #N/A
TRUE | QLD | QLGL | Loganlea 33 | Energy Queensland | Winter | Non-coincident | 2028 | POE90 | 3.2023 | NA | QLD Loganlea 33 |  |  | FALSE | #N/A | #N/A | #N/A | #N/A | #N/A | #N/A | #N/A | #N/A | #N/A | #N/A
TRUE | QLD | QLGL | Loganlea 33 | Energy Queensland | Winter | Coincident_unreconciled | 2029 | POE50 | -0.86564 | NA | QLD Loganlea 33 |  |  | FALSE | #N/A | #N/A | #N/A | #N/A | #N/A | #N/A | #N/A | #N/A | #N/A | #N/A
TRUE | QLD | QLGL | Loganlea 33 | Energy Queensland | Winter | Coincident_unreconciled | 2029 | POE90 | -2.2801 | NA | QLD Loganlea 33 |  |  | FALSE | #N/A | #N/A | #N/A | #N/A | #N/A | #N/A | #N/A | #N/A | #N/A | #N/A
TRUE | QLD | QLGL | Loganlea 33 | Energy Queensland | Winter | Non-coincident | 2029 | POE50 | 4.4967 | 77.673 | QLD Loganlea 33 |  |  | FALSE | #N/A | #N/A | #N/A | #N/A | #N/A | #N/A | #N/A | #N/A | #N/A | #N/A
TRUE | QLD | QLGL | Loganlea 33 | Energy Queensland | Winter | Non-coincident | 2029 | POE90 | 2.2501 | NA | QLD Loganlea 33 |  |  | FALSE | #N/A | #N/A | #N/A | #N/A | #N/A | #N/A | #N/A | #N/A | #N/A | #N/A
TRUE | QLD | QLGL | Loganlea 33 | Energy Queensland | Shoulder | Non-coincident | 2019 | BASEYEARPOE10 | NA | 72.0841 | QLD Loganlea 33 |  |  | FALSE | #N/A | #N/A | #N/A | #N/A | #N/A | #N/A | #N/A | #N/A | #N/A | #N/A
TRUE | QLD | QLGL | Loganlea 33 | Energy Queensland | Shoulder | Coincident | 2021 | POE10 | NA | 75.6608 | QLD Loganlea 33 |  |  | FALSE | #N/A | #N/A | #N/A | #N/A | #N/A | #N/A | #N/A | #N/A | #N/A | #N/A
TRUE | QLD | QLGL | Loganlea 33 | Energy Queensland | Shoulder | Coincident | 2021 | POE50 | NA | 66.2859 | QLD Loganlea 33 |  |  | FALSE | #N/A | #N/A | #N/A | #N/A | #N/A | #N/A | #N/A | #N/A | #N/A | #N/A
TRUE | QLD | QLGL | Loganlea 33 | Energy Queensland | Shoulder | Non-coincident | 2021 | POE10 | NA | 76.3764 | QLD Loganlea 33 |  |  | FALSE | #N/A | #N/A | #N/A | #N/A | #N/A | #N/A | #N/A | #N/A | #N/A | #N/A
TRUE | QLD | QLGL | Loganlea 33 | Energy Queensland | Shoulder | Coincident | 2022 | POE10 | NA | 77.9177 | QLD Loganlea 33 |  |  | FALSE | #N/A | #N/A | #N/A | #N/A | #N/A | #N/A | #N/A | #N/A | #N/A | #N/A
TRUE | QLD | QLGL | Loganlea 33 | Energy Queensland | Shoulder | Coincident | 2022 | POE50 | NA | 67.1225 | QLD Loganlea 33 |  |  | FALSE | #N/A | #N/A | #N/A | #N/A | #N/A | #N/A | #N/A | #N/A | #N/A | #N/A
TRUE | QLD | QLGL | Loganlea 33 | Energy Queensland | Shoulder | Non-coincident | 2022 | POE10 | NA | 77.9177 | QLD Loganlea 33 |  |  | FALSE | #N/A | #N/A | #N/A | #N/A | #N/A | #N/A | #N/A | #N/A | #N/A | #N/A
TRUE | QLD | QLGL | Loganlea 33 | Energy Queensland | Shoulder | Coincident | 2023 | POE10 | NA | 78.2486 | QLD Loganlea 33 |  |  | FALSE | #N/A | #N/A | #N/A | #N/A | #N/A | #N/A | #N/A | #N/A | #N/A | #N/A
TRUE | QLD | QLGL | Loganlea 33 | Energy Queensland | Shoulder | Coincident | 2023 | POE50 | NA | 67.7321 | QLD Loganlea 33 |  |  | FALSE | #N/A | #N/A | #N/A | #N/A | #N/A | #N/A | #N/A | #N/A | #N/A | #N/A
TRUE | QLD | QLGL | Loganlea 33 | Energy Queensland | Shoulder | Non-coincident | 2023 | POE10 | NA | 78.2486 | QLD Loganlea 33 |  |  | FALSE | #N/A | #N/A | #N/A | #N/A | #N/A | #N/A | #N/A | #N/A | #N/A | #N/A
TRUE | QLD | QLGL | Loganlea 33 | Energy Queensland | Shoulder | Coincident | 2024 | POE10 | NA | 78.795 | QLD Loganlea 33 |  |  | FALSE | #N/A | #N/A | #N/A | #N/A | #N/A | #N/A | #N/A | #N/A | #N/A | #N/A
TRUE | QLD | QLGL | Loganlea 33 | Energy Queensland | Shoulder | Coincident | 2024 | POE50 | NA | 69.0989 | QLD Loganlea 33 |  |  | FALSE | #N/A | #N/A | #N/A | #N/A | #N/A | #N/A | #N/A | #N/A | #N/A | #N/A
TRUE | QLD | QLGL | Loganlea 33 | Energy Queensland | Shoulder | Non-coincident | 2024 | POE10 | NA | 78.795 | QLD Loganlea 33 |  |  | FALSE | #N/A | #N/A | #N/A | #N/A | #N/A | #N/A | #N/A | #N/A | #N/A | #N/A
TRUE | QLD | QLGL | Loganlea 33 | Energy Queensland | Shoulder | Coincident | 2025 | POE10 | NA | 79.2098 | QLD Loganlea 33 |  |  | FALSE | #N/A | #N/A | #N/A | #N/A | #N/A | #N/A | #N/A | #N/A | #N/A | #N/A
TRUE | QLD | QLGL | Loganlea 33 | Energy Queensland | Shoulder | Coincident | 2025 | POE50 | NA | 68.9551 | QLD Loganlea 33 |  |  | FALSE | #N/A | #N/A | #N/A | #N/A | #N/A | #N/A | #N/A | #N/A | #N/A | #N/A
TRUE | QLD | QLGL | Loganlea 33 | Energy Queensland | Shoulder | Non-coincident | 2025 | POE10 | NA | 79.2098 | QLD Loganlea 33 |  |  | FALSE | #N/A | #N/A | #N/A | #N/A | #N/A | #N/A | #N/A | #N/A | #N/A | #N/A
TRUE | QLD | QLGL | Loganlea 33 | Energy Queensland | Shoulder | Coincident | 2026 | POE10 | NA | 79.0117 | QLD Loganlea 33 |  |  | FALSE | #N/A | #N/A | #N/A | #N/A | #N/A | #N/A | #N/A | #N/A | #N/A | #N/A
TRUE | QLD | QLGL | Loganlea 33 | Energy Queensland | Shoulder | Coincident | 2026 | POE50 | NA | 69.1648 | QLD Loganlea 33 |  |  | FALSE | #N/A | #N/A | #N/A | #N/A | #N/A | #N/A | #N/A | #N/A | #N/A | #N/A
TRUE | QLD | QLGL | Loganlea 33 | Energy Queensland | Shoulder | Non-coincident | 2026 | POE10 | NA | 79.0117 | QLD Loganlea 33 |  |  | FALSE | #N/A | #N/A | #N/A | #N/A | #N/A | #N/A | #N/A | #N/A | #N/A | #N/A
TRUE | QLD | QLGL | Loganlea 33 | Energy Queensland | Shoulder | Coincident | 2027 | POE10 | NA | 78.9962 | QLD Loganlea 33 |  |  | FALSE | #N/A | #N/A | #N/A | #N/A | #N/A | #N/A | #N/A | #N/A | #N/A | #N/A
TRUE | QLD | QLGL | Loganlea 33 | Energy Queensland | Shoulder | Coincident | 2027 | POE50 | NA | 69.1001 | QLD Loganlea 33 |  |  | FALSE | #N/A | #N/A | #N/A | #N/A | #N/A | #N/A | #N/A | #N/A | #N/A | #N/A
TRUE | QLD | QLGL | Loganlea 33 | Energy Queensland | Shoulder | Non-coincident | 2027 | POE10 | NA | 78.9962 | QLD Loganlea 33 |  |  | FALSE | #N/A | #N/A | #N/A | #N/A | #N/A | #N/A | #N/A | #N/A | #N/A | #N/A
TRUE | QLD | QLGL | Loganlea 33 | Energy Queensland | Shoulder | Coincident | 2028 | POE10 | NA | 79.1548 | QLD Loganlea 33 |  |  | FALSE | #N/A | #N/A | #N/A | #N/A | #N/A | #N/A | #N/A | #N/A | #N/A | #N/A
TRUE | QLD | QLGL | Loganlea 33 | Energy Queensland | Shoulder | Coincident | 2028 | POE50 | NA | 69.4436 | QLD Loganlea 33 |  |  | FALSE | #N/A | #N/A | #N/A | #N/A | #N/A | #N/A | #N/A | #N/A | #N/A | #N/A
TRUE | QLD | QLGL | Loganlea 33 | Energy Queensland | Shoulder | Non-coincident | 2028 | POE10 | NA | 79.1548 | QLD Loganlea 33 |  |  | FALSE | #N/A | #N/A | #N/A | #N/A | #N/A | #N/A | #N/A | #N/A | #N/A | #N/A
TRUE | QLD | QLGL | Loganlea 33 | Energy Queensland | Shoulder | Coincident | 2029 | POE10 | NA | 80.5062 | QLD Loganlea 33 |  |  | FALSE | #N/A | #N/A | #N/A | #N/A | #N/A | #N/A | #N/A | #N/A | #N/A | #N/A
TRUE | QLD | QLGL | Loganlea 33 | Energy Queensland | Shoulder | Coincident | 2029 | POE50 | NA | 70.2734 | QLD Loganlea 33 |  |  | FALSE | #N/A | #N/A | #N/A | #N/A | #N/A | #N/A | #N/A | #N/A | #N/A | #N/A
TRUE | QLD | QLGL | Loganlea 33 | Energy Queensland | Shoulder | Non-coincident | 2029 | POE10 | NA | 80.5062 | QLD Loganlea 33 |  |  | FALSE | #N/A | #N/A | #N/A | #N/A | #N/A | #N/A | #N/A | #N/A | #N/A | #N/A
TRUE | QLD | QLGL | Loganlea 33 | Energy Queensland | Shoulder | Coincident | 2030 | POE10 | NA | 81.2467 | QLD Loganlea 33 |  |  | FALSE | #N/A | #N/A | #N/A | #N/A | #N/A | #N/A | #N/A | #N/A | #N/A | #N/A
TRUE | QLD | QLGL | Loganlea 33 | Energy Queensland | Shoulder | Coincident | 2030 | POE50 | NA | 71.0729 | QLD Loganlea 33 |  |  | FALSE | #N/A | #N/A | #N/A | #N/A | #N/A | #N/A | #N/A | #N/A | #N/A | #N/A
TRUE | QLD | QLGL | Loganlea 33 | Energy Queensland | Shoulder | Non-coincident | 2030 | POE10 | NA | 81.2467 | QLD Loganlea 33 |  |  | FALSE | #N/A | #N/A | #N/A | #N/A | #N/A | #N/A | #N/A | #N/A | #N/A | #N/A
TRUE | QLD | QLGL | Loganlea 33 | Energy Queensland | Summer | Non-coincident | 2019 | BASEYEARPOE10 | NA | 95.4398 | QLD Loganlea 33 |  |  | FALSE | #N/A | #N/A | #N/A | #N/A | #N/A | #N/A | #N/A | #N/A | #N/A | #N/A
TRUE | QLD | QLGL | Loganlea 33 | Energy Queensland | Summer | Coincident | 2021 | POE10 | NA | 91.6001 | QLD Loganlea 33 |  |  | FALSE | #N/A | #N/A | #N/A | #N/A | #N/A | #N/A | #N/A | #N/A | #N/A | #N/A
TRUE | QLD | QLGL | Loganlea 33 | Energy Queensland | Summer | Coincident | 2021 | POE50 | NA | 84.8485 | QLD Loganlea 33 |  |  | FALSE | #N/A | #N/A | #N/A | #N/A | #N/A | #N/A | #N/A | #N/A | #N/A | #N/A
TRUE | QLD | QLGL | Loganlea 33 | Energy Queensland | Summer | Non-coincident | 2021 | POE10 | NA | 96.2431 | QLD Loganlea 33 |  |  | FALSE | #N/A | #N/A | #N/A | #N/A | #N/A | #N/A | #N/A | #N/A | #N/A | #N/A
TRUE | QLD | QLGL | Loganlea 33 | Energy Queensland | Summer | Coincident | 2022 | POE10 | NA | 93.3912 | QLD Loganlea 33 |  |  | FALSE | #N/A | #N/A | #N/A | #N/A | #N/A | #N/A | #N/A | #N/A | #N/A | #N/A
TRUE | QLD | QLGL | Loganlea 33 | Energy Queensland | Summer | Coincident | 2022 | POE50 | NA | 86.3653 | QLD Loganlea 33 |  |  | FALSE | #N/A | #N/A | #N/A | #N/A | #N/A | #N/A | #N/A | #N/A | #N/A | #N/A
TRUE | QLD | QLGL | Loganlea 33 | Energy Queensland | Summer | Non-coincident | 2022 | POE10 | NA | 96.2027 | QLD Loganlea 33 |  |  | FALSE | #N/A | #N/A | #N/A | #N/A | #N/A | #N/A | #N/A | #N/A | #N/A | #N/A
TRUE | QLD | QLGL | Loganlea 33 | Energy Queensland | Summer | Coincident | 2023 | POE10 | NA | 94.0558 | QLD Loganlea 33 |  |  | FALSE | #N/A | #N/A | #N/A | #N/A | #N/A | #N/A | #N/A | #N/A | #N/A | #N/A
TRUE | QLD | QLGL | Loganlea 33 | Energy Queensland | Summer | Coincident | 2023 | POE50 | NA | 86.7795 | QLD Loganlea 33 |  |  | FALSE | #N/A | #N/A | #N/A | #N/A | #N/A | #N/A | #N/A | #N/A | #N/A | #N/A
TRUE | QLD | QLGL | Loganlea 33 | Energy Queensland | Summer | Non-coincident | 2023 | POE10 | NA | 96.3566 | QLD Loganlea 33 |  |  | FALSE | #N/A | #N/A | #N/A | #N/A | #N/A | #N/A | #N/A | #N/A | #N/A | #N/A
TRUE | QLD | QLGL | Loganlea 33 | Energy Queensland | Summer | Coincident | 2024 | POE10 | NA | 95.3065 | QLD Loganlea 33 |  |  | FALSE | #N/A | #N/A | #N/A | #N/A | #N/A | #N/A | #N/A | #N/A | #N/A | #N/A
TRUE | QLD | QLGL | Loganlea 33 | Energy Queensland | Summer | Coincident | 2024 | POE50 | NA | 88.0123 | QLD Loganlea 33 |  |  | FALSE | #N/A | #N/A | #N/A | #N/A | #N/A | #N/A | #N/A | #N/A | #N/A | #N/A
TRUE | QLD | QLGL | Loganlea 33 | Energy Queensland | Summer | Non-coincident | 2024 | POE10 | NA | 96.5274 | QLD Loganlea 33 |  |  | FALSE | #N/A | #N/A | #N/A | #N/A | #N/A | #N/A | #N/A | #N/A | #N/A | #N/A
TRUE | QLD | QLGL | Loganlea 33 | Energy Queensland | Summer | Coincident | 2025 | POE10 | NA | 95.0461 | QLD Loganlea 33 |  |  | FALSE | #N/A | #N/A | #N/A | #N/A | #N/A | #N/A | #N/A | #N/A | #N/A | #N/A
TRUE | QLD | QLGL | Loganlea 33 | Energy Queensland | Summer | Coincident | 2025 | POE50 | NA | 88.2208 | QLD Loganlea 33 |  |  | FALSE | #N/A | #N/A | #N/A | #N/A | #N/A | #N/A | #N/A | #N/A | #N/A | #N/A
TRUE | QLD | QLGL | Loganlea 33 | Energy Queensland | Summer | Non-coincident | 2025 | POE10 | NA | 96.7164 | QLD Loganlea 33 |  |  | FALSE | #N/A | #N/A | #N/A | #N/A | #N/A | #N/A | #N/A | #N/A | #N/A | #N/A
TRUE | QLD | QLGL | Loganlea 33 | Energy Queensland | Summer | Coincident | 2026 | POE10 | NA | 95.6772 | QLD Loganlea 33 |  |  | FALSE | #N/A | #N/A | #N/A | #N/A | #N/A | #N/A | #N/A | #N/A | #N/A | #N/A
TRUE | QLD | QLGL | Loganlea 33 | Energy Queensland | Summer | Coincident | 2026 | POE50 | NA | 88.5133 | QLD Loganlea 33 |  |  | FALSE | #N/A | #N/A | #N/A | #N/A | #N/A | #N/A | #N/A | #N/A | #N/A | #N/A
TRUE | QLD | QLGL | Loganlea 33 | Energy Queensland | Summer | Non-coincident | 2026 | POE10 | NA | 96.9525 | QLD Loganlea 33 |  |  | FALSE | #N/A | #N/A | #N/A | #N/A | #N/A | #N/A | #N/A | #N/A | #N/A | #N/A
TRUE | QLD | QLGL | Loganlea 33 | Energy Queensland | Summer | Coincident | 2027 | POE10 | NA | 95.2468 | QLD Loganlea 33 |  |  | FALSE | #N/A | #N/A | #N/A | #N/A | #N/A | #N/A | #N/A | #N/A | #N/A | #N/A
TRUE | QLD | QLGL | Loganlea 33 | Energy Queensland | Summer | Coincident | 2027 | POE50 | NA | 88.4291 | QLD Loganlea 33 |  |  | FALSE | #N/A | #N/A | #N/A | #N/A | #N/A | #N/A | #N/A | #N/A | #N/A | #N/A
TRUE | QLD | QLGL | Loganlea 33 | Energy Queensland | Summer | Non-coincident | 2027 | POE10 | NA | 97.2862 | QLD Loganlea 33 |  |  | FALSE | #N/A | #N/A | #N/A | #N/A | #N/A | #N/A | #N/A | #N/A | #N/A | #N/A
TRUE | QLD | QLGL | Loganlea 33 | Energy Queensland | Summer | Coincident | 2028 | POE10 | NA | 95.6988 | QLD Loganlea 33 |  |  | FALSE | #N/A | #N/A | #N/A | #N/A | #N/A | #N/A | #N/A | #N/A | #N/A | #N/A
TRUE | QLD | QLGL | Loganlea 33 | Energy Queensland | Summer | Coincident | 2028 | POE50 | NA | 88.8223 | QLD Loganlea 33 |  |  | FALSE | #N/A | #N/A | #N/A | #N/A | #N/A | #N/A | #N/A | #N/A | #N/A | #N/A
TRUE | QLD | QLGL | Loganlea 33 | Energy Queensland | Summer | Non-coincident | 2028 | POE10 | NA | 97.7219 | QLD Loganlea 33 |  |  | FALSE | #N/A | #N/A | #N/A | #N/A | #N/A | #N/A | #N/A | #N/A | #N/A | #N/A
TRUE | QLD | QLGL | Loganlea 33 | Energy Queensland | Summer | Coincident | 2029 | POE10 | NA | 95.9225 | QLD Loganlea 33 |  |  | FALSE | #N/A | #N/A | #N/A | #N/A | #N/A | #N/A | #N/A | #N/A | #N/A | #N/A
TRUE | QLD | QLGL | Loganlea 33 | Energy Queensland | Summer | Coincident | 2029 | POE50 | NA | 89.442 | QLD Loganlea 33 |  |  | FALSE | #N/A | #N/A | #N/A | #N/A | #N/A | #N/A | #N/A | #N/A | #N/A | #N/A
TRUE | QLD | QLGL | Loganlea 33 | Energy Queensland | Summer | Non-coincident | 2029 | POE10 | NA | 98.2539 | QLD Loganlea 33 |  |  | FALSE | #N/A | #N/A | #N/A | #N/A | #N/A | #N/A | #N/A | #N/A | #N/A | #N/A
TRUE | QLD | QLGL | Loganlea 33 | Energy Queensland | Summer | Coincident | 2030 | POE10 | NA | 96.6227 | QLD Loganlea 33 |  |  | FALSE | #N/A | #N/A | #N/A | #N/A | #N/A | #N/A | #N/A | #N/A | #N/A | #N/A
TRUE | QLD | QLGL | Loganlea 33 | Energy Queensland | Summer | Coincident | 2030 | POE50 | NA | 89.6622 | QLD Loganlea 33 |  |  | FALSE | #N/A | #N/A | #N/A | #N/A | #N/A | #N/A | #N/A | #N/A | #N/A | #N/A
TRUE | QLD | QLGL | Loganlea 33 | Energy Queensland | Summer | Non-coincident | 2030 | POE10 | NA | 98.9076 | QLD Loganlea 33 |  |  | FALSE | #N/A | #N/A | #N/A | #N/A | #N/A | #N/A | #N/A | #N/A | #N/A | #N/A
TRUE | QLD | QLGL | Loganlea 33 | Energy Queensland | Winter | Non-coincident | 2019 | BASEYEARPOE10 | NA | 77.9963 | QLD Loganlea 33 |  |  | FALSE | #N/A | #N/A | #N/A | #N/A | #N/A | #N/A | #N/A | #N/A | #N/A | #N/A
TRUE | QLD | QLGL | Loganlea 33 | Energy Queensland | Winter | Coincident | 2020 | POE10 | NA | 77.4209 | QLD Loganlea 33 |  |  | FALSE | #N/A | #N/A | #N/A | #N/A | #N/A | #N/A | #N/A | #N/A | #N/A | #N/A
TRUE | QLD | QLGL | Loganlea 33 | Energy Queensland | Winter | Coincident | 2020 | POE50 | NA | 73.8061 | QLD Loganlea 33 |  |  | FALSE | #N/A | #N/A | #N/A | #N/A | #N/A | #N/A | #N/A | #N/A | #N/A | #N/A
TRUE | QLD | QLGL | Loganlea 33 | Energy Queensland | Winter | Non-coincident | 2020 | POE10 | NA | 77.9907 | QLD Loganlea 33 |  |  | FALSE | #N/A | #N/A | #N/A | #N/A | #N/A | #N/A | #N/A | #N/A | #N/A | #N/A
TRUE | QLD | QLGL | Loganlea 33 | Energy Queensland | Winter | Coincident | 2021 | POE10 | NA | 76.7626 | QLD Loganlea 33 |  |  | FALSE | #N/A | #N/A | #N/A | #N/A | #N/A | #N/A | #N/A | #N/A | #N/A | #N/A
TRUE | QLD | QLGL | Loganlea 33 | Energy Queensland | Winter | Coincident | 2021 | POE50 | NA | 73.1588 | QLD Loganlea 33 |  |  | FALSE | #N/A | #N/A | #N/A | #N/A | #N/A | #N/A | #N/A | #N/A | #N/A | #N/A
TRUE | QLD | QLGL | Loganlea 33 | Energy Queensland | Winter | Non-coincident | 2021 | POE10 | NA | 77.9827 | QLD Loganlea 33 |  |  | FALSE | #N/A | #N/A | #N/A | #N/A | #N/A | #N/A | #N/A | #N/A | #N/A | #N/A
TRUE | QLD | QLGL | Loganlea 33 | Energy Queensland | Winter | Coincident | 2022 | POE10 | NA | 78.4486 | QLD Loganlea 33 |  |  | FALSE | #N/A | #N/A | #N/A | #N/A | #N/A | #N/A | #N/A | #N/A | #N/A | #N/A
TRUE | QLD | QLGL | Loganlea 33 | Energy Queensland | Winter | Coincident | 2022 | POE50 | NA | 74.778 | QLD Loganlea 33 |  |  | FALSE | #N/A | #N/A | #N/A | #N/A | #N/A | #N/A | #N/A | #N/A | #N/A | #N/A
TRUE | QLD | QLGL | Loganlea 33 | Energy Queensland | Winter | Non-coincident | 2022 | POE10 | NA | 78.4486 | QLD Loganlea 33 |  |  | FALSE | #N/A | #N/A | #N/A | #N/A | #N/A | #N/A | #N/A | #N/A | #N/A | #N/A
TRUE | QLD | QLGL | Loganlea 33 | Energy Queensland | Winter | Coincident | 2023 | POE10 | NA | 79.1662 | QLD Loganlea 33 |  |  | FALSE | #N/A | #N/A | #N/A | #N/A | #N/A | #N/A | #N/A | #N/A | #N/A | #N/A
TRUE | QLD | QLGL | Loganlea 33 | Energy Queensland | Winter | Coincident | 2023 | POE50 | NA | 75.3904 | QLD Loganlea 33 |  |  | FALSE | #N/A | #N/A | #N/A | #N/A | #N/A | #N/A | #N/A | #N/A | #N/A | #N/A
TRUE | QLD | QLGL | Loganlea 33 | Energy Queensland | Winter | Non-coincident | 2023 | POE10 | NA | 79.1662 | QLD Loganlea 33 |  |  | FALSE | #N/A | #N/A | #N/A | #N/A | #N/A | #N/A | #N/A | #N/A | #N/A | #N/A
TRUE | QLD | QLGL | Loganlea 33 | Energy Queensland | Winter | Coincident | 2024 | POE10 | NA | 80.3174 | QLD Loganlea 33 |  |  | FALSE | #N/A | #N/A | #N/A | #N/A | #N/A | #N/A | #N/A | #N/A | #N/A | #N/A
TRUE | QLD | QLGL | Loganlea 33 | Energy Queensland | Winter | Coincident | 2024 | POE50 | NA | 76.192 | QLD Loganlea 33 |  |  | FALSE | #N/A | #N/A | #N/A | #N/A | #N/A | #N/A | #N/A | #N/A | #N/A | #N/A
TRUE | QLD | QLGL | Loganlea 33 | Energy Queensland | Winter | Non-coincident | 2024 | POE10 | NA | 80.3174 | QLD Loganlea 33 |  |  | FALSE | #N/A | #N/A | #N/A | #N/A | #N/A | #N/A | #N/A | #N/A | #N/A | #N/A
TRUE | QLD | QLGL | Loganlea 33 | Energy Queensland | Winter | Coincident | 2025 | POE10 | NA | 80.0687 | QLD Loganlea 33 |  |  | FALSE | #N/A | #N/A | #N/A | #N/A | #N/A | #N/A | #N/A | #N/A | #N/A | #N/A
TRUE | QLD | QLGL | Loganlea 33 | Energy Queensland | Winter | Coincident | 2025 | POE50 | NA | 76.1197 | QLD Loganlea 33 |  |  | FALSE | #N/A | #N/A | #N/A | #N/A | #N/A | #N/A | #N/A | #N/A | #N/A | #N/A
TRUE | QLD | QLGL | Loganlea 33 | Energy Queensland | Winter | Non-coincident | 2025 | POE10 | NA | 80.0687 | QLD Loganlea 33 |  |  | FALSE | #N/A | #N/A | #N/A | #N/A | #N/A | #N/A | #N/A | #N/A | #N/A | #N/A
TRUE | QLD | QLGL | Loganlea 33 | Energy Queensland | Winter | Coincident | 2026 | POE10 | NA | 80.0964 | QLD Loganlea 33 |  |  | FALSE | #N/A | #N/A | #N/A | #N/A | #N/A | #N/A | #N/A | #N/A | #N/A | #N/A
TRUE | QLD | QLGL | Loganlea 33 | Energy Queensland | Winter | Coincident | 2026 | POE50 | NA | 76.293 | QLD Loganlea 33 |  |  | FALSE | #N/A | #N/A | #N/A | #N/A | #N/A | #N/A | #N/A | #N/A | #N/A | #N/A
TRUE | QLD | QLGL | Loganlea 33 | Energy Queensland | Winter | Non-coincident | 2026 | POE10 | NA | 80.0964 | QLD Loganlea 33 |  |  | FALSE | #N/A | #N/A | #N/A | #N/A | #N/A | #N/A | #N/A | #N/A | #N/A | #N/A
TRUE | QLD | QLGL | Loganlea 33 | Energy Queensland | Winter | Coincident | 2027 | POE10 | NA | 80.2561 | QLD Loganlea 33 |  |  | FALSE | #N/A | #N/A | #N/A | #N/A | #N/A | #N/A | #N/A | #N/A | #N/A | #N/A
TRUE | QLD | QLGL | Loganlea 33 | Energy Queensland | Winter | Coincident | 2027 | POE50 | NA | 76.4613 | QLD Loganlea 33 |  |  | FALSE | #N/A | #N/A | #N/A | #N/A | #N/A | #N/A | #N/A | #N/A | #N/A | #N/A
TRUE | QLD | QLGL | Loganlea 33 | Energy Queensland | Winter | Non-coincident | 2027 | POE10 | NA | 80.2561 | QLD Loganlea 33 |  |  | FALSE | #N/A | #N/A | #N/A | #N/A | #N/A | #N/A | #N/A | #N/A | #N/A | #N/A
TRUE | QLD | QLGL | Loganlea 33 | Energy Queensland | Winter | Coincident | 2028 | POE10 | NA | 81.5185 | QLD Loganlea 33 |  |  | FALSE | #N/A | #N/A | #N/A | #N/A | #N/A | #N/A | #N/A | #N/A | #N/A | #N/A
TRUE | QLD | QLGL | Loganlea 33 | Energy Queensland | Winter | Coincident | 2028 | POE50 | NA | 77.0787 | QLD Loganlea 33 |  |  | FALSE | #N/A | #N/A | #N/A | #N/A | #N/A | #N/A | #N/A | #N/A | #N/A | #N/A
TRUE | QLD | QLGL | Loganlea 33 | Energy Queensland | Winter | Non-coincident | 2028 | POE10 | NA | 81.5185 | QLD Loganlea 33 |  |  | FALSE | #N/A | #N/A | #N/A | #N/A | #N/A | #N/A | #N/A | #N/A | #N/A | #N/A
TRUE | QLD | QLGL | Loganlea 33 | Energy Queensland | Winter | Coincident | 2029 | POE10 | NA | 81.6975 | QLD Loganlea 33 |  |  | FALSE | #N/A | #N/A | #N/A | #N/A | #N/A | #N/A | #N/A | #N/A | #N/A | #N/A
TRUE | QLD | QLGL | Loganlea 33 | Energy Queensland | Winter | Coincident | 2029 | POE50 | NA | 77.673 | QLD Loganlea 33 |  |  | FALSE | #N/A | #N/A | #N/A | #N/A | #N/A | #N/A | #N/A | #N/A | #N/A | #N/A
TRUE | QLD | QLGL | Loganlea 33 | Energy Queensland | Winter | Non-coincident | 2029 | POE10 | NA | 81.6975 | QLD Loganlea 33 |  |  | FALSE | #N/A | #N/A | #N/A | #N/A | #N/A | #N/A | #N/A | #N/A | #N/A | #N/A
TRUE | QLD | QLIL | Lilyvale 66 | Energy Queensland | Shoulder | Coincident | 2017 | ACTUAL_OPG | 32.4672 | 35.1712 | QLD Lilyvale 66 |  |  | FALSE | #N/A | #N/A | #N/A | #N/A | #N/A | #N/A | #N/A | #N/A | #N/A | #N/A
TRUE | QLD | QLIL | Lilyvale 66 | Energy Queensland | Shoulder | Coincident | 2017 | ACTUAL_RAW | 32.4672 | 35.1712 | QLD Lilyvale 66 |  |  | FALSE | #N/A | #N/A | #N/A | #N/A | #N/A | #N/A | #N/A | #N/A | #N/A | #N/A
TRUE | QLD | QLIL | Lilyvale 66 | Energy Queensland | Shoulder | Non-coincident | 2017 | ACTUAL_RAW | -13.9509 | 80.6742 | QLD Lilyvale 66 |  |  | FALSE | #N/A | #N/A | #N/A | #N/A | #N/A | #N/A | #N/A | #N/A | #N/A | #N/A
TRUE | QLD | QLIL | Lilyvale 66 | Energy Queensland | Shoulder | Non-coincident | 2017 | ACTUAL_OPG | -13.9509 | 80.6742 | QLD Lilyvale 66 |  |  | FALSE | #N/A | #N/A | #N/A | #N/A | #N/A | #N/A | #N/A | #N/A | #N/A | #N/A
TRUE | QLD | QLIL | Lilyvale 66 | Energy Queensland | Shoulder | Non-coincident | 2017 | ACTUAL_ADJUSTEDOPG | -13.9509 | 80.6742 | QLD Lilyvale 66 |  |  | FALSE | #N/A | #N/A | #N/A | #N/A | #N/A | #N/A | #N/A | #N/A | #N/A | #N/A
TRUE | QLD | QLIL | Lilyvale 66 | Energy Queensland | Shoulder | Coincident | 2018 | ACTUAL_OPG | 39.9845 | 81.8292 | QLD Lilyvale 66 |  |  | FALSE | #N/A | #N/A | #N/A | #N/A | #N/A | #N/A | #N/A | #N/A | #N/A | #N/A
TRUE | QLD | QLIL | Lilyvale 66 | Energy Queensland | Shoulder | Coincident | 2018 | ACTUAL_RAW | 39.9845 | 81.8292 | QLD Lilyvale 66 |  |  | FALSE | #N/A | #N/A | #N/A | #N/A | #N/A | #N/A | #N/A | #N/A | #N/A | #N/A
TRUE | QLD | QLIL | Lilyvale 66 | Energy Queensland | Shoulder | Non-coincident | 2018 | ACTUAL_RAW | -2.7281 | 84.8432 | QLD Lilyvale 66 |  |  | FALSE | #N/A | #N/A | #N/A | #N/A | #N/A | #N/A | #N/A | #N/A | #N/A | #N/A
TRUE | QLD | QLIL | Lilyvale 66 | Energy Queensland | Shoulder | Non-coincident | 2018 | ACTUAL_OPG | -2.7281 | 84.8432 | QLD Lilyvale 66 |  |  | FALSE | #N/A | #N/A | #N/A | #N/A | #N/A | #N/A | #N/A | #N/A | #N/A | #N/A
TRUE | QLD | QLIL | Lilyvale 66 | Energy Queensland | Shoulder | Non-coincident | 2018 | ACTUAL_ADJUSTEDOPG | -2.7281 | 84.8432 | QLD Lilyvale 66 |  |  | FALSE | #N/A | #N/A | #N/A | #N/A | #N/A | #N/A | #N/A | #N/A | #N/A | #N/A
TRUE | QLD | QLIL | Lilyvale 66 | Energy Queensland | Shoulder | Coincident | 2019 | ACTUAL_OPG | 26.6849 | 60.1181 | QLD Lilyvale 66 |  |  | FALSE | #N/A | #N/A | #N/A | #N/A | #N/A | #N/A | #N/A | #N/A | #N/A | #N/A
TRUE | QLD | QLIL | Lilyvale 66 | Energy Queensland | Shoulder | Coincident | 2019 | ACTUAL_RAW | 26.6849 | 47.2201 | QLD Lilyvale 66 |  |  | FALSE | #N/A | #N/A | #N/A | #N/A | #N/A | #N/A | #N/A | #N/A | #N/A | #N/A
TRUE | QLD | QLIL | Lilyvale 66 | Energy Queensland | Shoulder | Non-coincident | 2019 | ACTUAL_RAW | -24.7164 | 73.3167 | QLD Lilyvale 66 |  |  | FALSE | #N/A | #N/A | #N/A | #N/A | #N/A | #N/A | #N/A | #N/A | #N/A | #N/A
TRUE | QLD | QLIL | Lilyvale 66 | Energy Queensland | Shoulder | Non-coincident | 2019 | ACTUAL_OPG | -10.3745 | 90.6516 | QLD Lilyvale 66 |  |  | FALSE | #N/A | #N/A | #N/A | #N/A | #N/A | #N/A | #N/A | #N/A | #N/A | #N/A
TRUE | QLD | QLIL | Lilyvale 66 | Energy Queensland | Shoulder | Non-coincident | 2019 | ACTUAL_ADJUSTEDOPG | -10.3745 | 90.6516 | QLD Lilyvale 66 |  |  | FALSE | #N/A | #N/A | #N/A | #N/A | #N/A | #N/A | #N/A | #N/A | #N/A | #N/A
TRUE | QLD | QLIL | Lilyvale 66 | Energy Queensland | Shoulder | Non-coincident | 2019 | BASEYEARPOE90 | 10.2553 | NA | QLD Lilyvale 66 |  |  | FALSE | #N/A | #N/A | #N/A | #N/A | #N/A | #N/A | #N/A | #N/A | #N/A | #N/A
TRUE | QLD | QLIL | Lilyvale 66 | Energy Queensland | Shoulder | Non-coincident | 2019 | BASEYEARPOE50 | 13.0761 | 85.4209 | QLD Lilyvale 66 |  |  | FALSE | #N/A | #N/A | #N/A | #N/A | #N/A | #N/A | #N/A | #N/A | #N/A | #N/A
TRUE | QLD | QLIL | Lilyvale 66 | Energy Queensland | Shoulder | Coincident | 2020 | ACTUAL_OPG | 41.159 | 67.0555 | QLD Lilyvale 66 |  |  | FALSE | #N/A | #N/A | #N/A | #N/A | #N/A | #N/A | #N/A | #N/A | #N/A | #N/A
TRUE | QLD | QLIL | Lilyvale 66 | Energy Queensland | Shoulder | Coincident | 2020 | ACTUAL_RAW | 40.969 | 67.4795 | QLD Lilyvale 66 |  |  | FALSE | #N/A | #N/A | #N/A | #N/A | #N/A | #N/A | #N/A | #N/A | #N/A | #N/A
TRUE | QLD | QLIL | Lilyvale 66 | Energy Queensland | Shoulder | Non-coincident | 2020 | ACTUAL_RAW | -33.2275 | 81.9747 | QLD Lilyvale 66 |  |  | FALSE | #N/A | #N/A | #N/A | #N/A | #N/A | #N/A | #N/A | #N/A | #N/A | #N/A
TRUE | QLD | QLIL | Lilyvale 66 | Energy Queensland | Shoulder | Non-coincident | 2020 | ACTUAL_OPG | 1.2428 | 97.7771 | QLD Lilyvale 66 |  |  | FALSE | #N/A | #N/A | #N/A | #N/A | #N/A | #N/A | #N/A | #N/A | #N/A | #N/A
TRUE | QLD | QLIL | Lilyvale 66 | Energy Queensland | Shoulder | Non-coincident | 2020 | ACTUAL_ADJUSTEDOPG | 1.2428 | 97.7771 | QLD Lilyvale 66 |  |  | FALSE | #N/A | #N/A | #N/A | #N/A | #N/A | #N/A | #N/A | #N/A | #N/A | #N/A
TRUE | QLD | QLIL | Lilyvale 66 | Energy Queensland | Shoulder | Coincident_unreconciled | 2021 | POE90 | 35.0046 | NA | QLD Lilyvale 66 |  |  | FALSE | #N/A | #N/A | #N/A | #N/A | #N/A | #N/A | #N/A | #N/A | #N/A | #N/A
TRUE | QLD | QLIL | Lilyvale 66 | Energy Queensland | Shoulder | Coincident_unreconciled | 2021 | POE50 | 39.0234 | NA | QLD Lilyvale 66 |  |  | FALSE | #N/A | #N/A | #N/A | #N/A | #N/A | #N/A | #N/A | #N/A | #N/A | #N/A
TRUE | QLD | QLIL | Lilyvale 66 | Energy Queensland | Shoulder | Non-coincident | 2021 | POE90 | -25 | NA | QLD Lilyvale 66 |  |  | FALSE | #N/A | #N/A | #N/A | #N/A | #N/A | #N/A | #N/A | #N/A | #N/A | #N/A
TRUE | QLD | QLIL | Lilyvale 66 | Energy Queensland | Shoulder | Non-coincident | 2021 | POE50 | -10 | 100.1188 | QLD Lilyvale 66 |  |  | FALSE | #N/A | #N/A | #N/A | #N/A | #N/A | #N/A | #N/A | #N/A | #N/A | #N/A
TRUE | QLD | QLIL | Lilyvale 66 | Energy Queensland | Shoulder | Coincident_unreconciled | 2022 | POE90 | 35.0046 | NA | QLD Lilyvale 66 |  |  | FALSE | #N/A | #N/A | #N/A | #N/A | #N/A | #N/A | #N/A | #N/A | #N/A | #N/A
TRUE | QLD | QLIL | Lilyvale 66 | Energy Queensland | Shoulder | Coincident_unreconciled | 2022 | POE50 | 39.0234 | NA | QLD Lilyvale 66 |  |  | FALSE | #N/A | #N/A | #N/A | #N/A | #N/A | #N/A | #N/A | #N/A | #N/A | #N/A
TRUE | QLD | QLIL | Lilyvale 66 | Energy Queensland | Shoulder | Non-coincident | 2022 | POE90 | -25.9211 | NA | QLD Lilyvale 66 |  |  | FALSE | #N/A | #N/A | #N/A | #N/A | #N/A | #N/A | #N/A | #N/A | #N/A | #N/A
TRUE | QLD | QLIL | Lilyvale 66 | Energy Queensland | Shoulder | Non-coincident | 2022 | POE50 | -10.9201 | 99.6037 | QLD Lilyvale 66 |  |  | FALSE | #N/A | #N/A | #N/A | #N/A | #N/A | #N/A | #N/A | #N/A | #N/A | #N/A
TRUE | QLD | QLIL | Lilyvale 66 | Energy Queensland | Shoulder | Coincident_unreconciled | 2023 | POE90 | 35.0046 | NA | QLD Lilyvale 66 |  |  | FALSE | #N/A | #N/A | #N/A | #N/A | #N/A | #N/A | #N/A | #N/A | #N/A | #N/A
TRUE | QLD | QLIL | Lilyvale 66 | Energy Queensland | Shoulder | Coincident_unreconciled | 2023 | POE50 | 39.0234 | NA | QLD Lilyvale 66 |  |  | FALSE | #N/A | #N/A | #N/A | #N/A | #N/A | #N/A | #N/A | #N/A | #N/A | #N/A
TRUE | QLD | QLIL | Lilyvale 66 | Energy Queensland | Shoulder | Non-coincident | 2023 | POE90 | -26.5922 | NA | QLD Lilyvale 66 |  |  | FALSE | #N/A | #N/A | #N/A | #N/A | #N/A | #N/A | #N/A | #N/A | #N/A | #N/A
TRUE | QLD | QLIL | Lilyvale 66 | Energy Queensland | Shoulder | Non-coincident | 2023 | POE50 | -11.5879 | 99.3066 | QLD Lilyvale 66 |  |  | FALSE | #N/A | #N/A | #N/A | #N/A | #N/A | #N/A | #N/A | #N/A | #N/A | #N/A
TRUE | QLD | QLIL | Lilyvale 66 | Energy Queensland | Shoulder | Coincident_unreconciled | 2024 | POE90 | 35.0046 | NA | QLD Lilyvale 66 |  |  | FALSE | #N/A | #N/A | #N/A | #N/A | #N/A | #N/A | #N/A | #N/A | #N/A | #N/A
TRUE | QLD | QLIL | Lilyvale 66 | Energy Queensland | Shoulder | Coincident_unreconciled | 2024 | POE50 | 39.0234 | NA | QLD Lilyvale 66 |  |  | FALSE | #N/A | #N/A | #N/A | #N/A | #N/A | #N/A | #N/A | #N/A | #N/A | #N/A
TRUE | QLD | QLIL | Lilyvale 66 | Energy Queensland | Shoulder | Non-coincident | 2024 | POE90 | -27.0564 | NA | QLD Lilyvale 66 |  |  | FALSE | #N/A | #N/A | #N/A | #N/A | #N/A | #N/A | #N/A | #N/A | #N/A | #N/A
TRUE | QLD | QLIL | Lilyvale 66 | Energy Queensland | Shoulder | Non-coincident | 2024 | POE50 | -12.0487 | 99.1314 | QLD Lilyvale 66 |  |  | FALSE | #N/A | #N/A | #N/A | #N/A | #N/A | #N/A | #N/A | #N/A | #N/A | #N/A
TRUE | QLD | QLIL | Lilyvale 66 | Energy Queensland | Shoulder | Coincident_unreconciled | 2025 | POE90 | 35.0046 | NA | QLD Lilyvale 66 |  |  | FALSE | #N/A | #N/A | #N/A | #N/A | #N/A | #N/A | #N/A | #N/A | #N/A | #N/A
TRUE | QLD | QLIL | Lilyvale 66 | Energy Queensland | Shoulder | Coincident_unreconciled | 2025 | POE50 | 39.0234 | NA | QLD Lilyvale 66 |  |  | FALSE | #N/A | #N/A | #N/A | #N/A | #N/A | #N/A | #N/A | #N/A | #N/A | #N/A
TRUE | QLD | QLIL | Lilyvale 66 | Energy Queensland | Shoulder | Non-coincident | 2025 | POE90 | -27.4816 | NA | QLD Lilyvale 66 |  |  | FALSE | #N/A | #N/A | #N/A | #N/A | #N/A | #N/A | #N/A | #N/A | #N/A | #N/A
TRUE | QLD | QLIL | Lilyvale 66 | Energy Queensland | Shoulder | Non-coincident | 2025 | POE50 | -12.4705 | 98.9799 | QLD Lilyvale 66 |  |  | FALSE | #N/A | #N/A | #N/A | #N/A | #N/A | #N/A | #N/A | #N/A | #N/A | #N/A
TRUE | QLD | QLIL | Lilyvale 66 | Energy Queensland | Shoulder | Coincident_unreconciled | 2026 | POE90 | 35.0046 | NA | QLD Lilyvale 66 |  |  | FALSE | #N/A | #N/A | #N/A | #N/A | #N/A | #N/A | #N/A | #N/A | #N/A | #N/A
TRUE | QLD | QLIL | Lilyvale 66 | Energy Queensland | Shoulder | Coincident_unreconciled | 2026 | POE50 | 39.0234 | NA | QLD Lilyvale 66 |  |  | FALSE | #N/A | #N/A | #N/A | #N/A | #N/A | #N/A | #N/A | #N/A | #N/A | #N/A
TRUE | QLD | QLIL | Lilyvale 66 | Energy Queensland | Shoulder | Non-coincident | 2026 | POE90 | -15.1177 | NA | QLD Lilyvale 66 |  |  | FALSE | #N/A | #N/A | #N/A | #N/A | #N/A | #N/A | #N/A | #N/A | #N/A | #N/A
TRUE | QLD | QLIL | Lilyvale 66 | Energy Queensland | Shoulder | Non-coincident | 2026 | POE50 | -0.10321 | 104.9767 | QLD Lilyvale 66 |  |  | FALSE | #N/A | #N/A | #N/A | #N/A | #N/A | #N/A | #N/A | #N/A | #N/A | #N/A
TRUE | QLD | QLIL | Lilyvale 66 | Energy Queensland | Shoulder | Coincident_unreconciled | 2027 | POE90 | 35.0046 | NA | QLD Lilyvale 66 |  |  | FALSE | #N/A | #N/A | #N/A | #N/A | #N/A | #N/A | #N/A | #N/A | #N/A | #N/A
TRUE | QLD | QLIL | Lilyvale 66 | Energy Queensland | Shoulder | Coincident_unreconciled | 2027 | POE50 | 39.0234 | NA | QLD Lilyvale 66 |  |  | FALSE | #N/A | #N/A | #N/A | #N/A | #N/A | #N/A | #N/A | #N/A | #N/A | #N/A
TRUE | QLD | QLIL | Lilyvale 66 | Energy Queensland | Shoulder | Non-coincident | 2027 | POE90 | -2.5951 | NA | QLD Lilyvale 66 |  |  | FALSE | #N/A | #N/A | #N/A | #N/A | #N/A | #N/A | #N/A | #N/A | #N/A | #N/A
TRUE | QLD | QLIL | Lilyvale 66 | Energy Queensland | Shoulder | Non-coincident | 2027 | POE50 | 12.425 | 111.1345 | QLD Lilyvale 66 |  |  | FALSE | #N/A | #N/A | #N/A | #N/A | #N/A | #N/A | #N/A | #N/A | #N/A | #N/A
TRUE | QLD | QLIL | Lilyvale 66 | Energy Queensland | Shoulder | Coincident_unreconciled | 2028 | POE90 | 35.0046 | NA | QLD Lilyvale 66 |  |  | FALSE | #N/A | #N/A | #N/A | #N/A | #N/A | #N/A | #N/A | #N/A | #N/A | #N/A
TRUE | QLD | QLIL | Lilyvale 66 | Energy Queensland | Shoulder | Coincident_unreconciled | 2028 | POE50 | 39.0234 | NA | QLD Lilyvale 66 |  |  | FALSE | #N/A | #N/A | #N/A | #N/A | #N/A | #N/A | #N/A | #N/A | #N/A | #N/A
TRUE | QLD | QLIL | Lilyvale 66 | Energy Queensland | Shoulder | Non-coincident | 2028 | POE90 | -2.7328 | NA | QLD Lilyvale 66 |  |  | FALSE | #N/A | #N/A | #N/A | #N/A | #N/A | #N/A | #N/A | #N/A | #N/A | #N/A
TRUE | QLD | QLIL | Lilyvale 66 | Energy Queensland | Shoulder | Non-coincident | 2028 | POE50 | 12.2947 | 111.2721 | QLD Lilyvale 66 |  |  | FALSE | #N/A | #N/A | #N/A | #N/A | #N/A | #N/A | #N/A | #N/A | #N/A | #N/A
TRUE | QLD | QLIL | Lilyvale 66 | Energy Queensland | Shoulder | Coincident_unreconciled | 2029 | POE90 | 35.0046 | NA | QLD Lilyvale 66 |  |  | FALSE | #N/A | #N/A | #N/A | #N/A | #N/A | #N/A | #N/A | #N/A | #N/A | #N/A
TRUE | QLD | QLIL | Lilyvale 66 | Energy Queensland | Shoulder | Coincident_unreconciled | 2029 | POE50 | 39.0234 | NA | QLD Lilyvale 66 |  |  | FALSE | #N/A | #N/A | #N/A | #N/A | #N/A | #N/A | #N/A | #N/A | #N/A | #N/A
TRUE | QLD | QLIL | Lilyvale 66 | Energy Queensland | Shoulder | Non-coincident | 2029 | POE90 | -2.8274 | NA | QLD Lilyvale 66 |  |  | FALSE | #N/A | #N/A | #N/A | #N/A | #N/A | #N/A | #N/A | #N/A | #N/A | #N/A
TRUE | QLD | QLIL | Lilyvale 66 | Energy Queensland | Shoulder | Non-coincident | 2029 | POE50 | 12.2073 | 111.5334 | QLD Lilyvale 66 |  |  | FALSE | #N/A | #N/A | #N/A | #N/A | #N/A | #N/A | #N/A | #N/A | #N/A | #N/A
TRUE | QLD | QLIL | Lilyvale 66 | Energy Queensland | Shoulder | Coincident_unreconciled | 2030 | POE90 | 35.0046 | NA | QLD Lilyvale 66 |  |  | FALSE | #N/A | #N/A | #N/A | #N/A | #N/A | #N/A | #N/A | #N/A | #N/A | #N/A
TRUE | QLD | QLIL | Lilyvale 66 | Energy Queensland | Shoulder | Coincident_unreconciled | 2030 | POE50 | 39.0234 | NA | QLD Lilyvale 66 |  |  | FALSE | #N/A | #N/A | #N/A | #N/A | #N/A | #N/A | #N/A | #N/A | #N/A | #N/A
TRUE | QLD | QLIL | Lilyvale 66 | Energy Queensland | Shoulder | Non-coincident | 2030 | POE90 | -2.866 | NA | QLD Lilyvale 66 |  |  | FALSE | #N/A | #N/A | #N/A | #N/A | #N/A | #N/A | #N/A | #N/A | #N/A | #N/A
TRUE | QLD | QLIL | Lilyvale 66 | Energy Queensland | Shoulder | Non-coincident | 2030 | POE50 | 12.1759 | 111.9125 | QLD Lilyvale 66 |  |  | FALSE | #N/A | #N/A | #N/A | #N/A | #N/A | #N/A | #N/A | #N/A | #N/A | #N/A
TRUE | QLD | QLIL | Lilyvale 66 | Energy Queensland | Summer | Coincident | 2017 | ACTUAL_OPG | 0.82454 | 63.8122 | QLD Lilyvale 66 |  |  | FALSE | #N/A | #N/A | #N/A | #N/A | #N/A | #N/A | #N/A | #N/A | #N/A | #N/A
TRUE | QLD | QLIL | Lilyvale 66 | Energy Queensland | Summer | Coincident | 2017 | ACTUAL_RAW | 0.82454 | 63.8122 | QLD Lilyvale 66 |  |  | FALSE | #N/A | #N/A | #N/A | #N/A | #N/A | #N/A | #N/A | #N/A | #N/A | #N/A
TRUE | QLD | QLIL | Lilyvale 66 | Energy Queensland | Summer | Non-coincident | 2017 | ACTUAL_RAW | -15.2939 | 96.6548 | QLD Lilyvale 66 |  |  | FALSE | #N/A | #N/A | #N/A | #N/A | #N/A | #N/A | #N/A | #N/A | #N/A | #N/A
TRUE | QLD | QLIL | Lilyvale 66 | Energy Queensland | Summer | Non-coincident | 2017 | ACTUAL_OPG | -15.2939 | 96.6548 | QLD Lilyvale 66 |  |  | FALSE | #N/A | #N/A | #N/A | #N/A | #N/A | #N/A | #N/A | #N/A | #N/A | #N/A
TRUE | QLD | QLIL | Lilyvale 66 | Energy Queensland | Summer | Non-coincident | 2017 | ACTUAL_ADJUSTEDOPG | -15.2939 | 96.6548 | QLD Lilyvale 66 |  |  | FALSE | #N/A | #N/A | #N/A | #N/A | #N/A | #N/A | #N/A | #N/A | #N/A | #N/A
TRUE | QLD | QLIL | Lilyvale 66 | Energy Queensland | Summer | Coincident | 2018 | ACTUAL_OPG | 26.7776 | 41.2968 | QLD Lilyvale 66 |  |  | FALSE | #N/A | #N/A | #N/A | #N/A | #N/A | #N/A | #N/A | #N/A | #N/A | #N/A
TRUE | QLD | QLIL | Lilyvale 66 | Energy Queensland | Summer | Coincident | 2018 | ACTUAL_RAW | 26.7776 | 41.2968 | QLD Lilyvale 66 |  |  | FALSE | #N/A | #N/A | #N/A | #N/A | #N/A | #N/A | #N/A | #N/A | #N/A | #N/A
TRUE | QLD | QLIL | Lilyvale 66 | Energy Queensland | Summer | Non-coincident | 2018 | ACTUAL_RAW | -14.0574 | 88.3668 | QLD Lilyvale 66 |  |  | FALSE | #N/A | #N/A | #N/A | #N/A | #N/A | #N/A | #N/A | #N/A | #N/A | #N/A
TRUE | QLD | QLIL | Lilyvale 66 | Energy Queensland | Summer | Non-coincident | 2018 | ACTUAL_OPG | -14.0574 | 88.3668 | QLD Lilyvale 66 |  |  | FALSE | #N/A | #N/A | #N/A | #N/A | #N/A | #N/A | #N/A | #N/A | #N/A | #N/A
TRUE | QLD | QLIL | Lilyvale 66 | Energy Queensland | Summer | Non-coincident | 2018 | ACTUAL_ADJUSTEDOPG | -14.0574 | 88.3668 | QLD Lilyvale 66 |  |  | FALSE | #N/A | #N/A | #N/A | #N/A | #N/A | #N/A | #N/A | #N/A | #N/A | #N/A
TRUE | QLD | QLIL | Lilyvale 66 | Energy Queensland | Summer | Coincident | 2019 | ACTUAL_OPG | -12.3041 | 91.2715 | QLD Lilyvale 66 |  |  | FALSE | #N/A | #N/A | #N/A | #N/A | #N/A | #N/A | #N/A | #N/A | #N/A | #N/A
TRUE | QLD | QLIL | Lilyvale 66 | Energy Queensland | Summer | Coincident | 2019 | ACTUAL_RAW | -11.7841 | 38.9035 | QLD Lilyvale 66 |  |  | FALSE | #N/A | #N/A | #N/A | #N/A | #N/A | #N/A | #N/A | #N/A | #N/A | #N/A
TRUE | QLD | QLIL | Lilyvale 66 | Energy Queensland | Summer | Non-coincident | 2019 | ACTUAL_RAW | -55.8661 | 89.113 | QLD Lilyvale 66 |  |  | FALSE | #N/A | #N/A | #N/A | #N/A | #N/A | #N/A | #N/A | #N/A | #N/A | #N/A
TRUE | QLD | QLIL | Lilyvale 66 | Energy Queensland | Summer | Non-coincident | 2019 | ACTUAL_OPG | -18.2357 | 115.6604 | QLD Lilyvale 66 |  |  | FALSE | #N/A | #N/A | #N/A | #N/A | #N/A | #N/A | #N/A | #N/A | #N/A | #N/A
TRUE | QLD | QLIL | Lilyvale 66 | Energy Queensland | Summer | Non-coincident | 2019 | ACTUAL_ADJUSTEDOPG | -18.2357 | 115.6604 | QLD Lilyvale 66 |  |  | FALSE | #N/A | #N/A | #N/A | #N/A | #N/A | #N/A | #N/A | #N/A | #N/A | #N/A
TRUE | QLD | QLIL | Lilyvale 66 | Energy Queensland | Summer | Non-coincident | 2019 | BASEYEARPOE90 | 6.8838 | NA | QLD Lilyvale 66 |  |  | FALSE | #N/A | #N/A | #N/A | #N/A | #N/A | #N/A | #N/A | #N/A | #N/A | #N/A
TRUE | QLD | QLIL | Lilyvale 66 | Energy Queensland | Summer | Non-coincident | 2019 | BASEYEARPOE50 | 10.5314 | 84.962 | QLD Lilyvale 66 |  |  | FALSE | #N/A | #N/A | #N/A | #N/A | #N/A | #N/A | #N/A | #N/A | #N/A | #N/A
TRUE | QLD | QLIL | Lilyvale 66 | Energy Queensland | Summer | Coincident | 2020 | ACTUAL_OPG | 56.0563 | 66.2822 | QLD Lilyvale 66 |  |  | FALSE | #N/A | #N/A | #N/A | #N/A | #N/A | #N/A | #N/A | #N/A | #N/A | #N/A
TRUE | QLD | QLIL | Lilyvale 66 | Energy Queensland | Summer | Coincident | 2020 | ACTUAL_RAW | 55.8823 | 30.8082 | QLD Lilyvale 66 |  |  | FALSE | #N/A | #N/A | #N/A | #N/A | #N/A | #N/A | #N/A | #N/A | #N/A | #N/A
TRUE | QLD | QLIL | Lilyvale 66 | Energy Queensland | Summer | Non-coincident | 2020 | ACTUAL_RAW | -28.4269 | 89.3928 | QLD Lilyvale 66 |  |  | FALSE | #N/A | #N/A | #N/A | #N/A | #N/A | #N/A | #N/A | #N/A | #N/A | #N/A
TRUE | QLD | QLIL | Lilyvale 66 | Energy Queensland | Summer | Non-coincident | 2020 | ACTUAL_OPG | 16.0408 | 126.1012 | QLD Lilyvale 66 |  |  | FALSE | #N/A | #N/A | #N/A | #N/A | #N/A | #N/A | #N/A | #N/A | #N/A | #N/A
TRUE | QLD | QLIL | Lilyvale 66 | Energy Queensland | Summer | Non-coincident | 2020 | ACTUAL_ADJUSTEDOPG | 16.0408 | 126.1012 | QLD Lilyvale 66 |  |  | FALSE | #N/A | #N/A | #N/A | #N/A | #N/A | #N/A | #N/A | #N/A | #N/A | #N/A
TRUE | QLD | QLIL | Lilyvale 66 | Energy Queensland | Summer | Coincident_unreconciled | 2021 | POE90 | -20.345 | NA | QLD Lilyvale 66 |  |  | FALSE | #N/A | #N/A | #N/A | #N/A | #N/A | #N/A | #N/A | #N/A | #N/A | #N/A
TRUE | QLD | QLIL | Lilyvale 66 | Energy Queensland | Summer | Coincident_unreconciled | 2021 | POE50 | 0.10345 | NA | QLD Lilyvale 66 |  |  | FALSE | #N/A | #N/A | #N/A | #N/A | #N/A | #N/A | #N/A | #N/A | #N/A | #N/A
TRUE | QLD | QLIL | Lilyvale 66 | Energy Queensland | Summer | Non-coincident | 2021 | POE90 | -25 | NA | QLD Lilyvale 66 |  |  | FALSE | #N/A | #N/A | #N/A | #N/A | #N/A | #N/A | #N/A | #N/A | #N/A | #N/A
TRUE | QLD | QLIL | Lilyvale 66 | Energy Queensland | Summer | Non-coincident | 2021 | POE50 | -10 | 119.9714 | QLD Lilyvale 66 |  |  | FALSE | #N/A | #N/A | #N/A | #N/A | #N/A | #N/A | #N/A | #N/A | #N/A | #N/A
TRUE | QLD | QLIL | Lilyvale 66 | Energy Queensland | Summer | Coincident_unreconciled | 2022 | POE90 | -20.345 | NA | QLD Lilyvale 66 |  |  | FALSE | #N/A | #N/A | #N/A | #N/A | #N/A | #N/A | #N/A | #N/A | #N/A | #N/A
TRUE | QLD | QLIL | Lilyvale 66 | Energy Queensland | Summer | Coincident_unreconciled | 2022 | POE50 | 0.10345 | NA | QLD Lilyvale 66 |  |  | FALSE | #N/A | #N/A | #N/A | #N/A | #N/A | #N/A | #N/A | #N/A | #N/A | #N/A
TRUE | QLD | QLIL | Lilyvale 66 | Energy Queensland | Summer | Non-coincident | 2022 | POE90 | -25.8787 | NA | QLD Lilyvale 66 |  |  | FALSE | #N/A | #N/A | #N/A | #N/A | #N/A | #N/A | #N/A | #N/A | #N/A | #N/A
TRUE | QLD | QLIL | Lilyvale 66 | Energy Queensland | Summer | Non-coincident | 2022 | POE50 | -10.8768 | 119.7057 | QLD Lilyvale 66 |  |  | FALSE | #N/A | #N/A | #N/A | #N/A | #N/A | #N/A | #N/A | #N/A | #N/A | #N/A
TRUE | QLD | QLIL | Lilyvale 66 | Energy Queensland | Summer | Coincident_unreconciled | 2023 | POE90 | -20.345 | NA | QLD Lilyvale 66 |  |  | FALSE | #N/A | #N/A | #N/A | #N/A | #N/A | #N/A | #N/A | #N/A | #N/A | #N/A
TRUE | QLD | QLIL | Lilyvale 66 | Energy Queensland | Summer | Coincident_unreconciled | 2023 | POE50 | 0.10345 | NA | QLD Lilyvale 66 |  |  | FALSE | #N/A | #N/A | #N/A | #N/A | #N/A | #N/A | #N/A | #N/A | #N/A | #N/A
TRUE | QLD | QLIL | Lilyvale 66 | Energy Queensland | Summer | Non-coincident | 2023 | POE90 | -26.5225 | NA | QLD Lilyvale 66 |  |  | FALSE | #N/A | #N/A | #N/A | #N/A | #N/A | #N/A | #N/A | #N/A | #N/A | #N/A
TRUE | QLD | QLIL | Lilyvale 66 | Energy Queensland | Summer | Non-coincident | 2023 | POE50 | -11.5137 | 119.6079 | QLD Lilyvale 66 |  |  | FALSE | #N/A | #N/A | #N/A | #N/A | #N/A | #N/A | #N/A | #N/A | #N/A | #N/A
TRUE | QLD | QLIL | Lilyvale 66 | Energy Queensland | Summer | Coincident_unreconciled | 2024 | POE90 | -20.345 | NA | QLD Lilyvale 66 |  |  | FALSE | #N/A | #N/A | #N/A | #N/A | #N/A | #N/A | #N/A | #N/A | #N/A | #N/A
TRUE | QLD | QLIL | Lilyvale 66 | Energy Queensland | Summer | Coincident_unreconciled | 2024 | POE50 | 0.10345 | NA | QLD Lilyvale 66 |  |  | FALSE | #N/A | #N/A | #N/A | #N/A | #N/A | #N/A | #N/A | #N/A | #N/A | #N/A
TRUE | QLD | QLIL | Lilyvale 66 | Energy Queensland | Summer | Non-coincident | 2024 | POE90 | -26.9547 | NA | QLD Lilyvale 66 |  |  | FALSE | #N/A | #N/A | #N/A | #N/A | #N/A | #N/A | #N/A | #N/A | #N/A | #N/A
TRUE | QLD | QLIL | Lilyvale 66 | Energy Queensland | Summer | Non-coincident | 2024 | POE50 | -11.9388 | 119.5836 | QLD Lilyvale 66 |  |  | FALSE | #N/A | #N/A | #N/A | #N/A | #N/A | #N/A | #N/A | #N/A | #N/A | #N/A
TRUE | QLD | QLIL | Lilyvale 66 | Energy Queensland | Summer | Coincident_unreconciled | 2025 | POE90 | -20.345 | NA | QLD Lilyvale 66 |  |  | FALSE | #N/A | #N/A | #N/A | #N/A | #N/A | #N/A | #N/A | #N/A | #N/A | #N/A
TRUE | QLD | QLIL | Lilyvale 66 | Energy Queensland | Summer | Coincident_unreconciled | 2025 | POE50 | 0.10345 | NA | QLD Lilyvale 66 |  |  | FALSE | #N/A | #N/A | #N/A | #N/A | #N/A | #N/A | #N/A | #N/A | #N/A | #N/A
TRUE | QLD | QLIL | Lilyvale 66 | Energy Queensland | Summer | Non-coincident | 2025 | POE90 | -27.3655 | NA | QLD Lilyvale 66 |  |  | FALSE | #N/A | #N/A | #N/A | #N/A | #N/A | #N/A | #N/A | #N/A | #N/A | #N/A
TRUE | QLD | QLIL | Lilyvale 66 | Energy Queensland | Summer | Non-coincident | 2025 | POE50 | -12.3425 | 119.5704 | QLD Lilyvale 66 |  |  | FALSE | #N/A | #N/A | #N/A | #N/A | #N/A | #N/A | #N/A | #N/A | #N/A | #N/A
TRUE | QLD | QLIL | Lilyvale 66 | Energy Queensland | Summer | Coincident_unreconciled | 2026 | POE90 | -20.345 | NA | QLD Lilyvale 66 |  |  | FALSE | #N/A | #N/A | #N/A | #N/A | #N/A | #N/A | #N/A | #N/A | #N/A | #N/A
TRUE | QLD | QLIL | Lilyvale 66 | Energy Queensland | Summer | Coincident_unreconciled | 2026 | POE50 | 0.10345 | NA | QLD Lilyvale 66 |  |  | FALSE | #N/A | #N/A | #N/A | #N/A | #N/A | #N/A | #N/A | #N/A | #N/A | #N/A
TRUE | QLD | QLIL | Lilyvale 66 | Energy Queensland | Summer | Non-coincident | 2026 | POE90 | -27.7425 | NA | QLD Lilyvale 66 |  |  | FALSE | #N/A | #N/A | #N/A | #N/A | #N/A | #N/A | #N/A | #N/A | #N/A | #N/A
TRUE | QLD | QLIL | Lilyvale 66 | Energy Queensland | Summer | Non-coincident | 2026 | POE50 | -12.7124 | 119.5773 | QLD Lilyvale 66 |  |  | FALSE | #N/A | #N/A | #N/A | #N/A | #N/A | #N/A | #N/A | #N/A | #N/A | #N/A
TRUE | QLD | QLIL | Lilyvale 66 | Energy Queensland | Summer | Coincident_unreconciled | 2027 | POE90 | -20.345 | NA | QLD Lilyvale 66 |  |  | FALSE | #N/A | #N/A | #N/A | #N/A | #N/A | #N/A | #N/A | #N/A | #N/A | #N/A
TRUE | QLD | QLIL | Lilyvale 66 | Energy Queensland | Summer | Coincident_unreconciled | 2027 | POE50 | 0.10345 | NA | QLD Lilyvale 66 |  |  | FALSE | #N/A | #N/A | #N/A | #N/A | #N/A | #N/A | #N/A | #N/A | #N/A | #N/A
TRUE | QLD | QLIL | Lilyvale 66 | Energy Queensland | Summer | Non-coincident | 2027 | POE90 | -3.257 | NA | QLD Lilyvale 66 |  |  | FALSE | #N/A | #N/A | #N/A | #N/A | #N/A | #N/A | #N/A | #N/A | #N/A | #N/A
TRUE | QLD | QLIL | Lilyvale 66 | Energy Queensland | Summer | Non-coincident | 2027 | POE50 | 11.7848 | 136.5301 | QLD Lilyvale 66 |  |  | FALSE | #N/A | #N/A | #N/A | #N/A | #N/A | #N/A | #N/A | #N/A | #N/A | #N/A
TRUE | QLD | QLIL | Lilyvale 66 | Energy Queensland | Summer | Coincident_unreconciled | 2028 | POE90 | -20.345 | NA | QLD Lilyvale 66 |  |  | FALSE | #N/A | #N/A | #N/A | #N/A | #N/A | #N/A | #N/A | #N/A | #N/A | #N/A
TRUE | QLD | QLIL | Lilyvale 66 | Energy Queensland | Summer | Coincident_unreconciled | 2028 | POE50 | 0.10345 | NA | QLD Lilyvale 66 |  |  | FALSE | #N/A | #N/A | #N/A | #N/A | #N/A | #N/A | #N/A | #N/A | #N/A | #N/A
TRUE | QLD | QLIL | Lilyvale 66 | Energy Queensland | Summer | Non-coincident | 2028 | POE90 | -3.3798 | NA | QLD Lilyvale 66 |  |  | FALSE | #N/A | #N/A | #N/A | #N/A | #N/A | #N/A | #N/A | #N/A | #N/A | #N/A
TRUE | QLD | QLIL | Lilyvale 66 | Energy Queensland | Summer | Non-coincident | 2028 | POE50 | 11.6771 | 136.7798 | QLD Lilyvale 66 |  |  | FALSE | #N/A | #N/A | #N/A | #N/A | #N/A | #N/A | #N/A | #N/A | #N/A | #N/A
TRUE | QLD | QLIL | Lilyvale 66 | Energy Queensland | Summer | Coincident_unreconciled | 2029 | POE90 | -20.345 | NA | QLD Lilyvale 66 |  |  | FALSE | #N/A | #N/A | #N/A | #N/A | #N/A | #N/A | #N/A | #N/A | #N/A | #N/A
TRUE | QLD | QLIL | Lilyvale 66 | Energy Queensland | Summer | Coincident_unreconciled | 2029 | POE50 | 0.10345 | NA | QLD Lilyvale 66 |  |  | FALSE | #N/A | #N/A | #N/A | #N/A | #N/A | #N/A | #N/A | #N/A | #N/A | #N/A
TRUE | QLD | QLIL | Lilyvale 66 | Energy Queensland | Summer | Non-coincident | 2029 | POE90 | -3.4615 | NA | QLD Lilyvale 66 |  |  | FALSE | #N/A | #N/A | #N/A | #N/A | #N/A | #N/A | #N/A | #N/A | #N/A | #N/A
TRUE | QLD | QLIL | Lilyvale 66 | Energy Queensland | Summer | Non-coincident | 2029 | POE50 | 11.6103 | 137.0452 | QLD Lilyvale 66 |  |  | FALSE | #N/A | #N/A | #N/A | #N/A | #N/A | #N/A | #N/A | #N/A | #N/A | #N/A
TRUE | QLD | QLIL | Lilyvale 66 | Energy Queensland | Summer | Coincident_unreconciled | 2030 | POE90 | -20.345 | NA | QLD Lilyvale 66 |  |  | FALSE | #N/A | #N/A | #N/A | #N/A | #N/A | #N/A | #N/A | #N/A | #N/A | #N/A
TRUE | QLD | QLIL | Lilyvale 66 | Energy Queensland | Summer | Coincident_unreconciled | 2030 | POE50 | 0.10345 | NA | QLD Lilyvale 66 |  |  | FALSE | #N/A | #N/A | #N/A | #N/A | #N/A | #N/A | #N/A | #N/A | #N/A | #N/A
TRUE | QLD | QLIL | Lilyvale 66 | Energy Queensland | Summer | Non-coincident | 2030 | POE90 | -3.4869 | NA | QLD Lilyvale 66 |  |  | FALSE | #N/A | #N/A | #N/A | #N/A | #N/A | #N/A | #N/A | #N/A | #N/A | #N/A
TRUE | QLD | QLIL | Lilyvale 66 | Energy Queensland | Summer | Non-coincident | 2030 | POE50 | 11.5999 | 137.3419 | QLD Lilyvale 66 |  |  | FALSE | #N/A | #N/A | #N/A | #N/A | #N/A | #N/A | #N/A | #N/A | #N/A | #N/A
TRUE | QLD | QLIL | Lilyvale 66 | Energy Queensland | Winter | Coincident | 2016 | ACTUAL_OPG | 38.9412 | 49.5634 | QLD Lilyvale 66 |  |  | FALSE | #N/A | #N/A | #N/A | #N/A | #N/A | #N/A | #N/A | #N/A | #N/A | #N/A
TRUE | QLD | QLIL | Lilyvale 66 | Energy Queensland | Winter | Coincident | 2016 | ACTUAL_RAW | 38.9412 | 49.5634 | QLD Lilyvale 66 |  |  | FALSE | #N/A | #N/A | #N/A | #N/A | #N/A | #N/A | #N/A | #N/A | #N/A | #N/A
TRUE | QLD | QLIL | Lilyvale 66 | Energy Queensland | Winter | Non-coincident | 2016 | ACTUAL_RAW | 8.3558 | 87.0703 | QLD Lilyvale 66 |  |  | FALSE | #N/A | #N/A | #N/A | #N/A | #N/A | #N/A | #N/A | #N/A | #N/A | #N/A
TRUE | QLD | QLIL | Lilyvale 66 | Energy Queensland | Winter | Non-coincident | 2016 | ACTUAL_OPG | 8.3558 | 87.0703 | QLD Lilyvale 66 |  |  | FALSE | #N/A | #N/A | #N/A | #N/A | #N/A | #N/A | #N/A | #N/A | #N/A | #N/A
TRUE | QLD | QLIL | Lilyvale 66 | Energy Queensland | Winter | Non-coincident | 2016 | ACTUAL_ADJUSTEDOPG | 8.3558 | 87.0703 | QLD Lilyvale 66 |  |  | FALSE | #N/A | #N/A | #N/A | #N/A | #N/A | #N/A | #N/A | #N/A | #N/A | #N/A
TRUE | QLD | QLIL | Lilyvale 66 | Energy Queensland | Winter | Coincident | 2017 | ACTUAL_OPG | 44.5707 | 24.8415 | QLD Lilyvale 66 |  |  | FALSE | #N/A | #N/A | #N/A | #N/A | #N/A | #N/A | #N/A | #N/A | #N/A | #N/A
TRUE | QLD | QLIL | Lilyvale 66 | Energy Queensland | Winter | Coincident | 2017 | ACTUAL_RAW | 44.5707 | 24.8415 | QLD Lilyvale 66 |  |  | FALSE | #N/A | #N/A | #N/A | #N/A | #N/A | #N/A | #N/A | #N/A | #N/A | #N/A
TRUE | QLD | QLIL | Lilyvale 66 | Energy Queensland | Winter | Non-coincident | 2017 | ACTUAL_RAW | -0.16744 | 85.2679 | QLD Lilyvale 66 |  |  | FALSE | #N/A | #N/A | #N/A | #N/A | #N/A | #N/A | #N/A | #N/A | #N/A | #N/A
TRUE | QLD | QLIL | Lilyvale 66 | Energy Queensland | Winter | Non-coincident | 2017 | ACTUAL_OPG | -0.16744 | 85.2679 | QLD Lilyvale 66 |  |  | FALSE | #N/A | #N/A | #N/A | #N/A | #N/A | #N/A | #N/A | #N/A | #N/A | #N/A
TRUE | QLD | QLIL | Lilyvale 66 | Energy Queensland | Winter | Non-coincident | 2017 | ACTUAL_ADJUSTEDOPG | -0.16744 | 85.2679 | QLD Lilyvale 66 |  |  | FALSE | #N/A | #N/A | #N/A | #N/A | #N/A | #N/A | #N/A | #N/A | #N/A | #N/A
TRUE | QLD | QLIL | Lilyvale 66 | Energy Queensland | Winter | Coincident | 2018 | ACTUAL_OPG | 40.8936 | 49.3488 | QLD Lilyvale 66 |  |  | FALSE | #N/A | #N/A | #N/A | #N/A | #N/A | #N/A | #N/A | #N/A | #N/A | #N/A
TRUE | QLD | QLIL | Lilyvale 66 | Energy Queensland | Winter | Coincident | 2018 | ACTUAL_RAW | 40.8936 | 49.3488 | QLD Lilyvale 66 |  |  | FALSE | #N/A | #N/A | #N/A | #N/A | #N/A | #N/A | #N/A | #N/A | #N/A | #N/A
TRUE | QLD | QLIL | Lilyvale 66 | Energy Queensland | Winter | Non-coincident | 2018 | ACTUAL_RAW | -9.879 | 95.6218 | QLD Lilyvale 66 |  |  | FALSE | #N/A | #N/A | #N/A | #N/A | #N/A | #N/A | #N/A | #N/A | #N/A | #N/A
TRUE | QLD | QLIL | Lilyvale 66 | Energy Queensland | Winter | Non-coincident | 2018 | ACTUAL_OPG | -9.879 | 95.6218 | QLD Lilyvale 66 |  |  | FALSE | #N/A | #N/A | #N/A | #N/A | #N/A | #N/A | #N/A | #N/A | #N/A | #N/A
TRUE | QLD | QLIL | Lilyvale 66 | Energy Queensland | Winter | Non-coincident | 2018 | ACTUAL_ADJUSTEDOPG | -9.879 | 95.6218 | QLD Lilyvale 66 |  |  | FALSE | #N/A | #N/A | #N/A | #N/A | #N/A | #N/A | #N/A | #N/A | #N/A | #N/A
TRUE | QLD | QLIL | Lilyvale 66 | Energy Queensland | Winter | Coincident | 2019 | ACTUAL_OPG | 55.3271 | 49.2349 | QLD Lilyvale 66 |  |  | FALSE | #N/A | #N/A | #N/A | #N/A | #N/A | #N/A | #N/A | #N/A | #N/A | #N/A
TRUE | QLD | QLIL | Lilyvale 66 | Energy Queensland | Winter | Coincident | 2019 | ACTUAL_RAW | -3.0589 | 49.6029 | QLD Lilyvale 66 |  |  | FALSE | #N/A | #N/A | #N/A | #N/A | #N/A | #N/A | #N/A | #N/A | #N/A | #N/A
TRUE | QLD | QLIL | Lilyvale 66 | Energy Queensland | Winter | Non-coincident | 2019 | ACTUAL_RAW | -34.7822 | 83.6239 | QLD Lilyvale 66 |  |  | FALSE | #N/A | #N/A | #N/A | #N/A | #N/A | #N/A | #N/A | #N/A | #N/A | #N/A
TRUE | QLD | QLIL | Lilyvale 66 | Energy Queensland | Winter | Non-coincident | 2019 | ACTUAL_OPG | 11.7265 | 93.9714 | QLD Lilyvale 66 |  |  | FALSE | #N/A | #N/A | #N/A | #N/A | #N/A | #N/A | #N/A | #N/A | #N/A | #N/A
TRUE | QLD | QLIL | Lilyvale 66 | Energy Queensland | Winter | Non-coincident | 2019 | ACTUAL_ADJUSTEDOPG | 11.7265 | 93.9714 | QLD Lilyvale 66 |  |  | FALSE | #N/A | #N/A | #N/A | #N/A | #N/A | #N/A | #N/A | #N/A | #N/A | #N/A
TRUE | QLD | QLIL | Lilyvale 66 | Energy Queensland | Winter | Non-coincident | 2019 | BASEYEARPOE90 | -31.1395 | NA | QLD Lilyvale 66 |  |  | FALSE | #N/A | #N/A | #N/A | #N/A | #N/A | #N/A | #N/A | #N/A | #N/A | #N/A
TRUE | QLD | QLIL | Lilyvale 66 | Energy Queensland | Winter | Non-coincident | 2019 | BASEYEARPOE50 | -14.8336 | 78.8435 | QLD Lilyvale 66 |  |  | FALSE | #N/A | #N/A | #N/A | #N/A | #N/A | #N/A | #N/A | #N/A | #N/A | #N/A
TRUE | QLD | QLIL | Lilyvale 66 | Energy Queensland | Winter | Coincident_unreconciled | 2020 | POE90 | 35.0046 | NA | QLD Lilyvale 66 |  |  | FALSE | #N/A | #N/A | #N/A | #N/A | #N/A | #N/A | #N/A | #N/A | #N/A | #N/A
TRUE | QLD | QLIL | Lilyvale 66 | Energy Queensland | Winter | Coincident_unreconciled | 2020 | POE50 | 39.0234 | NA | QLD Lilyvale 66 |  |  | FALSE | #N/A | #N/A | #N/A | #N/A | #N/A | #N/A | #N/A | #N/A | #N/A | #N/A
TRUE | QLD | QLIL | Lilyvale 66 | Energy Queensland | Winter | Non-coincident | 2020 | POE90 | -25 | NA | QLD Lilyvale 66 |  |  | FALSE | #N/A | #N/A | #N/A | #N/A | #N/A | #N/A | #N/A | #N/A | #N/A | #N/A
TRUE | QLD | QLIL | Lilyvale 66 | Energy Queensland | Winter | Non-coincident | 2020 | POE50 | -10 | 95.3024 | QLD Lilyvale 66 |  |  | FALSE | #N/A | #N/A | #N/A | #N/A | #N/A | #N/A | #N/A | #N/A | #N/A | #N/A
TRUE | QLD | QLIL | Lilyvale 66 | Energy Queensland | Winter | Coincident_unreconciled | 2021 | POE90 | 35.0046 | NA | QLD Lilyvale 66 |  |  | FALSE | #N/A | #N/A | #N/A | #N/A | #N/A | #N/A | #N/A | #N/A | #N/A | #N/A
TRUE | QLD | QLIL | Lilyvale 66 | Energy Queensland | Winter | Coincident_unreconciled | 2021 | POE50 | 39.0234 | NA | QLD Lilyvale 66 |  |  | FALSE | #N/A | #N/A | #N/A | #N/A | #N/A | #N/A | #N/A | #N/A | #N/A | #N/A
TRUE | QLD | QLIL | Lilyvale 66 | Energy Queensland | Winter | Non-coincident | 2021 | POE90 | -25.1912 | NA | QLD Lilyvale 66 |  |  | FALSE | #N/A | #N/A | #N/A | #N/A | #N/A | #N/A | #N/A | #N/A | #N/A | #N/A
TRUE | QLD | QLIL | Lilyvale 66 | Energy Queensland | Winter | Non-coincident | 2021 | POE50 | -11.0661 | 94.842 | QLD Lilyvale 66 |  |  | FALSE | #N/A | #N/A | #N/A | #N/A | #N/A | #N/A | #N/A | #N/A | #N/A | #N/A
TRUE | QLD | QLIL | Lilyvale 66 | Energy Queensland | Winter | Coincident_unreconciled | 2022 | POE90 | 35.0046 | NA | QLD Lilyvale 66 |  |  | FALSE | #N/A | #N/A | #N/A | #N/A | #N/A | #N/A | #N/A | #N/A | #N/A | #N/A
TRUE | QLD | QLIL | Lilyvale 66 | Energy Queensland | Winter | Coincident_unreconciled | 2022 | POE50 | 39.0234 | NA | QLD Lilyvale 66 |  |  | FALSE | #N/A | #N/A | #N/A | #N/A | #N/A | #N/A | #N/A | #N/A | #N/A | #N/A
TRUE | QLD | QLIL | Lilyvale 66 | Energy Queensland | Winter | Non-coincident | 2022 | POE90 | -25.3165 | NA | QLD Lilyvale 66 |  |  | FALSE | #N/A | #N/A | #N/A | #N/A | #N/A | #N/A | #N/A | #N/A | #N/A | #N/A
TRUE | QLD | QLIL | Lilyvale 66 | Energy Queensland | Winter | Non-coincident | 2022 | POE50 | -11.7983 | 94.697 | QLD Lilyvale 66 |  |  | FALSE | #N/A | #N/A | #N/A | #N/A | #N/A | #N/A | #N/A | #N/A | #N/A | #N/A
TRUE | QLD | QLIL | Lilyvale 66 | Energy Queensland | Winter | Coincident_unreconciled | 2023 | POE90 | 35.0046 | NA | QLD Lilyvale 66 |  |  | FALSE | #N/A | #N/A | #N/A | #N/A | #N/A | #N/A | #N/A | #N/A | #N/A | #N/A
TRUE | QLD | QLIL | Lilyvale 66 | Energy Queensland | Winter | Coincident_unreconciled | 2023 | POE50 | 39.0234 | NA | QLD Lilyvale 66 |  |  | FALSE | #N/A | #N/A | #N/A | #N/A | #N/A | #N/A | #N/A | #N/A | #N/A | #N/A
TRUE | QLD | QLIL | Lilyvale 66 | Energy Queensland | Winter | Non-coincident | 2023 | POE90 | -25.4111 | NA | QLD Lilyvale 66 |  |  | FALSE | #N/A | #N/A | #N/A | #N/A | #N/A | #N/A | #N/A | #N/A | #N/A | #N/A
TRUE | QLD | QLIL | Lilyvale 66 | Energy Queensland | Winter | Non-coincident | 2023 | POE50 | -12.3625 | 94.6162 | QLD Lilyvale 66 |  |  | FALSE | #N/A | #N/A | #N/A | #N/A | #N/A | #N/A | #N/A | #N/A | #N/A | #N/A
TRUE | QLD | QLIL | Lilyvale 66 | Energy Queensland | Winter | Coincident_unreconciled | 2024 | POE90 | 35.0046 | NA | QLD Lilyvale 66 |  |  | FALSE | #N/A | #N/A | #N/A | #N/A | #N/A | #N/A | #N/A | #N/A | #N/A | #N/A
TRUE | QLD | QLIL | Lilyvale 66 | Energy Queensland | Winter | Coincident_unreconciled | 2024 | POE50 | 39.0234 | NA | QLD Lilyvale 66 |  |  | FALSE | #N/A | #N/A | #N/A | #N/A | #N/A | #N/A | #N/A | #N/A | #N/A | #N/A
TRUE | QLD | QLIL | Lilyvale 66 | Energy Queensland | Winter | Non-coincident | 2024 | POE90 | -25.5387 | NA | QLD Lilyvale 66 |  |  | FALSE | #N/A | #N/A | #N/A | #N/A | #N/A | #N/A | #N/A | #N/A | #N/A | #N/A
TRUE | QLD | QLIL | Lilyvale 66 | Energy Queensland | Winter | Non-coincident | 2024 | POE50 | -12.763 | 94.6014 | QLD Lilyvale 66 |  |  | FALSE | #N/A | #N/A | #N/A | #N/A | #N/A | #N/A | #N/A | #N/A | #N/A | #N/A
TRUE | QLD | QLIL | Lilyvale 66 | Energy Queensland | Winter | Coincident_unreconciled | 2025 | POE90 | 35.0046 | NA | QLD Lilyvale 66 |  |  | FALSE | #N/A | #N/A | #N/A | #N/A | #N/A | #N/A | #N/A | #N/A | #N/A | #N/A
TRUE | QLD | QLIL | Lilyvale 66 | Energy Queensland | Winter | Coincident_unreconciled | 2025 | POE50 | 39.0234 | NA | QLD Lilyvale 66 |  |  | FALSE | #N/A | #N/A | #N/A | #N/A | #N/A | #N/A | #N/A | #N/A | #N/A | #N/A
TRUE | QLD | QLIL | Lilyvale 66 | Energy Queensland | Winter | Non-coincident | 2025 | POE90 | -25.979 | NA | QLD Lilyvale 66 |  |  | FALSE | #N/A | #N/A | #N/A | #N/A | #N/A | #N/A | #N/A | #N/A | #N/A | #N/A
TRUE | QLD | QLIL | Lilyvale 66 | Energy Queensland | Winter | Non-coincident | 2025 | POE50 | -13.1967 | 94.5785 | QLD Lilyvale 66 |  |  | FALSE | #N/A | #N/A | #N/A | #N/A | #N/A | #N/A | #N/A | #N/A | #N/A | #N/A
TRUE | QLD | QLIL | Lilyvale 66 | Energy Queensland | Winter | Coincident_unreconciled | 2026 | POE90 | 35.0046 | NA | QLD Lilyvale 66 |  |  | FALSE | #N/A | #N/A | #N/A | #N/A | #N/A | #N/A | #N/A | #N/A | #N/A | #N/A
TRUE | QLD | QLIL | Lilyvale 66 | Energy Queensland | Winter | Coincident_unreconciled | 2026 | POE50 | 39.0234 | NA | QLD Lilyvale 66 |  |  | FALSE | #N/A | #N/A | #N/A | #N/A | #N/A | #N/A | #N/A | #N/A | #N/A | #N/A
TRUE | QLD | QLIL | Lilyvale 66 | Energy Queensland | Winter | Non-coincident | 2026 | POE90 | -1.516 | NA | QLD Lilyvale 66 |  |  | FALSE | #N/A | #N/A | #N/A | #N/A | #N/A | #N/A | #N/A | #N/A | #N/A | #N/A
TRUE | QLD | QLIL | Lilyvale 66 | Energy Queensland | Winter | Non-coincident | 2026 | POE50 | 11.2735 | 110.3586 | QLD Lilyvale 66 |  |  | FALSE | #N/A | #N/A | #N/A | #N/A | #N/A | #N/A | #N/A | #N/A | #N/A | #N/A
TRUE | QLD | QLIL | Lilyvale 66 | Energy Queensland | Winter | Coincident_unreconciled | 2027 | POE90 | 35.0046 | NA | QLD Lilyvale 66 |  |  | FALSE | #N/A | #N/A | #N/A | #N/A | #N/A | #N/A | #N/A | #N/A | #N/A | #N/A
TRUE | QLD | QLIL | Lilyvale 66 | Energy Queensland | Winter | Coincident_unreconciled | 2027 | POE50 | 39.0234 | NA | QLD Lilyvale 66 |  |  | FALSE | #N/A | #N/A | #N/A | #N/A | #N/A | #N/A | #N/A | #N/A | #N/A | #N/A
TRUE | QLD | QLIL | Lilyvale 66 | Energy Queensland | Winter | Non-coincident | 2027 | POE90 | -1.732 | NA | QLD Lilyvale 66 |  |  | FALSE | #N/A | #N/A | #N/A | #N/A | #N/A | #N/A | #N/A | #N/A | #N/A | #N/A
TRUE | QLD | QLIL | Lilyvale 66 | Energy Queensland | Winter | Non-coincident | 2027 | POE50 | 11.0715 | 110.5694 | QLD Lilyvale 66 |  |  | FALSE | #N/A | #N/A | #N/A | #N/A | #N/A | #N/A | #N/A | #N/A | #N/A | #N/A
TRUE | QLD | QLIL | Lilyvale 66 | Energy Queensland | Winter | Coincident_unreconciled | 2028 | POE90 | 35.0046 | NA | QLD Lilyvale 66 |  |  | FALSE | #N/A | #N/A | #N/A | #N/A | #N/A | #N/A | #N/A | #N/A | #N/A | #N/A
TRUE | QLD | QLIL | Lilyvale 66 | Energy Queensland | Winter | Coincident_unreconciled | 2028 | POE50 | 39.0234 | NA | QLD Lilyvale 66 |  |  | FALSE | #N/A | #N/A | #N/A | #N/A | #N/A | #N/A | #N/A | #N/A | #N/A | #N/A
TRUE | QLD | QLIL | Lilyvale 66 | Energy Queensland | Winter | Non-coincident | 2028 | POE90 | -1.9107 | NA | QLD Lilyvale 66 |  |  | FALSE | #N/A | #N/A | #N/A | #N/A | #N/A | #N/A | #N/A | #N/A | #N/A | #N/A
TRUE | QLD | QLIL | Lilyvale 66 | Energy Queensland | Winter | Non-coincident | 2028 | POE50 | 10.9069 | 110.7897 | QLD Lilyvale 66 |  |  | FALSE | #N/A | #N/A | #N/A | #N/A | #N/A | #N/A | #N/A | #N/A | #N/A | #N/A
TRUE | QLD | QLIL | Lilyvale 66 | Energy Queensland | Winter | Coincident_unreconciled | 2029 | POE90 | 35.0046 | NA | QLD Lilyvale 66 |  |  | FALSE | #N/A | #N/A | #N/A | #N/A | #N/A | #N/A | #N/A | #N/A | #N/A | #N/A
TRUE | QLD | QLIL | Lilyvale 66 | Energy Queensland | Winter | Coincident_unreconciled | 2029 | POE50 | 39.0234 | NA | QLD Lilyvale 66 |  |  | FALSE | #N/A | #N/A | #N/A | #N/A | #N/A | #N/A | #N/A | #N/A | #N/A | #N/A
TRUE | QLD | QLIL | Lilyvale 66 | Energy Queensland | Winter | Non-coincident | 2029 | POE90 | -2.0441 | NA | QLD Lilyvale 66 |  |  | FALSE | #N/A | #N/A | #N/A | #N/A | #N/A | #N/A | #N/A | #N/A | #N/A | #N/A
TRUE | QLD | QLIL | Lilyvale 66 | Energy Queensland | Winter | Non-coincident | 2029 | POE50 | 10.7872 | 111.0174 | QLD Lilyvale 66 |  |  | FALSE | #N/A | #N/A | #N/A | #N/A | #N/A | #N/A | #N/A | #N/A | #N/A | #N/A
TRUE | QLD | QLIL | Lilyvale 66 | Energy Queensland | Shoulder | Non-coincident | 2019 | BASEYEARPOE10 | NA | 88.3503 | QLD Lilyvale 66 |  |  | FALSE | #N/A | #N/A | #N/A | #N/A | #N/A | #N/A | #N/A | #N/A | #N/A | #N/A
TRUE | QLD | QLIL | Lilyvale 66 | Energy Queensland | Shoulder | Coincident | 2021 | POE10 | NA | 83.9733 | QLD Lilyvale 66 |  |  | FALSE | #N/A | #N/A | #N/A | #N/A | #N/A | #N/A | #N/A | #N/A | #N/A | #N/A
TRUE | QLD | QLIL | Lilyvale 66 | Energy Queensland | Shoulder | Coincident | 2021 | POE50 | NA | 84.1925 | QLD Lilyvale 66 |  |  | FALSE | #N/A | #N/A | #N/A | #N/A | #N/A | #N/A | #N/A | #N/A | #N/A | #N/A
TRUE | QLD | QLIL | Lilyvale 66 | Energy Queensland | Shoulder | Non-coincident | 2021 | POE10 | NA | 102.7593 | QLD Lilyvale 66 |  |  | FALSE | #N/A | #N/A | #N/A | #N/A | #N/A | #N/A | #N/A | #N/A | #N/A | #N/A
TRUE | QLD | QLIL | Lilyvale 66 | Energy Queensland | Shoulder | Coincident | 2022 | POE10 | NA | 86.3119 | QLD Lilyvale 66 |  |  | FALSE | #N/A | #N/A | #N/A | #N/A | #N/A | #N/A | #N/A | #N/A | #N/A | #N/A
TRUE | QLD | QLIL | Lilyvale 66 | Energy Queensland | Shoulder | Coincident | 2022 | POE50 | NA | 85.0935 | QLD Lilyvale 66 |  |  | FALSE | #N/A | #N/A | #N/A | #N/A | #N/A | #N/A | #N/A | #N/A | #N/A | #N/A
TRUE | QLD | QLIL | Lilyvale 66 | Energy Queensland | Shoulder | Non-coincident | 2022 | POE10 | NA | 102.2451 | QLD Lilyvale 66 |  |  | FALSE | #N/A | #N/A | #N/A | #N/A | #N/A | #N/A | #N/A | #N/A | #N/A | #N/A
TRUE | QLD | QLIL | Lilyvale 66 | Energy Queensland | Shoulder | Coincident | 2023 | POE10 | NA | 86.5737 | QLD Lilyvale 66 |  |  | FALSE | #N/A | #N/A | #N/A | #N/A | #N/A | #N/A | #N/A | #N/A | #N/A | #N/A
TRUE | QLD | QLIL | Lilyvale 66 | Energy Queensland | Shoulder | Coincident | 2023 | POE50 | NA | 85.7641 | QLD Lilyvale 66 |  |  | FALSE | #N/A | #N/A | #N/A | #N/A | #N/A | #N/A | #N/A | #N/A | #N/A | #N/A
TRUE | QLD | QLIL | Lilyvale 66 | Energy Queensland | Shoulder | Non-coincident | 2023 | POE10 | NA | 101.9513 | QLD Lilyvale 66 |  |  | FALSE | #N/A | #N/A | #N/A | #N/A | #N/A | #N/A | #N/A | #N/A | #N/A | #N/A
TRUE | QLD | QLIL | Lilyvale 66 | Energy Queensland | Shoulder | Coincident | 2024 | POE10 | NA | 87.0835 | QLD Lilyvale 66 |  |  | FALSE | #N/A | #N/A | #N/A | #N/A | #N/A | #N/A | #N/A | #N/A | #N/A | #N/A
TRUE | QLD | QLIL | Lilyvale 66 | Energy Queensland | Shoulder | Coincident | 2024 | POE50 | NA | 87.4038 | QLD Lilyvale 66 |  |  | FALSE | #N/A | #N/A | #N/A | #N/A | #N/A | #N/A | #N/A | #N/A | #N/A | #N/A
TRUE | QLD | QLIL | Lilyvale 66 | Energy Queensland | Shoulder | Non-coincident | 2024 | POE10 | NA | 101.7794 | QLD Lilyvale 66 |  |  | FALSE | #N/A | #N/A | #N/A | #N/A | #N/A | #N/A | #N/A | #N/A | #N/A | #N/A
TRUE | QLD | QLIL | Lilyvale 66 | Energy Queensland | Shoulder | Coincident | 2025 | POE10 | NA | 87.4438 | QLD Lilyvale 66 |  |  | FALSE | #N/A | #N/A | #N/A | #N/A | #N/A | #N/A | #N/A | #N/A | #N/A | #N/A
TRUE | QLD | QLIL | Lilyvale 66 | Energy Queensland | Shoulder | Coincident | 2025 | POE50 | NA | 87.1283 | QLD Lilyvale 66 |  |  | FALSE | #N/A | #N/A | #N/A | #N/A | #N/A | #N/A | #N/A | #N/A | #N/A | #N/A
TRUE | QLD | QLIL | Lilyvale 66 | Energy Queensland | Shoulder | Non-coincident | 2025 | POE10 | NA | 101.6313 | QLD Lilyvale 66 |  |  | FALSE | #N/A | #N/A | #N/A | #N/A | #N/A | #N/A | #N/A | #N/A | #N/A | #N/A
TRUE | QLD | QLIL | Lilyvale 66 | Energy Queensland | Shoulder | Coincident | 2026 | POE10 | NA | 92.3482 | QLD Lilyvale 66 |  |  | FALSE | #N/A | #N/A | #N/A | #N/A | #N/A | #N/A | #N/A | #N/A | #N/A | #N/A
TRUE | QLD | QLIL | Lilyvale 66 | Energy Queensland | Shoulder | Coincident | 2026 | POE50 | NA | 92.682 | QLD Lilyvale 66 |  |  | FALSE | #N/A | #N/A | #N/A | #N/A | #N/A | #N/A | #N/A | #N/A | #N/A | #N/A
TRUE | QLD | QLIL | Lilyvale 66 | Energy Queensland | Shoulder | Non-coincident | 2026 | POE10 | NA | 107.6314 | QLD Lilyvale 66 |  |  | FALSE | #N/A | #N/A | #N/A | #N/A | #N/A | #N/A | #N/A | #N/A | #N/A | #N/A
TRUE | QLD | QLIL | Lilyvale 66 | Energy Queensland | Shoulder | Coincident | 2027 | POE10 | NA | 97.3857 | QLD Lilyvale 66 |  |  | FALSE | #N/A | #N/A | #N/A | #N/A | #N/A | #N/A | #N/A | #N/A | #N/A | #N/A
TRUE | QLD | QLIL | Lilyvale 66 | Energy Queensland | Shoulder | Coincident | 2027 | POE50 | NA | 97.7923 | QLD Lilyvale 66 |  |  | FALSE | #N/A | #N/A | #N/A | #N/A | #N/A | #N/A | #N/A | #N/A | #N/A | #N/A
TRUE | QLD | QLIL | Lilyvale 66 | Energy Queensland | Shoulder | Non-coincident | 2027 | POE10 | NA | 113.8753 | QLD Lilyvale 66 |  |  | FALSE | #N/A | #N/A | #N/A | #N/A | #N/A | #N/A | #N/A | #N/A | #N/A | #N/A
TRUE | QLD | QLIL | Lilyvale 66 | Energy Queensland | Shoulder | Coincident | 2028 | POE10 | NA | 97.2835 | QLD Lilyvale 66 |  |  | FALSE | #N/A | #N/A | #N/A | #N/A | #N/A | #N/A | #N/A | #N/A | #N/A | #N/A
TRUE | QLD | QLIL | Lilyvale 66 | Energy Queensland | Shoulder | Coincident | 2028 | POE50 | NA | 97.9263 | QLD Lilyvale 66 |  |  | FALSE | #N/A | #N/A | #N/A | #N/A | #N/A | #N/A | #N/A | #N/A | #N/A | #N/A
TRUE | QLD | QLIL | Lilyvale 66 | Energy Queensland | Shoulder | Non-coincident | 2028 | POE10 | NA | 114.1891 | QLD Lilyvale 66 |  |  | FALSE | #N/A | #N/A | #N/A | #N/A | #N/A | #N/A | #N/A | #N/A | #N/A | #N/A
TRUE | QLD | QLIL | Lilyvale 66 | Energy Queensland | Shoulder | Coincident | 2029 | POE10 | NA | 98.4965 | QLD Lilyvale 66 |  |  | FALSE | #N/A | #N/A | #N/A | #N/A | #N/A | #N/A | #N/A | #N/A | #N/A | #N/A
TRUE | QLD | QLIL | Lilyvale 66 | Energy Queensland | Shoulder | Coincident | 2029 | POE50 | NA | 98.5637 | QLD Lilyvale 66 |  |  | FALSE | #N/A | #N/A | #N/A | #N/A | #N/A | #N/A | #N/A | #N/A | #N/A | #N/A
TRUE | QLD | QLIL | Lilyvale 66 | Energy Queensland | Shoulder | Non-coincident | 2029 | POE10 | NA | 114.5458 | QLD Lilyvale 66 |  |  | FALSE | #N/A | #N/A | #N/A | #N/A | #N/A | #N/A | #N/A | #N/A | #N/A | #N/A
TRUE | QLD | QLIL | Lilyvale 66 | Energy Queensland | Shoulder | Coincident | 2030 | POE10 | NA | 98.823 | QLD Lilyvale 66 |  |  | FALSE | #N/A | #N/A | #N/A | #N/A | #N/A | #N/A | #N/A | #N/A | #N/A | #N/A
TRUE | QLD | QLIL | Lilyvale 66 | Energy Queensland | Shoulder | Coincident | 2030 | POE50 | NA | 98.9933 | QLD Lilyvale 66 |  |  | FALSE | #N/A | #N/A | #N/A | #N/A | #N/A | #N/A | #N/A | #N/A | #N/A | #N/A
TRUE | QLD | QLIL | Lilyvale 66 | Energy Queensland | Shoulder | Non-coincident | 2030 | POE10 | NA | 114.9328 | QLD Lilyvale 66 |  |  | FALSE | #N/A | #N/A | #N/A | #N/A | #N/A | #N/A | #N/A | #N/A | #N/A | #N/A
TRUE | QLD | QLIL | Lilyvale 66 | Energy Queensland | Summer | Non-coincident | 2019 | BASEYEARPOE10 | NA | 89.9262 | QLD Lilyvale 66 |  |  | FALSE | #N/A | #N/A | #N/A | #N/A | #N/A | #N/A | #N/A | #N/A | #N/A | #N/A
TRUE | QLD | QLIL | Lilyvale 66 | Energy Queensland | Summer | Coincident | 2021 | POE10 | NA | 80.1154 | QLD Lilyvale 66 |  |  | FALSE | #N/A | #N/A | #N/A | #N/A | #N/A | #N/A | #N/A | #N/A | #N/A | #N/A
TRUE | QLD | QLIL | Lilyvale 66 | Energy Queensland | Summer | Coincident | 2021 | POE50 | NA | 79.6935 | QLD Lilyvale 66 |  |  | FALSE | #N/A | #N/A | #N/A | #N/A | #N/A | #N/A | #N/A | #N/A | #N/A | #N/A
TRUE | QLD | QLIL | Lilyvale 66 | Energy Queensland | Summer | Non-coincident | 2021 | POE10 | NA | 124.2171 | QLD Lilyvale 66 |  |  | FALSE | #N/A | #N/A | #N/A | #N/A | #N/A | #N/A | #N/A | #N/A | #N/A | #N/A
TRUE | QLD | QLIL | Lilyvale 66 | Energy Queensland | Summer | Coincident | 2022 | POE10 | NA | 81.5951 | QLD Lilyvale 66 |  |  | FALSE | #N/A | #N/A | #N/A | #N/A | #N/A | #N/A | #N/A | #N/A | #N/A | #N/A
TRUE | QLD | QLIL | Lilyvale 66 | Energy Queensland | Summer | Coincident | 2022 | POE50 | NA | 81.0419 | QLD Lilyvale 66 |  |  | FALSE | #N/A | #N/A | #N/A | #N/A | #N/A | #N/A | #N/A | #N/A | #N/A | #N/A
TRUE | QLD | QLIL | Lilyvale 66 | Energy Queensland | Summer | Non-coincident | 2022 | POE10 | NA | 123.9528 | QLD Lilyvale 66 |  |  | FALSE | #N/A | #N/A | #N/A | #N/A | #N/A | #N/A | #N/A | #N/A | #N/A | #N/A
TRUE | QLD | QLIL | Lilyvale 66 | Energy Queensland | Summer | Coincident | 2023 | POE10 | NA | 82.1371 | QLD Lilyvale 66 |  |  | FALSE | #N/A | #N/A | #N/A | #N/A | #N/A | #N/A | #N/A | #N/A | #N/A | #N/A
TRUE | QLD | QLIL | Lilyvale 66 | Energy Queensland | Summer | Coincident | 2023 | POE50 | NA | 81.4008 | QLD Lilyvale 66 |  |  | FALSE | #N/A | #N/A | #N/A | #N/A | #N/A | #N/A | #N/A | #N/A | #N/A | #N/A
TRUE | QLD | QLIL | Lilyvale 66 | Energy Queensland | Summer | Non-coincident | 2023 | POE10 | NA | 123.8603 | QLD Lilyvale 66 |  |  | FALSE | #N/A | #N/A | #N/A | #N/A | #N/A | #N/A | #N/A | #N/A | #N/A | #N/A
TRUE | QLD | QLIL | Lilyvale 66 | Energy Queensland | Summer | Coincident | 2024 | POE10 | NA | 83.1762 | QLD Lilyvale 66 |  |  | FALSE | #N/A | #N/A | #N/A | #N/A | #N/A | #N/A | #N/A | #N/A | #N/A | #N/A
TRUE | QLD | QLIL | Lilyvale 66 | Energy Queensland | Summer | Coincident | 2024 | POE50 | NA | 82.5112 | QLD Lilyvale 66 |  |  | FALSE | #N/A | #N/A | #N/A | #N/A | #N/A | #N/A | #N/A | #N/A | #N/A | #N/A
TRUE | QLD | QLIL | Lilyvale 66 | Energy Queensland | Summer | Non-coincident | 2024 | POE10 | NA | 123.8414 | QLD Lilyvale 66 |  |  | FALSE | #N/A | #N/A | #N/A | #N/A | #N/A | #N/A | #N/A | #N/A | #N/A | #N/A
TRUE | QLD | QLIL | Lilyvale 66 | Energy Queensland | Summer | Coincident | 2025 | POE10 | NA | 82.8832 | QLD Lilyvale 66 |  |  | FALSE | #N/A | #N/A | #N/A | #N/A | #N/A | #N/A | #N/A | #N/A | #N/A | #N/A
TRUE | QLD | QLIL | Lilyvale 66 | Energy Queensland | Summer | Coincident | 2025 | POE50 | NA | 82.6459 | QLD Lilyvale 66 |  |  | FALSE | #N/A | #N/A | #N/A | #N/A | #N/A | #N/A | #N/A | #N/A | #N/A | #N/A
TRUE | QLD | QLIL | Lilyvale 66 | Energy Queensland | Summer | Non-coincident | 2025 | POE10 | NA | 123.8335 | QLD Lilyvale 66 |  |  | FALSE | #N/A | #N/A | #N/A | #N/A | #N/A | #N/A | #N/A | #N/A | #N/A | #N/A
TRUE | QLD | QLIL | Lilyvale 66 | Energy Queensland | Summer | Coincident | 2026 | POE10 | NA | 83.3353 | QLD Lilyvale 66 |  |  | FALSE | #N/A | #N/A | #N/A | #N/A | #N/A | #N/A | #N/A | #N/A | #N/A | #N/A
TRUE | QLD | QLIL | Lilyvale 66 | Energy Queensland | Summer | Coincident | 2026 | POE50 | NA | 82.8223 | QLD Lilyvale 66 |  |  | FALSE | #N/A | #N/A | #N/A | #N/A | #N/A | #N/A | #N/A | #N/A | #N/A | #N/A
TRUE | QLD | QLIL | Lilyvale 66 | Energy Queensland | Summer | Non-coincident | 2026 | POE10 | NA | 123.8458 | QLD Lilyvale 66 |  |  | FALSE | #N/A | #N/A | #N/A | #N/A | #N/A | #N/A | #N/A | #N/A | #N/A | #N/A
TRUE | QLD | QLIL | Lilyvale 66 | Energy Queensland | Summer | Coincident | 2027 | POE10 | NA | 94.2107 | QLD Lilyvale 66 |  |  | FALSE | #N/A | #N/A | #N/A | #N/A | #N/A | #N/A | #N/A | #N/A | #N/A | #N/A
TRUE | QLD | QLIL | Lilyvale 66 | Energy Queensland | Summer | Coincident | 2027 | POE50 | NA | 94.5296 | QLD Lilyvale 66 |  |  | FALSE | #N/A | #N/A | #N/A | #N/A | #N/A | #N/A | #N/A | #N/A | #N/A | #N/A
TRUE | QLD | QLIL | Lilyvale 66 | Energy Queensland | Summer | Non-coincident | 2027 | POE10 | NA | 140.8075 | QLD Lilyvale 66 |  |  | FALSE | #N/A | #N/A | #N/A | #N/A | #N/A | #N/A | #N/A | #N/A | #N/A | #N/A
TRUE | QLD | QLIL | Lilyvale 66 | Energy Queensland | Summer | Coincident | 2028 | POE10 | NA | 94.4709 | QLD Lilyvale 66 |  |  | FALSE | #N/A | #N/A | #N/A | #N/A | #N/A | #N/A | #N/A | #N/A | #N/A | #N/A
TRUE | QLD | QLIL | Lilyvale 66 | Energy Queensland | Summer | Coincident | 2028 | POE50 | NA | 94.7413 | QLD Lilyvale 66 |  |  | FALSE | #N/A | #N/A | #N/A | #N/A | #N/A | #N/A | #N/A | #N/A | #N/A | #N/A
TRUE | QLD | QLIL | Lilyvale 66 | Energy Queensland | Summer | Non-coincident | 2028 | POE10 | NA | 141.0686 | QLD Lilyvale 66 |  |  | FALSE | #N/A | #N/A | #N/A | #N/A | #N/A | #N/A | #N/A | #N/A | #N/A | #N/A
TRUE | QLD | QLIL | Lilyvale 66 | Energy Queensland | Summer | Coincident | 2029 | POE10 | NA | 94.424 | QLD Lilyvale 66 |  |  | FALSE | #N/A | #N/A | #N/A | #N/A | #N/A | #N/A | #N/A | #N/A | #N/A | #N/A
TRUE | QLD | QLIL | Lilyvale 66 | Energy Queensland | Summer | Coincident | 2029 | POE50 | NA | 95.1003 | QLD Lilyvale 66 |  |  | FALSE | #N/A | #N/A | #N/A | #N/A | #N/A | #N/A | #N/A | #N/A | #N/A | #N/A
TRUE | QLD | QLIL | Lilyvale 66 | Energy Queensland | Summer | Non-coincident | 2029 | POE10 | NA | 141.3453 | QLD Lilyvale 66 |  |  | FALSE | #N/A | #N/A | #N/A | #N/A | #N/A | #N/A | #N/A | #N/A | #N/A | #N/A
TRUE | QLD | QLIL | Lilyvale 66 | Energy Queensland | Summer | Coincident | 2030 | POE10 | NA | 94.7475 | QLD Lilyvale 66 |  |  | FALSE | #N/A | #N/A | #N/A | #N/A | #N/A | #N/A | #N/A | #N/A | #N/A | #N/A
TRUE | QLD | QLIL | Lilyvale 66 | Energy Queensland | Summer | Coincident | 2030 | POE50 | NA | 94.9217 | QLD Lilyvale 66 |  |  | FALSE | #N/A | #N/A | #N/A | #N/A | #N/A | #N/A | #N/A | #N/A | #N/A | #N/A
TRUE | QLD | QLIL | Lilyvale 66 | Energy Queensland | Summer | Non-coincident | 2030 | POE10 | NA | 141.6534 | QLD Lilyvale 66 |  |  | FALSE | #N/A | #N/A | #N/A | #N/A | #N/A | #N/A | #N/A | #N/A | #N/A | #N/A
TRUE | QLD | QLIL | Lilyvale 66 | Energy Queensland | Winter | Non-coincident | 2019 | BASEYEARPOE10 | NA | 82.2406 | QLD Lilyvale 66 |  |  | FALSE | #N/A | #N/A | #N/A | #N/A | #N/A | #N/A | #N/A | #N/A | #N/A | #N/A
TRUE | QLD | QLIL | Lilyvale 66 | Energy Queensland | Winter | Coincident | 2020 | POE10 | NA | 43.2794 | QLD Lilyvale 66 |  |  | FALSE | #N/A | #N/A | #N/A | #N/A | #N/A | #N/A | #N/A | #N/A | #N/A | #N/A
TRUE | QLD | QLIL | Lilyvale 66 | Energy Queensland | Winter | Coincident | 2020 | POE50 | NA | 41.4108 | QLD Lilyvale 66 |  |  | FALSE | #N/A | #N/A | #N/A | #N/A | #N/A | #N/A | #N/A | #N/A | #N/A | #N/A
TRUE | QLD | QLIL | Lilyvale 66 | Energy Queensland | Winter | Non-coincident | 2020 | POE10 | NA | 99.7932 | QLD Lilyvale 66 |  |  | FALSE | #N/A | #N/A | #N/A | #N/A | #N/A | #N/A | #N/A | #N/A | #N/A | #N/A
TRUE | QLD | QLIL | Lilyvale 66 | Energy Queensland | Winter | Coincident | 2021 | POE10 | NA | 42.8806 | QLD Lilyvale 66 |  |  | FALSE | #N/A | #N/A | #N/A | #N/A | #N/A | #N/A | #N/A | #N/A | #N/A | #N/A
TRUE | QLD | QLIL | Lilyvale 66 | Energy Queensland | Winter | Coincident | 2021 | POE50 | NA | 41.018 | QLD Lilyvale 66 |  |  | FALSE | #N/A | #N/A | #N/A | #N/A | #N/A | #N/A | #N/A | #N/A | #N/A | #N/A
TRUE | QLD | QLIL | Lilyvale 66 | Energy Queensland | Winter | Non-coincident | 2021 | POE10 | NA | 99.3295 | QLD Lilyvale 66 |  |  | FALSE | #N/A | #N/A | #N/A | #N/A | #N/A | #N/A | #N/A | #N/A | #N/A | #N/A
TRUE | QLD | QLIL | Lilyvale 66 | Energy Queensland | Winter | Coincident | 2022 | POE10 | NA | 43.8824 | QLD Lilyvale 66 |  |  | FALSE | #N/A | #N/A | #N/A | #N/A | #N/A | #N/A | #N/A | #N/A | #N/A | #N/A
TRUE | QLD | QLIL | Lilyvale 66 | Energy Queensland | Winter | Coincident | 2022 | POE50 | NA | 41.9836 | QLD Lilyvale 66 |  |  | FALSE | #N/A | #N/A | #N/A | #N/A | #N/A | #N/A | #N/A | #N/A | #N/A | #N/A
TRUE | QLD | QLIL | Lilyvale 66 | Energy Queensland | Winter | Non-coincident | 2022 | POE10 | NA | 99.19 | QLD Lilyvale 66 |  |  | FALSE | #N/A | #N/A | #N/A | #N/A | #N/A | #N/A | #N/A | #N/A | #N/A | #N/A
TRUE | QLD | QLIL | Lilyvale 66 | Energy Queensland | Winter | Coincident | 2023 | POE10 | NA | 44.3432 | QLD Lilyvale 66 |  |  | FALSE | #N/A | #N/A | #N/A | #N/A | #N/A | #N/A | #N/A | #N/A | #N/A | #N/A
TRUE | QLD | QLIL | Lilyvale 66 | Energy Queensland | Winter | Coincident | 2023 | POE50 | NA | 42.3842 | QLD Lilyvale 66 |  |  | FALSE | #N/A | #N/A | #N/A | #N/A | #N/A | #N/A | #N/A | #N/A | #N/A | #N/A
TRUE | QLD | QLIL | Lilyvale 66 | Energy Queensland | Winter | Non-coincident | 2023 | POE10 | NA | 99.1149 | QLD Lilyvale 66 |  |  | FALSE | #N/A | #N/A | #N/A | #N/A | #N/A | #N/A | #N/A | #N/A | #N/A | #N/A
TRUE | QLD | QLIL | Lilyvale 66 | Energy Queensland | Winter | Coincident | 2024 | POE10 | NA | 45.0551 | QLD Lilyvale 66 |  |  | FALSE | #N/A | #N/A | #N/A | #N/A | #N/A | #N/A | #N/A | #N/A | #N/A | #N/A
TRUE | QLD | QLIL | Lilyvale 66 | Energy Queensland | Winter | Coincident | 2024 | POE50 | NA | 42.8991 | QLD Lilyvale 66 |  |  | FALSE | #N/A | #N/A | #N/A | #N/A | #N/A | #N/A | #N/A | #N/A | #N/A | #N/A
TRUE | QLD | QLIL | Lilyvale 66 | Energy Queensland | Winter | Non-coincident | 2024 | POE10 | NA | 99.1058 | QLD Lilyvale 66 |  |  | FALSE | #N/A | #N/A | #N/A | #N/A | #N/A | #N/A | #N/A | #N/A | #N/A | #N/A
TRUE | QLD | QLIL | Lilyvale 66 | Energy Queensland | Winter | Coincident | 2025 | POE10 | NA | 44.9675 | QLD Lilyvale 66 |  |  | FALSE | #N/A | #N/A | #N/A | #N/A | #N/A | #N/A | #N/A | #N/A | #N/A | #N/A
TRUE | QLD | QLIL | Lilyvale 66 | Energy Queensland | Winter | Coincident | 2025 | POE50 | NA | 42.9079 | QLD Lilyvale 66 |  |  | FALSE | #N/A | #N/A | #N/A | #N/A | #N/A | #N/A | #N/A | #N/A | #N/A | #N/A
TRUE | QLD | QLIL | Lilyvale 66 | Energy Queensland | Winter | Non-coincident | 2025 | POE10 | NA | 99.0886 | QLD Lilyvale 66 |  |  | FALSE | #N/A | #N/A | #N/A | #N/A | #N/A | #N/A | #N/A | #N/A | #N/A | #N/A
TRUE | QLD | QLIL | Lilyvale 66 | Energy Queensland | Winter | Coincident | 2026 | POE10 | NA | 52.2844 | QLD Lilyvale 66 |  |  | FALSE | #N/A | #N/A | #N/A | #N/A | #N/A | #N/A | #N/A | #N/A | #N/A | #N/A
TRUE | QLD | QLIL | Lilyvale 66 | Energy Queensland | Winter | Coincident | 2026 | POE50 | NA | 50.2199 | QLD Lilyvale 66 |  |  | FALSE | #N/A | #N/A | #N/A | #N/A | #N/A | #N/A | #N/A | #N/A | #N/A | #N/A
TRUE | QLD | QLIL | Lilyvale 66 | Energy Queensland | Winter | Non-coincident | 2026 | POE10 | NA | 114.8748 | QLD Lilyvale 66 |  |  | FALSE | #N/A | #N/A | #N/A | #N/A | #N/A | #N/A | #N/A | #N/A | #N/A | #N/A
TRUE | QLD | QLIL | Lilyvale 66 | Energy Queensland | Winter | Coincident | 2027 | POE10 | NA | 52.3727 | QLD Lilyvale 66 |  |  | FALSE | #N/A | #N/A | #N/A | #N/A | #N/A | #N/A | #N/A | #N/A | #N/A | #N/A
TRUE | QLD | QLIL | Lilyvale 66 | Energy Queensland | Winter | Coincident | 2027 | POE50 | NA | 50.3097 | QLD Lilyvale 66 |  |  | FALSE | #N/A | #N/A | #N/A | #N/A | #N/A | #N/A | #N/A | #N/A | #N/A | #N/A
TRUE | QLD | QLIL | Lilyvale 66 | Energy Queensland | Winter | Non-coincident | 2027 | POE10 | NA | 115.0977 | QLD Lilyvale 66 |  |  | FALSE | #N/A | #N/A | #N/A | #N/A | #N/A | #N/A | #N/A | #N/A | #N/A | #N/A
TRUE | QLD | QLIL | Lilyvale 66 | Energy Queensland | Winter | Coincident | 2028 | POE10 | NA | 53.0658 | QLD Lilyvale 66 |  |  | FALSE | #N/A | #N/A | #N/A | #N/A | #N/A | #N/A | #N/A | #N/A | #N/A | #N/A
TRUE | QLD | QLIL | Lilyvale 66 | Energy Queensland | Winter | Coincident | 2028 | POE50 | NA | 50.5814 | QLD Lilyvale 66 |  |  | FALSE | #N/A | #N/A | #N/A | #N/A | #N/A | #N/A | #N/A | #N/A | #N/A | #N/A
TRUE | QLD | QLIL | Lilyvale 66 | Energy Queensland | Winter | Non-coincident | 2028 | POE10 | NA | 115.3302 | QLD Lilyvale 66 |  |  | FALSE | #N/A | #N/A | #N/A | #N/A | #N/A | #N/A | #N/A | #N/A | #N/A | #N/A
TRUE | QLD | QLIL | Lilyvale 66 | Energy Queensland | Winter | Coincident | 2029 | POE10 | NA | 52.9624 | QLD Lilyvale 66 |  |  | FALSE | #N/A | #N/A | #N/A | #N/A | #N/A | #N/A | #N/A | #N/A | #N/A | #N/A
TRUE | QLD | QLIL | Lilyvale 66 | Energy Queensland | Winter | Coincident | 2029 | POE50 | NA | 50.7476 | QLD Lilyvale 66 |  |  | FALSE | #N/A | #N/A | #N/A | #N/A | #N/A | #N/A | #N/A | #N/A | #N/A | #N/A
TRUE | QLD | QLIL | Lilyvale 66 | Energy Queensland | Winter | Non-coincident | 2029 | POE10 | NA | 115.5697 | QLD Lilyvale 66 |  |  | FALSE | #N/A | #N/A | #N/A | #N/A | #N/A | #N/A | #N/A | #N/A | #N/A | #N/A
TRUE | QLD | QMAR | Molendinar | Energy Queensland | Shoulder | Coincident | 2017 | ACTUAL_OPG | 167.9489 | 266.0271 | QLD Molendinar |  |  | FALSE | #N/A | #N/A | #N/A | #N/A | #N/A | #N/A | #N/A | #N/A | #N/A | #N/A
TRUE | QLD | QMAR | Molendinar | Energy Queensland | Shoulder | Coincident | 2017 | ACTUAL_RAW | 167.9489 | 266.0271 | QLD Molendinar |  |  | FALSE | #N/A | #N/A | #N/A | #N/A | #N/A | #N/A | #N/A | #N/A | #N/A | #N/A
TRUE | QLD | QMAR | Molendinar | Energy Queensland | Shoulder | Non-coincident | 2017 | ACTUAL_RAW | 101.0756 | 337.7074 | QLD Molendinar |  |  | FALSE | #N/A | #N/A | #N/A | #N/A | #N/A | #N/A | #N/A | #N/A | #N/A | #N/A
TRUE | QLD | QMAR | Molendinar | Energy Queensland | Shoulder | Non-coincident | 2017 | ACTUAL_OPG | 101.0756 | 337.7074 | QLD Molendinar |  |  | FALSE | #N/A | #N/A | #N/A | #N/A | #N/A | #N/A | #N/A | #N/A | #N/A | #N/A
TRUE | QLD | QMAR | Molendinar | Energy Queensland | Shoulder | Non-coincident | 2017 | ACTUAL_ADJUSTEDOPG | 158.0452 | 337.7074 | QLD Molendinar |  |  | FALSE | #N/A | #N/A | #N/A | #N/A | #N/A | #N/A | #N/A | #N/A | #N/A | #N/A
TRUE | QLD | QMAR | Molendinar | Energy Queensland | Shoulder | Coincident | 2018 | ACTUAL_OPG | 181.319 | 335.1436 | QLD Molendinar |  |  | FALSE | #N/A | #N/A | #N/A | #N/A | #N/A | #N/A | #N/A | #N/A | #N/A | #N/A
TRUE | QLD | QMAR | Molendinar | Energy Queensland | Shoulder | Coincident | 2018 | ACTUAL_RAW | 181.319 | 335.1436 | QLD Molendinar |  |  | FALSE | #N/A | #N/A | #N/A | #N/A | #N/A | #N/A | #N/A | #N/A | #N/A | #N/A
TRUE | QLD | QMAR | Molendinar | Energy Queensland | Shoulder | Non-coincident | 2018 | ACTUAL_RAW | 105.1552 | 340.3061 | QLD Molendinar |  |  | FALSE | #N/A | #N/A | #N/A | #N/A | #N/A | #N/A | #N/A | #N/A | #N/A | #N/A
TRUE | QLD | QMAR | Molendinar | Energy Queensland | Shoulder | Non-coincident | 2018 | ACTUAL_OPG | 105.1552 | 340.3061 | QLD Molendinar |  |  | FALSE | #N/A | #N/A | #N/A | #N/A | #N/A | #N/A | #N/A | #N/A | #N/A | #N/A
TRUE | QLD | QMAR | Molendinar | Energy Queensland | Shoulder | Non-coincident | 2018 | ACTUAL_ADJUSTEDOPG | 105.1552 | 340.3061 | QLD Molendinar |  |  | FALSE | #N/A | #N/A | #N/A | #N/A | #N/A | #N/A | #N/A | #N/A | #N/A | #N/A
TRUE | QLD | QMAR | Molendinar | Energy Queensland | Shoulder | Coincident | 2019 | ACTUAL_OPG | 170.3971 | 322.9879 | QLD Molendinar |  |  | FALSE | #N/A | #N/A | #N/A | #N/A | #N/A | #N/A | #N/A | #N/A | #N/A | #N/A
TRUE | QLD | QMAR | Molendinar | Energy Queensland | Shoulder | Coincident | 2019 | ACTUAL_RAW | 170.3971 | 322.9879 | QLD Molendinar |  |  | FALSE | #N/A | #N/A | #N/A | #N/A | #N/A | #N/A | #N/A | #N/A | #N/A | #N/A
TRUE | QLD | QMAR | Molendinar | Energy Queensland | Shoulder | Non-coincident | 2019 | ACTUAL_RAW | 129.7076 | 331.8686 | QLD Molendinar |  |  | FALSE | #N/A | #N/A | #N/A | #N/A | #N/A | #N/A | #N/A | #N/A | #N/A | #N/A
TRUE | QLD | QMAR | Molendinar | Energy Queensland | Shoulder | Non-coincident | 2019 | ACTUAL_OPG | 129.7076 | 331.8686 | QLD Molendinar |  |  | FALSE | #N/A | #N/A | #N/A | #N/A | #N/A | #N/A | #N/A | #N/A | #N/A | #N/A
TRUE | QLD | QMAR | Molendinar | Energy Queensland | Shoulder | Non-coincident | 2019 | ACTUAL_ADJUSTEDOPG | 129.7076 | 331.8686 | QLD Molendinar |  |  | FALSE | #N/A | #N/A | #N/A | #N/A | #N/A | #N/A | #N/A | #N/A | #N/A | #N/A
TRUE | QLD | QMAR | Molendinar | Energy Queensland | Shoulder | Non-coincident | 2019 | BASEYEARPOE90 | 122.1761 | NA | QLD Molendinar |  |  | FALSE | #N/A | #N/A | #N/A | #N/A | #N/A | #N/A | #N/A | #N/A | #N/A | #N/A
TRUE | QLD | QMAR | Molendinar | Energy Queensland | Shoulder | Non-coincident | 2019 | BASEYEARPOE50 | 135.4776 | 337.9381 | QLD Molendinar |  |  | FALSE | #N/A | #N/A | #N/A | #N/A | #N/A | #N/A | #N/A | #N/A | #N/A | #N/A
TRUE | QLD | QMAR | Molendinar | Energy Queensland | Shoulder | Coincident | 2020 | ACTUAL_OPG | 161.8952 | 333.896 | QLD Molendinar |  |  | FALSE | #N/A | #N/A | #N/A | #N/A | #N/A | #N/A | #N/A | #N/A | #N/A | #N/A
TRUE | QLD | QMAR | Molendinar | Energy Queensland | Shoulder | Coincident | 2020 | ACTUAL_RAW | 161.8952 | 333.896 | QLD Molendinar |  |  | FALSE | #N/A | #N/A | #N/A | #N/A | #N/A | #N/A | #N/A | #N/A | #N/A | #N/A
TRUE | QLD | QMAR | Molendinar | Energy Queensland | Shoulder | Non-coincident | 2020 | ACTUAL_RAW | 126.4083 | 336.6746 | QLD Molendinar |  |  | FALSE | #N/A | #N/A | #N/A | #N/A | #N/A | #N/A | #N/A | #N/A | #N/A | #N/A
TRUE | QLD | QMAR | Molendinar | Energy Queensland | Shoulder | Non-coincident | 2020 | ACTUAL_OPG | 126.4083 | 336.6746 | QLD Molendinar |  |  | FALSE | #N/A | #N/A | #N/A | #N/A | #N/A | #N/A | #N/A | #N/A | #N/A | #N/A
TRUE | QLD | QMAR | Molendinar | Energy Queensland | Shoulder | Non-coincident | 2020 | ACTUAL_ADJUSTEDOPG | 126.4083 | 336.6746 | QLD Molendinar |  |  | FALSE | #N/A | #N/A | #N/A | #N/A | #N/A | #N/A | #N/A | #N/A | #N/A | #N/A
TRUE | QLD | QMAR | Molendinar | Energy Queensland | Shoulder | Coincident_unreconciled | 2021 | POE50 | 155 | NA | QLD Molendinar |  |  | FALSE | #N/A | #N/A | #N/A | #N/A | #N/A | #N/A | #N/A | #N/A | #N/A | #N/A
TRUE | QLD | QMAR | Molendinar | Energy Queensland | Shoulder | Coincident_unreconciled | 2021 | POE90 | 136.7778 | NA | QLD Molendinar |  |  | FALSE | #N/A | #N/A | #N/A | #N/A | #N/A | #N/A | #N/A | #N/A | #N/A | #N/A
TRUE | QLD | QMAR | Molendinar | Energy Queensland | Shoulder | Non-coincident | 2021 | POE50 | 108.1928 | 348.0421 | QLD Molendinar |  |  | FALSE | #N/A | #N/A | #N/A | #N/A | #N/A | #N/A | #N/A | #N/A | #N/A | #N/A
TRUE | QLD | QMAR | Molendinar | Energy Queensland | Shoulder | Non-coincident | 2021 | POE90 | 95.9577 | NA | QLD Molendinar |  |  | FALSE | #N/A | #N/A | #N/A | #N/A | #N/A | #N/A | #N/A | #N/A | #N/A | #N/A
TRUE | QLD | QMAR | Molendinar | Energy Queensland | Shoulder | Coincident_unreconciled | 2022 | POE50 | 144.1895 | NA | QLD Molendinar |  |  | FALSE | #N/A | #N/A | #N/A | #N/A | #N/A | #N/A | #N/A | #N/A | #N/A | #N/A
TRUE | QLD | QMAR | Molendinar | Energy Queensland | Shoulder | Coincident_unreconciled | 2022 | POE90 | 125.702 | NA | QLD Molendinar |  |  | FALSE | #N/A | #N/A | #N/A | #N/A | #N/A | #N/A | #N/A | #N/A | #N/A | #N/A
TRUE | QLD | QMAR | Molendinar | Energy Queensland | Shoulder | Non-coincident | 2022 | POE50 | 100.9342 | 356.7667 | QLD Molendinar |  |  | FALSE | #N/A | #N/A | #N/A | #N/A | #N/A | #N/A | #N/A | #N/A | #N/A | #N/A
TRUE | QLD | QMAR | Molendinar | Energy Queensland | Shoulder | Non-coincident | 2022 | POE90 | 88.5209 | NA | QLD Molendinar |  |  | FALSE | #N/A | #N/A | #N/A | #N/A | #N/A | #N/A | #N/A | #N/A | #N/A | #N/A
TRUE | QLD | QMAR | Molendinar | Energy Queensland | Shoulder | Coincident_unreconciled | 2023 | POE50 | 134.9943 | NA | QLD Molendinar |  |  | FALSE | #N/A | #N/A | #N/A | #N/A | #N/A | #N/A | #N/A | #N/A | #N/A | #N/A
TRUE | QLD | QMAR | Molendinar | Energy Queensland | Shoulder | Coincident_unreconciled | 2023 | POE90 | 116.242 | NA | QLD Molendinar |  |  | FALSE | #N/A | #N/A | #N/A | #N/A | #N/A | #N/A | #N/A | #N/A | #N/A | #N/A
TRUE | QLD | QMAR | Molendinar | Energy Queensland | Shoulder | Non-coincident | 2023 | POE50 | 94.7601 | 364.2908 | QLD Molendinar |  |  | FALSE | #N/A | #N/A | #N/A | #N/A | #N/A | #N/A | #N/A | #N/A | #N/A | #N/A
TRUE | QLD | QMAR | Molendinar | Energy Queensland | Shoulder | Non-coincident | 2023 | POE90 | 82.1691 | NA | QLD Molendinar |  |  | FALSE | #N/A | #N/A | #N/A | #N/A | #N/A | #N/A | #N/A | #N/A | #N/A | #N/A
TRUE | QLD | QMAR | Molendinar | Energy Queensland | Shoulder | Coincident_unreconciled | 2024 | POE50 | 129.0791 | NA | QLD Molendinar |  |  | FALSE | #N/A | #N/A | #N/A | #N/A | #N/A | #N/A | #N/A | #N/A | #N/A | #N/A
TRUE | QLD | QMAR | Molendinar | Energy Queensland | Shoulder | Coincident_unreconciled | 2024 | POE90 | 110.062 | NA | QLD Molendinar |  |  | FALSE | #N/A | #N/A | #N/A | #N/A | #N/A | #N/A | #N/A | #N/A | #N/A | #N/A
TRUE | QLD | QMAR | Molendinar | Energy Queensland | Shoulder | Non-coincident | 2024 | POE50 | 90.7884 | 376.0305 | QLD Molendinar |  |  | FALSE | #N/A | #N/A | #N/A | #N/A | #N/A | #N/A | #N/A | #N/A | #N/A | #N/A
TRUE | QLD | QMAR | Molendinar | Energy Queensland | Shoulder | Non-coincident | 2024 | POE90 | 78.0196 | NA | QLD Molendinar |  |  | FALSE | #N/A | #N/A | #N/A | #N/A | #N/A | #N/A | #N/A | #N/A | #N/A | #N/A
TRUE | QLD | QMAR | Molendinar | Energy Queensland | Shoulder | Coincident_unreconciled | 2025 | POE50 | 124.1945 | NA | QLD Molendinar |  |  | FALSE | #N/A | #N/A | #N/A | #N/A | #N/A | #N/A | #N/A | #N/A | #N/A | #N/A
TRUE | QLD | QMAR | Molendinar | Energy Queensland | Shoulder | Coincident_unreconciled | 2025 | POE90 | 104.9127 | NA | QLD Molendinar |  |  | FALSE | #N/A | #N/A | #N/A | #N/A | #N/A | #N/A | #N/A | #N/A | #N/A | #N/A
TRUE | QLD | QMAR | Molendinar | Energy Queensland | Shoulder | Non-coincident | 2025 | POE50 | 87.5088 | 379.629 | QLD Molendinar |  |  | FALSE | #N/A | #N/A | #N/A | #N/A | #N/A | #N/A | #N/A | #N/A | #N/A | #N/A
TRUE | QLD | QMAR | Molendinar | Energy Queensland | Shoulder | Non-coincident | 2025 | POE90 | 74.5622 | NA | QLD Molendinar |  |  | FALSE | #N/A | #N/A | #N/A | #N/A | #N/A | #N/A | #N/A | #N/A | #N/A | #N/A
TRUE | QLD | QMAR | Molendinar | Energy Queensland | Shoulder | Coincident_unreconciled | 2026 | POE50 | 119.3054 | NA | QLD Molendinar |  |  | FALSE | #N/A | #N/A | #N/A | #N/A | #N/A | #N/A | #N/A | #N/A | #N/A | #N/A
TRUE | QLD | QMAR | Molendinar | Energy Queensland | Shoulder | Coincident_unreconciled | 2026 | POE90 | 99.7588 | NA | QLD Molendinar |  |  | FALSE | #N/A | #N/A | #N/A | #N/A | #N/A | #N/A | #N/A | #N/A | #N/A | #N/A
TRUE | QLD | QMAR | Molendinar | Energy Queensland | Shoulder | Non-coincident | 2026 | POE50 | 84.2261 | 385.0607 | QLD Molendinar |  |  | FALSE | #N/A | #N/A | #N/A | #N/A | #N/A | #N/A | #N/A | #N/A | #N/A | #N/A
TRUE | QLD | QMAR | Molendinar | Energy Queensland | Shoulder | Non-coincident | 2026 | POE90 | 71.1017 | NA | QLD Molendinar |  |  | FALSE | #N/A | #N/A | #N/A | #N/A | #N/A | #N/A | #N/A | #N/A | #N/A | #N/A
TRUE | QLD | QMAR | Molendinar | Energy Queensland | Shoulder | Coincident_unreconciled | 2027 | POE50 | 115.5809 | NA | QLD Molendinar |  |  | FALSE | #N/A | #N/A | #N/A | #N/A | #N/A | #N/A | #N/A | #N/A | #N/A | #N/A
TRUE | QLD | QMAR | Molendinar | Energy Queensland | Shoulder | Coincident_unreconciled | 2027 | POE90 | 95.7682 | NA | QLD Molendinar |  |  | FALSE | #N/A | #N/A | #N/A | #N/A | #N/A | #N/A | #N/A | #N/A | #N/A | #N/A
TRUE | QLD | QMAR | Molendinar | Energy Queensland | Shoulder | Non-coincident | 2027 | POE50 | 81.7252 | 388.6447 | QLD Molendinar |  |  | FALSE | #N/A | #N/A | #N/A | #N/A | #N/A | #N/A | #N/A | #N/A | #N/A | #N/A
TRUE | QLD | QMAR | Molendinar | Energy Queensland | Shoulder | Non-coincident | 2027 | POE90 | 68.4222 | NA | QLD Molendinar |  |  | FALSE | #N/A | #N/A | #N/A | #N/A | #N/A | #N/A | #N/A | #N/A | #N/A | #N/A
TRUE | QLD | QMAR | Molendinar | Energy Queensland | Shoulder | Coincident_unreconciled | 2028 | POE50 | 113.403 | NA | QLD Molendinar |  |  | FALSE | #N/A | #N/A | #N/A | #N/A | #N/A | #N/A | #N/A | #N/A | #N/A | #N/A
TRUE | QLD | QMAR | Molendinar | Energy Queensland | Shoulder | Coincident_unreconciled | 2028 | POE90 | 93.3232 | NA | QLD Molendinar |  |  | FALSE | #N/A | #N/A | #N/A | #N/A | #N/A | #N/A | #N/A | #N/A | #N/A | #N/A
TRUE | QLD | QMAR | Molendinar | Energy Queensland | Shoulder | Non-coincident | 2028 | POE50 | 80.2629 | 394.0475 | QLD Molendinar |  |  | FALSE | #N/A | #N/A | #N/A | #N/A | #N/A | #N/A | #N/A | #N/A | #N/A | #N/A
TRUE | QLD | QMAR | Molendinar | Energy Queensland | Shoulder | Non-coincident | 2028 | POE90 | 66.7806 | NA | QLD Molendinar |  |  | FALSE | #N/A | #N/A | #N/A | #N/A | #N/A | #N/A | #N/A | #N/A | #N/A | #N/A
TRUE | QLD | QMAR | Molendinar | Energy Queensland | Shoulder | Coincident_unreconciled | 2029 | POE50 | 112.2031 | NA | QLD Molendinar |  |  | FALSE | #N/A | #N/A | #N/A | #N/A | #N/A | #N/A | #N/A | #N/A | #N/A | #N/A
TRUE | QLD | QMAR | Molendinar | Energy Queensland | Shoulder | Coincident_unreconciled | 2029 | POE90 | 91.8563 | NA | QLD Molendinar |  |  | FALSE | #N/A | #N/A | #N/A | #N/A | #N/A | #N/A | #N/A | #N/A | #N/A | #N/A
TRUE | QLD | QMAR | Molendinar | Energy Queensland | Shoulder | Non-coincident | 2029 | POE50 | 79.4573 | 401.7631 | QLD Molendinar |  |  | FALSE | #N/A | #N/A | #N/A | #N/A | #N/A | #N/A | #N/A | #N/A | #N/A | #N/A
TRUE | QLD | QMAR | Molendinar | Energy Queensland | Shoulder | Non-coincident | 2029 | POE90 | 65.7956 | NA | QLD Molendinar |  |  | FALSE | #N/A | #N/A | #N/A | #N/A | #N/A | #N/A | #N/A | #N/A | #N/A | #N/A
TRUE | QLD | QMAR | Molendinar | Energy Queensland | Shoulder | Coincident_unreconciled | 2030 | POE50 | 111.7612 | NA | QLD Molendinar |  |  | FALSE | #N/A | #N/A | #N/A | #N/A | #N/A | #N/A | #N/A | #N/A | #N/A | #N/A
TRUE | QLD | QMAR | Molendinar | Energy Queensland | Shoulder | Coincident_unreconciled | 2030 | POE90 | 91.1474 | NA | QLD Molendinar |  |  | FALSE | #N/A | #N/A | #N/A | #N/A | #N/A | #N/A | #N/A | #N/A | #N/A | #N/A
TRUE | QLD | QMAR | Molendinar | Energy Queensland | Shoulder | Non-coincident | 2030 | POE50 | 79.1606 | 408.9733 | QLD Molendinar |  |  | FALSE | #N/A | #N/A | #N/A | #N/A | #N/A | #N/A | #N/A | #N/A | #N/A | #N/A
TRUE | QLD | QMAR | Molendinar | Energy Queensland | Shoulder | Non-coincident | 2030 | POE90 | 65.3196 | NA | QLD Molendinar |  |  | FALSE | #N/A | #N/A | #N/A | #N/A | #N/A | #N/A | #N/A | #N/A | #N/A | #N/A
TRUE | QLD | QMAR | Molendinar | Energy Queensland | Summer | Coincident | 2017 | ACTUAL_OPG | 172.3425 | 492.9655 | QLD Molendinar |  |  | FALSE | #N/A | #N/A | #N/A | #N/A | #N/A | #N/A | #N/A | #N/A | #N/A | #N/A
TRUE | QLD | QMAR | Molendinar | Energy Queensland | Summer | Coincident | 2017 | ACTUAL_RAW | 172.3425 | 492.9655 | QLD Molendinar |  |  | FALSE | #N/A | #N/A | #N/A | #N/A | #N/A | #N/A | #N/A | #N/A | #N/A | #N/A
TRUE | QLD | QMAR | Molendinar | Energy Queensland | Summer | Non-coincident | 2017 | ACTUAL_RAW | 116.9999 | 496.5871 | QLD Molendinar |  |  | FALSE | #N/A | #N/A | #N/A | #N/A | #N/A | #N/A | #N/A | #N/A | #N/A | #N/A
TRUE | QLD | QMAR | Molendinar | Energy Queensland | Summer | Non-coincident | 2017 | ACTUAL_OPG | 116.9999 | 496.5871 | QLD Molendinar |  |  | FALSE | #N/A | #N/A | #N/A | #N/A | #N/A | #N/A | #N/A | #N/A | #N/A | #N/A
TRUE | QLD | QMAR | Molendinar | Energy Queensland | Summer | Non-coincident | 2017 | ACTUAL_ADJUSTEDOPG | 116.9999 | 496.5871 | QLD Molendinar |  |  | FALSE | #N/A | #N/A | #N/A | #N/A | #N/A | #N/A | #N/A | #N/A | #N/A | #N/A
TRUE | QLD | QMAR | Molendinar | Energy Queensland | Summer | Coincident | 2018 | ACTUAL_OPG | 177.7898 | 445.3793 | QLD Molendinar |  |  | FALSE | #N/A | #N/A | #N/A | #N/A | #N/A | #N/A | #N/A | #N/A | #N/A | #N/A
TRUE | QLD | QMAR | Molendinar | Energy Queensland | Summer | Coincident | 2018 | ACTUAL_RAW | 177.7898 | 445.3793 | QLD Molendinar |  |  | FALSE | #N/A | #N/A | #N/A | #N/A | #N/A | #N/A | #N/A | #N/A | #N/A | #N/A
TRUE | QLD | QMAR | Molendinar | Energy Queensland | Summer | Non-coincident | 2018 | ACTUAL_RAW | 127.1818 | 445.3793 | QLD Molendinar |  |  | FALSE | #N/A | #N/A | #N/A | #N/A | #N/A | #N/A | #N/A | #N/A | #N/A | #N/A
TRUE | QLD | QMAR | Molendinar | Energy Queensland | Summer | Non-coincident | 2018 | ACTUAL_OPG | 127.1818 | 445.3793 | QLD Molendinar |  |  | FALSE | #N/A | #N/A | #N/A | #N/A | #N/A | #N/A | #N/A | #N/A | #N/A | #N/A
TRUE | QLD | QMAR | Molendinar | Energy Queensland | Summer | Non-coincident | 2018 | ACTUAL_ADJUSTEDOPG | 127.1818 | 445.3793 | QLD Molendinar |  |  | FALSE | #N/A | #N/A | #N/A | #N/A | #N/A | #N/A | #N/A | #N/A | #N/A | #N/A
TRUE | QLD | QMAR | Molendinar | Energy Queensland | Summer | Coincident | 2019 | ACTUAL_OPG | 159.1982 | 456.3641 | QLD Molendinar |  |  | FALSE | #N/A | #N/A | #N/A | #N/A | #N/A | #N/A | #N/A | #N/A | #N/A | #N/A
TRUE | QLD | QMAR | Molendinar | Energy Queensland | Summer | Coincident | 2019 | ACTUAL_RAW | 159.1982 | 456.3641 | QLD Molendinar |  |  | FALSE | #N/A | #N/A | #N/A | #N/A | #N/A | #N/A | #N/A | #N/A | #N/A | #N/A
TRUE | QLD | QMAR | Molendinar | Energy Queensland | Summer | Non-coincident | 2019 | ACTUAL_RAW | 126.0689 | 461.5557 | QLD Molendinar |  |  | FALSE | #N/A | #N/A | #N/A | #N/A | #N/A | #N/A | #N/A | #N/A | #N/A | #N/A
TRUE | QLD | QMAR | Molendinar | Energy Queensland | Summer | Non-coincident | 2019 | ACTUAL_OPG | 126.0689 | 461.5557 | QLD Molendinar |  |  | FALSE | #N/A | #N/A | #N/A | #N/A | #N/A | #N/A | #N/A | #N/A | #N/A | #N/A
TRUE | QLD | QMAR | Molendinar | Energy Queensland | Summer | Non-coincident | 2019 | ACTUAL_ADJUSTEDOPG | 126.0689 | 461.5557 | QLD Molendinar |  |  | FALSE | #N/A | #N/A | #N/A | #N/A | #N/A | #N/A | #N/A | #N/A | #N/A | #N/A
TRUE | QLD | QMAR | Molendinar | Energy Queensland | Summer | Non-coincident | 2019 | BASEYEARPOE90 | 131.0814 | NA | QLD Molendinar |  |  | FALSE | #N/A | #N/A | #N/A | #N/A | #N/A | #N/A | #N/A | #N/A | #N/A | #N/A
TRUE | QLD | QMAR | Molendinar | Energy Queensland | Summer | Non-coincident | 2019 | BASEYEARPOE50 | 144.1201 | 439.3417 | QLD Molendinar |  |  | FALSE | #N/A | #N/A | #N/A | #N/A | #N/A | #N/A | #N/A | #N/A | #N/A | #N/A
TRUE | QLD | QMAR | Molendinar | Energy Queensland | Summer | Coincident | 2020 | ACTUAL_OPG | 201.2017 | 449.6328 | QLD Molendinar |  |  | FALSE | #N/A | #N/A | #N/A | #N/A | #N/A | #N/A | #N/A | #N/A | #N/A | #N/A
TRUE | QLD | QMAR | Molendinar | Energy Queensland | Summer | Coincident | 2020 | ACTUAL_RAW | 201.2017 | 449.6328 | QLD Molendinar |  |  | FALSE | #N/A | #N/A | #N/A | #N/A | #N/A | #N/A | #N/A | #N/A | #N/A | #N/A
TRUE | QLD | QMAR | Molendinar | Energy Queensland | Summer | Non-coincident | 2020 | ACTUAL_RAW | 140.9064 | 467.0381 | QLD Molendinar |  |  | FALSE | #N/A | #N/A | #N/A | #N/A | #N/A | #N/A | #N/A | #N/A | #N/A | #N/A
TRUE | QLD | QMAR | Molendinar | Energy Queensland | Summer | Non-coincident | 2020 | ACTUAL_OPG | 140.9064 | 467.0381 | QLD Molendinar |  |  | FALSE | #N/A | #N/A | #N/A | #N/A | #N/A | #N/A | #N/A | #N/A | #N/A | #N/A
TRUE | QLD | QMAR | Molendinar | Energy Queensland | Summer | Non-coincident | 2020 | ACTUAL_ADJUSTEDOPG | 140.9064 | 467.0381 | QLD Molendinar |  |  | FALSE | #N/A | #N/A | #N/A | #N/A | #N/A | #N/A | #N/A | #N/A | #N/A | #N/A
TRUE | QLD | QMAR | Molendinar | Energy Queensland | Summer | Coincident_unreconciled | 2021 | POE50 | 219.3786 | NA | QLD Molendinar |  |  | FALSE | #N/A | #N/A | #N/A | #N/A | #N/A | #N/A | #N/A | #N/A | #N/A | #N/A
TRUE | QLD | QMAR | Molendinar | Energy Queensland | Summer | Coincident_unreconciled | 2021 | POE90 | 184.0849 | NA | QLD Molendinar |  |  | FALSE | #N/A | #N/A | #N/A | #N/A | #N/A | #N/A | #N/A | #N/A | #N/A | #N/A
TRUE | QLD | QMAR | Molendinar | Energy Queensland | Summer | Non-coincident | 2021 | POE50 | 131.5737 | 448.286 | QLD Molendinar |  |  | FALSE | #N/A | #N/A | #N/A | #N/A | #N/A | #N/A | #N/A | #N/A | #N/A | #N/A
TRUE | QLD | QMAR | Molendinar | Energy Queensland | Summer | Non-coincident | 2021 | POE90 | 93.8328 | NA | QLD Molendinar |  |  | FALSE | #N/A | #N/A | #N/A | #N/A | #N/A | #N/A | #N/A | #N/A | #N/A | #N/A
TRUE | QLD | QMAR | Molendinar | Energy Queensland | Summer | Coincident_unreconciled | 2022 | POE50 | 208.1587 | NA | QLD Molendinar |  |  | FALSE | #N/A | #N/A | #N/A | #N/A | #N/A | #N/A | #N/A | #N/A | #N/A | #N/A
TRUE | QLD | QMAR | Molendinar | Energy Queensland | Summer | Coincident_unreconciled | 2022 | POE90 | 172.3471 | NA | QLD Molendinar |  |  | FALSE | #N/A | #N/A | #N/A | #N/A | #N/A | #N/A | #N/A | #N/A | #N/A | #N/A
TRUE | QLD | QMAR | Molendinar | Energy Queensland | Summer | Non-coincident | 2022 | POE50 | 124.8445 | 454.8235 | QLD Molendinar |  |  | FALSE | #N/A | #N/A | #N/A | #N/A | #N/A | #N/A | #N/A | #N/A | #N/A | #N/A
TRUE | QLD | QMAR | Molendinar | Energy Queensland | Summer | Non-coincident | 2022 | POE90 | 92.2076 | NA | QLD Molendinar |  |  | FALSE | #N/A | #N/A | #N/A | #N/A | #N/A | #N/A | #N/A | #N/A | #N/A | #N/A
TRUE | QLD | QMAR | Molendinar | Energy Queensland | Summer | Coincident_unreconciled | 2023 | POE50 | 198.7062 | NA | QLD Molendinar |  |  | FALSE | #N/A | #N/A | #N/A | #N/A | #N/A | #N/A | #N/A | #N/A | #N/A | #N/A
TRUE | QLD | QMAR | Molendinar | Energy Queensland | Summer | Coincident_unreconciled | 2023 | POE90 | 162.3778 | NA | QLD Molendinar |  |  | FALSE | #N/A | #N/A | #N/A | #N/A | #N/A | #N/A | #N/A | #N/A | #N/A | #N/A
TRUE | QLD | QMAR | Molendinar | Energy Queensland | Summer | Non-coincident | 2023 | POE50 | 119.1753 | 462.2208 | QLD Molendinar |  |  | FALSE | #N/A | #N/A | #N/A | #N/A | #N/A | #N/A | #N/A | #N/A | #N/A | #N/A
TRUE | QLD | QMAR | Molendinar | Energy Queensland | Summer | Non-coincident | 2023 | POE90 | 90.9401 | NA | QLD Molendinar |  |  | FALSE | #N/A | #N/A | #N/A | #N/A | #N/A | #N/A | #N/A | #N/A | #N/A | #N/A
TRUE | QLD | QMAR | Molendinar | Energy Queensland | Summer | Coincident_unreconciled | 2024 | POE50 | 192.9755 | NA | QLD Molendinar |  |  | FALSE | #N/A | #N/A | #N/A | #N/A | #N/A | #N/A | #N/A | #N/A | #N/A | #N/A
TRUE | QLD | QMAR | Molendinar | Energy Queensland | Summer | Coincident_unreconciled | 2024 | POE90 | 156.1302 | NA | QLD Molendinar |  |  | FALSE | #N/A | #N/A | #N/A | #N/A | #N/A | #N/A | #N/A | #N/A | #N/A | #N/A
TRUE | QLD | QMAR | Molendinar | Energy Queensland | Summer | Non-coincident | 2024 | POE50 | 115.7382 | 474.1393 | QLD Molendinar |  |  | FALSE | #N/A | #N/A | #N/A | #N/A | #N/A | #N/A | #N/A | #N/A | #N/A | #N/A
TRUE | QLD | QMAR | Molendinar | Energy Queensland | Summer | Non-coincident | 2024 | POE90 | 90.4206 | NA | QLD Molendinar |  |  | FALSE | #N/A | #N/A | #N/A | #N/A | #N/A | #N/A | #N/A | #N/A | #N/A | #N/A
TRUE | QLD | QMAR | Molendinar | Energy Queensland | Summer | Coincident_unreconciled | 2025 | POE50 | 188.2215 | NA | QLD Molendinar |  |  | FALSE | #N/A | #N/A | #N/A | #N/A | #N/A | #N/A | #N/A | #N/A | #N/A | #N/A
TRUE | QLD | QMAR | Molendinar | Energy Queensland | Summer | Coincident_unreconciled | 2025 | POE90 | 150.8594 | NA | QLD Molendinar |  |  | FALSE | #N/A | #N/A | #N/A | #N/A | #N/A | #N/A | #N/A | #N/A | #N/A | #N/A
TRUE | QLD | QMAR | Molendinar | Energy Queensland | Summer | Non-coincident | 2025 | POE50 | 112.887 | 480.5964 | QLD Molendinar |  |  | FALSE | #N/A | #N/A | #N/A | #N/A | #N/A | #N/A | #N/A | #N/A | #N/A | #N/A
TRUE | QLD | QMAR | Molendinar | Energy Queensland | Summer | Non-coincident | 2025 | POE90 | 90.0839 | NA | QLD Molendinar |  |  | FALSE | #N/A | #N/A | #N/A | #N/A | #N/A | #N/A | #N/A | #N/A | #N/A | #N/A
TRUE | QLD | QMAR | Molendinar | Energy Queensland | Summer | Coincident_unreconciled | 2026 | POE50 | 183.4494 | NA | QLD Molendinar |  |  | FALSE | #N/A | #N/A | #N/A | #N/A | #N/A | #N/A | #N/A | #N/A | #N/A | #N/A
TRUE | QLD | QMAR | Molendinar | Energy Queensland | Summer | Coincident_unreconciled | 2026 | POE90 | 145.5705 | NA | QLD Molendinar |  |  | FALSE | #N/A | #N/A | #N/A | #N/A | #N/A | #N/A | #N/A | #N/A | #N/A | #N/A
TRUE | QLD | QMAR | Molendinar | Energy Queensland | Summer | Non-coincident | 2026 | POE50 | 110.0249 | 487.4103 | QLD Molendinar |  |  | FALSE | #N/A | #N/A | #N/A | #N/A | #N/A | #N/A | #N/A | #N/A | #N/A | #N/A
TRUE | QLD | QMAR | Molendinar | Energy Queensland | Summer | Non-coincident | 2026 | POE90 | 87.3068 | NA | QLD Molendinar |  |  | FALSE | #N/A | #N/A | #N/A | #N/A | #N/A | #N/A | #N/A | #N/A | #N/A | #N/A
TRUE | QLD | QMAR | Molendinar | Energy Queensland | Summer | Coincident_unreconciled | 2027 | POE50 | 180.0487 | NA | QLD Molendinar |  |  | FALSE | #N/A | #N/A | #N/A | #N/A | #N/A | #N/A | #N/A | #N/A | #N/A | #N/A
TRUE | QLD | QMAR | Molendinar | Energy Queensland | Summer | Coincident_unreconciled | 2027 | POE90 | 141.6504 | NA | QLD Molendinar |  |  | FALSE | #N/A | #N/A | #N/A | #N/A | #N/A | #N/A | #N/A | #N/A | #N/A | #N/A
TRUE | QLD | QMAR | Molendinar | Energy Queensland | Summer | Non-coincident | 2027 | POE50 | 107.9853 | 491.9284 | QLD Molendinar |  |  | FALSE | #N/A | #N/A | #N/A | #N/A | #N/A | #N/A | #N/A | #N/A | #N/A | #N/A
TRUE | QLD | QMAR | Molendinar | Energy Queensland | Summer | Non-coincident | 2027 | POE90 | 84.9557 | NA | QLD Molendinar |  |  | FALSE | #N/A | #N/A | #N/A | #N/A | #N/A | #N/A | #N/A | #N/A | #N/A | #N/A
TRUE | QLD | QMAR | Molendinar | Energy Queensland | Summer | Coincident_unreconciled | 2028 | POE50 | 178.3321 | NA | QLD Molendinar |  |  | FALSE | #N/A | #N/A | #N/A | #N/A | #N/A | #N/A | #N/A | #N/A | #N/A | #N/A
TRUE | QLD | QMAR | Molendinar | Energy Queensland | Summer | Coincident_unreconciled | 2028 | POE90 | 139.4124 | NA | QLD Molendinar |  |  | FALSE | #N/A | #N/A | #N/A | #N/A | #N/A | #N/A | #N/A | #N/A | #N/A | #N/A
TRUE | QLD | QMAR | Molendinar | Energy Queensland | Summer | Non-coincident | 2028 | POE50 | 106.9557 | 498.9231 | QLD Molendinar |  |  | FALSE | #N/A | #N/A | #N/A | #N/A | #N/A | #N/A | #N/A | #N/A | #N/A | #N/A
TRUE | QLD | QMAR | Molendinar | Energy Queensland | Summer | Non-coincident | 2028 | POE90 | 83.6134 | NA | QLD Molendinar |  |  | FALSE | #N/A | #N/A | #N/A | #N/A | #N/A | #N/A | #N/A | #N/A | #N/A | #N/A
TRUE | QLD | QMAR | Molendinar | Energy Queensland | Summer | Coincident_unreconciled | 2029 | POE50 | 177.7418 | NA | QLD Molendinar |  |  | FALSE | #N/A | #N/A | #N/A | #N/A | #N/A | #N/A | #N/A | #N/A | #N/A | #N/A
TRUE | QLD | QMAR | Molendinar | Energy Queensland | Summer | Coincident_unreconciled | 2029 | POE90 | 138.3008 | NA | QLD Molendinar |  |  | FALSE | #N/A | #N/A | #N/A | #N/A | #N/A | #N/A | #N/A | #N/A | #N/A | #N/A
TRUE | QLD | QMAR | Molendinar | Energy Queensland | Summer | Non-coincident | 2029 | POE50 | 106.6017 | 507.0523 | QLD Molendinar |  |  | FALSE | #N/A | #N/A | #N/A | #N/A | #N/A | #N/A | #N/A | #N/A | #N/A | #N/A
TRUE | QLD | QMAR | Molendinar | Energy Queensland | Summer | Non-coincident | 2029 | POE90 | 82.9468 | NA | QLD Molendinar |  |  | FALSE | #N/A | #N/A | #N/A | #N/A | #N/A | #N/A | #N/A | #N/A | #N/A | #N/A
TRUE | QLD | QMAR | Molendinar | Energy Queensland | Summer | Coincident_unreconciled | 2030 | POE50 | 178.0502 | NA | QLD Molendinar |  |  | FALSE | #N/A | #N/A | #N/A | #N/A | #N/A | #N/A | #N/A | #N/A | #N/A | #N/A
TRUE | QLD | QMAR | Molendinar | Energy Queensland | Summer | Coincident_unreconciled | 2030 | POE90 | 138.0879 | NA | QLD Molendinar |  |  | FALSE | #N/A | #N/A | #N/A | #N/A | #N/A | #N/A | #N/A | #N/A | #N/A | #N/A
TRUE | QLD | QMAR | Molendinar | Energy Queensland | Summer | Non-coincident | 2030 | POE50 | 106.7867 | 512.6385 | QLD Molendinar |  |  | FALSE | #N/A | #N/A | #N/A | #N/A | #N/A | #N/A | #N/A | #N/A | #N/A | #N/A
TRUE | QLD | QMAR | Molendinar | Energy Queensland | Summer | Non-coincident | 2030 | POE90 | 82.8191 | NA | QLD Molendinar |  |  | FALSE | #N/A | #N/A | #N/A | #N/A | #N/A | #N/A | #N/A | #N/A | #N/A | #N/A
TRUE | QLD | QMAR | Molendinar | Energy Queensland | Winter | Coincident | 2016 | ACTUAL_OPG | 147.4657 | 359.4325 | QLD Molendinar |  |  | FALSE | #N/A | #N/A | #N/A | #N/A | #N/A | #N/A | #N/A | #N/A | #N/A | #N/A
TRUE | QLD | QMAR | Molendinar | Energy Queensland | Winter | Coincident | 2016 | ACTUAL_RAW | 147.4657 | 359.4325 | QLD Molendinar |  |  | FALSE | #N/A | #N/A | #N/A | #N/A | #N/A | #N/A | #N/A | #N/A | #N/A | #N/A
TRUE | QLD | QMAR | Molendinar | Energy Queensland | Winter | Non-coincident | 2016 | ACTUAL_RAW | 134.3265 | 360.6873 | QLD Molendinar |  |  | FALSE | #N/A | #N/A | #N/A | #N/A | #N/A | #N/A | #N/A | #N/A | #N/A | #N/A
TRUE | QLD | QMAR | Molendinar | Energy Queensland | Winter | Non-coincident | 2016 | ACTUAL_OPG | 134.3265 | 360.6873 | QLD Molendinar |  |  | FALSE | #N/A | #N/A | #N/A | #N/A | #N/A | #N/A | #N/A | #N/A | #N/A | #N/A
TRUE | QLD | QMAR | Molendinar | Energy Queensland | Winter | Non-coincident | 2016 | ACTUAL_ADJUSTEDOPG | 134.3265 | 360.6873 | QLD Molendinar |  |  | FALSE | #N/A | #N/A | #N/A | #N/A | #N/A | #N/A | #N/A | #N/A | #N/A | #N/A
TRUE | QLD | QMAR | Molendinar | Energy Queensland | Winter | Coincident | 2017 | ACTUAL_OPG | 173.4069 | 380.2531 | QLD Molendinar |  |  | FALSE | #N/A | #N/A | #N/A | #N/A | #N/A | #N/A | #N/A | #N/A | #N/A | #N/A
TRUE | QLD | QMAR | Molendinar | Energy Queensland | Winter | Coincident | 2017 | ACTUAL_RAW | 173.4069 | 380.2531 | QLD Molendinar |  |  | FALSE | #N/A | #N/A | #N/A | #N/A | #N/A | #N/A | #N/A | #N/A | #N/A | #N/A
TRUE | QLD | QMAR | Molendinar | Energy Queensland | Winter | Non-coincident | 2017 | ACTUAL_RAW | 147.1758 | 380.2531 | QLD Molendinar |  |  | FALSE | #N/A | #N/A | #N/A | #N/A | #N/A | #N/A | #N/A | #N/A | #N/A | #N/A
TRUE | QLD | QMAR | Molendinar | Energy Queensland | Winter | Non-coincident | 2017 | ACTUAL_OPG | 147.1758 | 380.2531 | QLD Molendinar |  |  | FALSE | #N/A | #N/A | #N/A | #N/A | #N/A | #N/A | #N/A | #N/A | #N/A | #N/A
TRUE | QLD | QMAR | Molendinar | Energy Queensland | Winter | Non-coincident | 2017 | ACTUAL_ADJUSTEDOPG | 147.1758 | 380.2531 | QLD Molendinar |  |  | FALSE | #N/A | #N/A | #N/A | #N/A | #N/A | #N/A | #N/A | #N/A | #N/A | #N/A
TRUE | QLD | QMAR | Molendinar | Energy Queensland | Winter | Coincident | 2018 | ACTUAL_OPG | 176.4706 | 352.9349 | QLD Molendinar |  |  | FALSE | #N/A | #N/A | #N/A | #N/A | #N/A | #N/A | #N/A | #N/A | #N/A | #N/A
TRUE | QLD | QMAR | Molendinar | Energy Queensland | Winter | Coincident | 2018 | ACTUAL_RAW | 176.4706 | 352.9349 | QLD Molendinar |  |  | FALSE | #N/A | #N/A | #N/A | #N/A | #N/A | #N/A | #N/A | #N/A | #N/A | #N/A
TRUE | QLD | QMAR | Molendinar | Energy Queensland | Winter | Non-coincident | 2018 | ACTUAL_RAW | 106.6633 | 384.6101 | QLD Molendinar |  |  | FALSE | #N/A | #N/A | #N/A | #N/A | #N/A | #N/A | #N/A | #N/A | #N/A | #N/A
TRUE | QLD | QMAR | Molendinar | Energy Queensland | Winter | Non-coincident | 2018 | ACTUAL_OPG | 106.6633 | 384.6101 | QLD Molendinar |  |  | FALSE | #N/A | #N/A | #N/A | #N/A | #N/A | #N/A | #N/A | #N/A | #N/A | #N/A
TRUE | QLD | QMAR | Molendinar | Energy Queensland | Winter | Non-coincident | 2018 | ACTUAL_ADJUSTEDOPG | 106.6633 | 384.6101 | QLD Molendinar |  |  | FALSE | #N/A | #N/A | #N/A | #N/A | #N/A | #N/A | #N/A | #N/A | #N/A | #N/A
TRUE | QLD | QMAR | Molendinar | Energy Queensland | Winter | Coincident | 2019 | ACTUAL_OPG | 181.3449 | 342.7433 | QLD Molendinar |  |  | FALSE | #N/A | #N/A | #N/A | #N/A | #N/A | #N/A | #N/A | #N/A | #N/A | #N/A
TRUE | QLD | QMAR | Molendinar | Energy Queensland | Winter | Coincident | 2019 | ACTUAL_RAW | 181.3449 | 342.7433 | QLD Molendinar |  |  | FALSE | #N/A | #N/A | #N/A | #N/A | #N/A | #N/A | #N/A | #N/A | #N/A | #N/A
TRUE | QLD | QMAR | Molendinar | Energy Queensland | Winter | Non-coincident | 2019 | ACTUAL_RAW | 102.3857 | 371.2574 | QLD Molendinar |  |  | FALSE | #N/A | #N/A | #N/A | #N/A | #N/A | #N/A | #N/A | #N/A | #N/A | #N/A
TRUE | QLD | QMAR | Molendinar | Energy Queensland | Winter | Non-coincident | 2019 | ACTUAL_OPG | 102.3857 | 371.2574 | QLD Molendinar |  |  | FALSE | #N/A | #N/A | #N/A | #N/A | #N/A | #N/A | #N/A | #N/A | #N/A | #N/A
TRUE | QLD | QMAR | Molendinar | Energy Queensland | Winter | Non-coincident | 2019 | ACTUAL_ADJUSTEDOPG | 102.3857 | 371.2574 | QLD Molendinar |  |  | FALSE | #N/A | #N/A | #N/A | #N/A | #N/A | #N/A | #N/A | #N/A | #N/A | #N/A
TRUE | QLD | QMAR | Molendinar | Energy Queensland | Winter | Non-coincident | 2019 | BASEYEARPOE90 | 105.5745 | NA | QLD Molendinar |  |  | FALSE | #N/A | #N/A | #N/A | #N/A | #N/A | #N/A | #N/A | #N/A | #N/A | #N/A
TRUE | QLD | QMAR | Molendinar | Energy Queensland | Winter | Non-coincident | 2019 | BASEYEARPOE50 | 122.4288 | 373.8286 | QLD Molendinar |  |  | FALSE | #N/A | #N/A | #N/A | #N/A | #N/A | #N/A | #N/A | #N/A | #N/A | #N/A
TRUE | QLD | QMAR | Molendinar | Energy Queensland | Winter | Coincident_unreconciled | 2020 | POE50 | 176 | NA | QLD Molendinar |  |  | FALSE | #N/A | #N/A | #N/A | #N/A | #N/A | #N/A | #N/A | #N/A | #N/A | #N/A
TRUE | QLD | QMAR | Molendinar | Energy Queensland | Winter | Coincident_unreconciled | 2020 | POE90 | 144.7181 | NA | QLD Molendinar |  |  | FALSE | #N/A | #N/A | #N/A | #N/A | #N/A | #N/A | #N/A | #N/A | #N/A | #N/A
TRUE | QLD | QMAR | Molendinar | Energy Queensland | Winter | Non-coincident | 2020 | POE50 | 97.7417 | 379.7007 | QLD Molendinar |  |  | FALSE | #N/A | #N/A | #N/A | #N/A | #N/A | #N/A | #N/A | #N/A | #N/A | #N/A
TRUE | QLD | QMAR | Molendinar | Energy Queensland | Winter | Non-coincident | 2020 | POE90 | 77.044 | NA | QLD Molendinar |  |  | FALSE | #N/A | #N/A | #N/A | #N/A | #N/A | #N/A | #N/A | #N/A | #N/A | #N/A
TRUE | QLD | QMAR | Molendinar | Energy Queensland | Winter | Coincident_unreconciled | 2021 | POE50 | 166.0102 | NA | QLD Molendinar |  |  | FALSE | #N/A | #N/A | #N/A | #N/A | #N/A | #N/A | #N/A | #N/A | #N/A | #N/A
TRUE | QLD | QMAR | Molendinar | Energy Queensland | Winter | Coincident_unreconciled | 2021 | POE90 | 134.2323 | NA | QLD Molendinar |  |  | FALSE | #N/A | #N/A | #N/A | #N/A | #N/A | #N/A | #N/A | #N/A | #N/A | #N/A
TRUE | QLD | QMAR | Molendinar | Energy Queensland | Winter | Non-coincident | 2021 | POE50 | 91.1319 | 385.3216 | QLD Molendinar |  |  | FALSE | #N/A | #N/A | #N/A | #N/A | #N/A | #N/A | #N/A | #N/A | #N/A | #N/A
TRUE | QLD | QMAR | Molendinar | Energy Queensland | Winter | Non-coincident | 2021 | POE90 | 70.1061 | NA | QLD Molendinar |  |  | FALSE | #N/A | #N/A | #N/A | #N/A | #N/A | #N/A | #N/A | #N/A | #N/A | #N/A
TRUE | QLD | QMAR | Molendinar | Energy Queensland | Winter | Coincident_unreconciled | 2022 | POE50 | 156.044 | NA | QLD Molendinar |  |  | FALSE | #N/A | #N/A | #N/A | #N/A | #N/A | #N/A | #N/A | #N/A | #N/A | #N/A
TRUE | QLD | QMAR | Molendinar | Energy Queensland | Winter | Coincident_unreconciled | 2022 | POE90 | 123.7723 | NA | QLD Molendinar |  |  | FALSE | #N/A | #N/A | #N/A | #N/A | #N/A | #N/A | #N/A | #N/A | #N/A | #N/A
TRUE | QLD | QMAR | Molendinar | Energy Queensland | Winter | Non-coincident | 2022 | POE50 | 84.5378 | 390.9083 | QLD Molendinar |  |  | FALSE | #N/A | #N/A | #N/A | #N/A | #N/A | #N/A | #N/A | #N/A | #N/A | #N/A
TRUE | QLD | QMAR | Molendinar | Energy Queensland | Winter | Non-coincident | 2022 | POE90 | 63.1852 | NA | QLD Molendinar |  |  | FALSE | #N/A | #N/A | #N/A | #N/A | #N/A | #N/A | #N/A | #N/A | #N/A | #N/A
TRUE | QLD | QMAR | Molendinar | Energy Queensland | Winter | Coincident_unreconciled | 2023 | POE50 | 149.2162 | NA | QLD Molendinar |  |  | FALSE | #N/A | #N/A | #N/A | #N/A | #N/A | #N/A | #N/A | #N/A | #N/A | #N/A
TRUE | QLD | QMAR | Molendinar | Energy Queensland | Winter | Coincident_unreconciled | 2023 | POE90 | 116.4508 | NA | QLD Molendinar |  |  | FALSE | #N/A | #N/A | #N/A | #N/A | #N/A | #N/A | #N/A | #N/A | #N/A | #N/A
TRUE | QLD | QMAR | Molendinar | Energy Queensland | Winter | Non-coincident | 2023 | POE50 | 80.0201 | 396.497 | QLD Molendinar |  |  | FALSE | #N/A | #N/A | #N/A | #N/A | #N/A | #N/A | #N/A | #N/A | #N/A | #N/A
TRUE | QLD | QMAR | Molendinar | Energy Queensland | Winter | Non-coincident | 2023 | POE90 | 58.3409 | NA | QLD Molendinar |  |  | FALSE | #N/A | #N/A | #N/A | #N/A | #N/A | #N/A | #N/A | #N/A | #N/A | #N/A
TRUE | QLD | QMAR | Molendinar | Energy Queensland | Winter | Coincident_unreconciled | 2024 | POE50 | 144.5796 | NA | QLD Molendinar |  |  | FALSE | #N/A | #N/A | #N/A | #N/A | #N/A | #N/A | #N/A | #N/A | #N/A | #N/A
TRUE | QLD | QMAR | Molendinar | Energy Queensland | Winter | Coincident_unreconciled | 2024 | POE90 | 111.3204 | NA | QLD Molendinar |  |  | FALSE | #N/A | #N/A | #N/A | #N/A | #N/A | #N/A | #N/A | #N/A | #N/A | #N/A
TRUE | QLD | QMAR | Molendinar | Energy Queensland | Winter | Non-coincident | 2024 | POE50 | 76.9523 | 402.0065 | QLD Molendinar |  |  | FALSE | #N/A | #N/A | #N/A | #N/A | #N/A | #N/A | #N/A | #N/A | #N/A | #N/A
TRUE | QLD | QMAR | Molendinar | Energy Queensland | Winter | Non-coincident | 2024 | POE90 | 54.9464 | NA | QLD Molendinar |  |  | FALSE | #N/A | #N/A | #N/A | #N/A | #N/A | #N/A | #N/A | #N/A | #N/A | #N/A
TRUE | QLD | QMAR | Molendinar | Energy Queensland | Winter | Coincident_unreconciled | 2025 | POE50 | 140.1174 | NA | QLD Molendinar |  |  | FALSE | #N/A | #N/A | #N/A | #N/A | #N/A | #N/A | #N/A | #N/A | #N/A | #N/A
TRUE | QLD | QMAR | Molendinar | Energy Queensland | Winter | Coincident_unreconciled | 2025 | POE90 | 106.3645 | NA | QLD Molendinar |  |  | FALSE | #N/A | #N/A | #N/A | #N/A | #N/A | #N/A | #N/A | #N/A | #N/A | #N/A
TRUE | QLD | QMAR | Molendinar | Energy Queensland | Winter | Non-coincident | 2025 | POE50 | 74 | 407.5773 | QLD Molendinar |  |  | FALSE | #N/A | #N/A | #N/A | #N/A | #N/A | #N/A | #N/A | #N/A | #N/A | #N/A
TRUE | QLD | QMAR | Molendinar | Energy Queensland | Winter | Non-coincident | 2025 | POE90 | 51.6673 | NA | QLD Molendinar |  |  | FALSE | #N/A | #N/A | #N/A | #N/A | #N/A | #N/A | #N/A | #N/A | #N/A | #N/A
TRUE | QLD | QMAR | Molendinar | Energy Queensland | Winter | Coincident_unreconciled | 2026 | POE50 | 135.7864 | NA | QLD Molendinar |  |  | FALSE | #N/A | #N/A | #N/A | #N/A | #N/A | #N/A | #N/A | #N/A | #N/A | #N/A
TRUE | QLD | QMAR | Molendinar | Energy Queensland | Winter | Coincident_unreconciled | 2026 | POE90 | 101.5394 | NA | QLD Molendinar |  |  | FALSE | #N/A | #N/A | #N/A | #N/A | #N/A | #N/A | #N/A | #N/A | #N/A | #N/A
TRUE | QLD | QMAR | Molendinar | Energy Queensland | Winter | Non-coincident | 2026 | POE50 | 71.1343 | 413.3173 | QLD Molendinar |  |  | FALSE | #N/A | #N/A | #N/A | #N/A | #N/A | #N/A | #N/A | #N/A | #N/A | #N/A
TRUE | QLD | QMAR | Molendinar | Energy Queensland | Winter | Non-coincident | 2026 | POE90 | 48.4748 | NA | QLD Molendinar |  |  | FALSE | #N/A | #N/A | #N/A | #N/A | #N/A | #N/A | #N/A | #N/A | #N/A | #N/A
TRUE | QLD | QMAR | Molendinar | Energy Queensland | Winter | Coincident_unreconciled | 2027 | POE50 | 133.4504 | NA | QLD Molendinar |  |  | FALSE | #N/A | #N/A | #N/A | #N/A | #N/A | #N/A | #N/A | #N/A | #N/A | #N/A
TRUE | QLD | QMAR | Molendinar | Energy Queensland | Winter | Coincident_unreconciled | 2027 | POE90 | 98.7054 | NA | QLD Molendinar |  |  | FALSE | #N/A | #N/A | #N/A | #N/A | #N/A | #N/A | #N/A | #N/A | #N/A | #N/A
TRUE | QLD | QMAR | Molendinar | Energy Queensland | Winter | Non-coincident | 2027 | POE50 | 69.5887 | 419.3592 | QLD Molendinar |  |  | FALSE | #N/A | #N/A | #N/A | #N/A | #N/A | #N/A | #N/A | #N/A | #N/A | #N/A
TRUE | QLD | QMAR | Molendinar | Energy Queensland | Winter | Non-coincident | 2027 | POE90 | 46.5996 | NA | QLD Molendinar |  |  | FALSE | #N/A | #N/A | #N/A | #N/A | #N/A | #N/A | #N/A | #N/A | #N/A | #N/A
TRUE | QLD | QMAR | Molendinar | Energy Queensland | Winter | Coincident_unreconciled | 2028 | POE50 | 132.1761 | NA | QLD Molendinar |  |  | FALSE | #N/A | #N/A | #N/A | #N/A | #N/A | #N/A | #N/A | #N/A | #N/A | #N/A
TRUE | QLD | QMAR | Molendinar | Energy Queensland | Winter | Coincident_unreconciled | 2028 | POE90 | 96.933 | NA | QLD Molendinar |  |  | FALSE | #N/A | #N/A | #N/A | #N/A | #N/A | #N/A | #N/A | #N/A | #N/A | #N/A
TRUE | QLD | QMAR | Molendinar | Energy Queensland | Winter | Non-coincident | 2028 | POE50 | 68.7456 | 425.8752 | QLD Molendinar |  |  | FALSE | #N/A | #N/A | #N/A | #N/A | #N/A | #N/A | #N/A | #N/A | #N/A | #N/A
TRUE | QLD | QMAR | Molendinar | Energy Queensland | Winter | Non-coincident | 2028 | POE90 | 45.4269 | NA | QLD Molendinar |  |  | FALSE | #N/A | #N/A | #N/A | #N/A | #N/A | #N/A | #N/A | #N/A | #N/A | #N/A
TRUE | QLD | QMAR | Molendinar | Energy Queensland | Winter | Coincident_unreconciled | 2029 | POE50 | 131.8542 | NA | QLD Molendinar |  |  | FALSE | #N/A | #N/A | #N/A | #N/A | #N/A | #N/A | #N/A | #N/A | #N/A | #N/A
TRUE | QLD | QMAR | Molendinar | Energy Queensland | Winter | Coincident_unreconciled | 2029 | POE90 | 96.1131 | NA | QLD Molendinar |  |  | FALSE | #N/A | #N/A | #N/A | #N/A | #N/A | #N/A | #N/A | #N/A | #N/A | #N/A
TRUE | QLD | QMAR | Molendinar | Energy Queensland | Winter | Non-coincident | 2029 | POE50 | 68.5326 | 432.7598 | QLD Molendinar |  |  | FALSE | #N/A | #N/A | #N/A | #N/A | #N/A | #N/A | #N/A | #N/A | #N/A | #N/A
TRUE | QLD | QMAR | Molendinar | Energy Queensland | Winter | Non-coincident | 2029 | POE90 | 44.8844 | NA | QLD Molendinar |  |  | FALSE | #N/A | #N/A | #N/A | #N/A | #N/A | #N/A | #N/A | #N/A | #N/A | #N/A
TRUE | QLD | QMAR | Molendinar | Energy Queensland | Shoulder | Non-coincident | 2019 | BASEYEARPOE10 | NA | 342.2866 | QLD Molendinar |  |  | FALSE | #N/A | #N/A | #N/A | #N/A | #N/A | #N/A | #N/A | #N/A | #N/A | #N/A
TRUE | QLD | QMAR | Molendinar | Energy Queensland | Shoulder | Coincident | 2021 | POE10 | NA | 341.233 | QLD Molendinar |  |  | FALSE | #N/A | #N/A | #N/A | #N/A | #N/A | #N/A | #N/A | #N/A | #N/A | #N/A
TRUE | QLD | QMAR | Molendinar | Energy Queensland | Shoulder | Coincident | 2021 | POE50 | NA | 348.0421 | QLD Molendinar |  |  | FALSE | #N/A | #N/A | #N/A | #N/A | #N/A | #N/A | #N/A | #N/A | #N/A | #N/A
TRUE | QLD | QMAR | Molendinar | Energy Queensland | Shoulder | Non-coincident | 2021 | POE10 | NA | 347.6351 | QLD Molendinar |  |  | FALSE | #N/A | #N/A | #N/A | #N/A | #N/A | #N/A | #N/A | #N/A | #N/A | #N/A
TRUE | QLD | QMAR | Molendinar | Energy Queensland | Shoulder | Coincident | 2022 | POE10 | NA | 355.7242 | QLD Molendinar |  |  | FALSE | #N/A | #N/A | #N/A | #N/A | #N/A | #N/A | #N/A | #N/A | #N/A | #N/A
TRUE | QLD | QMAR | Molendinar | Energy Queensland | Shoulder | Coincident | 2022 | POE50 | NA | 356.7667 | QLD Molendinar |  |  | FALSE | #N/A | #N/A | #N/A | #N/A | #N/A | #N/A | #N/A | #N/A | #N/A | #N/A
TRUE | QLD | QMAR | Molendinar | Energy Queensland | Shoulder | Non-coincident | 2022 | POE10 | NA | 355.7242 | QLD Molendinar |  |  | FALSE | #N/A | #N/A | #N/A | #N/A | #N/A | #N/A | #N/A | #N/A | #N/A | #N/A
TRUE | QLD | QMAR | Molendinar | Energy Queensland | Shoulder | Coincident | 2023 | POE10 | NA | 361.481 | QLD Molendinar |  |  | FALSE | #N/A | #N/A | #N/A | #N/A | #N/A | #N/A | #N/A | #N/A | #N/A | #N/A
TRUE | QLD | QMAR | Molendinar | Energy Queensland | Shoulder | Coincident | 2023 | POE50 | NA | 364.2908 | QLD Molendinar |  |  | FALSE | #N/A | #N/A | #N/A | #N/A | #N/A | #N/A | #N/A | #N/A | #N/A | #N/A
TRUE | QLD | QMAR | Molendinar | Energy Queensland | Shoulder | Non-coincident | 2023 | POE10 | NA | 361.481 | QLD Molendinar |  |  | FALSE | #N/A | #N/A | #N/A | #N/A | #N/A | #N/A | #N/A | #N/A | #N/A | #N/A
TRUE | QLD | QMAR | Molendinar | Energy Queensland | Shoulder | Coincident | 2024 | POE10 | NA | 368.2878 | QLD Molendinar |  |  | FALSE | #N/A | #N/A | #N/A | #N/A | #N/A | #N/A | #N/A | #N/A | #N/A | #N/A
TRUE | QLD | QMAR | Molendinar | Energy Queensland | Shoulder | Coincident | 2024 | POE50 | NA | 376.0305 | QLD Molendinar |  |  | FALSE | #N/A | #N/A | #N/A | #N/A | #N/A | #N/A | #N/A | #N/A | #N/A | #N/A
TRUE | QLD | QMAR | Molendinar | Energy Queensland | Shoulder | Non-coincident | 2024 | POE10 | NA | 368.2878 | QLD Molendinar |  |  | FALSE | #N/A | #N/A | #N/A | #N/A | #N/A | #N/A | #N/A | #N/A | #N/A | #N/A
TRUE | QLD | QMAR | Molendinar | Energy Queensland | Shoulder | Coincident | 2025 | POE10 | NA | 374.5318 | QLD Molendinar |  |  | FALSE | #N/A | #N/A | #N/A | #N/A | #N/A | #N/A | #N/A | #N/A | #N/A | #N/A
TRUE | QLD | QMAR | Molendinar | Energy Queensland | Shoulder | Coincident | 2025 | POE50 | NA | 379.629 | QLD Molendinar |  |  | FALSE | #N/A | #N/A | #N/A | #N/A | #N/A | #N/A | #N/A | #N/A | #N/A | #N/A
TRUE | QLD | QMAR | Molendinar | Energy Queensland | Shoulder | Non-coincident | 2025 | POE10 | NA | 374.5318 | QLD Molendinar |  |  | FALSE | #N/A | #N/A | #N/A | #N/A | #N/A | #N/A | #N/A | #N/A | #N/A | #N/A
TRUE | QLD | QMAR | Molendinar | Energy Queensland | Shoulder | Coincident | 2026 | POE10 | NA | 377.8088 | QLD Molendinar |  |  | FALSE | #N/A | #N/A | #N/A | #N/A | #N/A | #N/A | #N/A | #N/A | #N/A | #N/A
TRUE | QLD | QMAR | Molendinar | Energy Queensland | Shoulder | Coincident | 2026 | POE50 | NA | 385.0607 | QLD Molendinar |  |  | FALSE | #N/A | #N/A | #N/A | #N/A | #N/A | #N/A | #N/A | #N/A | #N/A | #N/A
TRUE | QLD | QMAR | Molendinar | Energy Queensland | Shoulder | Non-coincident | 2026 | POE10 | NA | 377.8088 | QLD Molendinar |  |  | FALSE | #N/A | #N/A | #N/A | #N/A | #N/A | #N/A | #N/A | #N/A | #N/A | #N/A
TRUE | QLD | QMAR | Molendinar | Energy Queensland | Shoulder | Coincident | 2027 | POE10 | NA | 381.6965 | QLD Molendinar |  |  | FALSE | #N/A | #N/A | #N/A | #N/A | #N/A | #N/A | #N/A | #N/A | #N/A | #N/A
TRUE | QLD | QMAR | Molendinar | Energy Queensland | Shoulder | Coincident | 2027 | POE50 | NA | 388.6447 | QLD Molendinar |  |  | FALSE | #N/A | #N/A | #N/A | #N/A | #N/A | #N/A | #N/A | #N/A | #N/A | #N/A
TRUE | QLD | QMAR | Molendinar | Energy Queensland | Shoulder | Non-coincident | 2027 | POE10 | NA | 381.6965 | QLD Molendinar |  |  | FALSE | #N/A | #N/A | #N/A | #N/A | #N/A | #N/A | #N/A | #N/A | #N/A | #N/A
TRUE | QLD | QMAR | Molendinar | Energy Queensland | Shoulder | Coincident | 2028 | POE10 | NA | 386.0623 | QLD Molendinar |  |  | FALSE | #N/A | #N/A | #N/A | #N/A | #N/A | #N/A | #N/A | #N/A | #N/A | #N/A
TRUE | QLD | QMAR | Molendinar | Energy Queensland | Shoulder | Coincident | 2028 | POE50 | NA | 394.0475 | QLD Molendinar |  |  | FALSE | #N/A | #N/A | #N/A | #N/A | #N/A | #N/A | #N/A | #N/A | #N/A | #N/A
TRUE | QLD | QMAR | Molendinar | Energy Queensland | Shoulder | Non-coincident | 2028 | POE10 | NA | 386.0623 | QLD Molendinar |  |  | FALSE | #N/A | #N/A | #N/A | #N/A | #N/A | #N/A | #N/A | #N/A | #N/A | #N/A
TRUE | QLD | QMAR | Molendinar | Energy Queensland | Shoulder | Coincident | 2029 | POE10 | NA | 395.9459 | QLD Molendinar |  |  | FALSE | #N/A | #N/A | #N/A | #N/A | #N/A | #N/A | #N/A | #N/A | #N/A | #N/A
TRUE | QLD | QMAR | Molendinar | Energy Queensland | Shoulder | Coincident | 2029 | POE50 | NA | 401.7631 | QLD Molendinar |  |  | FALSE | #N/A | #N/A | #N/A | #N/A | #N/A | #N/A | #N/A | #N/A | #N/A | #N/A
TRUE | QLD | QMAR | Molendinar | Energy Queensland | Shoulder | Non-coincident | 2029 | POE10 | NA | 395.9459 | QLD Molendinar |  |  | FALSE | #N/A | #N/A | #N/A | #N/A | #N/A | #N/A | #N/A | #N/A | #N/A | #N/A
TRUE | QLD | QMAR | Molendinar | Energy Queensland | Shoulder | Coincident | 2030 | POE10 | NA | 402.6242 | QLD Molendinar |  |  | FALSE | #N/A | #N/A | #N/A | #N/A | #N/A | #N/A | #N/A | #N/A | #N/A | #N/A
TRUE | QLD | QMAR | Molendinar | Energy Queensland | Shoulder | Coincident | 2030 | POE50 | NA | 408.9733 | QLD Molendinar |  |  | FALSE | #N/A | #N/A | #N/A | #N/A | #N/A | #N/A | #N/A | #N/A | #N/A | #N/A
TRUE | QLD | QMAR | Molendinar | Energy Queensland | Shoulder | Non-coincident | 2030 | POE10 | NA | 402.6242 | QLD Molendinar |  |  | FALSE | #N/A | #N/A | #N/A | #N/A | #N/A | #N/A | #N/A | #N/A | #N/A | #N/A
TRUE | QLD | QMAR | Molendinar | Energy Queensland | Summer | Non-coincident | 2019 | BASEYEARPOE10 | NA | 469.1602 | QLD Molendinar |  |  | FALSE | #N/A | #N/A | #N/A | #N/A | #N/A | #N/A | #N/A | #N/A | #N/A | #N/A
TRUE | QLD | QMAR | Molendinar | Energy Queensland | Summer | Coincident | 2021 | POE10 | NA | 458.0822 | QLD Molendinar |  |  | FALSE | #N/A | #N/A | #N/A | #N/A | #N/A | #N/A | #N/A | #N/A | #N/A | #N/A
TRUE | QLD | QMAR | Molendinar | Energy Queensland | Summer | Coincident | 2021 | POE50 | NA | 441.6878 | QLD Molendinar |  |  | FALSE | #N/A | #N/A | #N/A | #N/A | #N/A | #N/A | #N/A | #N/A | #N/A | #N/A
TRUE | QLD | QMAR | Molendinar | Energy Queensland | Summer | Non-coincident | 2021 | POE10 | NA | 485.9216 | QLD Molendinar |  |  | FALSE | #N/A | #N/A | #N/A | #N/A | #N/A | #N/A | #N/A | #N/A | #N/A | #N/A
TRUE | QLD | QMAR | Molendinar | Energy Queensland | Summer | Coincident | 2022 | POE10 | NA | 472.4992 | QLD Molendinar |  |  | FALSE | #N/A | #N/A | #N/A | #N/A | #N/A | #N/A | #N/A | #N/A | #N/A | #N/A
TRUE | QLD | QMAR | Molendinar | Energy Queensland | Summer | Coincident | 2022 | POE50 | NA | 454.8235 | QLD Molendinar |  |  | FALSE | #N/A | #N/A | #N/A | #N/A | #N/A | #N/A | #N/A | #N/A | #N/A | #N/A
TRUE | QLD | QMAR | Molendinar | Energy Queensland | Summer | Non-coincident | 2022 | POE10 | NA | 492.274 | QLD Molendinar |  |  | FALSE | #N/A | #N/A | #N/A | #N/A | #N/A | #N/A | #N/A | #N/A | #N/A | #N/A
TRUE | QLD | QMAR | Molendinar | Energy Queensland | Summer | Coincident | 2023 | POE10 | NA | 481.3078 | QLD Molendinar |  |  | FALSE | #N/A | #N/A | #N/A | #N/A | #N/A | #N/A | #N/A | #N/A | #N/A | #N/A
TRUE | QLD | QMAR | Molendinar | Energy Queensland | Summer | Coincident | 2023 | POE50 | NA | 462.2208 | QLD Molendinar |  |  | FALSE | #N/A | #N/A | #N/A | #N/A | #N/A | #N/A | #N/A | #N/A | #N/A | #N/A
TRUE | QLD | QMAR | Molendinar | Energy Queensland | Summer | Non-coincident | 2023 | POE10 | NA | 498.7049 | QLD Molendinar |  |  | FALSE | #N/A | #N/A | #N/A | #N/A | #N/A | #N/A | #N/A | #N/A | #N/A | #N/A
TRUE | QLD | QMAR | Molendinar | Energy Queensland | Summer | Coincident | 2024 | POE10 | NA | 493.2869 | QLD Molendinar |  |  | FALSE | #N/A | #N/A | #N/A | #N/A | #N/A | #N/A | #N/A | #N/A | #N/A | #N/A
TRUE | QLD | QMAR | Molendinar | Energy Queensland | Summer | Coincident | 2024 | POE50 | NA | 474.1393 | QLD Molendinar |  |  | FALSE | #N/A | #N/A | #N/A | #N/A | #N/A | #N/A | #N/A | #N/A | #N/A | #N/A
TRUE | QLD | QMAR | Molendinar | Energy Queensland | Summer | Non-coincident | 2024 | POE10 | NA | 505.3039 | QLD Molendinar |  |  | FALSE | #N/A | #N/A | #N/A | #N/A | #N/A | #N/A | #N/A | #N/A | #N/A | #N/A
TRUE | QLD | QMAR | Molendinar | Energy Queensland | Summer | Coincident | 2025 | POE10 | NA | 497.4752 | QLD Molendinar |  |  | FALSE | #N/A | #N/A | #N/A | #N/A | #N/A | #N/A | #N/A | #N/A | #N/A | #N/A
TRUE | QLD | QMAR | Molendinar | Energy Queensland | Summer | Coincident | 2025 | POE50 | NA | 480.5964 | QLD Molendinar |  |  | FALSE | #N/A | #N/A | #N/A | #N/A | #N/A | #N/A | #N/A | #N/A | #N/A | #N/A
TRUE | QLD | QMAR | Molendinar | Energy Queensland | Summer | Non-coincident | 2025 | POE10 | NA | 511.9906 | QLD Molendinar |  |  | FALSE | #N/A | #N/A | #N/A | #N/A | #N/A | #N/A | #N/A | #N/A | #N/A | #N/A
TRUE | QLD | QMAR | Molendinar | Energy Queensland | Summer | Coincident | 2026 | POE10 | NA | 506.2329 | QLD Molendinar |  |  | FALSE | #N/A | #N/A | #N/A | #N/A | #N/A | #N/A | #N/A | #N/A | #N/A | #N/A
TRUE | QLD | QMAR | Molendinar | Energy Queensland | Summer | Coincident | 2026 | POE50 | NA | 487.4103 | QLD Molendinar |  |  | FALSE | #N/A | #N/A | #N/A | #N/A | #N/A | #N/A | #N/A | #N/A | #N/A | #N/A
TRUE | QLD | QMAR | Molendinar | Energy Queensland | Summer | Non-coincident | 2026 | POE10 | NA | 518.8306 | QLD Molendinar |  |  | FALSE | #N/A | #N/A | #N/A | #N/A | #N/A | #N/A | #N/A | #N/A | #N/A | #N/A
TRUE | QLD | QMAR | Molendinar | Energy Queensland | Summer | Coincident | 2027 | POE10 | NA | 509.1705 | QLD Molendinar |  |  | FALSE | #N/A | #N/A | #N/A | #N/A | #N/A | #N/A | #N/A | #N/A | #N/A | #N/A
TRUE | QLD | QMAR | Molendinar | Energy Queensland | Summer | Coincident | 2027 | POE50 | NA | 491.9284 | QLD Molendinar |  |  | FALSE | #N/A | #N/A | #N/A | #N/A | #N/A | #N/A | #N/A | #N/A | #N/A | #N/A
TRUE | QLD | QMAR | Molendinar | Energy Queensland | Summer | Non-coincident | 2027 | POE10 | NA | 526.0038 | QLD Molendinar |  |  | FALSE | #N/A | #N/A | #N/A | #N/A | #N/A | #N/A | #N/A | #N/A | #N/A | #N/A
TRUE | QLD | QMAR | Molendinar | Energy Queensland | Summer | Coincident | 2028 | POE10 | NA | 516.6512 | QLD Molendinar |  |  | FALSE | #N/A | #N/A | #N/A | #N/A | #N/A | #N/A | #N/A | #N/A | #N/A | #N/A
TRUE | QLD | QMAR | Molendinar | Energy Queensland | Summer | Coincident | 2028 | POE50 | NA | 498.9231 | QLD Molendinar |  |  | FALSE | #N/A | #N/A | #N/A | #N/A | #N/A | #N/A | #N/A | #N/A | #N/A | #N/A
TRUE | QLD | QMAR | Molendinar | Energy Queensland | Summer | Non-coincident | 2028 | POE10 | NA | 533.59 | QLD Molendinar |  |  | FALSE | #N/A | #N/A | #N/A | #N/A | #N/A | #N/A | #N/A | #N/A | #N/A | #N/A
TRUE | QLD | QMAR | Molendinar | Energy Queensland | Summer | Coincident | 2029 | POE10 | NA | 522.7704 | QLD Molendinar |  |  | FALSE | #N/A | #N/A | #N/A | #N/A | #N/A | #N/A | #N/A | #N/A | #N/A | #N/A
TRUE | QLD | QMAR | Molendinar | Energy Queensland | Summer | Coincident | 2029 | POE50 | NA | 507.0523 | QLD Molendinar |  |  | FALSE | #N/A | #N/A | #N/A | #N/A | #N/A | #N/A | #N/A | #N/A | #N/A | #N/A
TRUE | QLD | QMAR | Molendinar | Energy Queensland | Summer | Non-coincident | 2029 | POE10 | NA | 541.583 | QLD Molendinar |  |  | FALSE | #N/A | #N/A | #N/A | #N/A | #N/A | #N/A | #N/A | #N/A | #N/A | #N/A
TRUE | QLD | QMAR | Molendinar | Energy Queensland | Summer | Coincident | 2030 | POE10 | NA | 531.2496 | QLD Molendinar |  |  | FALSE | #N/A | #N/A | #N/A | #N/A | #N/A | #N/A | #N/A | #N/A | #N/A | #N/A
TRUE | QLD | QMAR | Molendinar | Energy Queensland | Summer | Coincident | 2030 | POE50 | NA | 512.6385 | QLD Molendinar |  |  | FALSE | #N/A | #N/A | #N/A | #N/A | #N/A | #N/A | #N/A | #N/A | #N/A | #N/A
TRUE | QLD | QMAR | Molendinar | Energy Queensland | Summer | Non-coincident | 2030 | POE10 | NA | 550.0146 | QLD Molendinar |  |  | FALSE | #N/A | #N/A | #N/A | #N/A | #N/A | #N/A | #N/A | #N/A | #N/A | #N/A
TRUE | QLD | QMAR | Molendinar | Energy Queensland | Winter | Non-coincident | 2019 | BASEYEARPOE10 | NA | 381.954 | QLD Molendinar |  |  | FALSE | #N/A | #N/A | #N/A | #N/A | #N/A | #N/A | #N/A | #N/A | #N/A | #N/A
TRUE | QLD | QMAR | Molendinar | Energy Queensland | Winter | Coincident | 2020 | POE10 | NA | 370.1905 | QLD Molendinar |  |  | FALSE | #N/A | #N/A | #N/A | #N/A | #N/A | #N/A | #N/A | #N/A | #N/A | #N/A
TRUE | QLD | QMAR | Molendinar | Energy Queensland | Winter | Coincident | 2020 | POE50 | NA | 358.3503 | QLD Molendinar |  |  | FALSE | #N/A | #N/A | #N/A | #N/A | #N/A | #N/A | #N/A | #N/A | #N/A | #N/A
TRUE | QLD | QMAR | Molendinar | Energy Queensland | Winter | Non-coincident | 2020 | POE10 | NA | 388.0181 | QLD Molendinar |  |  | FALSE | #N/A | #N/A | #N/A | #N/A | #N/A | #N/A | #N/A | #N/A | #N/A | #N/A
TRUE | QLD | QMAR | Molendinar | Energy Queensland | Winter | Coincident | 2021 | POE10 | NA | 372.5207 | QLD Molendinar |  |  | FALSE | #N/A | #N/A | #N/A | #N/A | #N/A | #N/A | #N/A | #N/A | #N/A | #N/A
TRUE | QLD | QMAR | Molendinar | Energy Queensland | Winter | Coincident | 2021 | POE50 | NA | 360.5042 | QLD Molendinar |  |  | FALSE | #N/A | #N/A | #N/A | #N/A | #N/A | #N/A | #N/A | #N/A | #N/A | #N/A
TRUE | QLD | QMAR | Molendinar | Energy Queensland | Winter | Non-coincident | 2021 | POE10 | NA | 393.7683 | QLD Molendinar |  |  | FALSE | #N/A | #N/A | #N/A | #N/A | #N/A | #N/A | #N/A | #N/A | #N/A | #N/A
TRUE | QLD | QMAR | Molendinar | Energy Queensland | Winter | Coincident | 2022 | POE10 | NA | 386.2903 | QLD Molendinar |  |  | FALSE | #N/A | #N/A | #N/A | #N/A | #N/A | #N/A | #N/A | #N/A | #N/A | #N/A
TRUE | QLD | QMAR | Molendinar | Energy Queensland | Winter | Coincident | 2022 | POE50 | NA | 373.8879 | QLD Molendinar |  |  | FALSE | #N/A | #N/A | #N/A | #N/A | #N/A | #N/A | #N/A | #N/A | #N/A | #N/A
TRUE | QLD | QMAR | Molendinar | Energy Queensland | Winter | Non-coincident | 2022 | POE10 | NA | 399.4836 | QLD Molendinar |  |  | FALSE | #N/A | #N/A | #N/A | #N/A | #N/A | #N/A | #N/A | #N/A | #N/A | #N/A
TRUE | QLD | QMAR | Molendinar | Energy Queensland | Winter | Coincident | 2023 | POE10 | NA | 395.4383 | QLD Molendinar |  |  | FALSE | #N/A | #N/A | #N/A | #N/A | #N/A | #N/A | #N/A | #N/A | #N/A | #N/A
TRUE | QLD | QMAR | Molendinar | Energy Queensland | Winter | Coincident | 2023 | POE50 | NA | 382.3745 | QLD Molendinar |  |  | FALSE | #N/A | #N/A | #N/A | #N/A | #N/A | #N/A | #N/A | #N/A | #N/A | #N/A
TRUE | QLD | QMAR | Molendinar | Energy Queensland | Winter | Non-coincident | 2023 | POE10 | NA | 405.2011 | QLD Molendinar |  |  | FALSE | #N/A | #N/A | #N/A | #N/A | #N/A | #N/A | #N/A | #N/A | #N/A | #N/A
TRUE | QLD | QMAR | Molendinar | Energy Queensland | Winter | Coincident | 2024 | POE10 | NA | 406.9251 | QLD Molendinar |  |  | FALSE | #N/A | #N/A | #N/A | #N/A | #N/A | #N/A | #N/A | #N/A | #N/A | #N/A
TRUE | QLD | QMAR | Molendinar | Energy Queensland | Winter | Coincident | 2024 | POE50 | NA | 391.9639 | QLD Molendinar |  |  | FALSE | #N/A | #N/A | #N/A | #N/A | #N/A | #N/A | #N/A | #N/A | #N/A | #N/A
TRUE | QLD | QMAR | Molendinar | Energy Queensland | Winter | Non-coincident | 2024 | POE10 | NA | 410.8393 | QLD Molendinar |  |  | FALSE | #N/A | #N/A | #N/A | #N/A | #N/A | #N/A | #N/A | #N/A | #N/A | #N/A
TRUE | QLD | QMAR | Molendinar | Energy Queensland | Winter | Coincident | 2025 | POE10 | NA | 411.2983 | QLD Molendinar |  |  | FALSE | #N/A | #N/A | #N/A | #N/A | #N/A | #N/A | #N/A | #N/A | #N/A | #N/A
TRUE | QLD | QMAR | Molendinar | Energy Queensland | Winter | Coincident | 2025 | POE50 | NA | 397.0241 | QLD Molendinar |  |  | FALSE | #N/A | #N/A | #N/A | #N/A | #N/A | #N/A | #N/A | #N/A | #N/A | #N/A
TRUE | QLD | QMAR | Molendinar | Energy Queensland | Winter | Non-coincident | 2025 | POE10 | NA | 416.5388 | QLD Molendinar |  |  | FALSE | #N/A | #N/A | #N/A | #N/A | #N/A | #N/A | #N/A | #N/A | #N/A | #N/A
TRUE | QLD | QMAR | Molendinar | Energy Queensland | Winter | Coincident | 2026 | POE10 | NA | 416.8123 | QLD Molendinar |  |  | FALSE | #N/A | #N/A | #N/A | #N/A | #N/A | #N/A | #N/A | #N/A | #N/A | #N/A
TRUE | QLD | QMAR | Molendinar | Energy Queensland | Winter | Coincident | 2026 | POE50 | NA | 403.1048 | QLD Molendinar |  |  | FALSE | #N/A | #N/A | #N/A | #N/A | #N/A | #N/A | #N/A | #N/A | #N/A | #N/A
TRUE | QLD | QMAR | Molendinar | Energy Queensland | Winter | Non-coincident | 2026 | POE10 | NA | 422.4077 | QLD Molendinar |  |  | FALSE | #N/A | #N/A | #N/A | #N/A | #N/A | #N/A | #N/A | #N/A | #N/A | #N/A
TRUE | QLD | QMAR | Molendinar | Energy Queensland | Winter | Coincident | 2027 | POE10 | NA | 422.4923 | QLD Molendinar |  |  | FALSE | #N/A | #N/A | #N/A | #N/A | #N/A | #N/A | #N/A | #N/A | #N/A | #N/A
TRUE | QLD | QMAR | Molendinar | Energy Queensland | Winter | Coincident | 2027 | POE50 | NA | 408.6424 | QLD Molendinar |  |  | FALSE | #N/A | #N/A | #N/A | #N/A | #N/A | #N/A | #N/A | #N/A | #N/A | #N/A
TRUE | QLD | QMAR | Molendinar | Energy Queensland | Winter | Non-coincident | 2027 | POE10 | NA | 428.5794 | QLD Molendinar |  |  | FALSE | #N/A | #N/A | #N/A | #N/A | #N/A | #N/A | #N/A | #N/A | #N/A | #N/A
TRUE | QLD | QMAR | Molendinar | Energy Queensland | Winter | Coincident | 2028 | POE10 | NA | 433.3556 | QLD Molendinar |  |  | FALSE | #N/A | #N/A | #N/A | #N/A | #N/A | #N/A | #N/A | #N/A | #N/A | #N/A
TRUE | QLD | QMAR | Molendinar | Energy Queensland | Winter | Coincident | 2028 | POE50 | NA | 415.916 | QLD Molendinar |  |  | FALSE | #N/A | #N/A | #N/A | #N/A | #N/A | #N/A | #N/A | #N/A | #N/A | #N/A
TRUE | QLD | QMAR | Molendinar | Energy Queensland | Winter | Non-coincident | 2028 | POE10 | NA | 435.2252 | QLD Molendinar |  |  | FALSE | #N/A | #N/A | #N/A | #N/A | #N/A | #N/A | #N/A | #N/A | #N/A | #N/A
TRUE | QLD | QMAR | Molendinar | Energy Queensland | Winter | Coincident | 2029 | POE10 | NA | 437.9694 | QLD Molendinar |  |  | FALSE | #N/A | #N/A | #N/A | #N/A | #N/A | #N/A | #N/A | #N/A | #N/A | #N/A
TRUE | QLD | QMAR | Molendinar | Energy Queensland | Winter | Coincident | 2029 | POE50 | NA | 422.5582 | QLD Molendinar |  |  | FALSE | #N/A | #N/A | #N/A | #N/A | #N/A | #N/A | #N/A | #N/A | #N/A | #N/A
TRUE | QLD | QMAR | Molendinar | Energy Queensland | Winter | Non-coincident | 2029 | POE10 | NA | 442.2397 | QLD Molendinar |  |  | FALSE | #N/A | #N/A | #N/A | #N/A | #N/A | #N/A | #N/A | #N/A | #N/A | #N/A
TRUE | QLD | QMGB | Mudgeeraba 110 | Energy Queensland | Shoulder | Coincident | 2017 | ACTUAL_OPG | 44.5386 | 221.3843 | QLD Mudgeeraba 110 |  |  | FALSE | #N/A | #N/A | #N/A | #N/A | #N/A | #N/A | #N/A | #N/A | #N/A | #N/A
TRUE | QLD | QMGB | Mudgeeraba 110 | Energy Queensland | Shoulder | Coincident | 2017 | ACTUAL_RAW | 44.5386 | 221.3843 | QLD Mudgeeraba 110 |  |  | FALSE | #N/A | #N/A | #N/A | #N/A | #N/A | #N/A | #N/A | #N/A | #N/A | #N/A
TRUE | QLD | QMGB | Mudgeeraba 110 | Energy Queensland | Shoulder | Non-coincident | 2017 | ACTUAL_RAW | 13.953 | 250.5561 | QLD Mudgeeraba 110 |  |  | FALSE | #N/A | #N/A | #N/A | #N/A | #N/A | #N/A | #N/A | #N/A | #N/A | #N/A
TRUE | QLD | QMGB | Mudgeeraba 110 | Energy Queensland | Shoulder | Non-coincident | 2017 | ACTUAL_OPG | 13.953 | 250.5561 | QLD Mudgeeraba 110 |  |  | FALSE | #N/A | #N/A | #N/A | #N/A | #N/A | #N/A | #N/A | #N/A | #N/A | #N/A
TRUE | QLD | QMGB | Mudgeeraba 110 | Energy Queensland | Shoulder | Non-coincident | 2017 | ACTUAL_ADJUSTEDOPG | 13.953 | 250.5561 | QLD Mudgeeraba 110 |  |  | FALSE | #N/A | #N/A | #N/A | #N/A | #N/A | #N/A | #N/A | #N/A | #N/A | #N/A
TRUE | QLD | QMGB | Mudgeeraba 110 | Energy Queensland | Shoulder | Coincident | 2018 | ACTUAL_OPG | 33.8875 | 199.335 | QLD Mudgeeraba 110 |  |  | FALSE | #N/A | #N/A | #N/A | #N/A | #N/A | #N/A | #N/A | #N/A | #N/A | #N/A
TRUE | QLD | QMGB | Mudgeeraba 110 | Energy Queensland | Shoulder | Coincident | 2018 | ACTUAL_RAW | 33.8875 | 199.335 | QLD Mudgeeraba 110 |  |  | FALSE | #N/A | #N/A | #N/A | #N/A | #N/A | #N/A | #N/A | #N/A | #N/A | #N/A
TRUE | QLD | QMGB | Mudgeeraba 110 | Energy Queensland | Shoulder | Non-coincident | 2018 | ACTUAL_RAW | 10.3599 | 246.2722 | QLD Mudgeeraba 110 |  |  | FALSE | #N/A | #N/A | #N/A | #N/A | #N/A | #N/A | #N/A | #N/A | #N/A | #N/A
TRUE | QLD | QMGB | Mudgeeraba 110 | Energy Queensland | Shoulder | Non-coincident | 2018 | ACTUAL_OPG | 10.3599 | 246.2722 | QLD Mudgeeraba 110 |  |  | FALSE | #N/A | #N/A | #N/A | #N/A | #N/A | #N/A | #N/A | #N/A | #N/A | #N/A
TRUE | QLD | QMGB | Mudgeeraba 110 | Energy Queensland | Shoulder | Non-coincident | 2018 | ACTUAL_ADJUSTEDOPG | 10.3599 | 246.2722 | QLD Mudgeeraba 110 |  |  | FALSE | #N/A | #N/A | #N/A | #N/A | #N/A | #N/A | #N/A | #N/A | #N/A | #N/A
TRUE | QLD | QMGB | Mudgeeraba 110 | Energy Queensland | Shoulder | Coincident | 2019 | ACTUAL_OPG | 54.244 | 216.7594 | QLD Mudgeeraba 110 |  |  | FALSE | #N/A | #N/A | #N/A | #N/A | #N/A | #N/A | #N/A | #N/A | #N/A | #N/A
TRUE | QLD | QMGB | Mudgeeraba 110 | Energy Queensland | Shoulder | Coincident | 2019 | ACTUAL_RAW | 54.244 | 216.7594 | QLD Mudgeeraba 110 |  |  | FALSE | #N/A | #N/A | #N/A | #N/A | #N/A | #N/A | #N/A | #N/A | #N/A | #N/A
TRUE | QLD | QMGB | Mudgeeraba 110 | Energy Queensland | Shoulder | Non-coincident | 2019 | ACTUAL_RAW | 9.6061 | 227.1664 | QLD Mudgeeraba 110 |  |  | FALSE | #N/A | #N/A | #N/A | #N/A | #N/A | #N/A | #N/A | #N/A | #N/A | #N/A
TRUE | QLD | QMGB | Mudgeeraba 110 | Energy Queensland | Shoulder | Non-coincident | 2019 | ACTUAL_OPG | 9.6061 | 227.1664 | QLD Mudgeeraba 110 |  |  | FALSE | #N/A | #N/A | #N/A | #N/A | #N/A | #N/A | #N/A | #N/A | #N/A | #N/A
TRUE | QLD | QMGB | Mudgeeraba 110 | Energy Queensland | Shoulder | Non-coincident | 2019 | ACTUAL_ADJUSTEDOPG | 9.6061 | 227.1664 | QLD Mudgeeraba 110 |  |  | FALSE | #N/A | #N/A | #N/A | #N/A | #N/A | #N/A | #N/A | #N/A | #N/A | #N/A
TRUE | QLD | QMGB | Mudgeeraba 110 | Energy Queensland | Shoulder | Non-coincident | 2019 | BASEYEARPOE90 | 1.9441 | NA | QLD Mudgeeraba 110 |  |  | FALSE | #N/A | #N/A | #N/A | #N/A | #N/A | #N/A | #N/A | #N/A | #N/A | #N/A
TRUE | QLD | QMGB | Mudgeeraba 110 | Energy Queensland | Shoulder | Non-coincident | 2019 | BASEYEARPOE50 | 23.2939 | 217.1101 | QLD Mudgeeraba 110 |  |  | FALSE | #N/A | #N/A | #N/A | #N/A | #N/A | #N/A | #N/A | #N/A | #N/A | #N/A
TRUE | QLD | QMGB | Mudgeeraba 110 | Energy Queensland | Shoulder | Coincident | 2020 | ACTUAL_OPG | 36.1952 | 183.7177 | QLD Mudgeeraba 110 |  |  | FALSE | #N/A | #N/A | #N/A | #N/A | #N/A | #N/A | #N/A | #N/A | #N/A | #N/A
TRUE | QLD | QMGB | Mudgeeraba 110 | Energy Queensland | Shoulder | Coincident | 2020 | ACTUAL_RAW | 36.1952 | 183.7177 | QLD Mudgeeraba 110 |  |  | FALSE | #N/A | #N/A | #N/A | #N/A | #N/A | #N/A | #N/A | #N/A | #N/A | #N/A
TRUE | QLD | QMGB | Mudgeeraba 110 | Energy Queensland | Shoulder | Non-coincident | 2020 | ACTUAL_RAW | 22.0296 | 219.7091 | QLD Mudgeeraba 110 |  |  | FALSE | #N/A | #N/A | #N/A | #N/A | #N/A | #N/A | #N/A | #N/A | #N/A | #N/A
TRUE | QLD | QMGB | Mudgeeraba 110 | Energy Queensland | Shoulder | Non-coincident | 2020 | ACTUAL_OPG | 22.0296 | 219.7091 | QLD Mudgeeraba 110 |  |  | FALSE | #N/A | #N/A | #N/A | #N/A | #N/A | #N/A | #N/A | #N/A | #N/A | #N/A
TRUE | QLD | QMGB | Mudgeeraba 110 | Energy Queensland | Shoulder | Non-coincident | 2020 | ACTUAL_ADJUSTEDOPG | 22.0296 | 219.7091 | QLD Mudgeeraba 110 |  |  | FALSE | #N/A | #N/A | #N/A | #N/A | #N/A | #N/A | #N/A | #N/A | #N/A | #N/A
TRUE | QLD | QMGB | Mudgeeraba 110 | Energy Queensland | Shoulder | Coincident_unreconciled | 2021 | POE90 | 31.726 | NA | QLD Mudgeeraba 110 |  |  | FALSE | #N/A | #N/A | #N/A | #N/A | #N/A | #N/A | #N/A | #N/A | #N/A | #N/A
TRUE | QLD | QMGB | Mudgeeraba 110 | Energy Queensland | Shoulder | Coincident_unreconciled | 2021 | POE50 | 38.3446 | NA | QLD Mudgeeraba 110 |  |  | FALSE | #N/A | #N/A | #N/A | #N/A | #N/A | #N/A | #N/A | #N/A | #N/A | #N/A
TRUE | QLD | QMGB | Mudgeeraba 110 | Energy Queensland | Shoulder | Non-coincident | 2021 | POE50 | 13.2667 | 220.1234 | QLD Mudgeeraba 110 |  |  | FALSE | #N/A | #N/A | #N/A | #N/A | #N/A | #N/A | #N/A | #N/A | #N/A | #N/A
TRUE | QLD | QMGB | Mudgeeraba 110 | Energy Queensland | Shoulder | Non-coincident | 2021 | POE90 | 1.8635 | NA | QLD Mudgeeraba 110 |  |  | FALSE | #N/A | #N/A | #N/A | #N/A | #N/A | #N/A | #N/A | #N/A | #N/A | #N/A
TRUE | QLD | QMGB | Mudgeeraba 110 | Energy Queensland | Shoulder | Coincident_unreconciled | 2022 | POE90 | 30.7742 | NA | QLD Mudgeeraba 110 |  |  | FALSE | #N/A | #N/A | #N/A | #N/A | #N/A | #N/A | #N/A | #N/A | #N/A | #N/A
TRUE | QLD | QMGB | Mudgeeraba 110 | Energy Queensland | Shoulder | Coincident_unreconciled | 2022 | POE50 | 37.1943 | NA | QLD Mudgeeraba 110 |  |  | FALSE | #N/A | #N/A | #N/A | #N/A | #N/A | #N/A | #N/A | #N/A | #N/A | #N/A
TRUE | QLD | QMGB | Mudgeeraba 110 | Energy Queensland | Shoulder | Non-coincident | 2022 | POE50 | 7.9989 | 223.2051 | QLD Mudgeeraba 110 |  |  | FALSE | #N/A | #N/A | #N/A | #N/A | #N/A | #N/A | #N/A | #N/A | #N/A | #N/A
TRUE | QLD | QMGB | Mudgeeraba 110 | Energy Queensland | Shoulder | Non-coincident | 2022 | POE90 | -3.0526 | NA | QLD Mudgeeraba 110 |  |  | FALSE | #N/A | #N/A | #N/A | #N/A | #N/A | #N/A | #N/A | #N/A | #N/A | #N/A
TRUE | QLD | QMGB | Mudgeeraba 110 | Energy Queensland | Shoulder | Coincident_unreconciled | 2023 | POE90 | 29.851 | NA | QLD Mudgeeraba 110 |  |  | FALSE | #N/A | #N/A | #N/A | #N/A | #N/A | #N/A | #N/A | #N/A | #N/A | #N/A
TRUE | QLD | QMGB | Mudgeeraba 110 | Energy Queensland | Shoulder | Coincident_unreconciled | 2023 | POE50 | 36.0784 | NA | QLD Mudgeeraba 110 |  |  | FALSE | #N/A | #N/A | #N/A | #N/A | #N/A | #N/A | #N/A | #N/A | #N/A | #N/A
TRUE | QLD | QMGB | Mudgeeraba 110 | Energy Queensland | Shoulder | Non-coincident | 2023 | POE50 | 3.7035 | 226.281 | QLD Mudgeeraba 110 |  |  | FALSE | #N/A | #N/A | #N/A | #N/A | #N/A | #N/A | #N/A | #N/A | #N/A | #N/A
TRUE | QLD | QMGB | Mudgeeraba 110 | Energy Queensland | Shoulder | Non-coincident | 2023 | POE90 | -7.5188 | NA | QLD Mudgeeraba 110 |  |  | FALSE | #N/A | #N/A | #N/A | #N/A | #N/A | #N/A | #N/A | #N/A | #N/A | #N/A
TRUE | QLD | QMGB | Mudgeeraba 110 | Energy Queensland | Shoulder | Coincident_unreconciled | 2024 | POE90 | 28.9555 | NA | QLD Mudgeeraba 110 |  |  | FALSE | #N/A | #N/A | #N/A | #N/A | #N/A | #N/A | #N/A | #N/A | #N/A | #N/A
TRUE | QLD | QMGB | Mudgeeraba 110 | Energy Queensland | Shoulder | Coincident_unreconciled | 2024 | POE50 | 34.9961 | NA | QLD Mudgeeraba 110 |  |  | FALSE | #N/A | #N/A | #N/A | #N/A | #N/A | #N/A | #N/A | #N/A | #N/A | #N/A
TRUE | QLD | QMGB | Mudgeeraba 110 | Energy Queensland | Shoulder | Non-coincident | 2024 | POE50 | 0.00654 | 229.3316 | QLD Mudgeeraba 110 |  |  | FALSE | #N/A | #N/A | #N/A | #N/A | #N/A | #N/A | #N/A | #N/A | #N/A | #N/A
TRUE | QLD | QMGB | Mudgeeraba 110 | Energy Queensland | Shoulder | Non-coincident | 2024 | POE90 | -11.3866 | NA | QLD Mudgeeraba 110 |  |  | FALSE | #N/A | #N/A | #N/A | #N/A | #N/A | #N/A | #N/A | #N/A | #N/A | #N/A
TRUE | QLD | QMGB | Mudgeeraba 110 | Energy Queensland | Shoulder | Coincident_unreconciled | 2025 | POE90 | 28.0868 | NA | QLD Mudgeeraba 110 |  |  | FALSE | #N/A | #N/A | #N/A | #N/A | #N/A | #N/A | #N/A | #N/A | #N/A | #N/A
TRUE | QLD | QMGB | Mudgeeraba 110 | Energy Queensland | Shoulder | Coincident_unreconciled | 2025 | POE50 | 33.9462 | NA | QLD Mudgeeraba 110 |  |  | FALSE | #N/A | #N/A | #N/A | #N/A | #N/A | #N/A | #N/A | #N/A | #N/A | #N/A
TRUE | QLD | QMGB | Mudgeeraba 110 | Energy Queensland | Shoulder | Non-coincident | 2025 | POE50 | -2.8653 | 232.4023 | QLD Mudgeeraba 110 |  |  | FALSE | #N/A | #N/A | #N/A | #N/A | #N/A | #N/A | #N/A | #N/A | #N/A | #N/A
TRUE | QLD | QMGB | Mudgeeraba 110 | Energy Queensland | Shoulder | Non-coincident | 2025 | POE90 | -14.4293 | NA | QLD Mudgeeraba 110 |  |  | FALSE | #N/A | #N/A | #N/A | #N/A | #N/A | #N/A | #N/A | #N/A | #N/A | #N/A
TRUE | QLD | QMGB | Mudgeeraba 110 | Energy Queensland | Shoulder | Coincident_unreconciled | 2026 | POE90 | 27.2442 | NA | QLD Mudgeeraba 110 |  |  | FALSE | #N/A | #N/A | #N/A | #N/A | #N/A | #N/A | #N/A | #N/A | #N/A | #N/A
TRUE | QLD | QMGB | Mudgeeraba 110 | Energy Queensland | Shoulder | Coincident_unreconciled | 2026 | POE50 | 32.9278 | NA | QLD Mudgeeraba 110 |  |  | FALSE | #N/A | #N/A | #N/A | #N/A | #N/A | #N/A | #N/A | #N/A | #N/A | #N/A
TRUE | QLD | QMGB | Mudgeeraba 110 | Energy Queensland | Shoulder | Non-coincident | 2026 | POE50 | -5.4416 | 235.6042 | QLD Mudgeeraba 110 |  |  | FALSE | #N/A | #N/A | #N/A | #N/A | #N/A | #N/A | #N/A | #N/A | #N/A | #N/A
TRUE | QLD | QMGB | Mudgeeraba 110 | Energy Queensland | Shoulder | Non-coincident | 2026 | POE90 | -17.1764 | NA | QLD Mudgeeraba 110 |  |  | FALSE | #N/A | #N/A | #N/A | #N/A | #N/A | #N/A | #N/A | #N/A | #N/A | #N/A
TRUE | QLD | QMGB | Mudgeeraba 110 | Energy Queensland | Shoulder | Coincident_unreconciled | 2027 | POE90 | 26.4269 | NA | QLD Mudgeeraba 110 |  |  | FALSE | #N/A | #N/A | #N/A | #N/A | #N/A | #N/A | #N/A | #N/A | #N/A | #N/A
TRUE | QLD | QMGB | Mudgeeraba 110 | Energy Queensland | Shoulder | Coincident_unreconciled | 2027 | POE50 | 31.94 | NA | QLD Mudgeeraba 110 |  |  | FALSE | #N/A | #N/A | #N/A | #N/A | #N/A | #N/A | #N/A | #N/A | #N/A | #N/A
TRUE | QLD | QMGB | Mudgeeraba 110 | Energy Queensland | Shoulder | Non-coincident | 2027 | POE50 | -7.6349 | 239.0732 | QLD Mudgeeraba 110 |  |  | FALSE | #N/A | #N/A | #N/A | #N/A | #N/A | #N/A | #N/A | #N/A | #N/A | #N/A
TRUE | QLD | QMGB | Mudgeeraba 110 | Energy Queensland | Shoulder | Non-coincident | 2027 | POE90 | -19.5414 | NA | QLD Mudgeeraba 110 |  |  | FALSE | #N/A | #N/A | #N/A | #N/A | #N/A | #N/A | #N/A | #N/A | #N/A | #N/A
TRUE | QLD | QMGB | Mudgeeraba 110 | Energy Queensland | Shoulder | Coincident_unreconciled | 2028 | POE90 | 25.6341 | NA | QLD Mudgeeraba 110 |  |  | FALSE | #N/A | #N/A | #N/A | #N/A | #N/A | #N/A | #N/A | #N/A | #N/A | #N/A
TRUE | QLD | QMGB | Mudgeeraba 110 | Energy Queensland | Shoulder | Coincident_unreconciled | 2028 | POE50 | 30.9818 | NA | QLD Mudgeeraba 110 |  |  | FALSE | #N/A | #N/A | #N/A | #N/A | #N/A | #N/A | #N/A | #N/A | #N/A | #N/A
TRUE | QLD | QMGB | Mudgeeraba 110 | Energy Queensland | Shoulder | Non-coincident | 2028 | POE50 | -9.2318 | 242.9097 | QLD Mudgeeraba 110 |  |  | FALSE | #N/A | #N/A | #N/A | #N/A | #N/A | #N/A | #N/A | #N/A | #N/A | #N/A
TRUE | QLD | QMGB | Mudgeeraba 110 | Energy Queensland | Shoulder | Non-coincident | 2028 | POE90 | -21.3107 | NA | QLD Mudgeeraba 110 |  |  | FALSE | #N/A | #N/A | #N/A | #N/A | #N/A | #N/A | #N/A | #N/A | #N/A | #N/A
TRUE | QLD | QMGB | Mudgeeraba 110 | Energy Queensland | Shoulder | Coincident_unreconciled | 2029 | POE90 | 24.865 | NA | QLD Mudgeeraba 110 |  |  | FALSE | #N/A | #N/A | #N/A | #N/A | #N/A | #N/A | #N/A | #N/A | #N/A | #N/A
TRUE | QLD | QMGB | Mudgeeraba 110 | Energy Queensland | Shoulder | Coincident_unreconciled | 2029 | POE50 | 30.0523 | NA | QLD Mudgeeraba 110 |  |  | FALSE | #N/A | #N/A | #N/A | #N/A | #N/A | #N/A | #N/A | #N/A | #N/A | #N/A
TRUE | QLD | QMGB | Mudgeeraba 110 | Energy Queensland | Shoulder | Non-coincident | 2029 | POE50 | -10.5018 | 247.1301 | QLD Mudgeeraba 110 |  |  | FALSE | #N/A | #N/A | #N/A | #N/A | #N/A | #N/A | #N/A | #N/A | #N/A | #N/A
TRUE | QLD | QMGB | Mudgeeraba 110 | Energy Queensland | Shoulder | Non-coincident | 2029 | POE90 | -22.7531 | NA | QLD Mudgeeraba 110 |  |  | FALSE | #N/A | #N/A | #N/A | #N/A | #N/A | #N/A | #N/A | #N/A | #N/A | #N/A
TRUE | QLD | QMGB | Mudgeeraba 110 | Energy Queensland | Shoulder | Coincident_unreconciled | 2030 | POE90 | 24.1191 | NA | QLD Mudgeeraba 110 |  |  | FALSE | #N/A | #N/A | #N/A | #N/A | #N/A | #N/A | #N/A | #N/A | #N/A | #N/A
TRUE | QLD | QMGB | Mudgeeraba 110 | Energy Queensland | Shoulder | Coincident_unreconciled | 2030 | POE50 | 29.1508 | NA | QLD Mudgeeraba 110 |  |  | FALSE | #N/A | #N/A | #N/A | #N/A | #N/A | #N/A | #N/A | #N/A | #N/A | #N/A
TRUE | QLD | QMGB | Mudgeeraba 110 | Energy Queensland | Shoulder | Non-coincident | 2030 | POE50 | -11.2216 | 251.7145 | QLD Mudgeeraba 110 |  |  | FALSE | #N/A | #N/A | #N/A | #N/A | #N/A | #N/A | #N/A | #N/A | #N/A | #N/A
TRUE | QLD | QMGB | Mudgeeraba 110 | Energy Queensland | Shoulder | Non-coincident | 2030 | POE90 | -23.6452 | NA | QLD Mudgeeraba 110 |  |  | FALSE | #N/A | #N/A | #N/A | #N/A | #N/A | #N/A | #N/A | #N/A | #N/A | #N/A
TRUE | QLD | QMGB | Mudgeeraba 110 | Energy Queensland | Summer | Coincident | 2017 | ACTUAL_OPG | 57.1415 | 257.6359 | QLD Mudgeeraba 110 |  |  | FALSE | #N/A | #N/A | #N/A | #N/A | #N/A | #N/A | #N/A | #N/A | #N/A | #N/A
TRUE | QLD | QMGB | Mudgeeraba 110 | Energy Queensland | Summer | Coincident | 2017 | ACTUAL_RAW | 57.1415 | 257.6359 | QLD Mudgeeraba 110 |  |  | FALSE | #N/A | #N/A | #N/A | #N/A | #N/A | #N/A | #N/A | #N/A | #N/A | #N/A
TRUE | QLD | QMGB | Mudgeeraba 110 | Energy Queensland | Summer | Non-coincident | 2017 | ACTUAL_RAW | 41.7661 | 295.3777 | QLD Mudgeeraba 110 |  |  | FALSE | #N/A | #N/A | #N/A | #N/A | #N/A | #N/A | #N/A | #N/A | #N/A | #N/A
TRUE | QLD | QMGB | Mudgeeraba 110 | Energy Queensland | Summer | Non-coincident | 2017 | ACTUAL_OPG | 41.7661 | 295.3777 | QLD Mudgeeraba 110 |  |  | FALSE | #N/A | #N/A | #N/A | #N/A | #N/A | #N/A | #N/A | #N/A | #N/A | #N/A
TRUE | QLD | QMGB | Mudgeeraba 110 | Energy Queensland | Summer | Non-coincident | 2017 | ACTUAL_ADJUSTEDOPG | 41.7661 | 295.3777 | QLD Mudgeeraba 110 |  |  | FALSE | #N/A | #N/A | #N/A | #N/A | #N/A | #N/A | #N/A | #N/A | #N/A | #N/A
TRUE | QLD | QMGB | Mudgeeraba 110 | Energy Queensland | Summer | Coincident | 2018 | ACTUAL_OPG | 42.7875 | 333.3848 | QLD Mudgeeraba 110 |  |  | FALSE | #N/A | #N/A | #N/A | #N/A | #N/A | #N/A | #N/A | #N/A | #N/A | #N/A
TRUE | QLD | QMGB | Mudgeeraba 110 | Energy Queensland | Summer | Coincident | 2018 | ACTUAL_RAW | 42.7875 | 333.3848 | QLD Mudgeeraba 110 |  |  | FALSE | #N/A | #N/A | #N/A | #N/A | #N/A | #N/A | #N/A | #N/A | #N/A | #N/A
TRUE | QLD | QMGB | Mudgeeraba 110 | Energy Queensland | Summer | Non-coincident | 2018 | ACTUAL_RAW | 7.9201 | 333.3848 | QLD Mudgeeraba 110 |  |  | FALSE | #N/A | #N/A | #N/A | #N/A | #N/A | #N/A | #N/A | #N/A | #N/A | #N/A
TRUE | QLD | QMGB | Mudgeeraba 110 | Energy Queensland | Summer | Non-coincident | 2018 | ACTUAL_OPG | 7.9201 | 333.3848 | QLD Mudgeeraba 110 |  |  | FALSE | #N/A | #N/A | #N/A | #N/A | #N/A | #N/A | #N/A | #N/A | #N/A | #N/A
TRUE | QLD | QMGB | Mudgeeraba 110 | Energy Queensland | Summer | Non-coincident | 2018 | ACTUAL_ADJUSTEDOPG | 7.9201 | 333.3848 | QLD Mudgeeraba 110 |  |  | FALSE | #N/A | #N/A | #N/A | #N/A | #N/A | #N/A | #N/A | #N/A | #N/A | #N/A
TRUE | QLD | QMGB | Mudgeeraba 110 | Energy Queensland | Summer | Coincident | 2019 | ACTUAL_OPG | 61.5088 | 346.0203 | QLD Mudgeeraba 110 |  |  | FALSE | #N/A | #N/A | #N/A | #N/A | #N/A | #N/A | #N/A | #N/A | #N/A | #N/A
TRUE | QLD | QMGB | Mudgeeraba 110 | Energy Queensland | Summer | Coincident | 2019 | ACTUAL_RAW | 61.5088 | 346.0203 | QLD Mudgeeraba 110 |  |  | FALSE | #N/A | #N/A | #N/A | #N/A | #N/A | #N/A | #N/A | #N/A | #N/A | #N/A
TRUE | QLD | QMGB | Mudgeeraba 110 | Energy Queensland | Summer | Non-coincident | 2019 | ACTUAL_RAW | 35.461 | 358.8601 | QLD Mudgeeraba 110 |  |  | FALSE | #N/A | #N/A | #N/A | #N/A | #N/A | #N/A | #N/A | #N/A | #N/A | #N/A
TRUE | QLD | QMGB | Mudgeeraba 110 | Energy Queensland | Summer | Non-coincident | 2019 | ACTUAL_OPG | 35.461 | 358.8601 | QLD Mudgeeraba 110 |  |  | FALSE | #N/A | #N/A | #N/A | #N/A | #N/A | #N/A | #N/A | #N/A | #N/A | #N/A
TRUE | QLD | QMGB | Mudgeeraba 110 | Energy Queensland | Summer | Non-coincident | 2019 | ACTUAL_ADJUSTEDOPG | 35.461 | 358.8601 | QLD Mudgeeraba 110 |  |  | FALSE | #N/A | #N/A | #N/A | #N/A | #N/A | #N/A | #N/A | #N/A | #N/A | #N/A
TRUE | QLD | QMGB | Mudgeeraba 110 | Energy Queensland | Summer | Non-coincident | 2019 | BASEYEARPOE90 | 10.5309 | NA | QLD Mudgeeraba 110 |  |  | FALSE | #N/A | #N/A | #N/A | #N/A | #N/A | #N/A | #N/A | #N/A | #N/A | #N/A
TRUE | QLD | QMGB | Mudgeeraba 110 | Energy Queensland | Summer | Non-coincident | 2019 | BASEYEARPOE50 | 32.6223 | 310.3635 | QLD Mudgeeraba 110 |  |  | FALSE | #N/A | #N/A | #N/A | #N/A | #N/A | #N/A | #N/A | #N/A | #N/A | #N/A
TRUE | QLD | QMGB | Mudgeeraba 110 | Energy Queensland | Summer | Coincident | 2020 | ACTUAL_OPG | 15.5864 | 347.6592 | QLD Mudgeeraba 110 |  |  | FALSE | #N/A | #N/A | #N/A | #N/A | #N/A | #N/A | #N/A | #N/A | #N/A | #N/A
TRUE | QLD | QMGB | Mudgeeraba 110 | Energy Queensland | Summer | Coincident | 2020 | ACTUAL_RAW | 15.5864 | 347.6592 | QLD Mudgeeraba 110 |  |  | FALSE | #N/A | #N/A | #N/A | #N/A | #N/A | #N/A | #N/A | #N/A | #N/A | #N/A
TRUE | QLD | QMGB | Mudgeeraba 110 | Energy Queensland | Summer | Non-coincident | 2020 | ACTUAL_RAW | 1.2966 | 356.5099 | QLD Mudgeeraba 110 |  |  | FALSE | #N/A | #N/A | #N/A | #N/A | #N/A | #N/A | #N/A | #N/A | #N/A | #N/A
TRUE | QLD | QMGB | Mudgeeraba 110 | Energy Queensland | Summer | Non-coincident | 2020 | ACTUAL_OPG | 1.2966 | 356.5099 | QLD Mudgeeraba 110 |  |  | FALSE | #N/A | #N/A | #N/A | #N/A | #N/A | #N/A | #N/A | #N/A | #N/A | #N/A
TRUE | QLD | QMGB | Mudgeeraba 110 | Energy Queensland | Summer | Non-coincident | 2020 | ACTUAL_ADJUSTEDOPG | 1.2966 | 356.5099 | QLD Mudgeeraba 110 |  |  | FALSE | #N/A | #N/A | #N/A | #N/A | #N/A | #N/A | #N/A | #N/A | #N/A | #N/A
TRUE | QLD | QMGB | Mudgeeraba 110 | Energy Queensland | Summer | Coincident_unreconciled | 2021 | POE50 | 41.6383 | NA | QLD Mudgeeraba 110 |  |  | FALSE | #N/A | #N/A | #N/A | #N/A | #N/A | #N/A | #N/A | #N/A | #N/A | #N/A
TRUE | QLD | QMGB | Mudgeeraba 110 | Energy Queensland | Summer | Coincident_unreconciled | 2021 | POE90 | 11.8234 | NA | QLD Mudgeeraba 110 |  |  | FALSE | #N/A | #N/A | #N/A | #N/A | #N/A | #N/A | #N/A | #N/A | #N/A | #N/A
TRUE | QLD | QMGB | Mudgeeraba 110 | Energy Queensland | Summer | Non-coincident | 2021 | POE50 | 28.9311 | 363 | QLD Mudgeeraba 110 |  |  | FALSE | #N/A | #N/A | #N/A | #N/A | #N/A | #N/A | #N/A | #N/A | #N/A | #N/A
TRUE | QLD | QMGB | Mudgeeraba 110 | Energy Queensland | Summer | Non-coincident | 2021 | POE90 | -2.5424 | NA | QLD Mudgeeraba 110 |  |  | FALSE | #N/A | #N/A | #N/A | #N/A | #N/A | #N/A | #N/A | #N/A | #N/A | #N/A
TRUE | QLD | QMGB | Mudgeeraba 110 | Energy Queensland | Summer | Coincident_unreconciled | 2022 | POE50 | 36.621 | NA | QLD Mudgeeraba 110 |  |  | FALSE | #N/A | #N/A | #N/A | #N/A | #N/A | #N/A | #N/A | #N/A | #N/A | #N/A
TRUE | QLD | QMGB | Mudgeeraba 110 | Energy Queensland | Summer | Coincident_unreconciled | 2022 | POE90 | 6.3675 | NA | QLD Mudgeeraba 110 |  |  | FALSE | #N/A | #N/A | #N/A | #N/A | #N/A | #N/A | #N/A | #N/A | #N/A | #N/A
TRUE | QLD | QMGB | Mudgeeraba 110 | Energy Queensland | Summer | Non-coincident | 2022 | POE50 | 26.7188 | 367.5153 | QLD Mudgeeraba 110 |  |  | FALSE | #N/A | #N/A | #N/A | #N/A | #N/A | #N/A | #N/A | #N/A | #N/A | #N/A
TRUE | QLD | QMGB | Mudgeeraba 110 | Energy Queensland | Summer | Non-coincident | 2022 | POE90 | -5.2111 | NA | QLD Mudgeeraba 110 |  |  | FALSE | #N/A | #N/A | #N/A | #N/A | #N/A | #N/A | #N/A | #N/A | #N/A | #N/A
TRUE | QLD | QMGB | Mudgeeraba 110 | Energy Queensland | Summer | Coincident_unreconciled | 2023 | POE50 | 32.5962 | NA | QLD Mudgeeraba 110 |  |  | FALSE | #N/A | #N/A | #N/A | #N/A | #N/A | #N/A | #N/A | #N/A | #N/A | #N/A
TRUE | QLD | QMGB | Mudgeeraba 110 | Energy Queensland | Summer | Coincident_unreconciled | 2023 | POE90 | 1.905 | NA | QLD Mudgeeraba 110 |  |  | FALSE | #N/A | #N/A | #N/A | #N/A | #N/A | #N/A | #N/A | #N/A | #N/A | #N/A
TRUE | QLD | QMGB | Mudgeeraba 110 | Energy Queensland | Summer | Non-coincident | 2023 | POE50 | 24.9637 | 372.0245 | QLD Mudgeeraba 110 |  |  | FALSE | #N/A | #N/A | #N/A | #N/A | #N/A | #N/A | #N/A | #N/A | #N/A | #N/A
TRUE | QLD | QMGB | Mudgeeraba 110 | Energy Queensland | Summer | Non-coincident | 2023 | POE90 | -7.4214 | NA | QLD Mudgeeraba 110 |  |  | FALSE | #N/A | #N/A | #N/A | #N/A | #N/A | #N/A | #N/A | #N/A | #N/A | #N/A
TRUE | QLD | QMGB | Mudgeeraba 110 | Energy Queensland | Summer | Coincident_unreconciled | 2024 | POE50 | 29.1128 | NA | QLD Mudgeeraba 110 |  |  | FALSE | #N/A | #N/A | #N/A | #N/A | #N/A | #N/A | #N/A | #N/A | #N/A | #N/A
TRUE | QLD | QMGB | Mudgeeraba 110 | Energy Queensland | Summer | Coincident_unreconciled | 2024 | POE90 | -1.8596 | NA | QLD Mudgeeraba 110 |  |  | FALSE | #N/A | #N/A | #N/A | #N/A | #N/A | #N/A | #N/A | #N/A | #N/A | #N/A
TRUE | QLD | QMGB | Mudgeeraba 110 | Energy Queensland | Summer | Non-coincident | 2024 | POE50 | 23.4562 | 376.5216 | QLD Mudgeeraba 110 |  |  | FALSE | #N/A | #N/A | #N/A | #N/A | #N/A | #N/A | #N/A | #N/A | #N/A | #N/A
TRUE | QLD | QMGB | Mudgeeraba 110 | Energy Queensland | Summer | Non-coincident | 2024 | POE90 | -9.384 | NA | QLD Mudgeeraba 110 |  |  | FALSE | #N/A | #N/A | #N/A | #N/A | #N/A | #N/A | #N/A | #N/A | #N/A | #N/A
TRUE | QLD | QMGB | Mudgeeraba 110 | Energy Queensland | Summer | Coincident_unreconciled | 2025 | POE50 | 26.5139 | NA | QLD Mudgeeraba 110 |  |  | FALSE | #N/A | #N/A | #N/A | #N/A | #N/A | #N/A | #N/A | #N/A | #N/A | #N/A
TRUE | QLD | QMGB | Mudgeeraba 110 | Energy Queensland | Summer | Coincident_unreconciled | 2025 | POE90 | -4.6604 | NA | QLD Mudgeeraba 110 |  |  | FALSE | #N/A | #N/A | #N/A | #N/A | #N/A | #N/A | #N/A | #N/A | #N/A | #N/A
TRUE | QLD | QMGB | Mudgeeraba 110 | Energy Queensland | Summer | Non-coincident | 2025 | POE50 | 22.3427 | 381.0545 | QLD Mudgeeraba 110 |  |  | FALSE | #N/A | #N/A | #N/A | #N/A | #N/A | #N/A | #N/A | #N/A | #N/A | #N/A
TRUE | QLD | QMGB | Mudgeeraba 110 | Energy Queensland | Summer | Non-coincident | 2025 | POE90 | -10.9527 | NA | QLD Mudgeeraba 110 |  |  | FALSE | #N/A | #N/A | #N/A | #N/A | #N/A | #N/A | #N/A | #N/A | #N/A | #N/A
TRUE | QLD | QMGB | Mudgeeraba 110 | Energy Queensland | Summer | Coincident_unreconciled | 2026 | POE50 | 24.1954 | NA | QLD Mudgeeraba 110 |  |  | FALSE | #N/A | #N/A | #N/A | #N/A | #N/A | #N/A | #N/A | #N/A | #N/A | #N/A
TRUE | QLD | QMGB | Mudgeeraba 110 | Energy Queensland | Summer | Coincident_unreconciled | 2026 | POE90 | -7.2026 | NA | QLD Mudgeeraba 110 |  |  | FALSE | #N/A | #N/A | #N/A | #N/A | #N/A | #N/A | #N/A | #N/A | #N/A | #N/A
TRUE | QLD | QMGB | Mudgeeraba 110 | Energy Queensland | Summer | Non-coincident | 2026 | POE50 | 21.3249 | 385.7238 | QLD Mudgeeraba 110 |  |  | FALSE | #N/A | #N/A | #N/A | #N/A | #N/A | #N/A | #N/A | #N/A | #N/A | #N/A
TRUE | QLD | QMGB | Mudgeeraba 110 | Energy Queensland | Summer | Non-coincident | 2026 | POE90 | -12.4256 | NA | QLD Mudgeeraba 110 |  |  | FALSE | #N/A | #N/A | #N/A | #N/A | #N/A | #N/A | #N/A | #N/A | #N/A | #N/A
TRUE | QLD | QMGB | Mudgeeraba 110 | Energy Queensland | Summer | Coincident_unreconciled | 2027 | POE50 | 22.2742 | NA | QLD Mudgeeraba 110 |  |  | FALSE | #N/A | #N/A | #N/A | #N/A | #N/A | #N/A | #N/A | #N/A | #N/A | #N/A
TRUE | QLD | QMGB | Mudgeeraba 110 | Energy Queensland | Summer | Coincident_unreconciled | 2027 | POE90 | -9.3804 | NA | QLD Mudgeeraba 110 |  |  | FALSE | #N/A | #N/A | #N/A | #N/A | #N/A | #N/A | #N/A | #N/A | #N/A | #N/A
TRUE | QLD | QMGB | Mudgeeraba 110 | Energy Queensland | Summer | Non-coincident | 2027 | POE50 | 20.4358 | 390.6679 | QLD Mudgeeraba 110 |  |  | FALSE | #N/A | #N/A | #N/A | #N/A | #N/A | #N/A | #N/A | #N/A | #N/A | #N/A
TRUE | QLD | QMGB | Mudgeeraba 110 | Energy Queensland | Summer | Non-coincident | 2027 | POE90 | -13.7722 | NA | QLD Mudgeeraba 110 |  |  | FALSE | #N/A | #N/A | #N/A | #N/A | #N/A | #N/A | #N/A | #N/A | #N/A | #N/A
TRUE | QLD | QMGB | Mudgeeraba 110 | Energy Queensland | Summer | Coincident_unreconciled | 2028 | POE50 | 20.953 | NA | QLD Mudgeeraba 110 |  |  | FALSE | #N/A | #N/A | #N/A | #N/A | #N/A | #N/A | #N/A | #N/A | #N/A | #N/A
TRUE | QLD | QMGB | Mudgeeraba 110 | Energy Queensland | Summer | Coincident_unreconciled | 2028 | POE90 | -11.0063 | NA | QLD Mudgeeraba 110 |  |  | FALSE | #N/A | #N/A | #N/A | #N/A | #N/A | #N/A | #N/A | #N/A | #N/A | #N/A
TRUE | QLD | QMGB | Mudgeeraba 110 | Energy Queensland | Summer | Non-coincident | 2028 | POE50 | 19.7665 | 395.9787 | QLD Mudgeeraba 110 |  |  | FALSE | #N/A | #N/A | #N/A | #N/A | #N/A | #N/A | #N/A | #N/A | #N/A | #N/A
TRUE | QLD | QMGB | Mudgeeraba 110 | Energy Queensland | Summer | Non-coincident | 2028 | POE90 | -14.9007 | NA | QLD Mudgeeraba 110 |  |  | FALSE | #N/A | #N/A | #N/A | #N/A | #N/A | #N/A | #N/A | #N/A | #N/A | #N/A
TRUE | QLD | QMGB | Mudgeeraba 110 | Energy Queensland | Summer | Coincident_unreconciled | 2029 | POE50 | 19.9697 | NA | QLD Mudgeeraba 110 |  |  | FALSE | #N/A | #N/A | #N/A | #N/A | #N/A | #N/A | #N/A | #N/A | #N/A | #N/A
TRUE | QLD | QMGB | Mudgeeraba 110 | Energy Queensland | Summer | Coincident_unreconciled | 2029 | POE90 | -12.3204 | NA | QLD Mudgeeraba 110 |  |  | FALSE | #N/A | #N/A | #N/A | #N/A | #N/A | #N/A | #N/A | #N/A | #N/A | #N/A
TRUE | QLD | QMGB | Mudgeeraba 110 | Energy Queensland | Summer | Non-coincident | 2029 | POE50 | 19.1946 | 401.6578 | QLD Mudgeeraba 110 |  |  | FALSE | #N/A | #N/A | #N/A | #N/A | #N/A | #N/A | #N/A | #N/A | #N/A | #N/A
TRUE | QLD | QMGB | Mudgeeraba 110 | Energy Queensland | Summer | Non-coincident | 2029 | POE90 | -15.926 | NA | QLD Mudgeeraba 110 |  |  | FALSE | #N/A | #N/A | #N/A | #N/A | #N/A | #N/A | #N/A | #N/A | #N/A | #N/A
TRUE | QLD | QMGB | Mudgeeraba 110 | Energy Queensland | Summer | Coincident_unreconciled | 2030 | POE50 | 19.5337 | NA | QLD Mudgeeraba 110 |  |  | FALSE | #N/A | #N/A | #N/A | #N/A | #N/A | #N/A | #N/A | #N/A | #N/A | #N/A
TRUE | QLD | QMGB | Mudgeeraba 110 | Energy Queensland | Summer | Coincident_unreconciled | 2030 | POE90 | -13.1297 | NA | QLD Mudgeeraba 110 |  |  | FALSE | #N/A | #N/A | #N/A | #N/A | #N/A | #N/A | #N/A | #N/A | #N/A | #N/A
TRUE | QLD | QMGB | Mudgeeraba 110 | Energy Queensland | Summer | Non-coincident | 2030 | POE50 | 18.7756 | 407.7043 | QLD Mudgeeraba 110 |  |  | FALSE | #N/A | #N/A | #N/A | #N/A | #N/A | #N/A | #N/A | #N/A | #N/A | #N/A
TRUE | QLD | QMGB | Mudgeeraba 110 | Energy Queensland | Summer | Non-coincident | 2030 | POE90 | -16.7527 | NA | QLD Mudgeeraba 110 |  |  | FALSE | #N/A | #N/A | #N/A | #N/A | #N/A | #N/A | #N/A | #N/A | #N/A | #N/A
TRUE | QLD | QMGB | Mudgeeraba 110 | Energy Queensland | Winter | Coincident | 2016 | ACTUAL_OPG | 79.5184 | 200.5568 | QLD Mudgeeraba 110 |  |  | FALSE | #N/A | #N/A | #N/A | #N/A | #N/A | #N/A | #N/A | #N/A | #N/A | #N/A
TRUE | QLD | QMGB | Mudgeeraba 110 | Energy Queensland | Winter | Coincident | 2016 | ACTUAL_RAW | 79.5184 | 200.5568 | QLD Mudgeeraba 110 |  |  | FALSE | #N/A | #N/A | #N/A | #N/A | #N/A | #N/A | #N/A | #N/A | #N/A | #N/A
TRUE | QLD | QMGB | Mudgeeraba 110 | Energy Queensland | Winter | Non-coincident | 2016 | ACTUAL_RAW | 19.5771 | 226.725 | QLD Mudgeeraba 110 |  |  | FALSE | #N/A | #N/A | #N/A | #N/A | #N/A | #N/A | #N/A | #N/A | #N/A | #N/A
TRUE | QLD | QMGB | Mudgeeraba 110 | Energy Queensland | Winter | Non-coincident | 2016 | ACTUAL_OPG | 19.5771 | 226.725 | QLD Mudgeeraba 110 |  |  | FALSE | #N/A | #N/A | #N/A | #N/A | #N/A | #N/A | #N/A | #N/A | #N/A | #N/A
TRUE | QLD | QMGB | Mudgeeraba 110 | Energy Queensland | Winter | Non-coincident | 2016 | ACTUAL_ADJUSTEDOPG | 19.5771 | 226.725 | QLD Mudgeeraba 110 |  |  | FALSE | #N/A | #N/A | #N/A | #N/A | #N/A | #N/A | #N/A | #N/A | #N/A | #N/A
TRUE | QLD | QMGB | Mudgeeraba 110 | Energy Queensland | Winter | Coincident | 2017 | ACTUAL_OPG | 82.4059 | 166.1605 | QLD Mudgeeraba 110 |  |  | FALSE | #N/A | #N/A | #N/A | #N/A | #N/A | #N/A | #N/A | #N/A | #N/A | #N/A
TRUE | QLD | QMGB | Mudgeeraba 110 | Energy Queensland | Winter | Coincident | 2017 | ACTUAL_RAW | 82.4059 | 166.1605 | QLD Mudgeeraba 110 |  |  | FALSE | #N/A | #N/A | #N/A | #N/A | #N/A | #N/A | #N/A | #N/A | #N/A | #N/A
TRUE | QLD | QMGB | Mudgeeraba 110 | Energy Queensland | Winter | Non-coincident | 2017 | ACTUAL_RAW | -23.0293 | 214.7772 | QLD Mudgeeraba 110 |  |  | FALSE | #N/A | #N/A | #N/A | #N/A | #N/A | #N/A | #N/A | #N/A | #N/A | #N/A
TRUE | QLD | QMGB | Mudgeeraba 110 | Energy Queensland | Winter | Non-coincident | 2017 | ACTUAL_OPG | -23.0293 | 214.7772 | QLD Mudgeeraba 110 |  |  | FALSE | #N/A | #N/A | #N/A | #N/A | #N/A | #N/A | #N/A | #N/A | #N/A | #N/A
TRUE | QLD | QMGB | Mudgeeraba 110 | Energy Queensland | Winter | Non-coincident | 2017 | ACTUAL_ADJUSTEDOPG | 36.0265 | 214.7772 | QLD Mudgeeraba 110 |  |  | FALSE | #N/A | #N/A | #N/A | #N/A | #N/A | #N/A | #N/A | #N/A | #N/A | #N/A
TRUE | QLD | QMGB | Mudgeeraba 110 | Energy Queensland | Winter | Coincident | 2018 | ACTUAL_OPG | 52.1836 | 224.661 | QLD Mudgeeraba 110 |  |  | FALSE | #N/A | #N/A | #N/A | #N/A | #N/A | #N/A | #N/A | #N/A | #N/A | #N/A
TRUE | QLD | QMGB | Mudgeeraba 110 | Energy Queensland | Winter | Coincident | 2018 | ACTUAL_RAW | 52.1836 | 224.661 | QLD Mudgeeraba 110 |  |  | FALSE | #N/A | #N/A | #N/A | #N/A | #N/A | #N/A | #N/A | #N/A | #N/A | #N/A
TRUE | QLD | QMGB | Mudgeeraba 110 | Energy Queensland | Winter | Non-coincident | 2018 | ACTUAL_RAW | 17.4803 | 237.8899 | QLD Mudgeeraba 110 |  |  | FALSE | #N/A | #N/A | #N/A | #N/A | #N/A | #N/A | #N/A | #N/A | #N/A | #N/A
TRUE | QLD | QMGB | Mudgeeraba 110 | Energy Queensland | Winter | Non-coincident | 2018 | ACTUAL_OPG | 17.4803 | 237.8899 | QLD Mudgeeraba 110 |  |  | FALSE | #N/A | #N/A | #N/A | #N/A | #N/A | #N/A | #N/A | #N/A | #N/A | #N/A
TRUE | QLD | QMGB | Mudgeeraba 110 | Energy Queensland | Winter | Non-coincident | 2018 | ACTUAL_ADJUSTEDOPG | 17.4803 | 237.8899 | QLD Mudgeeraba 110 |  |  | FALSE | #N/A | #N/A | #N/A | #N/A | #N/A | #N/A | #N/A | #N/A | #N/A | #N/A
TRUE | QLD | QMGB | Mudgeeraba 110 | Energy Queensland | Winter | Coincident | 2019 | ACTUAL_OPG | 52.6581 | 243.1722 | QLD Mudgeeraba 110 |  |  | FALSE | #N/A | #N/A | #N/A | #N/A | #N/A | #N/A | #N/A | #N/A | #N/A | #N/A
TRUE | QLD | QMGB | Mudgeeraba 110 | Energy Queensland | Winter | Coincident | 2019 | ACTUAL_RAW | 52.6581 | 243.1722 | QLD Mudgeeraba 110 |  |  | FALSE | #N/A | #N/A | #N/A | #N/A | #N/A | #N/A | #N/A | #N/A | #N/A | #N/A
TRUE | QLD | QMGB | Mudgeeraba 110 | Energy Queensland | Winter | Non-coincident | 2019 | ACTUAL_RAW | 18.53 | 254.1526 | QLD Mudgeeraba 110 |  |  | FALSE | #N/A | #N/A | #N/A | #N/A | #N/A | #N/A | #N/A | #N/A | #N/A | #N/A
TRUE | QLD | QMGB | Mudgeeraba 110 | Energy Queensland | Winter | Non-coincident | 2019 | ACTUAL_OPG | 18.53 | 254.1526 | QLD Mudgeeraba 110 |  |  | FALSE | #N/A | #N/A | #N/A | #N/A | #N/A | #N/A | #N/A | #N/A | #N/A | #N/A
TRUE | QLD | QMGB | Mudgeeraba 110 | Energy Queensland | Winter | Non-coincident | 2019 | ACTUAL_ADJUSTEDOPG | 18.53 | 254.1526 | QLD Mudgeeraba 110 |  |  | FALSE | #N/A | #N/A | #N/A | #N/A | #N/A | #N/A | #N/A | #N/A | #N/A | #N/A
TRUE | QLD | QMGB | Mudgeeraba 110 | Energy Queensland | Winter | Non-coincident | 2019 | BASEYEARPOE90 | 14.6593 | NA | QLD Mudgeeraba 110 |  |  | FALSE | #N/A | #N/A | #N/A | #N/A | #N/A | #N/A | #N/A | #N/A | #N/A | #N/A
TRUE | QLD | QMGB | Mudgeeraba 110 | Energy Queensland | Winter | Non-coincident | 2019 | BASEYEARPOE50 | 25.502 | 233.7526 | QLD Mudgeeraba 110 |  |  | FALSE | #N/A | #N/A | #N/A | #N/A | #N/A | #N/A | #N/A | #N/A | #N/A | #N/A
TRUE | QLD | QMGB | Mudgeeraba 110 | Energy Queensland | Winter | Coincident_unreconciled | 2020 | POE90 | 52.45 | NA | QLD Mudgeeraba 110 |  |  | FALSE | #N/A | #N/A | #N/A | #N/A | #N/A | #N/A | #N/A | #N/A | #N/A | #N/A
TRUE | QLD | QMGB | Mudgeeraba 110 | Energy Queensland | Winter | Coincident_unreconciled | 2020 | POE50 | 60.3245 | NA | QLD Mudgeeraba 110 |  |  | FALSE | #N/A | #N/A | #N/A | #N/A | #N/A | #N/A | #N/A | #N/A | #N/A | #N/A
TRUE | QLD | QMGB | Mudgeeraba 110 | Energy Queensland | Winter | Non-coincident | 2020 | POE50 | 11.3286 | 237.313 | QLD Mudgeeraba 110 |  |  | FALSE | #N/A | #N/A | #N/A | #N/A | #N/A | #N/A | #N/A | #N/A | #N/A | #N/A
TRUE | QLD | QMGB | Mudgeeraba 110 | Energy Queensland | Winter | Non-coincident | 2020 | POE90 | 0.28367 | NA | QLD Mudgeeraba 110 |  |  | FALSE | #N/A | #N/A | #N/A | #N/A | #N/A | #N/A | #N/A | #N/A | #N/A | #N/A
TRUE | QLD | QMGB | Mudgeeraba 110 | Energy Queensland | Winter | Coincident_unreconciled | 2021 | POE90 | 50.8765 | NA | QLD Mudgeeraba 110 |  |  | FALSE | #N/A | #N/A | #N/A | #N/A | #N/A | #N/A | #N/A | #N/A | #N/A | #N/A
TRUE | QLD | QMGB | Mudgeeraba 110 | Energy Queensland | Winter | Coincident_unreconciled | 2021 | POE50 | 58.5148 | NA | QLD Mudgeeraba 110 |  |  | FALSE | #N/A | #N/A | #N/A | #N/A | #N/A | #N/A | #N/A | #N/A | #N/A | #N/A
TRUE | QLD | QMGB | Mudgeeraba 110 | Energy Queensland | Winter | Non-coincident | 2021 | POE50 | 5.6641 | 240.7372 | QLD Mudgeeraba 110 |  |  | FALSE | #N/A | #N/A | #N/A | #N/A | #N/A | #N/A | #N/A | #N/A | #N/A | #N/A
TRUE | QLD | QMGB | Mudgeeraba 110 | Energy Queensland | Winter | Non-coincident | 2021 | POE90 | -5.5537 | NA | QLD Mudgeeraba 110 |  |  | FALSE | #N/A | #N/A | #N/A | #N/A | #N/A | #N/A | #N/A | #N/A | #N/A | #N/A
TRUE | QLD | QMGB | Mudgeeraba 110 | Energy Queensland | Winter | Coincident_unreconciled | 2022 | POE90 | 49.3502 | NA | QLD Mudgeeraba 110 |  |  | FALSE | #N/A | #N/A | #N/A | #N/A | #N/A | #N/A | #N/A | #N/A | #N/A | #N/A
TRUE | QLD | QMGB | Mudgeeraba 110 | Energy Queensland | Winter | Coincident_unreconciled | 2022 | POE50 | 56.7593 | NA | QLD Mudgeeraba 110 |  |  | FALSE | #N/A | #N/A | #N/A | #N/A | #N/A | #N/A | #N/A | #N/A | #N/A | #N/A
TRUE | QLD | QMGB | Mudgeeraba 110 | Energy Queensland | Winter | Non-coincident | 2022 | POE50 | 1.1195 | 244.1314 | QLD Mudgeeraba 110 |  |  | FALSE | #N/A | #N/A | #N/A | #N/A | #N/A | #N/A | #N/A | #N/A | #N/A | #N/A
TRUE | QLD | QMGB | Mudgeeraba 110 | Energy Queensland | Winter | Non-coincident | 2022 | POE90 | -10.27 | NA | QLD Mudgeeraba 110 |  |  | FALSE | #N/A | #N/A | #N/A | #N/A | #N/A | #N/A | #N/A | #N/A | #N/A | #N/A
TRUE | QLD | QMGB | Mudgeeraba 110 | Energy Queensland | Winter | Coincident_unreconciled | 2023 | POE90 | 47.8697 | NA | QLD Mudgeeraba 110 |  |  | FALSE | #N/A | #N/A | #N/A | #N/A | #N/A | #N/A | #N/A | #N/A | #N/A | #N/A
TRUE | QLD | QMGB | Mudgeeraba 110 | Energy Queensland | Winter | Coincident_unreconciled | 2023 | POE50 | 55.0565 | NA | QLD Mudgeeraba 110 |  |  | FALSE | #N/A | #N/A | #N/A | #N/A | #N/A | #N/A | #N/A | #N/A | #N/A | #N/A
TRUE | QLD | QMGB | Mudgeeraba 110 | Energy Queensland | Winter | Non-coincident | 2023 | POE50 | -2.5842 | 247.5323 | QLD Mudgeeraba 110 |  |  | FALSE | #N/A | #N/A | #N/A | #N/A | #N/A | #N/A | #N/A | #N/A | #N/A | #N/A
TRUE | QLD | QMGB | Mudgeeraba 110 | Energy Queensland | Winter | Non-coincident | 2023 | POE90 | -14.1456 | NA | QLD Mudgeeraba 110 |  |  | FALSE | #N/A | #N/A | #N/A | #N/A | #N/A | #N/A | #N/A | #N/A | #N/A | #N/A
TRUE | QLD | QMGB | Mudgeeraba 110 | Energy Queensland | Winter | Coincident_unreconciled | 2024 | POE90 | 46.4336 | NA | QLD Mudgeeraba 110 |  |  | FALSE | #N/A | #N/A | #N/A | #N/A | #N/A | #N/A | #N/A | #N/A | #N/A | #N/A
TRUE | QLD | QMGB | Mudgeeraba 110 | Energy Queensland | Winter | Coincident_unreconciled | 2024 | POE50 | 53.4049 | NA | QLD Mudgeeraba 110 |  |  | FALSE | #N/A | #N/A | #N/A | #N/A | #N/A | #N/A | #N/A | #N/A | #N/A | #N/A
TRUE | QLD | QMGB | Mudgeeraba 110 | Energy Queensland | Winter | Non-coincident | 2024 | POE50 | -5.7789 | 250.8766 | QLD Mudgeeraba 110 |  |  | FALSE | #N/A | #N/A | #N/A | #N/A | #N/A | #N/A | #N/A | #N/A | #N/A | #N/A
TRUE | QLD | QMGB | Mudgeeraba 110 | Energy Queensland | Winter | Non-coincident | 2024 | POE90 | -17.512 | NA | QLD Mudgeeraba 110 |  |  | FALSE | #N/A | #N/A | #N/A | #N/A | #N/A | #N/A | #N/A | #N/A | #N/A | #N/A
TRUE | QLD | QMGB | Mudgeeraba 110 | Energy Queensland | Winter | Coincident_unreconciled | 2025 | POE90 | 45.0406 | NA | QLD Mudgeeraba 110 |  |  | FALSE | #N/A | #N/A | #N/A | #N/A | #N/A | #N/A | #N/A | #N/A | #N/A | #N/A
TRUE | QLD | QMGB | Mudgeeraba 110 | Energy Queensland | Winter | Coincident_unreconciled | 2025 | POE50 | 51.8027 | NA | QLD Mudgeeraba 110 |  |  | FALSE | #N/A | #N/A | #N/A | #N/A | #N/A | #N/A | #N/A | #N/A | #N/A | #N/A
TRUE | QLD | QMGB | Mudgeeraba 110 | Energy Queensland | Winter | Non-coincident | 2025 | POE50 | -8.1366 | 254.2699 | QLD Mudgeeraba 110 |  |  | FALSE | #N/A | #N/A | #N/A | #N/A | #N/A | #N/A | #N/A | #N/A | #N/A | #N/A
TRUE | QLD | QMGB | Mudgeeraba 110 | Energy Queensland | Winter | Non-coincident | 2025 | POE90 | -20.0416 | NA | QLD Mudgeeraba 110 |  |  | FALSE | #N/A | #N/A | #N/A | #N/A | #N/A | #N/A | #N/A | #N/A | #N/A | #N/A
TRUE | QLD | QMGB | Mudgeeraba 110 | Energy Queensland | Winter | Coincident_unreconciled | 2026 | POE90 | 43.6894 | NA | QLD Mudgeeraba 110 |  |  | FALSE | #N/A | #N/A | #N/A | #N/A | #N/A | #N/A | #N/A | #N/A | #N/A | #N/A
TRUE | QLD | QMGB | Mudgeeraba 110 | Energy Queensland | Winter | Coincident_unreconciled | 2026 | POE50 | 50.2486 | NA | QLD Mudgeeraba 110 |  |  | FALSE | #N/A | #N/A | #N/A | #N/A | #N/A | #N/A | #N/A | #N/A | #N/A | #N/A
TRUE | QLD | QMGB | Mudgeeraba 110 | Energy Queensland | Winter | Non-coincident | 2026 | POE50 | -10.6331 | 257.7835 | QLD Mudgeeraba 110 |  |  | FALSE | #N/A | #N/A | #N/A | #N/A | #N/A | #N/A | #N/A | #N/A | #N/A | #N/A
TRUE | QLD | QMGB | Mudgeeraba 110 | Energy Queensland | Winter | Non-coincident | 2026 | POE90 | -22.7101 | NA | QLD Mudgeeraba 110 |  |  | FALSE | #N/A | #N/A | #N/A | #N/A | #N/A | #N/A | #N/A | #N/A | #N/A | #N/A
TRUE | QLD | QMGB | Mudgeeraba 110 | Energy Queensland | Winter | Coincident_unreconciled | 2027 | POE90 | 42.3787 | NA | QLD Mudgeeraba 110 |  |  | FALSE | #N/A | #N/A | #N/A | #N/A | #N/A | #N/A | #N/A | #N/A | #N/A | #N/A
TRUE | QLD | QMGB | Mudgeeraba 110 | Energy Queensland | Winter | Coincident_unreconciled | 2027 | POE50 | 48.7412 | NA | QLD Mudgeeraba 110 |  |  | FALSE | #N/A | #N/A | #N/A | #N/A | #N/A | #N/A | #N/A | #N/A | #N/A | #N/A
TRUE | QLD | QMGB | Mudgeeraba 110 | Energy Queensland | Winter | Non-coincident | 2027 | POE50 | -12.2266 | 261.4978 | QLD Mudgeeraba 110 |  |  | FALSE | #N/A | #N/A | #N/A | #N/A | #N/A | #N/A | #N/A | #N/A | #N/A | #N/A
TRUE | QLD | QMGB | Mudgeeraba 110 | Energy Queensland | Winter | Non-coincident | 2027 | POE90 | -24.4769 | NA | QLD Mudgeeraba 110 |  |  | FALSE | #N/A | #N/A | #N/A | #N/A | #N/A | #N/A | #N/A | #N/A | #N/A | #N/A
TRUE | QLD | QMGB | Mudgeeraba 110 | Energy Queensland | Winter | Coincident_unreconciled | 2028 | POE90 | 41.1073 | NA | QLD Mudgeeraba 110 |  |  | FALSE | #N/A | #N/A | #N/A | #N/A | #N/A | #N/A | #N/A | #N/A | #N/A | #N/A
TRUE | QLD | QMGB | Mudgeeraba 110 | Energy Queensland | Winter | Coincident_unreconciled | 2028 | POE50 | 47.2789 | NA | QLD Mudgeeraba 110 |  |  | FALSE | #N/A | #N/A | #N/A | #N/A | #N/A | #N/A | #N/A | #N/A | #N/A | #N/A
TRUE | QLD | QMGB | Mudgeeraba 110 | Energy Queensland | Winter | Non-coincident | 2028 | POE50 | -13.5344 | 265.551 | QLD Mudgeeraba 110 |  |  | FALSE | #N/A | #N/A | #N/A | #N/A | #N/A | #N/A | #N/A | #N/A | #N/A | #N/A
TRUE | QLD | QMGB | Mudgeeraba 110 | Energy Queensland | Winter | Non-coincident | 2028 | POE90 | -25.958 | NA | QLD Mudgeeraba 110 |  |  | FALSE | #N/A | #N/A | #N/A | #N/A | #N/A | #N/A | #N/A | #N/A | #N/A | #N/A
TRUE | QLD | QMGB | Mudgeeraba 110 | Energy Queensland | Winter | Coincident_unreconciled | 2029 | POE90 | 39.8741 | NA | QLD Mudgeeraba 110 |  |  | FALSE | #N/A | #N/A | #N/A | #N/A | #N/A | #N/A | #N/A | #N/A | #N/A | #N/A
TRUE | QLD | QMGB | Mudgeeraba 110 | Energy Queensland | Winter | Coincident_unreconciled | 2029 | POE50 | 45.8606 | NA | QLD Mudgeeraba 110 |  |  | FALSE | #N/A | #N/A | #N/A | #N/A | #N/A | #N/A | #N/A | #N/A | #N/A | #N/A
TRUE | QLD | QMGB | Mudgeeraba 110 | Energy Queensland | Winter | Non-coincident | 2029 | POE50 | -14.3909 | 269.8668 | QLD Mudgeeraba 110 |  |  | FALSE | #N/A | #N/A | #N/A | #N/A | #N/A | #N/A | #N/A | #N/A | #N/A | #N/A
TRUE | QLD | QMGB | Mudgeeraba 110 | Energy Queensland | Winter | Non-coincident | 2029 | POE90 | -26.9878 | NA | QLD Mudgeeraba 110 |  |  | FALSE | #N/A | #N/A | #N/A | #N/A | #N/A | #N/A | #N/A | #N/A | #N/A | #N/A
TRUE | QLD | QMGB | Mudgeeraba 110 | Energy Queensland | Shoulder | Non-coincident | 2019 | BASEYEARPOE10 | NA | 224.4174 | QLD Mudgeeraba 110 |  |  | FALSE | #N/A | #N/A | #N/A | #N/A | #N/A | #N/A | #N/A | #N/A | #N/A | #N/A
TRUE | QLD | QMGB | Mudgeeraba 110 | Energy Queensland | Shoulder | Coincident | 2021 | POE10 | NA | 199.6358 | QLD Mudgeeraba 110 |  |  | FALSE | #N/A | #N/A | #N/A | #N/A | #N/A | #N/A | #N/A | #N/A | #N/A | #N/A
TRUE | QLD | QMGB | Mudgeeraba 110 | Energy Queensland | Shoulder | Coincident | 2021 | POE50 | NA | 199.8565 | QLD Mudgeeraba 110 |  |  | FALSE | #N/A | #N/A | #N/A | #N/A | #N/A | #N/A | #N/A | #N/A | #N/A | #N/A
TRUE | QLD | QMGB | Mudgeeraba 110 | Energy Queensland | Shoulder | Non-coincident | 2021 | POE10 | NA | 227.1466 | QLD Mudgeeraba 110 |  |  | FALSE | #N/A | #N/A | #N/A | #N/A | #N/A | #N/A | #N/A | #N/A | #N/A | #N/A
TRUE | QLD | QMGB | Mudgeeraba 110 | Energy Queensland | Shoulder | Coincident | 2022 | POE10 | NA | 208.0277 | QLD Mudgeeraba 110 |  |  | FALSE | #N/A | #N/A | #N/A | #N/A | #N/A | #N/A | #N/A | #N/A | #N/A | #N/A
TRUE | QLD | QMGB | Mudgeeraba 110 | Energy Queensland | Shoulder | Coincident | 2022 | POE50 | NA | 204.7708 | QLD Mudgeeraba 110 |  |  | FALSE | #N/A | #N/A | #N/A | #N/A | #N/A | #N/A | #N/A | #N/A | #N/A | #N/A
TRUE | QLD | QMGB | Mudgeeraba 110 | Energy Queensland | Shoulder | Non-coincident | 2022 | POE10 | NA | 230.3409 | QLD Mudgeeraba 110 |  |  | FALSE | #N/A | #N/A | #N/A | #N/A | #N/A | #N/A | #N/A | #N/A | #N/A | #N/A
TRUE | QLD | QMGB | Mudgeeraba 110 | Energy Queensland | Shoulder | Coincident | 2023 | POE10 | NA | 211.3083 | QLD Mudgeeraba 110 |  |  | FALSE | #N/A | #N/A | #N/A | #N/A | #N/A | #N/A | #N/A | #N/A | #N/A | #N/A
TRUE | QLD | QMGB | Mudgeeraba 110 | Energy Queensland | Shoulder | Coincident | 2023 | POE50 | NA | 208.9936 | QLD Mudgeeraba 110 |  |  | FALSE | #N/A | #N/A | #N/A | #N/A | #N/A | #N/A | #N/A | #N/A | #N/A | #N/A
TRUE | QLD | QMGB | Mudgeeraba 110 | Energy Queensland | Shoulder | Non-coincident | 2023 | POE10 | NA | 233.5293 | QLD Mudgeeraba 110 |  |  | FALSE | #N/A | #N/A | #N/A | #N/A | #N/A | #N/A | #N/A | #N/A | #N/A | #N/A
TRUE | QLD | QMGB | Mudgeeraba 110 | Energy Queensland | Shoulder | Coincident | 2024 | POE10 | NA | 215.2013 | QLD Mudgeeraba 110 |  |  | FALSE | #N/A | #N/A | #N/A | #N/A | #N/A | #N/A | #N/A | #N/A | #N/A | #N/A
TRUE | QLD | QMGB | Mudgeeraba 110 | Energy Queensland | Shoulder | Coincident | 2024 | POE50 | NA | 215.6312 | QLD Mudgeeraba 110 |  |  | FALSE | #N/A | #N/A | #N/A | #N/A | #N/A | #N/A | #N/A | #N/A | #N/A | #N/A
TRUE | QLD | QMGB | Mudgeeraba 110 | Energy Queensland | Shoulder | Non-coincident | 2024 | POE10 | NA | 236.6923 | QLD Mudgeeraba 110 |  |  | FALSE | #N/A | #N/A | #N/A | #N/A | #N/A | #N/A | #N/A | #N/A | #N/A | #N/A
TRUE | QLD | QMGB | Mudgeeraba 110 | Energy Queensland | Shoulder | Coincident | 2025 | POE10 | NA | 218.7747 | QLD Mudgeeraba 110 |  |  | FALSE | #N/A | #N/A | #N/A | #N/A | #N/A | #N/A | #N/A | #N/A | #N/A | #N/A
TRUE | QLD | QMGB | Mudgeeraba 110 | Energy Queensland | Shoulder | Coincident | 2025 | POE50 | NA | 217.6095 | QLD Mudgeeraba 110 |  |  | FALSE | #N/A | #N/A | #N/A | #N/A | #N/A | #N/A | #N/A | #N/A | #N/A | #N/A
TRUE | QLD | QMGB | Mudgeeraba 110 | Energy Queensland | Shoulder | Non-coincident | 2025 | POE10 | NA | 239.8755 | QLD Mudgeeraba 110 |  |  | FALSE | #N/A | #N/A | #N/A | #N/A | #N/A | #N/A | #N/A | #N/A | #N/A | #N/A
TRUE | QLD | QMGB | Mudgeeraba 110 | Energy Queensland | Shoulder | Coincident | 2026 | POE10 | NA | 220.6531 | QLD Mudgeeraba 110 |  |  | FALSE | #N/A | #N/A | #N/A | #N/A | #N/A | #N/A | #N/A | #N/A | #N/A | #N/A
TRUE | QLD | QMGB | Mudgeeraba 110 | Energy Queensland | Shoulder | Coincident | 2026 | POE50 | NA | 220.6795 | QLD Mudgeeraba 110 |  |  | FALSE | #N/A | #N/A | #N/A | #N/A | #N/A | #N/A | #N/A | #N/A | #N/A | #N/A
TRUE | QLD | QMGB | Mudgeeraba 110 | Energy Queensland | Shoulder | Non-coincident | 2026 | POE10 | NA | 243.1898 | QLD Mudgeeraba 110 |  |  | FALSE | #N/A | #N/A | #N/A | #N/A | #N/A | #N/A | #N/A | #N/A | #N/A | #N/A
TRUE | QLD | QMGB | Mudgeeraba 110 | Energy Queensland | Shoulder | Coincident | 2027 | POE10 | NA | 222.9723 | QLD Mudgeeraba 110 |  |  | FALSE | #N/A | #N/A | #N/A | #N/A | #N/A | #N/A | #N/A | #N/A | #N/A | #N/A
TRUE | QLD | QMGB | Mudgeeraba 110 | Energy Queensland | Shoulder | Coincident | 2027 | POE50 | NA | 222.7801 | QLD Mudgeeraba 110 |  |  | FALSE | #N/A | #N/A | #N/A | #N/A | #N/A | #N/A | #N/A | #N/A | #N/A | #N/A
TRUE | QLD | QMGB | Mudgeeraba 110 | Energy Queensland | Shoulder | Non-coincident | 2027 | POE10 | NA | 246.7718 | QLD Mudgeeraba 110 |  |  | FALSE | #N/A | #N/A | #N/A | #N/A | #N/A | #N/A | #N/A | #N/A | #N/A | #N/A
TRUE | QLD | QMGB | Mudgeeraba 110 | Energy Queensland | Shoulder | Coincident | 2028 | POE10 | NA | 225.6815 | QLD Mudgeeraba 110 |  |  | FALSE | #N/A | #N/A | #N/A | #N/A | #N/A | #N/A | #N/A | #N/A | #N/A | #N/A
TRUE | QLD | QMGB | Mudgeeraba 110 | Energy Queensland | Shoulder | Coincident | 2028 | POE50 | NA | 226.0417 | QLD Mudgeeraba 110 |  |  | FALSE | #N/A | #N/A | #N/A | #N/A | #N/A | #N/A | #N/A | #N/A | #N/A | #N/A
TRUE | QLD | QMGB | Mudgeeraba 110 | Energy Queensland | Shoulder | Non-coincident | 2028 | POE10 | NA | 250.7217 | QLD Mudgeeraba 110 |  |  | FALSE | #N/A | #N/A | #N/A | #N/A | #N/A | #N/A | #N/A | #N/A | #N/A | #N/A
TRUE | QLD | QMGB | Mudgeeraba 110 | Energy Queensland | Shoulder | Coincident | 2029 | POE10 | NA | 231.7214 | QLD Mudgeeraba 110 |  |  | FALSE | #N/A | #N/A | #N/A | #N/A | #N/A | #N/A | #N/A | #N/A | #N/A | #N/A
TRUE | QLD | QMGB | Mudgeeraba 110 | Energy Queensland | Shoulder | Coincident | 2029 | POE50 | NA | 230.7423 | QLD Mudgeeraba 110 |  |  | FALSE | #N/A | #N/A | #N/A | #N/A | #N/A | #N/A | #N/A | #N/A | #N/A | #N/A
TRUE | QLD | QMGB | Mudgeeraba 110 | Energy Queensland | Shoulder | Non-coincident | 2029 | POE10 | NA | 255.0555 | QLD Mudgeeraba 110 |  |  | FALSE | #N/A | #N/A | #N/A | #N/A | #N/A | #N/A | #N/A | #N/A | #N/A | #N/A
TRUE | QLD | QMGB | Mudgeeraba 110 | Energy Queensland | Shoulder | Coincident | 2030 | POE10 | NA | 235.9745 | QLD Mudgeeraba 110 |  |  | FALSE | #N/A | #N/A | #N/A | #N/A | #N/A | #N/A | #N/A | #N/A | #N/A | #N/A
TRUE | QLD | QMGB | Mudgeeraba 110 | Energy Queensland | Shoulder | Coincident | 2030 | POE50 | NA | 235.2476 | QLD Mudgeeraba 110 |  |  | FALSE | #N/A | #N/A | #N/A | #N/A | #N/A | #N/A | #N/A | #N/A | #N/A | #N/A
TRUE | QLD | QMGB | Mudgeeraba 110 | Energy Queensland | Shoulder | Non-coincident | 2030 | POE10 | NA | 259.7533 | QLD Mudgeeraba 110 |  |  | FALSE | #N/A | #N/A | #N/A | #N/A | #N/A | #N/A | #N/A | #N/A | #N/A | #N/A
TRUE | QLD | QMGB | Mudgeeraba 110 | Energy Queensland | Summer | Non-coincident | 2019 | BASEYEARPOE10 | NA | 327.4895 | QLD Mudgeeraba 110 |  |  | FALSE | #N/A | #N/A | #N/A | #N/A | #N/A | #N/A | #N/A | #N/A | #N/A | #N/A
TRUE | QLD | QMGB | Mudgeeraba 110 | Energy Queensland | Summer | Coincident | 2021 | POE10 | NA | 322.8008 | QLD Mudgeeraba 110 |  |  | FALSE | #N/A | #N/A | #N/A | #N/A | #N/A | #N/A | #N/A | #N/A | #N/A | #N/A
TRUE | QLD | QMGB | Mudgeeraba 110 | Energy Queensland | Summer | Coincident | 2021 | POE50 | NA | 315.3701 | QLD Mudgeeraba 110 |  |  | FALSE | #N/A | #N/A | #N/A | #N/A | #N/A | #N/A | #N/A | #N/A | #N/A | #N/A
TRUE | QLD | QMGB | Mudgeeraba 110 | Energy Queensland | Summer | Non-coincident | 2021 | POE10 | NA | 385.1995 | QLD Mudgeeraba 110 |  |  | FALSE | #N/A | #N/A | #N/A | #N/A | #N/A | #N/A | #N/A | #N/A | #N/A | #N/A
TRUE | QLD | QMGB | Mudgeeraba 110 | Energy Queensland | Summer | Coincident | 2022 | POE10 | NA | 333.3384 | QLD Mudgeeraba 110 |  |  | FALSE | #N/A | #N/A | #N/A | #N/A | #N/A | #N/A | #N/A | #N/A | #N/A | #N/A
TRUE | QLD | QMGB | Mudgeeraba 110 | Energy Queensland | Summer | Coincident | 2022 | POE50 | NA | 325.161 | QLD Mudgeeraba 110 |  |  | FALSE | #N/A | #N/A | #N/A | #N/A | #N/A | #N/A | #N/A | #N/A | #N/A | #N/A
TRUE | QLD | QMGB | Mudgeeraba 110 | Energy Queensland | Summer | Non-coincident | 2022 | POE10 | NA | 390.0401 | QLD Mudgeeraba 110 |  |  | FALSE | #N/A | #N/A | #N/A | #N/A | #N/A | #N/A | #N/A | #N/A | #N/A | #N/A
TRUE | QLD | QMGB | Mudgeeraba 110 | Energy Queensland | Summer | Coincident | 2023 | POE10 | NA | 339.8682 | QLD Mudgeeraba 110 |  |  | FALSE | #N/A | #N/A | #N/A | #N/A | #N/A | #N/A | #N/A | #N/A | #N/A | #N/A
TRUE | QLD | QMGB | Mudgeeraba 110 | Energy Queensland | Summer | Coincident | 2023 | POE50 | NA | 330.7942 | QLD Mudgeeraba 110 |  |  | FALSE | #N/A | #N/A | #N/A | #N/A | #N/A | #N/A | #N/A | #N/A | #N/A | #N/A
TRUE | QLD | QMGB | Mudgeeraba 110 | Energy Queensland | Summer | Non-coincident | 2023 | POE10 | NA | 394.8739 | QLD Mudgeeraba 110 |  |  | FALSE | #N/A | #N/A | #N/A | #N/A | #N/A | #N/A | #N/A | #N/A | #N/A | #N/A
TRUE | QLD | QMGB | Mudgeeraba 110 | Energy Queensland | Summer | Coincident | 2024 | POE10 | NA | 348.5141 | QLD Mudgeeraba 110 |  |  | FALSE | #N/A | #N/A | #N/A | #N/A | #N/A | #N/A | #N/A | #N/A | #N/A | #N/A
TRUE | QLD | QMGB | Mudgeeraba 110 | Energy Queensland | Summer | Coincident | 2024 | POE50 | NA | 339.5332 | QLD Mudgeeraba 110 |  |  | FALSE | #N/A | #N/A | #N/A | #N/A | #N/A | #N/A | #N/A | #N/A | #N/A | #N/A
TRUE | QLD | QMGB | Mudgeeraba 110 | Energy Queensland | Summer | Non-coincident | 2024 | POE10 | NA | 399.6954 | QLD Mudgeeraba 110 |  |  | FALSE | #N/A | #N/A | #N/A | #N/A | #N/A | #N/A | #N/A | #N/A | #N/A | #N/A
TRUE | QLD | QMGB | Mudgeeraba 110 | Energy Queensland | Summer | Coincident | 2025 | POE10 | NA | 351.6319 | QLD Mudgeeraba 110 |  |  | FALSE | #N/A | #N/A | #N/A | #N/A | #N/A | #N/A | #N/A | #N/A | #N/A | #N/A
TRUE | QLD | QMGB | Mudgeeraba 110 | Energy Queensland | Summer | Coincident | 2025 | POE50 | NA | 344.3371 | QLD Mudgeeraba 110 |  |  | FALSE | #N/A | #N/A | #N/A | #N/A | #N/A | #N/A | #N/A | #N/A | #N/A | #N/A
TRUE | QLD | QMGB | Mudgeeraba 110 | Energy Queensland | Summer | Non-coincident | 2025 | POE10 | NA | 404.5527 | QLD Mudgeeraba 110 |  |  | FALSE | #N/A | #N/A | #N/A | #N/A | #N/A | #N/A | #N/A | #N/A | #N/A | #N/A
TRUE | QLD | QMGB | Mudgeeraba 110 | Energy Queensland | Summer | Coincident | 2026 | POE10 | NA | 358.0076 | QLD Mudgeeraba 110 |  |  | FALSE | #N/A | #N/A | #N/A | #N/A | #N/A | #N/A | #N/A | #N/A | #N/A | #N/A
TRUE | QLD | QMGB | Mudgeeraba 110 | Energy Queensland | Summer | Coincident | 2026 | POE50 | NA | 349.4246 | QLD Mudgeeraba 110 |  |  | FALSE | #N/A | #N/A | #N/A | #N/A | #N/A | #N/A | #N/A | #N/A | #N/A | #N/A
TRUE | QLD | QMGB | Mudgeeraba 110 | Energy Queensland | Summer | Non-coincident | 2026 | POE10 | NA | 409.5466 | QLD Mudgeeraba 110 |  |  | FALSE | #N/A | #N/A | #N/A | #N/A | #N/A | #N/A | #N/A | #N/A | #N/A | #N/A
TRUE | QLD | QMGB | Mudgeeraba 110 | Energy Queensland | Summer | Coincident | 2027 | POE10 | NA | 360.3077 | QLD Mudgeeraba 110 |  |  | FALSE | #N/A | #N/A | #N/A | #N/A | #N/A | #N/A | #N/A | #N/A | #N/A | #N/A
TRUE | QLD | QMGB | Mudgeeraba 110 | Energy Queensland | Summer | Coincident | 2027 | POE50 | NA | 352.9058 | QLD Mudgeeraba 110 |  |  | FALSE | #N/A | #N/A | #N/A | #N/A | #N/A | #N/A | #N/A | #N/A | #N/A | #N/A
TRUE | QLD | QMGB | Mudgeeraba 110 | Energy Queensland | Summer | Non-coincident | 2027 | POE10 | NA | 414.8168 | QLD Mudgeeraba 110 |  |  | FALSE | #N/A | #N/A | #N/A | #N/A | #N/A | #N/A | #N/A | #N/A | #N/A | #N/A
TRUE | QLD | QMGB | Mudgeeraba 110 | Energy Queensland | Summer | Coincident | 2028 | POE10 | NA | 365.8964 | QLD Mudgeeraba 110 |  |  | FALSE | #N/A | #N/A | #N/A | #N/A | #N/A | #N/A | #N/A | #N/A | #N/A | #N/A
TRUE | QLD | QMGB | Mudgeeraba 110 | Energy Queensland | Summer | Coincident | 2028 | POE50 | NA | 358.2377 | QLD Mudgeeraba 110 |  |  | FALSE | #N/A | #N/A | #N/A | #N/A | #N/A | #N/A | #N/A | #N/A | #N/A | #N/A
TRUE | QLD | QMGB | Mudgeeraba 110 | Energy Queensland | Summer | Non-coincident | 2028 | POE10 | NA | 420.4549 | QLD Mudgeeraba 110 |  |  | FALSE | #N/A | #N/A | #N/A | #N/A | #N/A | #N/A | #N/A | #N/A | #N/A | #N/A
TRUE | QLD | QMGB | Mudgeeraba 110 | Energy Queensland | Summer | Coincident | 2029 | POE10 | NA | 370.5997 | QLD Mudgeeraba 110 |  |  | FALSE | #N/A | #N/A | #N/A | #N/A | #N/A | #N/A | #N/A | #N/A | #N/A | #N/A
TRUE | QLD | QMGB | Mudgeeraba 110 | Energy Queensland | Summer | Coincident | 2029 | POE50 | NA | 364.4642 | QLD Mudgeeraba 110 |  |  | FALSE | #N/A | #N/A | #N/A | #N/A | #N/A | #N/A | #N/A | #N/A | #N/A | #N/A
TRUE | QLD | QMGB | Mudgeeraba 110 | Energy Queensland | Summer | Non-coincident | 2029 | POE10 | NA | 426.4612 | QLD Mudgeeraba 110 |  |  | FALSE | #N/A | #N/A | #N/A | #N/A | #N/A | #N/A | #N/A | #N/A | #N/A | #N/A
TRUE | QLD | QMGB | Mudgeeraba 110 | Energy Queensland | Summer | Coincident | 2030 | POE10 | NA | 377.0319 | QLD Mudgeeraba 110 |  |  | FALSE | #N/A | #N/A | #N/A | #N/A | #N/A | #N/A | #N/A | #N/A | #N/A | #N/A
TRUE | QLD | QMGB | Mudgeeraba 110 | Energy Queensland | Summer | Coincident | 2030 | POE50 | NA | 368.9164 | QLD Mudgeeraba 110 |  |  | FALSE | #N/A | #N/A | #N/A | #N/A | #N/A | #N/A | #N/A | #N/A | #N/A | #N/A
TRUE | QLD | QMGB | Mudgeeraba 110 | Energy Queensland | Summer | Non-coincident | 2030 | POE10 | NA | 432.8351 | QLD Mudgeeraba 110 |  |  | FALSE | #N/A | #N/A | #N/A | #N/A | #N/A | #N/A | #N/A | #N/A | #N/A | #N/A
TRUE | QLD | QMGB | Mudgeeraba 110 | Energy Queensland | Winter | Non-coincident | 2019 | BASEYEARPOE10 | NA | 247.4383 | QLD Mudgeeraba 110 |  |  | FALSE | #N/A | #N/A | #N/A | #N/A | #N/A | #N/A | #N/A | #N/A | #N/A | #N/A
TRUE | QLD | QMGB | Mudgeeraba 110 | Energy Queensland | Winter | Coincident | 2020 | POE10 | NA | 228.797 | QLD Mudgeeraba 110 |  |  | FALSE | #N/A | #N/A | #N/A | #N/A | #N/A | #N/A | #N/A | #N/A | #N/A | #N/A
TRUE | QLD | QMGB | Mudgeeraba 110 | Energy Queensland | Winter | Coincident | 2020 | POE50 | NA | 217.5351 | QLD Mudgeeraba 110 |  |  | FALSE | #N/A | #N/A | #N/A | #N/A | #N/A | #N/A | #N/A | #N/A | #N/A | #N/A
TRUE | QLD | QMGB | Mudgeeraba 110 | Energy Queensland | Winter | Non-coincident | 2020 | POE10 | NA | 252.7097 | QLD Mudgeeraba 110 |  |  | FALSE | #N/A | #N/A | #N/A | #N/A | #N/A | #N/A | #N/A | #N/A | #N/A | #N/A
TRUE | QLD | QMGB | Mudgeeraba 110 | Energy Queensland | Winter | Coincident | 2021 | POE10 | NA | 230.1583 | QLD Mudgeeraba 110 |  |  | FALSE | #N/A | #N/A | #N/A | #N/A | #N/A | #N/A | #N/A | #N/A | #N/A | #N/A
TRUE | QLD | QMGB | Mudgeeraba 110 | Energy Queensland | Winter | Coincident | 2021 | POE50 | NA | 218.7618 | QLD Mudgeeraba 110 |  |  | FALSE | #N/A | #N/A | #N/A | #N/A | #N/A | #N/A | #N/A | #N/A | #N/A | #N/A
TRUE | QLD | QMGB | Mudgeeraba 110 | Energy Queensland | Winter | Non-coincident | 2021 | POE10 | NA | 255.4197 | QLD Mudgeeraba 110 |  |  | FALSE | #N/A | #N/A | #N/A | #N/A | #N/A | #N/A | #N/A | #N/A | #N/A | #N/A
TRUE | QLD | QMGB | Mudgeeraba 110 | Energy Queensland | Winter | Coincident | 2022 | POE10 | NA | 238.5781 | QLD Mudgeeraba 110 |  |  | FALSE | #N/A | #N/A | #N/A | #N/A | #N/A | #N/A | #N/A | #N/A | #N/A | #N/A
TRUE | QLD | QMGB | Mudgeeraba 110 | Energy Queensland | Winter | Coincident | 2022 | POE50 | NA | 226.794 | QLD Mudgeeraba 110 |  |  | FALSE | #N/A | #N/A | #N/A | #N/A | #N/A | #N/A | #N/A | #N/A | #N/A | #N/A
TRUE | QLD | QMGB | Mudgeeraba 110 | Energy Queensland | Winter | Non-coincident | 2022 | POE10 | NA | 258.3108 | QLD Mudgeeraba 110 |  |  | FALSE | #N/A | #N/A | #N/A | #N/A | #N/A | #N/A | #N/A | #N/A | #N/A | #N/A
TRUE | QLD | QMGB | Mudgeeraba 110 | Energy Queensland | Winter | Coincident | 2023 | POE10 | NA | 244.1461 | QLD Mudgeeraba 110 |  |  | FALSE | #N/A | #N/A | #N/A | #N/A | #N/A | #N/A | #N/A | #N/A | #N/A | #N/A
TRUE | QLD | QMGB | Mudgeeraba 110 | Energy Queensland | Winter | Coincident | 2023 | POE50 | NA | 231.8581 | QLD Mudgeeraba 110 |  |  | FALSE | #N/A | #N/A | #N/A | #N/A | #N/A | #N/A | #N/A | #N/A | #N/A | #N/A
TRUE | QLD | QMGB | Mudgeeraba 110 | Energy Queensland | Winter | Non-coincident | 2023 | POE10 | NA | 261.3544 | QLD Mudgeeraba 110 |  |  | FALSE | #N/A | #N/A | #N/A | #N/A | #N/A | #N/A | #N/A | #N/A | #N/A | #N/A
TRUE | QLD | QMGB | Mudgeeraba 110 | Energy Queensland | Winter | Coincident | 2024 | POE10 | NA | 251.15 | QLD Mudgeeraba 110 |  |  | FALSE | #N/A | #N/A | #N/A | #N/A | #N/A | #N/A | #N/A | #N/A | #N/A | #N/A
TRUE | QLD | QMGB | Mudgeeraba 110 | Energy Queensland | Winter | Coincident | 2024 | POE50 | NA | 237.5826 | QLD Mudgeeraba 110 |  |  | FALSE | #N/A | #N/A | #N/A | #N/A | #N/A | #N/A | #N/A | #N/A | #N/A | #N/A
TRUE | QLD | QMGB | Mudgeeraba 110 | Energy Queensland | Winter | Non-coincident | 2024 | POE10 | NA | 264.4909 | QLD Mudgeeraba 110 |  |  | FALSE | #N/A | #N/A | #N/A | #N/A | #N/A | #N/A | #N/A | #N/A | #N/A | #N/A
TRUE | QLD | QMGB | Mudgeeraba 110 | Energy Queensland | Winter | Coincident | 2025 | POE10 | NA | 253.7721 | QLD Mudgeeraba 110 |  |  | FALSE | #N/A | #N/A | #N/A | #N/A | #N/A | #N/A | #N/A | #N/A | #N/A | #N/A
TRUE | QLD | QMGB | Mudgeeraba 110 | Energy Queensland | Winter | Coincident | 2025 | POE50 | NA | 240.5709 | QLD Mudgeeraba 110 |  |  | FALSE | #N/A | #N/A | #N/A | #N/A | #N/A | #N/A | #N/A | #N/A | #N/A | #N/A
TRUE | QLD | QMGB | Mudgeeraba 110 | Energy Queensland | Winter | Non-coincident | 2025 | POE10 | NA | 267.7958 | QLD Mudgeeraba 110 |  |  | FALSE | #N/A | #N/A | #N/A | #N/A | #N/A | #N/A | #N/A | #N/A | #N/A | #N/A
TRUE | QLD | QMGB | Mudgeeraba 110 | Energy Queensland | Winter | Coincident | 2026 | POE10 | NA | 257.1108 | QLD Mudgeeraba 110 |  |  | FALSE | #N/A | #N/A | #N/A | #N/A | #N/A | #N/A | #N/A | #N/A | #N/A | #N/A
TRUE | QLD | QMGB | Mudgeeraba 110 | Energy Queensland | Winter | Coincident | 2026 | POE50 | NA | 244.1917 | QLD Mudgeeraba 110 |  |  | FALSE | #N/A | #N/A | #N/A | #N/A | #N/A | #N/A | #N/A | #N/A | #N/A | #N/A
TRUE | QLD | QMGB | Mudgeeraba 110 | Energy Queensland | Winter | Non-coincident | 2026 | POE10 | NA | 271.1149 | QLD Mudgeeraba 110 |  |  | FALSE | #N/A | #N/A | #N/A | #N/A | #N/A | #N/A | #N/A | #N/A | #N/A | #N/A
TRUE | QLD | QMGB | Mudgeeraba 110 | Energy Queensland | Winter | Coincident | 2027 | POE10 | NA | 260.5611 | QLD Mudgeeraba 110 |  |  | FALSE | #N/A | #N/A | #N/A | #N/A | #N/A | #N/A | #N/A | #N/A | #N/A | #N/A
TRUE | QLD | QMGB | Mudgeeraba 110 | Energy Queensland | Winter | Coincident | 2027 | POE50 | NA | 247.4952 | QLD Mudgeeraba 110 |  |  | FALSE | #N/A | #N/A | #N/A | #N/A | #N/A | #N/A | #N/A | #N/A | #N/A | #N/A
TRUE | QLD | QMGB | Mudgeeraba 110 | Energy Queensland | Winter | Non-coincident | 2027 | POE10 | NA | 274.681 | QLD Mudgeeraba 110 |  |  | FALSE | #N/A | #N/A | #N/A | #N/A | #N/A | #N/A | #N/A | #N/A | #N/A | #N/A
TRUE | QLD | QMGB | Mudgeeraba 110 | Energy Queensland | Winter | Coincident | 2028 | POE10 | NA | 267.2442 | QLD Mudgeeraba 110 |  |  | FALSE | #N/A | #N/A | #N/A | #N/A | #N/A | #N/A | #N/A | #N/A | #N/A | #N/A
TRUE | QLD | QMGB | Mudgeeraba 110 | Energy Queensland | Winter | Coincident | 2028 | POE50 | NA | 251.891 | QLD Mudgeeraba 110 |  |  | FALSE | #N/A | #N/A | #N/A | #N/A | #N/A | #N/A | #N/A | #N/A | #N/A | #N/A
TRUE | QLD | QMGB | Mudgeeraba 110 | Energy Queensland | Winter | Non-coincident | 2028 | POE10 | NA | 278.365 | QLD Mudgeeraba 110 |  |  | FALSE | #N/A | #N/A | #N/A | #N/A | #N/A | #N/A | #N/A | #N/A | #N/A | #N/A
TRUE | QLD | QMGB | Mudgeeraba 110 | Energy Queensland | Winter | Coincident | 2029 | POE10 | NA | 270.1006 | QLD Mudgeeraba 110 |  |  | FALSE | #N/A | #N/A | #N/A | #N/A | #N/A | #N/A | #N/A | #N/A | #N/A | #N/A
TRUE | QLD | QMGB | Mudgeeraba 110 | Energy Queensland | Winter | Coincident | 2029 | POE50 | NA | 255.9355 | QLD Mudgeeraba 110 |  |  | FALSE | #N/A | #N/A | #N/A | #N/A | #N/A | #N/A | #N/A | #N/A | #N/A | #N/A
TRUE | QLD | QMGB | Mudgeeraba 110 | Energy Queensland | Winter | Non-coincident | 2029 | POE10 | NA | 282.2678 | QLD Mudgeeraba 110 |  |  | FALSE | #N/A | #N/A | #N/A | #N/A | #N/A | #N/A | #N/A | #N/A | #N/A | #N/A
TRUE | QLD | QMRE | Murarrie (Belmont) | Energy Queensland | Shoulder | Coincident | 2017 | ACTUAL_OPG | 152.1371 | 258.8507 | QLD Murarrie (Belmont) |  |  | FALSE | #N/A | #N/A | #N/A | #N/A | #N/A | #N/A | #N/A | #N/A | #N/A | #N/A
TRUE | QLD | QMRE | Murarrie (Belmont) | Energy Queensland | Shoulder | Coincident | 2017 | ACTUAL_RAW | 152.1371 | 258.8507 | QLD Murarrie (Belmont) |  |  | FALSE | #N/A | #N/A | #N/A | #N/A | #N/A | #N/A | #N/A | #N/A | #N/A | #N/A
TRUE | QLD | QMRE | Murarrie (Belmont) | Energy Queensland | Shoulder | Non-coincident | 2017 | ACTUAL_RAW | 96.0004 | 295.8769 | QLD Murarrie (Belmont) |  |  | FALSE | #N/A | #N/A | #N/A | #N/A | #N/A | #N/A | #N/A | #N/A | #N/A | #N/A
TRUE | QLD | QMRE | Murarrie (Belmont) | Energy Queensland | Shoulder | Non-coincident | 2017 | ACTUAL_OPG | 96.0004 | 295.8769 | QLD Murarrie (Belmont) |  |  | FALSE | #N/A | #N/A | #N/A | #N/A | #N/A | #N/A | #N/A | #N/A | #N/A | #N/A
TRUE | QLD | QMRE | Murarrie (Belmont) | Energy Queensland | Shoulder | Non-coincident | 2017 | ACTUAL_ADJUSTEDOPG | 134.0284 | 295.8769 | QLD Murarrie (Belmont) |  |  | FALSE | #N/A | #N/A | #N/A | #N/A | #N/A | #N/A | #N/A | #N/A | #N/A | #N/A
TRUE | QLD | QMRE | Murarrie (Belmont) | Energy Queensland | Shoulder | Coincident | 2018 | ACTUAL_OPG | 154.2447 | 336.3459 | QLD Murarrie (Belmont) |  |  | FALSE | #N/A | #N/A | #N/A | #N/A | #N/A | #N/A | #N/A | #N/A | #N/A | #N/A
TRUE | QLD | QMRE | Murarrie (Belmont) | Energy Queensland | Shoulder | Coincident | 2018 | ACTUAL_RAW | 154.2447 | 336.3459 | QLD Murarrie (Belmont) |  |  | FALSE | #N/A | #N/A | #N/A | #N/A | #N/A | #N/A | #N/A | #N/A | #N/A | #N/A
TRUE | QLD | QMRE | Murarrie (Belmont) | Energy Queensland | Shoulder | Non-coincident | 2018 | ACTUAL_RAW | 92.3862 | 356.638 | QLD Murarrie (Belmont) |  |  | FALSE | #N/A | #N/A | #N/A | #N/A | #N/A | #N/A | #N/A | #N/A | #N/A | #N/A
TRUE | QLD | QMRE | Murarrie (Belmont) | Energy Queensland | Shoulder | Non-coincident | 2018 | ACTUAL_OPG | 92.3862 | 356.638 | QLD Murarrie (Belmont) |  |  | FALSE | #N/A | #N/A | #N/A | #N/A | #N/A | #N/A | #N/A | #N/A | #N/A | #N/A
TRUE | QLD | QMRE | Murarrie (Belmont) | Energy Queensland | Shoulder | Non-coincident | 2018 | ACTUAL_ADJUSTEDOPG | 148.4892 | 356.638 | QLD Murarrie (Belmont) |  |  | FALSE | #N/A | #N/A | #N/A | #N/A | #N/A | #N/A | #N/A | #N/A | #N/A | #N/A
TRUE | QLD | QMRE | Murarrie (Belmont) | Energy Queensland | Shoulder | Coincident | 2019 | ACTUAL_OPG | 144.5703 | 328.9574 | QLD Murarrie (Belmont) |  |  | FALSE | #N/A | #N/A | #N/A | #N/A | #N/A | #N/A | #N/A | #N/A | #N/A | #N/A
TRUE | QLD | QMRE | Murarrie (Belmont) | Energy Queensland | Shoulder | Coincident | 2019 | ACTUAL_RAW | 144.5703 | 328.9574 | QLD Murarrie (Belmont) |  |  | FALSE | #N/A | #N/A | #N/A | #N/A | #N/A | #N/A | #N/A | #N/A | #N/A | #N/A
TRUE | QLD | QMRE | Murarrie (Belmont) | Energy Queensland | Shoulder | Non-coincident | 2019 | ACTUAL_RAW | 90.2923 | 328.9574 | QLD Murarrie (Belmont) |  |  | FALSE | #N/A | #N/A | #N/A | #N/A | #N/A | #N/A | #N/A | #N/A | #N/A | #N/A
TRUE | QLD | QMRE | Murarrie (Belmont) | Energy Queensland | Shoulder | Non-coincident | 2019 | ACTUAL_OPG | 90.2923 | 328.9574 | QLD Murarrie (Belmont) |  |  | FALSE | #N/A | #N/A | #N/A | #N/A | #N/A | #N/A | #N/A | #N/A | #N/A | #N/A
TRUE | QLD | QMRE | Murarrie (Belmont) | Energy Queensland | Shoulder | Non-coincident | 2019 | ACTUAL_ADJUSTEDOPG | 139.7011 | 328.9574 | QLD Murarrie (Belmont) |  |  | FALSE | #N/A | #N/A | #N/A | #N/A | #N/A | #N/A | #N/A | #N/A | #N/A | #N/A
TRUE | QLD | QMRE | Murarrie (Belmont) | Energy Queensland | Shoulder | Non-coincident | 2019 | BASEYEARPOE90 | 119.7211 | NA | QLD Murarrie (Belmont) |  |  | FALSE | #N/A | #N/A | #N/A | #N/A | #N/A | #N/A | #N/A | #N/A | #N/A | #N/A
TRUE | QLD | QMRE | Murarrie (Belmont) | Energy Queensland | Shoulder | Non-coincident | 2019 | BASEYEARPOE50 | 130.8361 | 316.0493 | QLD Murarrie (Belmont) |  |  | FALSE | #N/A | #N/A | #N/A | #N/A | #N/A | #N/A | #N/A | #N/A | #N/A | #N/A
TRUE | QLD | QMRE | Murarrie (Belmont) | Energy Queensland | Shoulder | Coincident | 2020 | ACTUAL_OPG | 121.4194 | 276.7004 | QLD Murarrie (Belmont) |  |  | FALSE | #N/A | #N/A | #N/A | #N/A | #N/A | #N/A | #N/A | #N/A | #N/A | #N/A
TRUE | QLD | QMRE | Murarrie (Belmont) | Energy Queensland | Shoulder | Coincident | 2020 | ACTUAL_RAW | 121.4194 | 276.7004 | QLD Murarrie (Belmont) |  |  | FALSE | #N/A | #N/A | #N/A | #N/A | #N/A | #N/A | #N/A | #N/A | #N/A | #N/A
TRUE | QLD | QMRE | Murarrie (Belmont) | Energy Queensland | Shoulder | Non-coincident | 2020 | ACTUAL_RAW | 118.1572 | 280.4126 | QLD Murarrie (Belmont) |  |  | FALSE | #N/A | #N/A | #N/A | #N/A | #N/A | #N/A | #N/A | #N/A | #N/A | #N/A
TRUE | QLD | QMRE | Murarrie (Belmont) | Energy Queensland | Shoulder | Non-coincident | 2020 | ACTUAL_OPG | 118.1572 | 280.4126 | QLD Murarrie (Belmont) |  |  | FALSE | #N/A | #N/A | #N/A | #N/A | #N/A | #N/A | #N/A | #N/A | #N/A | #N/A
TRUE | QLD | QMRE | Murarrie (Belmont) | Energy Queensland | Shoulder | Non-coincident | 2020 | ACTUAL_ADJUSTEDOPG | 118.1572 | 280.4126 | QLD Murarrie (Belmont) |  |  | FALSE | #N/A | #N/A | #N/A | #N/A | #N/A | #N/A | #N/A | #N/A | #N/A | #N/A
TRUE | QLD | QMRE | Murarrie (Belmont) | Energy Queensland | Shoulder | Coincident_unreconciled | 2021 | POE50 | 130 | NA | QLD Murarrie (Belmont) |  |  | FALSE | #N/A | #N/A | #N/A | #N/A | #N/A | #N/A | #N/A | #N/A | #N/A | #N/A
TRUE | QLD | QMRE | Murarrie (Belmont) | Energy Queensland | Shoulder | Coincident_unreconciled | 2021 | POE90 | 105.1954 | NA | QLD Murarrie (Belmont) |  |  | FALSE | #N/A | #N/A | #N/A | #N/A | #N/A | #N/A | #N/A | #N/A | #N/A | #N/A
TRUE | QLD | QMRE | Murarrie (Belmont) | Energy Queensland | Shoulder | Non-coincident | 2021 | POE50 | 123.2916 | 315.9335 | QLD Murarrie (Belmont) |  |  | FALSE | #N/A | #N/A | #N/A | #N/A | #N/A | #N/A | #N/A | #N/A | #N/A | #N/A
TRUE | QLD | QMRE | Murarrie (Belmont) | Energy Queensland | Shoulder | Non-coincident | 2021 | POE90 | 106.5682 | NA | QLD Murarrie (Belmont) |  |  | FALSE | #N/A | #N/A | #N/A | #N/A | #N/A | #N/A | #N/A | #N/A | #N/A | #N/A
TRUE | QLD | QMRE | Murarrie (Belmont) | Energy Queensland | Shoulder | Coincident_unreconciled | 2022 | POE50 | 123.3963 | NA | QLD Murarrie (Belmont) |  |  | FALSE | #N/A | #N/A | #N/A | #N/A | #N/A | #N/A | #N/A | #N/A | #N/A | #N/A
TRUE | QLD | QMRE | Murarrie (Belmont) | Energy Queensland | Shoulder | Coincident_unreconciled | 2022 | POE90 | 98.3966 | NA | QLD Murarrie (Belmont) |  |  | FALSE | #N/A | #N/A | #N/A | #N/A | #N/A | #N/A | #N/A | #N/A | #N/A | #N/A
TRUE | QLD | QMRE | Murarrie (Belmont) | Energy Queensland | Shoulder | Non-coincident | 2022 | POE50 | 119.3139 | 321.0939 | QLD Murarrie (Belmont) |  |  | FALSE | #N/A | #N/A | #N/A | #N/A | #N/A | #N/A | #N/A | #N/A | #N/A | #N/A
TRUE | QLD | QMRE | Murarrie (Belmont) | Energy Queensland | Shoulder | Non-coincident | 2022 | POE90 | 104.2555 | NA | QLD Murarrie (Belmont) |  |  | FALSE | #N/A | #N/A | #N/A | #N/A | #N/A | #N/A | #N/A | #N/A | #N/A | #N/A
TRUE | QLD | QMRE | Murarrie (Belmont) | Energy Queensland | Shoulder | Coincident_unreconciled | 2023 | POE50 | 117.9243 | NA | QLD Murarrie (Belmont) |  |  | FALSE | #N/A | #N/A | #N/A | #N/A | #N/A | #N/A | #N/A | #N/A | #N/A | #N/A
TRUE | QLD | QMRE | Murarrie (Belmont) | Energy Queensland | Shoulder | Coincident_unreconciled | 2023 | POE90 | 92.7433 | NA | QLD Murarrie (Belmont) |  |  | FALSE | #N/A | #N/A | #N/A | #N/A | #N/A | #N/A | #N/A | #N/A | #N/A | #N/A
TRUE | QLD | QMRE | Murarrie (Belmont) | Energy Queensland | Shoulder | Non-coincident | 2023 | POE50 | 116.0179 | 325.0004 | QLD Murarrie (Belmont) |  |  | FALSE | #N/A | #N/A | #N/A | #N/A | #N/A | #N/A | #N/A | #N/A | #N/A | #N/A
TRUE | QLD | QMRE | Murarrie (Belmont) | Energy Queensland | Shoulder | Non-coincident | 2023 | POE90 | 100.8503 | NA | QLD Murarrie (Belmont) |  |  | FALSE | #N/A | #N/A | #N/A | #N/A | #N/A | #N/A | #N/A | #N/A | #N/A | #N/A
TRUE | QLD | QMRE | Murarrie (Belmont) | Energy Queensland | Shoulder | Coincident_unreconciled | 2024 | POE50 | 113.3123 | NA | QLD Murarrie (Belmont) |  |  | FALSE | #N/A | #N/A | #N/A | #N/A | #N/A | #N/A | #N/A | #N/A | #N/A | #N/A
TRUE | QLD | QMRE | Murarrie (Belmont) | Energy Queensland | Shoulder | Coincident_unreconciled | 2024 | POE90 | 87.95 | NA | QLD Murarrie (Belmont) |  |  | FALSE | #N/A | #N/A | #N/A | #N/A | #N/A | #N/A | #N/A | #N/A | #N/A | #N/A
TRUE | QLD | QMRE | Murarrie (Belmont) | Energy Queensland | Shoulder | Non-coincident | 2024 | POE50 | 113.2399 | 332.6121 | QLD Murarrie (Belmont) |  |  | FALSE | #N/A | #N/A | #N/A | #N/A | #N/A | #N/A | #N/A | #N/A | #N/A | #N/A
TRUE | QLD | QMRE | Murarrie (Belmont) | Energy Queensland | Shoulder | Non-coincident | 2024 | POE90 | 97.9631 | NA | QLD Murarrie (Belmont) |  |  | FALSE | #N/A | #N/A | #N/A | #N/A | #N/A | #N/A | #N/A | #N/A | #N/A | #N/A
TRUE | QLD | QMRE | Murarrie (Belmont) | Energy Queensland | Shoulder | Coincident_unreconciled | 2025 | POE50 | 109.4192 | NA | QLD Murarrie (Belmont) |  |  | FALSE | #N/A | #N/A | #N/A | #N/A | #N/A | #N/A | #N/A | #N/A | #N/A | #N/A
TRUE | QLD | QMRE | Murarrie (Belmont) | Energy Queensland | Shoulder | Coincident_unreconciled | 2025 | POE90 | 83.8757 | NA | QLD Murarrie (Belmont) |  |  | FALSE | #N/A | #N/A | #N/A | #N/A | #N/A | #N/A | #N/A | #N/A | #N/A | #N/A
TRUE | QLD | QMRE | Murarrie (Belmont) | Energy Queensland | Shoulder | Non-coincident | 2025 | POE50 | 110.8949 | 332.9823 | QLD Murarrie (Belmont) |  |  | FALSE | #N/A | #N/A | #N/A | #N/A | #N/A | #N/A | #N/A | #N/A | #N/A | #N/A
TRUE | QLD | QMRE | Murarrie (Belmont) | Energy Queensland | Shoulder | Non-coincident | 2025 | POE90 | 95.5089 | NA | QLD Murarrie (Belmont) |  |  | FALSE | #N/A | #N/A | #N/A | #N/A | #N/A | #N/A | #N/A | #N/A | #N/A | #N/A
TRUE | QLD | QMRE | Murarrie (Belmont) | Energy Queensland | Shoulder | Coincident_unreconciled | 2026 | POE50 | 105.924 | NA | QLD Murarrie (Belmont) |  |  | FALSE | #N/A | #N/A | #N/A | #N/A | #N/A | #N/A | #N/A | #N/A | #N/A | #N/A
TRUE | QLD | QMRE | Murarrie (Belmont) | Energy Queensland | Shoulder | Coincident_unreconciled | 2026 | POE90 | 80.1992 | NA | QLD Murarrie (Belmont) |  |  | FALSE | #N/A | #N/A | #N/A | #N/A | #N/A | #N/A | #N/A | #N/A | #N/A | #N/A
TRUE | QLD | QMRE | Murarrie (Belmont) | Energy Queensland | Shoulder | Non-coincident | 2026 | POE50 | 108.7896 | 334.9307 | QLD Murarrie (Belmont) |  |  | FALSE | #N/A | #N/A | #N/A | #N/A | #N/A | #N/A | #N/A | #N/A | #N/A | #N/A
TRUE | QLD | QMRE | Murarrie (Belmont) | Energy Queensland | Shoulder | Non-coincident | 2026 | POE90 | 93.2945 | NA | QLD Murarrie (Belmont) |  |  | FALSE | #N/A | #N/A | #N/A | #N/A | #N/A | #N/A | #N/A | #N/A | #N/A | #N/A
TRUE | QLD | QMRE | Murarrie (Belmont) | Energy Queensland | Shoulder | Coincident_unreconciled | 2027 | POE50 | 103.2635 | NA | QLD Murarrie (Belmont) |  |  | FALSE | #N/A | #N/A | #N/A | #N/A | #N/A | #N/A | #N/A | #N/A | #N/A | #N/A
TRUE | QLD | QMRE | Murarrie (Belmont) | Energy Queensland | Shoulder | Coincident_unreconciled | 2027 | POE90 | 77.3662 | NA | QLD Murarrie (Belmont) |  |  | FALSE | #N/A | #N/A | #N/A | #N/A | #N/A | #N/A | #N/A | #N/A | #N/A | #N/A
TRUE | QLD | QMRE | Murarrie (Belmont) | Energy Queensland | Shoulder | Non-coincident | 2027 | POE50 | 107.187 | 335.128 | QLD Murarrie (Belmont) |  |  | FALSE | #N/A | #N/A | #N/A | #N/A | #N/A | #N/A | #N/A | #N/A | #N/A | #N/A
TRUE | QLD | QMRE | Murarrie (Belmont) | Energy Queensland | Shoulder | Non-coincident | 2027 | POE90 | 91.588 | NA | QLD Murarrie (Belmont) |  |  | FALSE | #N/A | #N/A | #N/A | #N/A | #N/A | #N/A | #N/A | #N/A | #N/A | #N/A
TRUE | QLD | QMRE | Murarrie (Belmont) | Energy Queensland | Shoulder | Coincident_unreconciled | 2028 | POE50 | 101.3419 | NA | QLD Murarrie (Belmont) |  |  | FALSE | #N/A | #N/A | #N/A | #N/A | #N/A | #N/A | #N/A | #N/A | #N/A | #N/A
TRUE | QLD | QMRE | Murarrie (Belmont) | Energy Queensland | Shoulder | Coincident_unreconciled | 2028 | POE90 | 75.2785 | NA | QLD Murarrie (Belmont) |  |  | FALSE | #N/A | #N/A | #N/A | #N/A | #N/A | #N/A | #N/A | #N/A | #N/A | #N/A
TRUE | QLD | QMRE | Murarrie (Belmont) | Energy Queensland | Shoulder | Non-coincident | 2028 | POE50 | 106.0296 | 336.741 | QLD Murarrie (Belmont) |  |  | FALSE | #N/A | #N/A | #N/A | #N/A | #N/A | #N/A | #N/A | #N/A | #N/A | #N/A
TRUE | QLD | QMRE | Murarrie (Belmont) | Energy Queensland | Shoulder | Non-coincident | 2028 | POE90 | 90.3305 | NA | QLD Murarrie (Belmont) |  |  | FALSE | #N/A | #N/A | #N/A | #N/A | #N/A | #N/A | #N/A | #N/A | #N/A | #N/A
TRUE | QLD | QMRE | Murarrie (Belmont) | Energy Queensland | Shoulder | Coincident_unreconciled | 2029 | POE50 | 99.7774 | NA | QLD Murarrie (Belmont) |  |  | FALSE | #N/A | #N/A | #N/A | #N/A | #N/A | #N/A | #N/A | #N/A | #N/A | #N/A
TRUE | QLD | QMRE | Murarrie (Belmont) | Energy Queensland | Shoulder | Coincident_unreconciled | 2029 | POE90 | 73.5479 | NA | QLD Murarrie (Belmont) |  |  | FALSE | #N/A | #N/A | #N/A | #N/A | #N/A | #N/A | #N/A | #N/A | #N/A | #N/A
TRUE | QLD | QMRE | Murarrie (Belmont) | Energy Queensland | Shoulder | Non-coincident | 2029 | POE50 | 105.0873 | 340.2451 | QLD Murarrie (Belmont) |  |  | FALSE | #N/A | #N/A | #N/A | #N/A | #N/A | #N/A | #N/A | #N/A | #N/A | #N/A
TRUE | QLD | QMRE | Murarrie (Belmont) | Energy Queensland | Shoulder | Non-coincident | 2029 | POE90 | 89.2881 | NA | QLD Murarrie (Belmont) |  |  | FALSE | #N/A | #N/A | #N/A | #N/A | #N/A | #N/A | #N/A | #N/A | #N/A | #N/A
TRUE | QLD | QMRE | Murarrie (Belmont) | Energy Queensland | Shoulder | Coincident_unreconciled | 2030 | POE50 | 98.7366 | NA | QLD Murarrie (Belmont) |  |  | FALSE | #N/A | #N/A | #N/A | #N/A | #N/A | #N/A | #N/A | #N/A | #N/A | #N/A
TRUE | QLD | QMRE | Murarrie (Belmont) | Energy Queensland | Shoulder | Coincident_unreconciled | 2030 | POE90 | 72.3409 | NA | QLD Murarrie (Belmont) |  |  | FALSE | #N/A | #N/A | #N/A | #N/A | #N/A | #N/A | #N/A | #N/A | #N/A | #N/A
TRUE | QLD | QMRE | Murarrie (Belmont) | Energy Queensland | Shoulder | Non-coincident | 2030 | POE50 | 104.4603 | 343.2145 | QLD Murarrie (Belmont) |  |  | FALSE | #N/A | #N/A | #N/A | #N/A | #N/A | #N/A | #N/A | #N/A | #N/A | #N/A
TRUE | QLD | QMRE | Murarrie (Belmont) | Energy Queensland | Shoulder | Non-coincident | 2030 | POE90 | 88.5611 | NA | QLD Murarrie (Belmont) |  |  | FALSE | #N/A | #N/A | #N/A | #N/A | #N/A | #N/A | #N/A | #N/A | #N/A | #N/A
TRUE | QLD | QMRE | Murarrie (Belmont) | Energy Queensland | Summer | Coincident | 2017 | ACTUAL_OPG | 138.8339 | 381.4526 | QLD Murarrie (Belmont) |  |  | FALSE | #N/A | #N/A | #N/A | #N/A | #N/A | #N/A | #N/A | #N/A | #N/A | #N/A
TRUE | QLD | QMRE | Murarrie (Belmont) | Energy Queensland | Summer | Coincident | 2017 | ACTUAL_RAW | 138.8339 | 381.4526 | QLD Murarrie (Belmont) |  |  | FALSE | #N/A | #N/A | #N/A | #N/A | #N/A | #N/A | #N/A | #N/A | #N/A | #N/A
TRUE | QLD | QMRE | Murarrie (Belmont) | Energy Queensland | Summer | Non-coincident | 2017 | ACTUAL_RAW | 137.9097 | 434.5907 | QLD Murarrie (Belmont) |  |  | FALSE | #N/A | #N/A | #N/A | #N/A | #N/A | #N/A | #N/A | #N/A | #N/A | #N/A
TRUE | QLD | QMRE | Murarrie (Belmont) | Energy Queensland | Summer | Non-coincident | 2017 | ACTUAL_OPG | 137.9097 | 434.5907 | QLD Murarrie (Belmont) |  |  | FALSE | #N/A | #N/A | #N/A | #N/A | #N/A | #N/A | #N/A | #N/A | #N/A | #N/A
TRUE | QLD | QMRE | Murarrie (Belmont) | Energy Queensland | Summer | Coincident | 2018 | ACTUAL_OPG | 153.6579 | 442.5721 | QLD Murarrie (Belmont) |  |  | FALSE | #N/A | #N/A | #N/A | #N/A | #N/A | #N/A | #N/A | #N/A | #N/A | #N/A
TRUE | QLD | QMRE | Murarrie (Belmont) | Energy Queensland | Summer | Coincident | 2018 | ACTUAL_RAW | 153.6579 | 442.5721 | QLD Murarrie (Belmont) |  |  | FALSE | #N/A | #N/A | #N/A | #N/A | #N/A | #N/A | #N/A | #N/A | #N/A | #N/A
TRUE | QLD | QMRE | Murarrie (Belmont) | Energy Queensland | Summer | Non-coincident | 2018 | ACTUAL_RAW | 114.3821 | 442.9558 | QLD Murarrie (Belmont) |  |  | FALSE | #N/A | #N/A | #N/A | #N/A | #N/A | #N/A | #N/A | #N/A | #N/A | #N/A
TRUE | QLD | QMRE | Murarrie (Belmont) | Energy Queensland | Summer | Non-coincident | 2018 | ACTUAL_OPG | 114.3821 | 442.9558 | QLD Murarrie (Belmont) |  |  | FALSE | #N/A | #N/A | #N/A | #N/A | #N/A | #N/A | #N/A | #N/A | #N/A | #N/A
TRUE | QLD | QMRE | Murarrie (Belmont) | Energy Queensland | Summer | Non-coincident | 2018 | ACTUAL_ADJUSTEDOPG | 114.3821 | 442.9558 | QLD Murarrie (Belmont) |  |  | FALSE | #N/A | #N/A | #N/A | #N/A | #N/A | #N/A | #N/A | #N/A | #N/A | #N/A
TRUE | QLD | QMRE | Murarrie (Belmont) | Energy Queensland | Summer | Coincident | 2019 | ACTUAL_OPG | 145.4118 | 453.1396 | QLD Murarrie (Belmont) |  |  | FALSE | #N/A | #N/A | #N/A | #N/A | #N/A | #N/A | #N/A | #N/A | #N/A | #N/A
TRUE | QLD | QMRE | Murarrie (Belmont) | Energy Queensland | Summer | Coincident | 2019 | ACTUAL_RAW | 145.4118 | 453.1396 | QLD Murarrie (Belmont) |  |  | FALSE | #N/A | #N/A | #N/A | #N/A | #N/A | #N/A | #N/A | #N/A | #N/A | #N/A
TRUE | QLD | QMRE | Murarrie (Belmont) | Energy Queensland | Summer | Non-coincident | 2019 | ACTUAL_RAW | 128.4389 | 457.7979 | QLD Murarrie (Belmont) |  |  | FALSE | #N/A | #N/A | #N/A | #N/A | #N/A | #N/A | #N/A | #N/A | #N/A | #N/A
TRUE | QLD | QMRE | Murarrie (Belmont) | Energy Queensland | Summer | Non-coincident | 2019 | ACTUAL_OPG | 128.4389 | 457.7979 | QLD Murarrie (Belmont) |  |  | FALSE | #N/A | #N/A | #N/A | #N/A | #N/A | #N/A | #N/A | #N/A | #N/A | #N/A
TRUE | QLD | QMRE | Murarrie (Belmont) | Energy Queensland | Summer | Non-coincident | 2019 | ACTUAL_ADJUSTEDOPG | 128.4389 | 457.7979 | QLD Murarrie (Belmont) |  |  | FALSE | #N/A | #N/A | #N/A | #N/A | #N/A | #N/A | #N/A | #N/A | #N/A | #N/A
TRUE | QLD | QMRE | Murarrie (Belmont) | Energy Queensland | Summer | Non-coincident | 2019 | BASEYEARPOE90 | 135.0393 | NA | QLD Murarrie (Belmont) |  |  | FALSE | #N/A | #N/A | #N/A | #N/A | #N/A | #N/A | #N/A | #N/A | #N/A | #N/A
TRUE | QLD | QMRE | Murarrie (Belmont) | Energy Queensland | Summer | Non-coincident | 2019 | BASEYEARPOE50 | 146.7495 | 448.0998 | QLD Murarrie (Belmont) |  |  | FALSE | #N/A | #N/A | #N/A | #N/A | #N/A | #N/A | #N/A | #N/A | #N/A | #N/A
TRUE | QLD | QMRE | Murarrie (Belmont) | Energy Queensland | Summer | Coincident | 2020 | ACTUAL_OPG | 144.5014 | 495.7552 | QLD Murarrie (Belmont) |  |  | FALSE | #N/A | #N/A | #N/A | #N/A | #N/A | #N/A | #N/A | #N/A | #N/A | #N/A
TRUE | QLD | QMRE | Murarrie (Belmont) | Energy Queensland | Summer | Coincident | 2020 | ACTUAL_RAW | 144.5014 | 495.7552 | QLD Murarrie (Belmont) |  |  | FALSE | #N/A | #N/A | #N/A | #N/A | #N/A | #N/A | #N/A | #N/A | #N/A | #N/A
TRUE | QLD | QMRE | Murarrie (Belmont) | Energy Queensland | Summer | Non-coincident | 2020 | ACTUAL_RAW | 143.1946 | 498.268 | QLD Murarrie (Belmont) |  |  | FALSE | #N/A | #N/A | #N/A | #N/A | #N/A | #N/A | #N/A | #N/A | #N/A | #N/A
TRUE | QLD | QMRE | Murarrie (Belmont) | Energy Queensland | Summer | Non-coincident | 2020 | ACTUAL_OPG | 143.1946 | 498.268 | QLD Murarrie (Belmont) |  |  | FALSE | #N/A | #N/A | #N/A | #N/A | #N/A | #N/A | #N/A | #N/A | #N/A | #N/A
TRUE | QLD | QMRE | Murarrie (Belmont) | Energy Queensland | Summer | Non-coincident | 2020 | ACTUAL_ADJUSTEDOPG | 143.1946 | 498.268 | QLD Murarrie (Belmont) |  |  | FALSE | #N/A | #N/A | #N/A | #N/A | #N/A | #N/A | #N/A | #N/A | #N/A | #N/A
TRUE | QLD | QMRE | Murarrie (Belmont) | Energy Queensland | Summer | Coincident_unreconciled | 2021 | POE50 | 143 | NA | QLD Murarrie (Belmont) |  |  | FALSE | #N/A | #N/A | #N/A | #N/A | #N/A | #N/A | #N/A | #N/A | #N/A | #N/A
TRUE | QLD | QMRE | Murarrie (Belmont) | Energy Queensland | Summer | Coincident_unreconciled | 2021 | POE90 | 129.5374 | NA | QLD Murarrie (Belmont) |  |  | FALSE | #N/A | #N/A | #N/A | #N/A | #N/A | #N/A | #N/A | #N/A | #N/A | #N/A
TRUE | QLD | QMRE | Murarrie (Belmont) | Energy Queensland | Summer | Non-coincident | 2021 | POE50 | 150 | 475.812 | QLD Murarrie (Belmont) |  |  | FALSE | #N/A | #N/A | #N/A | #N/A | #N/A | #N/A | #N/A | #N/A | #N/A | #N/A
TRUE | QLD | QMRE | Murarrie (Belmont) | Energy Queensland | Summer | Non-coincident | 2021 | POE90 | 120.6958 | NA | QLD Murarrie (Belmont) |  |  | FALSE | #N/A | #N/A | #N/A | #N/A | #N/A | #N/A | #N/A | #N/A | #N/A | #N/A
TRUE | QLD | QMRE | Murarrie (Belmont) | Energy Queensland | Summer | Coincident_unreconciled | 2022 | POE50 | 139.8682 | NA | QLD Murarrie (Belmont) |  |  | FALSE | #N/A | #N/A | #N/A | #N/A | #N/A | #N/A | #N/A | #N/A | #N/A | #N/A
TRUE | QLD | QMRE | Murarrie (Belmont) | Energy Queensland | Summer | Coincident_unreconciled | 2022 | POE90 | 126.2966 | NA | QLD Murarrie (Belmont) |  |  | FALSE | #N/A | #N/A | #N/A | #N/A | #N/A | #N/A | #N/A | #N/A | #N/A | #N/A
TRUE | QLD | QMRE | Murarrie (Belmont) | Energy Queensland | Summer | Non-coincident | 2022 | POE50 | 148.6051 | 477.967 | QLD Murarrie (Belmont) |  |  | FALSE | #N/A | #N/A | #N/A | #N/A | #N/A | #N/A | #N/A | #N/A | #N/A | #N/A
TRUE | QLD | QMRE | Murarrie (Belmont) | Energy Queensland | Summer | Non-coincident | 2022 | POE90 | 119.0873 | NA | QLD Murarrie (Belmont) |  |  | FALSE | #N/A | #N/A | #N/A | #N/A | #N/A | #N/A | #N/A | #N/A | #N/A | #N/A
TRUE | QLD | QMRE | Murarrie (Belmont) | Energy Queensland | Summer | Coincident_unreconciled | 2023 | POE50 | 137.2681 | NA | QLD Murarrie (Belmont) |  |  | FALSE | #N/A | #N/A | #N/A | #N/A | #N/A | #N/A | #N/A | #N/A | #N/A | #N/A
TRUE | QLD | QMRE | Murarrie (Belmont) | Energy Queensland | Summer | Coincident_unreconciled | 2023 | POE90 | 123.5953 | NA | QLD Murarrie (Belmont) |  |  | FALSE | #N/A | #N/A | #N/A | #N/A | #N/A | #N/A | #N/A | #N/A | #N/A | #N/A
TRUE | QLD | QMRE | Murarrie (Belmont) | Energy Queensland | Summer | Non-coincident | 2023 | POE50 | 147.4601 | 480.0247 | QLD Murarrie (Belmont) |  |  | FALSE | #N/A | #N/A | #N/A | #N/A | #N/A | #N/A | #N/A | #N/A | #N/A | #N/A
TRUE | QLD | QMRE | Murarrie (Belmont) | Energy Queensland | Summer | Non-coincident | 2023 | POE90 | 117.744 | NA | QLD Murarrie (Belmont) |  |  | FALSE | #N/A | #N/A | #N/A | #N/A | #N/A | #N/A | #N/A | #N/A | #N/A | #N/A
TRUE | QLD | QMRE | Murarrie (Belmont) | Energy Queensland | Summer | Coincident_unreconciled | 2024 | POE50 | 135.1096 | NA | QLD Murarrie (Belmont) |  |  | FALSE | #N/A | #N/A | #N/A | #N/A | #N/A | #N/A | #N/A | #N/A | #N/A | #N/A
TRUE | QLD | QMRE | Murarrie (Belmont) | Energy Queensland | Summer | Coincident_unreconciled | 2024 | POE90 | 121.3356 | NA | QLD Murarrie (Belmont) |  |  | FALSE | #N/A | #N/A | #N/A | #N/A | #N/A | #N/A | #N/A | #N/A | #N/A | #N/A
TRUE | QLD | QMRE | Murarrie (Belmont) | Energy Queensland | Summer | Non-coincident | 2024 | POE50 | 146.4875 | 484.3657 | QLD Murarrie (Belmont) |  |  | FALSE | #N/A | #N/A | #N/A | #N/A | #N/A | #N/A | #N/A | #N/A | #N/A | #N/A
TRUE | QLD | QMRE | Murarrie (Belmont) | Energy Queensland | Summer | Non-coincident | 2024 | POE90 | 116.573 | NA | QLD Murarrie (Belmont) |  |  | FALSE | #N/A | #N/A | #N/A | #N/A | #N/A | #N/A | #N/A | #N/A | #N/A | #N/A
TRUE | QLD | QMRE | Murarrie (Belmont) | Energy Queensland | Summer | Coincident_unreconciled | 2025 | POE50 | 133.3288 | NA | QLD Murarrie (Belmont) |  |  | FALSE | #N/A | #N/A | #N/A | #N/A | #N/A | #N/A | #N/A | #N/A | #N/A | #N/A
TRUE | QLD | QMRE | Murarrie (Belmont) | Energy Queensland | Summer | Coincident_unreconciled | 2025 | POE90 | 119.4536 | NA | QLD Murarrie (Belmont) |  |  | FALSE | #N/A | #N/A | #N/A | #N/A | #N/A | #N/A | #N/A | #N/A | #N/A | #N/A
TRUE | QLD | QMRE | Murarrie (Belmont) | Energy Queensland | Summer | Non-coincident | 2025 | POE50 | 145.6345 | 486.8423 | QLD Murarrie (Belmont) |  |  | FALSE | #N/A | #N/A | #N/A | #N/A | #N/A | #N/A | #N/A | #N/A | #N/A | #N/A
TRUE | QLD | QMRE | Murarrie (Belmont) | Energy Queensland | Summer | Non-coincident | 2025 | POE90 | 115.5216 | NA | QLD Murarrie (Belmont) |  |  | FALSE | #N/A | #N/A | #N/A | #N/A | #N/A | #N/A | #N/A | #N/A | #N/A | #N/A
TRUE | QLD | QMRE | Murarrie (Belmont) | Energy Queensland | Summer | Coincident_unreconciled | 2026 | POE50 | 131.7478 | NA | QLD Murarrie (Belmont) |  |  | FALSE | #N/A | #N/A | #N/A | #N/A | #N/A | #N/A | #N/A | #N/A | #N/A | #N/A
TRUE | QLD | QMRE | Murarrie (Belmont) | Energy Queensland | Summer | Coincident_unreconciled | 2026 | POE90 | 117.7714 | NA | QLD Murarrie (Belmont) |  |  | FALSE | #N/A | #N/A | #N/A | #N/A | #N/A | #N/A | #N/A | #N/A | #N/A | #N/A
TRUE | QLD | QMRE | Murarrie (Belmont) | Energy Queensland | Summer | Non-coincident | 2026 | POE50 | 144.8087 | 489.6087 | QLD Murarrie (Belmont) |  |  | FALSE | #N/A | #N/A | #N/A | #N/A | #N/A | #N/A | #N/A | #N/A | #N/A | #N/A
TRUE | QLD | QMRE | Murarrie (Belmont) | Energy Queensland | Summer | Non-coincident | 2026 | POE90 | 114.4974 | NA | QLD Murarrie (Belmont) |  |  | FALSE | #N/A | #N/A | #N/A | #N/A | #N/A | #N/A | #N/A | #N/A | #N/A | #N/A
TRUE | QLD | QMRE | Murarrie (Belmont) | Energy Queensland | Summer | Coincident_unreconciled | 2027 | POE50 | 130.6042 | NA | QLD Murarrie (Belmont) |  |  | FALSE | #N/A | #N/A | #N/A | #N/A | #N/A | #N/A | #N/A | #N/A | #N/A | #N/A
TRUE | QLD | QMRE | Murarrie (Belmont) | Energy Queensland | Summer | Coincident_unreconciled | 2027 | POE90 | 116.5315 | NA | QLD Murarrie (Belmont) |  |  | FALSE | #N/A | #N/A | #N/A | #N/A | #N/A | #N/A | #N/A | #N/A | #N/A | #N/A
TRUE | QLD | QMRE | Murarrie (Belmont) | Energy Queensland | Summer | Non-coincident | 2027 | POE50 | 144.0905 | 489.7831 | QLD Murarrie (Belmont) |  |  | FALSE | #N/A | #N/A | #N/A | #N/A | #N/A | #N/A | #N/A | #N/A | #N/A | #N/A
TRUE | QLD | QMRE | Murarrie (Belmont) | Energy Queensland | Summer | Non-coincident | 2027 | POE90 | 113.5904 | NA | QLD Murarrie (Belmont) |  |  | FALSE | #N/A | #N/A | #N/A | #N/A | #N/A | #N/A | #N/A | #N/A | #N/A | #N/A
TRUE | QLD | QMRE | Murarrie (Belmont) | Energy Queensland | Summer | Coincident_unreconciled | 2028 | POE50 | 129.8166 | NA | QLD Murarrie (Belmont) |  |  | FALSE | #N/A | #N/A | #N/A | #N/A | #N/A | #N/A | #N/A | #N/A | #N/A | #N/A
TRUE | QLD | QMRE | Murarrie (Belmont) | Energy Queensland | Summer | Coincident_unreconciled | 2028 | POE90 | 115.651 | NA | QLD Murarrie (Belmont) |  |  | FALSE | #N/A | #N/A | #N/A | #N/A | #N/A | #N/A | #N/A | #N/A | #N/A | #N/A
TRUE | QLD | QMRE | Murarrie (Belmont) | Energy Queensland | Summer | Non-coincident | 2028 | POE50 | 143.5071 | 492.1236 | QLD Murarrie (Belmont) |  |  | FALSE | #N/A | #N/A | #N/A | #N/A | #N/A | #N/A | #N/A | #N/A | #N/A | #N/A
TRUE | QLD | QMRE | Murarrie (Belmont) | Energy Queensland | Summer | Non-coincident | 2028 | POE90 | 112.8251 | NA | QLD Murarrie (Belmont) |  |  | FALSE | #N/A | #N/A | #N/A | #N/A | #N/A | #N/A | #N/A | #N/A | #N/A | #N/A
TRUE | QLD | QMRE | Murarrie (Belmont) | Energy Queensland | Summer | Coincident_unreconciled | 2029 | POE50 | 129.1953 | NA | QLD Murarrie (Belmont) |  |  | FALSE | #N/A | #N/A | #N/A | #N/A | #N/A | #N/A | #N/A | #N/A | #N/A | #N/A
TRUE | QLD | QMRE | Murarrie (Belmont) | Energy Queensland | Summer | Coincident_unreconciled | 2029 | POE90 | 114.937 | NA | QLD Murarrie (Belmont) |  |  | FALSE | #N/A | #N/A | #N/A | #N/A | #N/A | #N/A | #N/A | #N/A | #N/A | #N/A
TRUE | QLD | QMRE | Murarrie (Belmont) | Energy Queensland | Summer | Non-coincident | 2029 | POE50 | 143.0807 | 495.3927 | QLD Murarrie (Belmont) |  |  | FALSE | #N/A | #N/A | #N/A | #N/A | #N/A | #N/A | #N/A | #N/A | #N/A | #N/A
TRUE | QLD | QMRE | Murarrie (Belmont) | Energy Queensland | Summer | Non-coincident | 2029 | POE90 | 112.2169 | NA | QLD Murarrie (Belmont) |  |  | FALSE | #N/A | #N/A | #N/A | #N/A | #N/A | #N/A | #N/A | #N/A | #N/A | #N/A
TRUE | QLD | QMRE | Murarrie (Belmont) | Energy Queensland | Summer | Coincident_unreconciled | 2030 | POE50 | 128.8452 | NA | QLD Murarrie (Belmont) |  |  | FALSE | #N/A | #N/A | #N/A | #N/A | #N/A | #N/A | #N/A | #N/A | #N/A | #N/A
TRUE | QLD | QMRE | Murarrie (Belmont) | Energy Queensland | Summer | Coincident_unreconciled | 2030 | POE90 | 114.4941 | NA | QLD Murarrie (Belmont) |  |  | FALSE | #N/A | #N/A | #N/A | #N/A | #N/A | #N/A | #N/A | #N/A | #N/A | #N/A
TRUE | QLD | QMRE | Murarrie (Belmont) | Energy Queensland | Summer | Non-coincident | 2030 | POE50 | 142.7054 | 496.7406 | QLD Murarrie (Belmont) |  |  | FALSE | #N/A | #N/A | #N/A | #N/A | #N/A | #N/A | #N/A | #N/A | #N/A | #N/A
TRUE | QLD | QMRE | Murarrie (Belmont) | Energy Queensland | Summer | Non-coincident | 2030 | POE90 | 111.6598 | NA | QLD Murarrie (Belmont) |  |  | FALSE | #N/A | #N/A | #N/A | #N/A | #N/A | #N/A | #N/A | #N/A | #N/A | #N/A
TRUE | QLD | QMRE | Murarrie (Belmont) | Energy Queensland | Winter | Coincident | 2016 | ACTUAL_OPG | 139.0674 | 293.8027 | QLD Murarrie (Belmont) |  |  | FALSE | #N/A | #N/A | #N/A | #N/A | #N/A | #N/A | #N/A | #N/A | #N/A | #N/A
TRUE | QLD | QMRE | Murarrie (Belmont) | Energy Queensland | Winter | Coincident | 2016 | ACTUAL_RAW | 139.0674 | 293.8027 | QLD Murarrie (Belmont) |  |  | FALSE | #N/A | #N/A | #N/A | #N/A | #N/A | #N/A | #N/A | #N/A | #N/A | #N/A
TRUE | QLD | QMRE | Murarrie (Belmont) | Energy Queensland | Winter | Non-coincident | 2016 | ACTUAL_RAW | 136.1303 | 298.3801 | QLD Murarrie (Belmont) |  |  | FALSE | #N/A | #N/A | #N/A | #N/A | #N/A | #N/A | #N/A | #N/A | #N/A | #N/A
TRUE | QLD | QMRE | Murarrie (Belmont) | Energy Queensland | Winter | Non-coincident | 2016 | ACTUAL_OPG | 136.1303 | 298.3801 | QLD Murarrie (Belmont) |  |  | FALSE | #N/A | #N/A | #N/A | #N/A | #N/A | #N/A | #N/A | #N/A | #N/A | #N/A
TRUE | QLD | QMRE | Murarrie (Belmont) | Energy Queensland | Winter | Coincident | 2017 | ACTUAL_OPG | 161.6488 | 316.828 | QLD Murarrie (Belmont) |  |  | FALSE | #N/A | #N/A | #N/A | #N/A | #N/A | #N/A | #N/A | #N/A | #N/A | #N/A
TRUE | QLD | QMRE | Murarrie (Belmont) | Energy Queensland | Winter | Coincident | 2017 | ACTUAL_RAW | 161.6488 | 316.828 | QLD Murarrie (Belmont) |  |  | FALSE | #N/A | #N/A | #N/A | #N/A | #N/A | #N/A | #N/A | #N/A | #N/A | #N/A
TRUE | QLD | QMRE | Murarrie (Belmont) | Energy Queensland | Winter | Non-coincident | 2017 | ACTUAL_RAW | 149.462 | 316.828 | QLD Murarrie (Belmont) |  |  | FALSE | #N/A | #N/A | #N/A | #N/A | #N/A | #N/A | #N/A | #N/A | #N/A | #N/A
TRUE | QLD | QMRE | Murarrie (Belmont) | Energy Queensland | Winter | Non-coincident | 2017 | ACTUAL_OPG | 149.462 | 316.828 | QLD Murarrie (Belmont) |  |  | FALSE | #N/A | #N/A | #N/A | #N/A | #N/A | #N/A | #N/A | #N/A | #N/A | #N/A
TRUE | QLD | QMRE | Murarrie (Belmont) | Energy Queensland | Winter | Non-coincident | 2017 | ACTUAL_ADJUSTEDOPG | 149.462 | 316.828 | QLD Murarrie (Belmont) |  |  | FALSE | #N/A | #N/A | #N/A | #N/A | #N/A | #N/A | #N/A | #N/A | #N/A | #N/A
TRUE | QLD | QMRE | Murarrie (Belmont) | Energy Queensland | Winter | Coincident | 2018 | ACTUAL_OPG | 147.9555 | 319.0715 | QLD Murarrie (Belmont) |  |  | FALSE | #N/A | #N/A | #N/A | #N/A | #N/A | #N/A | #N/A | #N/A | #N/A | #N/A
TRUE | QLD | QMRE | Murarrie (Belmont) | Energy Queensland | Winter | Coincident | 2018 | ACTUAL_RAW | 147.9555 | 319.0715 | QLD Murarrie (Belmont) |  |  | FALSE | #N/A | #N/A | #N/A | #N/A | #N/A | #N/A | #N/A | #N/A | #N/A | #N/A
TRUE | QLD | QMRE | Murarrie (Belmont) | Energy Queensland | Winter | Non-coincident | 2018 | ACTUAL_RAW | 145.8591 | 324.6581 | QLD Murarrie (Belmont) |  |  | FALSE | #N/A | #N/A | #N/A | #N/A | #N/A | #N/A | #N/A | #N/A | #N/A | #N/A
TRUE | QLD | QMRE | Murarrie (Belmont) | Energy Queensland | Winter | Non-coincident | 2018 | ACTUAL_OPG | 145.8591 | 324.6581 | QLD Murarrie (Belmont) |  |  | FALSE | #N/A | #N/A | #N/A | #N/A | #N/A | #N/A | #N/A | #N/A | #N/A | #N/A
TRUE | QLD | QMRE | Murarrie (Belmont) | Energy Queensland | Winter | Non-coincident | 2018 | ACTUAL_ADJUSTEDOPG | 145.8591 | 324.6581 | QLD Murarrie (Belmont) |  |  | FALSE | #N/A | #N/A | #N/A | #N/A | #N/A | #N/A | #N/A | #N/A | #N/A | #N/A
TRUE | QLD | QMRE | Murarrie (Belmont) | Energy Queensland | Winter | Coincident | 2019 | ACTUAL_OPG | 140.4887 | 311.3129 | QLD Murarrie (Belmont) |  |  | FALSE | #N/A | #N/A | #N/A | #N/A | #N/A | #N/A | #N/A | #N/A | #N/A | #N/A
TRUE | QLD | QMRE | Murarrie (Belmont) | Energy Queensland | Winter | Coincident | 2019 | ACTUAL_RAW | 140.4887 | 311.3129 | QLD Murarrie (Belmont) |  |  | FALSE | #N/A | #N/A | #N/A | #N/A | #N/A | #N/A | #N/A | #N/A | #N/A | #N/A
TRUE | QLD | QMRE | Murarrie (Belmont) | Energy Queensland | Winter | Non-coincident | 2019 | ACTUAL_RAW | 80.8798 | 311.3129 | QLD Murarrie (Belmont) |  |  | FALSE | #N/A | #N/A | #N/A | #N/A | #N/A | #N/A | #N/A | #N/A | #N/A | #N/A
TRUE | QLD | QMRE | Murarrie (Belmont) | Energy Queensland | Winter | Non-coincident | 2019 | ACTUAL_OPG | 80.8798 | 311.3129 | QLD Murarrie (Belmont) |  |  | FALSE | #N/A | #N/A | #N/A | #N/A | #N/A | #N/A | #N/A | #N/A | #N/A | #N/A
TRUE | QLD | QMRE | Murarrie (Belmont) | Energy Queensland | Winter | Non-coincident | 2019 | ACTUAL_ADJUSTEDOPG | 126.709 | 311.3129 | QLD Murarrie (Belmont) |  |  | FALSE | #N/A | #N/A | #N/A | #N/A | #N/A | #N/A | #N/A | #N/A | #N/A | #N/A
TRUE | QLD | QMRE | Murarrie (Belmont) | Energy Queensland | Winter | Non-coincident | 2019 | BASEYEARPOE90 | 119.5735 | NA | QLD Murarrie (Belmont) |  |  | FALSE | #N/A | #N/A | #N/A | #N/A | #N/A | #N/A | #N/A | #N/A | #N/A | #N/A
TRUE | QLD | QMRE | Murarrie (Belmont) | Energy Queensland | Winter | Non-coincident | 2019 | BASEYEARPOE50 | 137.6035 | 315.0279 | QLD Murarrie (Belmont) |  |  | FALSE | #N/A | #N/A | #N/A | #N/A | #N/A | #N/A | #N/A | #N/A | #N/A | #N/A
TRUE | QLD | QMRE | Murarrie (Belmont) | Energy Queensland | Winter | Coincident_unreconciled | 2020 | POE50 | 140 | NA | QLD Murarrie (Belmont) |  |  | FALSE | #N/A | #N/A | #N/A | #N/A | #N/A | #N/A | #N/A | #N/A | #N/A | #N/A
TRUE | QLD | QMRE | Murarrie (Belmont) | Energy Queensland | Winter | Coincident_unreconciled | 2020 | POE90 | 100.9002 | NA | QLD Murarrie (Belmont) |  |  | FALSE | #N/A | #N/A | #N/A | #N/A | #N/A | #N/A | #N/A | #N/A | #N/A | #N/A
TRUE | QLD | QMRE | Murarrie (Belmont) | Energy Queensland | Winter | Non-coincident | 2020 | POE50 | 127.2284 | 315.0879 | QLD Murarrie (Belmont) |  |  | FALSE | #N/A | #N/A | #N/A | #N/A | #N/A | #N/A | #N/A | #N/A | #N/A | #N/A
TRUE | QLD | QMRE | Murarrie (Belmont) | Energy Queensland | Winter | Non-coincident | 2020 | POE90 | 105.3721 | NA | QLD Murarrie (Belmont) |  |  | FALSE | #N/A | #N/A | #N/A | #N/A | #N/A | #N/A | #N/A | #N/A | #N/A | #N/A
TRUE | QLD | QMRE | Murarrie (Belmont) | Energy Queensland | Winter | Coincident_unreconciled | 2021 | POE50 | 132.275 | NA | QLD Murarrie (Belmont) |  |  | FALSE | #N/A | #N/A | #N/A | #N/A | #N/A | #N/A | #N/A | #N/A | #N/A | #N/A
TRUE | QLD | QMRE | Murarrie (Belmont) | Energy Queensland | Winter | Coincident_unreconciled | 2021 | POE90 | 92.8498 | NA | QLD Murarrie (Belmont) |  |  | FALSE | #N/A | #N/A | #N/A | #N/A | #N/A | #N/A | #N/A | #N/A | #N/A | #N/A
TRUE | QLD | QMRE | Murarrie (Belmont) | Energy Queensland | Winter | Non-coincident | 2021 | POE50 | 122.9102 | 317.0976 | QLD Murarrie (Belmont) |  |  | FALSE | #N/A | #N/A | #N/A | #N/A | #N/A | #N/A | #N/A | #N/A | #N/A | #N/A
TRUE | QLD | QMRE | Murarrie (Belmont) | Energy Queensland | Winter | Non-coincident | 2021 | POE90 | 100.872 | NA | QLD Murarrie (Belmont) |  |  | FALSE | #N/A | #N/A | #N/A | #N/A | #N/A | #N/A | #N/A | #N/A | #N/A | #N/A
TRUE | QLD | QMRE | Murarrie (Belmont) | Energy Queensland | Winter | Coincident_unreconciled | 2022 | POE50 | 126.5347 | NA | QLD Murarrie (Belmont) |  |  | FALSE | #N/A | #N/A | #N/A | #N/A | #N/A | #N/A | #N/A | #N/A | #N/A | #N/A
TRUE | QLD | QMRE | Murarrie (Belmont) | Energy Queensland | Winter | Coincident_unreconciled | 2022 | POE90 | 86.8308 | NA | QLD Murarrie (Belmont) |  |  | FALSE | #N/A | #N/A | #N/A | #N/A | #N/A | #N/A | #N/A | #N/A | #N/A | #N/A
TRUE | QLD | QMRE | Murarrie (Belmont) | Energy Queensland | Winter | Non-coincident | 2022 | POE50 | 119.7015 | 321.4441 | QLD Murarrie (Belmont) |  |  | FALSE | #N/A | #N/A | #N/A | #N/A | #N/A | #N/A | #N/A | #N/A | #N/A | #N/A
TRUE | QLD | QMRE | Murarrie (Belmont) | Energy Queensland | Winter | Non-coincident | 2022 | POE90 | 97.5075 | NA | QLD Murarrie (Belmont) |  |  | FALSE | #N/A | #N/A | #N/A | #N/A | #N/A | #N/A | #N/A | #N/A | #N/A | #N/A
TRUE | QLD | QMRE | Murarrie (Belmont) | Energy Queensland | Winter | Coincident_unreconciled | 2023 | POE50 | 121.5547 | NA | QLD Murarrie (Belmont) |  |  | FALSE | #N/A | #N/A | #N/A | #N/A | #N/A | #N/A | #N/A | #N/A | #N/A | #N/A
TRUE | QLD | QMRE | Murarrie (Belmont) | Energy Queensland | Winter | Coincident_unreconciled | 2023 | POE90 | 81.5722 | NA | QLD Murarrie (Belmont) |  |  | FALSE | #N/A | #N/A | #N/A | #N/A | #N/A | #N/A | #N/A | #N/A | #N/A | #N/A
TRUE | QLD | QMRE | Murarrie (Belmont) | Energy Queensland | Winter | Non-coincident | 2023 | POE50 | 116.9177 | 325.8476 | QLD Murarrie (Belmont) |  |  | FALSE | #N/A | #N/A | #N/A | #N/A | #N/A | #N/A | #N/A | #N/A | #N/A | #N/A
TRUE | QLD | QMRE | Murarrie (Belmont) | Energy Queensland | Winter | Non-coincident | 2023 | POE90 | 94.568 | NA | QLD Murarrie (Belmont) |  |  | FALSE | #N/A | #N/A | #N/A | #N/A | #N/A | #N/A | #N/A | #N/A | #N/A | #N/A
TRUE | QLD | QMRE | Murarrie (Belmont) | Energy Queensland | Winter | Coincident_unreconciled | 2024 | POE50 | 117.5736 | NA | QLD Murarrie (Belmont) |  |  | FALSE | #N/A | #N/A | #N/A | #N/A | #N/A | #N/A | #N/A | #N/A | #N/A | #N/A
TRUE | QLD | QMRE | Murarrie (Belmont) | Energy Queensland | Winter | Coincident_unreconciled | 2024 | POE90 | 77.3126 | NA | QLD Murarrie (Belmont) |  |  | FALSE | #N/A | #N/A | #N/A | #N/A | #N/A | #N/A | #N/A | #N/A | #N/A | #N/A
TRUE | QLD | QMRE | Murarrie (Belmont) | Energy Queensland | Winter | Non-coincident | 2024 | POE50 | 114.6923 | 331.1606 | QLD Murarrie (Belmont) |  |  | FALSE | #N/A | #N/A | #N/A | #N/A | #N/A | #N/A | #N/A | #N/A | #N/A | #N/A
TRUE | QLD | QMRE | Murarrie (Belmont) | Energy Queensland | Winter | Non-coincident | 2024 | POE90 | 92.1869 | NA | QLD Murarrie (Belmont) |  |  | FALSE | #N/A | #N/A | #N/A | #N/A | #N/A | #N/A | #N/A | #N/A | #N/A | #N/A
TRUE | QLD | QMRE | Murarrie (Belmont) | Energy Queensland | Winter | Coincident_unreconciled | 2025 | POE50 | 113.9581 | NA | QLD Murarrie (Belmont) |  |  | FALSE | #N/A | #N/A | #N/A | #N/A | #N/A | #N/A | #N/A | #N/A | #N/A | #N/A
TRUE | QLD | QMRE | Murarrie (Belmont) | Energy Queensland | Winter | Coincident_unreconciled | 2025 | POE90 | 73.4185 | NA | QLD Murarrie (Belmont) |  |  | FALSE | #N/A | #N/A | #N/A | #N/A | #N/A | #N/A | #N/A | #N/A | #N/A | #N/A
TRUE | QLD | QMRE | Murarrie (Belmont) | Energy Queensland | Winter | Non-coincident | 2025 | POE50 | 112.6713 | 332.6005 | QLD Murarrie (Belmont) |  |  | FALSE | #N/A | #N/A | #N/A | #N/A | #N/A | #N/A | #N/A | #N/A | #N/A | #N/A
TRUE | QLD | QMRE | Murarrie (Belmont) | Energy Queensland | Winter | Non-coincident | 2025 | POE90 | 90.0101 | NA | QLD Murarrie (Belmont) |  |  | FALSE | #N/A | #N/A | #N/A | #N/A | #N/A | #N/A | #N/A | #N/A | #N/A | #N/A
TRUE | QLD | QMRE | Murarrie (Belmont) | Energy Queensland | Winter | Coincident_unreconciled | 2026 | POE50 | 110.8737 | NA | QLD Murarrie (Belmont) |  |  | FALSE | #N/A | #N/A | #N/A | #N/A | #N/A | #N/A | #N/A | #N/A | #N/A | #N/A
TRUE | QLD | QMRE | Murarrie (Belmont) | Energy Queensland | Winter | Coincident_unreconciled | 2026 | POE90 | 70.0574 | NA | QLD Murarrie (Belmont) |  |  | FALSE | #N/A | #N/A | #N/A | #N/A | #N/A | #N/A | #N/A | #N/A | #N/A | #N/A
TRUE | QLD | QMRE | Murarrie (Belmont) | Energy Queensland | Winter | Non-coincident | 2026 | POE50 | 110.9472 | 334.8242 | QLD Murarrie (Belmont) |  |  | FALSE | #N/A | #N/A | #N/A | #N/A | #N/A | #N/A | #N/A | #N/A | #N/A | #N/A
TRUE | QLD | QMRE | Murarrie (Belmont) | Energy Queensland | Winter | Non-coincident | 2026 | POE90 | 88.1314 | NA | QLD Murarrie (Belmont) |  |  | FALSE | #N/A | #N/A | #N/A | #N/A | #N/A | #N/A | #N/A | #N/A | #N/A | #N/A
TRUE | QLD | QMRE | Murarrie (Belmont) | Energy Queensland | Winter | Coincident_unreconciled | 2027 | POE50 | 108.8255 | NA | QLD Murarrie (Belmont) |  |  | FALSE | #N/A | #N/A | #N/A | #N/A | #N/A | #N/A | #N/A | #N/A | #N/A | #N/A
TRUE | QLD | QMRE | Murarrie (Belmont) | Energy Queensland | Winter | Coincident_unreconciled | 2027 | POE90 | 67.7538 | NA | QLD Murarrie (Belmont) |  |  | FALSE | #N/A | #N/A | #N/A | #N/A | #N/A | #N/A | #N/A | #N/A | #N/A | #N/A
TRUE | QLD | QMRE | Murarrie (Belmont) | Energy Queensland | Winter | Non-coincident | 2027 | POE50 | 109.8023 | 336.332 | QLD Murarrie (Belmont) |  |  | FALSE | #N/A | #N/A | #N/A | #N/A | #N/A | #N/A | #N/A | #N/A | #N/A | #N/A
TRUE | QLD | QMRE | Murarrie (Belmont) | Energy Queensland | Winter | Non-coincident | 2027 | POE90 | 86.8437 | NA | QLD Murarrie (Belmont) |  |  | FALSE | #N/A | #N/A | #N/A | #N/A | #N/A | #N/A | #N/A | #N/A | #N/A | #N/A
TRUE | QLD | QMRE | Murarrie (Belmont) | Energy Queensland | Winter | Coincident_unreconciled | 2028 | POE50 | 107.359 | NA | QLD Murarrie (Belmont) |  |  | FALSE | #N/A | #N/A | #N/A | #N/A | #N/A | #N/A | #N/A | #N/A | #N/A | #N/A
TRUE | QLD | QMRE | Murarrie (Belmont) | Energy Queensland | Winter | Coincident_unreconciled | 2028 | POE90 | 66.0319 | NA | QLD Murarrie (Belmont) |  |  | FALSE | #N/A | #N/A | #N/A | #N/A | #N/A | #N/A | #N/A | #N/A | #N/A | #N/A
TRUE | QLD | QMRE | Murarrie (Belmont) | Energy Queensland | Winter | Non-coincident | 2028 | POE50 | 108.9825 | 339.068 | QLD Murarrie (Belmont) |  |  | FALSE | #N/A | #N/A | #N/A | #N/A | #N/A | #N/A | #N/A | #N/A | #N/A | #N/A
TRUE | QLD | QMRE | Murarrie (Belmont) | Energy Queensland | Winter | Non-coincident | 2028 | POE90 | 85.8812 | NA | QLD Murarrie (Belmont) |  |  | FALSE | #N/A | #N/A | #N/A | #N/A | #N/A | #N/A | #N/A | #N/A | #N/A | #N/A
TRUE | QLD | QMRE | Murarrie (Belmont) | Energy Queensland | Winter | Coincident_unreconciled | 2029 | POE50 | 106.1828 | NA | QLD Murarrie (Belmont) |  |  | FALSE | #N/A | #N/A | #N/A | #N/A | #N/A | #N/A | #N/A | #N/A | #N/A | #N/A
TRUE | QLD | QMRE | Murarrie (Belmont) | Energy Queensland | Winter | Coincident_unreconciled | 2029 | POE90 | 64.6003 | NA | QLD Murarrie (Belmont) |  |  | FALSE | #N/A | #N/A | #N/A | #N/A | #N/A | #N/A | #N/A | #N/A | #N/A | #N/A
TRUE | QLD | QMRE | Murarrie (Belmont) | Energy Queensland | Winter | Non-coincident | 2029 | POE50 | 108.325 | 341.2628 | QLD Murarrie (Belmont) |  |  | FALSE | #N/A | #N/A | #N/A | #N/A | #N/A | #N/A | #N/A | #N/A | #N/A | #N/A
TRUE | QLD | QMRE | Murarrie (Belmont) | Energy Queensland | Winter | Non-coincident | 2029 | POE90 | 85.0809 | NA | QLD Murarrie (Belmont) |  |  | FALSE | #N/A | #N/A | #N/A | #N/A | #N/A | #N/A | #N/A | #N/A | #N/A | #N/A
TRUE | QLD | QMRE | Murarrie (Belmont) | Energy Queensland | Shoulder | Non-coincident | 2019 | BASEYEARPOE10 | NA | 342.5807 | QLD Murarrie (Belmont) |  |  | FALSE | #N/A | #N/A | #N/A | #N/A | #N/A | #N/A | #N/A | #N/A | #N/A | #N/A
TRUE | QLD | QMRE | Murarrie (Belmont) | Energy Queensland | Shoulder | Coincident | 2021 | POE10 | NA | 316.9173 | QLD Murarrie (Belmont) |  |  | FALSE | #N/A | #N/A | #N/A | #N/A | #N/A | #N/A | #N/A | #N/A | #N/A | #N/A
TRUE | QLD | QMRE | Murarrie (Belmont) | Energy Queensland | Shoulder | Coincident | 2021 | POE50 | NA | 315.9335 | QLD Murarrie (Belmont) |  |  | FALSE | #N/A | #N/A | #N/A | #N/A | #N/A | #N/A | #N/A | #N/A | #N/A | #N/A
TRUE | QLD | QMRE | Murarrie (Belmont) | Energy Queensland | Shoulder | Non-coincident | 2021 | POE10 | NA | 340.1523 | QLD Murarrie (Belmont) |  |  | FALSE | #N/A | #N/A | #N/A | #N/A | #N/A | #N/A | #N/A | #N/A | #N/A | #N/A
TRUE | QLD | QMRE | Murarrie (Belmont) | Energy Queensland | Shoulder | Coincident | 2022 | POE10 | NA | 327.5781 | QLD Murarrie (Belmont) |  |  | FALSE | #N/A | #N/A | #N/A | #N/A | #N/A | #N/A | #N/A | #N/A | #N/A | #N/A
TRUE | QLD | QMRE | Murarrie (Belmont) | Energy Queensland | Shoulder | Coincident | 2022 | POE50 | NA | 321.0939 | QLD Murarrie (Belmont) |  |  | FALSE | #N/A | #N/A | #N/A | #N/A | #N/A | #N/A | #N/A | #N/A | #N/A | #N/A
TRUE | QLD | QMRE | Murarrie (Belmont) | Energy Queensland | Shoulder | Non-coincident | 2022 | POE10 | NA | 340.2102 | QLD Murarrie (Belmont) |  |  | FALSE | #N/A | #N/A | #N/A | #N/A | #N/A | #N/A | #N/A | #N/A | #N/A | #N/A
TRUE | QLD | QMRE | Murarrie (Belmont) | Energy Queensland | Shoulder | Coincident | 2023 | POE10 | NA | 329.986 | QLD Murarrie (Belmont) |  |  | FALSE | #N/A | #N/A | #N/A | #N/A | #N/A | #N/A | #N/A | #N/A | #N/A | #N/A
TRUE | QLD | QMRE | Murarrie (Belmont) | Energy Queensland | Shoulder | Coincident | 2023 | POE50 | NA | 325.0004 | QLD Murarrie (Belmont) |  |  | FALSE | #N/A | #N/A | #N/A | #N/A | #N/A | #N/A | #N/A | #N/A | #N/A | #N/A
TRUE | QLD | QMRE | Murarrie (Belmont) | Energy Queensland | Shoulder | Non-coincident | 2023 | POE10 | NA | 340.445 | QLD Murarrie (Belmont) |  |  | FALSE | #N/A | #N/A | #N/A | #N/A | #N/A | #N/A | #N/A | #N/A | #N/A | #N/A
TRUE | QLD | QMRE | Murarrie (Belmont) | Energy Queensland | Shoulder | Coincident | 2024 | POE10 | NA | 333.3478 | QLD Murarrie (Belmont) |  |  | FALSE | #N/A | #N/A | #N/A | #N/A | #N/A | #N/A | #N/A | #N/A | #N/A | #N/A
TRUE | QLD | QMRE | Murarrie (Belmont) | Energy Queensland | Shoulder | Coincident | 2024 | POE50 | NA | 332.6121 | QLD Murarrie (Belmont) |  |  | FALSE | #N/A | #N/A | #N/A | #N/A | #N/A | #N/A | #N/A | #N/A | #N/A | #N/A
TRUE | QLD | QMRE | Murarrie (Belmont) | Energy Queensland | Shoulder | Non-coincident | 2024 | POE10 | NA | 340.9058 | QLD Murarrie (Belmont) |  |  | FALSE | #N/A | #N/A | #N/A | #N/A | #N/A | #N/A | #N/A | #N/A | #N/A | #N/A
TRUE | QLD | QMRE | Murarrie (Belmont) | Energy Queensland | Shoulder | Coincident | 2025 | POE10 | NA | 336.1756 | QLD Murarrie (Belmont) |  |  | FALSE | #N/A | #N/A | #N/A | #N/A | #N/A | #N/A | #N/A | #N/A | #N/A | #N/A
TRUE | QLD | QMRE | Murarrie (Belmont) | Energy Queensland | Shoulder | Coincident | 2025 | POE50 | NA | 332.9823 | QLD Murarrie (Belmont) |  |  | FALSE | #N/A | #N/A | #N/A | #N/A | #N/A | #N/A | #N/A | #N/A | #N/A | #N/A
TRUE | QLD | QMRE | Murarrie (Belmont) | Energy Queensland | Shoulder | Non-coincident | 2025 | POE10 | NA | 341.5761 | QLD Murarrie (Belmont) |  |  | FALSE | #N/A | #N/A | #N/A | #N/A | #N/A | #N/A | #N/A | #N/A | #N/A | #N/A
TRUE | QLD | QMRE | Murarrie (Belmont) | Energy Queensland | Shoulder | Coincident | 2026 | POE10 | NA | 336.304 | QLD Murarrie (Belmont) |  |  | FALSE | #N/A | #N/A | #N/A | #N/A | #N/A | #N/A | #N/A | #N/A | #N/A | #N/A
TRUE | QLD | QMRE | Murarrie (Belmont) | Energy Queensland | Shoulder | Coincident | 2026 | POE50 | NA | 334.9307 | QLD Murarrie (Belmont) |  |  | FALSE | #N/A | #N/A | #N/A | #N/A | #N/A | #N/A | #N/A | #N/A | #N/A | #N/A
TRUE | QLD | QMRE | Murarrie (Belmont) | Energy Queensland | Shoulder | Non-coincident | 2026 | POE10 | NA | 342.4082 | QLD Murarrie (Belmont) |  |  | FALSE | #N/A | #N/A | #N/A | #N/A | #N/A | #N/A | #N/A | #N/A | #N/A | #N/A
TRUE | QLD | QMRE | Murarrie (Belmont) | Energy Queensland | Shoulder | Coincident | 2027 | POE10 | NA | 336.8396 | QLD Murarrie (Belmont) |  |  | FALSE | #N/A | #N/A | #N/A | #N/A | #N/A | #N/A | #N/A | #N/A | #N/A | #N/A
TRUE | QLD | QMRE | Murarrie (Belmont) | Energy Queensland | Shoulder | Coincident | 2027 | POE50 | NA | 335.128 | QLD Murarrie (Belmont) |  |  | FALSE | #N/A | #N/A | #N/A | #N/A | #N/A | #N/A | #N/A | #N/A | #N/A | #N/A
TRUE | QLD | QMRE | Murarrie (Belmont) | Energy Queensland | Shoulder | Non-coincident | 2027 | POE10 | NA | 343.4495 | QLD Murarrie (Belmont) |  |  | FALSE | #N/A | #N/A | #N/A | #N/A | #N/A | #N/A | #N/A | #N/A | #N/A | #N/A
TRUE | QLD | QMRE | Murarrie (Belmont) | Energy Queensland | Shoulder | Coincident | 2028 | POE10 | NA | 337.6438 | QLD Murarrie (Belmont) |  |  | FALSE | #N/A | #N/A | #N/A | #N/A | #N/A | #N/A | #N/A | #N/A | #N/A | #N/A
TRUE | QLD | QMRE | Murarrie (Belmont) | Energy Queensland | Shoulder | Coincident | 2028 | POE50 | NA | 336.741 | QLD Murarrie (Belmont) |  |  | FALSE | #N/A | #N/A | #N/A | #N/A | #N/A | #N/A | #N/A | #N/A | #N/A | #N/A
TRUE | QLD | QMRE | Murarrie (Belmont) | Energy Queensland | Shoulder | Non-coincident | 2028 | POE10 | NA | 344.7074 | QLD Murarrie (Belmont) |  |  | FALSE | #N/A | #N/A | #N/A | #N/A | #N/A | #N/A | #N/A | #N/A | #N/A | #N/A
TRUE | QLD | QMRE | Murarrie (Belmont) | Energy Queensland | Shoulder | Coincident | 2029 | POE10 | NA | 343.1715 | QLD Murarrie (Belmont) |  |  | FALSE | #N/A | #N/A | #N/A | #N/A | #N/A | #N/A | #N/A | #N/A | #N/A | #N/A
TRUE | QLD | QMRE | Murarrie (Belmont) | Energy Queensland | Shoulder | Coincident | 2029 | POE50 | NA | 340.2451 | QLD Murarrie (Belmont) |  |  | FALSE | #N/A | #N/A | #N/A | #N/A | #N/A | #N/A | #N/A | #N/A | #N/A | #N/A
TRUE | QLD | QMRE | Murarrie (Belmont) | Energy Queensland | Shoulder | Non-coincident | 2029 | POE10 | NA | 346.1737 | QLD Murarrie (Belmont) |  |  | FALSE | #N/A | #N/A | #N/A | #N/A | #N/A | #N/A | #N/A | #N/A | #N/A | #N/A
TRUE | QLD | QMRE | Murarrie (Belmont) | Energy Queensland | Shoulder | Coincident | 2030 | POE10 | NA | 345.7939 | QLD Murarrie (Belmont) |  |  | FALSE | #N/A | #N/A | #N/A | #N/A | #N/A | #N/A | #N/A | #N/A | #N/A | #N/A
TRUE | QLD | QMRE | Murarrie (Belmont) | Energy Queensland | Shoulder | Coincident | 2030 | POE50 | NA | 343.2145 | QLD Murarrie (Belmont) |  |  | FALSE | #N/A | #N/A | #N/A | #N/A | #N/A | #N/A | #N/A | #N/A | #N/A | #N/A
TRUE | QLD | QMRE | Murarrie (Belmont) | Energy Queensland | Shoulder | Non-coincident | 2030 | POE10 | NA | 347.9187 | QLD Murarrie (Belmont) |  |  | FALSE | #N/A | #N/A | #N/A | #N/A | #N/A | #N/A | #N/A | #N/A | #N/A | #N/A
TRUE | QLD | QMRE | Murarrie (Belmont) | Energy Queensland | Summer | Non-coincident | 2019 | BASEYEARPOE10 | NA | 557.0717 | QLD Murarrie (Belmont) |  |  | FALSE | #N/A | #N/A | #N/A | #N/A | #N/A | #N/A | #N/A | #N/A | #N/A | #N/A
TRUE | QLD | QMRE | Murarrie (Belmont) | Energy Queensland | Summer | Coincident | 2021 | POE50 | NA | 462.7144 | QLD Murarrie (Belmont) |  |  | FALSE | #N/A | #N/A | #N/A | #N/A | #N/A | #N/A | #N/A | #N/A | #N/A | #N/A
TRUE | QLD | QMRE | Murarrie (Belmont) | Energy Queensland | Summer | Coincident | 2021 | POE10 | NA | 531.1455 | QLD Murarrie (Belmont) |  |  | FALSE | #N/A | #N/A | #N/A | #N/A | #N/A | #N/A | #N/A | #N/A | #N/A | #N/A
TRUE | QLD | QMRE | Murarrie (Belmont) | Energy Queensland | Summer | Non-coincident | 2021 | POE10 | NA | 531.1455 | QLD Murarrie (Belmont) |  |  | FALSE | #N/A | #N/A | #N/A | #N/A | #N/A | #N/A | #N/A | #N/A | #N/A | #N/A
TRUE | QLD | QMRE | Murarrie (Belmont) | Energy Queensland | Summer | Coincident | 2022 | POE50 | NA | 472.5856 | QLD Murarrie (Belmont) |  |  | FALSE | #N/A | #N/A | #N/A | #N/A | #N/A | #N/A | #N/A | #N/A | #N/A | #N/A
TRUE | QLD | QMRE | Murarrie (Belmont) | Energy Queensland | Summer | Coincident | 2022 | POE10 | NA | 543.7151 | QLD Murarrie (Belmont) |  |  | FALSE | #N/A | #N/A | #N/A | #N/A | #N/A | #N/A | #N/A | #N/A | #N/A | #N/A
TRUE | QLD | QMRE | Murarrie (Belmont) | Energy Queensland | Summer | Non-coincident | 2022 | POE10 | NA | 543.7151 | QLD Murarrie (Belmont) |  |  | FALSE | #N/A | #N/A | #N/A | #N/A | #N/A | #N/A | #N/A | #N/A | #N/A | #N/A
TRUE | QLD | QMRE | Murarrie (Belmont) | Energy Queensland | Summer | Coincident | 2023 | POE50 | NA | 476.237 | QLD Murarrie (Belmont) |  |  | FALSE | #N/A | #N/A | #N/A | #N/A | #N/A | #N/A | #N/A | #N/A | #N/A | #N/A
TRUE | QLD | QMRE | Murarrie (Belmont) | Energy Queensland | Summer | Coincident | 2023 | POE10 | NA | 549.4944 | QLD Murarrie (Belmont) |  |  | FALSE | #N/A | #N/A | #N/A | #N/A | #N/A | #N/A | #N/A | #N/A | #N/A | #N/A
TRUE | QLD | QMRE | Murarrie (Belmont) | Energy Queensland | Summer | Non-coincident | 2023 | POE10 | NA | 549.4944 | QLD Murarrie (Belmont) |  |  | FALSE | #N/A | #N/A | #N/A | #N/A | #N/A | #N/A | #N/A | #N/A | #N/A | #N/A
TRUE | QLD | QMRE | Murarrie (Belmont) | Energy Queensland | Summer | Coincident | 2024 | POE50 | NA | 484.3657 | QLD Murarrie (Belmont) |  |  | FALSE | #N/A | #N/A | #N/A | #N/A | #N/A | #N/A | #N/A | #N/A | #N/A | #N/A
TRUE | QLD | QMRE | Murarrie (Belmont) | Energy Queensland | Summer | Coincident | 2024 | POE10 | NA | 558.6887 | QLD Murarrie (Belmont) |  |  | FALSE | #N/A | #N/A | #N/A | #N/A | #N/A | #N/A | #N/A | #N/A | #N/A | #N/A
TRUE | QLD | QMRE | Murarrie (Belmont) | Energy Queensland | Summer | Non-coincident | 2024 | POE10 | NA | 558.6887 | QLD Murarrie (Belmont) |  |  | FALSE | #N/A | #N/A | #N/A | #N/A | #N/A | #N/A | #N/A | #N/A | #N/A | #N/A
TRUE | QLD | QMRE | Murarrie (Belmont) | Energy Queensland | Summer | Coincident | 2025 | POE50 | NA | 486.8423 | QLD Murarrie (Belmont) |  |  | FALSE | #N/A | #N/A | #N/A | #N/A | #N/A | #N/A | #N/A | #N/A | #N/A | #N/A
TRUE | QLD | QMRE | Murarrie (Belmont) | Energy Queensland | Summer | Coincident | 2025 | POE10 | NA | 559.0005 | QLD Murarrie (Belmont) |  |  | FALSE | #N/A | #N/A | #N/A | #N/A | #N/A | #N/A | #N/A | #N/A | #N/A | #N/A
TRUE | QLD | QMRE | Murarrie (Belmont) | Energy Queensland | Summer | Non-coincident | 2025 | POE10 | NA | 559.0005 | QLD Murarrie (Belmont) |  |  | FALSE | #N/A | #N/A | #N/A | #N/A | #N/A | #N/A | #N/A | #N/A | #N/A | #N/A
TRUE | QLD | QMRE | Murarrie (Belmont) | Energy Queensland | Summer | Coincident | 2026 | POE50 | NA | 489.6087 | QLD Murarrie (Belmont) |  |  | FALSE | #N/A | #N/A | #N/A | #N/A | #N/A | #N/A | #N/A | #N/A | #N/A | #N/A
TRUE | QLD | QMRE | Murarrie (Belmont) | Energy Queensland | Summer | Coincident | 2026 | POE10 | NA | 564.3694 | QLD Murarrie (Belmont) |  |  | FALSE | #N/A | #N/A | #N/A | #N/A | #N/A | #N/A | #N/A | #N/A | #N/A | #N/A
TRUE | QLD | QMRE | Murarrie (Belmont) | Energy Queensland | Summer | Non-coincident | 2026 | POE10 | NA | 564.3694 | QLD Murarrie (Belmont) |  |  | FALSE | #N/A | #N/A | #N/A | #N/A | #N/A | #N/A | #N/A | #N/A | #N/A | #N/A
TRUE | QLD | QMRE | Murarrie (Belmont) | Energy Queensland | Summer | Coincident | 2027 | POE50 | NA | 489.7831 | QLD Murarrie (Belmont) |  |  | FALSE | #N/A | #N/A | #N/A | #N/A | #N/A | #N/A | #N/A | #N/A | #N/A | #N/A
TRUE | QLD | QMRE | Murarrie (Belmont) | Energy Queensland | Summer | Coincident | 2027 | POE10 | NA | 562.9031 | QLD Murarrie (Belmont) |  |  | FALSE | #N/A | #N/A | #N/A | #N/A | #N/A | #N/A | #N/A | #N/A | #N/A | #N/A
TRUE | QLD | QMRE | Murarrie (Belmont) | Energy Queensland | Summer | Non-coincident | 2027 | POE10 | NA | 562.9031 | QLD Murarrie (Belmont) |  |  | FALSE | #N/A | #N/A | #N/A | #N/A | #N/A | #N/A | #N/A | #N/A | #N/A | #N/A
TRUE | QLD | QMRE | Murarrie (Belmont) | Energy Queensland | Summer | Coincident | 2028 | POE50 | NA | 492.1236 | QLD Murarrie (Belmont) |  |  | FALSE | #N/A | #N/A | #N/A | #N/A | #N/A | #N/A | #N/A | #N/A | #N/A | #N/A
TRUE | QLD | QMRE | Murarrie (Belmont) | Energy Queensland | Summer | Coincident | 2028 | POE10 | NA | 566.1169 | QLD Murarrie (Belmont) |  |  | FALSE | #N/A | #N/A | #N/A | #N/A | #N/A | #N/A | #N/A | #N/A | #N/A | #N/A
TRUE | QLD | QMRE | Murarrie (Belmont) | Energy Queensland | Summer | Non-coincident | 2028 | POE10 | NA | 566.1169 | QLD Murarrie (Belmont) |  |  | FALSE | #N/A | #N/A | #N/A | #N/A | #N/A | #N/A | #N/A | #N/A | #N/A | #N/A
TRUE | QLD | QMRE | Murarrie (Belmont) | Energy Queensland | Summer | Coincident | 2029 | POE50 | NA | 495.3927 | QLD Murarrie (Belmont) |  |  | FALSE | #N/A | #N/A | #N/A | #N/A | #N/A | #N/A | #N/A | #N/A | #N/A | #N/A
TRUE | QLD | QMRE | Murarrie (Belmont) | Energy Queensland | Summer | Coincident | 2029 | POE10 | NA | 567.633 | QLD Murarrie (Belmont) |  |  | FALSE | #N/A | #N/A | #N/A | #N/A | #N/A | #N/A | #N/A | #N/A | #N/A | #N/A
TRUE | QLD | QMRE | Murarrie (Belmont) | Energy Queensland | Summer | Non-coincident | 2029 | POE10 | NA | 567.633 | QLD Murarrie (Belmont) |  |  | FALSE | #N/A | #N/A | #N/A | #N/A | #N/A | #N/A | #N/A | #N/A | #N/A | #N/A
TRUE | QLD | QMRE | Murarrie (Belmont) | Energy Queensland | Summer | Coincident | 2030 | POE50 | NA | 495.9722 | QLD Murarrie (Belmont) |  |  | FALSE | #N/A | #N/A | #N/A | #N/A | #N/A | #N/A | #N/A | #N/A | #N/A | #N/A
TRUE | QLD | QMRE | Murarrie (Belmont) | Energy Queensland | Summer | Coincident | 2030 | POE10 | NA | 571.4665 | QLD Murarrie (Belmont) |  |  | FALSE | #N/A | #N/A | #N/A | #N/A | #N/A | #N/A | #N/A | #N/A | #N/A | #N/A
TRUE | QLD | QMRE | Murarrie (Belmont) | Energy Queensland | Summer | Non-coincident | 2030 | POE10 | NA | 571.4665 | QLD Murarrie (Belmont) |  |  | FALSE | #N/A | #N/A | #N/A | #N/A | #N/A | #N/A | #N/A | #N/A | #N/A | #N/A
TRUE | QLD | QMRE | Murarrie (Belmont) | Energy Queensland | Winter | Non-coincident | 2019 | BASEYEARPOE10 | NA | 321.894 | QLD Murarrie (Belmont) |  |  | FALSE | #N/A | #N/A | #N/A | #N/A | #N/A | #N/A | #N/A | #N/A | #N/A | #N/A
TRUE | QLD | QMRE | Murarrie (Belmont) | Energy Queensland | Winter | Coincident | 2020 | POE10 | NA | 323.5901 | QLD Murarrie (Belmont) |  |  | FALSE | #N/A | #N/A | #N/A | #N/A | #N/A | #N/A | #N/A | #N/A | #N/A | #N/A
TRUE | QLD | QMRE | Murarrie (Belmont) | Energy Queensland | Winter | Coincident | 2020 | POE50 | NA | 313.4762 | QLD Murarrie (Belmont) |  |  | FALSE | #N/A | #N/A | #N/A | #N/A | #N/A | #N/A | #N/A | #N/A | #N/A | #N/A
TRUE | QLD | QMRE | Murarrie (Belmont) | Energy Queensland | Winter | Non-coincident | 2020 | POE10 | NA | 323.5901 | QLD Murarrie (Belmont) |  |  | FALSE | #N/A | #N/A | #N/A | #N/A | #N/A | #N/A | #N/A | #N/A | #N/A | #N/A
TRUE | QLD | QMRE | Murarrie (Belmont) | Energy Queensland | Winter | Coincident | 2021 | POE10 | NA | 322.9401 | QLD Murarrie (Belmont) |  |  | FALSE | #N/A | #N/A | #N/A | #N/A | #N/A | #N/A | #N/A | #N/A | #N/A | #N/A
TRUE | QLD | QMRE | Murarrie (Belmont) | Energy Queensland | Winter | Coincident | 2021 | POE50 | NA | 312.7421 | QLD Murarrie (Belmont) |  |  | FALSE | #N/A | #N/A | #N/A | #N/A | #N/A | #N/A | #N/A | #N/A | #N/A | #N/A
TRUE | QLD | QMRE | Murarrie (Belmont) | Energy Queensland | Winter | Non-coincident | 2021 | POE10 | NA | 323.8215 | QLD Murarrie (Belmont) |  |  | FALSE | #N/A | #N/A | #N/A | #N/A | #N/A | #N/A | #N/A | #N/A | #N/A | #N/A
TRUE | QLD | QMRE | Murarrie (Belmont) | Energy Queensland | Winter | Coincident | 2022 | POE10 | NA | 331.888 | QLD Murarrie (Belmont) |  |  | FALSE | #N/A | #N/A | #N/A | #N/A | #N/A | #N/A | #N/A | #N/A | #N/A | #N/A
TRUE | QLD | QMRE | Murarrie (Belmont) | Energy Queensland | Winter | Coincident | 2022 | POE50 | NA | 321.4441 | QLD Murarrie (Belmont) |  |  | FALSE | #N/A | #N/A | #N/A | #N/A | #N/A | #N/A | #N/A | #N/A | #N/A | #N/A
TRUE | QLD | QMRE | Murarrie (Belmont) | Energy Queensland | Winter | Non-coincident | 2022 | POE10 | NA | 331.888 | QLD Murarrie (Belmont) |  |  | FALSE | #N/A | #N/A | #N/A | #N/A | #N/A | #N/A | #N/A | #N/A | #N/A | #N/A
TRUE | QLD | QMRE | Murarrie (Belmont) | Energy Queensland | Winter | Coincident | 2023 | POE10 | NA | 336.7721 | QLD Murarrie (Belmont) |  |  | FALSE | #N/A | #N/A | #N/A | #N/A | #N/A | #N/A | #N/A | #N/A | #N/A | #N/A
TRUE | QLD | QMRE | Murarrie (Belmont) | Energy Queensland | Winter | Coincident | 2023 | POE50 | NA | 325.8476 | QLD Murarrie (Belmont) |  |  | FALSE | #N/A | #N/A | #N/A | #N/A | #N/A | #N/A | #N/A | #N/A | #N/A | #N/A
TRUE | QLD | QMRE | Murarrie (Belmont) | Energy Queensland | Winter | Non-coincident | 2023 | POE10 | NA | 336.7721 | QLD Murarrie (Belmont) |  |  | FALSE | #N/A | #N/A | #N/A | #N/A | #N/A | #N/A | #N/A | #N/A | #N/A | #N/A
TRUE | QLD | QMRE | Murarrie (Belmont) | Energy Queensland | Winter | Coincident | 2024 | POE10 | NA | 343.6023 | QLD Murarrie (Belmont) |  |  | FALSE | #N/A | #N/A | #N/A | #N/A | #N/A | #N/A | #N/A | #N/A | #N/A | #N/A
TRUE | QLD | QMRE | Murarrie (Belmont) | Energy Queensland | Winter | Coincident | 2024 | POE50 | NA | 331.1606 | QLD Murarrie (Belmont) |  |  | FALSE | #N/A | #N/A | #N/A | #N/A | #N/A | #N/A | #N/A | #N/A | #N/A | #N/A
TRUE | QLD | QMRE | Murarrie (Belmont) | Energy Queensland | Winter | Non-coincident | 2024 | POE10 | NA | 343.6023 | QLD Murarrie (Belmont) |  |  | FALSE | #N/A | #N/A | #N/A | #N/A | #N/A | #N/A | #N/A | #N/A | #N/A | #N/A
TRUE | QLD | QMRE | Murarrie (Belmont) | Energy Queensland | Winter | Coincident | 2025 | POE10 | NA | 344.3736 | QLD Murarrie (Belmont) |  |  | FALSE | #N/A | #N/A | #N/A | #N/A | #N/A | #N/A | #N/A | #N/A | #N/A | #N/A
TRUE | QLD | QMRE | Murarrie (Belmont) | Energy Queensland | Winter | Coincident | 2025 | POE50 | NA | 332.6005 | QLD Murarrie (Belmont) |  |  | FALSE | #N/A | #N/A | #N/A | #N/A | #N/A | #N/A | #N/A | #N/A | #N/A | #N/A
TRUE | QLD | QMRE | Murarrie (Belmont) | Energy Queensland | Winter | Non-coincident | 2025 | POE10 | NA | 344.3736 | QLD Murarrie (Belmont) |  |  | FALSE | #N/A | #N/A | #N/A | #N/A | #N/A | #N/A | #N/A | #N/A | #N/A | #N/A
TRUE | QLD | QMRE | Murarrie (Belmont) | Energy Queensland | Winter | Coincident | 2026 | POE10 | NA | 346.0392 | QLD Murarrie (Belmont) |  |  | FALSE | #N/A | #N/A | #N/A | #N/A | #N/A | #N/A | #N/A | #N/A | #N/A | #N/A
TRUE | QLD | QMRE | Murarrie (Belmont) | Energy Queensland | Winter | Coincident | 2026 | POE50 | NA | 334.8242 | QLD Murarrie (Belmont) |  |  | FALSE | #N/A | #N/A | #N/A | #N/A | #N/A | #N/A | #N/A | #N/A | #N/A | #N/A
TRUE | QLD | QMRE | Murarrie (Belmont) | Energy Queensland | Winter | Non-coincident | 2026 | POE10 | NA | 346.0392 | QLD Murarrie (Belmont) |  |  | FALSE | #N/A | #N/A | #N/A | #N/A | #N/A | #N/A | #N/A | #N/A | #N/A | #N/A
TRUE | QLD | QMRE | Murarrie (Belmont) | Energy Queensland | Winter | Coincident | 2027 | POE10 | NA | 347.5757 | QLD Murarrie (Belmont) |  |  | FALSE | #N/A | #N/A | #N/A | #N/A | #N/A | #N/A | #N/A | #N/A | #N/A | #N/A
TRUE | QLD | QMRE | Murarrie (Belmont) | Energy Queensland | Winter | Coincident | 2027 | POE50 | NA | 336.332 | QLD Murarrie (Belmont) |  |  | FALSE | #N/A | #N/A | #N/A | #N/A | #N/A | #N/A | #N/A | #N/A | #N/A | #N/A
TRUE | QLD | QMRE | Murarrie (Belmont) | Energy Queensland | Winter | Non-coincident | 2027 | POE10 | NA | 347.5757 | QLD Murarrie (Belmont) |  |  | FALSE | #N/A | #N/A | #N/A | #N/A | #N/A | #N/A | #N/A | #N/A | #N/A | #N/A
TRUE | QLD | QMRE | Murarrie (Belmont) | Energy Queensland | Winter | Coincident | 2028 | POE10 | NA | 353.1475 | QLD Murarrie (Belmont) |  |  | FALSE | #N/A | #N/A | #N/A | #N/A | #N/A | #N/A | #N/A | #N/A | #N/A | #N/A
TRUE | QLD | QMRE | Murarrie (Belmont) | Energy Queensland | Winter | Coincident | 2028 | POE50 | NA | 339.068 | QLD Murarrie (Belmont) |  |  | FALSE | #N/A | #N/A | #N/A | #N/A | #N/A | #N/A | #N/A | #N/A | #N/A | #N/A
TRUE | QLD | QMRE | Murarrie (Belmont) | Energy Queensland | Winter | Non-coincident | 2028 | POE10 | NA | 353.1475 | QLD Murarrie (Belmont) |  |  | FALSE | #N/A | #N/A | #N/A | #N/A | #N/A | #N/A | #N/A | #N/A | #N/A | #N/A
TRUE | QLD | QMRE | Murarrie (Belmont) | Energy Queensland | Winter | Coincident | 2029 | POE10 | NA | 353.5913 | QLD Murarrie (Belmont) |  |  | FALSE | #N/A | #N/A | #N/A | #N/A | #N/A | #N/A | #N/A | #N/A | #N/A | #N/A
TRUE | QLD | QMRE | Murarrie (Belmont) | Energy Queensland | Winter | Coincident | 2029 | POE50 | NA | 341.2628 | QLD Murarrie (Belmont) |  |  | FALSE | #N/A | #N/A | #N/A | #N/A | #N/A | #N/A | #N/A | #N/A | #N/A | #N/A
TRUE | QLD | QMRE | Murarrie (Belmont) | Energy Queensland | Winter | Non-coincident | 2029 | POE10 | NA | 353.5913 | QLD Murarrie (Belmont) |  |  | FALSE | #N/A | #N/A | #N/A | #N/A | #N/A | #N/A | #N/A | #N/A | #N/A | #N/A
TRUE | QLD | QMRG | Middle Ridge (Ergon) | Energy Queensland | Shoulder | Coincident | 2017 | ACTUAL_OPG | 82.9806 | 166.1851 | QLD Middle Ridge (Ergon) |  |  | FALSE | #N/A | #N/A | #N/A | #N/A | #N/A | #N/A | #N/A | #N/A | #N/A | #N/A
TRUE | QLD | QMRG | Middle Ridge (Ergon) | Energy Queensland | Shoulder | Coincident | 2017 | ACTUAL_RAW | 82.9806 | 166.1851 | QLD Middle Ridge (Ergon) |  |  | FALSE | #N/A | #N/A | #N/A | #N/A | #N/A | #N/A | #N/A | #N/A | #N/A | #N/A
TRUE | QLD | QMRG | Middle Ridge (Ergon) | Energy Queensland | Shoulder | Non-coincident | 2017 | ACTUAL_RAW | 71.9263 | 213.8165 | QLD Middle Ridge (Ergon) |  |  | FALSE | #N/A | #N/A | #N/A | #N/A | #N/A | #N/A | #N/A | #N/A | #N/A | #N/A
TRUE | QLD | QMRG | Middle Ridge (Ergon) | Energy Queensland | Shoulder | Non-coincident | 2017 | ACTUAL_OPG | 71.9263 | 213.8165 | QLD Middle Ridge (Ergon) |  |  | FALSE | #N/A | #N/A | #N/A | #N/A | #N/A | #N/A | #N/A | #N/A | #N/A | #N/A
TRUE | QLD | QMRG | Middle Ridge (Ergon) | Energy Queensland | Shoulder | Non-coincident | 2017 | ACTUAL_ADJUSTEDOPG | 71.9263 | 213.8165 | QLD Middle Ridge (Ergon) |  |  | FALSE | #N/A | #N/A | #N/A | #N/A | #N/A | #N/A | #N/A | #N/A | #N/A | #N/A
TRUE | QLD | QMRG | Middle Ridge (Ergon) | Energy Queensland | Shoulder | Coincident | 2018 | ACTUAL_OPG | 77.4483 | 168.3516 | QLD Middle Ridge (Ergon) |  |  | FALSE | #N/A | #N/A | #N/A | #N/A | #N/A | #N/A | #N/A | #N/A | #N/A | #N/A
TRUE | QLD | QMRG | Middle Ridge (Ergon) | Energy Queensland | Shoulder | Coincident | 2018 | ACTUAL_RAW | 77.4483 | 168.3516 | QLD Middle Ridge (Ergon) |  |  | FALSE | #N/A | #N/A | #N/A | #N/A | #N/A | #N/A | #N/A | #N/A | #N/A | #N/A
TRUE | QLD | QMRG | Middle Ridge (Ergon) | Energy Queensland | Shoulder | Non-coincident | 2018 | ACTUAL_RAW | 73.7467 | 219.7579 | QLD Middle Ridge (Ergon) |  |  | FALSE | #N/A | #N/A | #N/A | #N/A | #N/A | #N/A | #N/A | #N/A | #N/A | #N/A
TRUE | QLD | QMRG | Middle Ridge (Ergon) | Energy Queensland | Shoulder | Non-coincident | 2018 | ACTUAL_OPG | 73.7467 | 219.7579 | QLD Middle Ridge (Ergon) |  |  | FALSE | #N/A | #N/A | #N/A | #N/A | #N/A | #N/A | #N/A | #N/A | #N/A | #N/A
TRUE | QLD | QMRG | Middle Ridge (Ergon) | Energy Queensland | Shoulder | Non-coincident | 2018 | ACTUAL_ADJUSTEDOPG | 73.7467 | 219.7579 | QLD Middle Ridge (Ergon) |  |  | FALSE | #N/A | #N/A | #N/A | #N/A | #N/A | #N/A | #N/A | #N/A | #N/A | #N/A
TRUE | QLD | QMRG | Middle Ridge (Ergon) | Energy Queensland | Shoulder | Coincident | 2019 | ACTUAL_OPG | 72.0209 | 147.4338 | QLD Middle Ridge (Ergon) |  |  | FALSE | #N/A | #N/A | #N/A | #N/A | #N/A | #N/A | #N/A | #N/A | #N/A | #N/A
TRUE | QLD | QMRG | Middle Ridge (Ergon) | Energy Queensland | Shoulder | Coincident | 2019 | ACTUAL_RAW | 72.0209 | 147.4338 | QLD Middle Ridge (Ergon) |  |  | FALSE | #N/A | #N/A | #N/A | #N/A | #N/A | #N/A | #N/A | #N/A | #N/A | #N/A
TRUE | QLD | QMRG | Middle Ridge (Ergon) | Energy Queensland | Shoulder | Non-coincident | 2019 | ACTUAL_RAW | 63.1915 | 228.8593 | QLD Middle Ridge (Ergon) |  |  | FALSE | #N/A | #N/A | #N/A | #N/A | #N/A | #N/A | #N/A | #N/A | #N/A | #N/A
TRUE | QLD | QMRG | Middle Ridge (Ergon) | Energy Queensland | Shoulder | Non-coincident | 2019 | ACTUAL_OPG | 63.1915 | 228.8593 | QLD Middle Ridge (Ergon) |  |  | FALSE | #N/A | #N/A | #N/A | #N/A | #N/A | #N/A | #N/A | #N/A | #N/A | #N/A
TRUE | QLD | QMRG | Middle Ridge (Ergon) | Energy Queensland | Shoulder | Non-coincident | 2019 | ACTUAL_ADJUSTEDOPG | 63.1915 | 228.8593 | QLD Middle Ridge (Ergon) |  |  | FALSE | #N/A | #N/A | #N/A | #N/A | #N/A | #N/A | #N/A | #N/A | #N/A | #N/A
TRUE | QLD | QMRG | Middle Ridge (Ergon) | Energy Queensland | Shoulder | Non-coincident | 2019 | BASEYEARPOE90 | 38.2868 | NA | QLD Middle Ridge (Ergon) |  |  | FALSE | #N/A | #N/A | #N/A | #N/A | #N/A | #N/A | #N/A | #N/A | #N/A | #N/A
TRUE | QLD | QMRG | Middle Ridge (Ergon) | Energy Queensland | Shoulder | Non-coincident | 2019 | BASEYEARPOE50 | 49.6795 | 208.6728 | QLD Middle Ridge (Ergon) |  |  | FALSE | #N/A | #N/A | #N/A | #N/A | #N/A | #N/A | #N/A | #N/A | #N/A | #N/A
TRUE | QLD | QMRG | Middle Ridge (Ergon) | Energy Queensland | Shoulder | Coincident | 2020 | ACTUAL_OPG | 62.5063 | 190.6363 | QLD Middle Ridge (Ergon) |  |  | FALSE | #N/A | #N/A | #N/A | #N/A | #N/A | #N/A | #N/A | #N/A | #N/A | #N/A
TRUE | QLD | QMRG | Middle Ridge (Ergon) | Energy Queensland | Shoulder | Coincident | 2020 | ACTUAL_RAW | 62.5063 | 190.6363 | QLD Middle Ridge (Ergon) |  |  | FALSE | #N/A | #N/A | #N/A | #N/A | #N/A | #N/A | #N/A | #N/A | #N/A | #N/A
TRUE | QLD | QMRG | Middle Ridge (Ergon) | Energy Queensland | Shoulder | Non-coincident | 2020 | ACTUAL_RAW | 49.8053 | 215.5529 | QLD Middle Ridge (Ergon) |  |  | FALSE | #N/A | #N/A | #N/A | #N/A | #N/A | #N/A | #N/A | #N/A | #N/A | #N/A
TRUE | QLD | QMRG | Middle Ridge (Ergon) | Energy Queensland | Shoulder | Non-coincident | 2020 | ACTUAL_OPG | 49.8053 | 215.5529 | QLD Middle Ridge (Ergon) |  |  | FALSE | #N/A | #N/A | #N/A | #N/A | #N/A | #N/A | #N/A | #N/A | #N/A | #N/A
TRUE | QLD | QMRG | Middle Ridge (Ergon) | Energy Queensland | Shoulder | Non-coincident | 2020 | ACTUAL_ADJUSTEDOPG | 49.8053 | 215.5529 | QLD Middle Ridge (Ergon) |  |  | FALSE | #N/A | #N/A | #N/A | #N/A | #N/A | #N/A | #N/A | #N/A | #N/A | #N/A
TRUE | QLD | QMRG | Middle Ridge (Ergon) | Energy Queensland | Shoulder | Coincident_unreconciled | 2021 | POE50 | 49.9158 | NA | QLD Middle Ridge (Ergon) |  |  | FALSE | #N/A | #N/A | #N/A | #N/A | #N/A | #N/A | #N/A | #N/A | #N/A | #N/A
TRUE | QLD | QMRG | Middle Ridge (Ergon) | Energy Queensland | Shoulder | Coincident_unreconciled | 2021 | POE90 | 21.8278 | NA | QLD Middle Ridge (Ergon) |  |  | FALSE | #N/A | #N/A | #N/A | #N/A | #N/A | #N/A | #N/A | #N/A | #N/A | #N/A
TRUE | QLD | QMRG | Middle Ridge (Ergon) | Energy Queensland | Shoulder | Non-coincident | 2021 | POE50 | 35.2893 | 209.2467 | QLD Middle Ridge (Ergon) |  |  | FALSE | #N/A | #N/A | #N/A | #N/A | #N/A | #N/A | #N/A | #N/A | #N/A | #N/A
TRUE | QLD | QMRG | Middle Ridge (Ergon) | Energy Queensland | Shoulder | Non-coincident | 2021 | POE90 | -5.1012 | NA | QLD Middle Ridge (Ergon) |  |  | FALSE | #N/A | #N/A | #N/A | #N/A | #N/A | #N/A | #N/A | #N/A | #N/A | #N/A
TRUE | QLD | QMRG | Middle Ridge (Ergon) | Energy Queensland | Shoulder | Coincident_unreconciled | 2022 | POE50 | 44.125 | NA | QLD Middle Ridge (Ergon) |  |  | FALSE | #N/A | #N/A | #N/A | #N/A | #N/A | #N/A | #N/A | #N/A | #N/A | #N/A
TRUE | QLD | QMRG | Middle Ridge (Ergon) | Energy Queensland | Shoulder | Coincident_unreconciled | 2022 | POE90 | 15.9053 | NA | QLD Middle Ridge (Ergon) |  |  | FALSE | #N/A | #N/A | #N/A | #N/A | #N/A | #N/A | #N/A | #N/A | #N/A | #N/A
TRUE | QLD | QMRG | Middle Ridge (Ergon) | Energy Queensland | Shoulder | Non-coincident | 2022 | POE50 | 31.1954 | 210.1586 | QLD Middle Ridge (Ergon) |  |  | FALSE | #N/A | #N/A | #N/A | #N/A | #N/A | #N/A | #N/A | #N/A | #N/A | #N/A
TRUE | QLD | QMRG | Middle Ridge (Ergon) | Energy Queensland | Shoulder | Non-coincident | 2022 | POE90 | -8.0812 | NA | QLD Middle Ridge (Ergon) |  |  | FALSE | #N/A | #N/A | #N/A | #N/A | #N/A | #N/A | #N/A | #N/A | #N/A | #N/A
TRUE | QLD | QMRG | Middle Ridge (Ergon) | Energy Queensland | Shoulder | Coincident_unreconciled | 2023 | POE50 | 38.4972 | NA | QLD Middle Ridge (Ergon) |  |  | FALSE | #N/A | #N/A | #N/A | #N/A | #N/A | #N/A | #N/A | #N/A | #N/A | #N/A
TRUE | QLD | QMRG | Middle Ridge (Ergon) | Energy Queensland | Shoulder | Coincident_unreconciled | 2023 | POE90 | 10.1272 | NA | QLD Middle Ridge (Ergon) |  |  | FALSE | #N/A | #N/A | #N/A | #N/A | #N/A | #N/A | #N/A | #N/A | #N/A | #N/A
TRUE | QLD | QMRG | Middle Ridge (Ergon) | Energy Queensland | Shoulder | Non-coincident | 2023 | POE50 | 27.2167 | 211.2199 | QLD Middle Ridge (Ergon) |  |  | FALSE | #N/A | #N/A | #N/A | #N/A | #N/A | #N/A | #N/A | #N/A | #N/A | #N/A
TRUE | QLD | QMRG | Middle Ridge (Ergon) | Energy Queensland | Shoulder | Non-coincident | 2023 | POE90 | -11.0047 | NA | QLD Middle Ridge (Ergon) |  |  | FALSE | #N/A | #N/A | #N/A | #N/A | #N/A | #N/A | #N/A | #N/A | #N/A | #N/A
TRUE | QLD | QMRG | Middle Ridge (Ergon) | Energy Queensland | Shoulder | Coincident_unreconciled | 2024 | POE50 | 33.6297 | NA | QLD Middle Ridge (Ergon) |  |  | FALSE | #N/A | #N/A | #N/A | #N/A | #N/A | #N/A | #N/A | #N/A | #N/A | #N/A
TRUE | QLD | QMRG | Middle Ridge (Ergon) | Energy Queensland | Shoulder | Coincident_unreconciled | 2024 | POE90 | 5.1093 | NA | QLD Middle Ridge (Ergon) |  |  | FALSE | #N/A | #N/A | #N/A | #N/A | #N/A | #N/A | #N/A | #N/A | #N/A | #N/A
TRUE | QLD | QMRG | Middle Ridge (Ergon) | Energy Queensland | Shoulder | Non-coincident | 2024 | POE50 | 23.7754 | 212.2205 | QLD Middle Ridge (Ergon) |  |  | FALSE | #N/A | #N/A | #N/A | #N/A | #N/A | #N/A | #N/A | #N/A | #N/A | #N/A
TRUE | QLD | QMRG | Middle Ridge (Ergon) | Energy Queensland | Shoulder | Non-coincident | 2024 | POE90 | -13.533 | NA | QLD Middle Ridge (Ergon) |  |  | FALSE | #N/A | #N/A | #N/A | #N/A | #N/A | #N/A | #N/A | #N/A | #N/A | #N/A
TRUE | QLD | QMRG | Middle Ridge (Ergon) | Energy Queensland | Shoulder | Coincident_unreconciled | 2025 | POE50 | 29.4503 | NA | QLD Middle Ridge (Ergon) |  |  | FALSE | #N/A | #N/A | #N/A | #N/A | #N/A | #N/A | #N/A | #N/A | #N/A | #N/A
TRUE | QLD | QMRG | Middle Ridge (Ergon) | Energy Queensland | Shoulder | Coincident_unreconciled | 2025 | POE90 | 0.77956 | NA | QLD Middle Ridge (Ergon) |  |  | FALSE | #N/A | #N/A | #N/A | #N/A | #N/A | #N/A | #N/A | #N/A | #N/A | #N/A
TRUE | QLD | QMRG | Middle Ridge (Ergon) | Energy Queensland | Shoulder | Non-coincident | 2025 | POE50 | 20.8207 | 213.183 | QLD Middle Ridge (Ergon) |  |  | FALSE | #N/A | #N/A | #N/A | #N/A | #N/A | #N/A | #N/A | #N/A | #N/A | #N/A
TRUE | QLD | QMRG | Middle Ridge (Ergon) | Energy Queensland | Shoulder | Non-coincident | 2025 | POE90 | -15.691 | NA | QLD Middle Ridge (Ergon) |  |  | FALSE | #N/A | #N/A | #N/A | #N/A | #N/A | #N/A | #N/A | #N/A | #N/A | #N/A
TRUE | QLD | QMRG | Middle Ridge (Ergon) | Energy Queensland | Shoulder | Coincident_unreconciled | 2026 | POE50 | 25.2795 | NA | QLD Middle Ridge (Ergon) |  |  | FALSE | #N/A | #N/A | #N/A | #N/A | #N/A | #N/A | #N/A | #N/A | #N/A | #N/A
TRUE | QLD | QMRG | Middle Ridge (Ergon) | Energy Queensland | Shoulder | Coincident_unreconciled | 2026 | POE90 | -1.466 | NA | QLD Middle Ridge (Ergon) |  |  | FALSE | #N/A | #N/A | #N/A | #N/A | #N/A | #N/A | #N/A | #N/A | #N/A | #N/A
TRUE | QLD | QMRG | Middle Ridge (Ergon) | Energy Queensland | Shoulder | Non-coincident | 2026 | POE50 | 17.872 | 214.2254 | QLD Middle Ridge (Ergon) |  |  | FALSE | #N/A | #N/A | #N/A | #N/A | #N/A | #N/A | #N/A | #N/A | #N/A | #N/A
TRUE | QLD | QMRG | Middle Ridge (Ergon) | Energy Queensland | Shoulder | Non-coincident | 2026 | POE90 | -17.8193 | NA | QLD Middle Ridge (Ergon) |  |  | FALSE | #N/A | #N/A | #N/A | #N/A | #N/A | #N/A | #N/A | #N/A | #N/A | #N/A
TRUE | QLD | QMRG | Middle Ridge (Ergon) | Energy Queensland | Shoulder | Coincident_unreconciled | 2027 | POE50 | 21.7872 | NA | QLD Middle Ridge (Ergon) |  |  | FALSE | #N/A | #N/A | #N/A | #N/A | #N/A | #N/A | #N/A | #N/A | #N/A | #N/A
TRUE | QLD | QMRG | Middle Ridge (Ergon) | Energy Queensland | Shoulder | Coincident_unreconciled | 2027 | POE90 | -2.9764 | NA | QLD Middle Ridge (Ergon) |  |  | FALSE | #N/A | #N/A | #N/A | #N/A | #N/A | #N/A | #N/A | #N/A | #N/A | #N/A
TRUE | QLD | QMRG | Middle Ridge (Ergon) | Energy Queensland | Shoulder | Non-coincident | 2027 | POE50 | 15.4031 | 215.4929 | QLD Middle Ridge (Ergon) |  |  | FALSE | #N/A | #N/A | #N/A | #N/A | #N/A | #N/A | #N/A | #N/A | #N/A | #N/A
TRUE | QLD | QMRG | Middle Ridge (Ergon) | Energy Queensland | Shoulder | Non-coincident | 2027 | POE90 | -19.5976 | NA | QLD Middle Ridge (Ergon) |  |  | FALSE | #N/A | #N/A | #N/A | #N/A | #N/A | #N/A | #N/A | #N/A | #N/A | #N/A
TRUE | QLD | QMRG | Middle Ridge (Ergon) | Energy Queensland | Shoulder | Coincident_unreconciled | 2028 | POE50 | 19.0001 | NA | QLD Middle Ridge (Ergon) |  |  | FALSE | #N/A | #N/A | #N/A | #N/A | #N/A | #N/A | #N/A | #N/A | #N/A | #N/A
TRUE | QLD | QMRG | Middle Ridge (Ergon) | Energy Queensland | Shoulder | Coincident_unreconciled | 2028 | POE90 | -4.1967 | NA | QLD Middle Ridge (Ergon) |  |  | FALSE | #N/A | #N/A | #N/A | #N/A | #N/A | #N/A | #N/A | #N/A | #N/A | #N/A
TRUE | QLD | QMRG | Middle Ridge (Ergon) | Energy Queensland | Shoulder | Non-coincident | 2028 | POE50 | 13.4327 | 217.1552 | QLD Middle Ridge (Ergon) |  |  | FALSE | #N/A | #N/A | #N/A | #N/A | #N/A | #N/A | #N/A | #N/A | #N/A | #N/A
TRUE | QLD | QMRG | Middle Ridge (Ergon) | Energy Queensland | Shoulder | Non-coincident | 2028 | POE90 | -21.0625 | NA | QLD Middle Ridge (Ergon) |  |  | FALSE | #N/A | #N/A | #N/A | #N/A | #N/A | #N/A | #N/A | #N/A | #N/A | #N/A
TRUE | QLD | QMRG | Middle Ridge (Ergon) | Energy Queensland | Shoulder | Coincident_unreconciled | 2029 | POE50 | 16.5552 | NA | QLD Middle Ridge (Ergon) |  |  | FALSE | #N/A | #N/A | #N/A | #N/A | #N/A | #N/A | #N/A | #N/A | #N/A | #N/A
TRUE | QLD | QMRG | Middle Ridge (Ergon) | Energy Queensland | Shoulder | Coincident_unreconciled | 2029 | POE90 | -5.2754 | NA | QLD Middle Ridge (Ergon) |  |  | FALSE | #N/A | #N/A | #N/A | #N/A | #N/A | #N/A | #N/A | #N/A | #N/A | #N/A
TRUE | QLD | QMRG | Middle Ridge (Ergon) | Energy Queensland | Shoulder | Non-coincident | 2029 | POE50 | 11.7041 | 219.212 | QLD Middle Ridge (Ergon) |  |  | FALSE | #N/A | #N/A | #N/A | #N/A | #N/A | #N/A | #N/A | #N/A | #N/A | #N/A
TRUE | QLD | QMRG | Middle Ridge (Ergon) | Energy Queensland | Shoulder | Non-coincident | 2029 | POE90 | -22.3921 | NA | QLD Middle Ridge (Ergon) |  |  | FALSE | #N/A | #N/A | #N/A | #N/A | #N/A | #N/A | #N/A | #N/A | #N/A | #N/A
TRUE | QLD | QMRG | Middle Ridge (Ergon) | Energy Queensland | Shoulder | Coincident_unreconciled | 2030 | POE50 | 14.8688 | NA | QLD Middle Ridge (Ergon) |  |  | FALSE | #N/A | #N/A | #N/A | #N/A | #N/A | #N/A | #N/A | #N/A | #N/A | #N/A
TRUE | QLD | QMRG | Middle Ridge (Ergon) | Energy Queensland | Shoulder | Coincident_unreconciled | 2030 | POE90 | -6.04 | NA | QLD Middle Ridge (Ergon) |  |  | FALSE | #N/A | #N/A | #N/A | #N/A | #N/A | #N/A | #N/A | #N/A | #N/A | #N/A
TRUE | QLD | QMRG | Middle Ridge (Ergon) | Energy Queensland | Shoulder | Non-coincident | 2030 | POE50 | 10.5119 | 221.5368 | QLD Middle Ridge (Ergon) |  |  | FALSE | #N/A | #N/A | #N/A | #N/A | #N/A | #N/A | #N/A | #N/A | #N/A | #N/A
TRUE | QLD | QMRG | Middle Ridge (Ergon) | Energy Queensland | Shoulder | Non-coincident | 2030 | POE90 | -23.3247 | NA | QLD Middle Ridge (Ergon) |  |  | FALSE | #N/A | #N/A | #N/A | #N/A | #N/A | #N/A | #N/A | #N/A | #N/A | #N/A
TRUE | QLD | QMRG | Middle Ridge (Ergon) | Energy Queensland | Summer | Coincident | 2017 | ACTUAL_OPG | 79.6526 | 233.4662 | QLD Middle Ridge (Ergon) |  |  | FALSE | #N/A | #N/A | #N/A | #N/A | #N/A | #N/A | #N/A | #N/A | #N/A | #N/A
TRUE | QLD | QMRG | Middle Ridge (Ergon) | Energy Queensland | Summer | Coincident | 2017 | ACTUAL_RAW | 79.6526 | 233.4662 | QLD Middle Ridge (Ergon) |  |  | FALSE | #N/A | #N/A | #N/A | #N/A | #N/A | #N/A | #N/A | #N/A | #N/A | #N/A
TRUE | QLD | QMRG | Middle Ridge (Ergon) | Energy Queensland | Summer | Non-coincident | 2017 | ACTUAL_RAW | 78.0107 | 267.292 | QLD Middle Ridge (Ergon) |  |  | FALSE | #N/A | #N/A | #N/A | #N/A | #N/A | #N/A | #N/A | #N/A | #N/A | #N/A
TRUE | QLD | QMRG | Middle Ridge (Ergon) | Energy Queensland | Summer | Non-coincident | 2017 | ACTUAL_OPG | 78.0107 | 267.292 | QLD Middle Ridge (Ergon) |  |  | FALSE | #N/A | #N/A | #N/A | #N/A | #N/A | #N/A | #N/A | #N/A | #N/A | #N/A
TRUE | QLD | QMRG | Middle Ridge (Ergon) | Energy Queensland | Summer | Non-coincident | 2017 | ACTUAL_ADJUSTEDOPG | 78.0107 | 267.292 | QLD Middle Ridge (Ergon) |  |  | FALSE | #N/A | #N/A | #N/A | #N/A | #N/A | #N/A | #N/A | #N/A | #N/A | #N/A
TRUE | QLD | QMRG | Middle Ridge (Ergon) | Energy Queensland | Summer | Coincident | 2018 | ACTUAL_OPG | 81.4991 | 242.9295 | QLD Middle Ridge (Ergon) |  |  | FALSE | #N/A | #N/A | #N/A | #N/A | #N/A | #N/A | #N/A | #N/A | #N/A | #N/A
TRUE | QLD | QMRG | Middle Ridge (Ergon) | Energy Queensland | Summer | Coincident | 2018 | ACTUAL_RAW | 81.4991 | 242.9295 | QLD Middle Ridge (Ergon) |  |  | FALSE | #N/A | #N/A | #N/A | #N/A | #N/A | #N/A | #N/A | #N/A | #N/A | #N/A
TRUE | QLD | QMRG | Middle Ridge (Ergon) | Energy Queensland | Summer | Non-coincident | 2018 | ACTUAL_RAW | 76.2339 | 251.1425 | QLD Middle Ridge (Ergon) |  |  | FALSE | #N/A | #N/A | #N/A | #N/A | #N/A | #N/A | #N/A | #N/A | #N/A | #N/A
TRUE | QLD | QMRG | Middle Ridge (Ergon) | Energy Queensland | Summer | Non-coincident | 2018 | ACTUAL_OPG | 76.2339 | 251.1425 | QLD Middle Ridge (Ergon) |  |  | FALSE | #N/A | #N/A | #N/A | #N/A | #N/A | #N/A | #N/A | #N/A | #N/A | #N/A
TRUE | QLD | QMRG | Middle Ridge (Ergon) | Energy Queensland | Summer | Non-coincident | 2018 | ACTUAL_ADJUSTEDOPG | 76.2339 | 251.1425 | QLD Middle Ridge (Ergon) |  |  | FALSE | #N/A | #N/A | #N/A | #N/A | #N/A | #N/A | #N/A | #N/A | #N/A | #N/A
TRUE | QLD | QMRG | Middle Ridge (Ergon) | Energy Queensland | Summer | Coincident | 2019 | ACTUAL_OPG | 79.5567 | 250.345 | QLD Middle Ridge (Ergon) |  |  | FALSE | #N/A | #N/A | #N/A | #N/A | #N/A | #N/A | #N/A | #N/A | #N/A | #N/A
TRUE | QLD | QMRG | Middle Ridge (Ergon) | Energy Queensland | Summer | Coincident | 2019 | ACTUAL_RAW | 79.5567 | 250.345 | QLD Middle Ridge (Ergon) |  |  | FALSE | #N/A | #N/A | #N/A | #N/A | #N/A | #N/A | #N/A | #N/A | #N/A | #N/A
TRUE | QLD | QMRG | Middle Ridge (Ergon) | Energy Queensland | Summer | Non-coincident | 2019 | ACTUAL_RAW | 44.4742 | 254.4154 | QLD Middle Ridge (Ergon) |  |  | FALSE | #N/A | #N/A | #N/A | #N/A | #N/A | #N/A | #N/A | #N/A | #N/A | #N/A
TRUE | QLD | QMRG | Middle Ridge (Ergon) | Energy Queensland | Summer | Non-coincident | 2019 | ACTUAL_OPG | 44.4742 | 254.4154 | QLD Middle Ridge (Ergon) |  |  | FALSE | #N/A | #N/A | #N/A | #N/A | #N/A | #N/A | #N/A | #N/A | #N/A | #N/A
TRUE | QLD | QMRG | Middle Ridge (Ergon) | Energy Queensland | Summer | Non-coincident | 2019 | ACTUAL_ADJUSTEDOPG | 44.4742 | 254.4154 | QLD Middle Ridge (Ergon) |  |  | FALSE | #N/A | #N/A | #N/A | #N/A | #N/A | #N/A | #N/A | #N/A | #N/A | #N/A
TRUE | QLD | QMRG | Middle Ridge (Ergon) | Energy Queensland | Summer | Non-coincident | 2019 | BASEYEARPOE90 | 38.4765 | NA | QLD Middle Ridge (Ergon) |  |  | FALSE | #N/A | #N/A | #N/A | #N/A | #N/A | #N/A | #N/A | #N/A | #N/A | #N/A
TRUE | QLD | QMRG | Middle Ridge (Ergon) | Energy Queensland | Summer | Non-coincident | 2019 | BASEYEARPOE50 | 48.5897 | 249.4349 | QLD Middle Ridge (Ergon) |  |  | FALSE | #N/A | #N/A | #N/A | #N/A | #N/A | #N/A | #N/A | #N/A | #N/A | #N/A
TRUE | QLD | QMRG | Middle Ridge (Ergon) | Energy Queensland | Summer | Coincident | 2020 | ACTUAL_OPG | 57.7976 | 223.6323 | QLD Middle Ridge (Ergon) |  |  | FALSE | #N/A | #N/A | #N/A | #N/A | #N/A | #N/A | #N/A | #N/A | #N/A | #N/A
TRUE | QLD | QMRG | Middle Ridge (Ergon) | Energy Queensland | Summer | Coincident | 2020 | ACTUAL_RAW | 57.9376 | 221.3343 | QLD Middle Ridge (Ergon) |  |  | FALSE | #N/A | #N/A | #N/A | #N/A | #N/A | #N/A | #N/A | #N/A | #N/A | #N/A
TRUE | QLD | QMRG | Middle Ridge (Ergon) | Energy Queensland | Summer | Non-coincident | 2020 | ACTUAL_RAW | -29.0968 | 245.862 | QLD Middle Ridge (Ergon) |  |  | FALSE | #N/A | #N/A | #N/A | #N/A | #N/A | #N/A | #N/A | #N/A | #N/A | #N/A
TRUE | QLD | QMRG | Middle Ridge (Ergon) | Energy Queensland | Summer | Non-coincident | 2020 | ACTUAL_OPG | 49.2746 | 245.676 | QLD Middle Ridge (Ergon) |  |  | FALSE | #N/A | #N/A | #N/A | #N/A | #N/A | #N/A | #N/A | #N/A | #N/A | #N/A
TRUE | QLD | QMRG | Middle Ridge (Ergon) | Energy Queensland | Summer | Non-coincident | 2020 | ACTUAL_ADJUSTEDOPG | 49.2746 | 245.676 | QLD Middle Ridge (Ergon) |  |  | FALSE | #N/A | #N/A | #N/A | #N/A | #N/A | #N/A | #N/A | #N/A | #N/A | #N/A
TRUE | QLD | QMRG | Middle Ridge (Ergon) | Energy Queensland | Summer | Coincident_unreconciled | 2021 | POE50 | 62.2857 | NA | QLD Middle Ridge (Ergon) |  |  | FALSE | #N/A | #N/A | #N/A | #N/A | #N/A | #N/A | #N/A | #N/A | #N/A | #N/A
TRUE | QLD | QMRG | Middle Ridge (Ergon) | Energy Queensland | Summer | Coincident_unreconciled | 2021 | POE90 | 44.115 | NA | QLD Middle Ridge (Ergon) |  |  | FALSE | #N/A | #N/A | #N/A | #N/A | #N/A | #N/A | #N/A | #N/A | #N/A | #N/A
TRUE | QLD | QMRG | Middle Ridge (Ergon) | Energy Queensland | Summer | Non-coincident | 2021 | POE50 | 40.1642 | 251.1607 | QLD Middle Ridge (Ergon) |  |  | FALSE | #N/A | #N/A | #N/A | #N/A | #N/A | #N/A | #N/A | #N/A | #N/A | #N/A
TRUE | QLD | QMRG | Middle Ridge (Ergon) | Energy Queensland | Summer | Non-coincident | 2021 | POE90 | 28.4471 | NA | QLD Middle Ridge (Ergon) |  |  | FALSE | #N/A | #N/A | #N/A | #N/A | #N/A | #N/A | #N/A | #N/A | #N/A | #N/A
TRUE | QLD | QMRG | Middle Ridge (Ergon) | Energy Queensland | Summer | Coincident_unreconciled | 2022 | POE50 | 55.8236 | NA | QLD Middle Ridge (Ergon) |  |  | FALSE | #N/A | #N/A | #N/A | #N/A | #N/A | #N/A | #N/A | #N/A | #N/A | #N/A
TRUE | QLD | QMRG | Middle Ridge (Ergon) | Energy Queensland | Summer | Coincident_unreconciled | 2022 | POE90 | 37.5682 | NA | QLD Middle Ridge (Ergon) |  |  | FALSE | #N/A | #N/A | #N/A | #N/A | #N/A | #N/A | #N/A | #N/A | #N/A | #N/A
TRUE | QLD | QMRG | Middle Ridge (Ergon) | Energy Queensland | Summer | Non-coincident | 2022 | POE50 | 35.9973 | 251.9683 | QLD Middle Ridge (Ergon) |  |  | FALSE | #N/A | #N/A | #N/A | #N/A | #N/A | #N/A | #N/A | #N/A | #N/A | #N/A
TRUE | QLD | QMRG | Middle Ridge (Ergon) | Energy Queensland | Summer | Non-coincident | 2022 | POE90 | 24.2255 | NA | QLD Middle Ridge (Ergon) |  |  | FALSE | #N/A | #N/A | #N/A | #N/A | #N/A | #N/A | #N/A | #N/A | #N/A | #N/A
TRUE | QLD | QMRG | Middle Ridge (Ergon) | Energy Queensland | Summer | Coincident_unreconciled | 2023 | POE50 | 49.4953 | NA | QLD Middle Ridge (Ergon) |  |  | FALSE | #N/A | #N/A | #N/A | #N/A | #N/A | #N/A | #N/A | #N/A | #N/A | #N/A
TRUE | QLD | QMRG | Middle Ridge (Ergon) | Energy Queensland | Summer | Coincident_unreconciled | 2023 | POE90 | 31.1432 | NA | QLD Middle Ridge (Ergon) |  |  | FALSE | #N/A | #N/A | #N/A | #N/A | #N/A | #N/A | #N/A | #N/A | #N/A | #N/A
TRUE | QLD | QMRG | Middle Ridge (Ergon) | Energy Queensland | Summer | Non-coincident | 2023 | POE50 | 31.9165 | 252.9495 | QLD Middle Ridge (Ergon) |  |  | FALSE | #N/A | #N/A | #N/A | #N/A | #N/A | #N/A | #N/A | #N/A | #N/A | #N/A
TRUE | QLD | QMRG | Middle Ridge (Ergon) | Energy Queensland | Summer | Non-coincident | 2023 | POE90 | 20.0824 | NA | QLD Middle Ridge (Ergon) |  |  | FALSE | #N/A | #N/A | #N/A | #N/A | #N/A | #N/A | #N/A | #N/A | #N/A | #N/A
TRUE | QLD | QMRG | Middle Ridge (Ergon) | Energy Queensland | Summer | Coincident_unreconciled | 2024 | POE50 | 44.0208 | NA | QLD Middle Ridge (Ergon) |  |  | FALSE | #N/A | #N/A | #N/A | #N/A | #N/A | #N/A | #N/A | #N/A | #N/A | #N/A
TRUE | QLD | QMRG | Middle Ridge (Ergon) | Energy Queensland | Summer | Coincident_unreconciled | 2024 | POE90 | 25.572 | NA | QLD Middle Ridge (Ergon) |  |  | FALSE | #N/A | #N/A | #N/A | #N/A | #N/A | #N/A | #N/A | #N/A | #N/A | #N/A
TRUE | QLD | QMRG | Middle Ridge (Ergon) | Energy Queensland | Summer | Non-coincident | 2024 | POE50 | 28.3863 | 253.9522 | QLD Middle Ridge (Ergon) |  |  | FALSE | #N/A | #N/A | #N/A | #N/A | #N/A | #N/A | #N/A | #N/A | #N/A | #N/A
TRUE | QLD | QMRG | Middle Ridge (Ergon) | Energy Queensland | Summer | Non-coincident | 2024 | POE90 | 16.4898 | NA | QLD Middle Ridge (Ergon) |  |  | FALSE | #N/A | #N/A | #N/A | #N/A | #N/A | #N/A | #N/A | #N/A | #N/A | #N/A
TRUE | QLD | QMRG | Middle Ridge (Ergon) | Energy Queensland | Summer | Coincident_unreconciled | 2025 | POE50 | 39.3283 | NA | QLD Middle Ridge (Ergon) |  |  | FALSE | #N/A | #N/A | #N/A | #N/A | #N/A | #N/A | #N/A | #N/A | #N/A | #N/A
TRUE | QLD | QMRG | Middle Ridge (Ergon) | Energy Queensland | Summer | Coincident_unreconciled | 2025 | POE90 | 20.7829 | NA | QLD Middle Ridge (Ergon) |  |  | FALSE | #N/A | #N/A | #N/A | #N/A | #N/A | #N/A | #N/A | #N/A | #N/A | #N/A
TRUE | QLD | QMRG | Middle Ridge (Ergon) | Energy Queensland | Summer | Non-coincident | 2025 | POE50 | 25.3605 | 255.0107 | QLD Middle Ridge (Ergon) |  |  | FALSE | #N/A | #N/A | #N/A | #N/A | #N/A | #N/A | #N/A | #N/A | #N/A | #N/A
TRUE | QLD | QMRG | Middle Ridge (Ergon) | Energy Queensland | Summer | Non-coincident | 2025 | POE90 | 13.4016 | NA | QLD Middle Ridge (Ergon) |  |  | FALSE | #N/A | #N/A | #N/A | #N/A | #N/A | #N/A | #N/A | #N/A | #N/A | #N/A
TRUE | QLD | QMRG | Middle Ridge (Ergon) | Energy Queensland | Summer | Coincident_unreconciled | 2026 | POE50 | 34.6138 | NA | QLD Middle Ridge (Ergon) |  |  | FALSE | #N/A | #N/A | #N/A | #N/A | #N/A | #N/A | #N/A | #N/A | #N/A | #N/A
TRUE | QLD | QMRG | Middle Ridge (Ergon) | Energy Queensland | Summer | Coincident_unreconciled | 2026 | POE90 | 15.9718 | NA | QLD Middle Ridge (Ergon) |  |  | FALSE | #N/A | #N/A | #N/A | #N/A | #N/A | #N/A | #N/A | #N/A | #N/A | #N/A
TRUE | QLD | QMRG | Middle Ridge (Ergon) | Energy Queensland | Summer | Non-coincident | 2026 | POE50 | 22.3203 | 256.1744 | QLD Middle Ridge (Ergon) |  |  | FALSE | #N/A | #N/A | #N/A | #N/A | #N/A | #N/A | #N/A | #N/A | #N/A | #N/A
TRUE | QLD | QMRG | Middle Ridge (Ergon) | Energy Queensland | Summer | Non-coincident | 2026 | POE90 | 10.2992 | NA | QLD Middle Ridge (Ergon) |  |  | FALSE | #N/A | #N/A | #N/A | #N/A | #N/A | #N/A | #N/A | #N/A | #N/A | #N/A
TRUE | QLD | QMRG | Middle Ridge (Ergon) | Energy Queensland | Summer | Coincident_unreconciled | 2027 | POE50 | 30.7256 | NA | QLD Middle Ridge (Ergon) |  |  | FALSE | #N/A | #N/A | #N/A | #N/A | #N/A | #N/A | #N/A | #N/A | #N/A | #N/A
TRUE | QLD | QMRG | Middle Ridge (Ergon) | Energy Queensland | Summer | Coincident_unreconciled | 2027 | POE90 | 11.9829 | NA | QLD Middle Ridge (Ergon) |  |  | FALSE | #N/A | #N/A | #N/A | #N/A | #N/A | #N/A | #N/A | #N/A | #N/A | #N/A
TRUE | QLD | QMRG | Middle Ridge (Ergon) | Energy Queensland | Summer | Non-coincident | 2027 | POE50 | 19.813 | 257.648 | QLD Middle Ridge (Ergon) |  |  | FALSE | #N/A | #N/A | #N/A | #N/A | #N/A | #N/A | #N/A | #N/A | #N/A | #N/A
TRUE | QLD | QMRG | Middle Ridge (Ergon) | Energy Queensland | Summer | Non-coincident | 2027 | POE90 | 7.727 | NA | QLD Middle Ridge (Ergon) |  |  | FALSE | #N/A | #N/A | #N/A | #N/A | #N/A | #N/A | #N/A | #N/A | #N/A | #N/A
TRUE | QLD | QMRG | Middle Ridge (Ergon) | Energy Queensland | Summer | Coincident_unreconciled | 2028 | POE50 | 27.62 | NA | QLD Middle Ridge (Ergon) |  |  | FALSE | #N/A | #N/A | #N/A | #N/A | #N/A | #N/A | #N/A | #N/A | #N/A | #N/A
TRUE | QLD | QMRG | Middle Ridge (Ergon) | Energy Queensland | Summer | Coincident_unreconciled | 2028 | POE90 | 8.7738 | NA | QLD Middle Ridge (Ergon) |  |  | FALSE | #N/A | #N/A | #N/A | #N/A | #N/A | #N/A | #N/A | #N/A | #N/A | #N/A
TRUE | QLD | QMRG | Middle Ridge (Ergon) | Energy Queensland | Summer | Non-coincident | 2028 | POE50 | 17.8105 | 259.5514 | QLD Middle Ridge (Ergon) |  |  | FALSE | #N/A | #N/A | #N/A | #N/A | #N/A | #N/A | #N/A | #N/A | #N/A | #N/A
TRUE | QLD | QMRG | Middle Ridge (Ergon) | Energy Queensland | Summer | Non-coincident | 2028 | POE90 | 5.6577 | NA | QLD Middle Ridge (Ergon) |  |  | FALSE | #N/A | #N/A | #N/A | #N/A | #N/A | #N/A | #N/A | #N/A | #N/A | #N/A
TRUE | QLD | QMRG | Middle Ridge (Ergon) | Energy Queensland | Summer | Coincident_unreconciled | 2029 | POE50 | 24.9571 | NA | QLD Middle Ridge (Ergon) |  |  | FALSE | #N/A | #N/A | #N/A | #N/A | #N/A | #N/A | #N/A | #N/A | #N/A | #N/A
TRUE | QLD | QMRG | Middle Ridge (Ergon) | Energy Queensland | Summer | Coincident_unreconciled | 2029 | POE90 | 6.0074 | NA | QLD Middle Ridge (Ergon) |  |  | FALSE | #N/A | #N/A | #N/A | #N/A | #N/A | #N/A | #N/A | #N/A | #N/A | #N/A
TRUE | QLD | QMRG | Middle Ridge (Ergon) | Energy Queensland | Summer | Non-coincident | 2029 | POE50 | 16.0933 | 261.8358 | QLD Middle Ridge (Ergon) |  |  | FALSE | #N/A | #N/A | #N/A | #N/A | #N/A | #N/A | #N/A | #N/A | #N/A | #N/A
TRUE | QLD | QMRG | Middle Ridge (Ergon) | Energy Queensland | Summer | Non-coincident | 2029 | POE90 | 3.8738 | NA | QLD Middle Ridge (Ergon) |  |  | FALSE | #N/A | #N/A | #N/A | #N/A | #N/A | #N/A | #N/A | #N/A | #N/A | #N/A
TRUE | QLD | QMRG | Middle Ridge (Ergon) | Energy Queensland | Summer | Coincident_unreconciled | 2030 | POE50 | 23.1725 | NA | QLD Middle Ridge (Ergon) |  |  | FALSE | #N/A | #N/A | #N/A | #N/A | #N/A | #N/A | #N/A | #N/A | #N/A | #N/A
TRUE | QLD | QMRG | Middle Ridge (Ergon) | Energy Queensland | Summer | Coincident_unreconciled | 2030 | POE90 | 4.1194 | NA | QLD Middle Ridge (Ergon) |  |  | FALSE | #N/A | #N/A | #N/A | #N/A | #N/A | #N/A | #N/A | #N/A | #N/A | #N/A
TRUE | QLD | QMRG | Middle Ridge (Ergon) | Energy Queensland | Summer | Non-coincident | 2030 | POE50 | 14.9425 | 264.4959 | QLD Middle Ridge (Ergon) |  |  | FALSE | #N/A | #N/A | #N/A | #N/A | #N/A | #N/A | #N/A | #N/A | #N/A | #N/A
TRUE | QLD | QMRG | Middle Ridge (Ergon) | Energy Queensland | Summer | Non-coincident | 2030 | POE90 | 2.6564 | NA | QLD Middle Ridge (Ergon) |  |  | FALSE | #N/A | #N/A | #N/A | #N/A | #N/A | #N/A | #N/A | #N/A | #N/A | #N/A
TRUE | QLD | QMRG | Middle Ridge (Ergon) | Energy Queensland | Winter | Coincident | 2016 | ACTUAL_OPG | 95.7089 | 243.5656 | QLD Middle Ridge (Ergon) |  |  | FALSE | #N/A | #N/A | #N/A | #N/A | #N/A | #N/A | #N/A | #N/A | #N/A | #N/A
TRUE | QLD | QMRG | Middle Ridge (Ergon) | Energy Queensland | Winter | Coincident | 2016 | ACTUAL_RAW | 95.7089 | 243.5656 | QLD Middle Ridge (Ergon) |  |  | FALSE | #N/A | #N/A | #N/A | #N/A | #N/A | #N/A | #N/A | #N/A | #N/A | #N/A
TRUE | QLD | QMRG | Middle Ridge (Ergon) | Energy Queensland | Winter | Non-coincident | 2016 | ACTUAL_RAW | 77.6182 | 250.4602 | QLD Middle Ridge (Ergon) |  |  | FALSE | #N/A | #N/A | #N/A | #N/A | #N/A | #N/A | #N/A | #N/A | #N/A | #N/A
TRUE | QLD | QMRG | Middle Ridge (Ergon) | Energy Queensland | Winter | Non-coincident | 2016 | ACTUAL_OPG | 77.6182 | 250.4602 | QLD Middle Ridge (Ergon) |  |  | FALSE | #N/A | #N/A | #N/A | #N/A | #N/A | #N/A | #N/A | #N/A | #N/A | #N/A
TRUE | QLD | QMRG | Middle Ridge (Ergon) | Energy Queensland | Winter | Non-coincident | 2016 | ACTUAL_ADJUSTEDOPG | 77.6182 | 250.4602 | QLD Middle Ridge (Ergon) |  |  | FALSE | #N/A | #N/A | #N/A | #N/A | #N/A | #N/A | #N/A | #N/A | #N/A | #N/A
TRUE | QLD | QMRG | Middle Ridge (Ergon) | Energy Queensland | Winter | Coincident | 2017 | ACTUAL_OPG | 87.0467 | 213.0417 | QLD Middle Ridge (Ergon) |  |  | FALSE | #N/A | #N/A | #N/A | #N/A | #N/A | #N/A | #N/A | #N/A | #N/A | #N/A
TRUE | QLD | QMRG | Middle Ridge (Ergon) | Energy Queensland | Winter | Coincident | 2017 | ACTUAL_RAW | 87.0467 | 213.0417 | QLD Middle Ridge (Ergon) |  |  | FALSE | #N/A | #N/A | #N/A | #N/A | #N/A | #N/A | #N/A | #N/A | #N/A | #N/A
TRUE | QLD | QMRG | Middle Ridge (Ergon) | Energy Queensland | Winter | Non-coincident | 2017 | ACTUAL_RAW | 77.1204 | 229.9407 | QLD Middle Ridge (Ergon) |  |  | FALSE | #N/A | #N/A | #N/A | #N/A | #N/A | #N/A | #N/A | #N/A | #N/A | #N/A
TRUE | QLD | QMRG | Middle Ridge (Ergon) | Energy Queensland | Winter | Non-coincident | 2017 | ACTUAL_OPG | 77.1204 | 229.9407 | QLD Middle Ridge (Ergon) |  |  | FALSE | #N/A | #N/A | #N/A | #N/A | #N/A | #N/A | #N/A | #N/A | #N/A | #N/A
TRUE | QLD | QMRG | Middle Ridge (Ergon) | Energy Queensland | Winter | Non-coincident | 2017 | ACTUAL_ADJUSTEDOPG | 77.1204 | 229.9407 | QLD Middle Ridge (Ergon) |  |  | FALSE | #N/A | #N/A | #N/A | #N/A | #N/A | #N/A | #N/A | #N/A | #N/A | #N/A
TRUE | QLD | QMRG | Middle Ridge (Ergon) | Energy Queensland | Winter | Coincident | 2018 | ACTUAL_OPG | 77.0054 | 251.2059 | QLD Middle Ridge (Ergon) |  |  | FALSE | #N/A | #N/A | #N/A | #N/A | #N/A | #N/A | #N/A | #N/A | #N/A | #N/A
TRUE | QLD | QMRG | Middle Ridge (Ergon) | Energy Queensland | Winter | Coincident | 2018 | ACTUAL_RAW | 77.0054 | 251.2059 | QLD Middle Ridge (Ergon) |  |  | FALSE | #N/A | #N/A | #N/A | #N/A | #N/A | #N/A | #N/A | #N/A | #N/A | #N/A
TRUE | QLD | QMRG | Middle Ridge (Ergon) | Energy Queensland | Winter | Non-coincident | 2018 | ACTUAL_RAW | 74.5191 | 256.205 | QLD Middle Ridge (Ergon) |  |  | FALSE | #N/A | #N/A | #N/A | #N/A | #N/A | #N/A | #N/A | #N/A | #N/A | #N/A
TRUE | QLD | QMRG | Middle Ridge (Ergon) | Energy Queensland | Winter | Non-coincident | 2018 | ACTUAL_OPG | 74.5191 | 256.205 | QLD Middle Ridge (Ergon) |  |  | FALSE | #N/A | #N/A | #N/A | #N/A | #N/A | #N/A | #N/A | #N/A | #N/A | #N/A
TRUE | QLD | QMRG | Middle Ridge (Ergon) | Energy Queensland | Winter | Non-coincident | 2018 | ACTUAL_ADJUSTEDOPG | 74.5191 | 256.205 | QLD Middle Ridge (Ergon) |  |  | FALSE | #N/A | #N/A | #N/A | #N/A | #N/A | #N/A | #N/A | #N/A | #N/A | #N/A
TRUE | QLD | QMRG | Middle Ridge (Ergon) | Energy Queensland | Winter | Coincident | 2019 | ACTUAL_OPG | 62.5785 | 260.1197 | QLD Middle Ridge (Ergon) |  |  | FALSE | #N/A | #N/A | #N/A | #N/A | #N/A | #N/A | #N/A | #N/A | #N/A | #N/A
TRUE | QLD | QMRG | Middle Ridge (Ergon) | Energy Queensland | Winter | Coincident | 2019 | ACTUAL_RAW | 62.5785 | 260.1197 | QLD Middle Ridge (Ergon) |  |  | FALSE | #N/A | #N/A | #N/A | #N/A | #N/A | #N/A | #N/A | #N/A | #N/A | #N/A
TRUE | QLD | QMRG | Middle Ridge (Ergon) | Energy Queensland | Winter | Non-coincident | 2019 | ACTUAL_RAW | 61.0811 | 269.1792 | QLD Middle Ridge (Ergon) |  |  | FALSE | #N/A | #N/A | #N/A | #N/A | #N/A | #N/A | #N/A | #N/A | #N/A | #N/A
TRUE | QLD | QMRG | Middle Ridge (Ergon) | Energy Queensland | Winter | Non-coincident | 2019 | ACTUAL_OPG | 61.0811 | 269.1792 | QLD Middle Ridge (Ergon) |  |  | FALSE | #N/A | #N/A | #N/A | #N/A | #N/A | #N/A | #N/A | #N/A | #N/A | #N/A
TRUE | QLD | QMRG | Middle Ridge (Ergon) | Energy Queensland | Winter | Non-coincident | 2019 | ACTUAL_ADJUSTEDOPG | 61.0811 | 269.1792 | QLD Middle Ridge (Ergon) |  |  | FALSE | #N/A | #N/A | #N/A | #N/A | #N/A | #N/A | #N/A | #N/A | #N/A | #N/A
TRUE | QLD | QMRG | Middle Ridge (Ergon) | Energy Queensland | Winter | Non-coincident | 2019 | BASEYEARPOE90 | 57.3342 | NA | QLD Middle Ridge (Ergon) |  |  | FALSE | #N/A | #N/A | #N/A | #N/A | #N/A | #N/A | #N/A | #N/A | #N/A | #N/A
TRUE | QLD | QMRG | Middle Ridge (Ergon) | Energy Queensland | Winter | Non-coincident | 2019 | BASEYEARPOE50 | 63.6792 | 258.1883 | QLD Middle Ridge (Ergon) |  |  | FALSE | #N/A | #N/A | #N/A | #N/A | #N/A | #N/A | #N/A | #N/A | #N/A | #N/A
TRUE | QLD | QMRG | Middle Ridge (Ergon) | Energy Queensland | Winter | Coincident_unreconciled | 2020 | POE50 | 55.3053 | NA | QLD Middle Ridge (Ergon) |  |  | FALSE | #N/A | #N/A | #N/A | #N/A | #N/A | #N/A | #N/A | #N/A | #N/A | #N/A
TRUE | QLD | QMRG | Middle Ridge (Ergon) | Energy Queensland | Winter | Coincident_unreconciled | 2020 | POE90 | 48.0655 | NA | QLD Middle Ridge (Ergon) |  |  | FALSE | #N/A | #N/A | #N/A | #N/A | #N/A | #N/A | #N/A | #N/A | #N/A | #N/A
TRUE | QLD | QMRG | Middle Ridge (Ergon) | Energy Queensland | Winter | Non-coincident | 2020 | POE50 | 52.1367 | 258.9099 | QLD Middle Ridge (Ergon) |  |  | FALSE | #N/A | #N/A | #N/A | #N/A | #N/A | #N/A | #N/A | #N/A | #N/A | #N/A
TRUE | QLD | QMRG | Middle Ridge (Ergon) | Energy Queensland | Winter | Non-coincident | 2020 | POE90 | 43.806 | NA | QLD Middle Ridge (Ergon) |  |  | FALSE | #N/A | #N/A | #N/A | #N/A | #N/A | #N/A | #N/A | #N/A | #N/A | #N/A
TRUE | QLD | QMRG | Middle Ridge (Ergon) | Energy Queensland | Winter | Coincident_unreconciled | 2021 | POE50 | 51.1675 | NA | QLD Middle Ridge (Ergon) |  |  | FALSE | #N/A | #N/A | #N/A | #N/A | #N/A | #N/A | #N/A | #N/A | #N/A | #N/A
TRUE | QLD | QMRG | Middle Ridge (Ergon) | Energy Queensland | Winter | Coincident_unreconciled | 2021 | POE90 | 43.8997 | NA | QLD Middle Ridge (Ergon) |  |  | FALSE | #N/A | #N/A | #N/A | #N/A | #N/A | #N/A | #N/A | #N/A | #N/A | #N/A
TRUE | QLD | QMRG | Middle Ridge (Ergon) | Energy Queensland | Winter | Non-coincident | 2021 | POE50 | 48.2361 | 259.836 | QLD Middle Ridge (Ergon) |  |  | FALSE | #N/A | #N/A | #N/A | #N/A | #N/A | #N/A | #N/A | #N/A | #N/A | #N/A
TRUE | QLD | QMRG | Middle Ridge (Ergon) | Energy Queensland | Winter | Non-coincident | 2021 | POE90 | 41.3237 | NA | QLD Middle Ridge (Ergon) |  |  | FALSE | #N/A | #N/A | #N/A | #N/A | #N/A | #N/A | #N/A | #N/A | #N/A | #N/A
TRUE | QLD | QMRG | Middle Ridge (Ergon) | Energy Queensland | Winter | Coincident_unreconciled | 2022 | POE50 | 47.239 | NA | QLD Middle Ridge (Ergon) |  |  | FALSE | #N/A | #N/A | #N/A | #N/A | #N/A | #N/A | #N/A | #N/A | #N/A | #N/A
TRUE | QLD | QMRG | Middle Ridge (Ergon) | Energy Queensland | Winter | Coincident_unreconciled | 2022 | POE90 | 39.9323 | NA | QLD Middle Ridge (Ergon) |  |  | FALSE | #N/A | #N/A | #N/A | #N/A | #N/A | #N/A | #N/A | #N/A | #N/A | #N/A
TRUE | QLD | QMRG | Middle Ridge (Ergon) | Energy Queensland | Winter | Non-coincident | 2022 | POE50 | 44.5326 | 261.1247 | QLD Middle Ridge (Ergon) |  |  | FALSE | #N/A | #N/A | #N/A | #N/A | #N/A | #N/A | #N/A | #N/A | #N/A | #N/A
TRUE | QLD | QMRG | Middle Ridge (Ergon) | Energy Queensland | Winter | Non-coincident | 2022 | POE90 | 37.6445 | NA | QLD Middle Ridge (Ergon) |  |  | FALSE | #N/A | #N/A | #N/A | #N/A | #N/A | #N/A | #N/A | #N/A | #N/A | #N/A
TRUE | QLD | QMRG | Middle Ridge (Ergon) | Energy Queensland | Winter | Coincident_unreconciled | 2023 | POE50 | 43.6163 | NA | QLD Middle Ridge (Ergon) |  |  | FALSE | #N/A | #N/A | #N/A | #N/A | #N/A | #N/A | #N/A | #N/A | #N/A | #N/A
TRUE | QLD | QMRG | Middle Ridge (Ergon) | Energy Queensland | Winter | Coincident_unreconciled | 2023 | POE90 | 36.2708 | NA | QLD Middle Ridge (Ergon) |  |  | FALSE | #N/A | #N/A | #N/A | #N/A | #N/A | #N/A | #N/A | #N/A | #N/A | #N/A
TRUE | QLD | QMRG | Middle Ridge (Ergon) | Energy Queensland | Winter | Non-coincident | 2023 | POE50 | 41.1174 | 262.4354 | QLD Middle Ridge (Ergon) |  |  | FALSE | #N/A | #N/A | #N/A | #N/A | #N/A | #N/A | #N/A | #N/A | #N/A | #N/A
TRUE | QLD | QMRG | Middle Ridge (Ergon) | Energy Queensland | Winter | Non-coincident | 2023 | POE90 | 34.1928 | NA | QLD Middle Ridge (Ergon) |  |  | FALSE | #N/A | #N/A | #N/A | #N/A | #N/A | #N/A | #N/A | #N/A | #N/A | #N/A
TRUE | QLD | QMRG | Middle Ridge (Ergon) | Energy Queensland | Winter | Coincident_unreconciled | 2024 | POE50 | 40.7001 | NA | QLD Middle Ridge (Ergon) |  |  | FALSE | #N/A | #N/A | #N/A | #N/A | #N/A | #N/A | #N/A | #N/A | #N/A | #N/A
TRUE | QLD | QMRG | Middle Ridge (Ergon) | Energy Queensland | Winter | Coincident_unreconciled | 2024 | POE90 | 33.3158 | NA | QLD Middle Ridge (Ergon) |  |  | FALSE | #N/A | #N/A | #N/A | #N/A | #N/A | #N/A | #N/A | #N/A | #N/A | #N/A
TRUE | QLD | QMRG | Middle Ridge (Ergon) | Energy Queensland | Winter | Non-coincident | 2024 | POE50 | 38.3683 | 263.5871 | QLD Middle Ridge (Ergon) |  |  | FALSE | #N/A | #N/A | #N/A | #N/A | #N/A | #N/A | #N/A | #N/A | #N/A | #N/A
TRUE | QLD | QMRG | Middle Ridge (Ergon) | Energy Queensland | Winter | Non-coincident | 2024 | POE90 | 31.4071 | NA | QLD Middle Ridge (Ergon) |  |  | FALSE | #N/A | #N/A | #N/A | #N/A | #N/A | #N/A | #N/A | #N/A | #N/A | #N/A
TRUE | QLD | QMRG | Middle Ridge (Ergon) | Energy Queensland | Winter | Coincident_unreconciled | 2025 | POE50 | 37.9851 | NA | QLD Middle Ridge (Ergon) |  |  | FALSE | #N/A | #N/A | #N/A | #N/A | #N/A | #N/A | #N/A | #N/A | #N/A | #N/A
TRUE | QLD | QMRG | Middle Ridge (Ergon) | Energy Queensland | Winter | Coincident_unreconciled | 2025 | POE90 | 30.5621 | NA | QLD Middle Ridge (Ergon) |  |  | FALSE | #N/A | #N/A | #N/A | #N/A | #N/A | #N/A | #N/A | #N/A | #N/A | #N/A
TRUE | QLD | QMRG | Middle Ridge (Ergon) | Energy Queensland | Winter | Non-coincident | 2025 | POE50 | 35.8088 | 264.7292 | QLD Middle Ridge (Ergon) |  |  | FALSE | #N/A | #N/A | #N/A | #N/A | #N/A | #N/A | #N/A | #N/A | #N/A | #N/A
TRUE | QLD | QMRG | Middle Ridge (Ergon) | Energy Queensland | Winter | Non-coincident | 2025 | POE90 | 28.8111 | NA | QLD Middle Ridge (Ergon) |  |  | FALSE | #N/A | #N/A | #N/A | #N/A | #N/A | #N/A | #N/A | #N/A | #N/A | #N/A
TRUE | QLD | QMRG | Middle Ridge (Ergon) | Energy Queensland | Winter | Coincident_unreconciled | 2026 | POE50 | 35.2623 | NA | QLD Middle Ridge (Ergon) |  |  | FALSE | #N/A | #N/A | #N/A | #N/A | #N/A | #N/A | #N/A | #N/A | #N/A | #N/A
TRUE | QLD | QMRG | Middle Ridge (Ergon) | Energy Queensland | Winter | Coincident_unreconciled | 2026 | POE90 | 27.8003 | NA | QLD Middle Ridge (Ergon) |  |  | FALSE | #N/A | #N/A | #N/A | #N/A | #N/A | #N/A | #N/A | #N/A | #N/A | #N/A
TRUE | QLD | QMRG | Middle Ridge (Ergon) | Energy Queensland | Winter | Non-coincident | 2026 | POE50 | 33.2421 | 265.9316 | QLD Middle Ridge (Ergon) |  |  | FALSE | #N/A | #N/A | #N/A | #N/A | #N/A | #N/A | #N/A | #N/A | #N/A | #N/A
TRUE | QLD | QMRG | Middle Ridge (Ergon) | Energy Queensland | Winter | Non-coincident | 2026 | POE90 | 26.2076 | NA | QLD Middle Ridge (Ergon) |  |  | FALSE | #N/A | #N/A | #N/A | #N/A | #N/A | #N/A | #N/A | #N/A | #N/A | #N/A
TRUE | QLD | QMRG | Middle Ridge (Ergon) | Energy Queensland | Winter | Coincident_unreconciled | 2027 | POE50 | 33.4725 | NA | QLD Middle Ridge (Ergon) |  |  | FALSE | #N/A | #N/A | #N/A | #N/A | #N/A | #N/A | #N/A | #N/A | #N/A | #N/A
TRUE | QLD | QMRG | Middle Ridge (Ergon) | Energy Queensland | Winter | Coincident_unreconciled | 2027 | POE90 | 25.969 | NA | QLD Middle Ridge (Ergon) |  |  | FALSE | #N/A | #N/A | #N/A | #N/A | #N/A | #N/A | #N/A | #N/A | #N/A | #N/A
TRUE | QLD | QMRG | Middle Ridge (Ergon) | Energy Queensland | Winter | Non-coincident | 2027 | POE50 | 31.5548 | 267.3085 | QLD Middle Ridge (Ergon) |  |  | FALSE | #N/A | #N/A | #N/A | #N/A | #N/A | #N/A | #N/A | #N/A | #N/A | #N/A
TRUE | QLD | QMRG | Middle Ridge (Ergon) | Energy Queensland | Winter | Non-coincident | 2027 | POE90 | 24.4812 | NA | QLD Middle Ridge (Ergon) |  |  | FALSE | #N/A | #N/A | #N/A | #N/A | #N/A | #N/A | #N/A | #N/A | #N/A | #N/A
TRUE | QLD | QMRG | Middle Ridge (Ergon) | Energy Queensland | Winter | Coincident_unreconciled | 2028 | POE50 | 31.8393 | NA | QLD Middle Ridge (Ergon) |  |  | FALSE | #N/A | #N/A | #N/A | #N/A | #N/A | #N/A | #N/A | #N/A | #N/A | #N/A
TRUE | QLD | QMRG | Middle Ridge (Ergon) | Energy Queensland | Winter | Coincident_unreconciled | 2028 | POE90 | 24.2943 | NA | QLD Middle Ridge (Ergon) |  |  | FALSE | #N/A | #N/A | #N/A | #N/A | #N/A | #N/A | #N/A | #N/A | #N/A | #N/A
TRUE | QLD | QMRG | Middle Ridge (Ergon) | Energy Queensland | Winter | Non-coincident | 2028 | POE50 | 30.0152 | 269.1621 | QLD Middle Ridge (Ergon) |  |  | FALSE | #N/A | #N/A | #N/A | #N/A | #N/A | #N/A | #N/A | #N/A | #N/A | #N/A
TRUE | QLD | QMRG | Middle Ridge (Ergon) | Energy Queensland | Winter | Non-coincident | 2028 | POE90 | 22.9024 | NA | QLD Middle Ridge (Ergon) |  |  | FALSE | #N/A | #N/A | #N/A | #N/A | #N/A | #N/A | #N/A | #N/A | #N/A | #N/A
TRUE | QLD | QMRG | Middle Ridge (Ergon) | Energy Queensland | Winter | Coincident_unreconciled | 2029 | POE50 | 30.6507 | NA | QLD Middle Ridge (Ergon) |  |  | FALSE | #N/A | #N/A | #N/A | #N/A | #N/A | #N/A | #N/A | #N/A | #N/A | #N/A
TRUE | QLD | QMRG | Middle Ridge (Ergon) | Energy Queensland | Winter | Coincident_unreconciled | 2029 | POE90 | 23.0642 | NA | QLD Middle Ridge (Ergon) |  |  | FALSE | #N/A | #N/A | #N/A | #N/A | #N/A | #N/A | #N/A | #N/A | #N/A | #N/A
TRUE | QLD | QMRG | Middle Ridge (Ergon) | Energy Queensland | Winter | Non-coincident | 2029 | POE50 | 28.8947 | 271.1943 | QLD Middle Ridge (Ergon) |  |  | FALSE | #N/A | #N/A | #N/A | #N/A | #N/A | #N/A | #N/A | #N/A | #N/A | #N/A
TRUE | QLD | QMRG | Middle Ridge (Ergon) | Energy Queensland | Winter | Non-coincident | 2029 | POE90 | 21.7429 | NA | QLD Middle Ridge (Ergon) |  |  | FALSE | #N/A | #N/A | #N/A | #N/A | #N/A | #N/A | #N/A | #N/A | #N/A | #N/A
TRUE | QLD | QMRG | Middle Ridge (Ergon) | Energy Queensland | Shoulder | Non-coincident | 2019 | BASEYEARPOE10 | NA | 218.7393 | QLD Middle Ridge (Ergon) |  |  | FALSE | #N/A | #N/A | #N/A | #N/A | #N/A | #N/A | #N/A | #N/A | #N/A | #N/A
TRUE | QLD | QMRG | Middle Ridge (Ergon) | Energy Queensland | Shoulder | Coincident | 2021 | POE10 | NA | 167.5206 | QLD Middle Ridge (Ergon) |  |  | FALSE | #N/A | #N/A | #N/A | #N/A | #N/A | #N/A | #N/A | #N/A | #N/A | #N/A
TRUE | QLD | QMRG | Middle Ridge (Ergon) | Energy Queensland | Shoulder | Coincident | 2021 | POE50 | NA | 165.0577 | QLD Middle Ridge (Ergon) |  |  | FALSE | #N/A | #N/A | #N/A | #N/A | #N/A | #N/A | #N/A | #N/A | #N/A | #N/A
TRUE | QLD | QMRG | Middle Ridge (Ergon) | Energy Queensland | Shoulder | Non-coincident | 2021 | POE10 | NA | 219.3871 | QLD Middle Ridge (Ergon) |  |  | FALSE | #N/A | #N/A | #N/A | #N/A | #N/A | #N/A | #N/A | #N/A | #N/A | #N/A
TRUE | QLD | QMRG | Middle Ridge (Ergon) | Energy Queensland | Shoulder | Coincident | 2022 | POE10 | NA | 172.8957 | QLD Middle Ridge (Ergon) |  |  | FALSE | #N/A | #N/A | #N/A | #N/A | #N/A | #N/A | #N/A | #N/A | #N/A | #N/A
TRUE | QLD | QMRG | Middle Ridge (Ergon) | Energy Queensland | Shoulder | Coincident | 2022 | POE50 | NA | 167.5083 | QLD Middle Ridge (Ergon) |  |  | FALSE | #N/A | #N/A | #N/A | #N/A | #N/A | #N/A | #N/A | #N/A | #N/A | #N/A
TRUE | QLD | QMRG | Middle Ridge (Ergon) | Energy Queensland | Shoulder | Non-coincident | 2022 | POE10 | NA | 220.348 | QLD Middle Ridge (Ergon) |  |  | FALSE | #N/A | #N/A | #N/A | #N/A | #N/A | #N/A | #N/A | #N/A | #N/A | #N/A
TRUE | QLD | QMRG | Middle Ridge (Ergon) | Energy Queensland | Shoulder | Coincident | 2023 | POE10 | NA | 174.1028 | QLD Middle Ridge (Ergon) |  |  | FALSE | #N/A | #N/A | #N/A | #N/A | #N/A | #N/A | #N/A | #N/A | #N/A | #N/A
TRUE | QLD | QMRG | Middle Ridge (Ergon) | Energy Queensland | Shoulder | Coincident | 2023 | POE50 | NA | 169.4902 | QLD Middle Ridge (Ergon) |  |  | FALSE | #N/A | #N/A | #N/A | #N/A | #N/A | #N/A | #N/A | #N/A | #N/A | #N/A
TRUE | QLD | QMRG | Middle Ridge (Ergon) | Energy Queensland | Shoulder | Non-coincident | 2023 | POE10 | NA | 221.4652 | QLD Middle Ridge (Ergon) |  |  | FALSE | #N/A | #N/A | #N/A | #N/A | #N/A | #N/A | #N/A | #N/A | #N/A | #N/A
TRUE | QLD | QMRG | Middle Ridge (Ergon) | Energy Queensland | Shoulder | Coincident | 2024 | POE10 | NA | 175.7755 | QLD Middle Ridge (Ergon) |  |  | FALSE | #N/A | #N/A | #N/A | #N/A | #N/A | #N/A | #N/A | #N/A | #N/A | #N/A
TRUE | QLD | QMRG | Middle Ridge (Ergon) | Energy Queensland | Shoulder | Coincident | 2024 | POE50 | NA | 173.3645 | QLD Middle Ridge (Ergon) |  |  | FALSE | #N/A | #N/A | #N/A | #N/A | #N/A | #N/A | #N/A | #N/A | #N/A | #N/A
TRUE | QLD | QMRG | Middle Ridge (Ergon) | Energy Queensland | Shoulder | Non-coincident | 2024 | POE10 | NA | 222.5218 | QLD Middle Ridge (Ergon) |  |  | FALSE | #N/A | #N/A | #N/A | #N/A | #N/A | #N/A | #N/A | #N/A | #N/A | #N/A
TRUE | QLD | QMRG | Middle Ridge (Ergon) | Energy Queensland | Shoulder | Coincident | 2025 | POE10 | NA | 177.1299 | QLD Middle Ridge (Ergon) |  |  | FALSE | #N/A | #N/A | #N/A | #N/A | #N/A | #N/A | #N/A | #N/A | #N/A | #N/A
TRUE | QLD | QMRG | Middle Ridge (Ergon) | Energy Queensland | Shoulder | Coincident | 2025 | POE50 | NA | 173.4263 | QLD Middle Ridge (Ergon) |  |  | FALSE | #N/A | #N/A | #N/A | #N/A | #N/A | #N/A | #N/A | #N/A | #N/A | #N/A
TRUE | QLD | QMRG | Middle Ridge (Ergon) | Energy Queensland | Shoulder | Non-coincident | 2025 | POE10 | NA | 223.5402 | QLD Middle Ridge (Ergon) |  |  | FALSE | #N/A | #N/A | #N/A | #N/A | #N/A | #N/A | #N/A | #N/A | #N/A | #N/A
TRUE | QLD | QMRG | Middle Ridge (Ergon) | Energy Queensland | Shoulder | Coincident | 2026 | POE10 | NA | 177.0818 | QLD Middle Ridge (Ergon) |  |  | FALSE | #N/A | #N/A | #N/A | #N/A | #N/A | #N/A | #N/A | #N/A | #N/A | #N/A
TRUE | QLD | QMRG | Middle Ridge (Ergon) | Energy Queensland | Shoulder | Coincident | 2026 | POE50 | NA | 174.3312 | QLD Middle Ridge (Ergon) |  |  | FALSE | #N/A | #N/A | #N/A | #N/A | #N/A | #N/A | #N/A | #N/A | #N/A | #N/A
TRUE | QLD | QMRG | Middle Ridge (Ergon) | Energy Queensland | Shoulder | Non-coincident | 2026 | POE10 | NA | 224.6384 | QLD Middle Ridge (Ergon) |  |  | FALSE | #N/A | #N/A | #N/A | #N/A | #N/A | #N/A | #N/A | #N/A | #N/A | #N/A
TRUE | QLD | QMRG | Middle Ridge (Ergon) | Energy Queensland | Shoulder | Coincident | 2027 | POE10 | NA | 177.3862 | QLD Middle Ridge (Ergon) |  |  | FALSE | #N/A | #N/A | #N/A | #N/A | #N/A | #N/A | #N/A | #N/A | #N/A | #N/A
TRUE | QLD | QMRG | Middle Ridge (Ergon) | Energy Queensland | Shoulder | Coincident | 2027 | POE50 | NA | 174.463 | QLD Middle Ridge (Ergon) |  |  | FALSE | #N/A | #N/A | #N/A | #N/A | #N/A | #N/A | #N/A | #N/A | #N/A | #N/A
TRUE | QLD | QMRG | Middle Ridge (Ergon) | Energy Queensland | Shoulder | Non-coincident | 2027 | POE10 | NA | 225.9641 | QLD Middle Ridge (Ergon) |  |  | FALSE | #N/A | #N/A | #N/A | #N/A | #N/A | #N/A | #N/A | #N/A | #N/A | #N/A
TRUE | QLD | QMRG | Middle Ridge (Ergon) | Energy Queensland | Shoulder | Coincident | 2028 | POE10 | NA | 178.0599 | QLD Middle Ridge (Ergon) |  |  | FALSE | #N/A | #N/A | #N/A | #N/A | #N/A | #N/A | #N/A | #N/A | #N/A | #N/A
TRUE | QLD | QMRG | Middle Ridge (Ergon) | Energy Queensland | Shoulder | Coincident | 2028 | POE50 | NA | 175.5654 | QLD Middle Ridge (Ergon) |  |  | FALSE | #N/A | #N/A | #N/A | #N/A | #N/A | #N/A | #N/A | #N/A | #N/A | #N/A
TRUE | QLD | QMRG | Middle Ridge (Ergon) | Energy Queensland | Shoulder | Non-coincident | 2028 | POE10 | NA | 227.6863 | QLD Middle Ridge (Ergon) |  |  | FALSE | #N/A | #N/A | #N/A | #N/A | #N/A | #N/A | #N/A | #N/A | #N/A | #N/A
TRUE | QLD | QMRG | Middle Ridge (Ergon) | Energy Queensland | Shoulder | Coincident | 2029 | POE10 | NA | 181.3894 | QLD Middle Ridge (Ergon) |  |  | FALSE | #N/A | #N/A | #N/A | #N/A | #N/A | #N/A | #N/A | #N/A | #N/A | #N/A
TRUE | QLD | QMRG | Middle Ridge (Ergon) | Energy Queensland | Shoulder | Coincident | 2029 | POE50 | NA | 177.8242 | QLD Middle Ridge (Ergon) |  |  | FALSE | #N/A | #N/A | #N/A | #N/A | #N/A | #N/A | #N/A | #N/A | #N/A | #N/A
TRUE | QLD | QMRG | Middle Ridge (Ergon) | Energy Queensland | Shoulder | Non-coincident | 2029 | POE10 | NA | 229.8029 | QLD Middle Ridge (Ergon) |  |  | FALSE | #N/A | #N/A | #N/A | #N/A | #N/A | #N/A | #N/A | #N/A | #N/A | #N/A
TRUE | QLD | QMRG | Middle Ridge (Ergon) | Energy Queensland | Shoulder | Coincident | 2030 | POE10 | NA | 183.2601 | QLD Middle Ridge (Ergon) |  |  | FALSE | #N/A | #N/A | #N/A | #N/A | #N/A | #N/A | #N/A | #N/A | #N/A | #N/A
TRUE | QLD | QMRG | Middle Ridge (Ergon) | Energy Queensland | Shoulder | Coincident | 2030 | POE50 | NA | 179.8821 | QLD Middle Ridge (Ergon) |  |  | FALSE | #N/A | #N/A | #N/A | #N/A | #N/A | #N/A | #N/A | #N/A | #N/A | #N/A
TRUE | QLD | QMRG | Middle Ridge (Ergon) | Energy Queensland | Shoulder | Non-coincident | 2030 | POE10 | NA | 232.1875 | QLD Middle Ridge (Ergon) |  |  | FALSE | #N/A | #N/A | #N/A | #N/A | #N/A | #N/A | #N/A | #N/A | #N/A | #N/A
TRUE | QLD | QMRG | Middle Ridge (Ergon) | Energy Queensland | Summer | Non-coincident | 2019 | BASEYEARPOE10 | NA | 277.5524 | QLD Middle Ridge (Ergon) |  |  | FALSE | #N/A | #N/A | #N/A | #N/A | #N/A | #N/A | #N/A | #N/A | #N/A | #N/A
TRUE | QLD | QMRG | Middle Ridge (Ergon) | Energy Queensland | Summer | Coincident | 2021 | POE10 | NA | 264.3277 | QLD Middle Ridge (Ergon) |  |  | FALSE | #N/A | #N/A | #N/A | #N/A | #N/A | #N/A | #N/A | #N/A | #N/A | #N/A
TRUE | QLD | QMRG | Middle Ridge (Ergon) | Energy Queensland | Summer | Coincident | 2021 | POE50 | NA | 240.4127 | QLD Middle Ridge (Ergon) |  |  | FALSE | #N/A | #N/A | #N/A | #N/A | #N/A | #N/A | #N/A | #N/A | #N/A | #N/A
TRUE | QLD | QMRG | Middle Ridge (Ergon) | Energy Queensland | Summer | Non-coincident | 2021 | POE10 | NA | 288.6157 | QLD Middle Ridge (Ergon) |  |  | FALSE | #N/A | #N/A | #N/A | #N/A | #N/A | #N/A | #N/A | #N/A | #N/A | #N/A
TRUE | QLD | QMRG | Middle Ridge (Ergon) | Energy Queensland | Summer | Coincident | 2022 | POE10 | NA | 270.0443 | QLD Middle Ridge (Ergon) |  |  | FALSE | #N/A | #N/A | #N/A | #N/A | #N/A | #N/A | #N/A | #N/A | #N/A | #N/A
TRUE | QLD | QMRG | Middle Ridge (Ergon) | Energy Queensland | Summer | Coincident | 2022 | POE50 | NA | 245.1931 | QLD Middle Ridge (Ergon) |  |  | FALSE | #N/A | #N/A | #N/A | #N/A | #N/A | #N/A | #N/A | #N/A | #N/A | #N/A
TRUE | QLD | QMRG | Middle Ridge (Ergon) | Energy Queensland | Summer | Non-coincident | 2022 | POE10 | NA | 289.5979 | QLD Middle Ridge (Ergon) |  |  | FALSE | #N/A | #N/A | #N/A | #N/A | #N/A | #N/A | #N/A | #N/A | #N/A | #N/A
TRUE | QLD | QMRG | Middle Ridge (Ergon) | Energy Queensland | Summer | Coincident | 2023 | POE10 | NA | 272.6384 | QLD Middle Ridge (Ergon) |  |  | FALSE | #N/A | #N/A | #N/A | #N/A | #N/A | #N/A | #N/A | #N/A | #N/A | #N/A
TRUE | QLD | QMRG | Middle Ridge (Ergon) | Energy Queensland | Summer | Coincident | 2023 | POE50 | NA | 246.9606 | QLD Middle Ridge (Ergon) |  |  | FALSE | #N/A | #N/A | #N/A | #N/A | #N/A | #N/A | #N/A | #N/A | #N/A | #N/A
TRUE | QLD | QMRG | Middle Ridge (Ergon) | Energy Queensland | Summer | Non-coincident | 2023 | POE10 | NA | 290.7785 | QLD Middle Ridge (Ergon) |  |  | FALSE | #N/A | #N/A | #N/A | #N/A | #N/A | #N/A | #N/A | #N/A | #N/A | #N/A
TRUE | QLD | QMRG | Middle Ridge (Ergon) | Energy Queensland | Summer | Coincident | 2024 | POE10 | NA | 276.9148 | QLD Middle Ridge (Ergon) |  |  | FALSE | #N/A | #N/A | #N/A | #N/A | #N/A | #N/A | #N/A | #N/A | #N/A | #N/A
TRUE | QLD | QMRG | Middle Ridge (Ergon) | Energy Queensland | Summer | Coincident | 2024 | POE50 | NA | 251.0387 | QLD Middle Ridge (Ergon) |  |  | FALSE | #N/A | #N/A | #N/A | #N/A | #N/A | #N/A | #N/A | #N/A | #N/A | #N/A
TRUE | QLD | QMRG | Middle Ridge (Ergon) | Energy Queensland | Summer | Non-coincident | 2024 | POE10 | NA | 291.9805 | QLD Middle Ridge (Ergon) |  |  | FALSE | #N/A | #N/A | #N/A | #N/A | #N/A | #N/A | #N/A | #N/A | #N/A | #N/A
TRUE | QLD | QMRG | Middle Ridge (Ergon) | Energy Queensland | Summer | Coincident | 2025 | POE10 | NA | 276.806 | QLD Middle Ridge (Ergon) |  |  | FALSE | #N/A | #N/A | #N/A | #N/A | #N/A | #N/A | #N/A | #N/A | #N/A | #N/A
TRUE | QLD | QMRG | Middle Ridge (Ergon) | Energy Queensland | Summer | Coincident | 2025 | POE50 | NA | 252.2044 | QLD Middle Ridge (Ergon) |  |  | FALSE | #N/A | #N/A | #N/A | #N/A | #N/A | #N/A | #N/A | #N/A | #N/A | #N/A
TRUE | QLD | QMRG | Middle Ridge (Ergon) | Energy Queensland | Summer | Non-coincident | 2025 | POE10 | NA | 293.2383 | QLD Middle Ridge (Ergon) |  |  | FALSE | #N/A | #N/A | #N/A | #N/A | #N/A | #N/A | #N/A | #N/A | #N/A | #N/A
TRUE | QLD | QMRG | Middle Ridge (Ergon) | Energy Queensland | Summer | Coincident | 2026 | POE10 | NA | 279.2572 | QLD Middle Ridge (Ergon) |  |  | FALSE | #N/A | #N/A | #N/A | #N/A | #N/A | #N/A | #N/A | #N/A | #N/A | #N/A
TRUE | QLD | QMRG | Middle Ridge (Ergon) | Energy Queensland | Summer | Coincident | 2026 | POE50 | NA | 253.5763 | QLD Middle Ridge (Ergon) |  |  | FALSE | #N/A | #N/A | #N/A | #N/A | #N/A | #N/A | #N/A | #N/A | #N/A | #N/A
TRUE | QLD | QMRG | Middle Ridge (Ergon) | Energy Queensland | Summer | Non-coincident | 2026 | POE10 | NA | 294.601 | QLD Middle Ridge (Ergon) |  |  | FALSE | #N/A | #N/A | #N/A | #N/A | #N/A | #N/A | #N/A | #N/A | #N/A | #N/A
TRUE | QLD | QMRG | Middle Ridge (Ergon) | Energy Queensland | Summer | Coincident | 2027 | POE10 | NA | 278.6282 | QLD Middle Ridge (Ergon) |  |  | FALSE | #N/A | #N/A | #N/A | #N/A | #N/A | #N/A | #N/A | #N/A | #N/A | #N/A
TRUE | QLD | QMRG | Middle Ridge (Ergon) | Energy Queensland | Summer | Coincident | 2027 | POE50 | NA | 253.8928 | QLD Middle Ridge (Ergon) |  |  | FALSE | #N/A | #N/A | #N/A | #N/A | #N/A | #N/A | #N/A | #N/A | #N/A | #N/A
TRUE | QLD | QMRG | Middle Ridge (Ergon) | Energy Queensland | Summer | Non-coincident | 2027 | POE10 | NA | 296.282 | QLD Middle Ridge (Ergon) |  |  | FALSE | #N/A | #N/A | #N/A | #N/A | #N/A | #N/A | #N/A | #N/A | #N/A | #N/A
TRUE | QLD | QMRG | Middle Ridge (Ergon) | Energy Queensland | Summer | Coincident | 2028 | POE10 | NA | 280.6934 | QLD Middle Ridge (Ergon) |  |  | FALSE | #N/A | #N/A | #N/A | #N/A | #N/A | #N/A | #N/A | #N/A | #N/A | #N/A
TRUE | QLD | QMRG | Middle Ridge (Ergon) | Energy Queensland | Summer | Coincident | 2028 | POE50 | NA | 255.7055 | QLD Middle Ridge (Ergon) |  |  | FALSE | #N/A | #N/A | #N/A | #N/A | #N/A | #N/A | #N/A | #N/A | #N/A | #N/A
TRUE | QLD | QMRG | Middle Ridge (Ergon) | Energy Queensland | Summer | Non-coincident | 2028 | POE10 | NA | 298.3988 | QLD Middle Ridge (Ergon) |  |  | FALSE | #N/A | #N/A | #N/A | #N/A | #N/A | #N/A | #N/A | #N/A | #N/A | #N/A
TRUE | QLD | QMRG | Middle Ridge (Ergon) | Energy Queensland | Summer | Coincident | 2029 | POE10 | NA | 282.1685 | QLD Middle Ridge (Ergon) |  |  | FALSE | #N/A | #N/A | #N/A | #N/A | #N/A | #N/A | #N/A | #N/A | #N/A | #N/A
TRUE | QLD | QMRG | Middle Ridge (Ergon) | Energy Queensland | Summer | Coincident | 2029 | POE50 | NA | 258.262 | QLD Middle Ridge (Ergon) |  |  | FALSE | #N/A | #N/A | #N/A | #N/A | #N/A | #N/A | #N/A | #N/A | #N/A | #N/A
TRUE | QLD | QMRG | Middle Ridge (Ergon) | Energy Queensland | Summer | Non-coincident | 2029 | POE10 | NA | 300.8965 | QLD Middle Ridge (Ergon) |  |  | FALSE | #N/A | #N/A | #N/A | #N/A | #N/A | #N/A | #N/A | #N/A | #N/A | #N/A
TRUE | QLD | QMRG | Middle Ridge (Ergon) | Energy Queensland | Summer | Coincident | 2030 | POE10 | NA | 285.0455 | QLD Middle Ridge (Ergon) |  |  | FALSE | #N/A | #N/A | #N/A | #N/A | #N/A | #N/A | #N/A | #N/A | #N/A | #N/A
TRUE | QLD | QMRG | Middle Ridge (Ergon) | Energy Queensland | Summer | Coincident | 2030 | POE50 | NA | 259.6717 | QLD Middle Ridge (Ergon) |  |  | FALSE | #N/A | #N/A | #N/A | #N/A | #N/A | #N/A | #N/A | #N/A | #N/A | #N/A
TRUE | QLD | QMRG | Middle Ridge (Ergon) | Energy Queensland | Summer | Non-coincident | 2030 | POE10 | NA | 303.7697 | QLD Middle Ridge (Ergon) |  |  | FALSE | #N/A | #N/A | #N/A | #N/A | #N/A | #N/A | #N/A | #N/A | #N/A | #N/A
TRUE | QLD | QMRG | Middle Ridge (Ergon) | Energy Queensland | Winter | Non-coincident | 2019 | BASEYEARPOE10 | NA | 269.3866 | QLD Middle Ridge (Ergon) |  |  | FALSE | #N/A | #N/A | #N/A | #N/A | #N/A | #N/A | #N/A | #N/A | #N/A | #N/A
TRUE | QLD | QMRG | Middle Ridge (Ergon) | Energy Queensland | Winter | Coincident | 2020 | POE10 | NA | 260.8046 | QLD Middle Ridge (Ergon) |  |  | FALSE | #N/A | #N/A | #N/A | #N/A | #N/A | #N/A | #N/A | #N/A | #N/A | #N/A
TRUE | QLD | QMRG | Middle Ridge (Ergon) | Energy Queensland | Winter | Coincident | 2020 | POE50 | NA | 247.1469 | QLD Middle Ridge (Ergon) |  |  | FALSE | #N/A | #N/A | #N/A | #N/A | #N/A | #N/A | #N/A | #N/A | #N/A | #N/A
TRUE | QLD | QMRG | Middle Ridge (Ergon) | Energy Queensland | Winter | Non-coincident | 2020 | POE10 | NA | 270.2724 | QLD Middle Ridge (Ergon) |  |  | FALSE | #N/A | #N/A | #N/A | #N/A | #N/A | #N/A | #N/A | #N/A | #N/A | #N/A
TRUE | QLD | QMRG | Middle Ridge (Ergon) | Energy Queensland | Winter | Coincident | 2021 | POE10 | NA | 259.5421 | QLD Middle Ridge (Ergon) |  |  | FALSE | #N/A | #N/A | #N/A | #N/A | #N/A | #N/A | #N/A | #N/A | #N/A | #N/A
TRUE | QLD | QMRG | Middle Ridge (Ergon) | Energy Queensland | Winter | Coincident | 2021 | POE50 | NA | 245.8818 | QLD Middle Ridge (Ergon) |  |  | FALSE | #N/A | #N/A | #N/A | #N/A | #N/A | #N/A | #N/A | #N/A | #N/A | #N/A
TRUE | QLD | QMRG | Middle Ridge (Ergon) | Energy Queensland | Winter | Non-coincident | 2021 | POE10 | NA | 271.2426 | QLD Middle Ridge (Ergon) |  |  | FALSE | #N/A | #N/A | #N/A | #N/A | #N/A | #N/A | #N/A | #N/A | #N/A | #N/A
TRUE | QLD | QMRG | Middle Ridge (Ergon) | Energy Queensland | Winter | Coincident | 2022 | POE10 | NA | 266.6051 | QLD Middle Ridge (Ergon) |  |  | FALSE | #N/A | #N/A | #N/A | #N/A | #N/A | #N/A | #N/A | #N/A | #N/A | #N/A
TRUE | QLD | QMRG | Middle Ridge (Ergon) | Energy Queensland | Winter | Coincident | 2022 | POE50 | NA | 252.6124 | QLD Middle Ridge (Ergon) |  |  | FALSE | #N/A | #N/A | #N/A | #N/A | #N/A | #N/A | #N/A | #N/A | #N/A | #N/A
TRUE | QLD | QMRG | Middle Ridge (Ergon) | Energy Queensland | Winter | Non-coincident | 2022 | POE10 | NA | 272.5922 | QLD Middle Ridge (Ergon) |  |  | FALSE | #N/A | #N/A | #N/A | #N/A | #N/A | #N/A | #N/A | #N/A | #N/A | #N/A
TRUE | QLD | QMRG | Middle Ridge (Ergon) | Energy Queensland | Winter | Coincident | 2023 | POE10 | NA | 270.4215 | QLD Middle Ridge (Ergon) |  |  | FALSE | #N/A | #N/A | #N/A | #N/A | #N/A | #N/A | #N/A | #N/A | #N/A | #N/A
TRUE | QLD | QMRG | Middle Ridge (Ergon) | Energy Queensland | Winter | Coincident | 2023 | POE50 | NA | 255.9833 | QLD Middle Ridge (Ergon) |  |  | FALSE | #N/A | #N/A | #N/A | #N/A | #N/A | #N/A | #N/A | #N/A | #N/A | #N/A
TRUE | QLD | QMRG | Middle Ridge (Ergon) | Energy Queensland | Winter | Non-coincident | 2023 | POE10 | NA | 273.9637 | QLD Middle Ridge (Ergon) |  |  | FALSE | #N/A | #N/A | #N/A | #N/A | #N/A | #N/A | #N/A | #N/A | #N/A | #N/A
TRUE | QLD | QMRG | Middle Ridge (Ergon) | Energy Queensland | Winter | Coincident | 2024 | POE10 | NA | 275.6725 | QLD Middle Ridge (Ergon) |  |  | FALSE | #N/A | #N/A | #N/A | #N/A | #N/A | #N/A | #N/A | #N/A | #N/A | #N/A
TRUE | QLD | QMRG | Middle Ridge (Ergon) | Energy Queensland | Winter | Coincident | 2024 | POE50 | NA | 259.9425 | QLD Middle Ridge (Ergon) |  |  | FALSE | #N/A | #N/A | #N/A | #N/A | #N/A | #N/A | #N/A | #N/A | #N/A | #N/A
TRUE | QLD | QMRG | Middle Ridge (Ergon) | Energy Queensland | Winter | Non-coincident | 2024 | POE10 | NA | 275.6725 | QLD Middle Ridge (Ergon) |  |  | FALSE | #N/A | #N/A | #N/A | #N/A | #N/A | #N/A | #N/A | #N/A | #N/A | #N/A
TRUE | QLD | QMRG | Middle Ridge (Ergon) | Energy Queensland | Winter | Coincident | 2025 | POE10 | NA | 276.0239 | QLD Middle Ridge (Ergon) |  |  | FALSE | #N/A | #N/A | #N/A | #N/A | #N/A | #N/A | #N/A | #N/A | #N/A | #N/A
TRUE | QLD | QMRG | Middle Ridge (Ergon) | Energy Queensland | Winter | Coincident | 2025 | POE50 | NA | 260.8249 | QLD Middle Ridge (Ergon) |  |  | FALSE | #N/A | #N/A | #N/A | #N/A | #N/A | #N/A | #N/A | #N/A | #N/A | #N/A
TRUE | QLD | QMRG | Middle Ridge (Ergon) | Energy Queensland | Winter | Non-coincident | 2025 | POE10 | NA | 276.379 | QLD Middle Ridge (Ergon) |  |  | FALSE | #N/A | #N/A | #N/A | #N/A | #N/A | #N/A | #N/A | #N/A | #N/A | #N/A
TRUE | QLD | QMRG | Middle Ridge (Ergon) | Energy Queensland | Winter | Coincident | 2026 | POE10 | NA | 277.099 | QLD Middle Ridge (Ergon) |  |  | FALSE | #N/A | #N/A | #N/A | #N/A | #N/A | #N/A | #N/A | #N/A | #N/A | #N/A
TRUE | QLD | QMRG | Middle Ridge (Ergon) | Energy Queensland | Winter | Coincident | 2026 | POE50 | NA | 262.328 | QLD Middle Ridge (Ergon) |  |  | FALSE | #N/A | #N/A | #N/A | #N/A | #N/A | #N/A | #N/A | #N/A | #N/A | #N/A
TRUE | QLD | QMRG | Middle Ridge (Ergon) | Energy Queensland | Winter | Non-coincident | 2026 | POE10 | NA | 277.6426 | QLD Middle Ridge (Ergon) |  |  | FALSE | #N/A | #N/A | #N/A | #N/A | #N/A | #N/A | #N/A | #N/A | #N/A | #N/A
TRUE | QLD | QMRG | Middle Ridge (Ergon) | Energy Queensland | Winter | Coincident | 2027 | POE10 | NA | 278.2681 | QLD Middle Ridge (Ergon) |  |  | FALSE | #N/A | #N/A | #N/A | #N/A | #N/A | #N/A | #N/A | #N/A | #N/A | #N/A
TRUE | QLD | QMRG | Middle Ridge (Ergon) | Energy Queensland | Winter | Coincident | 2027 | POE50 | NA | 263.4572 | QLD Middle Ridge (Ergon) |  |  | FALSE | #N/A | #N/A | #N/A | #N/A | #N/A | #N/A | #N/A | #N/A | #N/A | #N/A
TRUE | QLD | QMRG | Middle Ridge (Ergon) | Energy Queensland | Winter | Non-coincident | 2027 | POE10 | NA | 279.0845 | QLD Middle Ridge (Ergon) |  |  | FALSE | #N/A | #N/A | #N/A | #N/A | #N/A | #N/A | #N/A | #N/A | #N/A | #N/A
TRUE | QLD | QMRG | Middle Ridge (Ergon) | Energy Queensland | Winter | Coincident | 2028 | POE10 | NA | 282.997 | QLD Middle Ridge (Ergon) |  |  | FALSE | #N/A | #N/A | #N/A | #N/A | #N/A | #N/A | #N/A | #N/A | #N/A | #N/A
TRUE | QLD | QMRG | Middle Ridge (Ergon) | Energy Queensland | Winter | Coincident | 2028 | POE50 | NA | 265.8749 | QLD Middle Ridge (Ergon) |  |  | FALSE | #N/A | #N/A | #N/A | #N/A | #N/A | #N/A | #N/A | #N/A | #N/A | #N/A
TRUE | QLD | QMRG | Middle Ridge (Ergon) | Energy Queensland | Winter | Non-coincident | 2028 | POE10 | NA | 282.997 | QLD Middle Ridge (Ergon) |  |  | FALSE | #N/A | #N/A | #N/A | #N/A | #N/A | #N/A | #N/A | #N/A | #N/A | #N/A
TRUE | QLD | QMRG | Middle Ridge (Ergon) | Energy Queensland | Winter | Coincident | 2029 | POE10 | NA | 283.5743 | QLD Middle Ridge (Ergon) |  |  | FALSE | #N/A | #N/A | #N/A | #N/A | #N/A | #N/A | #N/A | #N/A | #N/A | #N/A
TRUE | QLD | QMRG | Middle Ridge (Ergon) | Energy Queensland | Winter | Coincident | 2029 | POE50 | NA | 267.8307 | QLD Middle Ridge (Ergon) |  |  | FALSE | #N/A | #N/A | #N/A | #N/A | #N/A | #N/A | #N/A | #N/A | #N/A | #N/A
TRUE | QLD | QMRG | Middle Ridge (Ergon) | Energy Queensland | Winter | Non-coincident | 2029 | POE10 | NA | 283.5743 | QLD Middle Ridge (Ergon) |  |  | FALSE | #N/A | #N/A | #N/A | #N/A | #N/A | #N/A | #N/A | #N/A | #N/A | #N/A
TRUE | QLD | QMRH | Moranbah 132 | Energy Queensland | Shoulder | Coincident | 2017 | ACTUAL_OPG | 26.1874 | 34.3423 | QLD Moranbah 132 |  |  | FALSE | #N/A | #N/A | #N/A | #N/A | #N/A | #N/A | #N/A | #N/A | #N/A | #N/A
TRUE | QLD | QMRH | Moranbah 132 | Energy Queensland | Shoulder | Coincident | 2017 | ACTUAL_RAW | 26.1874 | 34.3423 | QLD Moranbah 132 |  |  | FALSE | #N/A | #N/A | #N/A | #N/A | #N/A | #N/A | #N/A | #N/A | #N/A | #N/A
TRUE | QLD | QMRH | Moranbah 132 | Energy Queensland | Shoulder | Non-coincident | 2017 | ACTUAL_RAW | -0.002256 | 41.6042 | QLD Moranbah 132 |  |  | FALSE | #N/A | #N/A | #N/A | #N/A | #N/A | #N/A | #N/A | #N/A | #N/A | #N/A
TRUE | QLD | QMRH | Moranbah 132 | Energy Queensland | Shoulder | Non-coincident | 2017 | ACTUAL_OPG | -0.002256 | 41.6042 | QLD Moranbah 132 |  |  | FALSE | #N/A | #N/A | #N/A | #N/A | #N/A | #N/A | #N/A | #N/A | #N/A | #N/A
TRUE | QLD | QMRH | Moranbah 132 | Energy Queensland | Shoulder | Non-coincident | 2017 | ACTUAL_ADJUSTEDOPG | -0.002256 | 41.6042 | QLD Moranbah 132 |  |  | FALSE | #N/A | #N/A | #N/A | #N/A | #N/A | #N/A | #N/A | #N/A | #N/A | #N/A
TRUE | QLD | QMRH | Moranbah 132 | Energy Queensland | Shoulder | Coincident | 2018 | ACTUAL_OPG | 24.7733 | 28.8126 | QLD Moranbah 132 |  |  | FALSE | #N/A | #N/A | #N/A | #N/A | #N/A | #N/A | #N/A | #N/A | #N/A | #N/A
TRUE | QLD | QMRH | Moranbah 132 | Energy Queensland | Shoulder | Coincident | 2018 | ACTUAL_RAW | 24.7733 | 28.8126 | QLD Moranbah 132 |  |  | FALSE | #N/A | #N/A | #N/A | #N/A | #N/A | #N/A | #N/A | #N/A | #N/A | #N/A
TRUE | QLD | QMRH | Moranbah 132 | Energy Queensland | Shoulder | Non-coincident | 2018 | ACTUAL_RAW | 15.7159 | 43.8187 | QLD Moranbah 132 |  |  | FALSE | #N/A | #N/A | #N/A | #N/A | #N/A | #N/A | #N/A | #N/A | #N/A | #N/A
TRUE | QLD | QMRH | Moranbah 132 | Energy Queensland | Shoulder | Non-coincident | 2018 | ACTUAL_OPG | 15.7159 | 43.8187 | QLD Moranbah 132 |  |  | FALSE | #N/A | #N/A | #N/A | #N/A | #N/A | #N/A | #N/A | #N/A | #N/A | #N/A
TRUE | QLD | QMRH | Moranbah 132 | Energy Queensland | Shoulder | Non-coincident | 2018 | ACTUAL_ADJUSTEDOPG | 15.7159 | 43.8187 | QLD Moranbah 132 |  |  | FALSE | #N/A | #N/A | #N/A | #N/A | #N/A | #N/A | #N/A | #N/A | #N/A | #N/A
TRUE | QLD | QMRH | Moranbah 132 | Energy Queensland | Shoulder | Coincident | 2019 | ACTUAL_OPG | 28.0768 | 33.1874 | QLD Moranbah 132 |  |  | FALSE | #N/A | #N/A | #N/A | #N/A | #N/A | #N/A | #N/A | #N/A | #N/A | #N/A
TRUE | QLD | QMRH | Moranbah 132 | Energy Queensland | Shoulder | Coincident | 2019 | ACTUAL_RAW | 28.0768 | 33.1874 | QLD Moranbah 132 |  |  | FALSE | #N/A | #N/A | #N/A | #N/A | #N/A | #N/A | #N/A | #N/A | #N/A | #N/A
TRUE | QLD | QMRH | Moranbah 132 | Energy Queensland | Shoulder | Non-coincident | 2019 | ACTUAL_RAW | 8.8066 | 42.8848 | QLD Moranbah 132 |  |  | FALSE | #N/A | #N/A | #N/A | #N/A | #N/A | #N/A | #N/A | #N/A | #N/A | #N/A
TRUE | QLD | QMRH | Moranbah 132 | Energy Queensland | Shoulder | Non-coincident | 2019 | ACTUAL_OPG | 8.8066 | 42.8848 | QLD Moranbah 132 |  |  | FALSE | #N/A | #N/A | #N/A | #N/A | #N/A | #N/A | #N/A | #N/A | #N/A | #N/A
TRUE | QLD | QMRH | Moranbah 132 | Energy Queensland | Shoulder | Non-coincident | 2019 | ACTUAL_ADJUSTEDOPG | 8.8066 | 42.8848 | QLD Moranbah 132 |  |  | FALSE | #N/A | #N/A | #N/A | #N/A | #N/A | #N/A | #N/A | #N/A | #N/A | #N/A
TRUE | QLD | QMRH | Moranbah 132 | Energy Queensland | Shoulder | Non-coincident | 2019 | BASEYEARPOE90 | 20.9415 | NA | QLD Moranbah 132 |  |  | FALSE | #N/A | #N/A | #N/A | #N/A | #N/A | #N/A | #N/A | #N/A | #N/A | #N/A
TRUE | QLD | QMRH | Moranbah 132 | Energy Queensland | Shoulder | Non-coincident | 2019 | BASEYEARPOE50 | 21.7837 | 37.9367 | QLD Moranbah 132 |  |  | FALSE | #N/A | #N/A | #N/A | #N/A | #N/A | #N/A | #N/A | #N/A | #N/A | #N/A
TRUE | QLD | QMRH | Moranbah 132 | Energy Queensland | Shoulder | Coincident | 2020 | ACTUAL_OPG | 36.927 | 36.9263 | QLD Moranbah 132 |  |  | FALSE | #N/A | #N/A | #N/A | #N/A | #N/A | #N/A | #N/A | #N/A | #N/A | #N/A
TRUE | QLD | QMRH | Moranbah 132 | Energy Queensland | Shoulder | Coincident | 2020 | ACTUAL_RAW | 36.927 | 36.9263 | QLD Moranbah 132 |  |  | FALSE | #N/A | #N/A | #N/A | #N/A | #N/A | #N/A | #N/A | #N/A | #N/A | #N/A
TRUE | QLD | QMRH | Moranbah 132 | Energy Queensland | Shoulder | Non-coincident | 2020 | ACTUAL_RAW | 20.0052 | 44.5962 | QLD Moranbah 132 |  |  | FALSE | #N/A | #N/A | #N/A | #N/A | #N/A | #N/A | #N/A | #N/A | #N/A | #N/A
TRUE | QLD | QMRH | Moranbah 132 | Energy Queensland | Shoulder | Non-coincident | 2020 | ACTUAL_OPG | 20.0052 | 44.5962 | QLD Moranbah 132 |  |  | FALSE | #N/A | #N/A | #N/A | #N/A | #N/A | #N/A | #N/A | #N/A | #N/A | #N/A
TRUE | QLD | QMRH | Moranbah 132 | Energy Queensland | Shoulder | Non-coincident | 2020 | ACTUAL_ADJUSTEDOPG | 20.0052 | 44.5962 | QLD Moranbah 132 |  |  | FALSE | #N/A | #N/A | #N/A | #N/A | #N/A | #N/A | #N/A | #N/A | #N/A | #N/A
TRUE | QLD | QMRH | Moranbah 132 | Energy Queensland | Shoulder | Coincident_unreconciled | 2021 | POE50 | 33 | NA | QLD Moranbah 132 |  |  | FALSE | #N/A | #N/A | #N/A | #N/A | #N/A | #N/A | #N/A | #N/A | #N/A | #N/A
TRUE | QLD | QMRH | Moranbah 132 | Energy Queensland | Shoulder | Coincident_unreconciled | 2021 | POE90 | 18.2731 | NA | QLD Moranbah 132 |  |  | FALSE | #N/A | #N/A | #N/A | #N/A | #N/A | #N/A | #N/A | #N/A | #N/A | #N/A
TRUE | QLD | QMRH | Moranbah 132 | Energy Queensland | Shoulder | Non-coincident | 2021 | POE50 | 15.2267 | 42.5377 | QLD Moranbah 132 |  |  | FALSE | #N/A | #N/A | #N/A | #N/A | #N/A | #N/A | #N/A | #N/A | #N/A | #N/A
TRUE | QLD | QMRH | Moranbah 132 | Energy Queensland | Shoulder | Non-coincident | 2021 | POE90 | 10.6694 | NA | QLD Moranbah 132 |  |  | FALSE | #N/A | #N/A | #N/A | #N/A | #N/A | #N/A | #N/A | #N/A | #N/A | #N/A
TRUE | QLD | QMRH | Moranbah 132 | Energy Queensland | Shoulder | Coincident_unreconciled | 2022 | POE50 | 32.7478 | NA | QLD Moranbah 132 |  |  | FALSE | #N/A | #N/A | #N/A | #N/A | #N/A | #N/A | #N/A | #N/A | #N/A | #N/A
TRUE | QLD | QMRH | Moranbah 132 | Energy Queensland | Shoulder | Coincident_unreconciled | 2022 | POE90 | 18.0098 | NA | QLD Moranbah 132 |  |  | FALSE | #N/A | #N/A | #N/A | #N/A | #N/A | #N/A | #N/A | #N/A | #N/A | #N/A
TRUE | QLD | QMRH | Moranbah 132 | Energy Queensland | Shoulder | Non-coincident | 2022 | POE50 | 15.2053 | 49.6283 | QLD Moranbah 132 |  |  | FALSE | #N/A | #N/A | #N/A | #N/A | #N/A | #N/A | #N/A | #N/A | #N/A | #N/A
TRUE | QLD | QMRH | Moranbah 132 | Energy Queensland | Shoulder | Non-coincident | 2022 | POE90 | 10.6463 | NA | QLD Moranbah 132 |  |  | FALSE | #N/A | #N/A | #N/A | #N/A | #N/A | #N/A | #N/A | #N/A | #N/A | #N/A
TRUE | QLD | QMRH | Moranbah 132 | Energy Queensland | Shoulder | Coincident_unreconciled | 2023 | POE50 | 32.7317 | NA | QLD Moranbah 132 |  |  | FALSE | #N/A | #N/A | #N/A | #N/A | #N/A | #N/A | #N/A | #N/A | #N/A | #N/A
TRUE | QLD | QMRH | Moranbah 132 | Energy Queensland | Shoulder | Coincident_unreconciled | 2023 | POE90 | 17.9662 | NA | QLD Moranbah 132 |  |  | FALSE | #N/A | #N/A | #N/A | #N/A | #N/A | #N/A | #N/A | #N/A | #N/A | #N/A
TRUE | QLD | QMRH | Moranbah 132 | Energy Queensland | Shoulder | Non-coincident | 2023 | POE50 | 15.2395 | 56.855 | QLD Moranbah 132 |  |  | FALSE | #N/A | #N/A | #N/A | #N/A | #N/A | #N/A | #N/A | #N/A | #N/A | #N/A
TRUE | QLD | QMRH | Moranbah 132 | Energy Queensland | Shoulder | Non-coincident | 2023 | POE90 | 10.6763 | NA | QLD Moranbah 132 |  |  | FALSE | #N/A | #N/A | #N/A | #N/A | #N/A | #N/A | #N/A | #N/A | #N/A | #N/A
TRUE | QLD | QMRH | Moranbah 132 | Energy Queensland | Shoulder | Coincident_unreconciled | 2024 | POE50 | 32.636 | NA | QLD Moranbah 132 |  |  | FALSE | #N/A | #N/A | #N/A | #N/A | #N/A | #N/A | #N/A | #N/A | #N/A | #N/A
TRUE | QLD | QMRH | Moranbah 132 | Energy Queensland | Shoulder | Coincident_unreconciled | 2024 | POE90 | 17.8705 | NA | QLD Moranbah 132 |  |  | FALSE | #N/A | #N/A | #N/A | #N/A | #N/A | #N/A | #N/A | #N/A | #N/A | #N/A
TRUE | QLD | QMRH | Moranbah 132 | Energy Queensland | Shoulder | Non-coincident | 2024 | POE50 | 15.2258 | 56.855 | QLD Moranbah 132 |  |  | FALSE | #N/A | #N/A | #N/A | #N/A | #N/A | #N/A | #N/A | #N/A | #N/A | #N/A
TRUE | QLD | QMRH | Moranbah 132 | Energy Queensland | Shoulder | Non-coincident | 2024 | POE90 | 10.6626 | NA | QLD Moranbah 132 |  |  | FALSE | #N/A | #N/A | #N/A | #N/A | #N/A | #N/A | #N/A | #N/A | #N/A | #N/A
TRUE | QLD | QMRH | Moranbah 132 | Energy Queensland | Shoulder | Coincident_unreconciled | 2025 | POE50 | 32.6361 | NA | QLD Moranbah 132 |  |  | FALSE | #N/A | #N/A | #N/A | #N/A | #N/A | #N/A | #N/A | #N/A | #N/A | #N/A
TRUE | QLD | QMRH | Moranbah 132 | Energy Queensland | Shoulder | Coincident_unreconciled | 2025 | POE90 | 17.8707 | NA | QLD Moranbah 132 |  |  | FALSE | #N/A | #N/A | #N/A | #N/A | #N/A | #N/A | #N/A | #N/A | #N/A | #N/A
TRUE | QLD | QMRH | Moranbah 132 | Energy Queensland | Shoulder | Non-coincident | 2025 | POE50 | 15.2259 | 56.8549 | QLD Moranbah 132 |  |  | FALSE | #N/A | #N/A | #N/A | #N/A | #N/A | #N/A | #N/A | #N/A | #N/A | #N/A
TRUE | QLD | QMRH | Moranbah 132 | Energy Queensland | Shoulder | Non-coincident | 2025 | POE90 | 10.6627 | NA | QLD Moranbah 132 |  |  | FALSE | #N/A | #N/A | #N/A | #N/A | #N/A | #N/A | #N/A | #N/A | #N/A | #N/A
TRUE | QLD | QMRH | Moranbah 132 | Energy Queensland | Shoulder | Coincident_unreconciled | 2026 | POE50 | 32.6364 | NA | QLD Moranbah 132 |  |  | FALSE | #N/A | #N/A | #N/A | #N/A | #N/A | #N/A | #N/A | #N/A | #N/A | #N/A
TRUE | QLD | QMRH | Moranbah 132 | Energy Queensland | Shoulder | Coincident_unreconciled | 2026 | POE90 | 17.8709 | NA | QLD Moranbah 132 |  |  | FALSE | #N/A | #N/A | #N/A | #N/A | #N/A | #N/A | #N/A | #N/A | #N/A | #N/A
TRUE | QLD | QMRH | Moranbah 132 | Energy Queensland | Shoulder | Non-coincident | 2026 | POE50 | 15.2259 | 56.8549 | QLD Moranbah 132 |  |  | FALSE | #N/A | #N/A | #N/A | #N/A | #N/A | #N/A | #N/A | #N/A | #N/A | #N/A
TRUE | QLD | QMRH | Moranbah 132 | Energy Queensland | Shoulder | Non-coincident | 2026 | POE90 | 10.6627 | NA | QLD Moranbah 132 |  |  | FALSE | #N/A | #N/A | #N/A | #N/A | #N/A | #N/A | #N/A | #N/A | #N/A | #N/A
TRUE | QLD | QMRH | Moranbah 132 | Energy Queensland | Shoulder | Coincident_unreconciled | 2027 | POE50 | 32.6368 | NA | QLD Moranbah 132 |  |  | FALSE | #N/A | #N/A | #N/A | #N/A | #N/A | #N/A | #N/A | #N/A | #N/A | #N/A
TRUE | QLD | QMRH | Moranbah 132 | Energy Queensland | Shoulder | Coincident_unreconciled | 2027 | POE90 | 17.8713 | NA | QLD Moranbah 132 |  |  | FALSE | #N/A | #N/A | #N/A | #N/A | #N/A | #N/A | #N/A | #N/A | #N/A | #N/A
TRUE | QLD | QMRH | Moranbah 132 | Energy Queensland | Shoulder | Non-coincident | 2027 | POE50 | 15.226 | 56.8549 | QLD Moranbah 132 |  |  | FALSE | #N/A | #N/A | #N/A | #N/A | #N/A | #N/A | #N/A | #N/A | #N/A | #N/A
TRUE | QLD | QMRH | Moranbah 132 | Energy Queensland | Shoulder | Non-coincident | 2027 | POE90 | 10.6628 | NA | QLD Moranbah 132 |  |  | FALSE | #N/A | #N/A | #N/A | #N/A | #N/A | #N/A | #N/A | #N/A | #N/A | #N/A
TRUE | QLD | QMRH | Moranbah 132 | Energy Queensland | Shoulder | Coincident_unreconciled | 2028 | POE50 | 32.6373 | NA | QLD Moranbah 132 |  |  | FALSE | #N/A | #N/A | #N/A | #N/A | #N/A | #N/A | #N/A | #N/A | #N/A | #N/A
TRUE | QLD | QMRH | Moranbah 132 | Energy Queensland | Shoulder | Coincident_unreconciled | 2028 | POE90 | 17.8719 | NA | QLD Moranbah 132 |  |  | FALSE | #N/A | #N/A | #N/A | #N/A | #N/A | #N/A | #N/A | #N/A | #N/A | #N/A
TRUE | QLD | QMRH | Moranbah 132 | Energy Queensland | Shoulder | Non-coincident | 2028 | POE50 | 15.2261 | 56.8549 | QLD Moranbah 132 |  |  | FALSE | #N/A | #N/A | #N/A | #N/A | #N/A | #N/A | #N/A | #N/A | #N/A | #N/A
TRUE | QLD | QMRH | Moranbah 132 | Energy Queensland | Shoulder | Non-coincident | 2028 | POE90 | 10.6629 | NA | QLD Moranbah 132 |  |  | FALSE | #N/A | #N/A | #N/A | #N/A | #N/A | #N/A | #N/A | #N/A | #N/A | #N/A
TRUE | QLD | QMRH | Moranbah 132 | Energy Queensland | Shoulder | Coincident_unreconciled | 2029 | POE50 | 32.638 | NA | QLD Moranbah 132 |  |  | FALSE | #N/A | #N/A | #N/A | #N/A | #N/A | #N/A | #N/A | #N/A | #N/A | #N/A
TRUE | QLD | QMRH | Moranbah 132 | Energy Queensland | Shoulder | Coincident_unreconciled | 2029 | POE90 | 17.8725 | NA | QLD Moranbah 132 |  |  | FALSE | #N/A | #N/A | #N/A | #N/A | #N/A | #N/A | #N/A | #N/A | #N/A | #N/A
TRUE | QLD | QMRH | Moranbah 132 | Energy Queensland | Shoulder | Non-coincident | 2029 | POE50 | 15.2262 | 56.8549 | QLD Moranbah 132 |  |  | FALSE | #N/A | #N/A | #N/A | #N/A | #N/A | #N/A | #N/A | #N/A | #N/A | #N/A
TRUE | QLD | QMRH | Moranbah 132 | Energy Queensland | Shoulder | Non-coincident | 2029 | POE90 | 10.663 | NA | QLD Moranbah 132 |  |  | FALSE | #N/A | #N/A | #N/A | #N/A | #N/A | #N/A | #N/A | #N/A | #N/A | #N/A
TRUE | QLD | QMRH | Moranbah 132 | Energy Queensland | Shoulder | Coincident_unreconciled | 2030 | POE50 | 33.163 | NA | QLD Moranbah 132 |  |  | FALSE | #N/A | #N/A | #N/A | #N/A | #N/A | #N/A | #N/A | #N/A | #N/A | #N/A
TRUE | QLD | QMRH | Moranbah 132 | Energy Queensland | Shoulder | Coincident_unreconciled | 2030 | POE90 | 18.359 | NA | QLD Moranbah 132 |  |  | FALSE | #N/A | #N/A | #N/A | #N/A | #N/A | #N/A | #N/A | #N/A | #N/A | #N/A
TRUE | QLD | QMRH | Moranbah 132 | Energy Queensland | Shoulder | Non-coincident | 2030 | POE50 | 15.3522 | 57.1722 | QLD Moranbah 132 |  |  | FALSE | #N/A | #N/A | #N/A | #N/A | #N/A | #N/A | #N/A | #N/A | #N/A | #N/A
TRUE | QLD | QMRH | Moranbah 132 | Energy Queensland | Shoulder | Non-coincident | 2030 | POE90 | 10.7831 | NA | QLD Moranbah 132 |  |  | FALSE | #N/A | #N/A | #N/A | #N/A | #N/A | #N/A | #N/A | #N/A | #N/A | #N/A
TRUE | QLD | QMRH | Moranbah 132 | Energy Queensland | Summer | Coincident | 2017 | ACTUAL_OPG | 17.2975 | 28.441 | QLD Moranbah 132 |  |  | FALSE | #N/A | #N/A | #N/A | #N/A | #N/A | #N/A | #N/A | #N/A | #N/A | #N/A
TRUE | QLD | QMRH | Moranbah 132 | Energy Queensland | Summer | Coincident | 2017 | ACTUAL_RAW | 17.2975 | 28.441 | QLD Moranbah 132 |  |  | FALSE | #N/A | #N/A | #N/A | #N/A | #N/A | #N/A | #N/A | #N/A | #N/A | #N/A
TRUE | QLD | QMRH | Moranbah 132 | Energy Queensland | Summer | Non-coincident | 2017 | ACTUAL_RAW | 7.0815 | 39.9947 | QLD Moranbah 132 |  |  | FALSE | #N/A | #N/A | #N/A | #N/A | #N/A | #N/A | #N/A | #N/A | #N/A | #N/A
TRUE | QLD | QMRH | Moranbah 132 | Energy Queensland | Summer | Non-coincident | 2017 | ACTUAL_OPG | 7.0815 | 39.9947 | QLD Moranbah 132 |  |  | FALSE | #N/A | #N/A | #N/A | #N/A | #N/A | #N/A | #N/A | #N/A | #N/A | #N/A
TRUE | QLD | QMRH | Moranbah 132 | Energy Queensland | Summer | Non-coincident | 2017 | ACTUAL_ADJUSTEDOPG | 7.0815 | 39.9947 | QLD Moranbah 132 |  |  | FALSE | #N/A | #N/A | #N/A | #N/A | #N/A | #N/A | #N/A | #N/A | #N/A | #N/A
TRUE | QLD | QMRH | Moranbah 132 | Energy Queensland | Summer | Coincident | 2018 | ACTUAL_OPG | 22.5524 | 28.5972 | QLD Moranbah 132 |  |  | FALSE | #N/A | #N/A | #N/A | #N/A | #N/A | #N/A | #N/A | #N/A | #N/A | #N/A
TRUE | QLD | QMRH | Moranbah 132 | Energy Queensland | Summer | Coincident | 2018 | ACTUAL_RAW | 22.5524 | 28.5972 | QLD Moranbah 132 |  |  | FALSE | #N/A | #N/A | #N/A | #N/A | #N/A | #N/A | #N/A | #N/A | #N/A | #N/A
TRUE | QLD | QMRH | Moranbah 132 | Energy Queensland | Summer | Non-coincident | 2018 | ACTUAL_RAW | 11.9493 | 40.876 | QLD Moranbah 132 |  |  | FALSE | #N/A | #N/A | #N/A | #N/A | #N/A | #N/A | #N/A | #N/A | #N/A | #N/A
TRUE | QLD | QMRH | Moranbah 132 | Energy Queensland | Summer | Non-coincident | 2018 | ACTUAL_OPG | 11.9493 | 40.876 | QLD Moranbah 132 |  |  | FALSE | #N/A | #N/A | #N/A | #N/A | #N/A | #N/A | #N/A | #N/A | #N/A | #N/A
TRUE | QLD | QMRH | Moranbah 132 | Energy Queensland | Summer | Non-coincident | 2018 | ACTUAL_ADJUSTEDOPG | 11.9493 | 40.876 | QLD Moranbah 132 |  |  | FALSE | #N/A | #N/A | #N/A | #N/A | #N/A | #N/A | #N/A | #N/A | #N/A | #N/A
TRUE | QLD | QMRH | Moranbah 132 | Energy Queensland | Summer | Coincident | 2019 | ACTUAL_OPG | 11.0941 | 26.2113 | QLD Moranbah 132 |  |  | FALSE | #N/A | #N/A | #N/A | #N/A | #N/A | #N/A | #N/A | #N/A | #N/A | #N/A
TRUE | QLD | QMRH | Moranbah 132 | Energy Queensland | Summer | Coincident | 2019 | ACTUAL_RAW | 11.0941 | 26.2113 | QLD Moranbah 132 |  |  | FALSE | #N/A | #N/A | #N/A | #N/A | #N/A | #N/A | #N/A | #N/A | #N/A | #N/A
TRUE | QLD | QMRH | Moranbah 132 | Energy Queensland | Summer | Non-coincident | 2019 | ACTUAL_RAW | 8.8531 | 43.0289 | QLD Moranbah 132 |  |  | FALSE | #N/A | #N/A | #N/A | #N/A | #N/A | #N/A | #N/A | #N/A | #N/A | #N/A
TRUE | QLD | QMRH | Moranbah 132 | Energy Queensland | Summer | Non-coincident | 2019 | ACTUAL_OPG | 8.8531 | 43.0289 | QLD Moranbah 132 |  |  | FALSE | #N/A | #N/A | #N/A | #N/A | #N/A | #N/A | #N/A | #N/A | #N/A | #N/A
TRUE | QLD | QMRH | Moranbah 132 | Energy Queensland | Summer | Non-coincident | 2019 | ACTUAL_ADJUSTEDOPG | 8.8531 | 43.0289 | QLD Moranbah 132 |  |  | FALSE | #N/A | #N/A | #N/A | #N/A | #N/A | #N/A | #N/A | #N/A | #N/A | #N/A
TRUE | QLD | QMRH | Moranbah 132 | Energy Queensland | Summer | Non-coincident | 2019 | BASEYEARPOE90 | 16.4153 | NA | QLD Moranbah 132 |  |  | FALSE | #N/A | #N/A | #N/A | #N/A | #N/A | #N/A | #N/A | #N/A | #N/A | #N/A
TRUE | QLD | QMRH | Moranbah 132 | Energy Queensland | Summer | Non-coincident | 2019 | BASEYEARPOE50 | 20.3538 | 39.8944 | QLD Moranbah 132 |  |  | FALSE | #N/A | #N/A | #N/A | #N/A | #N/A | #N/A | #N/A | #N/A | #N/A | #N/A
TRUE | QLD | QMRH | Moranbah 132 | Energy Queensland | Summer | Coincident | 2020 | ACTUAL_OPG | 35.5191 | 27.9644 | QLD Moranbah 132 |  |  | FALSE | #N/A | #N/A | #N/A | #N/A | #N/A | #N/A | #N/A | #N/A | #N/A | #N/A
TRUE | QLD | QMRH | Moranbah 132 | Energy Queensland | Summer | Coincident | 2020 | ACTUAL_RAW | 35.5191 | 27.9644 | QLD Moranbah 132 |  |  | FALSE | #N/A | #N/A | #N/A | #N/A | #N/A | #N/A | #N/A | #N/A | #N/A | #N/A
TRUE | QLD | QMRH | Moranbah 132 | Energy Queensland | Summer | Non-coincident | 2020 | ACTUAL_RAW | 0 | 42.9316 | QLD Moranbah 132 |  |  | FALSE | #N/A | #N/A | #N/A | #N/A | #N/A | #N/A | #N/A | #N/A | #N/A | #N/A
TRUE | QLD | QMRH | Moranbah 132 | Energy Queensland | Summer | Non-coincident | 2020 | ACTUAL_OPG | 0 | 42.9316 | QLD Moranbah 132 |  |  | FALSE | #N/A | #N/A | #N/A | #N/A | #N/A | #N/A | #N/A | #N/A | #N/A | #N/A
TRUE | QLD | QMRH | Moranbah 132 | Energy Queensland | Summer | Non-coincident | 2020 | ACTUAL_ADJUSTEDOPG | 0 | 42.9316 | QLD Moranbah 132 |  |  | FALSE | #N/A | #N/A | #N/A | #N/A | #N/A | #N/A | #N/A | #N/A | #N/A | #N/A
TRUE | QLD | QMRH | Moranbah 132 | Energy Queensland | Summer | Coincident_unreconciled | 2021 | POE50 | 23 | NA | QLD Moranbah 132 |  |  | FALSE | #N/A | #N/A | #N/A | #N/A | #N/A | #N/A | #N/A | #N/A | #N/A | #N/A
TRUE | QLD | QMRH | Moranbah 132 | Energy Queensland | Summer | Coincident_unreconciled | 2021 | POE90 | 11.1312 | NA | QLD Moranbah 132 |  |  | FALSE | #N/A | #N/A | #N/A | #N/A | #N/A | #N/A | #N/A | #N/A | #N/A | #N/A
TRUE | QLD | QMRH | Moranbah 132 | Energy Queensland | Summer | Non-coincident | 2021 | POE50 | 14.4 | 43.8528 | QLD Moranbah 132 |  |  | FALSE | #N/A | #N/A | #N/A | #N/A | #N/A | #N/A | #N/A | #N/A | #N/A | #N/A
TRUE | QLD | QMRH | Moranbah 132 | Energy Queensland | Summer | Non-coincident | 2021 | POE90 | 10.4594 | NA | QLD Moranbah 132 |  |  | FALSE | #N/A | #N/A | #N/A | #N/A | #N/A | #N/A | #N/A | #N/A | #N/A | #N/A
TRUE | QLD | QMRH | Moranbah 132 | Energy Queensland | Summer | Coincident_unreconciled | 2022 | POE50 | 22.8197 | NA | QLD Moranbah 132 |  |  | FALSE | #N/A | #N/A | #N/A | #N/A | #N/A | #N/A | #N/A | #N/A | #N/A | #N/A
TRUE | QLD | QMRH | Moranbah 132 | Energy Queensland | Summer | Coincident_unreconciled | 2022 | POE90 | 10.8813 | NA | QLD Moranbah 132 |  |  | FALSE | #N/A | #N/A | #N/A | #N/A | #N/A | #N/A | #N/A | #N/A | #N/A | #N/A
TRUE | QLD | QMRH | Moranbah 132 | Energy Queensland | Summer | Non-coincident | 2022 | POE50 | 14.4169 | 50.9561 | QLD Moranbah 132 |  |  | FALSE | #N/A | #N/A | #N/A | #N/A | #N/A | #N/A | #N/A | #N/A | #N/A | #N/A
TRUE | QLD | QMRH | Moranbah 132 | Energy Queensland | Summer | Non-coincident | 2022 | POE90 | 10.3615 | NA | QLD Moranbah 132 |  |  | FALSE | #N/A | #N/A | #N/A | #N/A | #N/A | #N/A | #N/A | #N/A | #N/A | #N/A
TRUE | QLD | QMRH | Moranbah 132 | Energy Queensland | Summer | Coincident_unreconciled | 2023 | POE50 | 22.7342 | NA | QLD Moranbah 132 |  |  | FALSE | #N/A | #N/A | #N/A | #N/A | #N/A | #N/A | #N/A | #N/A | #N/A | #N/A
TRUE | QLD | QMRH | Moranbah 132 | Energy Queensland | Summer | Coincident_unreconciled | 2023 | POE90 | 10.622 | NA | QLD Moranbah 132 |  |  | FALSE | #N/A | #N/A | #N/A | #N/A | #N/A | #N/A | #N/A | #N/A | #N/A | #N/A
TRUE | QLD | QMRH | Moranbah 132 | Energy Queensland | Summer | Non-coincident | 2023 | POE50 | 14.4798 | 58.2143 | QLD Moranbah 132 |  |  | FALSE | #N/A | #N/A | #N/A | #N/A | #N/A | #N/A | #N/A | #N/A | #N/A | #N/A
TRUE | QLD | QMRH | Moranbah 132 | Energy Queensland | Summer | Non-coincident | 2023 | POE90 | 10.2599 | NA | QLD Moranbah 132 |  |  | FALSE | #N/A | #N/A | #N/A | #N/A | #N/A | #N/A | #N/A | #N/A | #N/A | #N/A
TRUE | QLD | QMRH | Moranbah 132 | Energy Queensland | Summer | Coincident_unreconciled | 2024 | POE50 | 22.6913 | NA | QLD Moranbah 132 |  |  | FALSE | #N/A | #N/A | #N/A | #N/A | #N/A | #N/A | #N/A | #N/A | #N/A | #N/A
TRUE | QLD | QMRH | Moranbah 132 | Energy Queensland | Summer | Coincident_unreconciled | 2024 | POE90 | 10.5791 | NA | QLD Moranbah 132 |  |  | FALSE | #N/A | #N/A | #N/A | #N/A | #N/A | #N/A | #N/A | #N/A | #N/A | #N/A
TRUE | QLD | QMRH | Moranbah 132 | Energy Queensland | Summer | Non-coincident | 2024 | POE50 | 14.4774 | 58.2143 | QLD Moranbah 132 |  |  | FALSE | #N/A | #N/A | #N/A | #N/A | #N/A | #N/A | #N/A | #N/A | #N/A | #N/A
TRUE | QLD | QMRH | Moranbah 132 | Energy Queensland | Summer | Non-coincident | 2024 | POE90 | 10.2431 | NA | QLD Moranbah 132 |  |  | FALSE | #N/A | #N/A | #N/A | #N/A | #N/A | #N/A | #N/A | #N/A | #N/A | #N/A
TRUE | QLD | QMRH | Moranbah 132 | Energy Queensland | Summer | Coincident_unreconciled | 2025 | POE50 | 22.6914 | NA | QLD Moranbah 132 |  |  | FALSE | #N/A | #N/A | #N/A | #N/A | #N/A | #N/A | #N/A | #N/A | #N/A | #N/A
TRUE | QLD | QMRH | Moranbah 132 | Energy Queensland | Summer | Coincident_unreconciled | 2025 | POE90 | 10.5792 | NA | QLD Moranbah 132 |  |  | FALSE | #N/A | #N/A | #N/A | #N/A | #N/A | #N/A | #N/A | #N/A | #N/A | #N/A
TRUE | QLD | QMRH | Moranbah 132 | Energy Queensland | Summer | Non-coincident | 2025 | POE50 | 14.4774 | 58.2143 | QLD Moranbah 132 |  |  | FALSE | #N/A | #N/A | #N/A | #N/A | #N/A | #N/A | #N/A | #N/A | #N/A | #N/A
TRUE | QLD | QMRH | Moranbah 132 | Energy Queensland | Summer | Non-coincident | 2025 | POE90 | 10.2431 | NA | QLD Moranbah 132 |  |  | FALSE | #N/A | #N/A | #N/A | #N/A | #N/A | #N/A | #N/A | #N/A | #N/A | #N/A
TRUE | QLD | QMRH | Moranbah 132 | Energy Queensland | Summer | Coincident_unreconciled | 2026 | POE50 | 22.6915 | NA | QLD Moranbah 132 |  |  | FALSE | #N/A | #N/A | #N/A | #N/A | #N/A | #N/A | #N/A | #N/A | #N/A | #N/A
TRUE | QLD | QMRH | Moranbah 132 | Energy Queensland | Summer | Coincident_unreconciled | 2026 | POE90 | 10.5794 | NA | QLD Moranbah 132 |  |  | FALSE | #N/A | #N/A | #N/A | #N/A | #N/A | #N/A | #N/A | #N/A | #N/A | #N/A
TRUE | QLD | QMRH | Moranbah 132 | Energy Queensland | Summer | Non-coincident | 2026 | POE50 | 14.4774 | 58.2142 | QLD Moranbah 132 |  |  | FALSE | #N/A | #N/A | #N/A | #N/A | #N/A | #N/A | #N/A | #N/A | #N/A | #N/A
TRUE | QLD | QMRH | Moranbah 132 | Energy Queensland | Summer | Non-coincident | 2026 | POE90 | 10.2432 | NA | QLD Moranbah 132 |  |  | FALSE | #N/A | #N/A | #N/A | #N/A | #N/A | #N/A | #N/A | #N/A | #N/A | #N/A
TRUE | QLD | QMRH | Moranbah 132 | Energy Queensland | Summer | Coincident_unreconciled | 2027 | POE50 | 22.6918 | NA | QLD Moranbah 132 |  |  | FALSE | #N/A | #N/A | #N/A | #N/A | #N/A | #N/A | #N/A | #N/A | #N/A | #N/A
TRUE | QLD | QMRH | Moranbah 132 | Energy Queensland | Summer | Coincident_unreconciled | 2027 | POE90 | 10.5796 | NA | QLD Moranbah 132 |  |  | FALSE | #N/A | #N/A | #N/A | #N/A | #N/A | #N/A | #N/A | #N/A | #N/A | #N/A
TRUE | QLD | QMRH | Moranbah 132 | Energy Queensland | Summer | Non-coincident | 2027 | POE50 | 14.4774 | 58.2142 | QLD Moranbah 132 |  |  | FALSE | #N/A | #N/A | #N/A | #N/A | #N/A | #N/A | #N/A | #N/A | #N/A | #N/A
TRUE | QLD | QMRH | Moranbah 132 | Energy Queensland | Summer | Non-coincident | 2027 | POE90 | 10.2433 | NA | QLD Moranbah 132 |  |  | FALSE | #N/A | #N/A | #N/A | #N/A | #N/A | #N/A | #N/A | #N/A | #N/A | #N/A
TRUE | QLD | QMRH | Moranbah 132 | Energy Queensland | Summer | Coincident_unreconciled | 2028 | POE50 | 22.6921 | NA | QLD Moranbah 132 |  |  | FALSE | #N/A | #N/A | #N/A | #N/A | #N/A | #N/A | #N/A | #N/A | #N/A | #N/A
TRUE | QLD | QMRH | Moranbah 132 | Energy Queensland | Summer | Coincident_unreconciled | 2028 | POE90 | 10.5799 | NA | QLD Moranbah 132 |  |  | FALSE | #N/A | #N/A | #N/A | #N/A | #N/A | #N/A | #N/A | #N/A | #N/A | #N/A
TRUE | QLD | QMRH | Moranbah 132 | Energy Queensland | Summer | Non-coincident | 2028 | POE50 | 14.4775 | 58.2142 | QLD Moranbah 132 |  |  | FALSE | #N/A | #N/A | #N/A | #N/A | #N/A | #N/A | #N/A | #N/A | #N/A | #N/A
TRUE | QLD | QMRH | Moranbah 132 | Energy Queensland | Summer | Non-coincident | 2028 | POE90 | 10.2434 | NA | QLD Moranbah 132 |  |  | FALSE | #N/A | #N/A | #N/A | #N/A | #N/A | #N/A | #N/A | #N/A | #N/A | #N/A
TRUE | QLD | QMRH | Moranbah 132 | Energy Queensland | Summer | Coincident_unreconciled | 2029 | POE50 | 22.6924 | NA | QLD Moranbah 132 |  |  | FALSE | #N/A | #N/A | #N/A | #N/A | #N/A | #N/A | #N/A | #N/A | #N/A | #N/A
TRUE | QLD | QMRH | Moranbah 132 | Energy Queensland | Summer | Coincident_unreconciled | 2029 | POE90 | 10.5803 | NA | QLD Moranbah 132 |  |  | FALSE | #N/A | #N/A | #N/A | #N/A | #N/A | #N/A | #N/A | #N/A | #N/A | #N/A
TRUE | QLD | QMRH | Moranbah 132 | Energy Queensland | Summer | Non-coincident | 2029 | POE50 | 14.4775 | 58.2142 | QLD Moranbah 132 |  |  | FALSE | #N/A | #N/A | #N/A | #N/A | #N/A | #N/A | #N/A | #N/A | #N/A | #N/A
TRUE | QLD | QMRH | Moranbah 132 | Energy Queensland | Summer | Non-coincident | 2029 | POE90 | 10.2435 | NA | QLD Moranbah 132 |  |  | FALSE | #N/A | #N/A | #N/A | #N/A | #N/A | #N/A | #N/A | #N/A | #N/A | #N/A
TRUE | QLD | QMRH | Moranbah 132 | Energy Queensland | Summer | Coincident_unreconciled | 2030 | POE50 | 22.9061 | NA | QLD Moranbah 132 |  |  | FALSE | #N/A | #N/A | #N/A | #N/A | #N/A | #N/A | #N/A | #N/A | #N/A | #N/A
TRUE | QLD | QMRH | Moranbah 132 | Energy Queensland | Summer | Coincident_unreconciled | 2030 | POE90 | 10.5506 | NA | QLD Moranbah 132 |  |  | FALSE | #N/A | #N/A | #N/A | #N/A | #N/A | #N/A | #N/A | #N/A | #N/A | #N/A
TRUE | QLD | QMRH | Moranbah 132 | Energy Queensland | Summer | Non-coincident | 2030 | POE50 | 14.5846 | 58.5757 | QLD Moranbah 132 |  |  | FALSE | #N/A | #N/A | #N/A | #N/A | #N/A | #N/A | #N/A | #N/A | #N/A | #N/A
TRUE | QLD | QMRH | Moranbah 132 | Energy Queensland | Summer | Non-coincident | 2030 | POE90 | 10.2319 | NA | QLD Moranbah 132 |  |  | FALSE | #N/A | #N/A | #N/A | #N/A | #N/A | #N/A | #N/A | #N/A | #N/A | #N/A
TRUE | QLD | QMRH | Moranbah 132 | Energy Queensland | Winter | Coincident | 2016 | ACTUAL_OPG | 21.1892 | 25.3687 | QLD Moranbah 132 |  |  | FALSE | #N/A | #N/A | #N/A | #N/A | #N/A | #N/A | #N/A | #N/A | #N/A | #N/A
TRUE | QLD | QMRH | Moranbah 132 | Energy Queensland | Winter | Coincident | 2016 | ACTUAL_RAW | 21.1892 | 25.3687 | QLD Moranbah 132 |  |  | FALSE | #N/A | #N/A | #N/A | #N/A | #N/A | #N/A | #N/A | #N/A | #N/A | #N/A
TRUE | QLD | QMRH | Moranbah 132 | Energy Queensland | Winter | Non-coincident | 2016 | ACTUAL_RAW | 12.9397 | 40.6214 | QLD Moranbah 132 |  |  | FALSE | #N/A | #N/A | #N/A | #N/A | #N/A | #N/A | #N/A | #N/A | #N/A | #N/A
TRUE | QLD | QMRH | Moranbah 132 | Energy Queensland | Winter | Non-coincident | 2016 | ACTUAL_OPG | 12.9397 | 40.6214 | QLD Moranbah 132 |  |  | FALSE | #N/A | #N/A | #N/A | #N/A | #N/A | #N/A | #N/A | #N/A | #N/A | #N/A
TRUE | QLD | QMRH | Moranbah 132 | Energy Queensland | Winter | Non-coincident | 2016 | ACTUAL_ADJUSTEDOPG | 12.9397 | 40.6214 | QLD Moranbah 132 |  |  | FALSE | #N/A | #N/A | #N/A | #N/A | #N/A | #N/A | #N/A | #N/A | #N/A | #N/A
TRUE | QLD | QMRH | Moranbah 132 | Energy Queensland | Winter | Coincident | 2017 | ACTUAL_OPG | 29.7362 | 34.7841 | QLD Moranbah 132 |  |  | FALSE | #N/A | #N/A | #N/A | #N/A | #N/A | #N/A | #N/A | #N/A | #N/A | #N/A
TRUE | QLD | QMRH | Moranbah 132 | Energy Queensland | Winter | Coincident | 2017 | ACTUAL_RAW | 29.7362 | 34.7841 | QLD Moranbah 132 |  |  | FALSE | #N/A | #N/A | #N/A | #N/A | #N/A | #N/A | #N/A | #N/A | #N/A | #N/A
TRUE | QLD | QMRH | Moranbah 132 | Energy Queensland | Winter | Non-coincident | 2017 | ACTUAL_RAW | 17.0269 | 38.8442 | QLD Moranbah 132 |  |  | FALSE | #N/A | #N/A | #N/A | #N/A | #N/A | #N/A | #N/A | #N/A | #N/A | #N/A
TRUE | QLD | QMRH | Moranbah 132 | Energy Queensland | Winter | Non-coincident | 2017 | ACTUAL_OPG | 17.0269 | 38.8442 | QLD Moranbah 132 |  |  | FALSE | #N/A | #N/A | #N/A | #N/A | #N/A | #N/A | #N/A | #N/A | #N/A | #N/A
TRUE | QLD | QMRH | Moranbah 132 | Energy Queensland | Winter | Non-coincident | 2017 | ACTUAL_ADJUSTEDOPG | 17.0269 | 38.8442 | QLD Moranbah 132 |  |  | FALSE | #N/A | #N/A | #N/A | #N/A | #N/A | #N/A | #N/A | #N/A | #N/A | #N/A
TRUE | QLD | QMRH | Moranbah 132 | Energy Queensland | Winter | Coincident | 2018 | ACTUAL_OPG | 38.7436 | 31.8863 | QLD Moranbah 132 |  |  | FALSE | #N/A | #N/A | #N/A | #N/A | #N/A | #N/A | #N/A | #N/A | #N/A | #N/A
TRUE | QLD | QMRH | Moranbah 132 | Energy Queensland | Winter | Coincident | 2018 | ACTUAL_RAW | 38.7436 | 31.8863 | QLD Moranbah 132 |  |  | FALSE | #N/A | #N/A | #N/A | #N/A | #N/A | #N/A | #N/A | #N/A | #N/A | #N/A
TRUE | QLD | QMRH | Moranbah 132 | Energy Queensland | Winter | Non-coincident | 2018 | ACTUAL_RAW | 20.8555 | 41.6038 | QLD Moranbah 132 |  |  | FALSE | #N/A | #N/A | #N/A | #N/A | #N/A | #N/A | #N/A | #N/A | #N/A | #N/A
TRUE | QLD | QMRH | Moranbah 132 | Energy Queensland | Winter | Non-coincident | 2018 | ACTUAL_OPG | 20.8555 | 41.6038 | QLD Moranbah 132 |  |  | FALSE | #N/A | #N/A | #N/A | #N/A | #N/A | #N/A | #N/A | #N/A | #N/A | #N/A
TRUE | QLD | QMRH | Moranbah 132 | Energy Queensland | Winter | Non-coincident | 2018 | ACTUAL_ADJUSTEDOPG | 20.8555 | 41.6038 | QLD Moranbah 132 |  |  | FALSE | #N/A | #N/A | #N/A | #N/A | #N/A | #N/A | #N/A | #N/A | #N/A | #N/A
TRUE | QLD | QMRH | Moranbah 132 | Energy Queensland | Winter | Coincident | 2019 | ACTUAL_OPG | 35.8105 | 33.0728 | QLD Moranbah 132 |  |  | FALSE | #N/A | #N/A | #N/A | #N/A | #N/A | #N/A | #N/A | #N/A | #N/A | #N/A
TRUE | QLD | QMRH | Moranbah 132 | Energy Queensland | Winter | Coincident | 2019 | ACTUAL_RAW | 35.8105 | 33.0728 | QLD Moranbah 132 |  |  | FALSE | #N/A | #N/A | #N/A | #N/A | #N/A | #N/A | #N/A | #N/A | #N/A | #N/A
TRUE | QLD | QMRH | Moranbah 132 | Energy Queensland | Winter | Non-coincident | 2019 | ACTUAL_RAW | 14.9833 | 41.0658 | QLD Moranbah 132 |  |  | FALSE | #N/A | #N/A | #N/A | #N/A | #N/A | #N/A | #N/A | #N/A | #N/A | #N/A
TRUE | QLD | QMRH | Moranbah 132 | Energy Queensland | Winter | Non-coincident | 2019 | ACTUAL_OPG | 14.9833 | 41.0658 | QLD Moranbah 132 |  |  | FALSE | #N/A | #N/A | #N/A | #N/A | #N/A | #N/A | #N/A | #N/A | #N/A | #N/A
TRUE | QLD | QMRH | Moranbah 132 | Energy Queensland | Winter | Non-coincident | 2019 | ACTUAL_ADJUSTEDOPG | 14.9833 | 41.0658 | QLD Moranbah 132 |  |  | FALSE | #N/A | #N/A | #N/A | #N/A | #N/A | #N/A | #N/A | #N/A | #N/A | #N/A
TRUE | QLD | QMRH | Moranbah 132 | Energy Queensland | Winter | Non-coincident | 2019 | BASEYEARPOE90 | 19.253 | NA | QLD Moranbah 132 |  |  | FALSE | #N/A | #N/A | #N/A | #N/A | #N/A | #N/A | #N/A | #N/A | #N/A | #N/A
TRUE | QLD | QMRH | Moranbah 132 | Energy Queensland | Winter | Non-coincident | 2019 | BASEYEARPOE50 | 20.1949 | 38.3753 | QLD Moranbah 132 |  |  | FALSE | #N/A | #N/A | #N/A | #N/A | #N/A | #N/A | #N/A | #N/A | #N/A | #N/A
TRUE | QLD | QMRH | Moranbah 132 | Energy Queensland | Winter | Coincident_unreconciled | 2020 | POE50 | 38.1899 | NA | QLD Moranbah 132 |  |  | FALSE | #N/A | #N/A | #N/A | #N/A | #N/A | #N/A | #N/A | #N/A | #N/A | #N/A
TRUE | QLD | QMRH | Moranbah 132 | Energy Queensland | Winter | Coincident_unreconciled | 2020 | POE90 | 34.3635 | NA | QLD Moranbah 132 |  |  | FALSE | #N/A | #N/A | #N/A | #N/A | #N/A | #N/A | #N/A | #N/A | #N/A | #N/A
TRUE | QLD | QMRH | Moranbah 132 | Energy Queensland | Winter | Non-coincident | 2020 | POE50 | 11.873 | 42.2389 | QLD Moranbah 132 |  |  | FALSE | #N/A | #N/A | #N/A | #N/A | #N/A | #N/A | #N/A | #N/A | #N/A | #N/A
TRUE | QLD | QMRH | Moranbah 132 | Energy Queensland | Winter | Non-coincident | 2020 | POE90 | 10.5169 | NA | QLD Moranbah 132 |  |  | FALSE | #N/A | #N/A | #N/A | #N/A | #N/A | #N/A | #N/A | #N/A | #N/A | #N/A
TRUE | QLD | QMRH | Moranbah 132 | Energy Queensland | Winter | Coincident_unreconciled | 2021 | POE50 | 37.7128 | NA | QLD Moranbah 132 |  |  | FALSE | #N/A | #N/A | #N/A | #N/A | #N/A | #N/A | #N/A | #N/A | #N/A | #N/A
TRUE | QLD | QMRH | Moranbah 132 | Energy Queensland | Winter | Coincident_unreconciled | 2021 | POE90 | 33.9128 | NA | QLD Moranbah 132 |  |  | FALSE | #N/A | #N/A | #N/A | #N/A | #N/A | #N/A | #N/A | #N/A | #N/A | #N/A
TRUE | QLD | QMRH | Moranbah 132 | Energy Queensland | Winter | Non-coincident | 2021 | POE50 | 11.7247 | 41.7668 | QLD Moranbah 132 |  |  | FALSE | #N/A | #N/A | #N/A | #N/A | #N/A | #N/A | #N/A | #N/A | #N/A | #N/A
TRUE | QLD | QMRH | Moranbah 132 | Energy Queensland | Winter | Non-coincident | 2021 | POE90 | 10.3889 | NA | QLD Moranbah 132 |  |  | FALSE | #N/A | #N/A | #N/A | #N/A | #N/A | #N/A | #N/A | #N/A | #N/A | #N/A
TRUE | QLD | QMRH | Moranbah 132 | Energy Queensland | Winter | Coincident_unreconciled | 2022 | POE50 | 37.6349 | NA | QLD Moranbah 132 |  |  | FALSE | #N/A | #N/A | #N/A | #N/A | #N/A | #N/A | #N/A | #N/A | #N/A | #N/A
TRUE | QLD | QMRH | Moranbah 132 | Energy Queensland | Winter | Coincident_unreconciled | 2022 | POE90 | 33.8059 | NA | QLD Moranbah 132 |  |  | FALSE | #N/A | #N/A | #N/A | #N/A | #N/A | #N/A | #N/A | #N/A | #N/A | #N/A
TRUE | QLD | QMRH | Moranbah 132 | Energy Queensland | Winter | Non-coincident | 2022 | POE50 | 11.7004 | 49.2861 | QLD Moranbah 132 |  |  | FALSE | #N/A | #N/A | #N/A | #N/A | #N/A | #N/A | #N/A | #N/A | #N/A | #N/A
TRUE | QLD | QMRH | Moranbah 132 | Energy Queensland | Winter | Non-coincident | 2022 | POE90 | 10.3945 | NA | QLD Moranbah 132 |  |  | FALSE | #N/A | #N/A | #N/A | #N/A | #N/A | #N/A | #N/A | #N/A | #N/A | #N/A
TRUE | QLD | QMRH | Moranbah 132 | Energy Queensland | Winter | Coincident_unreconciled | 2023 | POE50 | 37.4212 | NA | QLD Moranbah 132 |  |  | FALSE | #N/A | #N/A | #N/A | #N/A | #N/A | #N/A | #N/A | #N/A | #N/A | #N/A
TRUE | QLD | QMRH | Moranbah 132 | Energy Queensland | Winter | Coincident_unreconciled | 2023 | POE90 | 33.5922 | NA | QLD Moranbah 132 |  |  | FALSE | #N/A | #N/A | #N/A | #N/A | #N/A | #N/A | #N/A | #N/A | #N/A | #N/A
TRUE | QLD | QMRH | Moranbah 132 | Energy Queensland | Winter | Non-coincident | 2023 | POE50 | 11.634 | 56.2861 | QLD Moranbah 132 |  |  | FALSE | #N/A | #N/A | #N/A | #N/A | #N/A | #N/A | #N/A | #N/A | #N/A | #N/A
TRUE | QLD | QMRH | Moranbah 132 | Energy Queensland | Winter | Non-coincident | 2023 | POE90 | 10.3466 | NA | QLD Moranbah 132 |  |  | FALSE | #N/A | #N/A | #N/A | #N/A | #N/A | #N/A | #N/A | #N/A | #N/A | #N/A
TRUE | QLD | QMRH | Moranbah 132 | Energy Queensland | Winter | Coincident_unreconciled | 2024 | POE50 | 37.4213 | NA | QLD Moranbah 132 |  |  | FALSE | #N/A | #N/A | #N/A | #N/A | #N/A | #N/A | #N/A | #N/A | #N/A | #N/A
TRUE | QLD | QMRH | Moranbah 132 | Energy Queensland | Winter | Coincident_unreconciled | 2024 | POE90 | 33.5923 | NA | QLD Moranbah 132 |  |  | FALSE | #N/A | #N/A | #N/A | #N/A | #N/A | #N/A | #N/A | #N/A | #N/A | #N/A
TRUE | QLD | QMRH | Moranbah 132 | Energy Queensland | Winter | Non-coincident | 2024 | POE50 | 11.634 | 56.2861 | QLD Moranbah 132 |  |  | FALSE | #N/A | #N/A | #N/A | #N/A | #N/A | #N/A | #N/A | #N/A | #N/A | #N/A
TRUE | QLD | QMRH | Moranbah 132 | Energy Queensland | Winter | Non-coincident | 2024 | POE90 | 10.3466 | NA | QLD Moranbah 132 |  |  | FALSE | #N/A | #N/A | #N/A | #N/A | #N/A | #N/A | #N/A | #N/A | #N/A | #N/A
TRUE | QLD | QMRH | Moranbah 132 | Energy Queensland | Winter | Coincident_unreconciled | 2025 | POE50 | 37.4214 | NA | QLD Moranbah 132 |  |  | FALSE | #N/A | #N/A | #N/A | #N/A | #N/A | #N/A | #N/A | #N/A | #N/A | #N/A
TRUE | QLD | QMRH | Moranbah 132 | Energy Queensland | Winter | Coincident_unreconciled | 2025 | POE90 | 33.5924 | NA | QLD Moranbah 132 |  |  | FALSE | #N/A | #N/A | #N/A | #N/A | #N/A | #N/A | #N/A | #N/A | #N/A | #N/A
TRUE | QLD | QMRH | Moranbah 132 | Energy Queensland | Winter | Non-coincident | 2025 | POE50 | 11.6341 | 56.2861 | QLD Moranbah 132 |  |  | FALSE | #N/A | #N/A | #N/A | #N/A | #N/A | #N/A | #N/A | #N/A | #N/A | #N/A
TRUE | QLD | QMRH | Moranbah 132 | Energy Queensland | Winter | Non-coincident | 2025 | POE90 | 10.3467 | NA | QLD Moranbah 132 |  |  | FALSE | #N/A | #N/A | #N/A | #N/A | #N/A | #N/A | #N/A | #N/A | #N/A | #N/A
TRUE | QLD | QMRH | Moranbah 132 | Energy Queensland | Winter | Coincident_unreconciled | 2026 | POE50 | 37.4216 | NA | QLD Moranbah 132 |  |  | FALSE | #N/A | #N/A | #N/A | #N/A | #N/A | #N/A | #N/A | #N/A | #N/A | #N/A
TRUE | QLD | QMRH | Moranbah 132 | Energy Queensland | Winter | Coincident_unreconciled | 2026 | POE90 | 33.5926 | NA | QLD Moranbah 132 |  |  | FALSE | #N/A | #N/A | #N/A | #N/A | #N/A | #N/A | #N/A | #N/A | #N/A | #N/A
TRUE | QLD | QMRH | Moranbah 132 | Energy Queensland | Winter | Non-coincident | 2026 | POE50 | 11.6341 | 56.2861 | QLD Moranbah 132 |  |  | FALSE | #N/A | #N/A | #N/A | #N/A | #N/A | #N/A | #N/A | #N/A | #N/A | #N/A
TRUE | QLD | QMRH | Moranbah 132 | Energy Queensland | Winter | Non-coincident | 2026 | POE90 | 10.3467 | NA | QLD Moranbah 132 |  |  | FALSE | #N/A | #N/A | #N/A | #N/A | #N/A | #N/A | #N/A | #N/A | #N/A | #N/A
TRUE | QLD | QMRH | Moranbah 132 | Energy Queensland | Winter | Coincident_unreconciled | 2027 | POE50 | 37.4219 | NA | QLD Moranbah 132 |  |  | FALSE | #N/A | #N/A | #N/A | #N/A | #N/A | #N/A | #N/A | #N/A | #N/A | #N/A
TRUE | QLD | QMRH | Moranbah 132 | Energy Queensland | Winter | Coincident_unreconciled | 2027 | POE90 | 33.5929 | NA | QLD Moranbah 132 |  |  | FALSE | #N/A | #N/A | #N/A | #N/A | #N/A | #N/A | #N/A | #N/A | #N/A | #N/A
TRUE | QLD | QMRH | Moranbah 132 | Energy Queensland | Winter | Non-coincident | 2027 | POE50 | 11.6342 | 56.2861 | QLD Moranbah 132 |  |  | FALSE | #N/A | #N/A | #N/A | #N/A | #N/A | #N/A | #N/A | #N/A | #N/A | #N/A
TRUE | QLD | QMRH | Moranbah 132 | Energy Queensland | Winter | Non-coincident | 2027 | POE90 | 10.3468 | NA | QLD Moranbah 132 |  |  | FALSE | #N/A | #N/A | #N/A | #N/A | #N/A | #N/A | #N/A | #N/A | #N/A | #N/A
TRUE | QLD | QMRH | Moranbah 132 | Energy Queensland | Winter | Coincident_unreconciled | 2028 | POE50 | 37.4223 | NA | QLD Moranbah 132 |  |  | FALSE | #N/A | #N/A | #N/A | #N/A | #N/A | #N/A | #N/A | #N/A | #N/A | #N/A
TRUE | QLD | QMRH | Moranbah 132 | Energy Queensland | Winter | Coincident_unreconciled | 2028 | POE90 | 33.5933 | NA | QLD Moranbah 132 |  |  | FALSE | #N/A | #N/A | #N/A | #N/A | #N/A | #N/A | #N/A | #N/A | #N/A | #N/A
TRUE | QLD | QMRH | Moranbah 132 | Energy Queensland | Winter | Non-coincident | 2028 | POE50 | 11.6343 | 56.2861 | QLD Moranbah 132 |  |  | FALSE | #N/A | #N/A | #N/A | #N/A | #N/A | #N/A | #N/A | #N/A | #N/A | #N/A
TRUE | QLD | QMRH | Moranbah 132 | Energy Queensland | Winter | Non-coincident | 2028 | POE90 | 10.3469 | NA | QLD Moranbah 132 |  |  | FALSE | #N/A | #N/A | #N/A | #N/A | #N/A | #N/A | #N/A | #N/A | #N/A | #N/A
TRUE | QLD | QMRH | Moranbah 132 | Energy Queensland | Winter | Coincident_unreconciled | 2029 | POE50 | 37.4495 | NA | QLD Moranbah 132 |  |  | FALSE | #N/A | #N/A | #N/A | #N/A | #N/A | #N/A | #N/A | #N/A | #N/A | #N/A
TRUE | QLD | QMRH | Moranbah 132 | Energy Queensland | Winter | Coincident_unreconciled | 2029 | POE90 | 33.6179 | NA | QLD Moranbah 132 |  |  | FALSE | #N/A | #N/A | #N/A | #N/A | #N/A | #N/A | #N/A | #N/A | #N/A | #N/A
TRUE | QLD | QMRH | Moranbah 132 | Energy Queensland | Winter | Non-coincident | 2029 | POE50 | 11.6428 | 56.3333 | QLD Moranbah 132 |  |  | FALSE | #N/A | #N/A | #N/A | #N/A | #N/A | #N/A | #N/A | #N/A | #N/A | #N/A
TRUE | QLD | QMRH | Moranbah 132 | Energy Queensland | Winter | Non-coincident | 2029 | POE90 | 10.3552 | NA | QLD Moranbah 132 |  |  | FALSE | #N/A | #N/A | #N/A | #N/A | #N/A | #N/A | #N/A | #N/A | #N/A | #N/A
TRUE | QLD | QMRH | Moranbah 132 | Energy Queensland | Shoulder | Non-coincident | 2019 | BASEYEARPOE10 | NA | 38.4053 | QLD Moranbah 132 |  |  | FALSE | #N/A | #N/A | #N/A | #N/A | #N/A | #N/A | #N/A | #N/A | #N/A | #N/A
TRUE | QLD | QMRH | Moranbah 132 | Energy Queensland | Shoulder | Coincident | 2021 | POE10 | NA | 33.6416 | QLD Moranbah 132 |  |  | FALSE | #N/A | #N/A | #N/A | #N/A | #N/A | #N/A | #N/A | #N/A | #N/A | #N/A
TRUE | QLD | QMRH | Moranbah 132 | Energy Queensland | Shoulder | Coincident | 2021 | POE50 | NA | 32.6327 | QLD Moranbah 132 |  |  | FALSE | #N/A | #N/A | #N/A | #N/A | #N/A | #N/A | #N/A | #N/A | #N/A | #N/A
TRUE | QLD | QMRH | Moranbah 132 | Energy Queensland | Shoulder | Non-coincident | 2021 | POE10 | NA | 44.0094 | QLD Moranbah 132 |  |  | FALSE | #N/A | #N/A | #N/A | #N/A | #N/A | #N/A | #N/A | #N/A | #N/A | #N/A
TRUE | QLD | QMRH | Moranbah 132 | Energy Queensland | Shoulder | Coincident | 2022 | POE10 | NA | 39.0959 | QLD Moranbah 132 |  |  | FALSE | #N/A | #N/A | #N/A | #N/A | #N/A | #N/A | #N/A | #N/A | #N/A | #N/A
TRUE | QLD | QMRH | Moranbah 132 | Energy Queensland | Shoulder | Coincident | 2022 | POE50 | NA | 38.0851 | QLD Moranbah 132 |  |  | FALSE | #N/A | #N/A | #N/A | #N/A | #N/A | #N/A | #N/A | #N/A | #N/A | #N/A
TRUE | QLD | QMRH | Moranbah 132 | Energy Queensland | Shoulder | Non-coincident | 2022 | POE10 | NA | 51.1032 | QLD Moranbah 132 |  |  | FALSE | #N/A | #N/A | #N/A | #N/A | #N/A | #N/A | #N/A | #N/A | #N/A | #N/A
TRUE | QLD | QMRH | Moranbah 132 | Energy Queensland | Shoulder | Coincident | 2023 | POE10 | NA | 44.6602 | QLD Moranbah 132 |  |  | FALSE | #N/A | #N/A | #N/A | #N/A | #N/A | #N/A | #N/A | #N/A | #N/A | #N/A
TRUE | QLD | QMRH | Moranbah 132 | Energy Queensland | Shoulder | Coincident | 2023 | POE50 | NA | 43.6446 | QLD Moranbah 132 |  |  | FALSE | #N/A | #N/A | #N/A | #N/A | #N/A | #N/A | #N/A | #N/A | #N/A | #N/A
TRUE | QLD | QMRH | Moranbah 132 | Energy Queensland | Shoulder | Non-coincident | 2023 | POE10 | NA | 58.3377 | QLD Moranbah 132 |  |  | FALSE | #N/A | #N/A | #N/A | #N/A | #N/A | #N/A | #N/A | #N/A | #N/A | #N/A
TRUE | QLD | QMRH | Moranbah 132 | Energy Queensland | Shoulder | Coincident | 2024 | POE10 | NA | 44.6602 | QLD Moranbah 132 |  |  | FALSE | #N/A | #N/A | #N/A | #N/A | #N/A | #N/A | #N/A | #N/A | #N/A | #N/A
TRUE | QLD | QMRH | Moranbah 132 | Energy Queensland | Shoulder | Coincident | 2024 | POE50 | NA | 43.6446 | QLD Moranbah 132 |  |  | FALSE | #N/A | #N/A | #N/A | #N/A | #N/A | #N/A | #N/A | #N/A | #N/A | #N/A
TRUE | QLD | QMRH | Moranbah 132 | Energy Queensland | Shoulder | Non-coincident | 2024 | POE10 | NA | 58.3377 | QLD Moranbah 132 |  |  | FALSE | #N/A | #N/A | #N/A | #N/A | #N/A | #N/A | #N/A | #N/A | #N/A | #N/A
TRUE | QLD | QMRH | Moranbah 132 | Energy Queensland | Shoulder | Coincident | 2025 | POE10 | NA | 44.6602 | QLD Moranbah 132 |  |  | FALSE | #N/A | #N/A | #N/A | #N/A | #N/A | #N/A | #N/A | #N/A | #N/A | #N/A
TRUE | QLD | QMRH | Moranbah 132 | Energy Queensland | Shoulder | Coincident | 2025 | POE50 | NA | 43.6446 | QLD Moranbah 132 |  |  | FALSE | #N/A | #N/A | #N/A | #N/A | #N/A | #N/A | #N/A | #N/A | #N/A | #N/A
TRUE | QLD | QMRH | Moranbah 132 | Energy Queensland | Shoulder | Non-coincident | 2025 | POE10 | NA | 58.3377 | QLD Moranbah 132 |  |  | FALSE | #N/A | #N/A | #N/A | #N/A | #N/A | #N/A | #N/A | #N/A | #N/A | #N/A
TRUE | QLD | QMRH | Moranbah 132 | Energy Queensland | Shoulder | Coincident | 2026 | POE10 | NA | 44.6602 | QLD Moranbah 132 |  |  | FALSE | #N/A | #N/A | #N/A | #N/A | #N/A | #N/A | #N/A | #N/A | #N/A | #N/A
TRUE | QLD | QMRH | Moranbah 132 | Energy Queensland | Shoulder | Coincident | 2026 | POE50 | NA | 43.6446 | QLD Moranbah 132 |  |  | FALSE | #N/A | #N/A | #N/A | #N/A | #N/A | #N/A | #N/A | #N/A | #N/A | #N/A
TRUE | QLD | QMRH | Moranbah 132 | Energy Queensland | Shoulder | Non-coincident | 2026 | POE10 | NA | 58.3377 | QLD Moranbah 132 |  |  | FALSE | #N/A | #N/A | #N/A | #N/A | #N/A | #N/A | #N/A | #N/A | #N/A | #N/A
TRUE | QLD | QMRH | Moranbah 132 | Energy Queensland | Shoulder | Coincident | 2027 | POE10 | NA | 44.6602 | QLD Moranbah 132 |  |  | FALSE | #N/A | #N/A | #N/A | #N/A | #N/A | #N/A | #N/A | #N/A | #N/A | #N/A
TRUE | QLD | QMRH | Moranbah 132 | Energy Queensland | Shoulder | Coincident | 2027 | POE50 | NA | 43.6446 | QLD Moranbah 132 |  |  | FALSE | #N/A | #N/A | #N/A | #N/A | #N/A | #N/A | #N/A | #N/A | #N/A | #N/A
TRUE | QLD | QMRH | Moranbah 132 | Energy Queensland | Shoulder | Non-coincident | 2027 | POE10 | NA | 58.3377 | QLD Moranbah 132 |  |  | FALSE | #N/A | #N/A | #N/A | #N/A | #N/A | #N/A | #N/A | #N/A | #N/A | #N/A
TRUE | QLD | QMRH | Moranbah 132 | Energy Queensland | Shoulder | Coincident | 2028 | POE10 | NA | 44.6602 | QLD Moranbah 132 |  |  | FALSE | #N/A | #N/A | #N/A | #N/A | #N/A | #N/A | #N/A | #N/A | #N/A | #N/A
TRUE | QLD | QMRH | Moranbah 132 | Energy Queensland | Shoulder | Coincident | 2028 | POE50 | NA | 43.6446 | QLD Moranbah 132 |  |  | FALSE | #N/A | #N/A | #N/A | #N/A | #N/A | #N/A | #N/A | #N/A | #N/A | #N/A
TRUE | QLD | QMRH | Moranbah 132 | Energy Queensland | Shoulder | Non-coincident | 2028 | POE10 | NA | 58.3377 | QLD Moranbah 132 |  |  | FALSE | #N/A | #N/A | #N/A | #N/A | #N/A | #N/A | #N/A | #N/A | #N/A | #N/A
TRUE | QLD | QMRH | Moranbah 132 | Energy Queensland | Shoulder | Coincident | 2029 | POE10 | NA | 44.6603 | QLD Moranbah 132 |  |  | FALSE | #N/A | #N/A | #N/A | #N/A | #N/A | #N/A | #N/A | #N/A | #N/A | #N/A
TRUE | QLD | QMRH | Moranbah 132 | Energy Queensland | Shoulder | Coincident | 2029 | POE50 | NA | 43.6447 | QLD Moranbah 132 |  |  | FALSE | #N/A | #N/A | #N/A | #N/A | #N/A | #N/A | #N/A | #N/A | #N/A | #N/A
TRUE | QLD | QMRH | Moranbah 132 | Energy Queensland | Shoulder | Non-coincident | 2029 | POE10 | NA | 58.3377 | QLD Moranbah 132 |  |  | FALSE | #N/A | #N/A | #N/A | #N/A | #N/A | #N/A | #N/A | #N/A | #N/A | #N/A
TRUE | QLD | QMRH | Moranbah 132 | Energy Queensland | Shoulder | Coincident | 2030 | POE10 | NA | 44.9169 | QLD Moranbah 132 |  |  | FALSE | #N/A | #N/A | #N/A | #N/A | #N/A | #N/A | #N/A | #N/A | #N/A | #N/A
TRUE | QLD | QMRH | Moranbah 132 | Energy Queensland | Shoulder | Coincident | 2030 | POE50 | NA | 43.8946 | QLD Moranbah 132 |  |  | FALSE | #N/A | #N/A | #N/A | #N/A | #N/A | #N/A | #N/A | #N/A | #N/A | #N/A
TRUE | QLD | QMRH | Moranbah 132 | Energy Queensland | Shoulder | Non-coincident | 2030 | POE10 | NA | 58.6661 | QLD Moranbah 132 |  |  | FALSE | #N/A | #N/A | #N/A | #N/A | #N/A | #N/A | #N/A | #N/A | #N/A | #N/A
TRUE | QLD | QMRH | Moranbah 132 | Energy Queensland | Summer | Non-coincident | 2019 | BASEYEARPOE10 | NA | 40.6435 | QLD Moranbah 132 |  |  | FALSE | #N/A | #N/A | #N/A | #N/A | #N/A | #N/A | #N/A | #N/A | #N/A | #N/A
TRUE | QLD | QMRH | Moranbah 132 | Energy Queensland | Summer | Coincident | 2021 | POE10 | NA | 30.3428 | QLD Moranbah 132 |  |  | FALSE | #N/A | #N/A | #N/A | #N/A | #N/A | #N/A | #N/A | #N/A | #N/A | #N/A
TRUE | QLD | QMRH | Moranbah 132 | Energy Queensland | Summer | Coincident | 2021 | POE50 | NA | 29.048 | QLD Moranbah 132 |  |  | FALSE | #N/A | #N/A | #N/A | #N/A | #N/A | #N/A | #N/A | #N/A | #N/A | #N/A
TRUE | QLD | QMRH | Moranbah 132 | Energy Queensland | Summer | Non-coincident | 2021 | POE10 | NA | 45.6725 | QLD Moranbah 132 |  |  | FALSE | #N/A | #N/A | #N/A | #N/A | #N/A | #N/A | #N/A | #N/A | #N/A | #N/A
TRUE | QLD | QMRH | Moranbah 132 | Energy Queensland | Summer | Coincident | 2022 | POE10 | NA | 35.079 | QLD Moranbah 132 |  |  | FALSE | #N/A | #N/A | #N/A | #N/A | #N/A | #N/A | #N/A | #N/A | #N/A | #N/A
TRUE | QLD | QMRH | Moranbah 132 | Energy Queensland | Summer | Coincident | 2022 | POE50 | NA | 33.7806 | QLD Moranbah 132 |  |  | FALSE | #N/A | #N/A | #N/A | #N/A | #N/A | #N/A | #N/A | #N/A | #N/A | #N/A
TRUE | QLD | QMRH | Moranbah 132 | Energy Queensland | Summer | Non-coincident | 2022 | POE10 | NA | 52.7791 | QLD Moranbah 132 |  |  | FALSE | #N/A | #N/A | #N/A | #N/A | #N/A | #N/A | #N/A | #N/A | #N/A | #N/A
TRUE | QLD | QMRH | Moranbah 132 | Energy Queensland | Summer | Coincident | 2023 | POE10 | NA | 39.927 | QLD Moranbah 132 |  |  | FALSE | #N/A | #N/A | #N/A | #N/A | #N/A | #N/A | #N/A | #N/A | #N/A | #N/A
TRUE | QLD | QMRH | Moranbah 132 | Energy Queensland | Summer | Coincident | 2023 | POE50 | NA | 38.6196 | QLD Moranbah 132 |  |  | FALSE | #N/A | #N/A | #N/A | #N/A | #N/A | #N/A | #N/A | #N/A | #N/A | #N/A
TRUE | QLD | QMRH | Moranbah 132 | Energy Queensland | Summer | Non-coincident | 2023 | POE10 | NA | 60.0457 | QLD Moranbah 132 |  |  | FALSE | #N/A | #N/A | #N/A | #N/A | #N/A | #N/A | #N/A | #N/A | #N/A | #N/A
TRUE | QLD | QMRH | Moranbah 132 | Energy Queensland | Summer | Coincident | 2024 | POE10 | NA | 39.927 | QLD Moranbah 132 |  |  | FALSE | #N/A | #N/A | #N/A | #N/A | #N/A | #N/A | #N/A | #N/A | #N/A | #N/A
TRUE | QLD | QMRH | Moranbah 132 | Energy Queensland | Summer | Coincident | 2024 | POE50 | NA | 38.6196 | QLD Moranbah 132 |  |  | FALSE | #N/A | #N/A | #N/A | #N/A | #N/A | #N/A | #N/A | #N/A | #N/A | #N/A
TRUE | QLD | QMRH | Moranbah 132 | Energy Queensland | Summer | Non-coincident | 2024 | POE10 | NA | 60.0457 | QLD Moranbah 132 |  |  | FALSE | #N/A | #N/A | #N/A | #N/A | #N/A | #N/A | #N/A | #N/A | #N/A | #N/A
TRUE | QLD | QMRH | Moranbah 132 | Energy Queensland | Summer | Coincident | 2025 | POE10 | NA | 39.927 | QLD Moranbah 132 |  |  | FALSE | #N/A | #N/A | #N/A | #N/A | #N/A | #N/A | #N/A | #N/A | #N/A | #N/A
TRUE | QLD | QMRH | Moranbah 132 | Energy Queensland | Summer | Coincident | 2025 | POE50 | NA | 38.6196 | QLD Moranbah 132 |  |  | FALSE | #N/A | #N/A | #N/A | #N/A | #N/A | #N/A | #N/A | #N/A | #N/A | #N/A
TRUE | QLD | QMRH | Moranbah 132 | Energy Queensland | Summer | Non-coincident | 2025 | POE10 | NA | 60.0457 | QLD Moranbah 132 |  |  | FALSE | #N/A | #N/A | #N/A | #N/A | #N/A | #N/A | #N/A | #N/A | #N/A | #N/A
TRUE | QLD | QMRH | Moranbah 132 | Energy Queensland | Summer | Coincident | 2026 | POE10 | NA | 39.927 | QLD Moranbah 132 |  |  | FALSE | #N/A | #N/A | #N/A | #N/A | #N/A | #N/A | #N/A | #N/A | #N/A | #N/A
TRUE | QLD | QMRH | Moranbah 132 | Energy Queensland | Summer | Coincident | 2026 | POE50 | NA | 38.6196 | QLD Moranbah 132 |  |  | FALSE | #N/A | #N/A | #N/A | #N/A | #N/A | #N/A | #N/A | #N/A | #N/A | #N/A
TRUE | QLD | QMRH | Moranbah 132 | Energy Queensland | Summer | Non-coincident | 2026 | POE10 | NA | 60.0457 | QLD Moranbah 132 |  |  | FALSE | #N/A | #N/A | #N/A | #N/A | #N/A | #N/A | #N/A | #N/A | #N/A | #N/A
TRUE | QLD | QMRH | Moranbah 132 | Energy Queensland | Summer | Coincident | 2027 | POE10 | NA | 39.927 | QLD Moranbah 132 |  |  | FALSE | #N/A | #N/A | #N/A | #N/A | #N/A | #N/A | #N/A | #N/A | #N/A | #N/A
TRUE | QLD | QMRH | Moranbah 132 | Energy Queensland | Summer | Coincident | 2027 | POE50 | NA | 38.6196 | QLD Moranbah 132 |  |  | FALSE | #N/A | #N/A | #N/A | #N/A | #N/A | #N/A | #N/A | #N/A | #N/A | #N/A
TRUE | QLD | QMRH | Moranbah 132 | Energy Queensland | Summer | Non-coincident | 2027 | POE10 | NA | 60.0457 | QLD Moranbah 132 |  |  | FALSE | #N/A | #N/A | #N/A | #N/A | #N/A | #N/A | #N/A | #N/A | #N/A | #N/A
TRUE | QLD | QMRH | Moranbah 132 | Energy Queensland | Summer | Coincident | 2028 | POE10 | NA | 39.927 | QLD Moranbah 132 |  |  | FALSE | #N/A | #N/A | #N/A | #N/A | #N/A | #N/A | #N/A | #N/A | #N/A | #N/A
TRUE | QLD | QMRH | Moranbah 132 | Energy Queensland | Summer | Coincident | 2028 | POE50 | NA | 38.6196 | QLD Moranbah 132 |  |  | FALSE | #N/A | #N/A | #N/A | #N/A | #N/A | #N/A | #N/A | #N/A | #N/A | #N/A
TRUE | QLD | QMRH | Moranbah 132 | Energy Queensland | Summer | Non-coincident | 2028 | POE10 | NA | 60.0457 | QLD Moranbah 132 |  |  | FALSE | #N/A | #N/A | #N/A | #N/A | #N/A | #N/A | #N/A | #N/A | #N/A | #N/A
TRUE | QLD | QMRH | Moranbah 132 | Energy Queensland | Summer | Coincident | 2029 | POE10 | NA | 39.927 | QLD Moranbah 132 |  |  | FALSE | #N/A | #N/A | #N/A | #N/A | #N/A | #N/A | #N/A | #N/A | #N/A | #N/A
TRUE | QLD | QMRH | Moranbah 132 | Energy Queensland | Summer | Coincident | 2029 | POE50 | NA | 38.6197 | QLD Moranbah 132 |  |  | FALSE | #N/A | #N/A | #N/A | #N/A | #N/A | #N/A | #N/A | #N/A | #N/A | #N/A
TRUE | QLD | QMRH | Moranbah 132 | Energy Queensland | Summer | Non-coincident | 2029 | POE10 | NA | 60.0457 | QLD Moranbah 132 |  |  | FALSE | #N/A | #N/A | #N/A | #N/A | #N/A | #N/A | #N/A | #N/A | #N/A | #N/A
TRUE | QLD | QMRH | Moranbah 132 | Energy Queensland | Summer | Coincident | 2030 | POE10 | NA | 40.188 | QLD Moranbah 132 |  |  | FALSE | #N/A | #N/A | #N/A | #N/A | #N/A | #N/A | #N/A | #N/A | #N/A | #N/A
TRUE | QLD | QMRH | Moranbah 132 | Energy Queensland | Summer | Coincident | 2030 | POE50 | NA | 38.868 | QLD Moranbah 132 |  |  | FALSE | #N/A | #N/A | #N/A | #N/A | #N/A | #N/A | #N/A | #N/A | #N/A | #N/A
TRUE | QLD | QMRH | Moranbah 132 | Energy Queensland | Summer | Non-coincident | 2030 | POE10 | NA | 60.419 | QLD Moranbah 132 |  |  | FALSE | #N/A | #N/A | #N/A | #N/A | #N/A | #N/A | #N/A | #N/A | #N/A | #N/A
TRUE | QLD | QMRH | Moranbah 132 | Energy Queensland | Winter | Non-coincident | 2019 | BASEYEARPOE10 | NA | 38.892 | QLD Moranbah 132 |  |  | FALSE | #N/A | #N/A | #N/A | #N/A | #N/A | #N/A | #N/A | #N/A | #N/A | #N/A
TRUE | QLD | QMRH | Moranbah 132 | Energy Queensland | Winter | Coincident | 2020 | POE10 | NA | 36.384 | QLD Moranbah 132 |  |  | FALSE | #N/A | #N/A | #N/A | #N/A | #N/A | #N/A | #N/A | #N/A | #N/A | #N/A
TRUE | QLD | QMRH | Moranbah 132 | Energy Queensland | Winter | Coincident | 2020 | POE50 | NA | 34.6475 | QLD Moranbah 132 |  |  | FALSE | #N/A | #N/A | #N/A | #N/A | #N/A | #N/A | #N/A | #N/A | #N/A | #N/A
TRUE | QLD | QMRH | Moranbah 132 | Energy Queensland | Winter | Non-coincident | 2020 | POE10 | NA | 43.8246 | QLD Moranbah 132 |  |  | FALSE | #N/A | #N/A | #N/A | #N/A | #N/A | #N/A | #N/A | #N/A | #N/A | #N/A
TRUE | QLD | QMRH | Moranbah 132 | Energy Queensland | Winter | Coincident | 2021 | POE10 | NA | 35.9732 | QLD Moranbah 132 |  |  | FALSE | #N/A | #N/A | #N/A | #N/A | #N/A | #N/A | #N/A | #N/A | #N/A | #N/A
TRUE | QLD | QMRH | Moranbah 132 | Energy Queensland | Winter | Coincident | 2021 | POE50 | NA | 34.2532 | QLD Moranbah 132 |  |  | FALSE | #N/A | #N/A | #N/A | #N/A | #N/A | #N/A | #N/A | #N/A | #N/A | #N/A
TRUE | QLD | QMRH | Moranbah 132 | Energy Queensland | Winter | Non-coincident | 2021 | POE10 | NA | 43.3298 | QLD Moranbah 132 |  |  | FALSE | #N/A | #N/A | #N/A | #N/A | #N/A | #N/A | #N/A | #N/A | #N/A | #N/A
TRUE | QLD | QMRH | Moranbah 132 | Energy Queensland | Winter | Coincident | 2022 | POE10 | NA | 42.2366 | QLD Moranbah 132 |  |  | FALSE | #N/A | #N/A | #N/A | #N/A | #N/A | #N/A | #N/A | #N/A | #N/A | #N/A
TRUE | QLD | QMRH | Moranbah 132 | Energy Queensland | Winter | Coincident | 2022 | POE50 | NA | 40.4985 | QLD Moranbah 132 |  |  | FALSE | #N/A | #N/A | #N/A | #N/A | #N/A | #N/A | #N/A | #N/A | #N/A | #N/A
TRUE | QLD | QMRH | Moranbah 132 | Energy Queensland | Winter | Non-coincident | 2022 | POE10 | NA | 50.874 | QLD Moranbah 132 |  |  | FALSE | #N/A | #N/A | #N/A | #N/A | #N/A | #N/A | #N/A | #N/A | #N/A | #N/A
TRUE | QLD | QMRH | Moranbah 132 | Energy Queensland | Winter | Coincident | 2023 | POE10 | NA | 48.0481 | QLD Moranbah 132 |  |  | FALSE | #N/A | #N/A | #N/A | #N/A | #N/A | #N/A | #N/A | #N/A | #N/A | #N/A
TRUE | QLD | QMRH | Moranbah 132 | Energy Queensland | Winter | Coincident | 2023 | POE50 | NA | 46.31 | QLD Moranbah 132 |  |  | FALSE | #N/A | #N/A | #N/A | #N/A | #N/A | #N/A | #N/A | #N/A | #N/A | #N/A
TRUE | QLD | QMRH | Moranbah 132 | Energy Queensland | Winter | Non-coincident | 2023 | POE10 | NA | 57.874 | QLD Moranbah 132 |  |  | FALSE | #N/A | #N/A | #N/A | #N/A | #N/A | #N/A | #N/A | #N/A | #N/A | #N/A
TRUE | QLD | QMRH | Moranbah 132 | Energy Queensland | Winter | Coincident | 2024 | POE10 | NA | 48.0481 | QLD Moranbah 132 |  |  | FALSE | #N/A | #N/A | #N/A | #N/A | #N/A | #N/A | #N/A | #N/A | #N/A | #N/A
TRUE | QLD | QMRH | Moranbah 132 | Energy Queensland | Winter | Coincident | 2024 | POE50 | NA | 46.31 | QLD Moranbah 132 |  |  | FALSE | #N/A | #N/A | #N/A | #N/A | #N/A | #N/A | #N/A | #N/A | #N/A | #N/A
TRUE | QLD | QMRH | Moranbah 132 | Energy Queensland | Winter | Non-coincident | 2024 | POE10 | NA | 57.874 | QLD Moranbah 132 |  |  | FALSE | #N/A | #N/A | #N/A | #N/A | #N/A | #N/A | #N/A | #N/A | #N/A | #N/A
TRUE | QLD | QMRH | Moranbah 132 | Energy Queensland | Winter | Coincident | 2025 | POE10 | NA | 48.0481 | QLD Moranbah 132 |  |  | FALSE | #N/A | #N/A | #N/A | #N/A | #N/A | #N/A | #N/A | #N/A | #N/A | #N/A
TRUE | QLD | QMRH | Moranbah 132 | Energy Queensland | Winter | Coincident | 2025 | POE50 | NA | 46.31 | QLD Moranbah 132 |  |  | FALSE | #N/A | #N/A | #N/A | #N/A | #N/A | #N/A | #N/A | #N/A | #N/A | #N/A
TRUE | QLD | QMRH | Moranbah 132 | Energy Queensland | Winter | Non-coincident | 2025 | POE10 | NA | 57.874 | QLD Moranbah 132 |  |  | FALSE | #N/A | #N/A | #N/A | #N/A | #N/A | #N/A | #N/A | #N/A | #N/A | #N/A
TRUE | QLD | QMRH | Moranbah 132 | Energy Queensland | Winter | Coincident | 2026 | POE10 | NA | 48.0481 | QLD Moranbah 132 |  |  | FALSE | #N/A | #N/A | #N/A | #N/A | #N/A | #N/A | #N/A | #N/A | #N/A | #N/A
TRUE | QLD | QMRH | Moranbah 132 | Energy Queensland | Winter | Coincident | 2026 | POE50 | NA | 46.31 | QLD Moranbah 132 |  |  | FALSE | #N/A | #N/A | #N/A | #N/A | #N/A | #N/A | #N/A | #N/A | #N/A | #N/A
TRUE | QLD | QMRH | Moranbah 132 | Energy Queensland | Winter | Non-coincident | 2026 | POE10 | NA | 57.874 | QLD Moranbah 132 |  |  | FALSE | #N/A | #N/A | #N/A | #N/A | #N/A | #N/A | #N/A | #N/A | #N/A | #N/A
TRUE | QLD | QMRH | Moranbah 132 | Energy Queensland | Winter | Coincident | 2027 | POE10 | NA | 48.0481 | QLD Moranbah 132 |  |  | FALSE | #N/A | #N/A | #N/A | #N/A | #N/A | #N/A | #N/A | #N/A | #N/A | #N/A
TRUE | QLD | QMRH | Moranbah 132 | Energy Queensland | Winter | Coincident | 2027 | POE50 | NA | 46.31 | QLD Moranbah 132 |  |  | FALSE | #N/A | #N/A | #N/A | #N/A | #N/A | #N/A | #N/A | #N/A | #N/A | #N/A
TRUE | QLD | QMRH | Moranbah 132 | Energy Queensland | Winter | Non-coincident | 2027 | POE10 | NA | 57.874 | QLD Moranbah 132 |  |  | FALSE | #N/A | #N/A | #N/A | #N/A | #N/A | #N/A | #N/A | #N/A | #N/A | #N/A
TRUE | QLD | QMRH | Moranbah 132 | Energy Queensland | Winter | Coincident | 2028 | POE10 | NA | 48.0481 | QLD Moranbah 132 |  |  | FALSE | #N/A | #N/A | #N/A | #N/A | #N/A | #N/A | #N/A | #N/A | #N/A | #N/A
TRUE | QLD | QMRH | Moranbah 132 | Energy Queensland | Winter | Coincident | 2028 | POE50 | NA | 46.31 | QLD Moranbah 132 |  |  | FALSE | #N/A | #N/A | #N/A | #N/A | #N/A | #N/A | #N/A | #N/A | #N/A | #N/A
TRUE | QLD | QMRH | Moranbah 132 | Energy Queensland | Winter | Non-coincident | 2028 | POE10 | NA | 57.874 | QLD Moranbah 132 |  |  | FALSE | #N/A | #N/A | #N/A | #N/A | #N/A | #N/A | #N/A | #N/A | #N/A | #N/A
TRUE | QLD | QMRH | Moranbah 132 | Energy Queensland | Winter | Coincident | 2029 | POE10 | NA | 48.0892 | QLD Moranbah 132 |  |  | FALSE | #N/A | #N/A | #N/A | #N/A | #N/A | #N/A | #N/A | #N/A | #N/A | #N/A
TRUE | QLD | QMRH | Moranbah 132 | Energy Queensland | Winter | Coincident | 2029 | POE50 | NA | 46.3494 | QLD Moranbah 132 |  |  | FALSE | #N/A | #N/A | #N/A | #N/A | #N/A | #N/A | #N/A | #N/A | #N/A | #N/A
TRUE | QLD | QMRH | Moranbah 132 | Energy Queensland | Winter | Non-coincident | 2029 | POE10 | NA | 57.9235 | QLD Moranbah 132 |  |  | FALSE | #N/A | #N/A | #N/A | #N/A | #N/A | #N/A | #N/A | #N/A | #N/A | #N/A
TRUE | QLD | QMRL | Moranbah 11 | Energy Queensland | Shoulder | Coincident | 2017 | ACTUAL_OPG | 3.4939 | 0.093024 | QLD Moranbah 11 |  |  | FALSE | #N/A | #N/A | #N/A | #N/A | #N/A | #N/A | #N/A | #N/A | #N/A | #N/A
TRUE | QLD | QMRL | Moranbah 11 | Energy Queensland | Shoulder | Coincident | 2017 | ACTUAL_RAW | 3.4939 | 0.093024 | QLD Moranbah 11 |  |  | FALSE | #N/A | #N/A | #N/A | #N/A | #N/A | #N/A | #N/A | #N/A | #N/A | #N/A
TRUE | QLD | QMRL | Moranbah 11 | Energy Queensland | Shoulder | Non-coincident | 2017 | ACTUAL_RAW | -7.0049 | 10.6335 | QLD Moranbah 11 |  |  | FALSE | #N/A | #N/A | #N/A | #N/A | #N/A | #N/A | #N/A | #N/A | #N/A | #N/A
TRUE | QLD | QMRL | Moranbah 11 | Energy Queensland | Shoulder | Non-coincident | 2017 | ACTUAL_OPG | -7.0049 | 10.6335 | QLD Moranbah 11 |  |  | FALSE | #N/A | #N/A | #N/A | #N/A | #N/A | #N/A | #N/A | #N/A | #N/A | #N/A
TRUE | QLD | QMRL | Moranbah 11 | Energy Queensland | Shoulder | Non-coincident | 2017 | ACTUAL_ADJUSTEDOPG | -7.0049 | 10.6335 | QLD Moranbah 11 |  |  | FALSE | #N/A | #N/A | #N/A | #N/A | #N/A | #N/A | #N/A | #N/A | #N/A | #N/A
TRUE | QLD | QMRL | Moranbah 11 | Energy Queensland | Shoulder | Coincident | 2018 | ACTUAL_OPG | 1.4373 | 6.0797 | QLD Moranbah 11 |  |  | FALSE | #N/A | #N/A | #N/A | #N/A | #N/A | #N/A | #N/A | #N/A | #N/A | #N/A
TRUE | QLD | QMRL | Moranbah 11 | Energy Queensland | Shoulder | Coincident | 2018 | ACTUAL_RAW | 1.4373 | 6.0797 | QLD Moranbah 11 |  |  | FALSE | #N/A | #N/A | #N/A | #N/A | #N/A | #N/A | #N/A | #N/A | #N/A | #N/A
TRUE | QLD | QMRL | Moranbah 11 | Energy Queensland | Shoulder | Non-coincident | 2018 | ACTUAL_RAW | -6.0229 | 9.1365 | QLD Moranbah 11 |  |  | FALSE | #N/A | #N/A | #N/A | #N/A | #N/A | #N/A | #N/A | #N/A | #N/A | #N/A
TRUE | QLD | QMRL | Moranbah 11 | Energy Queensland | Shoulder | Non-coincident | 2018 | ACTUAL_OPG | -6.0229 | 9.1365 | QLD Moranbah 11 |  |  | FALSE | #N/A | #N/A | #N/A | #N/A | #N/A | #N/A | #N/A | #N/A | #N/A | #N/A
TRUE | QLD | QMRL | Moranbah 11 | Energy Queensland | Shoulder | Non-coincident | 2018 | ACTUAL_ADJUSTEDOPG | -6.0229 | 9.1365 | QLD Moranbah 11 |  |  | FALSE | #N/A | #N/A | #N/A | #N/A | #N/A | #N/A | #N/A | #N/A | #N/A | #N/A
TRUE | QLD | QMRL | Moranbah 11 | Energy Queensland | Shoulder | Coincident | 2019 | ACTUAL_OPG | 2.8308 | 9.2734 | QLD Moranbah 11 |  |  | FALSE | #N/A | #N/A | #N/A | #N/A | #N/A | #N/A | #N/A | #N/A | #N/A | #N/A
TRUE | QLD | QMRL | Moranbah 11 | Energy Queensland | Shoulder | Coincident | 2019 | ACTUAL_RAW | 2.8308 | 9.2734 | QLD Moranbah 11 |  |  | FALSE | #N/A | #N/A | #N/A | #N/A | #N/A | #N/A | #N/A | #N/A | #N/A | #N/A
TRUE | QLD | QMRL | Moranbah 11 | Energy Queensland | Shoulder | Non-coincident | 2019 | ACTUAL_RAW | -3.5583 | 12.8081 | QLD Moranbah 11 |  |  | FALSE | #N/A | #N/A | #N/A | #N/A | #N/A | #N/A | #N/A | #N/A | #N/A | #N/A
TRUE | QLD | QMRL | Moranbah 11 | Energy Queensland | Shoulder | Non-coincident | 2019 | ACTUAL_OPG | -3.5583 | 12.8081 | QLD Moranbah 11 |  |  | FALSE | #N/A | #N/A | #N/A | #N/A | #N/A | #N/A | #N/A | #N/A | #N/A | #N/A
TRUE | QLD | QMRL | Moranbah 11 | Energy Queensland | Shoulder | Non-coincident | 2019 | ACTUAL_ADJUSTEDOPG | -3.5583 | 12.8081 | QLD Moranbah 11 |  |  | FALSE | #N/A | #N/A | #N/A | #N/A | #N/A | #N/A | #N/A | #N/A | #N/A | #N/A
TRUE | QLD | QMRL | Moranbah 11 | Energy Queensland | Shoulder | Non-coincident | 2019 | BASEYEARPOE90 | -2.9419 | NA | QLD Moranbah 11 |  |  | FALSE | #N/A | #N/A | #N/A | #N/A | #N/A | #N/A | #N/A | #N/A | #N/A | #N/A
TRUE | QLD | QMRL | Moranbah 11 | Energy Queensland | Shoulder | Non-coincident | 2019 | BASEYEARPOE50 | -2.5731 | 10.0102 | QLD Moranbah 11 |  |  | FALSE | #N/A | #N/A | #N/A | #N/A | #N/A | #N/A | #N/A | #N/A | #N/A | #N/A
TRUE | QLD | QMRL | Moranbah 11 | Energy Queensland | Shoulder | Coincident | 2020 | ACTUAL_OPG | -2.2939 | 2.0991 | QLD Moranbah 11 |  |  | FALSE | #N/A | #N/A | #N/A | #N/A | #N/A | #N/A | #N/A | #N/A | #N/A | #N/A
TRUE | QLD | QMRL | Moranbah 11 | Energy Queensland | Shoulder | Coincident | 2020 | ACTUAL_RAW | -2.2939 | 2.0991 | QLD Moranbah 11 |  |  | FALSE | #N/A | #N/A | #N/A | #N/A | #N/A | #N/A | #N/A | #N/A | #N/A | #N/A
TRUE | QLD | QMRL | Moranbah 11 | Energy Queensland | Shoulder | Non-coincident | 2020 | ACTUAL_RAW | -5.5488 | 8.4694 | QLD Moranbah 11 |  |  | FALSE | #N/A | #N/A | #N/A | #N/A | #N/A | #N/A | #N/A | #N/A | #N/A | #N/A
TRUE | QLD | QMRL | Moranbah 11 | Energy Queensland | Shoulder | Non-coincident | 2020 | ACTUAL_OPG | -5.5488 | 8.4694 | QLD Moranbah 11 |  |  | FALSE | #N/A | #N/A | #N/A | #N/A | #N/A | #N/A | #N/A | #N/A | #N/A | #N/A
TRUE | QLD | QMRL | Moranbah 11 | Energy Queensland | Shoulder | Non-coincident | 2020 | ACTUAL_ADJUSTEDOPG | -5.5488 | 8.4694 | QLD Moranbah 11 |  |  | FALSE | #N/A | #N/A | #N/A | #N/A | #N/A | #N/A | #N/A | #N/A | #N/A | #N/A
TRUE | QLD | QMRL | Moranbah 11 | Energy Queensland | Shoulder | Coincident_unreconciled | 2021 | POE90 | -2.6534 | NA | QLD Moranbah 11 |  |  | FALSE | #N/A | #N/A | #N/A | #N/A | #N/A | #N/A | #N/A | #N/A | #N/A | #N/A
TRUE | QLD | QMRL | Moranbah 11 | Energy Queensland | Shoulder | Coincident_unreconciled | 2021 | POE50 | -1 | NA | QLD Moranbah 11 |  |  | FALSE | #N/A | #N/A | #N/A | #N/A | #N/A | #N/A | #N/A | #N/A | #N/A | #N/A
TRUE | QLD | QMRL | Moranbah 11 | Energy Queensland | Shoulder | Non-coincident | 2021 | POE50 | -6 | 16.4478 | QLD Moranbah 11 |  |  | FALSE | #N/A | #N/A | #N/A | #N/A | #N/A | #N/A | #N/A | #N/A | #N/A | #N/A
TRUE | QLD | QMRL | Moranbah 11 | Energy Queensland | Shoulder | Non-coincident | 2021 | POE90 | -6.3595 | NA | QLD Moranbah 11 |  |  | FALSE | #N/A | #N/A | #N/A | #N/A | #N/A | #N/A | #N/A | #N/A | #N/A | #N/A
TRUE | QLD | QMRL | Moranbah 11 | Energy Queensland | Shoulder | Coincident_unreconciled | 2022 | POE90 | -2.1558 | NA | QLD Moranbah 11 |  |  | FALSE | #N/A | #N/A | #N/A | #N/A | #N/A | #N/A | #N/A | #N/A | #N/A | #N/A
TRUE | QLD | QMRL | Moranbah 11 | Energy Queensland | Shoulder | Coincident_unreconciled | 2022 | POE50 | -0.50355 | NA | QLD Moranbah 11 |  |  | FALSE | #N/A | #N/A | #N/A | #N/A | #N/A | #N/A | #N/A | #N/A | #N/A | #N/A
TRUE | QLD | QMRL | Moranbah 11 | Energy Queensland | Shoulder | Non-coincident | 2022 | POE50 | -6.0031 | 16.2719 | QLD Moranbah 11 |  |  | FALSE | #N/A | #N/A | #N/A | #N/A | #N/A | #N/A | #N/A | #N/A | #N/A | #N/A
TRUE | QLD | QMRL | Moranbah 11 | Energy Queensland | Shoulder | Non-coincident | 2022 | POE90 | -6.6125 | NA | QLD Moranbah 11 |  |  | FALSE | #N/A | #N/A | #N/A | #N/A | #N/A | #N/A | #N/A | #N/A | #N/A | #N/A
TRUE | QLD | QMRL | Moranbah 11 | Energy Queensland | Shoulder | Coincident_unreconciled | 2023 | POE90 | -1.7068 | NA | QLD Moranbah 11 |  |  | FALSE | #N/A | #N/A | #N/A | #N/A | #N/A | #N/A | #N/A | #N/A | #N/A | #N/A
TRUE | QLD | QMRL | Moranbah 11 | Energy Queensland | Shoulder | Coincident_unreconciled | 2023 | POE50 | -0.06106 | NA | QLD Moranbah 11 |  |  | FALSE | #N/A | #N/A | #N/A | #N/A | #N/A | #N/A | #N/A | #N/A | #N/A | #N/A
TRUE | QLD | QMRL | Moranbah 11 | Energy Queensland | Shoulder | Non-coincident | 2023 | POE50 | -6.149 | 16.1561 | QLD Moranbah 11 |  |  | FALSE | #N/A | #N/A | #N/A | #N/A | #N/A | #N/A | #N/A | #N/A | #N/A | #N/A
TRUE | QLD | QMRL | Moranbah 11 | Energy Queensland | Shoulder | Non-coincident | 2023 | POE90 | -6.8578 | NA | QLD Moranbah 11 |  |  | FALSE | #N/A | #N/A | #N/A | #N/A | #N/A | #N/A | #N/A | #N/A | #N/A | #N/A
TRUE | QLD | QMRL | Moranbah 11 | Energy Queensland | Shoulder | Coincident_unreconciled | 2024 | POE90 | -1.4848 | NA | QLD Moranbah 11 |  |  | FALSE | #N/A | #N/A | #N/A | #N/A | #N/A | #N/A | #N/A | #N/A | #N/A | #N/A
TRUE | QLD | QMRL | Moranbah 11 | Energy Queensland | Shoulder | Coincident_unreconciled | 2024 | POE50 | 0.15443 | NA | QLD Moranbah 11 |  |  | FALSE | #N/A | #N/A | #N/A | #N/A | #N/A | #N/A | #N/A | #N/A | #N/A | #N/A
TRUE | QLD | QMRL | Moranbah 11 | Energy Queensland | Shoulder | Non-coincident | 2024 | POE50 | -6.2667 | 16.1246 | QLD Moranbah 11 |  |  | FALSE | #N/A | #N/A | #N/A | #N/A | #N/A | #N/A | #N/A | #N/A | #N/A | #N/A
TRUE | QLD | QMRL | Moranbah 11 | Energy Queensland | Shoulder | Non-coincident | 2024 | POE90 | -6.9792 | NA | QLD Moranbah 11 |  |  | FALSE | #N/A | #N/A | #N/A | #N/A | #N/A | #N/A | #N/A | #N/A | #N/A | #N/A
TRUE | QLD | QMRL | Moranbah 11 | Energy Queensland | Shoulder | Coincident_unreconciled | 2025 | POE90 | -1.345 | NA | QLD Moranbah 11 |  |  | FALSE | #N/A | #N/A | #N/A | #N/A | #N/A | #N/A | #N/A | #N/A | #N/A | #N/A
TRUE | QLD | QMRL | Moranbah 11 | Energy Queensland | Shoulder | Coincident_unreconciled | 2025 | POE50 | 0.28767 | NA | QLD Moranbah 11 |  |  | FALSE | #N/A | #N/A | #N/A | #N/A | #N/A | #N/A | #N/A | #N/A | #N/A | #N/A
TRUE | QLD | QMRL | Moranbah 11 | Energy Queensland | Shoulder | Non-coincident | 2025 | POE50 | -6.3395 | 16.1248 | QLD Moranbah 11 |  |  | FALSE | #N/A | #N/A | #N/A | #N/A | #N/A | #N/A | #N/A | #N/A | #N/A | #N/A
TRUE | QLD | QMRL | Moranbah 11 | Energy Queensland | Shoulder | Non-coincident | 2025 | POE90 | -7.0555 | NA | QLD Moranbah 11 |  |  | FALSE | #N/A | #N/A | #N/A | #N/A | #N/A | #N/A | #N/A | #N/A | #N/A | #N/A
TRUE | QLD | QMRL | Moranbah 11 | Energy Queensland | Shoulder | Coincident_unreconciled | 2026 | POE90 | -1.2106 | NA | QLD Moranbah 11 |  |  | FALSE | #N/A | #N/A | #N/A | #N/A | #N/A | #N/A | #N/A | #N/A | #N/A | #N/A
TRUE | QLD | QMRL | Moranbah 11 | Energy Queensland | Shoulder | Coincident_unreconciled | 2026 | POE50 | 0.41556 | NA | QLD Moranbah 11 |  |  | FALSE | #N/A | #N/A | #N/A | #N/A | #N/A | #N/A | #N/A | #N/A | #N/A | #N/A
TRUE | QLD | QMRL | Moranbah 11 | Energy Queensland | Shoulder | Non-coincident | 2026 | POE50 | -6.4094 | 16.131 | QLD Moranbah 11 |  |  | FALSE | #N/A | #N/A | #N/A | #N/A | #N/A | #N/A | #N/A | #N/A | #N/A | #N/A
TRUE | QLD | QMRL | Moranbah 11 | Energy Queensland | Shoulder | Non-coincident | 2026 | POE90 | -7.129 | NA | QLD Moranbah 11 |  |  | FALSE | #N/A | #N/A | #N/A | #N/A | #N/A | #N/A | #N/A | #N/A | #N/A | #N/A
TRUE | QLD | QMRL | Moranbah 11 | Energy Queensland | Shoulder | Coincident_unreconciled | 2027 | POE90 | -1.0863 | NA | QLD Moranbah 11 |  |  | FALSE | #N/A | #N/A | #N/A | #N/A | #N/A | #N/A | #N/A | #N/A | #N/A | #N/A
TRUE | QLD | QMRL | Moranbah 11 | Energy Queensland | Shoulder | Coincident_unreconciled | 2027 | POE50 | 0.53152 | NA | QLD Moranbah 11 |  |  | FALSE | #N/A | #N/A | #N/A | #N/A | #N/A | #N/A | #N/A | #N/A | #N/A | #N/A
TRUE | QLD | QMRL | Moranbah 11 | Energy Queensland | Shoulder | Non-coincident | 2027 | POE50 | -6.4728 | 16.1598 | QLD Moranbah 11 |  |  | FALSE | #N/A | #N/A | #N/A | #N/A | #N/A | #N/A | #N/A | #N/A | #N/A | #N/A
TRUE | QLD | QMRL | Moranbah 11 | Energy Queensland | Shoulder | Non-coincident | 2027 | POE90 | -7.1969 | NA | QLD Moranbah 11 |  |  | FALSE | #N/A | #N/A | #N/A | #N/A | #N/A | #N/A | #N/A | #N/A | #N/A | #N/A
TRUE | QLD | QMRL | Moranbah 11 | Energy Queensland | Shoulder | Coincident_unreconciled | 2028 | POE90 | -0.99163 | NA | QLD Moranbah 11 |  |  | FALSE | #N/A | #N/A | #N/A | #N/A | #N/A | #N/A | #N/A | #N/A | #N/A | #N/A
TRUE | QLD | QMRL | Moranbah 11 | Energy Queensland | Shoulder | Coincident_unreconciled | 2028 | POE50 | 0.61673 | NA | QLD Moranbah 11 |  |  | FALSE | #N/A | #N/A | #N/A | #N/A | #N/A | #N/A | #N/A | #N/A | #N/A | #N/A
TRUE | QLD | QMRL | Moranbah 11 | Energy Queensland | Shoulder | Non-coincident | 2028 | POE50 | -6.5193 | 16.214 | QLD Moranbah 11 |  |  | FALSE | #N/A | #N/A | #N/A | #N/A | #N/A | #N/A | #N/A | #N/A | #N/A | #N/A
TRUE | QLD | QMRL | Moranbah 11 | Energy Queensland | Shoulder | Non-coincident | 2028 | POE90 | -7.2486 | NA | QLD Moranbah 11 |  |  | FALSE | #N/A | #N/A | #N/A | #N/A | #N/A | #N/A | #N/A | #N/A | #N/A | #N/A
TRUE | QLD | QMRL | Moranbah 11 | Energy Queensland | Shoulder | Coincident_unreconciled | 2029 | POE90 | -0.9254 | NA | QLD Moranbah 11 |  |  | FALSE | #N/A | #N/A | #N/A | #N/A | #N/A | #N/A | #N/A | #N/A | #N/A | #N/A
TRUE | QLD | QMRL | Moranbah 11 | Energy Queensland | Shoulder | Coincident_unreconciled | 2029 | POE50 | 0.67347 | NA | QLD Moranbah 11 |  |  | FALSE | #N/A | #N/A | #N/A | #N/A | #N/A | #N/A | #N/A | #N/A | #N/A | #N/A
TRUE | QLD | QMRL | Moranbah 11 | Energy Queensland | Shoulder | Non-coincident | 2029 | POE50 | -6.5503 | 16.2861 | QLD Moranbah 11 |  |  | FALSE | #N/A | #N/A | #N/A | #N/A | #N/A | #N/A | #N/A | #N/A | #N/A | #N/A
TRUE | QLD | QMRL | Moranbah 11 | Energy Queensland | Shoulder | Non-coincident | 2029 | POE90 | -7.2848 | NA | QLD Moranbah 11 |  |  | FALSE | #N/A | #N/A | #N/A | #N/A | #N/A | #N/A | #N/A | #N/A | #N/A | #N/A
TRUE | QLD | QMRL | Moranbah 11 | Energy Queensland | Shoulder | Coincident_unreconciled | 2030 | POE90 | -0.86316 | NA | QLD Moranbah 11 |  |  | FALSE | #N/A | #N/A | #N/A | #N/A | #N/A | #N/A | #N/A | #N/A | #N/A | #N/A
TRUE | QLD | QMRL | Moranbah 11 | Energy Queensland | Shoulder | Coincident_unreconciled | 2030 | POE50 | 0.72624 | NA | QLD Moranbah 11 |  |  | FALSE | #N/A | #N/A | #N/A | #N/A | #N/A | #N/A | #N/A | #N/A | #N/A | #N/A
TRUE | QLD | QMRL | Moranbah 11 | Energy Queensland | Shoulder | Non-coincident | 2030 | POE50 | -6.5792 | 16.3698 | QLD Moranbah 11 |  |  | FALSE | #N/A | #N/A | #N/A | #N/A | #N/A | #N/A | #N/A | #N/A | #N/A | #N/A
TRUE | QLD | QMRL | Moranbah 11 | Energy Queensland | Shoulder | Non-coincident | 2030 | POE90 | -7.3188 | NA | QLD Moranbah 11 |  |  | FALSE | #N/A | #N/A | #N/A | #N/A | #N/A | #N/A | #N/A | #N/A | #N/A | #N/A
TRUE | QLD | QMRL | Moranbah 11 | Energy Queensland | Summer | Coincident | 2017 | ACTUAL_OPG | -4.8795 | 6.991 | QLD Moranbah 11 |  |  | FALSE | #N/A | #N/A | #N/A | #N/A | #N/A | #N/A | #N/A | #N/A | #N/A | #N/A
TRUE | QLD | QMRL | Moranbah 11 | Energy Queensland | Summer | Coincident | 2017 | ACTUAL_RAW | -4.8795 | 6.991 | QLD Moranbah 11 |  |  | FALSE | #N/A | #N/A | #N/A | #N/A | #N/A | #N/A | #N/A | #N/A | #N/A | #N/A
TRUE | QLD | QMRL | Moranbah 11 | Energy Queensland | Summer | Non-coincident | 2017 | ACTUAL_RAW | -8.3162 | 12.9449 | QLD Moranbah 11 |  |  | FALSE | #N/A | #N/A | #N/A | #N/A | #N/A | #N/A | #N/A | #N/A | #N/A | #N/A
TRUE | QLD | QMRL | Moranbah 11 | Energy Queensland | Summer | Non-coincident | 2017 | ACTUAL_OPG | -8.3162 | 12.9449 | QLD Moranbah 11 |  |  | FALSE | #N/A | #N/A | #N/A | #N/A | #N/A | #N/A | #N/A | #N/A | #N/A | #N/A
TRUE | QLD | QMRL | Moranbah 11 | Energy Queensland | Summer | Non-coincident | 2017 | ACTUAL_ADJUSTEDOPG | -8.3162 | 12.9449 | QLD Moranbah 11 |  |  | FALSE | #N/A | #N/A | #N/A | #N/A | #N/A | #N/A | #N/A | #N/A | #N/A | #N/A
TRUE | QLD | QMRL | Moranbah 11 | Energy Queensland | Summer | Coincident | 2018 | ACTUAL_OPG | -4.1438 | 13.1494 | QLD Moranbah 11 |  |  | FALSE | #N/A | #N/A | #N/A | #N/A | #N/A | #N/A | #N/A | #N/A | #N/A | #N/A
TRUE | QLD | QMRL | Moranbah 11 | Energy Queensland | Summer | Coincident | 2018 | ACTUAL_RAW | -4.1438 | 13.1494 | QLD Moranbah 11 |  |  | FALSE | #N/A | #N/A | #N/A | #N/A | #N/A | #N/A | #N/A | #N/A | #N/A | #N/A
TRUE | QLD | QMRL | Moranbah 11 | Energy Queensland | Summer | Non-coincident | 2018 | ACTUAL_RAW | -4.2107 | 18.3882 | QLD Moranbah 11 |  |  | FALSE | #N/A | #N/A | #N/A | #N/A | #N/A | #N/A | #N/A | #N/A | #N/A | #N/A
TRUE | QLD | QMRL | Moranbah 11 | Energy Queensland | Summer | Non-coincident | 2018 | ACTUAL_OPG | -4.2107 | 18.3882 | QLD Moranbah 11 |  |  | FALSE | #N/A | #N/A | #N/A | #N/A | #N/A | #N/A | #N/A | #N/A | #N/A | #N/A
TRUE | QLD | QMRL | Moranbah 11 | Energy Queensland | Summer | Non-coincident | 2018 | ACTUAL_ADJUSTEDOPG | -4.2107 | 18.3882 | QLD Moranbah 11 |  |  | FALSE | #N/A | #N/A | #N/A | #N/A | #N/A | #N/A | #N/A | #N/A | #N/A | #N/A
TRUE | QLD | QMRL | Moranbah 11 | Energy Queensland | Summer | Coincident | 2019 | ACTUAL_OPG | 2.3994 | 11.0701 | QLD Moranbah 11 |  |  | FALSE | #N/A | #N/A | #N/A | #N/A | #N/A | #N/A | #N/A | #N/A | #N/A | #N/A
TRUE | QLD | QMRL | Moranbah 11 | Energy Queensland | Summer | Coincident | 2019 | ACTUAL_RAW | 2.3994 | 11.0701 | QLD Moranbah 11 |  |  | FALSE | #N/A | #N/A | #N/A | #N/A | #N/A | #N/A | #N/A | #N/A | #N/A | #N/A
TRUE | QLD | QMRL | Moranbah 11 | Energy Queensland | Summer | Non-coincident | 2019 | ACTUAL_RAW | -4.7144 | 16.1704 | QLD Moranbah 11 |  |  | FALSE | #N/A | #N/A | #N/A | #N/A | #N/A | #N/A | #N/A | #N/A | #N/A | #N/A
TRUE | QLD | QMRL | Moranbah 11 | Energy Queensland | Summer | Non-coincident | 2019 | ACTUAL_OPG | -4.7144 | 16.1704 | QLD Moranbah 11 |  |  | FALSE | #N/A | #N/A | #N/A | #N/A | #N/A | #N/A | #N/A | #N/A | #N/A | #N/A
TRUE | QLD | QMRL | Moranbah 11 | Energy Queensland | Summer | Non-coincident | 2019 | ACTUAL_ADJUSTEDOPG | -4.7144 | 16.1704 | QLD Moranbah 11 |  |  | FALSE | #N/A | #N/A | #N/A | #N/A | #N/A | #N/A | #N/A | #N/A | #N/A | #N/A
TRUE | QLD | QMRL | Moranbah 11 | Energy Queensland | Summer | Non-coincident | 2019 | BASEYEARPOE90 | -2.7009 | NA | QLD Moranbah 11 |  |  | FALSE | #N/A | #N/A | #N/A | #N/A | #N/A | #N/A | #N/A | #N/A | #N/A | #N/A
TRUE | QLD | QMRL | Moranbah 11 | Energy Queensland | Summer | Non-coincident | 2019 | BASEYEARPOE50 | -2.4622 | 12.8007 | QLD Moranbah 11 |  |  | FALSE | #N/A | #N/A | #N/A | #N/A | #N/A | #N/A | #N/A | #N/A | #N/A | #N/A
TRUE | QLD | QMRL | Moranbah 11 | Energy Queensland | Summer | Coincident | 2020 | ACTUAL_OPG | -2.0898 | 4.6958 | QLD Moranbah 11 |  |  | FALSE | #N/A | #N/A | #N/A | #N/A | #N/A | #N/A | #N/A | #N/A | #N/A | #N/A
TRUE | QLD | QMRL | Moranbah 11 | Energy Queensland | Summer | Coincident | 2020 | ACTUAL_RAW | -2.0898 | 4.6958 | QLD Moranbah 11 |  |  | FALSE | #N/A | #N/A | #N/A | #N/A | #N/A | #N/A | #N/A | #N/A | #N/A | #N/A
TRUE | QLD | QMRL | Moranbah 11 | Energy Queensland | Summer | Non-coincident | 2020 | ACTUAL_RAW | -5.9661 | 12.9596 | QLD Moranbah 11 |  |  | FALSE | #N/A | #N/A | #N/A | #N/A | #N/A | #N/A | #N/A | #N/A | #N/A | #N/A
TRUE | QLD | QMRL | Moranbah 11 | Energy Queensland | Summer | Non-coincident | 2020 | ACTUAL_OPG | -5.9661 | 12.9596 | QLD Moranbah 11 |  |  | FALSE | #N/A | #N/A | #N/A | #N/A | #N/A | #N/A | #N/A | #N/A | #N/A | #N/A
TRUE | QLD | QMRL | Moranbah 11 | Energy Queensland | Summer | Non-coincident | 2020 | ACTUAL_ADJUSTEDOPG | -5.9661 | 12.9596 | QLD Moranbah 11 |  |  | FALSE | #N/A | #N/A | #N/A | #N/A | #N/A | #N/A | #N/A | #N/A | #N/A | #N/A
TRUE | QLD | QMRL | Moranbah 11 | Energy Queensland | Summer | Coincident_unreconciled | 2021 | POE90 | -3.8324 | NA | QLD Moranbah 11 |  |  | FALSE | #N/A | #N/A | #N/A | #N/A | #N/A | #N/A | #N/A | #N/A | #N/A | #N/A
TRUE | QLD | QMRL | Moranbah 11 | Energy Queensland | Summer | Coincident_unreconciled | 2021 | POE50 | -3 | NA | QLD Moranbah 11 |  |  | FALSE | #N/A | #N/A | #N/A | #N/A | #N/A | #N/A | #N/A | #N/A | #N/A | #N/A
TRUE | QLD | QMRL | Moranbah 11 | Energy Queensland | Summer | Non-coincident | 2021 | POE50 | -6 | 20.8902 | QLD Moranbah 11 |  |  | FALSE | #N/A | #N/A | #N/A | #N/A | #N/A | #N/A | #N/A | #N/A | #N/A | #N/A
TRUE | QLD | QMRL | Moranbah 11 | Energy Queensland | Summer | Non-coincident | 2021 | POE90 | -6.8266 | NA | QLD Moranbah 11 |  |  | FALSE | #N/A | #N/A | #N/A | #N/A | #N/A | #N/A | #N/A | #N/A | #N/A | #N/A
TRUE | QLD | QMRL | Moranbah 11 | Energy Queensland | Summer | Coincident_unreconciled | 2022 | POE90 | -3.392 | NA | QLD Moranbah 11 |  |  | FALSE | #N/A | #N/A | #N/A | #N/A | #N/A | #N/A | #N/A | #N/A | #N/A | #N/A
TRUE | QLD | QMRL | Moranbah 11 | Energy Queensland | Summer | Coincident_unreconciled | 2022 | POE50 | -2.5604 | NA | QLD Moranbah 11 |  |  | FALSE | #N/A | #N/A | #N/A | #N/A | #N/A | #N/A | #N/A | #N/A | #N/A | #N/A
TRUE | QLD | QMRL | Moranbah 11 | Energy Queensland | Summer | Non-coincident | 2022 | POE50 | -6.2582 | 20.8666 | QLD Moranbah 11 |  |  | FALSE | #N/A | #N/A | #N/A | #N/A | #N/A | #N/A | #N/A | #N/A | #N/A | #N/A
TRUE | QLD | QMRL | Moranbah 11 | Energy Queensland | Summer | Non-coincident | 2022 | POE90 | -6.8344 | NA | QLD Moranbah 11 |  |  | FALSE | #N/A | #N/A | #N/A | #N/A | #N/A | #N/A | #N/A | #N/A | #N/A | #N/A
TRUE | QLD | QMRL | Moranbah 11 | Energy Queensland | Summer | Coincident_unreconciled | 2023 | POE90 | -3.0061 | NA | QLD Moranbah 11 |  |  | FALSE | #N/A | #N/A | #N/A | #N/A | #N/A | #N/A | #N/A | #N/A | #N/A | #N/A
TRUE | QLD | QMRL | Moranbah 11 | Energy Queensland | Summer | Coincident_unreconciled | 2023 | POE50 | -2.1786 | NA | QLD Moranbah 11 |  |  | FALSE | #N/A | #N/A | #N/A | #N/A | #N/A | #N/A | #N/A | #N/A | #N/A | #N/A
TRUE | QLD | QMRL | Moranbah 11 | Energy Queensland | Summer | Non-coincident | 2023 | POE50 | -6.4824 | 20.8902 | QLD Moranbah 11 |  |  | FALSE | #N/A | #N/A | #N/A | #N/A | #N/A | #N/A | #N/A | #N/A | #N/A | #N/A
TRUE | QLD | QMRL | Moranbah 11 | Energy Queensland | Summer | Non-coincident | 2023 | POE90 | -6.9702 | NA | QLD Moranbah 11 |  |  | FALSE | #N/A | #N/A | #N/A | #N/A | #N/A | #N/A | #N/A | #N/A | #N/A | #N/A
TRUE | QLD | QMRL | Moranbah 11 | Energy Queensland | Summer | Coincident_unreconciled | 2024 | POE90 | -2.8346 | NA | QLD Moranbah 11 |  |  | FALSE | #N/A | #N/A | #N/A | #N/A | #N/A | #N/A | #N/A | #N/A | #N/A | #N/A
TRUE | QLD | QMRL | Moranbah 11 | Energy Queensland | Summer | Coincident_unreconciled | 2024 | POE50 | -2.0113 | NA | QLD Moranbah 11 |  |  | FALSE | #N/A | #N/A | #N/A | #N/A | #N/A | #N/A | #N/A | #N/A | #N/A | #N/A
TRUE | QLD | QMRL | Moranbah 11 | Energy Queensland | Summer | Non-coincident | 2024 | POE50 | -6.5806 | 20.9291 | QLD Moranbah 11 |  |  | FALSE | #N/A | #N/A | #N/A | #N/A | #N/A | #N/A | #N/A | #N/A | #N/A | #N/A
TRUE | QLD | QMRL | Moranbah 11 | Energy Queensland | Summer | Non-coincident | 2024 | POE90 | -7.0709 | NA | QLD Moranbah 11 |  |  | FALSE | #N/A | #N/A | #N/A | #N/A | #N/A | #N/A | #N/A | #N/A | #N/A | #N/A
TRUE | QLD | QMRL | Moranbah 11 | Energy Queensland | Summer | Coincident_unreconciled | 2025 | POE90 | -2.7273 | NA | QLD Moranbah 11 |  |  | FALSE | #N/A | #N/A | #N/A | #N/A | #N/A | #N/A | #N/A | #N/A | #N/A | #N/A
TRUE | QLD | QMRL | Moranbah 11 | Energy Queensland | Summer | Coincident_unreconciled | 2025 | POE50 | -1.9082 | NA | QLD Moranbah 11 |  |  | FALSE | #N/A | #N/A | #N/A | #N/A | #N/A | #N/A | #N/A | #N/A | #N/A | #N/A
TRUE | QLD | QMRL | Moranbah 11 | Energy Queensland | Summer | Non-coincident | 2025 | POE50 | -6.6412 | 20.974 | QLD Moranbah 11 |  |  | FALSE | #N/A | #N/A | #N/A | #N/A | #N/A | #N/A | #N/A | #N/A | #N/A | #N/A
TRUE | QLD | QMRL | Moranbah 11 | Energy Queensland | Summer | Non-coincident | 2025 | POE90 | -7.1338 | NA | QLD Moranbah 11 |  |  | FALSE | #N/A | #N/A | #N/A | #N/A | #N/A | #N/A | #N/A | #N/A | #N/A | #N/A
TRUE | QLD | QMRL | Moranbah 11 | Energy Queensland | Summer | Coincident_unreconciled | 2026 | POE90 | -2.6251 | NA | QLD Moranbah 11 |  |  | FALSE | #N/A | #N/A | #N/A | #N/A | #N/A | #N/A | #N/A | #N/A | #N/A | #N/A
TRUE | QLD | QMRL | Moranbah 11 | Energy Queensland | Summer | Coincident_unreconciled | 2026 | POE50 | -1.8102 | NA | QLD Moranbah 11 |  |  | FALSE | #N/A | #N/A | #N/A | #N/A | #N/A | #N/A | #N/A | #N/A | #N/A | #N/A
TRUE | QLD | QMRL | Moranbah 11 | Energy Queensland | Summer | Non-coincident | 2026 | POE50 | -6.6987 | 21.0246 | QLD Moranbah 11 |  |  | FALSE | #N/A | #N/A | #N/A | #N/A | #N/A | #N/A | #N/A | #N/A | #N/A | #N/A
TRUE | QLD | QMRL | Moranbah 11 | Energy Queensland | Summer | Non-coincident | 2026 | POE90 | -7.1939 | NA | QLD Moranbah 11 |  |  | FALSE | #N/A | #N/A | #N/A | #N/A | #N/A | #N/A | #N/A | #N/A | #N/A | #N/A
TRUE | QLD | QMRL | Moranbah 11 | Energy Queensland | Summer | Coincident_unreconciled | 2027 | POE90 | -2.5385 | NA | QLD Moranbah 11 |  |  | FALSE | #N/A | #N/A | #N/A | #N/A | #N/A | #N/A | #N/A | #N/A | #N/A | #N/A
TRUE | QLD | QMRL | Moranbah 11 | Energy Queensland | Summer | Coincident_unreconciled | 2027 | POE50 | -1.7289 | NA | QLD Moranbah 11 |  |  | FALSE | #N/A | #N/A | #N/A | #N/A | #N/A | #N/A | #N/A | #N/A | #N/A | #N/A
TRUE | QLD | QMRL | Moranbah 11 | Energy Queensland | Summer | Non-coincident | 2027 | POE50 | -6.7465 | 21.0973 | QLD Moranbah 11 |  |  | FALSE | #N/A | #N/A | #N/A | #N/A | #N/A | #N/A | #N/A | #N/A | #N/A | #N/A
TRUE | QLD | QMRL | Moranbah 11 | Energy Queensland | Summer | Non-coincident | 2027 | POE90 | -7.2447 | NA | QLD Moranbah 11 |  |  | FALSE | #N/A | #N/A | #N/A | #N/A | #N/A | #N/A | #N/A | #N/A | #N/A | #N/A
TRUE | QLD | QMRL | Moranbah 11 | Energy Queensland | Summer | Coincident_unreconciled | 2028 | POE90 | -2.4839 | NA | QLD Moranbah 11 |  |  | FALSE | #N/A | #N/A | #N/A | #N/A | #N/A | #N/A | #N/A | #N/A | #N/A | #N/A
TRUE | QLD | QMRL | Moranbah 11 | Energy Queensland | Summer | Coincident_unreconciled | 2028 | POE50 | -1.6803 | NA | QLD Moranbah 11 |  |  | FALSE | #N/A | #N/A | #N/A | #N/A | #N/A | #N/A | #N/A | #N/A | #N/A | #N/A
TRUE | QLD | QMRL | Moranbah 11 | Energy Queensland | Summer | Non-coincident | 2028 | POE50 | -6.775 | 21.189 | QLD Moranbah 11 |  |  | FALSE | #N/A | #N/A | #N/A | #N/A | #N/A | #N/A | #N/A | #N/A | #N/A | #N/A
TRUE | QLD | QMRL | Moranbah 11 | Energy Queensland | Summer | Non-coincident | 2028 | POE90 | -7.2768 | NA | QLD Moranbah 11 |  |  | FALSE | #N/A | #N/A | #N/A | #N/A | #N/A | #N/A | #N/A | #N/A | #N/A | #N/A
TRUE | QLD | QMRL | Moranbah 11 | Energy Queensland | Summer | Coincident_unreconciled | 2029 | POE90 | -2.4577 | NA | QLD Moranbah 11 |  |  | FALSE | #N/A | #N/A | #N/A | #N/A | #N/A | #N/A | #N/A | #N/A | #N/A | #N/A
TRUE | QLD | QMRL | Moranbah 11 | Energy Queensland | Summer | Coincident_unreconciled | 2029 | POE50 | -1.6602 | NA | QLD Moranbah 11 |  |  | FALSE | #N/A | #N/A | #N/A | #N/A | #N/A | #N/A | #N/A | #N/A | #N/A | #N/A
TRUE | QLD | QMRL | Moranbah 11 | Energy Queensland | Summer | Non-coincident | 2029 | POE50 | -6.7868 | 21.2916 | QLD Moranbah 11 |  |  | FALSE | #N/A | #N/A | #N/A | #N/A | #N/A | #N/A | #N/A | #N/A | #N/A | #N/A
TRUE | QLD | QMRL | Moranbah 11 | Energy Queensland | Summer | Non-coincident | 2029 | POE90 | -7.2922 | NA | QLD Moranbah 11 |  |  | FALSE | #N/A | #N/A | #N/A | #N/A | #N/A | #N/A | #N/A | #N/A | #N/A | #N/A
TRUE | QLD | QMRL | Moranbah 11 | Energy Queensland | Summer | Coincident_unreconciled | 2030 | POE90 | -2.4437 | NA | QLD Moranbah 11 |  |  | FALSE | #N/A | #N/A | #N/A | #N/A | #N/A | #N/A | #N/A | #N/A | #N/A | #N/A
TRUE | QLD | QMRL | Moranbah 11 | Energy Queensland | Summer | Coincident_unreconciled | 2030 | POE50 | -1.6523 | NA | QLD Moranbah 11 |  |  | FALSE | #N/A | #N/A | #N/A | #N/A | #N/A | #N/A | #N/A | #N/A | #N/A | #N/A
TRUE | QLD | QMRL | Moranbah 11 | Energy Queensland | Summer | Non-coincident | 2030 | POE50 | -6.7915 | 21.4065 | QLD Moranbah 11 |  |  | FALSE | #N/A | #N/A | #N/A | #N/A | #N/A | #N/A | #N/A | #N/A | #N/A | #N/A
TRUE | QLD | QMRL | Moranbah 11 | Energy Queensland | Summer | Non-coincident | 2030 | POE90 | -7.3004 | NA | QLD Moranbah 11 |  |  | FALSE | #N/A | #N/A | #N/A | #N/A | #N/A | #N/A | #N/A | #N/A | #N/A | #N/A
TRUE | QLD | QMRL | Moranbah 11 | Energy Queensland | Winter | Coincident | 2016 | ACTUAL_OPG | -4.9785 | -3.0827 | QLD Moranbah 11 |  |  | FALSE | #N/A | #N/A | #N/A | #N/A | #N/A | #N/A | #N/A | #N/A | #N/A | #N/A
TRUE | QLD | QMRL | Moranbah 11 | Energy Queensland | Winter | Coincident | 2016 | ACTUAL_RAW | -4.9785 | -3.0827 | QLD Moranbah 11 |  |  | FALSE | #N/A | #N/A | #N/A | #N/A | #N/A | #N/A | #N/A | #N/A | #N/A | #N/A
TRUE | QLD | QMRL | Moranbah 11 | Energy Queensland | Winter | Non-coincident | 2016 | ACTUAL_RAW | -6.7943 | 9.6925 | QLD Moranbah 11 |  |  | FALSE | #N/A | #N/A | #N/A | #N/A | #N/A | #N/A | #N/A | #N/A | #N/A | #N/A
TRUE | QLD | QMRL | Moranbah 11 | Energy Queensland | Winter | Non-coincident | 2016 | ACTUAL_OPG | -6.7943 | 9.6925 | QLD Moranbah 11 |  |  | FALSE | #N/A | #N/A | #N/A | #N/A | #N/A | #N/A | #N/A | #N/A | #N/A | #N/A
TRUE | QLD | QMRL | Moranbah 11 | Energy Queensland | Winter | Non-coincident | 2016 | ACTUAL_ADJUSTEDOPG | -6.7943 | 9.6925 | QLD Moranbah 11 |  |  | FALSE | #N/A | #N/A | #N/A | #N/A | #N/A | #N/A | #N/A | #N/A | #N/A | #N/A
TRUE | QLD | QMRL | Moranbah 11 | Energy Queensland | Winter | Coincident | 2017 | ACTUAL_OPG | -5.2227 | 5.0911 | QLD Moranbah 11 |  |  | FALSE | #N/A | #N/A | #N/A | #N/A | #N/A | #N/A | #N/A | #N/A | #N/A | #N/A
TRUE | QLD | QMRL | Moranbah 11 | Energy Queensland | Winter | Coincident | 2017 | ACTUAL_RAW | -5.2227 | 5.0911 | QLD Moranbah 11 |  |  | FALSE | #N/A | #N/A | #N/A | #N/A | #N/A | #N/A | #N/A | #N/A | #N/A | #N/A
TRUE | QLD | QMRL | Moranbah 11 | Energy Queensland | Winter | Non-coincident | 2017 | ACTUAL_RAW | -6.9809 | 8.6149 | QLD Moranbah 11 |  |  | FALSE | #N/A | #N/A | #N/A | #N/A | #N/A | #N/A | #N/A | #N/A | #N/A | #N/A
TRUE | QLD | QMRL | Moranbah 11 | Energy Queensland | Winter | Non-coincident | 2017 | ACTUAL_OPG | -6.9809 | 8.6149 | QLD Moranbah 11 |  |  | FALSE | #N/A | #N/A | #N/A | #N/A | #N/A | #N/A | #N/A | #N/A | #N/A | #N/A
TRUE | QLD | QMRL | Moranbah 11 | Energy Queensland | Winter | Non-coincident | 2017 | ACTUAL_ADJUSTEDOPG | -6.9809 | 8.6149 | QLD Moranbah 11 |  |  | FALSE | #N/A | #N/A | #N/A | #N/A | #N/A | #N/A | #N/A | #N/A | #N/A | #N/A
TRUE | QLD | QMRL | Moranbah 11 | Energy Queensland | Winter | Coincident | 2018 | ACTUAL_OPG | 3.3583 | 5.4465 | QLD Moranbah 11 |  |  | FALSE | #N/A | #N/A | #N/A | #N/A | #N/A | #N/A | #N/A | #N/A | #N/A | #N/A
TRUE | QLD | QMRL | Moranbah 11 | Energy Queensland | Winter | Coincident | 2018 | ACTUAL_RAW | 3.3583 | 5.4465 | QLD Moranbah 11 |  |  | FALSE | #N/A | #N/A | #N/A | #N/A | #N/A | #N/A | #N/A | #N/A | #N/A | #N/A
TRUE | QLD | QMRL | Moranbah 11 | Energy Queensland | Winter | Non-coincident | 2018 | ACTUAL_RAW | 0.7889 | 6.1206 | QLD Moranbah 11 |  |  | FALSE | #N/A | #N/A | #N/A | #N/A | #N/A | #N/A | #N/A | #N/A | #N/A | #N/A
TRUE | QLD | QMRL | Moranbah 11 | Energy Queensland | Winter | Non-coincident | 2018 | ACTUAL_OPG | 0.7889 | 6.1206 | QLD Moranbah 11 |  |  | FALSE | #N/A | #N/A | #N/A | #N/A | #N/A | #N/A | #N/A | #N/A | #N/A | #N/A
TRUE | QLD | QMRL | Moranbah 11 | Energy Queensland | Winter | Non-coincident | 2018 | ACTUAL_ADJUSTEDOPG | 0.7889 | 6.1206 | QLD Moranbah 11 |  |  | FALSE | #N/A | #N/A | #N/A | #N/A | #N/A | #N/A | #N/A | #N/A | #N/A | #N/A
TRUE | QLD | QMRL | Moranbah 11 | Energy Queensland | Winter | Coincident | 2019 | ACTUAL_OPG | -4.0947 | 3.496 | QLD Moranbah 11 |  |  | FALSE | #N/A | #N/A | #N/A | #N/A | #N/A | #N/A | #N/A | #N/A | #N/A | #N/A
TRUE | QLD | QMRL | Moranbah 11 | Energy Queensland | Winter | Coincident | 2019 | ACTUAL_RAW | -4.0947 | 3.496 | QLD Moranbah 11 |  |  | FALSE | #N/A | #N/A | #N/A | #N/A | #N/A | #N/A | #N/A | #N/A | #N/A | #N/A
TRUE | QLD | QMRL | Moranbah 11 | Energy Queensland | Winter | Non-coincident | 2019 | ACTUAL_RAW | -6.0947 | 11.9062 | QLD Moranbah 11 |  |  | FALSE | #N/A | #N/A | #N/A | #N/A | #N/A | #N/A | #N/A | #N/A | #N/A | #N/A
TRUE | QLD | QMRL | Moranbah 11 | Energy Queensland | Winter | Non-coincident | 2019 | ACTUAL_OPG | -6.0947 | 11.9062 | QLD Moranbah 11 |  |  | FALSE | #N/A | #N/A | #N/A | #N/A | #N/A | #N/A | #N/A | #N/A | #N/A | #N/A
TRUE | QLD | QMRL | Moranbah 11 | Energy Queensland | Winter | Non-coincident | 2019 | ACTUAL_ADJUSTEDOPG | -6.0947 | 11.9062 | QLD Moranbah 11 |  |  | FALSE | #N/A | #N/A | #N/A | #N/A | #N/A | #N/A | #N/A | #N/A | #N/A | #N/A
TRUE | QLD | QMRL | Moranbah 11 | Energy Queensland | Winter | Non-coincident | 2019 | BASEYEARPOE90 | -4.626 | NA | QLD Moranbah 11 |  |  | FALSE | #N/A | #N/A | #N/A | #N/A | #N/A | #N/A | #N/A | #N/A | #N/A | #N/A
TRUE | QLD | QMRL | Moranbah 11 | Energy Queensland | Winter | Non-coincident | 2019 | BASEYEARPOE50 | -4.3033 | 7.4449 | QLD Moranbah 11 |  |  | FALSE | #N/A | #N/A | #N/A | #N/A | #N/A | #N/A | #N/A | #N/A | #N/A | #N/A
TRUE | QLD | QMRL | Moranbah 11 | Energy Queensland | Winter | Coincident_unreconciled | 2020 | POE90 | -3.8324 | NA | QLD Moranbah 11 |  |  | FALSE | #N/A | #N/A | #N/A | #N/A | #N/A | #N/A | #N/A | #N/A | #N/A | #N/A
TRUE | QLD | QMRL | Moranbah 11 | Energy Queensland | Winter | Coincident_unreconciled | 2020 | POE50 | -3 | NA | QLD Moranbah 11 |  |  | FALSE | #N/A | #N/A | #N/A | #N/A | #N/A | #N/A | #N/A | #N/A | #N/A | #N/A
TRUE | QLD | QMRL | Moranbah 11 | Energy Queensland | Winter | Non-coincident | 2020 | POE50 | -6 | 9.4604 | QLD Moranbah 11 |  |  | FALSE | #N/A | #N/A | #N/A | #N/A | #N/A | #N/A | #N/A | #N/A | #N/A | #N/A
TRUE | QLD | QMRL | Moranbah 11 | Energy Queensland | Winter | Non-coincident | 2020 | POE90 | -6.6598 | NA | QLD Moranbah 11 |  |  | FALSE | #N/A | #N/A | #N/A | #N/A | #N/A | #N/A | #N/A | #N/A | #N/A | #N/A
TRUE | QLD | QMRL | Moranbah 11 | Energy Queensland | Winter | Coincident_unreconciled | 2021 | POE90 | -3.2146 | NA | QLD Moranbah 11 |  |  | FALSE | #N/A | #N/A | #N/A | #N/A | #N/A | #N/A | #N/A | #N/A | #N/A | #N/A
TRUE | QLD | QMRL | Moranbah 11 | Energy Queensland | Winter | Coincident_unreconciled | 2021 | POE50 | -2.376 | NA | QLD Moranbah 11 |  |  | FALSE | #N/A | #N/A | #N/A | #N/A | #N/A | #N/A | #N/A | #N/A | #N/A | #N/A
TRUE | QLD | QMRL | Moranbah 11 | Energy Queensland | Winter | Non-coincident | 2021 | POE50 | -6.2538 | 14.4399 | QLD Moranbah 11 |  |  | FALSE | #N/A | #N/A | #N/A | #N/A | #N/A | #N/A | #N/A | #N/A | #N/A | #N/A
TRUE | QLD | QMRL | Moranbah 11 | Energy Queensland | Winter | Non-coincident | 2021 | POE90 | -6.9111 | NA | QLD Moranbah 11 |  |  | FALSE | #N/A | #N/A | #N/A | #N/A | #N/A | #N/A | #N/A | #N/A | #N/A | #N/A
TRUE | QLD | QMRL | Moranbah 11 | Energy Queensland | Winter | Coincident_unreconciled | 2022 | POE90 | -2.4527 | NA | QLD Moranbah 11 |  |  | FALSE | #N/A | #N/A | #N/A | #N/A | #N/A | #N/A | #N/A | #N/A | #N/A | #N/A
TRUE | QLD | QMRL | Moranbah 11 | Energy Queensland | Winter | Coincident_unreconciled | 2022 | POE50 | -1.6217 | NA | QLD Moranbah 11 |  |  | FALSE | #N/A | #N/A | #N/A | #N/A | #N/A | #N/A | #N/A | #N/A | #N/A | #N/A
TRUE | QLD | QMRL | Moranbah 11 | Energy Queensland | Winter | Non-coincident | 2022 | POE50 | -6.5607 | 14.4659 | QLD Moranbah 11 |  |  | FALSE | #N/A | #N/A | #N/A | #N/A | #N/A | #N/A | #N/A | #N/A | #N/A | #N/A
TRUE | QLD | QMRL | Moranbah 11 | Energy Queensland | Winter | Non-coincident | 2022 | POE90 | -7.221 | NA | QLD Moranbah 11 |  |  | FALSE | #N/A | #N/A | #N/A | #N/A | #N/A | #N/A | #N/A | #N/A | #N/A | #N/A
TRUE | QLD | QMRL | Moranbah 11 | Energy Queensland | Winter | Coincident_unreconciled | 2023 | POE90 | -1.9742 | NA | QLD Moranbah 11 |  |  | FALSE | #N/A | #N/A | #N/A | #N/A | #N/A | #N/A | #N/A | #N/A | #N/A | #N/A
TRUE | QLD | QMRL | Moranbah 11 | Energy Queensland | Winter | Coincident_unreconciled | 2023 | POE50 | -1.1508 | NA | QLD Moranbah 11 |  |  | FALSE | #N/A | #N/A | #N/A | #N/A | #N/A | #N/A | #N/A | #N/A | #N/A | #N/A
TRUE | QLD | QMRL | Moranbah 11 | Energy Queensland | Winter | Non-coincident | 2023 | POE50 | -6.7522 | 14.4923 | QLD Moranbah 11 |  |  | FALSE | #N/A | #N/A | #N/A | #N/A | #N/A | #N/A | #N/A | #N/A | #N/A | #N/A
TRUE | QLD | QMRL | Moranbah 11 | Energy Queensland | Winter | Non-coincident | 2023 | POE90 | -7.4157 | NA | QLD Moranbah 11 |  |  | FALSE | #N/A | #N/A | #N/A | #N/A | #N/A | #N/A | #N/A | #N/A | #N/A | #N/A
TRUE | QLD | QMRL | Moranbah 11 | Energy Queensland | Winter | Coincident_unreconciled | 2024 | POE90 | -1.7518 | NA | QLD Moranbah 11 |  |  | FALSE | #N/A | #N/A | #N/A | #N/A | #N/A | #N/A | #N/A | #N/A | #N/A | #N/A
TRUE | QLD | QMRL | Moranbah 11 | Energy Queensland | Winter | Coincident_unreconciled | 2024 | POE50 | -0.93595 | NA | QLD Moranbah 11 |  |  | FALSE | #N/A | #N/A | #N/A | #N/A | #N/A | #N/A | #N/A | #N/A | #N/A | #N/A
TRUE | QLD | QMRL | Moranbah 11 | Energy Queensland | Winter | Non-coincident | 2024 | POE50 | -6.8396 | 14.518 | QLD Moranbah 11 |  |  | FALSE | #N/A | #N/A | #N/A | #N/A | #N/A | #N/A | #N/A | #N/A | #N/A | #N/A
TRUE | QLD | QMRL | Moranbah 11 | Energy Queensland | Winter | Non-coincident | 2024 | POE90 | -7.5061 | NA | QLD Moranbah 11 |  |  | FALSE | #N/A | #N/A | #N/A | #N/A | #N/A | #N/A | #N/A | #N/A | #N/A | #N/A
TRUE | QLD | QMRL | Moranbah 11 | Energy Queensland | Winter | Coincident_unreconciled | 2025 | POE90 | -1.5681 | NA | QLD Moranbah 11 |  |  | FALSE | #N/A | #N/A | #N/A | #N/A | #N/A | #N/A | #N/A | #N/A | #N/A | #N/A
TRUE | QLD | QMRL | Moranbah 11 | Energy Queensland | Winter | Coincident_unreconciled | 2025 | POE50 | -0.7599 | NA | QLD Moranbah 11 |  |  | FALSE | #N/A | #N/A | #N/A | #N/A | #N/A | #N/A | #N/A | #N/A | #N/A | #N/A
TRUE | QLD | QMRL | Moranbah 11 | Energy Queensland | Winter | Non-coincident | 2025 | POE50 | -6.9112 | 14.548 | QLD Moranbah 11 |  |  | FALSE | #N/A | #N/A | #N/A | #N/A | #N/A | #N/A | #N/A | #N/A | #N/A | #N/A
TRUE | QLD | QMRL | Moranbah 11 | Energy Queensland | Winter | Non-coincident | 2025 | POE90 | -7.5808 | NA | QLD Moranbah 11 |  |  | FALSE | #N/A | #N/A | #N/A | #N/A | #N/A | #N/A | #N/A | #N/A | #N/A | #N/A
TRUE | QLD | QMRL | Moranbah 11 | Energy Queensland | Winter | Coincident_unreconciled | 2026 | POE90 | -1.3764 | NA | QLD Moranbah 11 |  |  | FALSE | #N/A | #N/A | #N/A | #N/A | #N/A | #N/A | #N/A | #N/A | #N/A | #N/A
TRUE | QLD | QMRL | Moranbah 11 | Energy Queensland | Winter | Coincident_unreconciled | 2026 | POE50 | -0.57609 | NA | QLD Moranbah 11 |  |  | FALSE | #N/A | #N/A | #N/A | #N/A | #N/A | #N/A | #N/A | #N/A | #N/A | #N/A
TRUE | QLD | QMRL | Moranbah 11 | Energy Queensland | Winter | Non-coincident | 2026 | POE50 | -6.986 | 14.5898 | QLD Moranbah 11 |  |  | FALSE | #N/A | #N/A | #N/A | #N/A | #N/A | #N/A | #N/A | #N/A | #N/A | #N/A
TRUE | QLD | QMRL | Moranbah 11 | Energy Queensland | Winter | Non-coincident | 2026 | POE90 | -7.6588 | NA | QLD Moranbah 11 |  |  | FALSE | #N/A | #N/A | #N/A | #N/A | #N/A | #N/A | #N/A | #N/A | #N/A | #N/A
TRUE | QLD | QMRL | Moranbah 11 | Energy Queensland | Winter | Coincident_unreconciled | 2027 | POE90 | -1.236 | NA | QLD Moranbah 11 |  |  | FALSE | #N/A | #N/A | #N/A | #N/A | #N/A | #N/A | #N/A | #N/A | #N/A | #N/A
TRUE | QLD | QMRL | Moranbah 11 | Energy Queensland | Winter | Coincident_unreconciled | 2027 | POE50 | -0.44675 | NA | QLD Moranbah 11 |  |  | FALSE | #N/A | #N/A | #N/A | #N/A | #N/A | #N/A | #N/A | #N/A | #N/A | #N/A
TRUE | QLD | QMRL | Moranbah 11 | Energy Queensland | Winter | Non-coincident | 2027 | POE50 | -7.0386 | 14.6601 | QLD Moranbah 11 |  |  | FALSE | #N/A | #N/A | #N/A | #N/A | #N/A | #N/A | #N/A | #N/A | #N/A | #N/A
TRUE | QLD | QMRL | Moranbah 11 | Energy Queensland | Winter | Non-coincident | 2027 | POE90 | -7.7159 | NA | QLD Moranbah 11 |  |  | FALSE | #N/A | #N/A | #N/A | #N/A | #N/A | #N/A | #N/A | #N/A | #N/A | #N/A
TRUE | QLD | QMRL | Moranbah 11 | Energy Queensland | Winter | Coincident_unreconciled | 2028 | POE90 | -1.1473 | NA | QLD Moranbah 11 |  |  | FALSE | #N/A | #N/A | #N/A | #N/A | #N/A | #N/A | #N/A | #N/A | #N/A | #N/A
TRUE | QLD | QMRL | Moranbah 11 | Energy Queensland | Winter | Coincident_unreconciled | 2028 | POE50 | -0.36907 | NA | QLD Moranbah 11 |  |  | FALSE | #N/A | #N/A | #N/A | #N/A | #N/A | #N/A | #N/A | #N/A | #N/A | #N/A
TRUE | QLD | QMRL | Moranbah 11 | Energy Queensland | Winter | Non-coincident | 2028 | POE50 | -7.0702 | 14.7461 | QLD Moranbah 11 |  |  | FALSE | #N/A | #N/A | #N/A | #N/A | #N/A | #N/A | #N/A | #N/A | #N/A | #N/A
TRUE | QLD | QMRL | Moranbah 11 | Energy Queensland | Winter | Non-coincident | 2028 | POE90 | -7.752 | NA | QLD Moranbah 11 |  |  | FALSE | #N/A | #N/A | #N/A | #N/A | #N/A | #N/A | #N/A | #N/A | #N/A | #N/A
TRUE | QLD | QMRL | Moranbah 11 | Energy Queensland | Winter | Coincident_unreconciled | 2029 | POE90 | -1.1154 | NA | QLD Moranbah 11 |  |  | FALSE | #N/A | #N/A | #N/A | #N/A | #N/A | #N/A | #N/A | #N/A | #N/A | #N/A
TRUE | QLD | QMRL | Moranbah 11 | Energy Queensland | Winter | Coincident_unreconciled | 2029 | POE50 | -0.34823 | NA | QLD Moranbah 11 |  |  | FALSE | #N/A | #N/A | #N/A | #N/A | #N/A | #N/A | #N/A | #N/A | #N/A | #N/A
TRUE | QLD | QMRL | Moranbah 11 | Energy Queensland | Winter | Non-coincident | 2029 | POE50 | -7.0787 | 14.8494 | QLD Moranbah 11 |  |  | FALSE | #N/A | #N/A | #N/A | #N/A | #N/A | #N/A | #N/A | #N/A | #N/A | #N/A
TRUE | QLD | QMRL | Moranbah 11 | Energy Queensland | Winter | Non-coincident | 2029 | POE90 | -7.765 | NA | QLD Moranbah 11 |  |  | FALSE | #N/A | #N/A | #N/A | #N/A | #N/A | #N/A | #N/A | #N/A | #N/A | #N/A
TRUE | QLD | QMRL | Moranbah 11 | Energy Queensland | Shoulder | Non-coincident | 2019 | BASEYEARPOE10 | NA | 10.9425 | QLD Moranbah 11 |  |  | FALSE | #N/A | #N/A | #N/A | #N/A | #N/A | #N/A | #N/A | #N/A | #N/A | #N/A
TRUE | QLD | QMRL | Moranbah 11 | Energy Queensland | Shoulder | Coincident | 2021 | POE10 | NA | 8.8741 | QLD Moranbah 11 |  |  | FALSE | #N/A | #N/A | #N/A | #N/A | #N/A | #N/A | #N/A | #N/A | #N/A | #N/A
TRUE | QLD | QMRL | Moranbah 11 | Energy Queensland | Shoulder | Coincident | 2021 | POE50 | NA | 8.5413 | QLD Moranbah 11 |  |  | FALSE | #N/A | #N/A | #N/A | #N/A | #N/A | #N/A | #N/A | #N/A | #N/A | #N/A
TRUE | QLD | QMRL | Moranbah 11 | Energy Queensland | Shoulder | Non-coincident | 2021 | POE10 | NA | 17.292 | QLD Moranbah 11 |  |  | FALSE | #N/A | #N/A | #N/A | #N/A | #N/A | #N/A | #N/A | #N/A | #N/A | #N/A
TRUE | QLD | QMRL | Moranbah 11 | Energy Queensland | Shoulder | Coincident | 2022 | POE10 | NA | 9.1238 | QLD Moranbah 11 |  |  | FALSE | #N/A | #N/A | #N/A | #N/A | #N/A | #N/A | #N/A | #N/A | #N/A | #N/A
TRUE | QLD | QMRL | Moranbah 11 | Energy Queensland | Shoulder | Coincident | 2022 | POE50 | NA | 8.6349 | QLD Moranbah 11 |  |  | FALSE | #N/A | #N/A | #N/A | #N/A | #N/A | #N/A | #N/A | #N/A | #N/A | #N/A
TRUE | QLD | QMRL | Moranbah 11 | Energy Queensland | Shoulder | Non-coincident | 2022 | POE10 | NA | 17.1167 | QLD Moranbah 11 |  |  | FALSE | #N/A | #N/A | #N/A | #N/A | #N/A | #N/A | #N/A | #N/A | #N/A | #N/A
TRUE | QLD | QMRL | Moranbah 11 | Energy Queensland | Shoulder | Coincident | 2023 | POE10 | NA | 9.1692 | QLD Moranbah 11 |  |  | FALSE | #N/A | #N/A | #N/A | #N/A | #N/A | #N/A | #N/A | #N/A | #N/A | #N/A
TRUE | QLD | QMRL | Moranbah 11 | Energy Queensland | Shoulder | Coincident | 2023 | POE50 | NA | 8.7185 | QLD Moranbah 11 |  |  | FALSE | #N/A | #N/A | #N/A | #N/A | #N/A | #N/A | #N/A | #N/A | #N/A | #N/A
TRUE | QLD | QMRL | Moranbah 11 | Energy Queensland | Shoulder | Non-coincident | 2023 | POE10 | NA | 17.0046 | QLD Moranbah 11 |  |  | FALSE | #N/A | #N/A | #N/A | #N/A | #N/A | #N/A | #N/A | #N/A | #N/A | #N/A
TRUE | QLD | QMRL | Moranbah 11 | Energy Queensland | Shoulder | Coincident | 2024 | POE10 | NA | 9.2412 | QLD Moranbah 11 |  |  | FALSE | #N/A | #N/A | #N/A | #N/A | #N/A | #N/A | #N/A | #N/A | #N/A | #N/A
TRUE | QLD | QMRL | Moranbah 11 | Energy Queensland | Shoulder | Coincident | 2024 | POE50 | NA | 8.9013 | QLD Moranbah 11 |  |  | FALSE | #N/A | #N/A | #N/A | #N/A | #N/A | #N/A | #N/A | #N/A | #N/A | #N/A
TRUE | QLD | QMRL | Moranbah 11 | Energy Queensland | Shoulder | Non-coincident | 2024 | POE10 | NA | 16.9767 | QLD Moranbah 11 |  |  | FALSE | #N/A | #N/A | #N/A | #N/A | #N/A | #N/A | #N/A | #N/A | #N/A | #N/A
TRUE | QLD | QMRL | Moranbah 11 | Energy Queensland | Shoulder | Coincident | 2025 | POE10 | NA | 9.2989 | QLD Moranbah 11 |  |  | FALSE | #N/A | #N/A | #N/A | #N/A | #N/A | #N/A | #N/A | #N/A | #N/A | #N/A
TRUE | QLD | QMRL | Moranbah 11 | Energy Queensland | Shoulder | Coincident | 2025 | POE50 | NA | 8.8906 | QLD Moranbah 11 |  |  | FALSE | #N/A | #N/A | #N/A | #N/A | #N/A | #N/A | #N/A | #N/A | #N/A | #N/A
TRUE | QLD | QMRL | Moranbah 11 | Energy Queensland | Shoulder | Non-coincident | 2025 | POE10 | NA | 16.9806 | QLD Moranbah 11 |  |  | FALSE | #N/A | #N/A | #N/A | #N/A | #N/A | #N/A | #N/A | #N/A | #N/A | #N/A
TRUE | QLD | QMRL | Moranbah 11 | Energy Queensland | Shoulder | Coincident | 2026 | POE10 | NA | 9.2835 | QLD Moranbah 11 |  |  | FALSE | #N/A | #N/A | #N/A | #N/A | #N/A | #N/A | #N/A | #N/A | #N/A | #N/A
TRUE | QLD | QMRL | Moranbah 11 | Energy Queensland | Shoulder | Coincident | 2026 | POE50 | NA | 8.9238 | QLD Moranbah 11 |  |  | FALSE | #N/A | #N/A | #N/A | #N/A | #N/A | #N/A | #N/A | #N/A | #N/A | #N/A
TRUE | QLD | QMRL | Moranbah 11 | Energy Queensland | Shoulder | Non-coincident | 2026 | POE10 | NA | 16.9906 | QLD Moranbah 11 |  |  | FALSE | #N/A | #N/A | #N/A | #N/A | #N/A | #N/A | #N/A | #N/A | #N/A | #N/A
TRUE | QLD | QMRL | Moranbah 11 | Energy Queensland | Shoulder | Coincident | 2027 | POE10 | NA | 9.2915 | QLD Moranbah 11 |  |  | FALSE | #N/A | #N/A | #N/A | #N/A | #N/A | #N/A | #N/A | #N/A | #N/A | #N/A
TRUE | QLD | QMRL | Moranbah 11 | Energy Queensland | Shoulder | Coincident | 2027 | POE50 | NA | 8.9219 | QLD Moranbah 11 |  |  | FALSE | #N/A | #N/A | #N/A | #N/A | #N/A | #N/A | #N/A | #N/A | #N/A | #N/A
TRUE | QLD | QMRL | Moranbah 11 | Energy Queensland | Shoulder | Non-coincident | 2027 | POE10 | NA | 17.0239 | QLD Moranbah 11 |  |  | FALSE | #N/A | #N/A | #N/A | #N/A | #N/A | #N/A | #N/A | #N/A | #N/A | #N/A
TRUE | QLD | QMRL | Moranbah 11 | Energy Queensland | Shoulder | Coincident | 2028 | POE10 | NA | 9.3149 | QLD Moranbah 11 |  |  | FALSE | #N/A | #N/A | #N/A | #N/A | #N/A | #N/A | #N/A | #N/A | #N/A | #N/A
TRUE | QLD | QMRL | Moranbah 11 | Energy Queensland | Shoulder | Coincident | 2028 | POE50 | NA | 8.9655 | QLD Moranbah 11 |  |  | FALSE | #N/A | #N/A | #N/A | #N/A | #N/A | #N/A | #N/A | #N/A | #N/A | #N/A
TRUE | QLD | QMRL | Moranbah 11 | Energy Queensland | Shoulder | Non-coincident | 2028 | POE10 | NA | 17.0834 | QLD Moranbah 11 |  |  | FALSE | #N/A | #N/A | #N/A | #N/A | #N/A | #N/A | #N/A | #N/A | #N/A | #N/A
TRUE | QLD | QMRL | Moranbah 11 | Energy Queensland | Shoulder | Coincident | 2029 | POE10 | NA | 9.4686 | QLD Moranbah 11 |  |  | FALSE | #N/A | #N/A | #N/A | #N/A | #N/A | #N/A | #N/A | #N/A | #N/A | #N/A
TRUE | QLD | QMRL | Moranbah 11 | Energy Queensland | Shoulder | Coincident | 2029 | POE50 | NA | 9.0595 | QLD Moranbah 11 |  |  | FALSE | #N/A | #N/A | #N/A | #N/A | #N/A | #N/A | #N/A | #N/A | #N/A | #N/A
TRUE | QLD | QMRL | Moranbah 11 | Energy Queensland | Shoulder | Non-coincident | 2029 | POE10 | NA | 17.1608 | QLD Moranbah 11 |  |  | FALSE | #N/A | #N/A | #N/A | #N/A | #N/A | #N/A | #N/A | #N/A | #N/A | #N/A
TRUE | QLD | QMRL | Moranbah 11 | Energy Queensland | Shoulder | Coincident | 2030 | POE10 | NA | 9.5438 | QLD Moranbah 11 |  |  | FALSE | #N/A | #N/A | #N/A | #N/A | #N/A | #N/A | #N/A | #N/A | #N/A | #N/A
TRUE | QLD | QMRL | Moranbah 11 | Energy Queensland | Shoulder | Coincident | 2030 | POE50 | NA | 9.1414 | QLD Moranbah 11 |  |  | FALSE | #N/A | #N/A | #N/A | #N/A | #N/A | #N/A | #N/A | #N/A | #N/A | #N/A
TRUE | QLD | QMRL | Moranbah 11 | Energy Queensland | Shoulder | Non-coincident | 2030 | POE10 | NA | 17.2499 | QLD Moranbah 11 |  |  | FALSE | #N/A | #N/A | #N/A | #N/A | #N/A | #N/A | #N/A | #N/A | #N/A | #N/A
TRUE | QLD | QMRL | Moranbah 11 | Energy Queensland | Summer | Non-coincident | 2019 | BASEYEARPOE10 | NA | 13.588 | QLD Moranbah 11 |  |  | FALSE | #N/A | #N/A | #N/A | #N/A | #N/A | #N/A | #N/A | #N/A | #N/A | #N/A
TRUE | QLD | QMRL | Moranbah 11 | Energy Queensland | Summer | Coincident | 2021 | POE10 | NA | 12.3237 | QLD Moranbah 11 |  |  | FALSE | #N/A | #N/A | #N/A | #N/A | #N/A | #N/A | #N/A | #N/A | #N/A | #N/A
TRUE | QLD | QMRL | Moranbah 11 | Energy Queensland | Summer | Coincident | 2021 | POE50 | NA | 12.1898 | QLD Moranbah 11 |  |  | FALSE | #N/A | #N/A | #N/A | #N/A | #N/A | #N/A | #N/A | #N/A | #N/A | #N/A
TRUE | QLD | QMRL | Moranbah 11 | Energy Queensland | Summer | Non-coincident | 2021 | POE10 | NA | 21.9329 | QLD Moranbah 11 |  |  | FALSE | #N/A | #N/A | #N/A | #N/A | #N/A | #N/A | #N/A | #N/A | #N/A | #N/A
TRUE | QLD | QMRL | Moranbah 11 | Energy Queensland | Summer | Coincident | 2022 | POE10 | NA | 12.5328 | QLD Moranbah 11 |  |  | FALSE | #N/A | #N/A | #N/A | #N/A | #N/A | #N/A | #N/A | #N/A | #N/A | #N/A
TRUE | QLD | QMRL | Moranbah 11 | Energy Queensland | Summer | Coincident | 2022 | POE50 | NA | 12.3764 | QLD Moranbah 11 |  |  | FALSE | #N/A | #N/A | #N/A | #N/A | #N/A | #N/A | #N/A | #N/A | #N/A | #N/A
TRUE | QLD | QMRL | Moranbah 11 | Energy Queensland | Summer | Non-coincident | 2022 | POE10 | NA | 21.9101 | QLD Moranbah 11 |  |  | FALSE | #N/A | #N/A | #N/A | #N/A | #N/A | #N/A | #N/A | #N/A | #N/A | #N/A
TRUE | QLD | QMRL | Moranbah 11 | Energy Queensland | Summer | Coincident | 2023 | POE10 | NA | 12.6202 | QLD Moranbah 11 |  |  | FALSE | #N/A | #N/A | #N/A | #N/A | #N/A | #N/A | #N/A | #N/A | #N/A | #N/A
TRUE | QLD | QMRL | Moranbah 11 | Energy Queensland | Summer | Coincident | 2023 | POE50 | NA | 12.4332 | QLD Moranbah 11 |  |  | FALSE | #N/A | #N/A | #N/A | #N/A | #N/A | #N/A | #N/A | #N/A | #N/A | #N/A
TRUE | QLD | QMRL | Moranbah 11 | Energy Queensland | Summer | Non-coincident | 2023 | POE10 | NA | 21.9384 | QLD Moranbah 11 |  |  | FALSE | #N/A | #N/A | #N/A | #N/A | #N/A | #N/A | #N/A | #N/A | #N/A | #N/A
TRUE | QLD | QMRL | Moranbah 11 | Energy Queensland | Summer | Coincident | 2024 | POE10 | NA | 12.7941 | QLD Moranbah 11 |  |  | FALSE | #N/A | #N/A | #N/A | #N/A | #N/A | #N/A | #N/A | #N/A | #N/A | #N/A
TRUE | QLD | QMRL | Moranbah 11 | Energy Queensland | Summer | Coincident | 2024 | POE50 | NA | 12.6152 | QLD Moranbah 11 |  |  | FALSE | #N/A | #N/A | #N/A | #N/A | #N/A | #N/A | #N/A | #N/A | #N/A | #N/A
TRUE | QLD | QMRL | Moranbah 11 | Energy Queensland | Summer | Non-coincident | 2024 | POE10 | NA | 21.9822 | QLD Moranbah 11 |  |  | FALSE | #N/A | #N/A | #N/A | #N/A | #N/A | #N/A | #N/A | #N/A | #N/A | #N/A
TRUE | QLD | QMRL | Moranbah 11 | Energy Queensland | Summer | Coincident | 2025 | POE10 | NA | 12.7666 | QLD Moranbah 11 |  |  | FALSE | #N/A | #N/A | #N/A | #N/A | #N/A | #N/A | #N/A | #N/A | #N/A | #N/A
TRUE | QLD | QMRL | Moranbah 11 | Energy Queensland | Summer | Coincident | 2025 | POE50 | NA | 12.6519 | QLD Moranbah 11 |  |  | FALSE | #N/A | #N/A | #N/A | #N/A | #N/A | #N/A | #N/A | #N/A | #N/A | #N/A
TRUE | QLD | QMRL | Moranbah 11 | Energy Queensland | Summer | Non-coincident | 2025 | POE10 | NA | 22.0318 | QLD Moranbah 11 |  |  | FALSE | #N/A | #N/A | #N/A | #N/A | #N/A | #N/A | #N/A | #N/A | #N/A | #N/A
TRUE | QLD | QMRL | Moranbah 11 | Energy Queensland | Summer | Coincident | 2026 | POE10 | NA | 12.8564 | QLD Moranbah 11 |  |  | FALSE | #N/A | #N/A | #N/A | #N/A | #N/A | #N/A | #N/A | #N/A | #N/A | #N/A
TRUE | QLD | QMRL | Moranbah 11 | Energy Queensland | Summer | Coincident | 2026 | POE50 | NA | 12.6976 | QLD Moranbah 11 |  |  | FALSE | #N/A | #N/A | #N/A | #N/A | #N/A | #N/A | #N/A | #N/A | #N/A | #N/A
TRUE | QLD | QMRL | Moranbah 11 | Energy Queensland | Summer | Non-coincident | 2026 | POE10 | NA | 22.0872 | QLD Moranbah 11 |  |  | FALSE | #N/A | #N/A | #N/A | #N/A | #N/A | #N/A | #N/A | #N/A | #N/A | #N/A
TRUE | QLD | QMRL | Moranbah 11 | Energy Queensland | Summer | Coincident | 2027 | POE10 | NA | 12.806 | QLD Moranbah 11 |  |  | FALSE | #N/A | #N/A | #N/A | #N/A | #N/A | #N/A | #N/A | #N/A | #N/A | #N/A
TRUE | QLD | QMRL | Moranbah 11 | Energy Queensland | Summer | Coincident | 2027 | POE50 | NA | 12.6903 | QLD Moranbah 11 |  |  | FALSE | #N/A | #N/A | #N/A | #N/A | #N/A | #N/A | #N/A | #N/A | #N/A | #N/A
TRUE | QLD | QMRL | Moranbah 11 | Energy Queensland | Summer | Non-coincident | 2027 | POE10 | NA | 22.166 | QLD Moranbah 11 |  |  | FALSE | #N/A | #N/A | #N/A | #N/A | #N/A | #N/A | #N/A | #N/A | #N/A | #N/A
TRUE | QLD | QMRL | Moranbah 11 | Energy Queensland | Summer | Coincident | 2028 | POE10 | NA | 12.8736 | QLD Moranbah 11 |  |  | FALSE | #N/A | #N/A | #N/A | #N/A | #N/A | #N/A | #N/A | #N/A | #N/A | #N/A
TRUE | QLD | QMRL | Moranbah 11 | Energy Queensland | Summer | Coincident | 2028 | POE50 | NA | 12.7497 | QLD Moranbah 11 |  |  | FALSE | #N/A | #N/A | #N/A | #N/A | #N/A | #N/A | #N/A | #N/A | #N/A | #N/A
TRUE | QLD | QMRL | Moranbah 11 | Energy Queensland | Summer | Non-coincident | 2028 | POE10 | NA | 22.2647 | QLD Moranbah 11 |  |  | FALSE | #N/A | #N/A | #N/A | #N/A | #N/A | #N/A | #N/A | #N/A | #N/A | #N/A
TRUE | QLD | QMRL | Moranbah 11 | Energy Queensland | Summer | Coincident | 2029 | POE10 | NA | 12.9049 | QLD Moranbah 11 |  |  | FALSE | #N/A | #N/A | #N/A | #N/A | #N/A | #N/A | #N/A | #N/A | #N/A | #N/A
TRUE | QLD | QMRL | Moranbah 11 | Energy Queensland | Summer | Coincident | 2029 | POE50 | NA | 12.8348 | QLD Moranbah 11 |  |  | FALSE | #N/A | #N/A | #N/A | #N/A | #N/A | #N/A | #N/A | #N/A | #N/A | #N/A
TRUE | QLD | QMRL | Moranbah 11 | Energy Queensland | Summer | Non-coincident | 2029 | POE10 | NA | 22.3743 | QLD Moranbah 11 |  |  | FALSE | #N/A | #N/A | #N/A | #N/A | #N/A | #N/A | #N/A | #N/A | #N/A | #N/A
TRUE | QLD | QMRL | Moranbah 11 | Energy Queensland | Summer | Coincident | 2030 | POE10 | NA | 12.9922 | QLD Moranbah 11 |  |  | FALSE | #N/A | #N/A | #N/A | #N/A | #N/A | #N/A | #N/A | #N/A | #N/A | #N/A
TRUE | QLD | QMRL | Moranbah 11 | Energy Queensland | Summer | Coincident | 2030 | POE50 | NA | 12.8531 | QLD Moranbah 11 |  |  | FALSE | #N/A | #N/A | #N/A | #N/A | #N/A | #N/A | #N/A | #N/A | #N/A | #N/A
TRUE | QLD | QMRL | Moranbah 11 | Energy Queensland | Summer | Non-coincident | 2030 | POE10 | NA | 22.4961 | QLD Moranbah 11 |  |  | FALSE | #N/A | #N/A | #N/A | #N/A | #N/A | #N/A | #N/A | #N/A | #N/A | #N/A
TRUE | QLD | QMRL | Moranbah 11 | Energy Queensland | Winter | Non-coincident | 2019 | BASEYEARPOE10 | NA | 7.9278 | QLD Moranbah 11 |  |  | FALSE | #N/A | #N/A | #N/A | #N/A | #N/A | #N/A | #N/A | #N/A | #N/A | #N/A
TRUE | QLD | QMRL | Moranbah 11 | Energy Queensland | Winter | Coincident | 2020 | POE10 | NA | 4.7283 | QLD Moranbah 11 |  |  | FALSE | #N/A | #N/A | #N/A | #N/A | #N/A | #N/A | #N/A | #N/A | #N/A | #N/A
TRUE | QLD | QMRL | Moranbah 11 | Energy Queensland | Winter | Coincident | 2020 | POE50 | NA | 4.3278 | QLD Moranbah 11 |  |  | FALSE | #N/A | #N/A | #N/A | #N/A | #N/A | #N/A | #N/A | #N/A | #N/A | #N/A
TRUE | QLD | QMRL | Moranbah 11 | Energy Queensland | Winter | Non-coincident | 2020 | POE10 | NA | 10.0534 | QLD Moranbah 11 |  |  | FALSE | #N/A | #N/A | #N/A | #N/A | #N/A | #N/A | #N/A | #N/A | #N/A | #N/A
TRUE | QLD | QMRL | Moranbah 11 | Energy Queensland | Winter | Coincident | 2021 | POE10 | NA | 7.6299 | QLD Moranbah 11 |  |  | FALSE | #N/A | #N/A | #N/A | #N/A | #N/A | #N/A | #N/A | #N/A | #N/A | #N/A
TRUE | QLD | QMRL | Moranbah 11 | Energy Queensland | Winter | Coincident | 2021 | POE50 | NA | 7.2003 | QLD Moranbah 11 |  |  | FALSE | #N/A | #N/A | #N/A | #N/A | #N/A | #N/A | #N/A | #N/A | #N/A | #N/A
TRUE | QLD | QMRL | Moranbah 11 | Energy Queensland | Winter | Non-coincident | 2021 | POE10 | NA | 15.0308 | QLD Moranbah 11 |  |  | FALSE | #N/A | #N/A | #N/A | #N/A | #N/A | #N/A | #N/A | #N/A | #N/A | #N/A
TRUE | QLD | QMRL | Moranbah 11 | Energy Queensland | Winter | Coincident | 2022 | POE10 | NA | 7.8159 | QLD Moranbah 11 |  |  | FALSE | #N/A | #N/A | #N/A | #N/A | #N/A | #N/A | #N/A | #N/A | #N/A | #N/A
TRUE | QLD | QMRL | Moranbah 11 | Energy Queensland | Winter | Coincident | 2022 | POE50 | NA | 7.3764 | QLD Moranbah 11 |  |  | FALSE | #N/A | #N/A | #N/A | #N/A | #N/A | #N/A | #N/A | #N/A | #N/A | #N/A
TRUE | QLD | QMRL | Moranbah 11 | Energy Queensland | Winter | Non-coincident | 2022 | POE10 | NA | 15.0593 | QLD Moranbah 11 |  |  | FALSE | #N/A | #N/A | #N/A | #N/A | #N/A | #N/A | #N/A | #N/A | #N/A | #N/A
TRUE | QLD | QMRL | Moranbah 11 | Energy Queensland | Winter | Coincident | 2023 | POE10 | NA | 7.9057 | QLD Moranbah 11 |  |  | FALSE | #N/A | #N/A | #N/A | #N/A | #N/A | #N/A | #N/A | #N/A | #N/A | #N/A
TRUE | QLD | QMRL | Moranbah 11 | Energy Queensland | Winter | Coincident | 2023 | POE50 | NA | 7.4534 | QLD Moranbah 11 |  |  | FALSE | #N/A | #N/A | #N/A | #N/A | #N/A | #N/A | #N/A | #N/A | #N/A | #N/A
TRUE | QLD | QMRL | Moranbah 11 | Energy Queensland | Winter | Non-coincident | 2023 | POE10 | NA | 15.0882 | QLD Moranbah 11 |  |  | FALSE | #N/A | #N/A | #N/A | #N/A | #N/A | #N/A | #N/A | #N/A | #N/A | #N/A
TRUE | QLD | QMRL | Moranbah 11 | Energy Queensland | Winter | Coincident | 2024 | POE10 | NA | 8.0411 | QLD Moranbah 11 |  |  | FALSE | #N/A | #N/A | #N/A | #N/A | #N/A | #N/A | #N/A | #N/A | #N/A | #N/A
TRUE | QLD | QMRL | Moranbah 11 | Energy Queensland | Winter | Coincident | 2024 | POE50 | NA | 7.5512 | QLD Moranbah 11 |  |  | FALSE | #N/A | #N/A | #N/A | #N/A | #N/A | #N/A | #N/A | #N/A | #N/A | #N/A
TRUE | QLD | QMRL | Moranbah 11 | Energy Queensland | Winter | Non-coincident | 2024 | POE10 | NA | 15.1163 | QLD Moranbah 11 |  |  | FALSE | #N/A | #N/A | #N/A | #N/A | #N/A | #N/A | #N/A | #N/A | #N/A | #N/A
TRUE | QLD | QMRL | Moranbah 11 | Energy Queensland | Winter | Coincident | 2025 | POE10 | NA | 8.0364 | QLD Moranbah 11 |  |  | FALSE | #N/A | #N/A | #N/A | #N/A | #N/A | #N/A | #N/A | #N/A | #N/A | #N/A
TRUE | QLD | QMRL | Moranbah 11 | Energy Queensland | Winter | Coincident | 2025 | POE50 | NA | 7.5625 | QLD Moranbah 11 |  |  | FALSE | #N/A | #N/A | #N/A | #N/A | #N/A | #N/A | #N/A | #N/A | #N/A | #N/A
TRUE | QLD | QMRL | Moranbah 11 | Energy Queensland | Winter | Non-coincident | 2025 | POE10 | NA | 15.1489 | QLD Moranbah 11 |  |  | FALSE | #N/A | #N/A | #N/A | #N/A | #N/A | #N/A | #N/A | #N/A | #N/A | #N/A
TRUE | QLD | QMRL | Moranbah 11 | Energy Queensland | Winter | Coincident | 2026 | POE10 | NA | 8.0584 | QLD Moranbah 11 |  |  | FALSE | #N/A | #N/A | #N/A | #N/A | #N/A | #N/A | #N/A | #N/A | #N/A | #N/A
TRUE | QLD | QMRL | Moranbah 11 | Energy Queensland | Winter | Coincident | 2026 | POE50 | NA | 7.5972 | QLD Moranbah 11 |  |  | FALSE | #N/A | #N/A | #N/A | #N/A | #N/A | #N/A | #N/A | #N/A | #N/A | #N/A
TRUE | QLD | QMRL | Moranbah 11 | Energy Queensland | Winter | Non-coincident | 2026 | POE10 | NA | 15.1933 | QLD Moranbah 11 |  |  | FALSE | #N/A | #N/A | #N/A | #N/A | #N/A | #N/A | #N/A | #N/A | #N/A | #N/A
TRUE | QLD | QMRL | Moranbah 11 | Energy Queensland | Winter | Coincident | 2027 | POE10 | NA | 8.096 | QLD Moranbah 11 |  |  | FALSE | #N/A | #N/A | #N/A | #N/A | #N/A | #N/A | #N/A | #N/A | #N/A | #N/A
TRUE | QLD | QMRL | Moranbah 11 | Energy Queensland | Winter | Coincident | 2027 | POE50 | NA | 7.6333 | QLD Moranbah 11 |  |  | FALSE | #N/A | #N/A | #N/A | #N/A | #N/A | #N/A | #N/A | #N/A | #N/A | #N/A
TRUE | QLD | QMRL | Moranbah 11 | Energy Queensland | Winter | Non-coincident | 2027 | POE10 | NA | 15.2671 | QLD Moranbah 11 |  |  | FALSE | #N/A | #N/A | #N/A | #N/A | #N/A | #N/A | #N/A | #N/A | #N/A | #N/A
TRUE | QLD | QMRL | Moranbah 11 | Energy Queensland | Winter | Coincident | 2028 | POE10 | NA | 8.2331 | QLD Moranbah 11 |  |  | FALSE | #N/A | #N/A | #N/A | #N/A | #N/A | #N/A | #N/A | #N/A | #N/A | #N/A
TRUE | QLD | QMRL | Moranbah 11 | Energy Queensland | Winter | Coincident | 2028 | POE50 | NA | 7.7028 | QLD Moranbah 11 |  |  | FALSE | #N/A | #N/A | #N/A | #N/A | #N/A | #N/A | #N/A | #N/A | #N/A | #N/A
TRUE | QLD | QMRL | Moranbah 11 | Energy Queensland | Winter | Non-coincident | 2028 | POE10 | NA | 15.3568 | QLD Moranbah 11 |  |  | FALSE | #N/A | #N/A | #N/A | #N/A | #N/A | #N/A | #N/A | #N/A | #N/A | #N/A
TRUE | QLD | QMRL | Moranbah 11 | Energy Queensland | Winter | Coincident | 2029 | POE10 | NA | 8.2549 | QLD Moranbah 11 |  |  | FALSE | #N/A | #N/A | #N/A | #N/A | #N/A | #N/A | #N/A | #N/A | #N/A | #N/A
TRUE | QLD | QMRL | Moranbah 11 | Energy Queensland | Winter | Coincident | 2029 | POE50 | NA | 7.7643 | QLD Moranbah 11 |  |  | FALSE | #N/A | #N/A | #N/A | #N/A | #N/A | #N/A | #N/A | #N/A | #N/A | #N/A
TRUE | QLD | QMRL | Moranbah 11 | Energy Queensland | Winter | Non-coincident | 2029 | POE10 | NA | 15.4636 | QLD Moranbah 11 |  |  | FALSE | #N/A | #N/A | #N/A | #N/A | #N/A | #N/A | #N/A | #N/A | #N/A | #N/A
TRUE | QLD | QMRN | Moranbah 66 | Energy Queensland | Shoulder | Coincident | 2017 | ACTUAL_OPG | -12.6543 | 26.5525 | QLD Moranbah 66 |  |  | FALSE | #N/A | #N/A | #N/A | #N/A | #N/A | #N/A | #N/A | #N/A | #N/A | #N/A
TRUE | QLD | QMRN | Moranbah 66 | Energy Queensland | Shoulder | Coincident | 2017 | ACTUAL_RAW | -12.6543 | 26.5525 | QLD Moranbah 66 |  |  | FALSE | #N/A | #N/A | #N/A | #N/A | #N/A | #N/A | #N/A | #N/A | #N/A | #N/A
TRUE | QLD | QMRN | Moranbah 66 | Energy Queensland | Shoulder | Non-coincident | 2017 | ACTUAL_RAW | -29.6321 | 82.876 | QLD Moranbah 66 |  |  | FALSE | #N/A | #N/A | #N/A | #N/A | #N/A | #N/A | #N/A | #N/A | #N/A | #N/A
TRUE | QLD | QMRN | Moranbah 66 | Energy Queensland | Shoulder | Non-coincident | 2017 | ACTUAL_OPG | -29.6321 | 82.876 | QLD Moranbah 66 |  |  | FALSE | #N/A | #N/A | #N/A | #N/A | #N/A | #N/A | #N/A | #N/A | #N/A | #N/A
TRUE | QLD | QMRN | Moranbah 66 | Energy Queensland | Shoulder | Non-coincident | 2017 | ACTUAL_ADJUSTEDOPG | -29.6321 | 82.876 | QLD Moranbah 66 |  |  | FALSE | #N/A | #N/A | #N/A | #N/A | #N/A | #N/A | #N/A | #N/A | #N/A | #N/A
TRUE | QLD | QMRN | Moranbah 66 | Energy Queensland | Shoulder | Coincident | 2018 | ACTUAL_OPG | -12.5577 | 18.1353 | QLD Moranbah 66 |  |  | FALSE | #N/A | #N/A | #N/A | #N/A | #N/A | #N/A | #N/A | #N/A | #N/A | #N/A
TRUE | QLD | QMRN | Moranbah 66 | Energy Queensland | Shoulder | Coincident | 2018 | ACTUAL_RAW | -12.5577 | 18.1353 | QLD Moranbah 66 |  |  | FALSE | #N/A | #N/A | #N/A | #N/A | #N/A | #N/A | #N/A | #N/A | #N/A | #N/A
TRUE | QLD | QMRN | Moranbah 66 | Energy Queensland | Shoulder | Non-coincident | 2018 | ACTUAL_RAW | -33.84 | 78.8403 | QLD Moranbah 66 |  |  | FALSE | #N/A | #N/A | #N/A | #N/A | #N/A | #N/A | #N/A | #N/A | #N/A | #N/A
TRUE | QLD | QMRN | Moranbah 66 | Energy Queensland | Shoulder | Non-coincident | 2018 | ACTUAL_OPG | -33.84 | 78.8403 | QLD Moranbah 66 |  |  | FALSE | #N/A | #N/A | #N/A | #N/A | #N/A | #N/A | #N/A | #N/A | #N/A | #N/A
TRUE | QLD | QMRN | Moranbah 66 | Energy Queensland | Shoulder | Non-coincident | 2018 | ACTUAL_ADJUSTEDOPG | -33.84 | 78.8403 | QLD Moranbah 66 |  |  | FALSE | #N/A | #N/A | #N/A | #N/A | #N/A | #N/A | #N/A | #N/A | #N/A | #N/A
TRUE | QLD | QMRN | Moranbah 66 | Energy Queensland | Shoulder | Coincident | 2019 | ACTUAL_OPG | 12.885 | 35.8901 | QLD Moranbah 66 |  |  | FALSE | #N/A | #N/A | #N/A | #N/A | #N/A | #N/A | #N/A | #N/A | #N/A | #N/A
TRUE | QLD | QMRN | Moranbah 66 | Energy Queensland | Shoulder | Coincident | 2019 | ACTUAL_RAW | 12.885 | 35.8901 | QLD Moranbah 66 |  |  | FALSE | #N/A | #N/A | #N/A | #N/A | #N/A | #N/A | #N/A | #N/A | #N/A | #N/A
TRUE | QLD | QMRN | Moranbah 66 | Energy Queensland | Shoulder | Non-coincident | 2019 | ACTUAL_RAW | -26.7509 | 96.3335 | QLD Moranbah 66 |  |  | FALSE | #N/A | #N/A | #N/A | #N/A | #N/A | #N/A | #N/A | #N/A | #N/A | #N/A
TRUE | QLD | QMRN | Moranbah 66 | Energy Queensland | Shoulder | Non-coincident | 2019 | ACTUAL_OPG | -26.7509 | 96.3335 | QLD Moranbah 66 |  |  | FALSE | #N/A | #N/A | #N/A | #N/A | #N/A | #N/A | #N/A | #N/A | #N/A | #N/A
TRUE | QLD | QMRN | Moranbah 66 | Energy Queensland | Shoulder | Non-coincident | 2019 | ACTUAL_ADJUSTEDOPG | -26.7509 | 96.3335 | QLD Moranbah 66 |  |  | FALSE | #N/A | #N/A | #N/A | #N/A | #N/A | #N/A | #N/A | #N/A | #N/A | #N/A
TRUE | QLD | QMRN | Moranbah 66 | Energy Queensland | Shoulder | Non-coincident | 2019 | BASEYEARPOE90 | -25.6849 | NA | QLD Moranbah 66 |  |  | FALSE | #N/A | #N/A | #N/A | #N/A | #N/A | #N/A | #N/A | #N/A | #N/A | #N/A
TRUE | QLD | QMRN | Moranbah 66 | Energy Queensland | Shoulder | Non-coincident | 2019 | BASEYEARPOE50 | -22.3446 | 43.9304 | QLD Moranbah 66 |  |  | FALSE | #N/A | #N/A | #N/A | #N/A | #N/A | #N/A | #N/A | #N/A | #N/A | #N/A
TRUE | QLD | QMRN | Moranbah 66 | Energy Queensland | Shoulder | Coincident | 2020 | ACTUAL_OPG | 3.5581 | 9.2616 | QLD Moranbah 66 |  |  | FALSE | #N/A | #N/A | #N/A | #N/A | #N/A | #N/A | #N/A | #N/A | #N/A | #N/A
TRUE | QLD | QMRN | Moranbah 66 | Energy Queensland | Shoulder | Coincident | 2020 | ACTUAL_RAW | 3.5581 | 9.2616 | QLD Moranbah 66 |  |  | FALSE | #N/A | #N/A | #N/A | #N/A | #N/A | #N/A | #N/A | #N/A | #N/A | #N/A
TRUE | QLD | QMRN | Moranbah 66 | Energy Queensland | Shoulder | Non-coincident | 2020 | ACTUAL_RAW | -21.6018 | 64.8866 | QLD Moranbah 66 |  |  | FALSE | #N/A | #N/A | #N/A | #N/A | #N/A | #N/A | #N/A | #N/A | #N/A | #N/A
TRUE | QLD | QMRN | Moranbah 66 | Energy Queensland | Shoulder | Non-coincident | 2020 | ACTUAL_OPG | -21.6018 | 64.8866 | QLD Moranbah 66 |  |  | FALSE | #N/A | #N/A | #N/A | #N/A | #N/A | #N/A | #N/A | #N/A | #N/A | #N/A
TRUE | QLD | QMRN | Moranbah 66 | Energy Queensland | Shoulder | Non-coincident | 2020 | ACTUAL_ADJUSTEDOPG | -21.6018 | 64.8866 | QLD Moranbah 66 |  |  | FALSE | #N/A | #N/A | #N/A | #N/A | #N/A | #N/A | #N/A | #N/A | #N/A | #N/A
TRUE | QLD | QMRN | Moranbah 66 | Energy Queensland | Shoulder | Coincident_unreconciled | 2021 | POE90 | -14.04 | NA | QLD Moranbah 66 |  |  | FALSE | #N/A | #N/A | #N/A | #N/A | #N/A | #N/A | #N/A | #N/A | #N/A | #N/A
TRUE | QLD | QMRN | Moranbah 66 | Energy Queensland | Shoulder | Coincident_unreconciled | 2021 | POE50 | -10 | NA | QLD Moranbah 66 |  |  | FALSE | #N/A | #N/A | #N/A | #N/A | #N/A | #N/A | #N/A | #N/A | #N/A | #N/A
TRUE | QLD | QMRN | Moranbah 66 | Energy Queensland | Shoulder | Non-coincident | 2021 | POE90 | -37.345 | NA | QLD Moranbah 66 |  |  | FALSE | #N/A | #N/A | #N/A | #N/A | #N/A | #N/A | #N/A | #N/A | #N/A | #N/A
TRUE | QLD | QMRN | Moranbah 66 | Energy Queensland | Shoulder | Non-coincident | 2021 | POE50 | -33 | 91.9252 | QLD Moranbah 66 |  |  | FALSE | #N/A | #N/A | #N/A | #N/A | #N/A | #N/A | #N/A | #N/A | #N/A | #N/A
TRUE | QLD | QMRN | Moranbah 66 | Energy Queensland | Shoulder | Coincident_unreconciled | 2022 | POE90 | -14.0613 | NA | QLD Moranbah 66 |  |  | FALSE | #N/A | #N/A | #N/A | #N/A | #N/A | #N/A | #N/A | #N/A | #N/A | #N/A
TRUE | QLD | QMRN | Moranbah 66 | Energy Queensland | Shoulder | Coincident_unreconciled | 2022 | POE50 | -10.0249 | NA | QLD Moranbah 66 |  |  | FALSE | #N/A | #N/A | #N/A | #N/A | #N/A | #N/A | #N/A | #N/A | #N/A | #N/A
TRUE | QLD | QMRN | Moranbah 66 | Energy Queensland | Shoulder | Non-coincident | 2022 | POE90 | -37.3347 | NA | QLD Moranbah 66 |  |  | FALSE | #N/A | #N/A | #N/A | #N/A | #N/A | #N/A | #N/A | #N/A | #N/A | #N/A
TRUE | QLD | QMRN | Moranbah 66 | Energy Queensland | Shoulder | Non-coincident | 2022 | POE50 | -32.9891 | 98.9581 | QLD Moranbah 66 |  |  | FALSE | #N/A | #N/A | #N/A | #N/A | #N/A | #N/A | #N/A | #N/A | #N/A | #N/A
TRUE | QLD | QMRN | Moranbah 66 | Energy Queensland | Shoulder | Coincident_unreconciled | 2023 | POE90 | -14.2629 | NA | QLD Moranbah 66 |  |  | FALSE | #N/A | #N/A | #N/A | #N/A | #N/A | #N/A | #N/A | #N/A | #N/A | #N/A
TRUE | QLD | QMRN | Moranbah 66 | Energy Queensland | Shoulder | Coincident_unreconciled | 2023 | POE50 | -10.2603 | NA | QLD Moranbah 66 |  |  | FALSE | #N/A | #N/A | #N/A | #N/A | #N/A | #N/A | #N/A | #N/A | #N/A | #N/A
TRUE | QLD | QMRN | Moranbah 66 | Energy Queensland | Shoulder | Non-coincident | 2023 | POE90 | -37.2376 | NA | QLD Moranbah 66 |  |  | FALSE | #N/A | #N/A | #N/A | #N/A | #N/A | #N/A | #N/A | #N/A | #N/A | #N/A
TRUE | QLD | QMRN | Moranbah 66 | Energy Queensland | Shoulder | Non-coincident | 2023 | POE50 | -32.8861 | 106.2711 | QLD Moranbah 66 |  |  | FALSE | #N/A | #N/A | #N/A | #N/A | #N/A | #N/A | #N/A | #N/A | #N/A | #N/A
TRUE | QLD | QMRN | Moranbah 66 | Energy Queensland | Shoulder | Coincident_unreconciled | 2024 | POE90 | -14.4435 | NA | QLD Moranbah 66 |  |  | FALSE | #N/A | #N/A | #N/A | #N/A | #N/A | #N/A | #N/A | #N/A | #N/A | #N/A
TRUE | QLD | QMRN | Moranbah 66 | Energy Queensland | Shoulder | Coincident_unreconciled | 2024 | POE50 | -10.4713 | NA | QLD Moranbah 66 |  |  | FALSE | #N/A | #N/A | #N/A | #N/A | #N/A | #N/A | #N/A | #N/A | #N/A | #N/A
TRUE | QLD | QMRN | Moranbah 66 | Energy Queensland | Shoulder | Non-coincident | 2024 | POE90 | -37.1506 | NA | QLD Moranbah 66 |  |  | FALSE | #N/A | #N/A | #N/A | #N/A | #N/A | #N/A | #N/A | #N/A | #N/A | #N/A
TRUE | QLD | QMRN | Moranbah 66 | Energy Queensland | Shoulder | Non-coincident | 2024 | POE50 | -32.7939 | 106.5511 | QLD Moranbah 66 |  |  | FALSE | #N/A | #N/A | #N/A | #N/A | #N/A | #N/A | #N/A | #N/A | #N/A | #N/A
TRUE | QLD | QMRN | Moranbah 66 | Energy Queensland | Shoulder | Coincident_unreconciled | 2025 | POE90 | -14.6457 | NA | QLD Moranbah 66 |  |  | FALSE | #N/A | #N/A | #N/A | #N/A | #N/A | #N/A | #N/A | #N/A | #N/A | #N/A
TRUE | QLD | QMRN | Moranbah 66 | Energy Queensland | Shoulder | Coincident_unreconciled | 2025 | POE50 | -10.7074 | NA | QLD Moranbah 66 |  |  | FALSE | #N/A | #N/A | #N/A | #N/A | #N/A | #N/A | #N/A | #N/A | #N/A | #N/A
TRUE | QLD | QMRN | Moranbah 66 | Energy Queensland | Shoulder | Non-coincident | 2025 | POE90 | -37.0532 | NA | QLD Moranbah 66 |  |  | FALSE | #N/A | #N/A | #N/A | #N/A | #N/A | #N/A | #N/A | #N/A | #N/A | #N/A
TRUE | QLD | QMRN | Moranbah 66 | Energy Queensland | Shoulder | Non-coincident | 2025 | POE50 | -32.6907 | 106.8639 | QLD Moranbah 66 |  |  | FALSE | #N/A | #N/A | #N/A | #N/A | #N/A | #N/A | #N/A | #N/A | #N/A | #N/A
TRUE | QLD | QMRN | Moranbah 66 | Energy Queensland | Shoulder | Coincident_unreconciled | 2026 | POE90 | -14.9015 | NA | QLD Moranbah 66 |  |  | FALSE | #N/A | #N/A | #N/A | #N/A | #N/A | #N/A | #N/A | #N/A | #N/A | #N/A
TRUE | QLD | QMRN | Moranbah 66 | Energy Queensland | Shoulder | Coincident_unreconciled | 2026 | POE50 | -11.006 | NA | QLD Moranbah 66 |  |  | FALSE | #N/A | #N/A | #N/A | #N/A | #N/A | #N/A | #N/A | #N/A | #N/A | #N/A
TRUE | QLD | QMRN | Moranbah 66 | Energy Queensland | Shoulder | Non-coincident | 2026 | POE90 | -36.93 | NA | QLD Moranbah 66 |  |  | FALSE | #N/A | #N/A | #N/A | #N/A | #N/A | #N/A | #N/A | #N/A | #N/A | #N/A
TRUE | QLD | QMRN | Moranbah 66 | Energy Queensland | Shoulder | Non-coincident | 2026 | POE50 | -32.5602 | 107.2591 | QLD Moranbah 66 |  |  | FALSE | #N/A | #N/A | #N/A | #N/A | #N/A | #N/A | #N/A | #N/A | #N/A | #N/A
TRUE | QLD | QMRN | Moranbah 66 | Energy Queensland | Shoulder | Coincident_unreconciled | 2027 | POE90 | -15.1581 | NA | QLD Moranbah 66 |  |  | FALSE | #N/A | #N/A | #N/A | #N/A | #N/A | #N/A | #N/A | #N/A | #N/A | #N/A
TRUE | QLD | QMRN | Moranbah 66 | Energy Queensland | Shoulder | Coincident_unreconciled | 2027 | POE50 | -11.3054 | NA | QLD Moranbah 66 |  |  | FALSE | #N/A | #N/A | #N/A | #N/A | #N/A | #N/A | #N/A | #N/A | #N/A | #N/A
TRUE | QLD | QMRN | Moranbah 66 | Energy Queensland | Shoulder | Non-coincident | 2027 | POE90 | -36.8064 | NA | QLD Moranbah 66 |  |  | FALSE | #N/A | #N/A | #N/A | #N/A | #N/A | #N/A | #N/A | #N/A | #N/A | #N/A
TRUE | QLD | QMRN | Moranbah 66 | Energy Queensland | Shoulder | Non-coincident | 2027 | POE50 | -32.4295 | 107.6543 | QLD Moranbah 66 |  |  | FALSE | #N/A | #N/A | #N/A | #N/A | #N/A | #N/A | #N/A | #N/A | #N/A | #N/A
TRUE | QLD | QMRN | Moranbah 66 | Energy Queensland | Shoulder | Coincident_unreconciled | 2028 | POE90 | -15.4154 | NA | QLD Moranbah 66 |  |  | FALSE | #N/A | #N/A | #N/A | #N/A | #N/A | #N/A | #N/A | #N/A | #N/A | #N/A
TRUE | QLD | QMRN | Moranbah 66 | Energy Queensland | Shoulder | Coincident_unreconciled | 2028 | POE50 | -11.6055 | NA | QLD Moranbah 66 |  |  | FALSE | #N/A | #N/A | #N/A | #N/A | #N/A | #N/A | #N/A | #N/A | #N/A | #N/A
TRUE | QLD | QMRN | Moranbah 66 | Energy Queensland | Shoulder | Non-coincident | 2028 | POE90 | -36.6825 | NA | QLD Moranbah 66 |  |  | FALSE | #N/A | #N/A | #N/A | #N/A | #N/A | #N/A | #N/A | #N/A | #N/A | #N/A
TRUE | QLD | QMRN | Moranbah 66 | Energy Queensland | Shoulder | Non-coincident | 2028 | POE50 | -32.2987 | 108.0496 | QLD Moranbah 66 |  |  | FALSE | #N/A | #N/A | #N/A | #N/A | #N/A | #N/A | #N/A | #N/A | #N/A | #N/A
TRUE | QLD | QMRN | Moranbah 66 | Energy Queensland | Shoulder | Coincident_unreconciled | 2029 | POE90 | -15.7473 | NA | QLD Moranbah 66 |  |  | FALSE | #N/A | #N/A | #N/A | #N/A | #N/A | #N/A | #N/A | #N/A | #N/A | #N/A
TRUE | QLD | QMRN | Moranbah 66 | Energy Queensland | Shoulder | Coincident_unreconciled | 2029 | POE50 | -11.9927 | NA | QLD Moranbah 66 |  |  | FALSE | #N/A | #N/A | #N/A | #N/A | #N/A | #N/A | #N/A | #N/A | #N/A | #N/A
TRUE | QLD | QMRN | Moranbah 66 | Energy Queensland | Shoulder | Non-coincident | 2029 | POE90 | -36.5225 | NA | QLD Moranbah 66 |  |  | FALSE | #N/A | #N/A | #N/A | #N/A | #N/A | #N/A | #N/A | #N/A | #N/A | #N/A
TRUE | QLD | QMRN | Moranbah 66 | Energy Queensland | Shoulder | Non-coincident | 2029 | POE50 | -32.1298 | 108.5602 | QLD Moranbah 66 |  |  | FALSE | #N/A | #N/A | #N/A | #N/A | #N/A | #N/A | #N/A | #N/A | #N/A | #N/A
TRUE | QLD | QMRN | Moranbah 66 | Energy Queensland | Shoulder | Coincident_unreconciled | 2030 | POE90 | -16.0592 | NA | QLD Moranbah 66 |  |  | FALSE | #N/A | #N/A | #N/A | #N/A | #N/A | #N/A | #N/A | #N/A | #N/A | #N/A
TRUE | QLD | QMRN | Moranbah 66 | Energy Queensland | Shoulder | Coincident_unreconciled | 2030 | POE50 | -12.3563 | NA | QLD Moranbah 66 |  |  | FALSE | #N/A | #N/A | #N/A | #N/A | #N/A | #N/A | #N/A | #N/A | #N/A | #N/A
TRUE | QLD | QMRN | Moranbah 66 | Energy Queensland | Shoulder | Non-coincident | 2030 | POE90 | -36.3721 | NA | QLD Moranbah 66 |  |  | FALSE | #N/A | #N/A | #N/A | #N/A | #N/A | #N/A | #N/A | #N/A | #N/A | #N/A
TRUE | QLD | QMRN | Moranbah 66 | Energy Queensland | Shoulder | Non-coincident | 2030 | POE50 | -31.9713 | 109.0381 | QLD Moranbah 66 |  |  | FALSE | #N/A | #N/A | #N/A | #N/A | #N/A | #N/A | #N/A | #N/A | #N/A | #N/A
TRUE | QLD | QMRN | Moranbah 66 | Energy Queensland | Summer | Coincident | 2017 | ACTUAL_OPG | -2.7032 | 53.7777 | QLD Moranbah 66 |  |  | FALSE | #N/A | #N/A | #N/A | #N/A | #N/A | #N/A | #N/A | #N/A | #N/A | #N/A
TRUE | QLD | QMRN | Moranbah 66 | Energy Queensland | Summer | Coincident | 2017 | ACTUAL_RAW | -2.7032 | 53.7777 | QLD Moranbah 66 |  |  | FALSE | #N/A | #N/A | #N/A | #N/A | #N/A | #N/A | #N/A | #N/A | #N/A | #N/A
TRUE | QLD | QMRN | Moranbah 66 | Energy Queensland | Summer | Non-coincident | 2017 | ACTUAL_RAW | -38.4252 | 81.629 | QLD Moranbah 66 |  |  | FALSE | #N/A | #N/A | #N/A | #N/A | #N/A | #N/A | #N/A | #N/A | #N/A | #N/A
TRUE | QLD | QMRN | Moranbah 66 | Energy Queensland | Summer | Non-coincident | 2017 | ACTUAL_OPG | -38.4252 | 81.629 | QLD Moranbah 66 |  |  | FALSE | #N/A | #N/A | #N/A | #N/A | #N/A | #N/A | #N/A | #N/A | #N/A | #N/A
TRUE | QLD | QMRN | Moranbah 66 | Energy Queensland | Summer | Non-coincident | 2017 | ACTUAL_ADJUSTEDOPG | -38.4252 | 81.629 | QLD Moranbah 66 |  |  | FALSE | #N/A | #N/A | #N/A | #N/A | #N/A | #N/A | #N/A | #N/A | #N/A | #N/A
TRUE | QLD | QMRN | Moranbah 66 | Energy Queensland | Summer | Coincident | 2018 | ACTUAL_OPG | 8.88 | 5.3173 | QLD Moranbah 66 |  |  | FALSE | #N/A | #N/A | #N/A | #N/A | #N/A | #N/A | #N/A | #N/A | #N/A | #N/A
TRUE | QLD | QMRN | Moranbah 66 | Energy Queensland | Summer | Coincident | 2018 | ACTUAL_RAW | 8.88 | 5.3173 | QLD Moranbah 66 |  |  | FALSE | #N/A | #N/A | #N/A | #N/A | #N/A | #N/A | #N/A | #N/A | #N/A | #N/A
TRUE | QLD | QMRN | Moranbah 66 | Energy Queensland | Summer | Non-coincident | 2018 | ACTUAL_RAW | -34.6737 | 66.1305 | QLD Moranbah 66 |  |  | FALSE | #N/A | #N/A | #N/A | #N/A | #N/A | #N/A | #N/A | #N/A | #N/A | #N/A
TRUE | QLD | QMRN | Moranbah 66 | Energy Queensland | Summer | Non-coincident | 2018 | ACTUAL_OPG | -34.6737 | 66.1305 | QLD Moranbah 66 |  |  | FALSE | #N/A | #N/A | #N/A | #N/A | #N/A | #N/A | #N/A | #N/A | #N/A | #N/A
TRUE | QLD | QMRN | Moranbah 66 | Energy Queensland | Summer | Non-coincident | 2018 | ACTUAL_ADJUSTEDOPG | -34.6737 | 66.1305 | QLD Moranbah 66 |  |  | FALSE | #N/A | #N/A | #N/A | #N/A | #N/A | #N/A | #N/A | #N/A | #N/A | #N/A
TRUE | QLD | QMRN | Moranbah 66 | Energy Queensland | Summer | Coincident | 2019 | ACTUAL_OPG | -15.0495 | 22.9964 | QLD Moranbah 66 |  |  | FALSE | #N/A | #N/A | #N/A | #N/A | #N/A | #N/A | #N/A | #N/A | #N/A | #N/A
TRUE | QLD | QMRN | Moranbah 66 | Energy Queensland | Summer | Coincident | 2019 | ACTUAL_RAW | -15.0495 | 22.9964 | QLD Moranbah 66 |  |  | FALSE | #N/A | #N/A | #N/A | #N/A | #N/A | #N/A | #N/A | #N/A | #N/A | #N/A
TRUE | QLD | QMRN | Moranbah 66 | Energy Queensland | Summer | Non-coincident | 2019 | ACTUAL_RAW | -25.4556 | 93.2007 | QLD Moranbah 66 |  |  | FALSE | #N/A | #N/A | #N/A | #N/A | #N/A | #N/A | #N/A | #N/A | #N/A | #N/A
TRUE | QLD | QMRN | Moranbah 66 | Energy Queensland | Summer | Non-coincident | 2019 | ACTUAL_OPG | -25.4556 | 93.2007 | QLD Moranbah 66 |  |  | FALSE | #N/A | #N/A | #N/A | #N/A | #N/A | #N/A | #N/A | #N/A | #N/A | #N/A
TRUE | QLD | QMRN | Moranbah 66 | Energy Queensland | Summer | Non-coincident | 2019 | ACTUAL_ADJUSTEDOPG | -25.4556 | 93.2007 | QLD Moranbah 66 |  |  | FALSE | #N/A | #N/A | #N/A | #N/A | #N/A | #N/A | #N/A | #N/A | #N/A | #N/A
TRUE | QLD | QMRN | Moranbah 66 | Energy Queensland | Summer | Non-coincident | 2019 | BASEYEARPOE90 | -21.2167 | NA | QLD Moranbah 66 |  |  | FALSE | #N/A | #N/A | #N/A | #N/A | #N/A | #N/A | #N/A | #N/A | #N/A | #N/A
TRUE | QLD | QMRN | Moranbah 66 | Energy Queensland | Summer | Non-coincident | 2019 | BASEYEARPOE50 | -16.1197 | 39.0186 | QLD Moranbah 66 |  |  | FALSE | #N/A | #N/A | #N/A | #N/A | #N/A | #N/A | #N/A | #N/A | #N/A | #N/A
TRUE | QLD | QMRN | Moranbah 66 | Energy Queensland | Summer | Coincident | 2020 | ACTUAL_OPG | 30.2343 | 25.218 | QLD Moranbah 66 |  |  | FALSE | #N/A | #N/A | #N/A | #N/A | #N/A | #N/A | #N/A | #N/A | #N/A | #N/A
TRUE | QLD | QMRN | Moranbah 66 | Energy Queensland | Summer | Coincident | 2020 | ACTUAL_RAW | 30.2343 | 25.218 | QLD Moranbah 66 |  |  | FALSE | #N/A | #N/A | #N/A | #N/A | #N/A | #N/A | #N/A | #N/A | #N/A | #N/A
TRUE | QLD | QMRN | Moranbah 66 | Energy Queensland | Summer | Non-coincident | 2020 | ACTUAL_RAW | -33.3794 | 84.8865 | QLD Moranbah 66 |  |  | FALSE | #N/A | #N/A | #N/A | #N/A | #N/A | #N/A | #N/A | #N/A | #N/A | #N/A
TRUE | QLD | QMRN | Moranbah 66 | Energy Queensland | Summer | Non-coincident | 2020 | ACTUAL_OPG | -33.3794 | 84.8865 | QLD Moranbah 66 |  |  | FALSE | #N/A | #N/A | #N/A | #N/A | #N/A | #N/A | #N/A | #N/A | #N/A | #N/A
TRUE | QLD | QMRN | Moranbah 66 | Energy Queensland | Summer | Non-coincident | 2020 | ACTUAL_ADJUSTEDOPG | -33.3794 | 84.8865 | QLD Moranbah 66 |  |  | FALSE | #N/A | #N/A | #N/A | #N/A | #N/A | #N/A | #N/A | #N/A | #N/A | #N/A
TRUE | QLD | QMRN | Moranbah 66 | Energy Queensland | Summer | Coincident_unreconciled | 2021 | POE90 | -14.04 | NA | QLD Moranbah 66 |  |  | FALSE | #N/A | #N/A | #N/A | #N/A | #N/A | #N/A | #N/A | #N/A | #N/A | #N/A
TRUE | QLD | QMRN | Moranbah 66 | Energy Queensland | Summer | Coincident_unreconciled | 2021 | POE50 | -10 | NA | QLD Moranbah 66 |  |  | FALSE | #N/A | #N/A | #N/A | #N/A | #N/A | #N/A | #N/A | #N/A | #N/A | #N/A
TRUE | QLD | QMRN | Moranbah 66 | Energy Queensland | Summer | Non-coincident | 2021 | POE90 | -37.345 | NA | QLD Moranbah 66 |  |  | FALSE | #N/A | #N/A | #N/A | #N/A | #N/A | #N/A | #N/A | #N/A | #N/A | #N/A
TRUE | QLD | QMRN | Moranbah 66 | Energy Queensland | Summer | Non-coincident | 2021 | POE50 | -33 | 89.0727 | QLD Moranbah 66 |  |  | FALSE | #N/A | #N/A | #N/A | #N/A | #N/A | #N/A | #N/A | #N/A | #N/A | #N/A
TRUE | QLD | QMRN | Moranbah 66 | Energy Queensland | Summer | Coincident_unreconciled | 2022 | POE90 | -14.0665 | NA | QLD Moranbah 66 |  |  | FALSE | #N/A | #N/A | #N/A | #N/A | #N/A | #N/A | #N/A | #N/A | #N/A | #N/A
TRUE | QLD | QMRN | Moranbah 66 | Energy Queensland | Summer | Coincident_unreconciled | 2022 | POE50 | -10.0305 | NA | QLD Moranbah 66 |  |  | FALSE | #N/A | #N/A | #N/A | #N/A | #N/A | #N/A | #N/A | #N/A | #N/A | #N/A
TRUE | QLD | QMRN | Moranbah 66 | Energy Queensland | Summer | Non-coincident | 2022 | POE90 | -37.3333 | NA | QLD Moranbah 66 |  |  | FALSE | #N/A | #N/A | #N/A | #N/A | #N/A | #N/A | #N/A | #N/A | #N/A | #N/A
TRUE | QLD | QMRN | Moranbah 66 | Energy Queensland | Summer | Non-coincident | 2022 | POE50 | -32.9857 | 96.1025 | QLD Moranbah 66 |  |  | FALSE | #N/A | #N/A | #N/A | #N/A | #N/A | #N/A | #N/A | #N/A | #N/A | #N/A
TRUE | QLD | QMRN | Moranbah 66 | Energy Queensland | Summer | Coincident_unreconciled | 2023 | POE90 | -14.3182 | NA | QLD Moranbah 66 |  |  | FALSE | #N/A | #N/A | #N/A | #N/A | #N/A | #N/A | #N/A | #N/A | #N/A | #N/A
TRUE | QLD | QMRN | Moranbah 66 | Energy Queensland | Summer | Coincident_unreconciled | 2023 | POE50 | -10.3198 | NA | QLD Moranbah 66 |  |  | FALSE | #N/A | #N/A | #N/A | #N/A | #N/A | #N/A | #N/A | #N/A | #N/A | #N/A
TRUE | QLD | QMRN | Moranbah 66 | Energy Queensland | Summer | Non-coincident | 2023 | POE90 | -37.2222 | NA | QLD Moranbah 66 |  |  | FALSE | #N/A | #N/A | #N/A | #N/A | #N/A | #N/A | #N/A | #N/A | #N/A | #N/A
TRUE | QLD | QMRN | Moranbah 66 | Energy Queensland | Summer | Non-coincident | 2023 | POE50 | -32.8501 | 103.3867 | QLD Moranbah 66 |  |  | FALSE | #N/A | #N/A | #N/A | #N/A | #N/A | #N/A | #N/A | #N/A | #N/A | #N/A
TRUE | QLD | QMRN | Moranbah 66 | Energy Queensland | Summer | Coincident_unreconciled | 2024 | POE90 | -14.5436 | NA | QLD Moranbah 66 |  |  | FALSE | #N/A | #N/A | #N/A | #N/A | #N/A | #N/A | #N/A | #N/A | #N/A | #N/A
TRUE | QLD | QMRN | Moranbah 66 | Energy Queensland | Summer | Coincident_unreconciled | 2024 | POE50 | -10.5788 | NA | QLD Moranbah 66 |  |  | FALSE | #N/A | #N/A | #N/A | #N/A | #N/A | #N/A | #N/A | #N/A | #N/A | #N/A
TRUE | QLD | QMRN | Moranbah 66 | Energy Queensland | Summer | Non-coincident | 2024 | POE90 | -37.1227 | NA | QLD Moranbah 66 |  |  | FALSE | #N/A | #N/A | #N/A | #N/A | #N/A | #N/A | #N/A | #N/A | #N/A | #N/A
TRUE | QLD | QMRN | Moranbah 66 | Energy Queensland | Summer | Non-coincident | 2024 | POE50 | -32.7287 | 103.6408 | QLD Moranbah 66 |  |  | FALSE | #N/A | #N/A | #N/A | #N/A | #N/A | #N/A | #N/A | #N/A | #N/A | #N/A
TRUE | QLD | QMRN | Moranbah 66 | Energy Queensland | Summer | Coincident_unreconciled | 2025 | POE90 | -14.7958 | NA | QLD Moranbah 66 |  |  | FALSE | #N/A | #N/A | #N/A | #N/A | #N/A | #N/A | #N/A | #N/A | #N/A | #N/A
TRUE | QLD | QMRN | Moranbah 66 | Energy Queensland | Summer | Coincident_unreconciled | 2025 | POE50 | -10.8687 | NA | QLD Moranbah 66 |  |  | FALSE | #N/A | #N/A | #N/A | #N/A | #N/A | #N/A | #N/A | #N/A | #N/A | #N/A
TRUE | QLD | QMRN | Moranbah 66 | Energy Queensland | Summer | Non-coincident | 2025 | POE90 | -37.0114 | NA | QLD Moranbah 66 |  |  | FALSE | #N/A | #N/A | #N/A | #N/A | #N/A | #N/A | #N/A | #N/A | #N/A | #N/A
TRUE | QLD | QMRN | Moranbah 66 | Energy Queensland | Summer | Non-coincident | 2025 | POE50 | -32.5929 | 103.9248 | QLD Moranbah 66 |  |  | FALSE | #N/A | #N/A | #N/A | #N/A | #N/A | #N/A | #N/A | #N/A | #N/A | #N/A
TRUE | QLD | QMRN | Moranbah 66 | Energy Queensland | Summer | Coincident_unreconciled | 2026 | POE90 | -15.1147 | NA | QLD Moranbah 66 |  |  | FALSE | #N/A | #N/A | #N/A | #N/A | #N/A | #N/A | #N/A | #N/A | #N/A | #N/A
TRUE | QLD | QMRN | Moranbah 66 | Energy Queensland | Summer | Coincident_unreconciled | 2026 | POE50 | -11.2352 | NA | QLD Moranbah 66 |  |  | FALSE | #N/A | #N/A | #N/A | #N/A | #N/A | #N/A | #N/A | #N/A | #N/A | #N/A
TRUE | QLD | QMRN | Moranbah 66 | Energy Queensland | Summer | Non-coincident | 2026 | POE90 | -36.8707 | NA | QLD Moranbah 66 |  |  | FALSE | #N/A | #N/A | #N/A | #N/A | #N/A | #N/A | #N/A | #N/A | #N/A | #N/A
TRUE | QLD | QMRN | Moranbah 66 | Energy Queensland | Summer | Non-coincident | 2026 | POE50 | -32.4213 | 104.2834 | QLD Moranbah 66 |  |  | FALSE | #N/A | #N/A | #N/A | #N/A | #N/A | #N/A | #N/A | #N/A | #N/A | #N/A
TRUE | QLD | QMRN | Moranbah 66 | Energy Queensland | Summer | Coincident_unreconciled | 2027 | POE90 | -15.4344 | NA | QLD Moranbah 66 |  |  | FALSE | #N/A | #N/A | #N/A | #N/A | #N/A | #N/A | #N/A | #N/A | #N/A | #N/A
TRUE | QLD | QMRN | Moranbah 66 | Energy Queensland | Summer | Coincident_unreconciled | 2027 | POE50 | -11.6023 | NA | QLD Moranbah 66 |  |  | FALSE | #N/A | #N/A | #N/A | #N/A | #N/A | #N/A | #N/A | #N/A | #N/A | #N/A
TRUE | QLD | QMRN | Moranbah 66 | Energy Queensland | Summer | Non-coincident | 2027 | POE90 | -36.7297 | NA | QLD Moranbah 66 |  |  | FALSE | #N/A | #N/A | #N/A | #N/A | #N/A | #N/A | #N/A | #N/A | #N/A | #N/A
TRUE | QLD | QMRN | Moranbah 66 | Energy Queensland | Summer | Non-coincident | 2027 | POE50 | -32.2493 | 104.642 | QLD Moranbah 66 |  |  | FALSE | #N/A | #N/A | #N/A | #N/A | #N/A | #N/A | #N/A | #N/A | #N/A | #N/A
TRUE | QLD | QMRN | Moranbah 66 | Energy Queensland | Summer | Coincident_unreconciled | 2028 | POE90 | -15.7546 | NA | QLD Moranbah 66 |  |  | FALSE | #N/A | #N/A | #N/A | #N/A | #N/A | #N/A | #N/A | #N/A | #N/A | #N/A
TRUE | QLD | QMRN | Moranbah 66 | Energy Queensland | Summer | Coincident_unreconciled | 2028 | POE50 | -11.9701 | NA | QLD Moranbah 66 |  |  | FALSE | #N/A | #N/A | #N/A | #N/A | #N/A | #N/A | #N/A | #N/A | #N/A | #N/A
TRUE | QLD | QMRN | Moranbah 66 | Energy Queensland | Summer | Non-coincident | 2028 | POE90 | -36.5885 | NA | QLD Moranbah 66 |  |  | FALSE | #N/A | #N/A | #N/A | #N/A | #N/A | #N/A | #N/A | #N/A | #N/A | #N/A
TRUE | QLD | QMRN | Moranbah 66 | Energy Queensland | Summer | Non-coincident | 2028 | POE50 | -32.0772 | 105.0007 | QLD Moranbah 66 |  |  | FALSE | #N/A | #N/A | #N/A | #N/A | #N/A | #N/A | #N/A | #N/A | #N/A | #N/A
TRUE | QLD | QMRN | Moranbah 66 | Energy Queensland | Summer | Coincident_unreconciled | 2029 | POE90 | -16.168 | NA | QLD Moranbah 66 |  |  | FALSE | #N/A | #N/A | #N/A | #N/A | #N/A | #N/A | #N/A | #N/A | #N/A | #N/A
TRUE | QLD | QMRN | Moranbah 66 | Energy Queensland | Summer | Coincident_unreconciled | 2029 | POE50 | -12.4449 | NA | QLD Moranbah 66 |  |  | FALSE | #N/A | #N/A | #N/A | #N/A | #N/A | #N/A | #N/A | #N/A | #N/A | #N/A
TRUE | QLD | QMRN | Moranbah 66 | Energy Queensland | Summer | Non-coincident | 2029 | POE90 | -36.4062 | NA | QLD Moranbah 66 |  |  | FALSE | #N/A | #N/A | #N/A | #N/A | #N/A | #N/A | #N/A | #N/A | #N/A | #N/A
TRUE | QLD | QMRN | Moranbah 66 | Energy Queensland | Summer | Non-coincident | 2029 | POE50 | -31.8549 | 105.4642 | QLD Moranbah 66 |  |  | FALSE | #N/A | #N/A | #N/A | #N/A | #N/A | #N/A | #N/A | #N/A | #N/A | #N/A
TRUE | QLD | QMRN | Moranbah 66 | Energy Queensland | Summer | Coincident_unreconciled | 2030 | POE90 | -16.5561 | NA | QLD Moranbah 66 |  |  | FALSE | #N/A | #N/A | #N/A | #N/A | #N/A | #N/A | #N/A | #N/A | #N/A | #N/A
TRUE | QLD | QMRN | Moranbah 66 | Energy Queensland | Summer | Coincident_unreconciled | 2030 | POE50 | -12.8904 | NA | QLD Moranbah 66 |  |  | FALSE | #N/A | #N/A | #N/A | #N/A | #N/A | #N/A | #N/A | #N/A | #N/A | #N/A
TRUE | QLD | QMRN | Moranbah 66 | Energy Queensland | Summer | Non-coincident | 2030 | POE90 | -36.2351 | NA | QLD Moranbah 66 |  |  | FALSE | #N/A | #N/A | #N/A | #N/A | #N/A | #N/A | #N/A | #N/A | #N/A | #N/A
TRUE | QLD | QMRN | Moranbah 66 | Energy Queensland | Summer | Non-coincident | 2030 | POE50 | -31.6465 | 105.8979 | QLD Moranbah 66 |  |  | FALSE | #N/A | #N/A | #N/A | #N/A | #N/A | #N/A | #N/A | #N/A | #N/A | #N/A
TRUE | QLD | QMRN | Moranbah 66 | Energy Queensland | Winter | Coincident | 2016 | ACTUAL_OPG | 20.4875 | 29.2047 | QLD Moranbah 66 |  |  | FALSE | #N/A | #N/A | #N/A | #N/A | #N/A | #N/A | #N/A | #N/A | #N/A | #N/A
TRUE | QLD | QMRN | Moranbah 66 | Energy Queensland | Winter | Coincident | 2016 | ACTUAL_RAW | 20.4875 | 29.2047 | QLD Moranbah 66 |  |  | FALSE | #N/A | #N/A | #N/A | #N/A | #N/A | #N/A | #N/A | #N/A | #N/A | #N/A
TRUE | QLD | QMRN | Moranbah 66 | Energy Queensland | Winter | Non-coincident | 2016 | ACTUAL_RAW | -16.3116 | 72.3334 | QLD Moranbah 66 |  |  | FALSE | #N/A | #N/A | #N/A | #N/A | #N/A | #N/A | #N/A | #N/A | #N/A | #N/A
TRUE | QLD | QMRN | Moranbah 66 | Energy Queensland | Winter | Non-coincident | 2016 | ACTUAL_OPG | -16.3116 | 72.3334 | QLD Moranbah 66 |  |  | FALSE | #N/A | #N/A | #N/A | #N/A | #N/A | #N/A | #N/A | #N/A | #N/A | #N/A
TRUE | QLD | QMRN | Moranbah 66 | Energy Queensland | Winter | Non-coincident | 2016 | ACTUAL_ADJUSTEDOPG | -16.3116 | 72.3334 | QLD Moranbah 66 |  |  | FALSE | #N/A | #N/A | #N/A | #N/A | #N/A | #N/A | #N/A | #N/A | #N/A | #N/A
TRUE | QLD | QMRN | Moranbah 66 | Energy Queensland | Winter | Coincident | 2017 | ACTUAL_OPG | 12.4755 | 11.4514 | QLD Moranbah 66 |  |  | FALSE | #N/A | #N/A | #N/A | #N/A | #N/A | #N/A | #N/A | #N/A | #N/A | #N/A
TRUE | QLD | QMRN | Moranbah 66 | Energy Queensland | Winter | Coincident | 2017 | ACTUAL_RAW | 12.4755 | 11.4514 | QLD Moranbah 66 |  |  | FALSE | #N/A | #N/A | #N/A | #N/A | #N/A | #N/A | #N/A | #N/A | #N/A | #N/A
TRUE | QLD | QMRN | Moranbah 66 | Energy Queensland | Winter | Non-coincident | 2017 | ACTUAL_RAW | -29.8962 | 56.8903 | QLD Moranbah 66 |  |  | FALSE | #N/A | #N/A | #N/A | #N/A | #N/A | #N/A | #N/A | #N/A | #N/A | #N/A
TRUE | QLD | QMRN | Moranbah 66 | Energy Queensland | Winter | Non-coincident | 2017 | ACTUAL_OPG | -29.8962 | 56.8903 | QLD Moranbah 66 |  |  | FALSE | #N/A | #N/A | #N/A | #N/A | #N/A | #N/A | #N/A | #N/A | #N/A | #N/A
TRUE | QLD | QMRN | Moranbah 66 | Energy Queensland | Winter | Non-coincident | 2017 | ACTUAL_ADJUSTEDOPG | -29.8962 | 56.8903 | QLD Moranbah 66 |  |  | FALSE | #N/A | #N/A | #N/A | #N/A | #N/A | #N/A | #N/A | #N/A | #N/A | #N/A
TRUE | QLD | QMRN | Moranbah 66 | Energy Queensland | Winter | Coincident | 2018 | ACTUAL_OPG | 22.0792 | 10.3636 | QLD Moranbah 66 |  |  | FALSE | #N/A | #N/A | #N/A | #N/A | #N/A | #N/A | #N/A | #N/A | #N/A | #N/A
TRUE | QLD | QMRN | Moranbah 66 | Energy Queensland | Winter | Coincident | 2018 | ACTUAL_RAW | 22.0792 | 10.3636 | QLD Moranbah 66 |  |  | FALSE | #N/A | #N/A | #N/A | #N/A | #N/A | #N/A | #N/A | #N/A | #N/A | #N/A
TRUE | QLD | QMRN | Moranbah 66 | Energy Queensland | Winter | Non-coincident | 2018 | ACTUAL_RAW | -24.1254 | 83.736 | QLD Moranbah 66 |  |  | FALSE | #N/A | #N/A | #N/A | #N/A | #N/A | #N/A | #N/A | #N/A | #N/A | #N/A
TRUE | QLD | QMRN | Moranbah 66 | Energy Queensland | Winter | Non-coincident | 2018 | ACTUAL_OPG | -24.1254 | 83.736 | QLD Moranbah 66 |  |  | FALSE | #N/A | #N/A | #N/A | #N/A | #N/A | #N/A | #N/A | #N/A | #N/A | #N/A
TRUE | QLD | QMRN | Moranbah 66 | Energy Queensland | Winter | Non-coincident | 2018 | ACTUAL_ADJUSTEDOPG | -24.1254 | 83.736 | QLD Moranbah 66 |  |  | FALSE | #N/A | #N/A | #N/A | #N/A | #N/A | #N/A | #N/A | #N/A | #N/A | #N/A
TRUE | QLD | QMRN | Moranbah 66 | Energy Queensland | Winter | Coincident | 2019 | ACTUAL_OPG | -4.1441 | -11.4534 | QLD Moranbah 66 |  |  | FALSE | #N/A | #N/A | #N/A | #N/A | #N/A | #N/A | #N/A | #N/A | #N/A | #N/A
TRUE | QLD | QMRN | Moranbah 66 | Energy Queensland | Winter | Coincident | 2019 | ACTUAL_RAW | -4.1441 | -11.4534 | QLD Moranbah 66 |  |  | FALSE | #N/A | #N/A | #N/A | #N/A | #N/A | #N/A | #N/A | #N/A | #N/A | #N/A
TRUE | QLD | QMRN | Moranbah 66 | Energy Queensland | Winter | Non-coincident | 2019 | ACTUAL_RAW | -25.0193 | 79.3202 | QLD Moranbah 66 |  |  | FALSE | #N/A | #N/A | #N/A | #N/A | #N/A | #N/A | #N/A | #N/A | #N/A | #N/A
TRUE | QLD | QMRN | Moranbah 66 | Energy Queensland | Winter | Non-coincident | 2019 | ACTUAL_OPG | -25.0193 | 79.3202 | QLD Moranbah 66 |  |  | FALSE | #N/A | #N/A | #N/A | #N/A | #N/A | #N/A | #N/A | #N/A | #N/A | #N/A
TRUE | QLD | QMRN | Moranbah 66 | Energy Queensland | Winter | Non-coincident | 2019 | ACTUAL_ADJUSTEDOPG | -25.0193 | 79.3202 | QLD Moranbah 66 |  |  | FALSE | #N/A | #N/A | #N/A | #N/A | #N/A | #N/A | #N/A | #N/A | #N/A | #N/A
TRUE | QLD | QMRN | Moranbah 66 | Energy Queensland | Winter | Non-coincident | 2019 | BASEYEARPOE90 | -38.6506 | NA | QLD Moranbah 66 |  |  | FALSE | #N/A | #N/A | #N/A | #N/A | #N/A | #N/A | #N/A | #N/A | #N/A | #N/A
TRUE | QLD | QMRN | Moranbah 66 | Energy Queensland | Winter | Non-coincident | 2019 | BASEYEARPOE50 | -32.8607 | 28.9189 | QLD Moranbah 66 |  |  | FALSE | #N/A | #N/A | #N/A | #N/A | #N/A | #N/A | #N/A | #N/A | #N/A | #N/A
TRUE | QLD | QMRN | Moranbah 66 | Energy Queensland | Winter | Coincident_unreconciled | 2020 | POE90 | -10.04 | NA | QLD Moranbah 66 |  |  | FALSE | #N/A | #N/A | #N/A | #N/A | #N/A | #N/A | #N/A | #N/A | #N/A | #N/A
TRUE | QLD | QMRN | Moranbah 66 | Energy Queensland | Winter | Coincident_unreconciled | 2020 | POE50 | -5 | NA | QLD Moranbah 66 |  |  | FALSE | #N/A | #N/A | #N/A | #N/A | #N/A | #N/A | #N/A | #N/A | #N/A | #N/A
TRUE | QLD | QMRN | Moranbah 66 | Energy Queensland | Winter | Non-coincident | 2020 | POE90 | -37.345 | NA | QLD Moranbah 66 |  |  | FALSE | #N/A | #N/A | #N/A | #N/A | #N/A | #N/A | #N/A | #N/A | #N/A | #N/A
TRUE | QLD | QMRN | Moranbah 66 | Energy Queensland | Winter | Non-coincident | 2020 | POE50 | -33 | 82.8282 | QLD Moranbah 66 |  |  | FALSE | #N/A | #N/A | #N/A | #N/A | #N/A | #N/A | #N/A | #N/A | #N/A | #N/A
TRUE | QLD | QMRN | Moranbah 66 | Energy Queensland | Winter | Coincident_unreconciled | 2021 | POE90 | -10.0299 | NA | QLD Moranbah 66 |  |  | FALSE | #N/A | #N/A | #N/A | #N/A | #N/A | #N/A | #N/A | #N/A | #N/A | #N/A
TRUE | QLD | QMRN | Moranbah 66 | Energy Queensland | Winter | Coincident_unreconciled | 2021 | POE50 | -4.9695 | NA | QLD Moranbah 66 |  |  | FALSE | #N/A | #N/A | #N/A | #N/A | #N/A | #N/A | #N/A | #N/A | #N/A | #N/A
TRUE | QLD | QMRN | Moranbah 66 | Energy Queensland | Winter | Non-coincident | 2021 | POE90 | -37.3502 | NA | QLD Moranbah 66 |  |  | FALSE | #N/A | #N/A | #N/A | #N/A | #N/A | #N/A | #N/A | #N/A | #N/A | #N/A
TRUE | QLD | QMRN | Moranbah 66 | Energy Queensland | Winter | Non-coincident | 2021 | POE50 | -33.0158 | 82.6661 | QLD Moranbah 66 |  |  | FALSE | #N/A | #N/A | #N/A | #N/A | #N/A | #N/A | #N/A | #N/A | #N/A | #N/A
TRUE | QLD | QMRN | Moranbah 66 | Energy Queensland | Winter | Coincident_unreconciled | 2022 | POE90 | -10.0432 | NA | QLD Moranbah 66 |  |  | FALSE | #N/A | #N/A | #N/A | #N/A | #N/A | #N/A | #N/A | #N/A | #N/A | #N/A
TRUE | QLD | QMRN | Moranbah 66 | Energy Queensland | Winter | Coincident_unreconciled | 2022 | POE50 | -5.0093 | NA | QLD Moranbah 66 |  |  | FALSE | #N/A | #N/A | #N/A | #N/A | #N/A | #N/A | #N/A | #N/A | #N/A | #N/A
TRUE | QLD | QMRN | Moranbah 66 | Energy Queensland | Winter | Non-coincident | 2022 | POE90 | -37.3434 | NA | QLD Moranbah 66 |  |  | FALSE | #N/A | #N/A | #N/A | #N/A | #N/A | #N/A | #N/A | #N/A | #N/A | #N/A
TRUE | QLD | QMRN | Moranbah 66 | Energy Queensland | Winter | Non-coincident | 2022 | POE50 | -32.9952 | 89.8768 | QLD Moranbah 66 |  |  | FALSE | #N/A | #N/A | #N/A | #N/A | #N/A | #N/A | #N/A | #N/A | #N/A | #N/A
TRUE | QLD | QMRN | Moranbah 66 | Energy Queensland | Winter | Coincident_unreconciled | 2023 | POE90 | -10.0666 | NA | QLD Moranbah 66 |  |  | FALSE | #N/A | #N/A | #N/A | #N/A | #N/A | #N/A | #N/A | #N/A | #N/A | #N/A
TRUE | QLD | QMRN | Moranbah 66 | Energy Queensland | Winter | Coincident_unreconciled | 2023 | POE50 | -5.0796 | NA | QLD Moranbah 66 |  |  | FALSE | #N/A | #N/A | #N/A | #N/A | #N/A | #N/A | #N/A | #N/A | #N/A | #N/A
TRUE | QLD | QMRN | Moranbah 66 | Energy Queensland | Winter | Non-coincident | 2023 | POE90 | -37.3312 | NA | QLD Moranbah 66 |  |  | FALSE | #N/A | #N/A | #N/A | #N/A | #N/A | #N/A | #N/A | #N/A | #N/A | #N/A
TRUE | QLD | QMRN | Moranbah 66 | Energy Queensland | Winter | Non-coincident | 2023 | POE50 | -32.9588 | 97.2495 | QLD Moranbah 66 |  |  | FALSE | #N/A | #N/A | #N/A | #N/A | #N/A | #N/A | #N/A | #N/A | #N/A | #N/A
TRUE | QLD | QMRN | Moranbah 66 | Energy Queensland | Winter | Coincident_unreconciled | 2024 | POE90 | -10.0804 | NA | QLD Moranbah 66 |  |  | FALSE | #N/A | #N/A | #N/A | #N/A | #N/A | #N/A | #N/A | #N/A | #N/A | #N/A
TRUE | QLD | QMRN | Moranbah 66 | Energy Queensland | Winter | Coincident_unreconciled | 2024 | POE50 | -5.1198 | NA | QLD Moranbah 66 |  |  | FALSE | #N/A | #N/A | #N/A | #N/A | #N/A | #N/A | #N/A | #N/A | #N/A | #N/A
TRUE | QLD | QMRN | Moranbah 66 | Energy Queensland | Winter | Non-coincident | 2024 | POE90 | -37.3241 | NA | QLD Moranbah 66 |  |  | FALSE | #N/A | #N/A | #N/A | #N/A | #N/A | #N/A | #N/A | #N/A | #N/A | #N/A
TRUE | QLD | QMRN | Moranbah 66 | Energy Queensland | Winter | Non-coincident | 2024 | POE50 | -32.9379 | 97.4601 | QLD Moranbah 66 |  |  | FALSE | #N/A | #N/A | #N/A | #N/A | #N/A | #N/A | #N/A | #N/A | #N/A | #N/A
TRUE | QLD | QMRN | Moranbah 66 | Energy Queensland | Winter | Coincident_unreconciled | 2025 | POE90 | -10.1057 | NA | QLD Moranbah 66 |  |  | FALSE | #N/A | #N/A | #N/A | #N/A | #N/A | #N/A | #N/A | #N/A | #N/A | #N/A
TRUE | QLD | QMRN | Moranbah 66 | Energy Queensland | Winter | Coincident_unreconciled | 2025 | POE50 | -5.194 | NA | QLD Moranbah 66 |  |  | FALSE | #N/A | #N/A | #N/A | #N/A | #N/A | #N/A | #N/A | #N/A | #N/A | #N/A
TRUE | QLD | QMRN | Moranbah 66 | Energy Queensland | Winter | Non-coincident | 2025 | POE90 | -37.311 | NA | QLD Moranbah 66 |  |  | FALSE | #N/A | #N/A | #N/A | #N/A | #N/A | #N/A | #N/A | #N/A | #N/A | #N/A
TRUE | QLD | QMRN | Moranbah 66 | Energy Queensland | Winter | Non-coincident | 2025 | POE50 | -32.8995 | 97.849 | QLD Moranbah 66 |  |  | FALSE | #N/A | #N/A | #N/A | #N/A | #N/A | #N/A | #N/A | #N/A | #N/A | #N/A
TRUE | QLD | QMRN | Moranbah 66 | Energy Queensland | Winter | Coincident_unreconciled | 2026 | POE90 | -10.1316 | NA | QLD Moranbah 66 |  |  | FALSE | #N/A | #N/A | #N/A | #N/A | #N/A | #N/A | #N/A | #N/A | #N/A | #N/A
TRUE | QLD | QMRN | Moranbah 66 | Energy Queensland | Winter | Coincident_unreconciled | 2026 | POE50 | -5.2689 | NA | QLD Moranbah 66 |  |  | FALSE | #N/A | #N/A | #N/A | #N/A | #N/A | #N/A | #N/A | #N/A | #N/A | #N/A
TRUE | QLD | QMRN | Moranbah 66 | Energy Queensland | Winter | Non-coincident | 2026 | POE90 | -37.2976 | NA | QLD Moranbah 66 |  |  | FALSE | #N/A | #N/A | #N/A | #N/A | #N/A | #N/A | #N/A | #N/A | #N/A | #N/A
TRUE | QLD | QMRN | Moranbah 66 | Energy Queensland | Winter | Non-coincident | 2026 | POE50 | -32.8607 | 98.2382 | QLD Moranbah 66 |  |  | FALSE | #N/A | #N/A | #N/A | #N/A | #N/A | #N/A | #N/A | #N/A | #N/A | #N/A
TRUE | QLD | QMRN | Moranbah 66 | Energy Queensland | Winter | Coincident_unreconciled | 2027 | POE90 | -10.1585 | NA | QLD Moranbah 66 |  |  | FALSE | #N/A | #N/A | #N/A | #N/A | #N/A | #N/A | #N/A | #N/A | #N/A | #N/A
TRUE | QLD | QMRN | Moranbah 66 | Energy Queensland | Winter | Coincident_unreconciled | 2027 | POE50 | -5.3447 | NA | QLD Moranbah 66 |  |  | FALSE | #N/A | #N/A | #N/A | #N/A | #N/A | #N/A | #N/A | #N/A | #N/A | #N/A
TRUE | QLD | QMRN | Moranbah 66 | Energy Queensland | Winter | Non-coincident | 2027 | POE90 | -37.2836 | NA | QLD Moranbah 66 |  |  | FALSE | #N/A | #N/A | #N/A | #N/A | #N/A | #N/A | #N/A | #N/A | #N/A | #N/A
TRUE | QLD | QMRN | Moranbah 66 | Energy Queensland | Winter | Non-coincident | 2027 | POE50 | -32.8215 | 98.6278 | QLD Moranbah 66 |  |  | FALSE | #N/A | #N/A | #N/A | #N/A | #N/A | #N/A | #N/A | #N/A | #N/A | #N/A
TRUE | QLD | QMRN | Moranbah 66 | Energy Queensland | Winter | Coincident_unreconciled | 2028 | POE90 | -10.187 | NA | QLD Moranbah 66 |  |  | FALSE | #N/A | #N/A | #N/A | #N/A | #N/A | #N/A | #N/A | #N/A | #N/A | #N/A
TRUE | QLD | QMRN | Moranbah 66 | Energy Queensland | Winter | Coincident_unreconciled | 2028 | POE50 | -5.4242 | NA | QLD Moranbah 66 |  |  | FALSE | #N/A | #N/A | #N/A | #N/A | #N/A | #N/A | #N/A | #N/A | #N/A | #N/A
TRUE | QLD | QMRN | Moranbah 66 | Energy Queensland | Winter | Non-coincident | 2028 | POE90 | -37.2689 | NA | QLD Moranbah 66 |  |  | FALSE | #N/A | #N/A | #N/A | #N/A | #N/A | #N/A | #N/A | #N/A | #N/A | #N/A
TRUE | QLD | QMRN | Moranbah 66 | Energy Queensland | Winter | Non-coincident | 2028 | POE50 | -32.7803 | 99.0341 | QLD Moranbah 66 |  |  | FALSE | #N/A | #N/A | #N/A | #N/A | #N/A | #N/A | #N/A | #N/A | #N/A | #N/A
TRUE | QLD | QMRN | Moranbah 66 | Energy Queensland | Winter | Coincident_unreconciled | 2029 | POE90 | -10.2265 | NA | QLD Moranbah 66 |  |  | FALSE | #N/A | #N/A | #N/A | #N/A | #N/A | #N/A | #N/A | #N/A | #N/A | #N/A
TRUE | QLD | QMRN | Moranbah 66 | Energy Queensland | Winter | Coincident_unreconciled | 2029 | POE50 | -5.535 | NA | QLD Moranbah 66 |  |  | FALSE | #N/A | #N/A | #N/A | #N/A | #N/A | #N/A | #N/A | #N/A | #N/A | #N/A
TRUE | QLD | QMRN | Moranbah 66 | Energy Queensland | Winter | Non-coincident | 2029 | POE90 | -37.2484 | NA | QLD Moranbah 66 |  |  | FALSE | #N/A | #N/A | #N/A | #N/A | #N/A | #N/A | #N/A | #N/A | #N/A | #N/A
TRUE | QLD | QMRN | Moranbah 66 | Energy Queensland | Winter | Non-coincident | 2029 | POE50 | -32.7229 | 99.6031 | QLD Moranbah 66 |  |  | FALSE | #N/A | #N/A | #N/A | #N/A | #N/A | #N/A | #N/A | #N/A | #N/A | #N/A
TRUE | QLD | QMRN | Moranbah 66 | Energy Queensland | Shoulder | Non-coincident | 2019 | BASEYEARPOE10 | NA | 47.5314 | QLD Moranbah 66 |  |  | FALSE | #N/A | #N/A | #N/A | #N/A | #N/A | #N/A | #N/A | #N/A | #N/A | #N/A
TRUE | QLD | QMRN | Moranbah 66 | Energy Queensland | Shoulder | Coincident | 2021 | POE10 | NA | 24.5966 | QLD Moranbah 66 |  |  | FALSE | #N/A | #N/A | #N/A | #N/A | #N/A | #N/A | #N/A | #N/A | #N/A | #N/A
TRUE | QLD | QMRN | Moranbah 66 | Energy Queensland | Shoulder | Coincident | 2021 | POE50 | NA | 23.8316 | QLD Moranbah 66 |  |  | FALSE | #N/A | #N/A | #N/A | #N/A | #N/A | #N/A | #N/A | #N/A | #N/A | #N/A
TRUE | QLD | QMRN | Moranbah 66 | Energy Queensland | Shoulder | Non-coincident | 2021 | POE10 | NA | 93.9557 | QLD Moranbah 66 |  |  | FALSE | #N/A | #N/A | #N/A | #N/A | #N/A | #N/A | #N/A | #N/A | #N/A | #N/A
TRUE | QLD | QMRN | Moranbah 66 | Energy Queensland | Shoulder | Coincident | 2022 | POE10 | NA | 26.4605 | QLD Moranbah 66 |  |  | FALSE | #N/A | #N/A | #N/A | #N/A | #N/A | #N/A | #N/A | #N/A | #N/A | #N/A
TRUE | QLD | QMRN | Moranbah 66 | Energy Queensland | Shoulder | Coincident | 2022 | POE50 | NA | 25.6952 | QLD Moranbah 66 |  |  | FALSE | #N/A | #N/A | #N/A | #N/A | #N/A | #N/A | #N/A | #N/A | #N/A | #N/A
TRUE | QLD | QMRN | Moranbah 66 | Energy Queensland | Shoulder | Non-coincident | 2022 | POE10 | NA | 100.9897 | QLD Moranbah 66 |  |  | FALSE | #N/A | #N/A | #N/A | #N/A | #N/A | #N/A | #N/A | #N/A | #N/A | #N/A
TRUE | QLD | QMRN | Moranbah 66 | Energy Queensland | Shoulder | Coincident | 2023 | POE10 | NA | 28.4008 | QLD Moranbah 66 |  |  | FALSE | #N/A | #N/A | #N/A | #N/A | #N/A | #N/A | #N/A | #N/A | #N/A | #N/A
TRUE | QLD | QMRN | Moranbah 66 | Energy Queensland | Shoulder | Coincident | 2023 | POE50 | NA | 27.6322 | QLD Moranbah 66 |  |  | FALSE | #N/A | #N/A | #N/A | #N/A | #N/A | #N/A | #N/A | #N/A | #N/A | #N/A
TRUE | QLD | QMRN | Moranbah 66 | Energy Queensland | Shoulder | Non-coincident | 2023 | POE10 | NA | 108.3129 | QLD Moranbah 66 |  |  | FALSE | #N/A | #N/A | #N/A | #N/A | #N/A | #N/A | #N/A | #N/A | #N/A | #N/A
TRUE | QLD | QMRN | Moranbah 66 | Energy Queensland | Shoulder | Coincident | 2024 | POE10 | NA | 28.4772 | QLD Moranbah 66 |  |  | FALSE | #N/A | #N/A | #N/A | #N/A | #N/A | #N/A | #N/A | #N/A | #N/A | #N/A
TRUE | QLD | QMRN | Moranbah 66 | Energy Queensland | Shoulder | Coincident | 2024 | POE50 | NA | 27.7056 | QLD Moranbah 66 |  |  | FALSE | #N/A | #N/A | #N/A | #N/A | #N/A | #N/A | #N/A | #N/A | #N/A | #N/A
TRUE | QLD | QMRN | Moranbah 66 | Energy Queensland | Shoulder | Non-coincident | 2024 | POE10 | NA | 108.6021 | QLD Moranbah 66 |  |  | FALSE | #N/A | #N/A | #N/A | #N/A | #N/A | #N/A | #N/A | #N/A | #N/A | #N/A
TRUE | QLD | QMRN | Moranbah 66 | Energy Queensland | Shoulder | Coincident | 2025 | POE10 | NA | 28.5627 | QLD Moranbah 66 |  |  | FALSE | #N/A | #N/A | #N/A | #N/A | #N/A | #N/A | #N/A | #N/A | #N/A | #N/A
TRUE | QLD | QMRN | Moranbah 66 | Energy Queensland | Shoulder | Coincident | 2025 | POE50 | NA | 27.7877 | QLD Moranbah 66 |  |  | FALSE | #N/A | #N/A | #N/A | #N/A | #N/A | #N/A | #N/A | #N/A | #N/A | #N/A
TRUE | QLD | QMRN | Moranbah 66 | Energy Queensland | Shoulder | Non-coincident | 2025 | POE10 | NA | 108.9252 | QLD Moranbah 66 |  |  | FALSE | #N/A | #N/A | #N/A | #N/A | #N/A | #N/A | #N/A | #N/A | #N/A | #N/A
TRUE | QLD | QMRN | Moranbah 66 | Energy Queensland | Shoulder | Coincident | 2026 | POE10 | NA | 28.6706 | QLD Moranbah 66 |  |  | FALSE | #N/A | #N/A | #N/A | #N/A | #N/A | #N/A | #N/A | #N/A | #N/A | #N/A
TRUE | QLD | QMRN | Moranbah 66 | Energy Queensland | Shoulder | Coincident | 2026 | POE50 | NA | 27.8915 | QLD Moranbah 66 |  |  | FALSE | #N/A | #N/A | #N/A | #N/A | #N/A | #N/A | #N/A | #N/A | #N/A | #N/A
TRUE | QLD | QMRN | Moranbah 66 | Energy Queensland | Shoulder | Non-coincident | 2026 | POE10 | NA | 109.3334 | QLD Moranbah 66 |  |  | FALSE | #N/A | #N/A | #N/A | #N/A | #N/A | #N/A | #N/A | #N/A | #N/A | #N/A
TRUE | QLD | QMRN | Moranbah 66 | Energy Queensland | Shoulder | Coincident | 2027 | POE10 | NA | 28.7786 | QLD Moranbah 66 |  |  | FALSE | #N/A | #N/A | #N/A | #N/A | #N/A | #N/A | #N/A | #N/A | #N/A | #N/A
TRUE | QLD | QMRN | Moranbah 66 | Energy Queensland | Shoulder | Coincident | 2027 | POE50 | NA | 27.9953 | QLD Moranbah 66 |  |  | FALSE | #N/A | #N/A | #N/A | #N/A | #N/A | #N/A | #N/A | #N/A | #N/A | #N/A
TRUE | QLD | QMRN | Moranbah 66 | Energy Queensland | Shoulder | Non-coincident | 2027 | POE10 | NA | 109.7415 | QLD Moranbah 66 |  |  | FALSE | #N/A | #N/A | #N/A | #N/A | #N/A | #N/A | #N/A | #N/A | #N/A | #N/A
TRUE | QLD | QMRN | Moranbah 66 | Energy Queensland | Shoulder | Coincident | 2028 | POE10 | NA | 28.8866 | QLD Moranbah 66 |  |  | FALSE | #N/A | #N/A | #N/A | #N/A | #N/A | #N/A | #N/A | #N/A | #N/A | #N/A
TRUE | QLD | QMRN | Moranbah 66 | Energy Queensland | Shoulder | Coincident | 2028 | POE50 | NA | 28.0992 | QLD Moranbah 66 |  |  | FALSE | #N/A | #N/A | #N/A | #N/A | #N/A | #N/A | #N/A | #N/A | #N/A | #N/A
TRUE | QLD | QMRN | Moranbah 66 | Energy Queensland | Shoulder | Non-coincident | 2028 | POE10 | NA | 110.1497 | QLD Moranbah 66 |  |  | FALSE | #N/A | #N/A | #N/A | #N/A | #N/A | #N/A | #N/A | #N/A | #N/A | #N/A
TRUE | QLD | QMRN | Moranbah 66 | Energy Queensland | Shoulder | Coincident | 2029 | POE10 | NA | 29.0262 | QLD Moranbah 66 |  |  | FALSE | #N/A | #N/A | #N/A | #N/A | #N/A | #N/A | #N/A | #N/A | #N/A | #N/A
TRUE | QLD | QMRN | Moranbah 66 | Energy Queensland | Shoulder | Coincident | 2029 | POE50 | NA | 28.2333 | QLD Moranbah 66 |  |  | FALSE | #N/A | #N/A | #N/A | #N/A | #N/A | #N/A | #N/A | #N/A | #N/A | #N/A
TRUE | QLD | QMRN | Moranbah 66 | Energy Queensland | Shoulder | Non-coincident | 2029 | POE10 | NA | 110.6771 | QLD Moranbah 66 |  |  | FALSE | #N/A | #N/A | #N/A | #N/A | #N/A | #N/A | #N/A | #N/A | #N/A | #N/A
TRUE | QLD | QMRN | Moranbah 66 | Energy Queensland | Shoulder | Coincident | 2030 | POE10 | NA | 29.1568 | QLD Moranbah 66 |  |  | FALSE | #N/A | #N/A | #N/A | #N/A | #N/A | #N/A | #N/A | #N/A | #N/A | #N/A
TRUE | QLD | QMRN | Moranbah 66 | Energy Queensland | Shoulder | Coincident | 2030 | POE50 | NA | 28.3589 | QLD Moranbah 66 |  |  | FALSE | #N/A | #N/A | #N/A | #N/A | #N/A | #N/A | #N/A | #N/A | #N/A | #N/A
TRUE | QLD | QMRN | Moranbah 66 | Energy Queensland | Shoulder | Non-coincident | 2030 | POE10 | NA | 111.1706 | QLD Moranbah 66 |  |  | FALSE | #N/A | #N/A | #N/A | #N/A | #N/A | #N/A | #N/A | #N/A | #N/A | #N/A
TRUE | QLD | QMRN | Moranbah 66 | Energy Queensland | Summer | Non-coincident | 2019 | BASEYEARPOE10 | NA | 42.6433 | QLD Moranbah 66 |  |  | FALSE | #N/A | #N/A | #N/A | #N/A | #N/A | #N/A | #N/A | #N/A | #N/A | #N/A
TRUE | QLD | QMRN | Moranbah 66 | Energy Queensland | Summer | Coincident | 2021 | POE10 | NA | 20.9961 | QLD Moranbah 66 |  |  | FALSE | #N/A | #N/A | #N/A | #N/A | #N/A | #N/A | #N/A | #N/A | #N/A | #N/A
TRUE | QLD | QMRN | Moranbah 66 | Energy Queensland | Summer | Coincident | 2021 | POE50 | NA | 20.4043 | QLD Moranbah 66 |  |  | FALSE | #N/A | #N/A | #N/A | #N/A | #N/A | #N/A | #N/A | #N/A | #N/A | #N/A
TRUE | QLD | QMRN | Moranbah 66 | Energy Queensland | Summer | Non-coincident | 2021 | POE10 | NA | 90.5402 | QLD Moranbah 66 |  |  | FALSE | #N/A | #N/A | #N/A | #N/A | #N/A | #N/A | #N/A | #N/A | #N/A | #N/A
TRUE | QLD | QMRN | Moranbah 66 | Energy Queensland | Summer | Coincident | 2022 | POE10 | NA | 22.6472 | QLD Moranbah 66 |  |  | FALSE | #N/A | #N/A | #N/A | #N/A | #N/A | #N/A | #N/A | #N/A | #N/A | #N/A
TRUE | QLD | QMRN | Moranbah 66 | Energy Queensland | Summer | Coincident | 2022 | POE50 | NA | 22.0552 | QLD Moranbah 66 |  |  | FALSE | #N/A | #N/A | #N/A | #N/A | #N/A | #N/A | #N/A | #N/A | #N/A | #N/A
TRUE | QLD | QMRN | Moranbah 66 | Energy Queensland | Summer | Non-coincident | 2022 | POE10 | NA | 97.571 | QLD Moranbah 66 |  |  | FALSE | #N/A | #N/A | #N/A | #N/A | #N/A | #N/A | #N/A | #N/A | #N/A | #N/A
TRUE | QLD | QMRN | Moranbah 66 | Energy Queensland | Summer | Coincident | 2023 | POE10 | NA | 24.3615 | QLD Moranbah 66 |  |  | FALSE | #N/A | #N/A | #N/A | #N/A | #N/A | #N/A | #N/A | #N/A | #N/A | #N/A
TRUE | QLD | QMRN | Moranbah 66 | Energy Queensland | Summer | Coincident | 2023 | POE50 | NA | 23.7664 | QLD Moranbah 66 |  |  | FALSE | #N/A | #N/A | #N/A | #N/A | #N/A | #N/A | #N/A | #N/A | #N/A | #N/A
TRUE | QLD | QMRN | Moranbah 66 | Energy Queensland | Summer | Non-coincident | 2023 | POE10 | NA | 104.8637 | QLD Moranbah 66 |  |  | FALSE | #N/A | #N/A | #N/A | #N/A | #N/A | #N/A | #N/A | #N/A | #N/A | #N/A
TRUE | QLD | QMRN | Moranbah 66 | Energy Queensland | Summer | Coincident | 2024 | POE10 | NA | 24.4245 | QLD Moranbah 66 |  |  | FALSE | #N/A | #N/A | #N/A | #N/A | #N/A | #N/A | #N/A | #N/A | #N/A | #N/A
TRUE | QLD | QMRN | Moranbah 66 | Energy Queensland | Summer | Coincident | 2024 | POE50 | NA | 23.8268 | QLD Moranbah 66 |  |  | FALSE | #N/A | #N/A | #N/A | #N/A | #N/A | #N/A | #N/A | #N/A | #N/A | #N/A
TRUE | QLD | QMRN | Moranbah 66 | Energy Queensland | Summer | Non-coincident | 2024 | POE10 | NA | 105.1256 | QLD Moranbah 66 |  |  | FALSE | #N/A | #N/A | #N/A | #N/A | #N/A | #N/A | #N/A | #N/A | #N/A | #N/A
TRUE | QLD | QMRN | Moranbah 66 | Energy Queensland | Summer | Coincident | 2025 | POE10 | NA | 24.4949 | QLD Moranbah 66 |  |  | FALSE | #N/A | #N/A | #N/A | #N/A | #N/A | #N/A | #N/A | #N/A | #N/A | #N/A
TRUE | QLD | QMRN | Moranbah 66 | Energy Queensland | Summer | Coincident | 2025 | POE50 | NA | 23.8943 | QLD Moranbah 66 |  |  | FALSE | #N/A | #N/A | #N/A | #N/A | #N/A | #N/A | #N/A | #N/A | #N/A | #N/A
TRUE | QLD | QMRN | Moranbah 66 | Energy Queensland | Summer | Non-coincident | 2025 | POE10 | NA | 105.4181 | QLD Moranbah 66 |  |  | FALSE | #N/A | #N/A | #N/A | #N/A | #N/A | #N/A | #N/A | #N/A | #N/A | #N/A
TRUE | QLD | QMRN | Moranbah 66 | Energy Queensland | Summer | Coincident | 2026 | POE10 | NA | 24.5839 | QLD Moranbah 66 |  |  | FALSE | #N/A | #N/A | #N/A | #N/A | #N/A | #N/A | #N/A | #N/A | #N/A | #N/A
TRUE | QLD | QMRN | Moranbah 66 | Energy Queensland | Summer | Coincident | 2026 | POE50 | NA | 23.9796 | QLD Moranbah 66 |  |  | FALSE | #N/A | #N/A | #N/A | #N/A | #N/A | #N/A | #N/A | #N/A | #N/A | #N/A
TRUE | QLD | QMRN | Moranbah 66 | Energy Queensland | Summer | Non-coincident | 2026 | POE10 | NA | 105.7877 | QLD Moranbah 66 |  |  | FALSE | #N/A | #N/A | #N/A | #N/A | #N/A | #N/A | #N/A | #N/A | #N/A | #N/A
TRUE | QLD | QMRN | Moranbah 66 | Energy Queensland | Summer | Coincident | 2027 | POE10 | NA | 24.673 | QLD Moranbah 66 |  |  | FALSE | #N/A | #N/A | #N/A | #N/A | #N/A | #N/A | #N/A | #N/A | #N/A | #N/A
TRUE | QLD | QMRN | Moranbah 66 | Energy Queensland | Summer | Coincident | 2027 | POE50 | NA | 24.0649 | QLD Moranbah 66 |  |  | FALSE | #N/A | #N/A | #N/A | #N/A | #N/A | #N/A | #N/A | #N/A | #N/A | #N/A
TRUE | QLD | QMRN | Moranbah 66 | Energy Queensland | Summer | Non-coincident | 2027 | POE10 | NA | 106.1572 | QLD Moranbah 66 |  |  | FALSE | #N/A | #N/A | #N/A | #N/A | #N/A | #N/A | #N/A | #N/A | #N/A | #N/A
TRUE | QLD | QMRN | Moranbah 66 | Energy Queensland | Summer | Coincident | 2028 | POE10 | NA | 24.762 | QLD Moranbah 66 |  |  | FALSE | #N/A | #N/A | #N/A | #N/A | #N/A | #N/A | #N/A | #N/A | #N/A | #N/A
TRUE | QLD | QMRN | Moranbah 66 | Energy Queensland | Summer | Coincident | 2028 | POE50 | NA | 24.1503 | QLD Moranbah 66 |  |  | FALSE | #N/A | #N/A | #N/A | #N/A | #N/A | #N/A | #N/A | #N/A | #N/A | #N/A
TRUE | QLD | QMRN | Moranbah 66 | Energy Queensland | Summer | Non-coincident | 2028 | POE10 | NA | 106.5268 | QLD Moranbah 66 |  |  | FALSE | #N/A | #N/A | #N/A | #N/A | #N/A | #N/A | #N/A | #N/A | #N/A | #N/A
TRUE | QLD | QMRN | Moranbah 66 | Energy Queensland | Summer | Coincident | 2029 | POE10 | NA | 24.8771 | QLD Moranbah 66 |  |  | FALSE | #N/A | #N/A | #N/A | #N/A | #N/A | #N/A | #N/A | #N/A | #N/A | #N/A
TRUE | QLD | QMRN | Moranbah 66 | Energy Queensland | Summer | Coincident | 2029 | POE50 | NA | 24.2606 | QLD Moranbah 66 |  |  | FALSE | #N/A | #N/A | #N/A | #N/A | #N/A | #N/A | #N/A | #N/A | #N/A | #N/A
TRUE | QLD | QMRN | Moranbah 66 | Energy Queensland | Summer | Non-coincident | 2029 | POE10 | NA | 107.0044 | QLD Moranbah 66 |  |  | FALSE | #N/A | #N/A | #N/A | #N/A | #N/A | #N/A | #N/A | #N/A | #N/A | #N/A
TRUE | QLD | QMRN | Moranbah 66 | Energy Queensland | Summer | Coincident | 2030 | POE10 | NA | 24.9849 | QLD Moranbah 66 |  |  | FALSE | #N/A | #N/A | #N/A | #N/A | #N/A | #N/A | #N/A | #N/A | #N/A | #N/A
TRUE | QLD | QMRN | Moranbah 66 | Energy Queensland | Summer | Coincident | 2030 | POE50 | NA | 24.3638 | QLD Moranbah 66 |  |  | FALSE | #N/A | #N/A | #N/A | #N/A | #N/A | #N/A | #N/A | #N/A | #N/A | #N/A
TRUE | QLD | QMRN | Moranbah 66 | Energy Queensland | Summer | Non-coincident | 2030 | POE10 | NA | 107.4512 | QLD Moranbah 66 |  |  | FALSE | #N/A | #N/A | #N/A | #N/A | #N/A | #N/A | #N/A | #N/A | #N/A | #N/A
TRUE | QLD | QMRN | Moranbah 66 | Energy Queensland | Winter | Non-coincident | 2019 | BASEYEARPOE10 | NA | 31.1275 | QLD Moranbah 66 |  |  | FALSE | #N/A | #N/A | #N/A | #N/A | #N/A | #N/A | #N/A | #N/A | #N/A | #N/A
TRUE | QLD | QMRN | Moranbah 66 | Energy Queensland | Winter | Coincident | 2020 | POE10 | NA | 2.6914 | QLD Moranbah 66 |  |  | FALSE | #N/A | #N/A | #N/A | #N/A | #N/A | #N/A | #N/A | #N/A | #N/A | #N/A
TRUE | QLD | QMRN | Moranbah 66 | Energy Queensland | Winter | Coincident | 2020 | POE50 | NA | 2.6247 | QLD Moranbah 66 |  |  | FALSE | #N/A | #N/A | #N/A | #N/A | #N/A | #N/A | #N/A | #N/A | #N/A | #N/A
TRUE | QLD | QMRN | Moranbah 66 | Energy Queensland | Winter | Non-coincident | 2020 | POE10 | NA | 84.9317 | QLD Moranbah 66 |  |  | FALSE | #N/A | #N/A | #N/A | #N/A | #N/A | #N/A | #N/A | #N/A | #N/A | #N/A
TRUE | QLD | QMRN | Moranbah 66 | Energy Queensland | Winter | Coincident | 2021 | POE10 | NA | 2.6861 | QLD Moranbah 66 |  |  | FALSE | #N/A | #N/A | #N/A | #N/A | #N/A | #N/A | #N/A | #N/A | #N/A | #N/A
TRUE | QLD | QMRN | Moranbah 66 | Energy Queensland | Winter | Coincident | 2021 | POE50 | NA | 2.6196 | QLD Moranbah 66 |  |  | FALSE | #N/A | #N/A | #N/A | #N/A | #N/A | #N/A | #N/A | #N/A | #N/A | #N/A
TRUE | QLD | QMRN | Moranbah 66 | Energy Queensland | Winter | Non-coincident | 2021 | POE10 | NA | 84.764 | QLD Moranbah 66 |  |  | FALSE | #N/A | #N/A | #N/A | #N/A | #N/A | #N/A | #N/A | #N/A | #N/A | #N/A
TRUE | QLD | QMRN | Moranbah 66 | Energy Queensland | Winter | Coincident | 2022 | POE10 | NA | 2.9148 | QLD Moranbah 66 |  |  | FALSE | #N/A | #N/A | #N/A | #N/A | #N/A | #N/A | #N/A | #N/A | #N/A | #N/A
TRUE | QLD | QMRN | Moranbah 66 | Energy Queensland | Winter | Coincident | 2022 | POE50 | NA | 2.8481 | QLD Moranbah 66 |  |  | FALSE | #N/A | #N/A | #N/A | #N/A | #N/A | #N/A | #N/A | #N/A | #N/A | #N/A
TRUE | QLD | QMRN | Moranbah 66 | Energy Queensland | Winter | Non-coincident | 2022 | POE10 | NA | 91.982 | QLD Moranbah 66 |  |  | FALSE | #N/A | #N/A | #N/A | #N/A | #N/A | #N/A | #N/A | #N/A | #N/A | #N/A
TRUE | QLD | QMRN | Moranbah 66 | Energy Queensland | Winter | Coincident | 2023 | POE10 | NA | 3.1488 | QLD Moranbah 66 |  |  | FALSE | #N/A | #N/A | #N/A | #N/A | #N/A | #N/A | #N/A | #N/A | #N/A | #N/A
TRUE | QLD | QMRN | Moranbah 66 | Energy Queensland | Winter | Coincident | 2023 | POE50 | NA | 3.0817 | QLD Moranbah 66 |  |  | FALSE | #N/A | #N/A | #N/A | #N/A | #N/A | #N/A | #N/A | #N/A | #N/A | #N/A
TRUE | QLD | QMRN | Moranbah 66 | Energy Queensland | Winter | Non-coincident | 2023 | POE10 | NA | 99.3677 | QLD Moranbah 66 |  |  | FALSE | #N/A | #N/A | #N/A | #N/A | #N/A | #N/A | #N/A | #N/A | #N/A | #N/A
TRUE | QLD | QMRN | Moranbah 66 | Energy Queensland | Winter | Coincident | 2024 | POE10 | NA | 3.1557 | QLD Moranbah 66 |  |  | FALSE | #N/A | #N/A | #N/A | #N/A | #N/A | #N/A | #N/A | #N/A | #N/A | #N/A
TRUE | QLD | QMRN | Moranbah 66 | Energy Queensland | Winter | Coincident | 2024 | POE50 | NA | 3.0884 | QLD Moranbah 66 |  |  | FALSE | #N/A | #N/A | #N/A | #N/A | #N/A | #N/A | #N/A | #N/A | #N/A | #N/A
TRUE | QLD | QMRN | Moranbah 66 | Energy Queensland | Winter | Non-coincident | 2024 | POE10 | NA | 99.5856 | QLD Moranbah 66 |  |  | FALSE | #N/A | #N/A | #N/A | #N/A | #N/A | #N/A | #N/A | #N/A | #N/A | #N/A
TRUE | QLD | QMRN | Moranbah 66 | Energy Queensland | Winter | Coincident | 2025 | POE10 | NA | 3.1685 | QLD Moranbah 66 |  |  | FALSE | #N/A | #N/A | #N/A | #N/A | #N/A | #N/A | #N/A | #N/A | #N/A | #N/A
TRUE | QLD | QMRN | Moranbah 66 | Energy Queensland | Winter | Coincident | 2025 | POE50 | NA | 3.1007 | QLD Moranbah 66 |  |  | FALSE | #N/A | #N/A | #N/A | #N/A | #N/A | #N/A | #N/A | #N/A | #N/A | #N/A
TRUE | QLD | QMRN | Moranbah 66 | Energy Queensland | Winter | Non-coincident | 2025 | POE10 | NA | 99.988 | QLD Moranbah 66 |  |  | FALSE | #N/A | #N/A | #N/A | #N/A | #N/A | #N/A | #N/A | #N/A | #N/A | #N/A
TRUE | QLD | QMRN | Moranbah 66 | Energy Queensland | Winter | Coincident | 2026 | POE10 | NA | 3.1812 | QLD Moranbah 66 |  |  | FALSE | #N/A | #N/A | #N/A | #N/A | #N/A | #N/A | #N/A | #N/A | #N/A | #N/A
TRUE | QLD | QMRN | Moranbah 66 | Energy Queensland | Winter | Coincident | 2026 | POE50 | NA | 3.113 | QLD Moranbah 66 |  |  | FALSE | #N/A | #N/A | #N/A | #N/A | #N/A | #N/A | #N/A | #N/A | #N/A | #N/A
TRUE | QLD | QMRN | Moranbah 66 | Energy Queensland | Winter | Non-coincident | 2026 | POE10 | NA | 100.3906 | QLD Moranbah 66 |  |  | FALSE | #N/A | #N/A | #N/A | #N/A | #N/A | #N/A | #N/A | #N/A | #N/A | #N/A
TRUE | QLD | QMRN | Moranbah 66 | Energy Queensland | Winter | Coincident | 2027 | POE10 | NA | 3.194 | QLD Moranbah 66 |  |  | FALSE | #N/A | #N/A | #N/A | #N/A | #N/A | #N/A | #N/A | #N/A | #N/A | #N/A
TRUE | QLD | QMRN | Moranbah 66 | Energy Queensland | Winter | Coincident | 2027 | POE50 | NA | 3.1254 | QLD Moranbah 66 |  |  | FALSE | #N/A | #N/A | #N/A | #N/A | #N/A | #N/A | #N/A | #N/A | #N/A | #N/A
TRUE | QLD | QMRN | Moranbah 66 | Energy Queensland | Winter | Non-coincident | 2027 | POE10 | NA | 100.7937 | QLD Moranbah 66 |  |  | FALSE | #N/A | #N/A | #N/A | #N/A | #N/A | #N/A | #N/A | #N/A | #N/A | #N/A
TRUE | QLD | QMRN | Moranbah 66 | Energy Queensland | Winter | Coincident | 2028 | POE10 | NA | 3.2073 | QLD Moranbah 66 |  |  | FALSE | #N/A | #N/A | #N/A | #N/A | #N/A | #N/A | #N/A | #N/A | #N/A | #N/A
TRUE | QLD | QMRN | Moranbah 66 | Energy Queensland | Winter | Coincident | 2028 | POE50 | NA | 3.1383 | QLD Moranbah 66 |  |  | FALSE | #N/A | #N/A | #N/A | #N/A | #N/A | #N/A | #N/A | #N/A | #N/A | #N/A
TRUE | QLD | QMRN | Moranbah 66 | Energy Queensland | Winter | Non-coincident | 2028 | POE10 | NA | 101.2142 | QLD Moranbah 66 |  |  | FALSE | #N/A | #N/A | #N/A | #N/A | #N/A | #N/A | #N/A | #N/A | #N/A | #N/A
TRUE | QLD | QMRN | Moranbah 66 | Energy Queensland | Winter | Coincident | 2029 | POE10 | NA | 3.226 | QLD Moranbah 66 |  |  | FALSE | #N/A | #N/A | #N/A | #N/A | #N/A | #N/A | #N/A | #N/A | #N/A | #N/A
TRUE | QLD | QMRN | Moranbah 66 | Energy Queensland | Winter | Coincident | 2029 | POE50 | NA | 3.1563 | QLD Moranbah 66 |  |  | FALSE | #N/A | #N/A | #N/A | #N/A | #N/A | #N/A | #N/A | #N/A | #N/A | #N/A
TRUE | QLD | QMRN | Moranbah 66 | Energy Queensland | Winter | Non-coincident | 2029 | POE10 | NA | 101.8029 | QLD Moranbah 66 |  |  | FALSE | #N/A | #N/A | #N/A | #N/A | #N/A | #N/A | #N/A | #N/A | #N/A | #N/A
TRUE | QLD | QNEB | Nebo | Energy Queensland | Shoulder | Coincident | 2017 | ACTUAL_OPG | 1.054 | 2.1198 | QLD Nebo |  |  | FALSE | #N/A | #N/A | #N/A | #N/A | #N/A | #N/A | #N/A | #N/A | #N/A | #N/A
TRUE | QLD | QNEB | Nebo | Energy Queensland | Shoulder | Coincident | 2017 | ACTUAL_RAW | 1.054 | 2.1198 | QLD Nebo |  |  | FALSE | #N/A | #N/A | #N/A | #N/A | #N/A | #N/A | #N/A | #N/A | #N/A | #N/A
TRUE | QLD | QNEB | Nebo | Energy Queensland | Shoulder | Non-coincident | 2017 | ACTUAL_RAW | 0.43912 | 2.3673 | QLD Nebo |  |  | FALSE | #N/A | #N/A | #N/A | #N/A | #N/A | #N/A | #N/A | #N/A | #N/A | #N/A
TRUE | QLD | QNEB | Nebo | Energy Queensland | Shoulder | Non-coincident | 2017 | ACTUAL_OPG | 0.43912 | 2.3673 | QLD Nebo |  |  | FALSE | #N/A | #N/A | #N/A | #N/A | #N/A | #N/A | #N/A | #N/A | #N/A | #N/A
TRUE | QLD | QNEB | Nebo | Energy Queensland | Shoulder | Non-coincident | 2017 | ACTUAL_ADJUSTEDOPG | 0.43912 | 2.3673 | QLD Nebo |  |  | FALSE | #N/A | #N/A | #N/A | #N/A | #N/A | #N/A | #N/A | #N/A | #N/A | #N/A
TRUE | QLD | QNEB | Nebo | Energy Queensland | Shoulder | Coincident | 2018 | ACTUAL_OPG | 1.1013 | 1.2665 | QLD Nebo |  |  | FALSE | #N/A | #N/A | #N/A | #N/A | #N/A | #N/A | #N/A | #N/A | #N/A | #N/A
TRUE | QLD | QNEB | Nebo | Energy Queensland | Shoulder | Coincident | 2018 | ACTUAL_RAW | 1.1013 | 1.2665 | QLD Nebo |  |  | FALSE | #N/A | #N/A | #N/A | #N/A | #N/A | #N/A | #N/A | #N/A | #N/A | #N/A
TRUE | QLD | QNEB | Nebo | Energy Queensland | Shoulder | Non-coincident | 2018 | ACTUAL_RAW | 0.90213 | 2.4626 | QLD Nebo |  |  | FALSE | #N/A | #N/A | #N/A | #N/A | #N/A | #N/A | #N/A | #N/A | #N/A | #N/A
TRUE | QLD | QNEB | Nebo | Energy Queensland | Shoulder | Non-coincident | 2018 | ACTUAL_OPG | 0.90213 | 2.4626 | QLD Nebo |  |  | FALSE | #N/A | #N/A | #N/A | #N/A | #N/A | #N/A | #N/A | #N/A | #N/A | #N/A
TRUE | QLD | QNEB | Nebo | Energy Queensland | Shoulder | Non-coincident | 2018 | ACTUAL_ADJUSTEDOPG | 0.90213 | 2.4626 | QLD Nebo |  |  | FALSE | #N/A | #N/A | #N/A | #N/A | #N/A | #N/A | #N/A | #N/A | #N/A | #N/A
TRUE | QLD | QNEB | Nebo | Energy Queensland | Shoulder | Coincident | 2019 | ACTUAL_OPG | 1.4353 | 1.5984 | QLD Nebo |  |  | FALSE | #N/A | #N/A | #N/A | #N/A | #N/A | #N/A | #N/A | #N/A | #N/A | #N/A
TRUE | QLD | QNEB | Nebo | Energy Queensland | Shoulder | Coincident | 2019 | ACTUAL_RAW | 1.4353 | 1.5984 | QLD Nebo |  |  | FALSE | #N/A | #N/A | #N/A | #N/A | #N/A | #N/A | #N/A | #N/A | #N/A | #N/A
TRUE | QLD | QNEB | Nebo | Energy Queensland | Shoulder | Non-coincident | 2019 | ACTUAL_RAW | 0.84949 | 2.5047 | QLD Nebo |  |  | FALSE | #N/A | #N/A | #N/A | #N/A | #N/A | #N/A | #N/A | #N/A | #N/A | #N/A
TRUE | QLD | QNEB | Nebo | Energy Queensland | Shoulder | Non-coincident | 2019 | ACTUAL_OPG | 0.84949 | 2.5047 | QLD Nebo |  |  | FALSE | #N/A | #N/A | #N/A | #N/A | #N/A | #N/A | #N/A | #N/A | #N/A | #N/A
TRUE | QLD | QNEB | Nebo | Energy Queensland | Shoulder | Non-coincident | 2019 | ACTUAL_ADJUSTEDOPG | 0.84949 | 2.5047 | QLD Nebo |  |  | FALSE | #N/A | #N/A | #N/A | #N/A | #N/A | #N/A | #N/A | #N/A | #N/A | #N/A
TRUE | QLD | QNEB | Nebo | Energy Queensland | Shoulder | Non-coincident | 2019 | BASEYEARPOE90 | 0.62343 | NA | QLD Nebo |  |  | FALSE | #N/A | #N/A | #N/A | #N/A | #N/A | #N/A | #N/A | #N/A | #N/A | #N/A
TRUE | QLD | QNEB | Nebo | Energy Queensland | Shoulder | Non-coincident | 2019 | BASEYEARPOE50 | 0.85697 | 2.6037 | QLD Nebo |  |  | FALSE | #N/A | #N/A | #N/A | #N/A | #N/A | #N/A | #N/A | #N/A | #N/A | #N/A
TRUE | QLD | QNEB | Nebo | Energy Queensland | Shoulder | Coincident | 2020 | ACTUAL_OPG | 1.3818 | 2.753 | QLD Nebo |  |  | FALSE | #N/A | #N/A | #N/A | #N/A | #N/A | #N/A | #N/A | #N/A | #N/A | #N/A
TRUE | QLD | QNEB | Nebo | Energy Queensland | Shoulder | Coincident | 2020 | ACTUAL_RAW | 1.3818 | 2.753 | QLD Nebo |  |  | FALSE | #N/A | #N/A | #N/A | #N/A | #N/A | #N/A | #N/A | #N/A | #N/A | #N/A
TRUE | QLD | QNEB | Nebo | Energy Queensland | Shoulder | Non-coincident | 2020 | ACTUAL_RAW | 1.0302 | 2.7601 | QLD Nebo |  |  | FALSE | #N/A | #N/A | #N/A | #N/A | #N/A | #N/A | #N/A | #N/A | #N/A | #N/A
TRUE | QLD | QNEB | Nebo | Energy Queensland | Shoulder | Non-coincident | 2020 | ACTUAL_OPG | 1.0302 | 2.7601 | QLD Nebo |  |  | FALSE | #N/A | #N/A | #N/A | #N/A | #N/A | #N/A | #N/A | #N/A | #N/A | #N/A
TRUE | QLD | QNEB | Nebo | Energy Queensland | Shoulder | Non-coincident | 2020 | ACTUAL_ADJUSTEDOPG | 1.0302 | 2.7601 | QLD Nebo |  |  | FALSE | #N/A | #N/A | #N/A | #N/A | #N/A | #N/A | #N/A | #N/A | #N/A | #N/A
TRUE | QLD | QNEB | Nebo | Energy Queensland | Shoulder | Coincident_unreconciled | 2021 | POE50 | 1.6772 | NA | QLD Nebo |  |  | FALSE | #N/A | #N/A | #N/A | #N/A | #N/A | #N/A | #N/A | #N/A | #N/A | #N/A
TRUE | QLD | QNEB | Nebo | Energy Queensland | Shoulder | Coincident_unreconciled | 2021 | POE90 | 1.5888 | NA | QLD Nebo |  |  | FALSE | #N/A | #N/A | #N/A | #N/A | #N/A | #N/A | #N/A | #N/A | #N/A | #N/A
TRUE | QLD | QNEB | Nebo | Energy Queensland | Shoulder | Non-coincident | 2021 | POE50 | 0.80579 | 2.5988 | QLD Nebo |  |  | FALSE | #N/A | #N/A | #N/A | #N/A | #N/A | #N/A | #N/A | #N/A | #N/A | #N/A
TRUE | QLD | QNEB | Nebo | Energy Queensland | Shoulder | Non-coincident | 2021 | POE90 | 0.62132 | NA | QLD Nebo |  |  | FALSE | #N/A | #N/A | #N/A | #N/A | #N/A | #N/A | #N/A | #N/A | #N/A | #N/A
TRUE | QLD | QNEB | Nebo | Energy Queensland | Shoulder | Coincident_unreconciled | 2022 | POE50 | 1.5717 | NA | QLD Nebo |  |  | FALSE | #N/A | #N/A | #N/A | #N/A | #N/A | #N/A | #N/A | #N/A | #N/A | #N/A
TRUE | QLD | QNEB | Nebo | Energy Queensland | Shoulder | Coincident_unreconciled | 2022 | POE90 | 1.4833 | NA | QLD Nebo |  |  | FALSE | #N/A | #N/A | #N/A | #N/A | #N/A | #N/A | #N/A | #N/A | #N/A | #N/A
TRUE | QLD | QNEB | Nebo | Energy Queensland | Shoulder | Non-coincident | 2022 | POE50 | 0.75512 | 2.6009 | QLD Nebo |  |  | FALSE | #N/A | #N/A | #N/A | #N/A | #N/A | #N/A | #N/A | #N/A | #N/A | #N/A
TRUE | QLD | QNEB | Nebo | Energy Queensland | Shoulder | Non-coincident | 2022 | POE90 | 0.6216 | NA | QLD Nebo |  |  | FALSE | #N/A | #N/A | #N/A | #N/A | #N/A | #N/A | #N/A | #N/A | #N/A | #N/A
TRUE | QLD | QNEB | Nebo | Energy Queensland | Shoulder | Coincident_unreconciled | 2023 | POE50 | 1.5086 | NA | QLD Nebo |  |  | FALSE | #N/A | #N/A | #N/A | #N/A | #N/A | #N/A | #N/A | #N/A | #N/A | #N/A
TRUE | QLD | QNEB | Nebo | Energy Queensland | Shoulder | Coincident_unreconciled | 2023 | POE90 | 1.4197 | NA | QLD Nebo |  |  | FALSE | #N/A | #N/A | #N/A | #N/A | #N/A | #N/A | #N/A | #N/A | #N/A | #N/A
TRUE | QLD | QNEB | Nebo | Energy Queensland | Shoulder | Non-coincident | 2023 | POE50 | 0.7248 | 2.614 | QLD Nebo |  |  | FALSE | #N/A | #N/A | #N/A | #N/A | #N/A | #N/A | #N/A | #N/A | #N/A | #N/A
TRUE | QLD | QNEB | Nebo | Energy Queensland | Shoulder | Non-coincident | 2023 | POE90 | 0.62455 | NA | QLD Nebo |  |  | FALSE | #N/A | #N/A | #N/A | #N/A | #N/A | #N/A | #N/A | #N/A | #N/A | #N/A
TRUE | QLD | QNEB | Nebo | Energy Queensland | Shoulder | Coincident_unreconciled | 2024 | POE50 | 1.4768 | NA | QLD Nebo |  |  | FALSE | #N/A | #N/A | #N/A | #N/A | #N/A | #N/A | #N/A | #N/A | #N/A | #N/A
TRUE | QLD | QNEB | Nebo | Energy Queensland | Shoulder | Coincident_unreconciled | 2024 | POE90 | 1.3875 | NA | QLD Nebo |  |  | FALSE | #N/A | #N/A | #N/A | #N/A | #N/A | #N/A | #N/A | #N/A | #N/A | #N/A
TRUE | QLD | QNEB | Nebo | Energy Queensland | Shoulder | Non-coincident | 2024 | POE50 | 0.70952 | 2.6272 | QLD Nebo |  |  | FALSE | #N/A | #N/A | #N/A | #N/A | #N/A | #N/A | #N/A | #N/A | #N/A | #N/A
TRUE | QLD | QNEB | Nebo | Energy Queensland | Shoulder | Non-coincident | 2024 | POE90 | 0.62677 | NA | QLD Nebo |  |  | FALSE | #N/A | #N/A | #N/A | #N/A | #N/A | #N/A | #N/A | #N/A | #N/A | #N/A
TRUE | QLD | QNEB | Nebo | Energy Queensland | Shoulder | Coincident_unreconciled | 2025 | POE50 | 1.4554 | NA | QLD Nebo |  |  | FALSE | #N/A | #N/A | #N/A | #N/A | #N/A | #N/A | #N/A | #N/A | #N/A | #N/A
TRUE | QLD | QNEB | Nebo | Energy Queensland | Shoulder | Coincident_unreconciled | 2025 | POE90 | 1.3656 | NA | QLD Nebo |  |  | FALSE | #N/A | #N/A | #N/A | #N/A | #N/A | #N/A | #N/A | #N/A | #N/A | #N/A
TRUE | QLD | QNEB | Nebo | Energy Queensland | Shoulder | Non-coincident | 2025 | POE50 | 0.69923 | 2.6397 | QLD Nebo |  |  | FALSE | #N/A | #N/A | #N/A | #N/A | #N/A | #N/A | #N/A | #N/A | #N/A | #N/A
TRUE | QLD | QNEB | Nebo | Energy Queensland | Shoulder | Non-coincident | 2025 | POE90 | 0.62791 | NA | QLD Nebo |  |  | FALSE | #N/A | #N/A | #N/A | #N/A | #N/A | #N/A | #N/A | #N/A | #N/A | #N/A
TRUE | QLD | QNEB | Nebo | Energy Queensland | Shoulder | Coincident_unreconciled | 2026 | POE50 | 1.4418 | NA | QLD Nebo |  |  | FALSE | #N/A | #N/A | #N/A | #N/A | #N/A | #N/A | #N/A | #N/A | #N/A | #N/A
TRUE | QLD | QNEB | Nebo | Energy Queensland | Shoulder | Coincident_unreconciled | 2026 | POE90 | 1.3515 | NA | QLD Nebo |  |  | FALSE | #N/A | #N/A | #N/A | #N/A | #N/A | #N/A | #N/A | #N/A | #N/A | #N/A
TRUE | QLD | QNEB | Nebo | Energy Queensland | Shoulder | Non-coincident | 2026 | POE50 | 0.6927 | 2.6518 | QLD Nebo |  |  | FALSE | #N/A | #N/A | #N/A | #N/A | #N/A | #N/A | #N/A | #N/A | #N/A | #N/A
TRUE | QLD | QNEB | Nebo | Energy Queensland | Shoulder | Non-coincident | 2026 | POE90 | 0.62837 | NA | QLD Nebo |  |  | FALSE | #N/A | #N/A | #N/A | #N/A | #N/A | #N/A | #N/A | #N/A | #N/A | #N/A
TRUE | QLD | QNEB | Nebo | Energy Queensland | Shoulder | Coincident_unreconciled | 2027 | POE50 | 1.4434 | NA | QLD Nebo |  |  | FALSE | #N/A | #N/A | #N/A | #N/A | #N/A | #N/A | #N/A | #N/A | #N/A | #N/A
TRUE | QLD | QNEB | Nebo | Energy Queensland | Shoulder | Coincident_unreconciled | 2027 | POE90 | 1.3526 | NA | QLD Nebo |  |  | FALSE | #N/A | #N/A | #N/A | #N/A | #N/A | #N/A | #N/A | #N/A | #N/A | #N/A
TRUE | QLD | QNEB | Nebo | Energy Queensland | Shoulder | Non-coincident | 2027 | POE50 | 0.69348 | 2.6682 | QLD Nebo |  |  | FALSE | #N/A | #N/A | #N/A | #N/A | #N/A | #N/A | #N/A | #N/A | #N/A | #N/A
TRUE | QLD | QNEB | Nebo | Energy Queensland | Shoulder | Non-coincident | 2027 | POE90 | 0.62897 | NA | QLD Nebo |  |  | FALSE | #N/A | #N/A | #N/A | #N/A | #N/A | #N/A | #N/A | #N/A | #N/A | #N/A
TRUE | QLD | QNEB | Nebo | Energy Queensland | Shoulder | Coincident_unreconciled | 2028 | POE50 | 1.4609 | NA | QLD Nebo |  |  | FALSE | #N/A | #N/A | #N/A | #N/A | #N/A | #N/A | #N/A | #N/A | #N/A | #N/A
TRUE | QLD | QNEB | Nebo | Energy Queensland | Shoulder | Coincident_unreconciled | 2028 | POE90 | 1.3694 | NA | QLD Nebo |  |  | FALSE | #N/A | #N/A | #N/A | #N/A | #N/A | #N/A | #N/A | #N/A | #N/A | #N/A
TRUE | QLD | QNEB | Nebo | Energy Queensland | Shoulder | Non-coincident | 2028 | POE50 | 0.70186 | 2.6882 | QLD Nebo |  |  | FALSE | #N/A | #N/A | #N/A | #N/A | #N/A | #N/A | #N/A | #N/A | #N/A | #N/A
TRUE | QLD | QNEB | Nebo | Energy Queensland | Shoulder | Non-coincident | 2028 | POE90 | 0.62962 | NA | QLD Nebo |  |  | FALSE | #N/A | #N/A | #N/A | #N/A | #N/A | #N/A | #N/A | #N/A | #N/A | #N/A
TRUE | QLD | QNEB | Nebo | Energy Queensland | Shoulder | Coincident_unreconciled | 2029 | POE50 | 1.4839 | NA | QLD Nebo |  |  | FALSE | #N/A | #N/A | #N/A | #N/A | #N/A | #N/A | #N/A | #N/A | #N/A | #N/A
TRUE | QLD | QNEB | Nebo | Energy Queensland | Shoulder | Coincident_unreconciled | 2029 | POE90 | 1.3918 | NA | QLD Nebo |  |  | FALSE | #N/A | #N/A | #N/A | #N/A | #N/A | #N/A | #N/A | #N/A | #N/A | #N/A
TRUE | QLD | QNEB | Nebo | Energy Queensland | Shoulder | Non-coincident | 2029 | POE50 | 0.71293 | 2.7109 | QLD Nebo |  |  | FALSE | #N/A | #N/A | #N/A | #N/A | #N/A | #N/A | #N/A | #N/A | #N/A | #N/A
TRUE | QLD | QNEB | Nebo | Energy Queensland | Shoulder | Non-coincident | 2029 | POE90 | 0.6315 | NA | QLD Nebo |  |  | FALSE | #N/A | #N/A | #N/A | #N/A | #N/A | #N/A | #N/A | #N/A | #N/A | #N/A
TRUE | QLD | QNEB | Nebo | Energy Queensland | Shoulder | Coincident_unreconciled | 2030 | POE50 | 1.5243 | NA | QLD Nebo |  |  | FALSE | #N/A | #N/A | #N/A | #N/A | #N/A | #N/A | #N/A | #N/A | #N/A | #N/A
TRUE | QLD | QNEB | Nebo | Energy Queensland | Shoulder | Coincident_unreconciled | 2030 | POE90 | 1.4315 | NA | QLD Nebo |  |  | FALSE | #N/A | #N/A | #N/A | #N/A | #N/A | #N/A | #N/A | #N/A | #N/A | #N/A
TRUE | QLD | QNEB | Nebo | Energy Queensland | Shoulder | Non-coincident | 2030 | POE50 | 0.73235 | 2.7359 | QLD Nebo |  |  | FALSE | #N/A | #N/A | #N/A | #N/A | #N/A | #N/A | #N/A | #N/A | #N/A | #N/A
TRUE | QLD | QNEB | Nebo | Energy Queensland | Shoulder | Non-coincident | 2030 | POE90 | 0.63303 | NA | QLD Nebo |  |  | FALSE | #N/A | #N/A | #N/A | #N/A | #N/A | #N/A | #N/A | #N/A | #N/A | #N/A
TRUE | QLD | QNEB | Nebo | Energy Queensland | Summer | Coincident | 2017 | ACTUAL_OPG | 1.2008 | 2.256 | QLD Nebo |  |  | FALSE | #N/A | #N/A | #N/A | #N/A | #N/A | #N/A | #N/A | #N/A | #N/A | #N/A
TRUE | QLD | QNEB | Nebo | Energy Queensland | Summer | Coincident | 2017 | ACTUAL_RAW | 1.2008 | 2.256 | QLD Nebo |  |  | FALSE | #N/A | #N/A | #N/A | #N/A | #N/A | #N/A | #N/A | #N/A | #N/A | #N/A
TRUE | QLD | QNEB | Nebo | Energy Queensland | Summer | Non-coincident | 2017 | ACTUAL_RAW | 0.50527 | 3.0883 | QLD Nebo |  |  | FALSE | #N/A | #N/A | #N/A | #N/A | #N/A | #N/A | #N/A | #N/A | #N/A | #N/A
TRUE | QLD | QNEB | Nebo | Energy Queensland | Summer | Non-coincident | 2017 | ACTUAL_OPG | 0.50527 | 3.0883 | QLD Nebo |  |  | FALSE | #N/A | #N/A | #N/A | #N/A | #N/A | #N/A | #N/A | #N/A | #N/A | #N/A
TRUE | QLD | QNEB | Nebo | Energy Queensland | Summer | Non-coincident | 2017 | ACTUAL_ADJUSTEDOPG | 0.50527 | 3.0883 | QLD Nebo |  |  | FALSE | #N/A | #N/A | #N/A | #N/A | #N/A | #N/A | #N/A | #N/A | #N/A | #N/A
TRUE | QLD | QNEB | Nebo | Energy Queensland | Summer | Coincident | 2018 | ACTUAL_OPG | 1.2023 | 2.5359 | QLD Nebo |  |  | FALSE | #N/A | #N/A | #N/A | #N/A | #N/A | #N/A | #N/A | #N/A | #N/A | #N/A
TRUE | QLD | QNEB | Nebo | Energy Queensland | Summer | Coincident | 2018 | ACTUAL_RAW | 1.2023 | 2.5359 | QLD Nebo |  |  | FALSE | #N/A | #N/A | #N/A | #N/A | #N/A | #N/A | #N/A | #N/A | #N/A | #N/A
TRUE | QLD | QNEB | Nebo | Energy Queensland | Summer | Non-coincident | 2018 | ACTUAL_RAW | 0.9651 | 3.1511 | QLD Nebo |  |  | FALSE | #N/A | #N/A | #N/A | #N/A | #N/A | #N/A | #N/A | #N/A | #N/A | #N/A
TRUE | QLD | QNEB | Nebo | Energy Queensland | Summer | Non-coincident | 2018 | ACTUAL_OPG | 0.9651 | 3.1511 | QLD Nebo |  |  | FALSE | #N/A | #N/A | #N/A | #N/A | #N/A | #N/A | #N/A | #N/A | #N/A | #N/A
TRUE | QLD | QNEB | Nebo | Energy Queensland | Summer | Non-coincident | 2018 | ACTUAL_ADJUSTEDOPG | 0.9651 | 3.1511 | QLD Nebo |  |  | FALSE | #N/A | #N/A | #N/A | #N/A | #N/A | #N/A | #N/A | #N/A | #N/A | #N/A
TRUE | QLD | QNEB | Nebo | Energy Queensland | Summer | Coincident | 2019 | ACTUAL_OPG | 1.3536 | 2.623 | QLD Nebo |  |  | FALSE | #N/A | #N/A | #N/A | #N/A | #N/A | #N/A | #N/A | #N/A | #N/A | #N/A
TRUE | QLD | QNEB | Nebo | Energy Queensland | Summer | Coincident | 2019 | ACTUAL_RAW | 1.3536 | 2.623 | QLD Nebo |  |  | FALSE | #N/A | #N/A | #N/A | #N/A | #N/A | #N/A | #N/A | #N/A | #N/A | #N/A
TRUE | QLD | QNEB | Nebo | Energy Queensland | Summer | Non-coincident | 2019 | ACTUAL_RAW | 0.69701 | 3.4941 | QLD Nebo |  |  | FALSE | #N/A | #N/A | #N/A | #N/A | #N/A | #N/A | #N/A | #N/A | #N/A | #N/A
TRUE | QLD | QNEB | Nebo | Energy Queensland | Summer | Non-coincident | 2019 | ACTUAL_OPG | 0.69701 | 3.4941 | QLD Nebo |  |  | FALSE | #N/A | #N/A | #N/A | #N/A | #N/A | #N/A | #N/A | #N/A | #N/A | #N/A
TRUE | QLD | QNEB | Nebo | Energy Queensland | Summer | Non-coincident | 2019 | ACTUAL_ADJUSTEDOPG | 1.0577 | 3.4941 | QLD Nebo |  |  | FALSE | #N/A | #N/A | #N/A | #N/A | #N/A | #N/A | #N/A | #N/A | #N/A | #N/A
TRUE | QLD | QNEB | Nebo | Energy Queensland | Summer | Non-coincident | 2019 | BASEYEARPOE90 | 0.69086 | NA | QLD Nebo |  |  | FALSE | #N/A | #N/A | #N/A | #N/A | #N/A | #N/A | #N/A | #N/A | #N/A | #N/A
TRUE | QLD | QNEB | Nebo | Energy Queensland | Summer | Non-coincident | 2019 | BASEYEARPOE50 | 0.92811 | 3.1207 | QLD Nebo |  |  | FALSE | #N/A | #N/A | #N/A | #N/A | #N/A | #N/A | #N/A | #N/A | #N/A | #N/A
TRUE | QLD | QNEB | Nebo | Energy Queensland | Summer | Coincident | 2020 | ACTUAL_OPG | 1.7493 | 2.6532 | QLD Nebo |  |  | FALSE | #N/A | #N/A | #N/A | #N/A | #N/A | #N/A | #N/A | #N/A | #N/A | #N/A
TRUE | QLD | QNEB | Nebo | Energy Queensland | Summer | Coincident | 2020 | ACTUAL_RAW | 1.7493 | 2.6532 | QLD Nebo |  |  | FALSE | #N/A | #N/A | #N/A | #N/A | #N/A | #N/A | #N/A | #N/A | #N/A | #N/A
TRUE | QLD | QNEB | Nebo | Energy Queensland | Summer | Non-coincident | 2020 | ACTUAL_RAW | 0.95906 | 3.2187 | QLD Nebo |  |  | FALSE | #N/A | #N/A | #N/A | #N/A | #N/A | #N/A | #N/A | #N/A | #N/A | #N/A
TRUE | QLD | QNEB | Nebo | Energy Queensland | Summer | Non-coincident | 2020 | ACTUAL_OPG | 0.95906 | 3.2187 | QLD Nebo |  |  | FALSE | #N/A | #N/A | #N/A | #N/A | #N/A | #N/A | #N/A | #N/A | #N/A | #N/A
TRUE | QLD | QNEB | Nebo | Energy Queensland | Summer | Non-coincident | 2020 | ACTUAL_ADJUSTEDOPG | 0.95906 | 3.2187 | QLD Nebo |  |  | FALSE | #N/A | #N/A | #N/A | #N/A | #N/A | #N/A | #N/A | #N/A | #N/A | #N/A
TRUE | QLD | QNEB | Nebo | Energy Queensland | Summer | Coincident_unreconciled | 2021 | POE50 | 1.9509 | NA | QLD Nebo |  |  | FALSE | #N/A | #N/A | #N/A | #N/A | #N/A | #N/A | #N/A | #N/A | #N/A | #N/A
TRUE | QLD | QNEB | Nebo | Energy Queensland | Summer | Coincident_unreconciled | 2021 | POE90 | 1.7563 | NA | QLD Nebo |  |  | FALSE | #N/A | #N/A | #N/A | #N/A | #N/A | #N/A | #N/A | #N/A | #N/A | #N/A
TRUE | QLD | QNEB | Nebo | Energy Queensland | Summer | Non-coincident | 2021 | POE50 | 0.89138 | 3.1189 | QLD Nebo |  |  | FALSE | #N/A | #N/A | #N/A | #N/A | #N/A | #N/A | #N/A | #N/A | #N/A | #N/A
TRUE | QLD | QNEB | Nebo | Energy Queensland | Summer | Non-coincident | 2021 | POE90 | 0.63031 | NA | QLD Nebo |  |  | FALSE | #N/A | #N/A | #N/A | #N/A | #N/A | #N/A | #N/A | #N/A | #N/A | #N/A
TRUE | QLD | QNEB | Nebo | Energy Queensland | Summer | Coincident_unreconciled | 2022 | POE50 | 1.8595 | NA | QLD Nebo |  |  | FALSE | #N/A | #N/A | #N/A | #N/A | #N/A | #N/A | #N/A | #N/A | #N/A | #N/A
TRUE | QLD | QNEB | Nebo | Energy Queensland | Summer | Coincident_unreconciled | 2022 | POE90 | 1.6647 | NA | QLD Nebo |  |  | FALSE | #N/A | #N/A | #N/A | #N/A | #N/A | #N/A | #N/A | #N/A | #N/A | #N/A
TRUE | QLD | QNEB | Nebo | Energy Queensland | Summer | Non-coincident | 2022 | POE50 | 0.85611 | 3.1213 | QLD Nebo |  |  | FALSE | #N/A | #N/A | #N/A | #N/A | #N/A | #N/A | #N/A | #N/A | #N/A | #N/A
TRUE | QLD | QNEB | Nebo | Energy Queensland | Summer | Non-coincident | 2022 | POE90 | 0.59565 | NA | QLD Nebo |  |  | FALSE | #N/A | #N/A | #N/A | #N/A | #N/A | #N/A | #N/A | #N/A | #N/A | #N/A
TRUE | QLD | QNEB | Nebo | Energy Queensland | Summer | Coincident_unreconciled | 2023 | POE50 | 1.8086 | NA | QLD Nebo |  |  | FALSE | #N/A | #N/A | #N/A | #N/A | #N/A | #N/A | #N/A | #N/A | #N/A | #N/A
TRUE | QLD | QNEB | Nebo | Energy Queensland | Summer | Coincident_unreconciled | 2023 | POE90 | 1.6128 | NA | QLD Nebo |  |  | FALSE | #N/A | #N/A | #N/A | #N/A | #N/A | #N/A | #N/A | #N/A | #N/A | #N/A
TRUE | QLD | QNEB | Nebo | Energy Queensland | Summer | Non-coincident | 2023 | POE50 | 0.83715 | 3.1368 | QLD Nebo |  |  | FALSE | #N/A | #N/A | #N/A | #N/A | #N/A | #N/A | #N/A | #N/A | #N/A | #N/A
TRUE | QLD | QNEB | Nebo | Energy Queensland | Summer | Non-coincident | 2023 | POE90 | 0.57588 | NA | QLD Nebo |  |  | FALSE | #N/A | #N/A | #N/A | #N/A | #N/A | #N/A | #N/A | #N/A | #N/A | #N/A
TRUE | QLD | QNEB | Nebo | Energy Queensland | Summer | Coincident_unreconciled | 2024 | POE50 | 1.7847 | NA | QLD Nebo |  |  | FALSE | #N/A | #N/A | #N/A | #N/A | #N/A | #N/A | #N/A | #N/A | #N/A | #N/A
TRUE | QLD | QNEB | Nebo | Energy Queensland | Summer | Coincident_unreconciled | 2024 | POE90 | 1.5879 | NA | QLD Nebo |  |  | FALSE | #N/A | #N/A | #N/A | #N/A | #N/A | #N/A | #N/A | #N/A | #N/A | #N/A
TRUE | QLD | QNEB | Nebo | Energy Queensland | Summer | Non-coincident | 2024 | POE50 | 0.82926 | 3.152 | QLD Nebo |  |  | FALSE | #N/A | #N/A | #N/A | #N/A | #N/A | #N/A | #N/A | #N/A | #N/A | #N/A
TRUE | QLD | QNEB | Nebo | Energy Queensland | Summer | Non-coincident | 2024 | POE90 | 0.56637 | NA | QLD Nebo |  |  | FALSE | #N/A | #N/A | #N/A | #N/A | #N/A | #N/A | #N/A | #N/A | #N/A | #N/A
TRUE | QLD | QNEB | Nebo | Energy Queensland | Summer | Coincident_unreconciled | 2025 | POE50 | 1.7685 | NA | QLD Nebo |  |  | FALSE | #N/A | #N/A | #N/A | #N/A | #N/A | #N/A | #N/A | #N/A | #N/A | #N/A
TRUE | QLD | QNEB | Nebo | Energy Queensland | Summer | Coincident_unreconciled | 2025 | POE90 | 1.5707 | NA | QLD Nebo |  |  | FALSE | #N/A | #N/A | #N/A | #N/A | #N/A | #N/A | #N/A | #N/A | #N/A | #N/A
TRUE | QLD | QNEB | Nebo | Energy Queensland | Summer | Non-coincident | 2025 | POE50 | 0.82494 | 3.1658 | QLD Nebo |  |  | FALSE | #N/A | #N/A | #N/A | #N/A | #N/A | #N/A | #N/A | #N/A | #N/A | #N/A
TRUE | QLD | QNEB | Nebo | Energy Queensland | Summer | Non-coincident | 2025 | POE90 | 0.56005 | NA | QLD Nebo |  |  | FALSE | #N/A | #N/A | #N/A | #N/A | #N/A | #N/A | #N/A | #N/A | #N/A | #N/A
TRUE | QLD | QNEB | Nebo | Energy Queensland | Summer | Coincident_unreconciled | 2026 | POE50 | 1.7585 | NA | QLD Nebo |  |  | FALSE | #N/A | #N/A | #N/A | #N/A | #N/A | #N/A | #N/A | #N/A | #N/A | #N/A
TRUE | QLD | QNEB | Nebo | Energy Queensland | Summer | Coincident_unreconciled | 2026 | POE90 | 1.5596 | NA | QLD Nebo |  |  | FALSE | #N/A | #N/A | #N/A | #N/A | #N/A | #N/A | #N/A | #N/A | #N/A | #N/A
TRUE | QLD | QNEB | Nebo | Energy Queensland | Summer | Non-coincident | 2026 | POE50 | 0.82347 | 3.1788 | QLD Nebo |  |  | FALSE | #N/A | #N/A | #N/A | #N/A | #N/A | #N/A | #N/A | #N/A | #N/A | #N/A
TRUE | QLD | QNEB | Nebo | Energy Queensland | Summer | Non-coincident | 2026 | POE90 | 0.55665 | NA | QLD Nebo |  |  | FALSE | #N/A | #N/A | #N/A | #N/A | #N/A | #N/A | #N/A | #N/A | #N/A | #N/A
TRUE | QLD | QNEB | Nebo | Energy Queensland | Summer | Coincident_unreconciled | 2027 | POE50 | 1.7615 | NA | QLD Nebo |  |  | FALSE | #N/A | #N/A | #N/A | #N/A | #N/A | #N/A | #N/A | #N/A | #N/A | #N/A
TRUE | QLD | QNEB | Nebo | Energy Queensland | Summer | Coincident_unreconciled | 2027 | POE90 | 1.5614 | NA | QLD Nebo |  |  | FALSE | #N/A | #N/A | #N/A | #N/A | #N/A | #N/A | #N/A | #N/A | #N/A | #N/A
TRUE | QLD | QNEB | Nebo | Energy Queensland | Summer | Non-coincident | 2027 | POE50 | 0.82786 | 3.1968 | QLD Nebo |  |  | FALSE | #N/A | #N/A | #N/A | #N/A | #N/A | #N/A | #N/A | #N/A | #N/A | #N/A
TRUE | QLD | QNEB | Nebo | Energy Queensland | Summer | Non-coincident | 2027 | POE90 | 0.5589 | NA | QLD Nebo |  |  | FALSE | #N/A | #N/A | #N/A | #N/A | #N/A | #N/A | #N/A | #N/A | #N/A | #N/A
TRUE | QLD | QNEB | Nebo | Energy Queensland | Summer | Coincident_unreconciled | 2028 | POE50 | 1.7777 | NA | QLD Nebo |  |  | FALSE | #N/A | #N/A | #N/A | #N/A | #N/A | #N/A | #N/A | #N/A | #N/A | #N/A
TRUE | QLD | QNEB | Nebo | Energy Queensland | Summer | Coincident_unreconciled | 2028 | POE90 | 1.5762 | NA | QLD Nebo |  |  | FALSE | #N/A | #N/A | #N/A | #N/A | #N/A | #N/A | #N/A | #N/A | #N/A | #N/A
TRUE | QLD | QNEB | Nebo | Energy Queensland | Summer | Non-coincident | 2028 | POE50 | 0.83821 | 3.2185 | QLD Nebo |  |  | FALSE | #N/A | #N/A | #N/A | #N/A | #N/A | #N/A | #N/A | #N/A | #N/A | #N/A
TRUE | QLD | QNEB | Nebo | Energy Queensland | Summer | Non-coincident | 2028 | POE90 | 0.5671 | NA | QLD Nebo |  |  | FALSE | #N/A | #N/A | #N/A | #N/A | #N/A | #N/A | #N/A | #N/A | #N/A | #N/A
TRUE | QLD | QNEB | Nebo | Energy Queensland | Summer | Coincident_unreconciled | 2029 | POE50 | 1.7952 | NA | QLD Nebo |  |  | FALSE | #N/A | #N/A | #N/A | #N/A | #N/A | #N/A | #N/A | #N/A | #N/A | #N/A
TRUE | QLD | QNEB | Nebo | Energy Queensland | Summer | Coincident_unreconciled | 2029 | POE90 | 1.5922 | NA | QLD Nebo |  |  | FALSE | #N/A | #N/A | #N/A | #N/A | #N/A | #N/A | #N/A | #N/A | #N/A | #N/A
TRUE | QLD | QNEB | Nebo | Energy Queensland | Summer | Non-coincident | 2029 | POE50 | 0.84903 | 3.2436 | QLD Nebo |  |  | FALSE | #N/A | #N/A | #N/A | #N/A | #N/A | #N/A | #N/A | #N/A | #N/A | #N/A
TRUE | QLD | QNEB | Nebo | Energy Queensland | Summer | Non-coincident | 2029 | POE90 | 0.57675 | NA | QLD Nebo |  |  | FALSE | #N/A | #N/A | #N/A | #N/A | #N/A | #N/A | #N/A | #N/A | #N/A | #N/A
TRUE | QLD | QNEB | Nebo | Energy Queensland | Summer | Coincident_unreconciled | 2030 | POE50 | 1.8271 | NA | QLD Nebo |  |  | FALSE | #N/A | #N/A | #N/A | #N/A | #N/A | #N/A | #N/A | #N/A | #N/A | #N/A
TRUE | QLD | QNEB | Nebo | Energy Queensland | Summer | Coincident_unreconciled | 2030 | POE90 | 1.6226 | NA | QLD Nebo |  |  | FALSE | #N/A | #N/A | #N/A | #N/A | #N/A | #N/A | #N/A | #N/A | #N/A | #N/A
TRUE | QLD | QNEB | Nebo | Energy Queensland | Summer | Non-coincident | 2030 | POE50 | 0.86669 | 3.2685 | QLD Nebo |  |  | FALSE | #N/A | #N/A | #N/A | #N/A | #N/A | #N/A | #N/A | #N/A | #N/A | #N/A
TRUE | QLD | QNEB | Nebo | Energy Queensland | Summer | Non-coincident | 2030 | POE90 | 0.59369 | NA | QLD Nebo |  |  | FALSE | #N/A | #N/A | #N/A | #N/A | #N/A | #N/A | #N/A | #N/A | #N/A | #N/A
TRUE | QLD | QNEB | Nebo | Energy Queensland | Winter | Coincident | 2016 | ACTUAL_OPG | 1.2374 | 1.7116 | QLD Nebo |  |  | FALSE | #N/A | #N/A | #N/A | #N/A | #N/A | #N/A | #N/A | #N/A | #N/A | #N/A
TRUE | QLD | QNEB | Nebo | Energy Queensland | Winter | Coincident | 2016 | ACTUAL_RAW | 1.2374 | 1.7116 | QLD Nebo |  |  | FALSE | #N/A | #N/A | #N/A | #N/A | #N/A | #N/A | #N/A | #N/A | #N/A | #N/A
TRUE | QLD | QNEB | Nebo | Energy Queensland | Winter | Non-coincident | 2016 | ACTUAL_RAW | 0.88838 | 2.2359 | QLD Nebo |  |  | FALSE | #N/A | #N/A | #N/A | #N/A | #N/A | #N/A | #N/A | #N/A | #N/A | #N/A
TRUE | QLD | QNEB | Nebo | Energy Queensland | Winter | Non-coincident | 2016 | ACTUAL_OPG | 0.88838 | 2.2359 | QLD Nebo |  |  | FALSE | #N/A | #N/A | #N/A | #N/A | #N/A | #N/A | #N/A | #N/A | #N/A | #N/A
TRUE | QLD | QNEB | Nebo | Energy Queensland | Winter | Non-coincident | 2016 | ACTUAL_ADJUSTEDOPG | 0.88838 | 2.2359 | QLD Nebo |  |  | FALSE | #N/A | #N/A | #N/A | #N/A | #N/A | #N/A | #N/A | #N/A | #N/A | #N/A
TRUE | QLD | QNEB | Nebo | Energy Queensland | Winter | Coincident | 2017 | ACTUAL_OPG | 1.0223 | 1.589 | QLD Nebo |  |  | FALSE | #N/A | #N/A | #N/A | #N/A | #N/A | #N/A | #N/A | #N/A | #N/A | #N/A
TRUE | QLD | QNEB | Nebo | Energy Queensland | Winter | Coincident | 2017 | ACTUAL_RAW | 1.0223 | 1.589 | QLD Nebo |  |  | FALSE | #N/A | #N/A | #N/A | #N/A | #N/A | #N/A | #N/A | #N/A | #N/A | #N/A
TRUE | QLD | QNEB | Nebo | Energy Queensland | Winter | Non-coincident | 2017 | ACTUAL_RAW | 0.90003 | 2.082 | QLD Nebo |  |  | FALSE | #N/A | #N/A | #N/A | #N/A | #N/A | #N/A | #N/A | #N/A | #N/A | #N/A
TRUE | QLD | QNEB | Nebo | Energy Queensland | Winter | Non-coincident | 2017 | ACTUAL_OPG | 0.90003 | 2.082 | QLD Nebo |  |  | FALSE | #N/A | #N/A | #N/A | #N/A | #N/A | #N/A | #N/A | #N/A | #N/A | #N/A
TRUE | QLD | QNEB | Nebo | Energy Queensland | Winter | Non-coincident | 2017 | ACTUAL_ADJUSTEDOPG | 0.90003 | 2.082 | QLD Nebo |  |  | FALSE | #N/A | #N/A | #N/A | #N/A | #N/A | #N/A | #N/A | #N/A | #N/A | #N/A
TRUE | QLD | QNEB | Nebo | Energy Queensland | Winter | Coincident | 2018 | ACTUAL_OPG | 1.3736 | 2.1958 | QLD Nebo |  |  | FALSE | #N/A | #N/A | #N/A | #N/A | #N/A | #N/A | #N/A | #N/A | #N/A | #N/A
TRUE | QLD | QNEB | Nebo | Energy Queensland | Winter | Coincident | 2018 | ACTUAL_RAW | 1.3736 | 2.1958 | QLD Nebo |  |  | FALSE | #N/A | #N/A | #N/A | #N/A | #N/A | #N/A | #N/A | #N/A | #N/A | #N/A
TRUE | QLD | QNEB | Nebo | Energy Queensland | Winter | Non-coincident | 2018 | ACTUAL_RAW | 0.94307 | 2.5615 | QLD Nebo |  |  | FALSE | #N/A | #N/A | #N/A | #N/A | #N/A | #N/A | #N/A | #N/A | #N/A | #N/A
TRUE | QLD | QNEB | Nebo | Energy Queensland | Winter | Non-coincident | 2018 | ACTUAL_OPG | 0.94307 | 2.5615 | QLD Nebo |  |  | FALSE | #N/A | #N/A | #N/A | #N/A | #N/A | #N/A | #N/A | #N/A | #N/A | #N/A
TRUE | QLD | QNEB | Nebo | Energy Queensland | Winter | Non-coincident | 2018 | ACTUAL_ADJUSTEDOPG | 0.94307 | 2.5615 | QLD Nebo |  |  | FALSE | #N/A | #N/A | #N/A | #N/A | #N/A | #N/A | #N/A | #N/A | #N/A | #N/A
TRUE | QLD | QNEB | Nebo | Energy Queensland | Winter | Coincident | 2019 | ACTUAL_OPG | 1.1061 | 2.2243 | QLD Nebo |  |  | FALSE | #N/A | #N/A | #N/A | #N/A | #N/A | #N/A | #N/A | #N/A | #N/A | #N/A
TRUE | QLD | QNEB | Nebo | Energy Queensland | Winter | Coincident | 2019 | ACTUAL_RAW | 1.1061 | 2.2243 | QLD Nebo |  |  | FALSE | #N/A | #N/A | #N/A | #N/A | #N/A | #N/A | #N/A | #N/A | #N/A | #N/A
TRUE | QLD | QNEB | Nebo | Energy Queensland | Winter | Non-coincident | 2019 | ACTUAL_RAW | 0.85839 | 2.6199 | QLD Nebo |  |  | FALSE | #N/A | #N/A | #N/A | #N/A | #N/A | #N/A | #N/A | #N/A | #N/A | #N/A
TRUE | QLD | QNEB | Nebo | Energy Queensland | Winter | Non-coincident | 2019 | ACTUAL_OPG | 0.85839 | 2.6199 | QLD Nebo |  |  | FALSE | #N/A | #N/A | #N/A | #N/A | #N/A | #N/A | #N/A | #N/A | #N/A | #N/A
TRUE | QLD | QNEB | Nebo | Energy Queensland | Winter | Non-coincident | 2019 | ACTUAL_ADJUSTEDOPG | 0.85839 | 2.6199 | QLD Nebo |  |  | FALSE | #N/A | #N/A | #N/A | #N/A | #N/A | #N/A | #N/A | #N/A | #N/A | #N/A
TRUE | QLD | QNEB | Nebo | Energy Queensland | Winter | Non-coincident | 2019 | BASEYEARPOE90 | 0.71379 | NA | QLD Nebo |  |  | FALSE | #N/A | #N/A | #N/A | #N/A | #N/A | #N/A | #N/A | #N/A | #N/A | #N/A
TRUE | QLD | QNEB | Nebo | Energy Queensland | Winter | Non-coincident | 2019 | BASEYEARPOE50 | 0.76567 | 2.4015 | QLD Nebo |  |  | FALSE | #N/A | #N/A | #N/A | #N/A | #N/A | #N/A | #N/A | #N/A | #N/A | #N/A
TRUE | QLD | QNEB | Nebo | Energy Queensland | Winter | Coincident_unreconciled | 2020 | POE50 | 1.3327 | NA | QLD Nebo |  |  | FALSE | #N/A | #N/A | #N/A | #N/A | #N/A | #N/A | #N/A | #N/A | #N/A | #N/A
TRUE | QLD | QNEB | Nebo | Energy Queensland | Winter | Coincident_unreconciled | 2020 | POE90 | 1.2293 | NA | QLD Nebo |  |  | FALSE | #N/A | #N/A | #N/A | #N/A | #N/A | #N/A | #N/A | #N/A | #N/A | #N/A
TRUE | QLD | QNEB | Nebo | Energy Queensland | Winter | Non-coincident | 2020 | POE50 | 0.74771 | 2.4025 | QLD Nebo |  |  | FALSE | #N/A | #N/A | #N/A | #N/A | #N/A | #N/A | #N/A | #N/A | #N/A | #N/A
TRUE | QLD | QNEB | Nebo | Energy Queensland | Winter | Non-coincident | 2020 | POE90 | 0.68968 | NA | QLD Nebo |  |  | FALSE | #N/A | #N/A | #N/A | #N/A | #N/A | #N/A | #N/A | #N/A | #N/A | #N/A
TRUE | QLD | QNEB | Nebo | Energy Queensland | Winter | Coincident_unreconciled | 2021 | POE50 | 1.232 | NA | QLD Nebo |  |  | FALSE | #N/A | #N/A | #N/A | #N/A | #N/A | #N/A | #N/A | #N/A | #N/A | #N/A
TRUE | QLD | QNEB | Nebo | Energy Queensland | Winter | Coincident_unreconciled | 2021 | POE90 | 1.129 | NA | QLD Nebo |  |  | FALSE | #N/A | #N/A | #N/A | #N/A | #N/A | #N/A | #N/A | #N/A | #N/A | #N/A
TRUE | QLD | QNEB | Nebo | Energy Queensland | Winter | Non-coincident | 2021 | POE50 | 0.69118 | 2.3921 | QLD Nebo |  |  | FALSE | #N/A | #N/A | #N/A | #N/A | #N/A | #N/A | #N/A | #N/A | #N/A | #N/A
TRUE | QLD | QNEB | Nebo | Energy Queensland | Winter | Non-coincident | 2021 | POE90 | 0.6334 | NA | QLD Nebo |  |  | FALSE | #N/A | #N/A | #N/A | #N/A | #N/A | #N/A | #N/A | #N/A | #N/A | #N/A
TRUE | QLD | QNEB | Nebo | Energy Queensland | Winter | Coincident_unreconciled | 2022 | POE50 | 1.1594 | NA | QLD Nebo |  |  | FALSE | #N/A | #N/A | #N/A | #N/A | #N/A | #N/A | #N/A | #N/A | #N/A | #N/A
TRUE | QLD | QNEB | Nebo | Energy Queensland | Winter | Coincident_unreconciled | 2022 | POE90 | 1.0559 | NA | QLD Nebo |  |  | FALSE | #N/A | #N/A | #N/A | #N/A | #N/A | #N/A | #N/A | #N/A | #N/A | #N/A
TRUE | QLD | QNEB | Nebo | Energy Queensland | Winter | Non-coincident | 2022 | POE50 | 0.65048 | 2.4042 | QLD Nebo |  |  | FALSE | #N/A | #N/A | #N/A | #N/A | #N/A | #N/A | #N/A | #N/A | #N/A | #N/A
TRUE | QLD | QNEB | Nebo | Energy Queensland | Winter | Non-coincident | 2022 | POE90 | 0.59241 | NA | QLD Nebo |  |  | FALSE | #N/A | #N/A | #N/A | #N/A | #N/A | #N/A | #N/A | #N/A | #N/A | #N/A
TRUE | QLD | QNEB | Nebo | Energy Queensland | Winter | Coincident_unreconciled | 2023 | POE50 | 1.1235 | NA | QLD Nebo |  |  | FALSE | #N/A | #N/A | #N/A | #N/A | #N/A | #N/A | #N/A | #N/A | #N/A | #N/A
TRUE | QLD | QNEB | Nebo | Energy Queensland | Winter | Coincident_unreconciled | 2023 | POE90 | 1.0194 | NA | QLD Nebo |  |  | FALSE | #N/A | #N/A | #N/A | #N/A | #N/A | #N/A | #N/A | #N/A | #N/A | #N/A
TRUE | QLD | QNEB | Nebo | Energy Queensland | Winter | Non-coincident | 2023 | POE50 | 0.63033 | 2.4162 | QLD Nebo |  |  | FALSE | #N/A | #N/A | #N/A | #N/A | #N/A | #N/A | #N/A | #N/A | #N/A | #N/A
TRUE | QLD | QNEB | Nebo | Energy Queensland | Winter | Non-coincident | 2023 | POE90 | 0.57196 | NA | QLD Nebo |  |  | FALSE | #N/A | #N/A | #N/A | #N/A | #N/A | #N/A | #N/A | #N/A | #N/A | #N/A
TRUE | QLD | QNEB | Nebo | Energy Queensland | Winter | Coincident_unreconciled | 2024 | POE50 | 1.1011 | NA | QLD Nebo |  |  | FALSE | #N/A | #N/A | #N/A | #N/A | #N/A | #N/A | #N/A | #N/A | #N/A | #N/A
TRUE | QLD | QNEB | Nebo | Energy Queensland | Winter | Coincident_unreconciled | 2024 | POE90 | 0.99646 | NA | QLD Nebo |  |  | FALSE | #N/A | #N/A | #N/A | #N/A | #N/A | #N/A | #N/A | #N/A | #N/A | #N/A
TRUE | QLD | QNEB | Nebo | Energy Queensland | Winter | Non-coincident | 2024 | POE50 | 0.61776 | 2.4277 | QLD Nebo |  |  | FALSE | #N/A | #N/A | #N/A | #N/A | #N/A | #N/A | #N/A | #N/A | #N/A | #N/A
TRUE | QLD | QNEB | Nebo | Energy Queensland | Winter | Non-coincident | 2024 | POE90 | 0.55906 | NA | QLD Nebo |  |  | FALSE | #N/A | #N/A | #N/A | #N/A | #N/A | #N/A | #N/A | #N/A | #N/A | #N/A
TRUE | QLD | QNEB | Nebo | Energy Queensland | Winter | Coincident_unreconciled | 2025 | POE50 | 1.0846 | NA | QLD Nebo |  |  | FALSE | #N/A | #N/A | #N/A | #N/A | #N/A | #N/A | #N/A | #N/A | #N/A | #N/A
TRUE | QLD | QNEB | Nebo | Energy Queensland | Winter | Coincident_unreconciled | 2025 | POE90 | 0.97948 | NA | QLD Nebo |  |  | FALSE | #N/A | #N/A | #N/A | #N/A | #N/A | #N/A | #N/A | #N/A | #N/A | #N/A
TRUE | QLD | QNEB | Nebo | Energy Queensland | Winter | Non-coincident | 2025 | POE50 | 0.60853 | 2.438 | QLD Nebo |  |  | FALSE | #N/A | #N/A | #N/A | #N/A | #N/A | #N/A | #N/A | #N/A | #N/A | #N/A
TRUE | QLD | QNEB | Nebo | Energy Queensland | Winter | Non-coincident | 2025 | POE90 | 0.54954 | NA | QLD Nebo |  |  | FALSE | #N/A | #N/A | #N/A | #N/A | #N/A | #N/A | #N/A | #N/A | #N/A | #N/A
TRUE | QLD | QNEB | Nebo | Energy Queensland | Winter | Coincident_unreconciled | 2026 | POE50 | 1.0746 | NA | QLD Nebo |  |  | FALSE | #N/A | #N/A | #N/A | #N/A | #N/A | #N/A | #N/A | #N/A | #N/A | #N/A
TRUE | QLD | QNEB | Nebo | Energy Queensland | Winter | Coincident_unreconciled | 2026 | POE90 | 0.96889 | NA | QLD Nebo |  |  | FALSE | #N/A | #N/A | #N/A | #N/A | #N/A | #N/A | #N/A | #N/A | #N/A | #N/A
TRUE | QLD | QNEB | Nebo | Energy Queensland | Winter | Non-coincident | 2026 | POE50 | 0.60289 | 2.4494 | QLD Nebo |  |  | FALSE | #N/A | #N/A | #N/A | #N/A | #N/A | #N/A | #N/A | #N/A | #N/A | #N/A
TRUE | QLD | QNEB | Nebo | Energy Queensland | Winter | Non-coincident | 2026 | POE90 | 0.54359 | NA | QLD Nebo |  |  | FALSE | #N/A | #N/A | #N/A | #N/A | #N/A | #N/A | #N/A | #N/A | #N/A | #N/A
TRUE | QLD | QNEB | Nebo | Energy Queensland | Winter | Coincident_unreconciled | 2027 | POE50 | 1.0802 | NA | QLD Nebo |  |  | FALSE | #N/A | #N/A | #N/A | #N/A | #N/A | #N/A | #N/A | #N/A | #N/A | #N/A
TRUE | QLD | QNEB | Nebo | Energy Queensland | Winter | Coincident_unreconciled | 2027 | POE90 | 0.97379 | NA | QLD Nebo |  |  | FALSE | #N/A | #N/A | #N/A | #N/A | #N/A | #N/A | #N/A | #N/A | #N/A | #N/A
TRUE | QLD | QNEB | Nebo | Energy Queensland | Winter | Non-coincident | 2027 | POE50 | 0.60607 | 2.4673 | QLD Nebo |  |  | FALSE | #N/A | #N/A | #N/A | #N/A | #N/A | #N/A | #N/A | #N/A | #N/A | #N/A
TRUE | QLD | QNEB | Nebo | Energy Queensland | Winter | Non-coincident | 2027 | POE90 | 0.54635 | NA | QLD Nebo |  |  | FALSE | #N/A | #N/A | #N/A | #N/A | #N/A | #N/A | #N/A | #N/A | #N/A | #N/A
TRUE | QLD | QNEB | Nebo | Energy Queensland | Winter | Coincident_unreconciled | 2028 | POE50 | 1.0972 | NA | QLD Nebo |  |  | FALSE | #N/A | #N/A | #N/A | #N/A | #N/A | #N/A | #N/A | #N/A | #N/A | #N/A
TRUE | QLD | QNEB | Nebo | Energy Queensland | Winter | Coincident_unreconciled | 2028 | POE90 | 0.98997 | NA | QLD Nebo |  |  | FALSE | #N/A | #N/A | #N/A | #N/A | #N/A | #N/A | #N/A | #N/A | #N/A | #N/A
TRUE | QLD | QNEB | Nebo | Energy Queensland | Winter | Non-coincident | 2028 | POE50 | 0.61557 | 2.4861 | QLD Nebo |  |  | FALSE | #N/A | #N/A | #N/A | #N/A | #N/A | #N/A | #N/A | #N/A | #N/A | #N/A
TRUE | QLD | QNEB | Nebo | Energy Queensland | Winter | Non-coincident | 2028 | POE90 | 0.55542 | NA | QLD Nebo |  |  | FALSE | #N/A | #N/A | #N/A | #N/A | #N/A | #N/A | #N/A | #N/A | #N/A | #N/A
TRUE | QLD | QNEB | Nebo | Energy Queensland | Winter | Coincident_unreconciled | 2029 | POE50 | 1.1131 | NA | QLD Nebo |  |  | FALSE | #N/A | #N/A | #N/A | #N/A | #N/A | #N/A | #N/A | #N/A | #N/A | #N/A
TRUE | QLD | QNEB | Nebo | Energy Queensland | Winter | Coincident_unreconciled | 2029 | POE90 | 1.0051 | NA | QLD Nebo |  |  | FALSE | #N/A | #N/A | #N/A | #N/A | #N/A | #N/A | #N/A | #N/A | #N/A | #N/A
TRUE | QLD | QNEB | Nebo | Energy Queensland | Winter | Non-coincident | 2029 | POE50 | 0.6245 | 2.5114 | QLD Nebo |  |  | FALSE | #N/A | #N/A | #N/A | #N/A | #N/A | #N/A | #N/A | #N/A | #N/A | #N/A
TRUE | QLD | QNEB | Nebo | Energy Queensland | Winter | Non-coincident | 2029 | POE90 | 0.56392 | NA | QLD Nebo |  |  | FALSE | #N/A | #N/A | #N/A | #N/A | #N/A | #N/A | #N/A | #N/A | #N/A | #N/A
TRUE | QLD | QNEB | Nebo | Energy Queensland | Shoulder | Non-coincident | 2019 | BASEYEARPOE10 | NA | 2.7381 | QLD Nebo |  |  | FALSE | #N/A | #N/A | #N/A | #N/A | #N/A | #N/A | #N/A | #N/A | #N/A | #N/A
TRUE | QLD | QNEB | Nebo | Energy Queensland | Shoulder | Coincident | 2021 | POE10 | NA | 1.9583 | QLD Nebo |  |  | FALSE | #N/A | #N/A | #N/A | #N/A | #N/A | #N/A | #N/A | #N/A | #N/A | #N/A
TRUE | QLD | QNEB | Nebo | Energy Queensland | Shoulder | Coincident | 2021 | POE50 | NA | 1.9206 | QLD Nebo |  |  | FALSE | #N/A | #N/A | #N/A | #N/A | #N/A | #N/A | #N/A | #N/A | #N/A | #N/A
TRUE | QLD | QNEB | Nebo | Energy Queensland | Shoulder | Non-coincident | 2021 | POE10 | NA | 2.7374 | QLD Nebo |  |  | FALSE | #N/A | #N/A | #N/A | #N/A | #N/A | #N/A | #N/A | #N/A | #N/A | #N/A
TRUE | QLD | QNEB | Nebo | Energy Queensland | Shoulder | Coincident | 2022 | POE10 | NA | 2.014 | QLD Nebo |  |  | FALSE | #N/A | #N/A | #N/A | #N/A | #N/A | #N/A | #N/A | #N/A | #N/A | #N/A
TRUE | QLD | QNEB | Nebo | Energy Queensland | Shoulder | Coincident | 2022 | POE50 | NA | 1.9422 | QLD Nebo |  |  | FALSE | #N/A | #N/A | #N/A | #N/A | #N/A | #N/A | #N/A | #N/A | #N/A | #N/A
TRUE | QLD | QNEB | Nebo | Energy Queensland | Shoulder | Non-coincident | 2022 | POE10 | NA | 2.7396 | QLD Nebo |  |  | FALSE | #N/A | #N/A | #N/A | #N/A | #N/A | #N/A | #N/A | #N/A | #N/A | #N/A
TRUE | QLD | QNEB | Nebo | Energy Queensland | Shoulder | Coincident | 2023 | POE10 | NA | 2.028 | QLD Nebo |  |  | FALSE | #N/A | #N/A | #N/A | #N/A | #N/A | #N/A | #N/A | #N/A | #N/A | #N/A
TRUE | QLD | QNEB | Nebo | Energy Queensland | Shoulder | Coincident | 2023 | POE50 | NA | 1.9652 | QLD Nebo |  |  | FALSE | #N/A | #N/A | #N/A | #N/A | #N/A | #N/A | #N/A | #N/A | #N/A | #N/A
TRUE | QLD | QNEB | Nebo | Energy Queensland | Shoulder | Non-coincident | 2023 | POE10 | NA | 2.7534 | QLD Nebo |  |  | FALSE | #N/A | #N/A | #N/A | #N/A | #N/A | #N/A | #N/A | #N/A | #N/A | #N/A
TRUE | QLD | QNEB | Nebo | Energy Queensland | Shoulder | Coincident | 2024 | POE10 | NA | 2.0481 | QLD Nebo |  |  | FALSE | #N/A | #N/A | #N/A | #N/A | #N/A | #N/A | #N/A | #N/A | #N/A | #N/A
TRUE | QLD | QNEB | Nebo | Energy Queensland | Shoulder | Coincident | 2024 | POE50 | NA | 2.0108 | QLD Nebo |  |  | FALSE | #N/A | #N/A | #N/A | #N/A | #N/A | #N/A | #N/A | #N/A | #N/A | #N/A
TRUE | QLD | QNEB | Nebo | Energy Queensland | Shoulder | Non-coincident | 2024 | POE10 | NA | 2.7674 | QLD Nebo |  |  | FALSE | #N/A | #N/A | #N/A | #N/A | #N/A | #N/A | #N/A | #N/A | #N/A | #N/A
TRUE | QLD | QNEB | Nebo | Energy Queensland | Shoulder | Coincident | 2025 | POE10 | NA | 2.0643 | QLD Nebo |  |  | FALSE | #N/A | #N/A | #N/A | #N/A | #N/A | #N/A | #N/A | #N/A | #N/A | #N/A
TRUE | QLD | QNEB | Nebo | Energy Queensland | Shoulder | Coincident | 2025 | POE50 | NA | 2.0119 | QLD Nebo |  |  | FALSE | #N/A | #N/A | #N/A | #N/A | #N/A | #N/A | #N/A | #N/A | #N/A | #N/A
TRUE | QLD | QNEB | Nebo | Energy Queensland | Shoulder | Non-coincident | 2025 | POE10 | NA | 2.7806 | QLD Nebo |  |  | FALSE | #N/A | #N/A | #N/A | #N/A | #N/A | #N/A | #N/A | #N/A | #N/A | #N/A
TRUE | QLD | QNEB | Nebo | Energy Queensland | Shoulder | Coincident | 2026 | POE10 | NA | 2.0631 | QLD Nebo |  |  | FALSE | #N/A | #N/A | #N/A | #N/A | #N/A | #N/A | #N/A | #N/A | #N/A | #N/A
TRUE | QLD | QNEB | Nebo | Energy Queensland | Shoulder | Coincident | 2026 | POE50 | NA | 2.0218 | QLD Nebo |  |  | FALSE | #N/A | #N/A | #N/A | #N/A | #N/A | #N/A | #N/A | #N/A | #N/A | #N/A
TRUE | QLD | QNEB | Nebo | Energy Queensland | Shoulder | Non-coincident | 2026 | POE10 | NA | 2.7934 | QLD Nebo |  |  | FALSE | #N/A | #N/A | #N/A | #N/A | #N/A | #N/A | #N/A | #N/A | #N/A | #N/A
TRUE | QLD | QNEB | Nebo | Energy Queensland | Shoulder | Coincident | 2027 | POE10 | NA | 2.0672 | QLD Nebo |  |  | FALSE | #N/A | #N/A | #N/A | #N/A | #N/A | #N/A | #N/A | #N/A | #N/A | #N/A
TRUE | QLD | QNEB | Nebo | Energy Queensland | Shoulder | Coincident | 2027 | POE50 | NA | 2.0239 | QLD Nebo |  |  | FALSE | #N/A | #N/A | #N/A | #N/A | #N/A | #N/A | #N/A | #N/A | #N/A | #N/A
TRUE | QLD | QNEB | Nebo | Energy Queensland | Shoulder | Non-coincident | 2027 | POE10 | NA | 2.8107 | QLD Nebo |  |  | FALSE | #N/A | #N/A | #N/A | #N/A | #N/A | #N/A | #N/A | #N/A | #N/A | #N/A
TRUE | QLD | QNEB | Nebo | Energy Queensland | Shoulder | Coincident | 2028 | POE10 | NA | 2.0748 | QLD Nebo |  |  | FALSE | #N/A | #N/A | #N/A | #N/A | #N/A | #N/A | #N/A | #N/A | #N/A | #N/A
TRUE | QLD | QNEB | Nebo | Energy Queensland | Shoulder | Coincident | 2028 | POE50 | NA | 2.0362 | QLD Nebo |  |  | FALSE | #N/A | #N/A | #N/A | #N/A | #N/A | #N/A | #N/A | #N/A | #N/A | #N/A
TRUE | QLD | QNEB | Nebo | Energy Queensland | Shoulder | Non-coincident | 2028 | POE10 | NA | 2.8317 | QLD Nebo |  |  | FALSE | #N/A | #N/A | #N/A | #N/A | #N/A | #N/A | #N/A | #N/A | #N/A | #N/A
TRUE | QLD | QNEB | Nebo | Energy Queensland | Shoulder | Coincident | 2029 | POE10 | NA | 2.1117 | QLD Nebo |  |  | FALSE | #N/A | #N/A | #N/A | #N/A | #N/A | #N/A | #N/A | #N/A | #N/A | #N/A
TRUE | QLD | QNEB | Nebo | Energy Queensland | Shoulder | Coincident | 2029 | POE50 | NA | 2.0604 | QLD Nebo |  |  | FALSE | #N/A | #N/A | #N/A | #N/A | #N/A | #N/A | #N/A | #N/A | #N/A | #N/A
TRUE | QLD | QNEB | Nebo | Energy Queensland | Shoulder | Non-coincident | 2029 | POE10 | NA | 2.8555 | QLD Nebo |  |  | FALSE | #N/A | #N/A | #N/A | #N/A | #N/A | #N/A | #N/A | #N/A | #N/A | #N/A
TRUE | QLD | QNEB | Nebo | Energy Queensland | Shoulder | Coincident | 2030 | POE10 | NA | 2.1308 | QLD Nebo |  |  | FALSE | #N/A | #N/A | #N/A | #N/A | #N/A | #N/A | #N/A | #N/A | #N/A | #N/A
TRUE | QLD | QNEB | Nebo | Energy Queensland | Shoulder | Coincident | 2030 | POE50 | NA | 2.0813 | QLD Nebo |  |  | FALSE | #N/A | #N/A | #N/A | #N/A | #N/A | #N/A | #N/A | #N/A | #N/A | #N/A
TRUE | QLD | QNEB | Nebo | Energy Queensland | Shoulder | Non-coincident | 2030 | POE10 | NA | 2.8815 | QLD Nebo |  |  | FALSE | #N/A | #N/A | #N/A | #N/A | #N/A | #N/A | #N/A | #N/A | #N/A | #N/A
TRUE | QLD | QNEB | Nebo | Energy Queensland | Summer | Non-coincident | 2019 | BASEYEARPOE10 | NA | 3.3848 | QLD Nebo |  |  | FALSE | #N/A | #N/A | #N/A | #N/A | #N/A | #N/A | #N/A | #N/A | #N/A | #N/A
TRUE | QLD | QNEB | Nebo | Energy Queensland | Summer | Coincident | 2021 | POE10 | NA | 2.5661 | QLD Nebo |  |  | FALSE | #N/A | #N/A | #N/A | #N/A | #N/A | #N/A | #N/A | #N/A | #N/A | #N/A
TRUE | QLD | QNEB | Nebo | Energy Queensland | Summer | Coincident | 2021 | POE50 | NA | 2.4778 | QLD Nebo |  |  | FALSE | #N/A | #N/A | #N/A | #N/A | #N/A | #N/A | #N/A | #N/A | #N/A | #N/A
TRUE | QLD | QNEB | Nebo | Energy Queensland | Summer | Non-coincident | 2021 | POE10 | NA | 3.376 | QLD Nebo |  |  | FALSE | #N/A | #N/A | #N/A | #N/A | #N/A | #N/A | #N/A | #N/A | #N/A | #N/A
TRUE | QLD | QNEB | Nebo | Energy Queensland | Summer | Coincident | 2022 | POE10 | NA | 2.6147 | QLD Nebo |  |  | FALSE | #N/A | #N/A | #N/A | #N/A | #N/A | #N/A | #N/A | #N/A | #N/A | #N/A
TRUE | QLD | QNEB | Nebo | Energy Queensland | Summer | Coincident | 2022 | POE50 | NA | 2.5208 | QLD Nebo |  |  | FALSE | #N/A | #N/A | #N/A | #N/A | #N/A | #N/A | #N/A | #N/A | #N/A | #N/A
TRUE | QLD | QNEB | Nebo | Energy Queensland | Summer | Non-coincident | 2022 | POE10 | NA | 3.3786 | QLD Nebo |  |  | FALSE | #N/A | #N/A | #N/A | #N/A | #N/A | #N/A | #N/A | #N/A | #N/A | #N/A
TRUE | QLD | QNEB | Nebo | Energy Queensland | Summer | Coincident | 2023 | POE10 | NA | 2.6422 | QLD Nebo |  |  | FALSE | #N/A | #N/A | #N/A | #N/A | #N/A | #N/A | #N/A | #N/A | #N/A | #N/A
TRUE | QLD | QNEB | Nebo | Energy Queensland | Summer | Coincident | 2023 | POE50 | NA | 2.5418 | QLD Nebo |  |  | FALSE | #N/A | #N/A | #N/A | #N/A | #N/A | #N/A | #N/A | #N/A | #N/A | #N/A
TRUE | QLD | QNEB | Nebo | Energy Queensland | Summer | Non-coincident | 2023 | POE10 | NA | 3.3954 | QLD Nebo |  |  | FALSE | #N/A | #N/A | #N/A | #N/A | #N/A | #N/A | #N/A | #N/A | #N/A | #N/A
TRUE | QLD | QNEB | Nebo | Energy Queensland | Summer | Coincident | 2024 | POE10 | NA | 2.6856 | QLD Nebo |  |  | FALSE | #N/A | #N/A | #N/A | #N/A | #N/A | #N/A | #N/A | #N/A | #N/A | #N/A
TRUE | QLD | QNEB | Nebo | Energy Queensland | Summer | Coincident | 2024 | POE50 | NA | 2.586 | QLD Nebo |  |  | FALSE | #N/A | #N/A | #N/A | #N/A | #N/A | #N/A | #N/A | #N/A | #N/A | #N/A
TRUE | QLD | QNEB | Nebo | Energy Queensland | Summer | Non-coincident | 2024 | POE10 | NA | 3.412 | QLD Nebo |  |  | FALSE | #N/A | #N/A | #N/A | #N/A | #N/A | #N/A | #N/A | #N/A | #N/A | #N/A
TRUE | QLD | QNEB | Nebo | Energy Queensland | Summer | Coincident | 2025 | POE10 | NA | 2.6849 | QLD Nebo |  |  | FALSE | #N/A | #N/A | #N/A | #N/A | #N/A | #N/A | #N/A | #N/A | #N/A | #N/A
TRUE | QLD | QNEB | Nebo | Energy Queensland | Summer | Coincident | 2025 | POE50 | NA | 2.5985 | QLD Nebo |  |  | FALSE | #N/A | #N/A | #N/A | #N/A | #N/A | #N/A | #N/A | #N/A | #N/A | #N/A
TRUE | QLD | QNEB | Nebo | Energy Queensland | Summer | Non-coincident | 2025 | POE10 | NA | 3.4271 | QLD Nebo |  |  | FALSE | #N/A | #N/A | #N/A | #N/A | #N/A | #N/A | #N/A | #N/A | #N/A | #N/A
TRUE | QLD | QNEB | Nebo | Energy Queensland | Summer | Coincident | 2026 | POE10 | NA | 2.7075 | QLD Nebo |  |  | FALSE | #N/A | #N/A | #N/A | #N/A | #N/A | #N/A | #N/A | #N/A | #N/A | #N/A
TRUE | QLD | QNEB | Nebo | Energy Queensland | Summer | Coincident | 2026 | POE50 | NA | 2.6115 | QLD Nebo |  |  | FALSE | #N/A | #N/A | #N/A | #N/A | #N/A | #N/A | #N/A | #N/A | #N/A | #N/A
TRUE | QLD | QNEB | Nebo | Energy Queensland | Summer | Non-coincident | 2026 | POE10 | NA | 3.4415 | QLD Nebo |  |  | FALSE | #N/A | #N/A | #N/A | #N/A | #N/A | #N/A | #N/A | #N/A | #N/A | #N/A
TRUE | QLD | QNEB | Nebo | Energy Queensland | Summer | Coincident | 2027 | POE10 | NA | 2.7014 | QLD Nebo |  |  | FALSE | #N/A | #N/A | #N/A | #N/A | #N/A | #N/A | #N/A | #N/A | #N/A | #N/A
TRUE | QLD | QNEB | Nebo | Energy Queensland | Summer | Coincident | 2027 | POE50 | NA | 2.6145 | QLD Nebo |  |  | FALSE | #N/A | #N/A | #N/A | #N/A | #N/A | #N/A | #N/A | #N/A | #N/A | #N/A
TRUE | QLD | QNEB | Nebo | Energy Queensland | Summer | Non-coincident | 2027 | POE10 | NA | 3.4611 | QLD Nebo |  |  | FALSE | #N/A | #N/A | #N/A | #N/A | #N/A | #N/A | #N/A | #N/A | #N/A | #N/A
TRUE | QLD | QNEB | Nebo | Energy Queensland | Summer | Coincident | 2028 | POE10 | NA | 2.7205 | QLD Nebo |  |  | FALSE | #N/A | #N/A | #N/A | #N/A | #N/A | #N/A | #N/A | #N/A | #N/A | #N/A
TRUE | QLD | QNEB | Nebo | Energy Queensland | Summer | Coincident | 2028 | POE50 | NA | 2.6316 | QLD Nebo |  |  | FALSE | #N/A | #N/A | #N/A | #N/A | #N/A | #N/A | #N/A | #N/A | #N/A | #N/A
TRUE | QLD | QNEB | Nebo | Energy Queensland | Summer | Non-coincident | 2028 | POE10 | NA | 3.4847 | QLD Nebo |  |  | FALSE | #N/A | #N/A | #N/A | #N/A | #N/A | #N/A | #N/A | #N/A | #N/A | #N/A
TRUE | QLD | QNEB | Nebo | Energy Queensland | Summer | Coincident | 2029 | POE10 | NA | 2.7331 | QLD Nebo |  |  | FALSE | #N/A | #N/A | #N/A | #N/A | #N/A | #N/A | #N/A | #N/A | #N/A | #N/A
TRUE | QLD | QNEB | Nebo | Energy Queensland | Summer | Coincident | 2029 | POE50 | NA | 2.6553 | QLD Nebo |  |  | FALSE | #N/A | #N/A | #N/A | #N/A | #N/A | #N/A | #N/A | #N/A | #N/A | #N/A
TRUE | QLD | QNEB | Nebo | Energy Queensland | Summer | Non-coincident | 2029 | POE10 | NA | 3.5117 | QLD Nebo |  |  | FALSE | #N/A | #N/A | #N/A | #N/A | #N/A | #N/A | #N/A | #N/A | #N/A | #N/A
TRUE | QLD | QNEB | Nebo | Energy Queensland | Summer | Coincident | 2030 | POE10 | NA | 2.7557 | QLD Nebo |  |  | FALSE | #N/A | #N/A | #N/A | #N/A | #N/A | #N/A | #N/A | #N/A | #N/A | #N/A
TRUE | QLD | QNEB | Nebo | Energy Queensland | Summer | Coincident | 2030 | POE50 | NA | 2.6632 | QLD Nebo |  |  | FALSE | #N/A | #N/A | #N/A | #N/A | #N/A | #N/A | #N/A | #N/A | #N/A | #N/A
TRUE | QLD | QNEB | Nebo | Energy Queensland | Summer | Non-coincident | 2030 | POE10 | NA | 3.5385 | QLD Nebo |  |  | FALSE | #N/A | #N/A | #N/A | #N/A | #N/A | #N/A | #N/A | #N/A | #N/A | #N/A
TRUE | QLD | QNEB | Nebo | Energy Queensland | Winter | Non-coincident | 2019 | BASEYEARPOE10 | NA | 2.5421 | QLD Nebo |  |  | FALSE | #N/A | #N/A | #N/A | #N/A | #N/A | #N/A | #N/A | #N/A | #N/A | #N/A
TRUE | QLD | QNEB | Nebo | Energy Queensland | Winter | Coincident | 2020 | POE10 | NA | 2.1092 | QLD Nebo |  |  | FALSE | #N/A | #N/A | #N/A | #N/A | #N/A | #N/A | #N/A | #N/A | #N/A | #N/A
TRUE | QLD | QNEB | Nebo | Energy Queensland | Winter | Coincident | 2020 | POE50 | NA | 1.971 | QLD Nebo |  |  | FALSE | #N/A | #N/A | #N/A | #N/A | #N/A | #N/A | #N/A | #N/A | #N/A | #N/A
TRUE | QLD | QNEB | Nebo | Energy Queensland | Winter | Non-coincident | 2020 | POE10 | NA | 2.5432 | QLD Nebo |  |  | FALSE | #N/A | #N/A | #N/A | #N/A | #N/A | #N/A | #N/A | #N/A | #N/A | #N/A
TRUE | QLD | QNEB | Nebo | Energy Queensland | Winter | Coincident | 2021 | POE10 | NA | 2.0824 | QLD Nebo |  |  | FALSE | #N/A | #N/A | #N/A | #N/A | #N/A | #N/A | #N/A | #N/A | #N/A | #N/A
TRUE | QLD | QNEB | Nebo | Energy Queensland | Winter | Coincident | 2021 | POE50 | NA | 1.9455 | QLD Nebo |  |  | FALSE | #N/A | #N/A | #N/A | #N/A | #N/A | #N/A | #N/A | #N/A | #N/A | #N/A
TRUE | QLD | QNEB | Nebo | Energy Queensland | Winter | Non-coincident | 2021 | POE10 | NA | 2.5323 | QLD Nebo |  |  | FALSE | #N/A | #N/A | #N/A | #N/A | #N/A | #N/A | #N/A | #N/A | #N/A | #N/A
TRUE | QLD | QNEB | Nebo | Energy Queensland | Winter | Coincident | 2022 | POE10 | NA | 2.1392 | QLD Nebo |  |  | FALSE | #N/A | #N/A | #N/A | #N/A | #N/A | #N/A | #N/A | #N/A | #N/A | #N/A
TRUE | QLD | QNEB | Nebo | Energy Queensland | Winter | Coincident | 2022 | POE50 | NA | 1.9989 | QLD Nebo |  |  | FALSE | #N/A | #N/A | #N/A | #N/A | #N/A | #N/A | #N/A | #N/A | #N/A | #N/A
TRUE | QLD | QNEB | Nebo | Energy Queensland | Winter | Non-coincident | 2022 | POE10 | NA | 2.545 | QLD Nebo |  |  | FALSE | #N/A | #N/A | #N/A | #N/A | #N/A | #N/A | #N/A | #N/A | #N/A | #N/A
TRUE | QLD | QNEB | Nebo | Energy Queensland | Winter | Coincident | 2023 | POE10 | NA | 2.1698 | QLD Nebo |  |  | FALSE | #N/A | #N/A | #N/A | #N/A | #N/A | #N/A | #N/A | #N/A | #N/A | #N/A
TRUE | QLD | QNEB | Nebo | Energy Queensland | Winter | Coincident | 2023 | POE50 | NA | 2.0255 | QLD Nebo |  |  | FALSE | #N/A | #N/A | #N/A | #N/A | #N/A | #N/A | #N/A | #N/A | #N/A | #N/A
TRUE | QLD | QNEB | Nebo | Energy Queensland | Winter | Non-coincident | 2023 | POE10 | NA | 2.5577 | QLD Nebo |  |  | FALSE | #N/A | #N/A | #N/A | #N/A | #N/A | #N/A | #N/A | #N/A | #N/A | #N/A
TRUE | QLD | QNEB | Nebo | Energy Queensland | Winter | Coincident | 2024 | POE10 | NA | 2.2128 | QLD Nebo |  |  | FALSE | #N/A | #N/A | #N/A | #N/A | #N/A | #N/A | #N/A | #N/A | #N/A | #N/A
TRUE | QLD | QNEB | Nebo | Energy Queensland | Winter | Coincident | 2024 | POE50 | NA | 2.0576 | QLD Nebo |  |  | FALSE | #N/A | #N/A | #N/A | #N/A | #N/A | #N/A | #N/A | #N/A | #N/A | #N/A
TRUE | QLD | QNEB | Nebo | Energy Queensland | Winter | Non-coincident | 2024 | POE10 | NA | 2.5701 | QLD Nebo |  |  | FALSE | #N/A | #N/A | #N/A | #N/A | #N/A | #N/A | #N/A | #N/A | #N/A | #N/A
TRUE | QLD | QNEB | Nebo | Energy Queensland | Winter | Coincident | 2025 | POE10 | NA | 2.2154 | QLD Nebo |  |  | FALSE | #N/A | #N/A | #N/A | #N/A | #N/A | #N/A | #N/A | #N/A | #N/A | #N/A
TRUE | QLD | QNEB | Nebo | Energy Queensland | Winter | Coincident | 2025 | POE50 | NA | 2.0644 | QLD Nebo |  |  | FALSE | #N/A | #N/A | #N/A | #N/A | #N/A | #N/A | #N/A | #N/A | #N/A | #N/A
TRUE | QLD | QNEB | Nebo | Energy Queensland | Winter | Non-coincident | 2025 | POE10 | NA | 2.5811 | QLD Nebo |  |  | FALSE | #N/A | #N/A | #N/A | #N/A | #N/A | #N/A | #N/A | #N/A | #N/A | #N/A
TRUE | QLD | QNEB | Nebo | Energy Queensland | Winter | Coincident | 2026 | POE10 | NA | 2.2243 | QLD Nebo |  |  | FALSE | #N/A | #N/A | #N/A | #N/A | #N/A | #N/A | #N/A | #N/A | #N/A | #N/A
TRUE | QLD | QNEB | Nebo | Energy Queensland | Winter | Coincident | 2026 | POE50 | NA | 2.0766 | QLD Nebo |  |  | FALSE | #N/A | #N/A | #N/A | #N/A | #N/A | #N/A | #N/A | #N/A | #N/A | #N/A
TRUE | QLD | QNEB | Nebo | Energy Queensland | Winter | Non-coincident | 2026 | POE10 | NA | 2.5932 | QLD Nebo |  |  | FALSE | #N/A | #N/A | #N/A | #N/A | #N/A | #N/A | #N/A | #N/A | #N/A | #N/A
TRUE | QLD | QNEB | Nebo | Energy Queensland | Winter | Coincident | 2027 | POE10 | NA | 2.2384 | QLD Nebo |  |  | FALSE | #N/A | #N/A | #N/A | #N/A | #N/A | #N/A | #N/A | #N/A | #N/A | #N/A
TRUE | QLD | QNEB | Nebo | Energy Queensland | Winter | Coincident | 2027 | POE50 | NA | 2.09 | QLD Nebo |  |  | FALSE | #N/A | #N/A | #N/A | #N/A | #N/A | #N/A | #N/A | #N/A | #N/A | #N/A
TRUE | QLD | QNEB | Nebo | Energy Queensland | Winter | Non-coincident | 2027 | POE10 | NA | 2.6122 | QLD Nebo |  |  | FALSE | #N/A | #N/A | #N/A | #N/A | #N/A | #N/A | #N/A | #N/A | #N/A | #N/A
TRUE | QLD | QNEB | Nebo | Energy Queensland | Winter | Coincident | 2028 | POE10 | NA | 2.278 | QLD Nebo |  |  | FALSE | #N/A | #N/A | #N/A | #N/A | #N/A | #N/A | #N/A | #N/A | #N/A | #N/A
TRUE | QLD | QNEB | Nebo | Energy Queensland | Winter | Coincident | 2028 | POE50 | NA | 2.1105 | QLD Nebo |  |  | FALSE | #N/A | #N/A | #N/A | #N/A | #N/A | #N/A | #N/A | #N/A | #N/A | #N/A
TRUE | QLD | QNEB | Nebo | Energy Queensland | Winter | Non-coincident | 2028 | POE10 | NA | 2.6319 | QLD Nebo |  |  | FALSE | #N/A | #N/A | #N/A | #N/A | #N/A | #N/A | #N/A | #N/A | #N/A | #N/A
TRUE | QLD | QNEB | Nebo | Energy Queensland | Winter | Coincident | 2029 | POE10 | NA | 2.2885 | QLD Nebo |  |  | FALSE | #N/A | #N/A | #N/A | #N/A | #N/A | #N/A | #N/A | #N/A | #N/A | #N/A
TRUE | QLD | QNEB | Nebo | Energy Queensland | Winter | Coincident | 2029 | POE50 | NA | 2.1316 | QLD Nebo |  |  | FALSE | #N/A | #N/A | #N/A | #N/A | #N/A | #N/A | #N/A | #N/A | #N/A | #N/A
TRUE | QLD | QNEB | Nebo | Energy Queensland | Winter | Non-coincident | 2029 | POE10 | NA | 2.6583 | QLD Nebo |  |  | FALSE | #N/A | #N/A | #N/A | #N/A | #N/A | #N/A | #N/A | #N/A | #N/A | #N/A
TRUE | QLD | QNLD | Newlands | Energy Queensland | Shoulder | Coincident | 2017 | ACTUAL_OPG | 11.7958 | 16.6638 | QLD Newlands |  |  | FALSE | #N/A | #N/A | #N/A | #N/A | #N/A | #N/A | #N/A | #N/A | #N/A | #N/A
TRUE | QLD | QNLD | Newlands | Energy Queensland | Shoulder | Coincident | 2017 | ACTUAL_RAW | 11.7958 | 16.6638 | QLD Newlands |  |  | FALSE | #N/A | #N/A | #N/A | #N/A | #N/A | #N/A | #N/A | #N/A | #N/A | #N/A
TRUE | QLD | QNLD | Newlands | Energy Queensland | Shoulder | Non-coincident | 2017 | ACTUAL_RAW | 0.64915 | 19.4445 | QLD Newlands |  |  | FALSE | #N/A | #N/A | #N/A | #N/A | #N/A | #N/A | #N/A | #N/A | #N/A | #N/A
TRUE | QLD | QNLD | Newlands | Energy Queensland | Shoulder | Non-coincident | 2017 | ACTUAL_OPG | 0.64915 | 19.4445 | QLD Newlands |  |  | FALSE | #N/A | #N/A | #N/A | #N/A | #N/A | #N/A | #N/A | #N/A | #N/A | #N/A
TRUE | QLD | QNLD | Newlands | Energy Queensland | Shoulder | Non-coincident | 2017 | ACTUAL_ADJUSTEDOPG | 0.64915 | 19.4445 | QLD Newlands |  |  | FALSE | #N/A | #N/A | #N/A | #N/A | #N/A | #N/A | #N/A | #N/A | #N/A | #N/A
TRUE | QLD | QNLD | Newlands | Energy Queensland | Shoulder | Coincident | 2018 | ACTUAL_OPG | 16.3796 | 11.5406 | QLD Newlands |  |  | FALSE | #N/A | #N/A | #N/A | #N/A | #N/A | #N/A | #N/A | #N/A | #N/A | #N/A
TRUE | QLD | QNLD | Newlands | Energy Queensland | Shoulder | Coincident | 2018 | ACTUAL_RAW | 16.3796 | 11.5406 | QLD Newlands |  |  | FALSE | #N/A | #N/A | #N/A | #N/A | #N/A | #N/A | #N/A | #N/A | #N/A | #N/A
TRUE | QLD | QNLD | Newlands | Energy Queensland | Shoulder | Non-coincident | 2018 | ACTUAL_RAW | 3.1547 | 19.1085 | QLD Newlands |  |  | FALSE | #N/A | #N/A | #N/A | #N/A | #N/A | #N/A | #N/A | #N/A | #N/A | #N/A
TRUE | QLD | QNLD | Newlands | Energy Queensland | Shoulder | Non-coincident | 2018 | ACTUAL_OPG | 3.1547 | 19.1085 | QLD Newlands |  |  | FALSE | #N/A | #N/A | #N/A | #N/A | #N/A | #N/A | #N/A | #N/A | #N/A | #N/A
TRUE | QLD | QNLD | Newlands | Energy Queensland | Shoulder | Non-coincident | 2018 | ACTUAL_ADJUSTEDOPG | 3.1547 | 19.1085 | QLD Newlands |  |  | FALSE | #N/A | #N/A | #N/A | #N/A | #N/A | #N/A | #N/A | #N/A | #N/A | #N/A
TRUE | QLD | QNLD | Newlands | Energy Queensland | Shoulder | Coincident | 2019 | ACTUAL_OPG | 13.6147 | 16.8788 | QLD Newlands |  |  | FALSE | #N/A | #N/A | #N/A | #N/A | #N/A | #N/A | #N/A | #N/A | #N/A | #N/A
TRUE | QLD | QNLD | Newlands | Energy Queensland | Shoulder | Coincident | 2019 | ACTUAL_RAW | 13.6147 | 16.8788 | QLD Newlands |  |  | FALSE | #N/A | #N/A | #N/A | #N/A | #N/A | #N/A | #N/A | #N/A | #N/A | #N/A
TRUE | QLD | QNLD | Newlands | Energy Queensland | Shoulder | Non-coincident | 2019 | ACTUAL_RAW | 3.4096 | 22.4124 | QLD Newlands |  |  | FALSE | #N/A | #N/A | #N/A | #N/A | #N/A | #N/A | #N/A | #N/A | #N/A | #N/A
TRUE | QLD | QNLD | Newlands | Energy Queensland | Shoulder | Non-coincident | 2019 | ACTUAL_OPG | 3.4096 | 22.4124 | QLD Newlands |  |  | FALSE | #N/A | #N/A | #N/A | #N/A | #N/A | #N/A | #N/A | #N/A | #N/A | #N/A
TRUE | QLD | QNLD | Newlands | Energy Queensland | Shoulder | Non-coincident | 2019 | ACTUAL_ADJUSTEDOPG | 3.4096 | 22.4124 | QLD Newlands |  |  | FALSE | #N/A | #N/A | #N/A | #N/A | #N/A | #N/A | #N/A | #N/A | #N/A | #N/A
TRUE | QLD | QNLD | Newlands | Energy Queensland | Shoulder | Non-coincident | 2019 | BASEYEARPOE90 | 10.8203 | NA | QLD Newlands |  |  | FALSE | #N/A | #N/A | #N/A | #N/A | #N/A | #N/A | #N/A | #N/A | #N/A | #N/A
TRUE | QLD | QNLD | Newlands | Energy Queensland | Shoulder | Non-coincident | 2019 | BASEYEARPOE50 | 10.8736 | 18.3582 | QLD Newlands |  |  | FALSE | #N/A | #N/A | #N/A | #N/A | #N/A | #N/A | #N/A | #N/A | #N/A | #N/A
TRUE | QLD | QNLD | Newlands | Energy Queensland | Shoulder | Coincident | 2020 | ACTUAL_OPG | 13.9569 | 18.0339 | QLD Newlands |  |  | FALSE | #N/A | #N/A | #N/A | #N/A | #N/A | #N/A | #N/A | #N/A | #N/A | #N/A
TRUE | QLD | QNLD | Newlands | Energy Queensland | Shoulder | Coincident | 2020 | ACTUAL_RAW | 13.9569 | 18.0339 | QLD Newlands |  |  | FALSE | #N/A | #N/A | #N/A | #N/A | #N/A | #N/A | #N/A | #N/A | #N/A | #N/A
TRUE | QLD | QNLD | Newlands | Energy Queensland | Shoulder | Non-coincident | 2020 | ACTUAL_RAW | 0.53519 | 19.9214 | QLD Newlands |  |  | FALSE | #N/A | #N/A | #N/A | #N/A | #N/A | #N/A | #N/A | #N/A | #N/A | #N/A
TRUE | QLD | QNLD | Newlands | Energy Queensland | Shoulder | Non-coincident | 2020 | ACTUAL_OPG | 0.53519 | 19.9214 | QLD Newlands |  |  | FALSE | #N/A | #N/A | #N/A | #N/A | #N/A | #N/A | #N/A | #N/A | #N/A | #N/A
TRUE | QLD | QNLD | Newlands | Energy Queensland | Shoulder | Non-coincident | 2020 | ACTUAL_ADJUSTEDOPG | 0.53519 | 19.9214 | QLD Newlands |  |  | FALSE | #N/A | #N/A | #N/A | #N/A | #N/A | #N/A | #N/A | #N/A | #N/A | #N/A
TRUE | QLD | QNLD | Newlands | Energy Queensland | Shoulder | Coincident_unreconciled | 2021 | POE90 | 13.98 | NA | QLD Newlands |  |  | FALSE | #N/A | #N/A | #N/A | #N/A | #N/A | #N/A | #N/A | #N/A | #N/A | #N/A
TRUE | QLD | QNLD | Newlands | Energy Queensland | Shoulder | Coincident_unreconciled | 2021 | POE50 | 15 | NA | QLD Newlands |  |  | FALSE | #N/A | #N/A | #N/A | #N/A | #N/A | #N/A | #N/A | #N/A | #N/A | #N/A
TRUE | QLD | QNLD | Newlands | Energy Queensland | Shoulder | Non-coincident | 2021 | POE50 | 1.7813 | 20.3617 | QLD Newlands |  |  | FALSE | #N/A | #N/A | #N/A | #N/A | #N/A | #N/A | #N/A | #N/A | #N/A | #N/A
TRUE | QLD | QNLD | Newlands | Energy Queensland | Shoulder | Non-coincident | 2021 | POE90 | 0.99528 | NA | QLD Newlands |  |  | FALSE | #N/A | #N/A | #N/A | #N/A | #N/A | #N/A | #N/A | #N/A | #N/A | #N/A
TRUE | QLD | QNLD | Newlands | Energy Queensland | Shoulder | Coincident_unreconciled | 2022 | POE90 | 14.0065 | NA | QLD Newlands |  |  | FALSE | #N/A | #N/A | #N/A | #N/A | #N/A | #N/A | #N/A | #N/A | #N/A | #N/A
TRUE | QLD | QNLD | Newlands | Energy Queensland | Shoulder | Coincident_unreconciled | 2022 | POE50 | 15.0292 | NA | QLD Newlands |  |  | FALSE | #N/A | #N/A | #N/A | #N/A | #N/A | #N/A | #N/A | #N/A | #N/A | #N/A
TRUE | QLD | QNLD | Newlands | Energy Queensland | Shoulder | Non-coincident | 2022 | POE50 | 1.7822 | 20.3635 | QLD Newlands |  |  | FALSE | #N/A | #N/A | #N/A | #N/A | #N/A | #N/A | #N/A | #N/A | #N/A | #N/A
TRUE | QLD | QNLD | Newlands | Energy Queensland | Shoulder | Non-coincident | 2022 | POE90 | 0.99614 | NA | QLD Newlands |  |  | FALSE | #N/A | #N/A | #N/A | #N/A | #N/A | #N/A | #N/A | #N/A | #N/A | #N/A
TRUE | QLD | QNLD | Newlands | Energy Queensland | Shoulder | Coincident_unreconciled | 2023 | POE90 | 14.1117 | NA | QLD Newlands |  |  | FALSE | #N/A | #N/A | #N/A | #N/A | #N/A | #N/A | #N/A | #N/A | #N/A | #N/A
TRUE | QLD | QNLD | Newlands | Energy Queensland | Shoulder | Coincident_unreconciled | 2023 | POE50 | 15.1448 | NA | QLD Newlands |  |  | FALSE | #N/A | #N/A | #N/A | #N/A | #N/A | #N/A | #N/A | #N/A | #N/A | #N/A
TRUE | QLD | QNLD | Newlands | Energy Queensland | Shoulder | Non-coincident | 2023 | POE50 | 1.7859 | 20.3706 | QLD Newlands |  |  | FALSE | #N/A | #N/A | #N/A | #N/A | #N/A | #N/A | #N/A | #N/A | #N/A | #N/A
TRUE | QLD | QNLD | Newlands | Energy Queensland | Shoulder | Non-coincident | 2023 | POE90 | 0.99958 | NA | QLD Newlands |  |  | FALSE | #N/A | #N/A | #N/A | #N/A | #N/A | #N/A | #N/A | #N/A | #N/A | #N/A
TRUE | QLD | QNLD | Newlands | Energy Queensland | Shoulder | Coincident_unreconciled | 2024 | POE90 | 14.2219 | NA | QLD Newlands |  |  | FALSE | #N/A | #N/A | #N/A | #N/A | #N/A | #N/A | #N/A | #N/A | #N/A | #N/A
TRUE | QLD | QNLD | Newlands | Energy Queensland | Shoulder | Coincident_unreconciled | 2024 | POE50 | 15.266 | NA | QLD Newlands |  |  | FALSE | #N/A | #N/A | #N/A | #N/A | #N/A | #N/A | #N/A | #N/A | #N/A | #N/A
TRUE | QLD | QNLD | Newlands | Energy Queensland | Shoulder | Non-coincident | 2024 | POE50 | 1.7897 | 20.378 | QLD Newlands |  |  | FALSE | #N/A | #N/A | #N/A | #N/A | #N/A | #N/A | #N/A | #N/A | #N/A | #N/A
TRUE | QLD | QNLD | Newlands | Energy Queensland | Shoulder | Non-coincident | 2024 | POE90 | 1.0032 | NA | QLD Newlands |  |  | FALSE | #N/A | #N/A | #N/A | #N/A | #N/A | #N/A | #N/A | #N/A | #N/A | #N/A
TRUE | QLD | QNLD | Newlands | Energy Queensland | Shoulder | Coincident_unreconciled | 2025 | POE90 | 14.325 | NA | QLD Newlands |  |  | FALSE | #N/A | #N/A | #N/A | #N/A | #N/A | #N/A | #N/A | #N/A | #N/A | #N/A
TRUE | QLD | QNLD | Newlands | Energy Queensland | Shoulder | Coincident_unreconciled | 2025 | POE50 | 15.3793 | NA | QLD Newlands |  |  | FALSE | #N/A | #N/A | #N/A | #N/A | #N/A | #N/A | #N/A | #N/A | #N/A | #N/A
TRUE | QLD | QNLD | Newlands | Energy Queensland | Shoulder | Non-coincident | 2025 | POE50 | 1.7933 | 20.3849 | QLD Newlands |  |  | FALSE | #N/A | #N/A | #N/A | #N/A | #N/A | #N/A | #N/A | #N/A | #N/A | #N/A
TRUE | QLD | QNLD | Newlands | Energy Queensland | Shoulder | Non-coincident | 2025 | POE90 | 1.0065 | NA | QLD Newlands |  |  | FALSE | #N/A | #N/A | #N/A | #N/A | #N/A | #N/A | #N/A | #N/A | #N/A | #N/A
TRUE | QLD | QNLD | Newlands | Energy Queensland | Shoulder | Coincident_unreconciled | 2026 | POE90 | 14.4301 | NA | QLD Newlands |  |  | FALSE | #N/A | #N/A | #N/A | #N/A | #N/A | #N/A | #N/A | #N/A | #N/A | #N/A
TRUE | QLD | QNLD | Newlands | Energy Queensland | Shoulder | Coincident_unreconciled | 2026 | POE50 | 15.4949 | NA | QLD Newlands |  |  | FALSE | #N/A | #N/A | #N/A | #N/A | #N/A | #N/A | #N/A | #N/A | #N/A | #N/A
TRUE | QLD | QNLD | Newlands | Energy Queensland | Shoulder | Non-coincident | 2026 | POE50 | 1.7969 | 20.392 | QLD Newlands |  |  | FALSE | #N/A | #N/A | #N/A | #N/A | #N/A | #N/A | #N/A | #N/A | #N/A | #N/A
TRUE | QLD | QNLD | Newlands | Energy Queensland | Shoulder | Non-coincident | 2026 | POE90 | 1.01 | NA | QLD Newlands |  |  | FALSE | #N/A | #N/A | #N/A | #N/A | #N/A | #N/A | #N/A | #N/A | #N/A | #N/A
TRUE | QLD | QNLD | Newlands | Energy Queensland | Shoulder | Coincident_unreconciled | 2027 | POE90 | 14.5618 | NA | QLD Newlands |  |  | FALSE | #N/A | #N/A | #N/A | #N/A | #N/A | #N/A | #N/A | #N/A | #N/A | #N/A
TRUE | QLD | QNLD | Newlands | Energy Queensland | Shoulder | Coincident_unreconciled | 2027 | POE50 | 15.6397 | NA | QLD Newlands |  |  | FALSE | #N/A | #N/A | #N/A | #N/A | #N/A | #N/A | #N/A | #N/A | #N/A | #N/A
TRUE | QLD | QNLD | Newlands | Energy Queensland | Shoulder | Non-coincident | 2027 | POE50 | 1.8015 | 20.4009 | QLD Newlands |  |  | FALSE | #N/A | #N/A | #N/A | #N/A | #N/A | #N/A | #N/A | #N/A | #N/A | #N/A
TRUE | QLD | QNLD | Newlands | Energy Queensland | Shoulder | Non-coincident | 2027 | POE90 | 1.0143 | NA | QLD Newlands |  |  | FALSE | #N/A | #N/A | #N/A | #N/A | #N/A | #N/A | #N/A | #N/A | #N/A | #N/A
TRUE | QLD | QNLD | Newlands | Energy Queensland | Shoulder | Coincident_unreconciled | 2028 | POE90 | 14.7231 | NA | QLD Newlands |  |  | FALSE | #N/A | #N/A | #N/A | #N/A | #N/A | #N/A | #N/A | #N/A | #N/A | #N/A
TRUE | QLD | QNLD | Newlands | Energy Queensland | Shoulder | Coincident_unreconciled | 2028 | POE50 | 15.817 | NA | QLD Newlands |  |  | FALSE | #N/A | #N/A | #N/A | #N/A | #N/A | #N/A | #N/A | #N/A | #N/A | #N/A
TRUE | QLD | QNLD | Newlands | Energy Queensland | Shoulder | Non-coincident | 2028 | POE50 | 1.807 | 20.4117 | QLD Newlands |  |  | FALSE | #N/A | #N/A | #N/A | #N/A | #N/A | #N/A | #N/A | #N/A | #N/A | #N/A
TRUE | QLD | QNLD | Newlands | Energy Queensland | Shoulder | Non-coincident | 2028 | POE90 | 1.0195 | NA | QLD Newlands |  |  | FALSE | #N/A | #N/A | #N/A | #N/A | #N/A | #N/A | #N/A | #N/A | #N/A | #N/A
TRUE | QLD | QNLD | Newlands | Energy Queensland | Shoulder | Coincident_unreconciled | 2029 | POE90 | 14.8803 | NA | QLD Newlands |  |  | FALSE | #N/A | #N/A | #N/A | #N/A | #N/A | #N/A | #N/A | #N/A | #N/A | #N/A
TRUE | QLD | QNLD | Newlands | Energy Queensland | Shoulder | Coincident_unreconciled | 2029 | POE50 | 15.9898 | NA | QLD Newlands |  |  | FALSE | #N/A | #N/A | #N/A | #N/A | #N/A | #N/A | #N/A | #N/A | #N/A | #N/A
TRUE | QLD | QNLD | Newlands | Energy Queensland | Shoulder | Non-coincident | 2029 | POE50 | 1.8125 | 20.4223 | QLD Newlands |  |  | FALSE | #N/A | #N/A | #N/A | #N/A | #N/A | #N/A | #N/A | #N/A | #N/A | #N/A
TRUE | QLD | QNLD | Newlands | Energy Queensland | Shoulder | Non-coincident | 2029 | POE90 | 1.0247 | NA | QLD Newlands |  |  | FALSE | #N/A | #N/A | #N/A | #N/A | #N/A | #N/A | #N/A | #N/A | #N/A | #N/A
TRUE | QLD | QNLD | Newlands | Energy Queensland | Shoulder | Coincident_unreconciled | 2030 | POE90 | 15.0273 | NA | QLD Newlands |  |  | FALSE | #N/A | #N/A | #N/A | #N/A | #N/A | #N/A | #N/A | #N/A | #N/A | #N/A
TRUE | QLD | QNLD | Newlands | Energy Queensland | Shoulder | Coincident_unreconciled | 2030 | POE50 | 16.1514 | NA | QLD Newlands |  |  | FALSE | #N/A | #N/A | #N/A | #N/A | #N/A | #N/A | #N/A | #N/A | #N/A | #N/A
TRUE | QLD | QNLD | Newlands | Energy Queensland | Shoulder | Non-coincident | 2030 | POE50 | 1.8176 | 20.4322 | QLD Newlands |  |  | FALSE | #N/A | #N/A | #N/A | #N/A | #N/A | #N/A | #N/A | #N/A | #N/A | #N/A
TRUE | QLD | QNLD | Newlands | Energy Queensland | Shoulder | Non-coincident | 2030 | POE90 | 1.0295 | NA | QLD Newlands |  |  | FALSE | #N/A | #N/A | #N/A | #N/A | #N/A | #N/A | #N/A | #N/A | #N/A | #N/A
TRUE | QLD | QNLD | Newlands | Energy Queensland | Summer | Coincident | 2017 | ACTUAL_OPG | 3.131 | 10.8466 | QLD Newlands |  |  | FALSE | #N/A | #N/A | #N/A | #N/A | #N/A | #N/A | #N/A | #N/A | #N/A | #N/A
TRUE | QLD | QNLD | Newlands | Energy Queensland | Summer | Coincident | 2017 | ACTUAL_RAW | 3.131 | 10.8466 | QLD Newlands |  |  | FALSE | #N/A | #N/A | #N/A | #N/A | #N/A | #N/A | #N/A | #N/A | #N/A | #N/A
TRUE | QLD | QNLD | Newlands | Energy Queensland | Summer | Non-coincident | 2017 | ACTUAL_RAW | 0.88369 | 20.2296 | QLD Newlands |  |  | FALSE | #N/A | #N/A | #N/A | #N/A | #N/A | #N/A | #N/A | #N/A | #N/A | #N/A
TRUE | QLD | QNLD | Newlands | Energy Queensland | Summer | Non-coincident | 2017 | ACTUAL_OPG | 0.88369 | 20.2296 | QLD Newlands |  |  | FALSE | #N/A | #N/A | #N/A | #N/A | #N/A | #N/A | #N/A | #N/A | #N/A | #N/A
TRUE | QLD | QNLD | Newlands | Energy Queensland | Summer | Non-coincident | 2017 | ACTUAL_ADJUSTEDOPG | 0.88369 | 20.2296 | QLD Newlands |  |  | FALSE | #N/A | #N/A | #N/A | #N/A | #N/A | #N/A | #N/A | #N/A | #N/A | #N/A
TRUE | QLD | QNLD | Newlands | Energy Queensland | Summer | Coincident | 2018 | ACTUAL_OPG | 8.5312 | 8.5173 | QLD Newlands |  |  | FALSE | #N/A | #N/A | #N/A | #N/A | #N/A | #N/A | #N/A | #N/A | #N/A | #N/A
TRUE | QLD | QNLD | Newlands | Energy Queensland | Summer | Coincident | 2018 | ACTUAL_RAW | 8.5312 | 8.5173 | QLD Newlands |  |  | FALSE | #N/A | #N/A | #N/A | #N/A | #N/A | #N/A | #N/A | #N/A | #N/A | #N/A
TRUE | QLD | QNLD | Newlands | Energy Queensland | Summer | Non-coincident | 2018 | ACTUAL_RAW | 0.79143 | 20.3209 | QLD Newlands |  |  | FALSE | #N/A | #N/A | #N/A | #N/A | #N/A | #N/A | #N/A | #N/A | #N/A | #N/A
TRUE | QLD | QNLD | Newlands | Energy Queensland | Summer | Non-coincident | 2018 | ACTUAL_OPG | 0.79143 | 20.3209 | QLD Newlands |  |  | FALSE | #N/A | #N/A | #N/A | #N/A | #N/A | #N/A | #N/A | #N/A | #N/A | #N/A
TRUE | QLD | QNLD | Newlands | Energy Queensland | Summer | Non-coincident | 2018 | ACTUAL_ADJUSTEDOPG | 0.79143 | 20.3209 | QLD Newlands |  |  | FALSE | #N/A | #N/A | #N/A | #N/A | #N/A | #N/A | #N/A | #N/A | #N/A | #N/A
TRUE | QLD | QNLD | Newlands | Energy Queensland | Summer | Coincident | 2019 | ACTUAL_OPG | 1.8414 | 14.2036 | QLD Newlands |  |  | FALSE | #N/A | #N/A | #N/A | #N/A | #N/A | #N/A | #N/A | #N/A | #N/A | #N/A
TRUE | QLD | QNLD | Newlands | Energy Queensland | Summer | Coincident | 2019 | ACTUAL_RAW | 1.8414 | 14.2036 | QLD Newlands |  |  | FALSE | #N/A | #N/A | #N/A | #N/A | #N/A | #N/A | #N/A | #N/A | #N/A | #N/A
TRUE | QLD | QNLD | Newlands | Energy Queensland | Summer | Non-coincident | 2019 | ACTUAL_RAW | 1.7318 | 23.4465 | QLD Newlands |  |  | FALSE | #N/A | #N/A | #N/A | #N/A | #N/A | #N/A | #N/A | #N/A | #N/A | #N/A
TRUE | QLD | QNLD | Newlands | Energy Queensland | Summer | Non-coincident | 2019 | ACTUAL_OPG | 1.7318 | 23.4465 | QLD Newlands |  |  | FALSE | #N/A | #N/A | #N/A | #N/A | #N/A | #N/A | #N/A | #N/A | #N/A | #N/A
TRUE | QLD | QNLD | Newlands | Energy Queensland | Summer | Non-coincident | 2019 | ACTUAL_ADJUSTEDOPG | 1.7318 | 23.4465 | QLD Newlands |  |  | FALSE | #N/A | #N/A | #N/A | #N/A | #N/A | #N/A | #N/A | #N/A | #N/A | #N/A
TRUE | QLD | QNLD | Newlands | Energy Queensland | Summer | Non-coincident | 2019 | BASEYEARPOE90 | 10.2978 | NA | QLD Newlands |  |  | FALSE | #N/A | #N/A | #N/A | #N/A | #N/A | #N/A | #N/A | #N/A | #N/A | #N/A
TRUE | QLD | QNLD | Newlands | Energy Queensland | Summer | Non-coincident | 2019 | BASEYEARPOE50 | 10.3628 | 19.5359 | QLD Newlands |  |  | FALSE | #N/A | #N/A | #N/A | #N/A | #N/A | #N/A | #N/A | #N/A | #N/A | #N/A
TRUE | QLD | QNLD | Newlands | Energy Queensland | Summer | Coincident | 2020 | ACTUAL_OPG | 16.0439 | 16.0296 | QLD Newlands |  |  | FALSE | #N/A | #N/A | #N/A | #N/A | #N/A | #N/A | #N/A | #N/A | #N/A | #N/A
TRUE | QLD | QNLD | Newlands | Energy Queensland | Summer | Coincident | 2020 | ACTUAL_RAW | 16.0439 | 16.0296 | QLD Newlands |  |  | FALSE | #N/A | #N/A | #N/A | #N/A | #N/A | #N/A | #N/A | #N/A | #N/A | #N/A
TRUE | QLD | QNLD | Newlands | Energy Queensland | Summer | Non-coincident | 2020 | ACTUAL_RAW | 2.0904 | 26.3557 | QLD Newlands |  |  | FALSE | #N/A | #N/A | #N/A | #N/A | #N/A | #N/A | #N/A | #N/A | #N/A | #N/A
TRUE | QLD | QNLD | Newlands | Energy Queensland | Summer | Non-coincident | 2020 | ACTUAL_OPG | 2.0904 | 26.3557 | QLD Newlands |  |  | FALSE | #N/A | #N/A | #N/A | #N/A | #N/A | #N/A | #N/A | #N/A | #N/A | #N/A
TRUE | QLD | QNLD | Newlands | Energy Queensland | Summer | Non-coincident | 2020 | ACTUAL_ADJUSTEDOPG | 2.0904 | 26.3557 | QLD Newlands |  |  | FALSE | #N/A | #N/A | #N/A | #N/A | #N/A | #N/A | #N/A | #N/A | #N/A | #N/A
TRUE | QLD | QNLD | Newlands | Energy Queensland | Summer | Coincident_unreconciled | 2021 | POE50 | 20.8469 | NA | QLD Newlands |  |  | FALSE | #N/A | #N/A | #N/A | #N/A | #N/A | #N/A | #N/A | #N/A | #N/A | #N/A
TRUE | QLD | QNLD | Newlands | Energy Queensland | Summer | Coincident_unreconciled | 2021 | POE90 | 13.1868 | NA | QLD Newlands |  |  | FALSE | #N/A | #N/A | #N/A | #N/A | #N/A | #N/A | #N/A | #N/A | #N/A | #N/A
TRUE | QLD | QNLD | Newlands | Energy Queensland | Summer | Non-coincident | 2021 | POE50 | 1.3486 | 22.1952 | QLD Newlands |  |  | FALSE | #N/A | #N/A | #N/A | #N/A | #N/A | #N/A | #N/A | #N/A | #N/A | #N/A
TRUE | QLD | QNLD | Newlands | Energy Queensland | Summer | Non-coincident | 2021 | POE90 | 0.61842 | NA | QLD Newlands |  |  | FALSE | #N/A | #N/A | #N/A | #N/A | #N/A | #N/A | #N/A | #N/A | #N/A | #N/A
TRUE | QLD | QNLD | Newlands | Energy Queensland | Summer | Coincident_unreconciled | 2022 | POE50 | 20.8664 | NA | QLD Newlands |  |  | FALSE | #N/A | #N/A | #N/A | #N/A | #N/A | #N/A | #N/A | #N/A | #N/A | #N/A
TRUE | QLD | QNLD | Newlands | Energy Queensland | Summer | Coincident_unreconciled | 2022 | POE90 | 13.2042 | NA | QLD Newlands |  |  | FALSE | #N/A | #N/A | #N/A | #N/A | #N/A | #N/A | #N/A | #N/A | #N/A | #N/A
TRUE | QLD | QNLD | Newlands | Energy Queensland | Summer | Non-coincident | 2022 | POE50 | 1.3499 | 22.1973 | QLD Newlands |  |  | FALSE | #N/A | #N/A | #N/A | #N/A | #N/A | #N/A | #N/A | #N/A | #N/A | #N/A
TRUE | QLD | QNLD | Newlands | Energy Queensland | Summer | Non-coincident | 2022 | POE90 | 0.61924 | NA | QLD Newlands |  |  | FALSE | #N/A | #N/A | #N/A | #N/A | #N/A | #N/A | #N/A | #N/A | #N/A | #N/A
TRUE | QLD | QNLD | Newlands | Energy Queensland | Summer | Coincident_unreconciled | 2023 | POE50 | 20.9435 | NA | QLD Newlands |  |  | FALSE | #N/A | #N/A | #N/A | #N/A | #N/A | #N/A | #N/A | #N/A | #N/A | #N/A
TRUE | QLD | QNLD | Newlands | Energy Queensland | Summer | Coincident_unreconciled | 2023 | POE90 | 13.2732 | NA | QLD Newlands |  |  | FALSE | #N/A | #N/A | #N/A | #N/A | #N/A | #N/A | #N/A | #N/A | #N/A | #N/A
TRUE | QLD | QNLD | Newlands | Energy Queensland | Summer | Non-coincident | 2023 | POE50 | 1.3549 | 22.2055 | QLD Newlands |  |  | FALSE | #N/A | #N/A | #N/A | #N/A | #N/A | #N/A | #N/A | #N/A | #N/A | #N/A
TRUE | QLD | QNLD | Newlands | Energy Queensland | Summer | Non-coincident | 2023 | POE90 | 0.62247 | NA | QLD Newlands |  |  | FALSE | #N/A | #N/A | #N/A | #N/A | #N/A | #N/A | #N/A | #N/A | #N/A | #N/A
TRUE | QLD | QNLD | Newlands | Energy Queensland | Summer | Coincident_unreconciled | 2024 | POE50 | 21.0245 | NA | QLD Newlands |  |  | FALSE | #N/A | #N/A | #N/A | #N/A | #N/A | #N/A | #N/A | #N/A | #N/A | #N/A
TRUE | QLD | QNLD | Newlands | Energy Queensland | Summer | Coincident_unreconciled | 2024 | POE90 | 13.3454 | NA | QLD Newlands |  |  | FALSE | #N/A | #N/A | #N/A | #N/A | #N/A | #N/A | #N/A | #N/A | #N/A | #N/A
TRUE | QLD | QNLD | Newlands | Energy Queensland | Summer | Non-coincident | 2024 | POE50 | 1.3601 | 22.2142 | QLD Newlands |  |  | FALSE | #N/A | #N/A | #N/A | #N/A | #N/A | #N/A | #N/A | #N/A | #N/A | #N/A
TRUE | QLD | QNLD | Newlands | Energy Queensland | Summer | Non-coincident | 2024 | POE90 | 0.62585 | NA | QLD Newlands |  |  | FALSE | #N/A | #N/A | #N/A | #N/A | #N/A | #N/A | #N/A | #N/A | #N/A | #N/A
TRUE | QLD | QNLD | Newlands | Energy Queensland | Summer | Coincident_unreconciled | 2025 | POE50 | 21.1001 | NA | QLD Newlands |  |  | FALSE | #N/A | #N/A | #N/A | #N/A | #N/A | #N/A | #N/A | #N/A | #N/A | #N/A
TRUE | QLD | QNLD | Newlands | Energy Queensland | Summer | Coincident_unreconciled | 2025 | POE90 | 13.413 | NA | QLD Newlands |  |  | FALSE | #N/A | #N/A | #N/A | #N/A | #N/A | #N/A | #N/A | #N/A | #N/A | #N/A
TRUE | QLD | QNLD | Newlands | Energy Queensland | Summer | Non-coincident | 2025 | POE50 | 1.365 | 22.2223 | QLD Newlands |  |  | FALSE | #N/A | #N/A | #N/A | #N/A | #N/A | #N/A | #N/A | #N/A | #N/A | #N/A
TRUE | QLD | QNLD | Newlands | Energy Queensland | Summer | Non-coincident | 2025 | POE90 | 0.62902 | NA | QLD Newlands |  |  | FALSE | #N/A | #N/A | #N/A | #N/A | #N/A | #N/A | #N/A | #N/A | #N/A | #N/A
TRUE | QLD | QNLD | Newlands | Energy Queensland | Summer | Coincident_unreconciled | 2026 | POE50 | 21.1773 | NA | QLD Newlands |  |  | FALSE | #N/A | #N/A | #N/A | #N/A | #N/A | #N/A | #N/A | #N/A | #N/A | #N/A
TRUE | QLD | QNLD | Newlands | Energy Queensland | Summer | Coincident_unreconciled | 2026 | POE90 | 13.4819 | NA | QLD Newlands |  |  | FALSE | #N/A | #N/A | #N/A | #N/A | #N/A | #N/A | #N/A | #N/A | #N/A | #N/A
TRUE | QLD | QNLD | Newlands | Energy Queensland | Summer | Non-coincident | 2026 | POE50 | 1.37 | 22.2306 | QLD Newlands |  |  | FALSE | #N/A | #N/A | #N/A | #N/A | #N/A | #N/A | #N/A | #N/A | #N/A | #N/A
TRUE | QLD | QNLD | Newlands | Energy Queensland | Summer | Non-coincident | 2026 | POE90 | 0.63225 | NA | QLD Newlands |  |  | FALSE | #N/A | #N/A | #N/A | #N/A | #N/A | #N/A | #N/A | #N/A | #N/A | #N/A
TRUE | QLD | QNLD | Newlands | Energy Queensland | Summer | Coincident_unreconciled | 2027 | POE50 | 21.2739 | NA | QLD Newlands |  |  | FALSE | #N/A | #N/A | #N/A | #N/A | #N/A | #N/A | #N/A | #N/A | #N/A | #N/A
TRUE | QLD | QNLD | Newlands | Energy Queensland | Summer | Coincident_unreconciled | 2027 | POE90 | 13.5683 | NA | QLD Newlands |  |  | FALSE | #N/A | #N/A | #N/A | #N/A | #N/A | #N/A | #N/A | #N/A | #N/A | #N/A
TRUE | QLD | QNLD | Newlands | Energy Queensland | Summer | Non-coincident | 2027 | POE50 | 1.3762 | 22.241 | QLD Newlands |  |  | FALSE | #N/A | #N/A | #N/A | #N/A | #N/A | #N/A | #N/A | #N/A | #N/A | #N/A
TRUE | QLD | QNLD | Newlands | Energy Queensland | Summer | Non-coincident | 2027 | POE90 | 0.6363 | NA | QLD Newlands |  |  | FALSE | #N/A | #N/A | #N/A | #N/A | #N/A | #N/A | #N/A | #N/A | #N/A | #N/A
TRUE | QLD | QNLD | Newlands | Energy Queensland | Summer | Coincident_unreconciled | 2028 | POE50 | 21.3923 | NA | QLD Newlands |  |  | FALSE | #N/A | #N/A | #N/A | #N/A | #N/A | #N/A | #N/A | #N/A | #N/A | #N/A
TRUE | QLD | QNLD | Newlands | Energy Queensland | Summer | Coincident_unreconciled | 2028 | POE90 | 13.674 | NA | QLD Newlands |  |  | FALSE | #N/A | #N/A | #N/A | #N/A | #N/A | #N/A | #N/A | #N/A | #N/A | #N/A
TRUE | QLD | QNLD | Newlands | Energy Queensland | Summer | Non-coincident | 2028 | POE50 | 1.3839 | 22.2537 | QLD Newlands |  |  | FALSE | #N/A | #N/A | #N/A | #N/A | #N/A | #N/A | #N/A | #N/A | #N/A | #N/A
TRUE | QLD | QNLD | Newlands | Energy Queensland | Summer | Non-coincident | 2028 | POE90 | 0.64126 | NA | QLD Newlands |  |  | FALSE | #N/A | #N/A | #N/A | #N/A | #N/A | #N/A | #N/A | #N/A | #N/A | #N/A
TRUE | QLD | QNLD | Newlands | Energy Queensland | Summer | Coincident_unreconciled | 2029 | POE50 | 21.5077 | NA | QLD Newlands |  |  | FALSE | #N/A | #N/A | #N/A | #N/A | #N/A | #N/A | #N/A | #N/A | #N/A | #N/A
TRUE | QLD | QNLD | Newlands | Energy Queensland | Summer | Coincident_unreconciled | 2029 | POE90 | 13.777 | NA | QLD Newlands |  |  | FALSE | #N/A | #N/A | #N/A | #N/A | #N/A | #N/A | #N/A | #N/A | #N/A | #N/A
TRUE | QLD | QNLD | Newlands | Energy Queensland | Summer | Non-coincident | 2029 | POE50 | 1.3914 | 22.2661 | QLD Newlands |  |  | FALSE | #N/A | #N/A | #N/A | #N/A | #N/A | #N/A | #N/A | #N/A | #N/A | #N/A
TRUE | QLD | QNLD | Newlands | Energy Queensland | Summer | Non-coincident | 2029 | POE90 | 0.64609 | NA | QLD Newlands |  |  | FALSE | #N/A | #N/A | #N/A | #N/A | #N/A | #N/A | #N/A | #N/A | #N/A | #N/A
TRUE | QLD | QNLD | Newlands | Energy Queensland | Summer | Coincident_unreconciled | 2030 | POE50 | 21.6156 | NA | QLD Newlands |  |  | FALSE | #N/A | #N/A | #N/A | #N/A | #N/A | #N/A | #N/A | #N/A | #N/A | #N/A
TRUE | QLD | QNLD | Newlands | Energy Queensland | Summer | Coincident_unreconciled | 2030 | POE90 | 13.8734 | NA | QLD Newlands |  |  | FALSE | #N/A | #N/A | #N/A | #N/A | #N/A | #N/A | #N/A | #N/A | #N/A | #N/A
TRUE | QLD | QNLD | Newlands | Energy Queensland | Summer | Non-coincident | 2030 | POE50 | 1.3983 | 22.2777 | QLD Newlands |  |  | FALSE | #N/A | #N/A | #N/A | #N/A | #N/A | #N/A | #N/A | #N/A | #N/A | #N/A
TRUE | QLD | QNLD | Newlands | Energy Queensland | Summer | Non-coincident | 2030 | POE90 | 0.65061 | NA | QLD Newlands |  |  | FALSE | #N/A | #N/A | #N/A | #N/A | #N/A | #N/A | #N/A | #N/A | #N/A | #N/A
TRUE | QLD | QNLD | Newlands | Energy Queensland | Winter | Coincident | 2016 | ACTUAL_OPG | 15.9189 | 10.7105 | QLD Newlands |  |  | FALSE | #N/A | #N/A | #N/A | #N/A | #N/A | #N/A | #N/A | #N/A | #N/A | #N/A
TRUE | QLD | QNLD | Newlands | Energy Queensland | Winter | Coincident | 2016 | ACTUAL_RAW | 15.9189 | 10.7105 | QLD Newlands |  |  | FALSE | #N/A | #N/A | #N/A | #N/A | #N/A | #N/A | #N/A | #N/A | #N/A | #N/A
TRUE | QLD | QNLD | Newlands | Energy Queensland | Winter | Non-coincident | 2016 | ACTUAL_RAW | 2.2673 | 22.2322 | QLD Newlands |  |  | FALSE | #N/A | #N/A | #N/A | #N/A | #N/A | #N/A | #N/A | #N/A | #N/A | #N/A
TRUE | QLD | QNLD | Newlands | Energy Queensland | Winter | Non-coincident | 2016 | ACTUAL_OPG | 2.2673 | 22.2322 | QLD Newlands |  |  | FALSE | #N/A | #N/A | #N/A | #N/A | #N/A | #N/A | #N/A | #N/A | #N/A | #N/A
TRUE | QLD | QNLD | Newlands | Energy Queensland | Winter | Non-coincident | 2016 | ACTUAL_ADJUSTEDOPG | 2.2673 | 22.2322 | QLD Newlands |  |  | FALSE | #N/A | #N/A | #N/A | #N/A | #N/A | #N/A | #N/A | #N/A | #N/A | #N/A
TRUE | QLD | QNLD | Newlands | Energy Queensland | Winter | Coincident | 2017 | ACTUAL_OPG | 14.8634 | 12.9854 | QLD Newlands |  |  | FALSE | #N/A | #N/A | #N/A | #N/A | #N/A | #N/A | #N/A | #N/A | #N/A | #N/A
TRUE | QLD | QNLD | Newlands | Energy Queensland | Winter | Coincident | 2017 | ACTUAL_RAW | 14.8634 | 12.9854 | QLD Newlands |  |  | FALSE | #N/A | #N/A | #N/A | #N/A | #N/A | #N/A | #N/A | #N/A | #N/A | #N/A
TRUE | QLD | QNLD | Newlands | Energy Queensland | Winter | Non-coincident | 2017 | ACTUAL_RAW | 2.7599 | 20.1386 | QLD Newlands |  |  | FALSE | #N/A | #N/A | #N/A | #N/A | #N/A | #N/A | #N/A | #N/A | #N/A | #N/A
TRUE | QLD | QNLD | Newlands | Energy Queensland | Winter | Non-coincident | 2017 | ACTUAL_OPG | 2.7599 | 20.1386 | QLD Newlands |  |  | FALSE | #N/A | #N/A | #N/A | #N/A | #N/A | #N/A | #N/A | #N/A | #N/A | #N/A
TRUE | QLD | QNLD | Newlands | Energy Queensland | Winter | Non-coincident | 2017 | ACTUAL_ADJUSTEDOPG | 2.7599 | 20.1386 | QLD Newlands |  |  | FALSE | #N/A | #N/A | #N/A | #N/A | #N/A | #N/A | #N/A | #N/A | #N/A | #N/A
TRUE | QLD | QNLD | Newlands | Energy Queensland | Winter | Coincident | 2018 | ACTUAL_OPG | 15.783 | 5.8938 | QLD Newlands |  |  | FALSE | #N/A | #N/A | #N/A | #N/A | #N/A | #N/A | #N/A | #N/A | #N/A | #N/A
TRUE | QLD | QNLD | Newlands | Energy Queensland | Winter | Coincident | 2018 | ACTUAL_RAW | 15.783 | 5.8938 | QLD Newlands |  |  | FALSE | #N/A | #N/A | #N/A | #N/A | #N/A | #N/A | #N/A | #N/A | #N/A | #N/A
TRUE | QLD | QNLD | Newlands | Energy Queensland | Winter | Non-coincident | 2018 | ACTUAL_RAW | 0.79518 | 20.2818 | QLD Newlands |  |  | FALSE | #N/A | #N/A | #N/A | #N/A | #N/A | #N/A | #N/A | #N/A | #N/A | #N/A
TRUE | QLD | QNLD | Newlands | Energy Queensland | Winter | Non-coincident | 2018 | ACTUAL_OPG | 0.79518 | 20.2818 | QLD Newlands |  |  | FALSE | #N/A | #N/A | #N/A | #N/A | #N/A | #N/A | #N/A | #N/A | #N/A | #N/A
TRUE | QLD | QNLD | Newlands | Energy Queensland | Winter | Non-coincident | 2018 | ACTUAL_ADJUSTEDOPG | 0.79518 | 20.2818 | QLD Newlands |  |  | FALSE | #N/A | #N/A | #N/A | #N/A | #N/A | #N/A | #N/A | #N/A | #N/A | #N/A
TRUE | QLD | QNLD | Newlands | Energy Queensland | Winter | Coincident | 2019 | ACTUAL_OPG | 12.4676 | 13.4563 | QLD Newlands |  |  | FALSE | #N/A | #N/A | #N/A | #N/A | #N/A | #N/A | #N/A | #N/A | #N/A | #N/A
TRUE | QLD | QNLD | Newlands | Energy Queensland | Winter | Coincident | 2019 | ACTUAL_RAW | 12.4676 | 13.4563 | QLD Newlands |  |  | FALSE | #N/A | #N/A | #N/A | #N/A | #N/A | #N/A | #N/A | #N/A | #N/A | #N/A
TRUE | QLD | QNLD | Newlands | Energy Queensland | Winter | Non-coincident | 2019 | ACTUAL_RAW | 4.0666 | 21.9154 | QLD Newlands |  |  | FALSE | #N/A | #N/A | #N/A | #N/A | #N/A | #N/A | #N/A | #N/A | #N/A | #N/A
TRUE | QLD | QNLD | Newlands | Energy Queensland | Winter | Non-coincident | 2019 | ACTUAL_OPG | 4.0666 | 21.9154 | QLD Newlands |  |  | FALSE | #N/A | #N/A | #N/A | #N/A | #N/A | #N/A | #N/A | #N/A | #N/A | #N/A
TRUE | QLD | QNLD | Newlands | Energy Queensland | Winter | Non-coincident | 2019 | ACTUAL_ADJUSTEDOPG | 4.0666 | 21.9154 | QLD Newlands |  |  | FALSE | #N/A | #N/A | #N/A | #N/A | #N/A | #N/A | #N/A | #N/A | #N/A | #N/A
TRUE | QLD | QNLD | Newlands | Energy Queensland | Winter | Non-coincident | 2019 | BASEYEARPOE90 | 10.4957 | NA | QLD Newlands |  |  | FALSE | #N/A | #N/A | #N/A | #N/A | #N/A | #N/A | #N/A | #N/A | #N/A | #N/A
TRUE | QLD | QNLD | Newlands | Energy Queensland | Winter | Non-coincident | 2019 | BASEYEARPOE50 | 10.5818 | 18.8493 | QLD Newlands |  |  | FALSE | #N/A | #N/A | #N/A | #N/A | #N/A | #N/A | #N/A | #N/A | #N/A | #N/A
TRUE | QLD | QNLD | Newlands | Energy Queensland | Winter | Coincident_unreconciled | 2020 | POE90 | 13.98 | NA | QLD Newlands |  |  | FALSE | #N/A | #N/A | #N/A | #N/A | #N/A | #N/A | #N/A | #N/A | #N/A | #N/A
TRUE | QLD | QNLD | Newlands | Energy Queensland | Winter | Coincident_unreconciled | 2020 | POE50 | 15 | NA | QLD Newlands |  |  | FALSE | #N/A | #N/A | #N/A | #N/A | #N/A | #N/A | #N/A | #N/A | #N/A | #N/A
TRUE | QLD | QNLD | Newlands | Energy Queensland | Winter | Non-coincident | 2020 | POE50 | 2.3234 | 20.4499 | QLD Newlands |  |  | FALSE | #N/A | #N/A | #N/A | #N/A | #N/A | #N/A | #N/A | #N/A | #N/A | #N/A
TRUE | QLD | QNLD | Newlands | Energy Queensland | Winter | Non-coincident | 2020 | POE90 | 0.61998 | NA | QLD Newlands |  |  | FALSE | #N/A | #N/A | #N/A | #N/A | #N/A | #N/A | #N/A | #N/A | #N/A | #N/A
TRUE | QLD | QNLD | Newlands | Energy Queensland | Winter | Coincident_unreconciled | 2021 | POE90 | 13.9396 | NA | QLD Newlands |  |  | FALSE | #N/A | #N/A | #N/A | #N/A | #N/A | #N/A | #N/A | #N/A | #N/A | #N/A
TRUE | QLD | QNLD | Newlands | Energy Queensland | Winter | Coincident_unreconciled | 2021 | POE50 | 14.9561 | NA | QLD Newlands |  |  | FALSE | #N/A | #N/A | #N/A | #N/A | #N/A | #N/A | #N/A | #N/A | #N/A | #N/A
TRUE | QLD | QNLD | Newlands | Energy Queensland | Winter | Non-coincident | 2021 | POE50 | 2.3214 | 20.4475 | QLD Newlands |  |  | FALSE | #N/A | #N/A | #N/A | #N/A | #N/A | #N/A | #N/A | #N/A | #N/A | #N/A
TRUE | QLD | QNLD | Newlands | Energy Queensland | Winter | Non-coincident | 2021 | POE90 | 0.61816 | NA | QLD Newlands |  |  | FALSE | #N/A | #N/A | #N/A | #N/A | #N/A | #N/A | #N/A | #N/A | #N/A | #N/A
TRUE | QLD | QNLD | Newlands | Energy Queensland | Winter | Coincident_unreconciled | 2022 | POE90 | 14.0072 | NA | QLD Newlands |  |  | FALSE | #N/A | #N/A | #N/A | #N/A | #N/A | #N/A | #N/A | #N/A | #N/A | #N/A
TRUE | QLD | QNLD | Newlands | Energy Queensland | Winter | Coincident_unreconciled | 2022 | POE50 | 15.0295 | NA | QLD Newlands |  |  | FALSE | #N/A | #N/A | #N/A | #N/A | #N/A | #N/A | #N/A | #N/A | #N/A | #N/A
TRUE | QLD | QNLD | Newlands | Energy Queensland | Winter | Non-coincident | 2022 | POE50 | 2.3247 | 20.4515 | QLD Newlands |  |  | FALSE | #N/A | #N/A | #N/A | #N/A | #N/A | #N/A | #N/A | #N/A | #N/A | #N/A
TRUE | QLD | QNLD | Newlands | Energy Queensland | Winter | Non-coincident | 2022 | POE90 | 0.62121 | NA | QLD Newlands |  |  | FALSE | #N/A | #N/A | #N/A | #N/A | #N/A | #N/A | #N/A | #N/A | #N/A | #N/A
TRUE | QLD | QNLD | Newlands | Energy Queensland | Winter | Coincident_unreconciled | 2023 | POE90 | 14.0824 | NA | QLD Newlands |  |  | FALSE | #N/A | #N/A | #N/A | #N/A | #N/A | #N/A | #N/A | #N/A | #N/A | #N/A
TRUE | QLD | QNLD | Newlands | Energy Queensland | Winter | Coincident_unreconciled | 2023 | POE50 | 15.1112 | NA | QLD Newlands |  |  | FALSE | #N/A | #N/A | #N/A | #N/A | #N/A | #N/A | #N/A | #N/A | #N/A | #N/A
TRUE | QLD | QNLD | Newlands | Energy Queensland | Winter | Non-coincident | 2023 | POE50 | 2.3284 | 20.4559 | QLD Newlands |  |  | FALSE | #N/A | #N/A | #N/A | #N/A | #N/A | #N/A | #N/A | #N/A | #N/A | #N/A
TRUE | QLD | QNLD | Newlands | Energy Queensland | Winter | Non-coincident | 2023 | POE90 | 0.6246 | NA | QLD Newlands |  |  | FALSE | #N/A | #N/A | #N/A | #N/A | #N/A | #N/A | #N/A | #N/A | #N/A | #N/A
TRUE | QLD | QNLD | Newlands | Energy Queensland | Winter | Coincident_unreconciled | 2024 | POE90 | 14.157 | NA | QLD Newlands |  |  | FALSE | #N/A | #N/A | #N/A | #N/A | #N/A | #N/A | #N/A | #N/A | #N/A | #N/A
TRUE | QLD | QNLD | Newlands | Energy Queensland | Winter | Coincident_unreconciled | 2024 | POE50 | 15.1921 | NA | QLD Newlands |  |  | FALSE | #N/A | #N/A | #N/A | #N/A | #N/A | #N/A | #N/A | #N/A | #N/A | #N/A
TRUE | QLD | QNLD | Newlands | Energy Queensland | Winter | Non-coincident | 2024 | POE50 | 2.3321 | 20.4602 | QLD Newlands |  |  | FALSE | #N/A | #N/A | #N/A | #N/A | #N/A | #N/A | #N/A | #N/A | #N/A | #N/A
TRUE | QLD | QNLD | Newlands | Energy Queensland | Winter | Non-coincident | 2024 | POE90 | 0.62796 | NA | QLD Newlands |  |  | FALSE | #N/A | #N/A | #N/A | #N/A | #N/A | #N/A | #N/A | #N/A | #N/A | #N/A
TRUE | QLD | QNLD | Newlands | Energy Queensland | Winter | Coincident_unreconciled | 2025 | POE90 | 14.2246 | NA | QLD Newlands |  |  | FALSE | #N/A | #N/A | #N/A | #N/A | #N/A | #N/A | #N/A | #N/A | #N/A | #N/A
TRUE | QLD | QNLD | Newlands | Energy Queensland | Winter | Coincident_unreconciled | 2025 | POE50 | 15.2655 | NA | QLD Newlands |  |  | FALSE | #N/A | #N/A | #N/A | #N/A | #N/A | #N/A | #N/A | #N/A | #N/A | #N/A
TRUE | QLD | QNLD | Newlands | Energy Queensland | Winter | Non-coincident | 2025 | POE50 | 2.3354 | 20.4642 | QLD Newlands |  |  | FALSE | #N/A | #N/A | #N/A | #N/A | #N/A | #N/A | #N/A | #N/A | #N/A | #N/A
TRUE | QLD | QNLD | Newlands | Energy Queensland | Winter | Non-coincident | 2025 | POE90 | 0.63101 | NA | QLD Newlands |  |  | FALSE | #N/A | #N/A | #N/A | #N/A | #N/A | #N/A | #N/A | #N/A | #N/A | #N/A
TRUE | QLD | QNLD | Newlands | Energy Queensland | Winter | Coincident_unreconciled | 2026 | POE90 | 14.3019 | NA | QLD Newlands |  |  | FALSE | #N/A | #N/A | #N/A | #N/A | #N/A | #N/A | #N/A | #N/A | #N/A | #N/A
TRUE | QLD | QNLD | Newlands | Energy Queensland | Winter | Coincident_unreconciled | 2026 | POE50 | 15.3494 | NA | QLD Newlands |  |  | FALSE | #N/A | #N/A | #N/A | #N/A | #N/A | #N/A | #N/A | #N/A | #N/A | #N/A
TRUE | QLD | QNLD | Newlands | Energy Queensland | Winter | Non-coincident | 2026 | POE50 | 2.3392 | 20.4687 | QLD Newlands |  |  | FALSE | #N/A | #N/A | #N/A | #N/A | #N/A | #N/A | #N/A | #N/A | #N/A | #N/A
TRUE | QLD | QNLD | Newlands | Energy Queensland | Winter | Non-coincident | 2026 | POE90 | 0.63449 | NA | QLD Newlands |  |  | FALSE | #N/A | #N/A | #N/A | #N/A | #N/A | #N/A | #N/A | #N/A | #N/A | #N/A
TRUE | QLD | QNLD | Newlands | Energy Queensland | Winter | Coincident_unreconciled | 2027 | POE90 | 14.4037 | NA | QLD Newlands |  |  | FALSE | #N/A | #N/A | #N/A | #N/A | #N/A | #N/A | #N/A | #N/A | #N/A | #N/A
TRUE | QLD | QNLD | Newlands | Energy Queensland | Winter | Coincident_unreconciled | 2027 | POE50 | 15.4599 | NA | QLD Newlands |  |  | FALSE | #N/A | #N/A | #N/A | #N/A | #N/A | #N/A | #N/A | #N/A | #N/A | #N/A
TRUE | QLD | QNLD | Newlands | Energy Queensland | Winter | Non-coincident | 2027 | POE50 | 2.3441 | 20.4746 | QLD Newlands |  |  | FALSE | #N/A | #N/A | #N/A | #N/A | #N/A | #N/A | #N/A | #N/A | #N/A | #N/A
TRUE | QLD | QNLD | Newlands | Energy Queensland | Winter | Non-coincident | 2027 | POE90 | 0.63908 | NA | QLD Newlands |  |  | FALSE | #N/A | #N/A | #N/A | #N/A | #N/A | #N/A | #N/A | #N/A | #N/A | #N/A
TRUE | QLD | QNLD | Newlands | Energy Queensland | Winter | Coincident_unreconciled | 2028 | POE90 | 14.5193 | NA | QLD Newlands |  |  | FALSE | #N/A | #N/A | #N/A | #N/A | #N/A | #N/A | #N/A | #N/A | #N/A | #N/A
TRUE | QLD | QNLD | Newlands | Energy Queensland | Winter | Coincident_unreconciled | 2028 | POE50 | 15.5854 | NA | QLD Newlands |  |  | FALSE | #N/A | #N/A | #N/A | #N/A | #N/A | #N/A | #N/A | #N/A | #N/A | #N/A
TRUE | QLD | QNLD | Newlands | Energy Queensland | Winter | Non-coincident | 2028 | POE50 | 2.3498 | 20.4814 | QLD Newlands |  |  | FALSE | #N/A | #N/A | #N/A | #N/A | #N/A | #N/A | #N/A | #N/A | #N/A | #N/A
TRUE | QLD | QNLD | Newlands | Energy Queensland | Winter | Non-coincident | 2028 | POE90 | 0.6443 | NA | QLD Newlands |  |  | FALSE | #N/A | #N/A | #N/A | #N/A | #N/A | #N/A | #N/A | #N/A | #N/A | #N/A
TRUE | QLD | QNLD | Newlands | Energy Queensland | Winter | Coincident_unreconciled | 2029 | POE90 | 14.6197 | NA | QLD Newlands |  |  | FALSE | #N/A | #N/A | #N/A | #N/A | #N/A | #N/A | #N/A | #N/A | #N/A | #N/A
TRUE | QLD | QNLD | Newlands | Energy Queensland | Winter | Coincident_unreconciled | 2029 | POE50 | 15.6944 | NA | QLD Newlands |  |  | FALSE | #N/A | #N/A | #N/A | #N/A | #N/A | #N/A | #N/A | #N/A | #N/A | #N/A
TRUE | QLD | QNLD | Newlands | Energy Queensland | Winter | Non-coincident | 2029 | POE50 | 2.3547 | 20.4873 | QLD Newlands |  |  | FALSE | #N/A | #N/A | #N/A | #N/A | #N/A | #N/A | #N/A | #N/A | #N/A | #N/A
TRUE | QLD | QNLD | Newlands | Energy Queensland | Winter | Non-coincident | 2029 | POE90 | 0.64882 | NA | QLD Newlands |  |  | FALSE | #N/A | #N/A | #N/A | #N/A | #N/A | #N/A | #N/A | #N/A | #N/A | #N/A
TRUE | QLD | QNLD | Newlands | Energy Queensland | Shoulder | Non-coincident | 2019 | BASEYEARPOE10 | NA | 18.4777 | QLD Newlands |  |  | FALSE | #N/A | #N/A | #N/A | #N/A | #N/A | #N/A | #N/A | #N/A | #N/A | #N/A
TRUE | QLD | QNLD | Newlands | Energy Queensland | Shoulder | Coincident | 2021 | POE10 | NA | 15.9477 | QLD Newlands |  |  | FALSE | #N/A | #N/A | #N/A | #N/A | #N/A | #N/A | #N/A | #N/A | #N/A | #N/A
TRUE | QLD | QNLD | Newlands | Energy Queensland | Shoulder | Coincident | 2021 | POE50 | NA | 15.5343 | QLD Newlands |  |  | FALSE | #N/A | #N/A | #N/A | #N/A | #N/A | #N/A | #N/A | #N/A | #N/A | #N/A
TRUE | QLD | QNLD | Newlands | Energy Queensland | Shoulder | Non-coincident | 2021 | POE10 | NA | 21.1842 | QLD Newlands |  |  | FALSE | #N/A | #N/A | #N/A | #N/A | #N/A | #N/A | #N/A | #N/A | #N/A | #N/A
TRUE | QLD | QNLD | Newlands | Energy Queensland | Shoulder | Coincident | 2022 | POE10 | NA | 16.3889 | QLD Newlands |  |  | FALSE | #N/A | #N/A | #N/A | #N/A | #N/A | #N/A | #N/A | #N/A | #N/A | #N/A
TRUE | QLD | QNLD | Newlands | Energy Queensland | Shoulder | Coincident | 2022 | POE50 | NA | 15.6977 | QLD Newlands |  |  | FALSE | #N/A | #N/A | #N/A | #N/A | #N/A | #N/A | #N/A | #N/A | #N/A | #N/A
TRUE | QLD | QNLD | Newlands | Energy Queensland | Shoulder | Non-coincident | 2022 | POE10 | NA | 21.1859 | QLD Newlands |  |  | FALSE | #N/A | #N/A | #N/A | #N/A | #N/A | #N/A | #N/A | #N/A | #N/A | #N/A
TRUE | QLD | QNLD | Newlands | Energy Queensland | Shoulder | Coincident | 2023 | POE10 | NA | 16.4252 | QLD Newlands |  |  | FALSE | #N/A | #N/A | #N/A | #N/A | #N/A | #N/A | #N/A | #N/A | #N/A | #N/A
TRUE | QLD | QNLD | Newlands | Energy Queensland | Shoulder | Coincident | 2023 | POE50 | NA | 15.8084 | QLD Newlands |  |  | FALSE | #N/A | #N/A | #N/A | #N/A | #N/A | #N/A | #N/A | #N/A | #N/A | #N/A
TRUE | QLD | QNLD | Newlands | Energy Queensland | Shoulder | Non-coincident | 2023 | POE10 | NA | 21.1926 | QLD Newlands |  |  | FALSE | #N/A | #N/A | #N/A | #N/A | #N/A | #N/A | #N/A | #N/A | #N/A | #N/A
TRUE | QLD | QNLD | Newlands | Energy Queensland | Shoulder | Coincident | 2024 | POE10 | NA | 16.5098 | QLD Newlands |  |  | FALSE | #N/A | #N/A | #N/A | #N/A | #N/A | #N/A | #N/A | #N/A | #N/A | #N/A
TRUE | QLD | QNLD | Newlands | Energy Queensland | Shoulder | Coincident | 2024 | POE50 | NA | 16.0986 | QLD Newlands |  |  | FALSE | #N/A | #N/A | #N/A | #N/A | #N/A | #N/A | #N/A | #N/A | #N/A | #N/A
TRUE | QLD | QNLD | Newlands | Energy Queensland | Shoulder | Non-coincident | 2024 | POE10 | NA | 21.1996 | QLD Newlands |  |  | FALSE | #N/A | #N/A | #N/A | #N/A | #N/A | #N/A | #N/A | #N/A | #N/A | #N/A
TRUE | QLD | QNLD | Newlands | Energy Queensland | Shoulder | Coincident | 2025 | POE10 | NA | 16.5663 | QLD Newlands |  |  | FALSE | #N/A | #N/A | #N/A | #N/A | #N/A | #N/A | #N/A | #N/A | #N/A | #N/A
TRUE | QLD | QNLD | Newlands | Energy Queensland | Shoulder | Coincident | 2025 | POE50 | NA | 16.0364 | QLD Newlands |  |  | FALSE | #N/A | #N/A | #N/A | #N/A | #N/A | #N/A | #N/A | #N/A | #N/A | #N/A
TRUE | QLD | QNLD | Newlands | Energy Queensland | Shoulder | Non-coincident | 2025 | POE10 | NA | 21.2062 | QLD Newlands |  |  | FALSE | #N/A | #N/A | #N/A | #N/A | #N/A | #N/A | #N/A | #N/A | #N/A | #N/A
TRUE | QLD | QNLD | Newlands | Energy Queensland | Shoulder | Coincident | 2026 | POE10 | NA | 16.486 | QLD Newlands |  |  | FALSE | #N/A | #N/A | #N/A | #N/A | #N/A | #N/A | #N/A | #N/A | #N/A | #N/A
TRUE | QLD | QNLD | Newlands | Energy Queensland | Shoulder | Coincident | 2026 | POE50 | NA | 16.0464 | QLD Newlands |  |  | FALSE | #N/A | #N/A | #N/A | #N/A | #N/A | #N/A | #N/A | #N/A | #N/A | #N/A
TRUE | QLD | QNLD | Newlands | Energy Queensland | Shoulder | Non-coincident | 2026 | POE10 | NA | 21.2128 | QLD Newlands |  |  | FALSE | #N/A | #N/A | #N/A | #N/A | #N/A | #N/A | #N/A | #N/A | #N/A | #N/A
TRUE | QLD | QNLD | Newlands | Energy Queensland | Shoulder | Coincident | 2027 | POE10 | NA | 16.4239 | QLD Newlands |  |  | FALSE | #N/A | #N/A | #N/A | #N/A | #N/A | #N/A | #N/A | #N/A | #N/A | #N/A
TRUE | QLD | QNLD | Newlands | Energy Queensland | Shoulder | Coincident | 2027 | POE50 | NA | 15.9701 | QLD Newlands |  |  | FALSE | #N/A | #N/A | #N/A | #N/A | #N/A | #N/A | #N/A | #N/A | #N/A | #N/A
TRUE | QLD | QNLD | Newlands | Energy Queensland | Shoulder | Non-coincident | 2027 | POE10 | NA | 21.2212 | QLD Newlands |  |  | FALSE | #N/A | #N/A | #N/A | #N/A | #N/A | #N/A | #N/A | #N/A | #N/A | #N/A
TRUE | QLD | QNLD | Newlands | Energy Queensland | Shoulder | Coincident | 2028 | POE10 | NA | 16.3695 | QLD Newlands |  |  | FALSE | #N/A | #N/A | #N/A | #N/A | #N/A | #N/A | #N/A | #N/A | #N/A | #N/A
TRUE | QLD | QNLD | Newlands | Energy Queensland | Shoulder | Coincident | 2028 | POE50 | NA | 15.9554 | QLD Newlands |  |  | FALSE | #N/A | #N/A | #N/A | #N/A | #N/A | #N/A | #N/A | #N/A | #N/A | #N/A
TRUE | QLD | QNLD | Newlands | Energy Queensland | Shoulder | Non-coincident | 2028 | POE10 | NA | 21.2315 | QLD Newlands |  |  | FALSE | #N/A | #N/A | #N/A | #N/A | #N/A | #N/A | #N/A | #N/A | #N/A | #N/A
TRUE | QLD | QNLD | Newlands | Energy Queensland | Shoulder | Coincident | 2029 | POE10 | NA | 16.5298 | QLD Newlands |  |  | FALSE | #N/A | #N/A | #N/A | #N/A | #N/A | #N/A | #N/A | #N/A | #N/A | #N/A
TRUE | QLD | QNLD | Newlands | Energy Queensland | Shoulder | Coincident | 2029 | POE50 | NA | 16.0162 | QLD Newlands |  |  | FALSE | #N/A | #N/A | #N/A | #N/A | #N/A | #N/A | #N/A | #N/A | #N/A | #N/A
TRUE | QLD | QNLD | Newlands | Energy Queensland | Shoulder | Non-coincident | 2029 | POE10 | NA | 21.2415 | QLD Newlands |  |  | FALSE | #N/A | #N/A | #N/A | #N/A | #N/A | #N/A | #N/A | #N/A | #N/A | #N/A
TRUE | QLD | QNLD | Newlands | Energy Queensland | Shoulder | Coincident | 2030 | POE10 | NA | 16.536 | QLD Newlands |  |  | FALSE | #N/A | #N/A | #N/A | #N/A | #N/A | #N/A | #N/A | #N/A | #N/A | #N/A
TRUE | QLD | QNLD | Newlands | Energy Queensland | Shoulder | Coincident | 2030 | POE50 | NA | 16.0383 | QLD Newlands |  |  | FALSE | #N/A | #N/A | #N/A | #N/A | #N/A | #N/A | #N/A | #N/A | #N/A | #N/A
TRUE | QLD | QNLD | Newlands | Energy Queensland | Shoulder | Non-coincident | 2030 | POE10 | NA | 21.2508 | QLD Newlands |  |  | FALSE | #N/A | #N/A | #N/A | #N/A | #N/A | #N/A | #N/A | #N/A | #N/A | #N/A
TRUE | QLD | QNLD | Newlands | Energy Queensland | Summer | Non-coincident | 2019 | BASEYEARPOE10 | NA | 19.6691 | QLD Newlands |  |  | FALSE | #N/A | #N/A | #N/A | #N/A | #N/A | #N/A | #N/A | #N/A | #N/A | #N/A
TRUE | QLD | QNLD | Newlands | Energy Queensland | Summer | Coincident | 2021 | POE10 | NA | 12.4276 | QLD Newlands |  |  | FALSE | #N/A | #N/A | #N/A | #N/A | #N/A | #N/A | #N/A | #N/A | #N/A | #N/A
TRUE | QLD | QNLD | Newlands | Energy Queensland | Summer | Coincident | 2021 | POE50 | NA | 12.3205 | QLD Newlands |  |  | FALSE | #N/A | #N/A | #N/A | #N/A | #N/A | #N/A | #N/A | #N/A | #N/A | #N/A
TRUE | QLD | QNLD | Newlands | Energy Queensland | Summer | Non-coincident | 2021 | POE10 | NA | 22.9883 | QLD Newlands |  |  | FALSE | #N/A | #N/A | #N/A | #N/A | #N/A | #N/A | #N/A | #N/A | #N/A | #N/A
TRUE | QLD | QNLD | Newlands | Energy Queensland | Summer | Coincident | 2022 | POE10 | NA | 12.6541 | QLD Newlands |  |  | FALSE | #N/A | #N/A | #N/A | #N/A | #N/A | #N/A | #N/A | #N/A | #N/A | #N/A
TRUE | QLD | QNLD | Newlands | Energy Queensland | Summer | Coincident | 2022 | POE50 | NA | 12.526 | QLD Newlands |  |  | FALSE | #N/A | #N/A | #N/A | #N/A | #N/A | #N/A | #N/A | #N/A | #N/A | #N/A
TRUE | QLD | QNLD | Newlands | Energy Queensland | Summer | Non-coincident | 2022 | POE10 | NA | 22.9906 | QLD Newlands |  |  | FALSE | #N/A | #N/A | #N/A | #N/A | #N/A | #N/A | #N/A | #N/A | #N/A | #N/A
TRUE | QLD | QNLD | Newlands | Energy Queensland | Summer | Coincident | 2023 | POE10 | NA | 12.7272 | QLD Newlands |  |  | FALSE | #N/A | #N/A | #N/A | #N/A | #N/A | #N/A | #N/A | #N/A | #N/A | #N/A
TRUE | QLD | QNLD | Newlands | Energy Queensland | Summer | Coincident | 2023 | POE50 | NA | 12.5703 | QLD Newlands |  |  | FALSE | #N/A | #N/A | #N/A | #N/A | #N/A | #N/A | #N/A | #N/A | #N/A | #N/A
TRUE | QLD | QNLD | Newlands | Energy Queensland | Summer | Non-coincident | 2023 | POE10 | NA | 22.9997 | QLD Newlands |  |  | FALSE | #N/A | #N/A | #N/A | #N/A | #N/A | #N/A | #N/A | #N/A | #N/A | #N/A
TRUE | QLD | QNLD | Newlands | Energy Queensland | Summer | Coincident | 2024 | POE10 | NA | 12.8772 | QLD Newlands |  |  | FALSE | #N/A | #N/A | #N/A | #N/A | #N/A | #N/A | #N/A | #N/A | #N/A | #N/A
TRUE | QLD | QNLD | Newlands | Energy Queensland | Summer | Coincident | 2024 | POE50 | NA | 12.7307 | QLD Newlands |  |  | FALSE | #N/A | #N/A | #N/A | #N/A | #N/A | #N/A | #N/A | #N/A | #N/A | #N/A
TRUE | QLD | QNLD | Newlands | Energy Queensland | Summer | Non-coincident | 2024 | POE10 | NA | 23.0092 | QLD Newlands |  |  | FALSE | #N/A | #N/A | #N/A | #N/A | #N/A | #N/A | #N/A | #N/A | #N/A | #N/A
TRUE | QLD | QNLD | Newlands | Energy Queensland | Summer | Coincident | 2025 | POE10 | NA | 12.8202 | QLD Newlands |  |  | FALSE | #N/A | #N/A | #N/A | #N/A | #N/A | #N/A | #N/A | #N/A | #N/A | #N/A
TRUE | QLD | QNLD | Newlands | Energy Queensland | Summer | Coincident | 2025 | POE50 | NA | 12.7397 | QLD Newlands |  |  | FALSE | #N/A | #N/A | #N/A | #N/A | #N/A | #N/A | #N/A | #N/A | #N/A | #N/A
TRUE | QLD | QNLD | Newlands | Energy Queensland | Summer | Non-coincident | 2025 | POE10 | NA | 23.0181 | QLD Newlands |  |  | FALSE | #N/A | #N/A | #N/A | #N/A | #N/A | #N/A | #N/A | #N/A | #N/A | #N/A
TRUE | QLD | QNLD | Newlands | Energy Queensland | Summer | Coincident | 2026 | POE10 | NA | 12.8773 | QLD Newlands |  |  | FALSE | #N/A | #N/A | #N/A | #N/A | #N/A | #N/A | #N/A | #N/A | #N/A | #N/A
TRUE | QLD | QNLD | Newlands | Energy Queensland | Summer | Coincident | 2026 | POE50 | NA | 12.7538 | QLD Newlands |  |  | FALSE | #N/A | #N/A | #N/A | #N/A | #N/A | #N/A | #N/A | #N/A | #N/A | #N/A
TRUE | QLD | QNLD | Newlands | Energy Queensland | Summer | Non-coincident | 2026 | POE10 | NA | 23.0272 | QLD Newlands |  |  | FALSE | #N/A | #N/A | #N/A | #N/A | #N/A | #N/A | #N/A | #N/A | #N/A | #N/A
TRUE | QLD | QNLD | Newlands | Energy Queensland | Summer | Coincident | 2027 | POE10 | NA | 12.7797 | QLD Newlands |  |  | FALSE | #N/A | #N/A | #N/A | #N/A | #N/A | #N/A | #N/A | #N/A | #N/A | #N/A
TRUE | QLD | QNLD | Newlands | Energy Queensland | Summer | Coincident | 2027 | POE50 | NA | 12.7005 | QLD Newlands |  |  | FALSE | #N/A | #N/A | #N/A | #N/A | #N/A | #N/A | #N/A | #N/A | #N/A | #N/A
TRUE | QLD | QNLD | Newlands | Energy Queensland | Summer | Non-coincident | 2027 | POE10 | NA | 23.0386 | QLD Newlands |  |  | FALSE | #N/A | #N/A | #N/A | #N/A | #N/A | #N/A | #N/A | #N/A | #N/A | #N/A
TRUE | QLD | QNLD | Newlands | Energy Queensland | Summer | Coincident | 2028 | POE10 | NA | 12.7883 | QLD Newlands |  |  | FALSE | #N/A | #N/A | #N/A | #N/A | #N/A | #N/A | #N/A | #N/A | #N/A | #N/A
TRUE | QLD | QNLD | Newlands | Energy Queensland | Summer | Coincident | 2028 | POE50 | NA | 12.7021 | QLD Newlands |  |  | FALSE | #N/A | #N/A | #N/A | #N/A | #N/A | #N/A | #N/A | #N/A | #N/A | #N/A
TRUE | QLD | QNLD | Newlands | Energy Queensland | Summer | Non-coincident | 2028 | POE10 | NA | 23.0526 | QLD Newlands |  |  | FALSE | #N/A | #N/A | #N/A | #N/A | #N/A | #N/A | #N/A | #N/A | #N/A | #N/A
TRUE | QLD | QNLD | Newlands | Energy Queensland | Summer | Coincident | 2029 | POE10 | NA | 12.7538 | QLD Newlands |  |  | FALSE | #N/A | #N/A | #N/A | #N/A | #N/A | #N/A | #N/A | #N/A | #N/A | #N/A
TRUE | QLD | QNLD | Newlands | Energy Queensland | Summer | Coincident | 2029 | POE50 | NA | 12.7217 | QLD Newlands |  |  | FALSE | #N/A | #N/A | #N/A | #N/A | #N/A | #N/A | #N/A | #N/A | #N/A | #N/A
TRUE | QLD | QNLD | Newlands | Energy Queensland | Summer | Non-coincident | 2029 | POE10 | NA | 23.0661 | QLD Newlands |  |  | FALSE | #N/A | #N/A | #N/A | #N/A | #N/A | #N/A | #N/A | #N/A | #N/A | #N/A
TRUE | QLD | QNLD | Newlands | Energy Queensland | Summer | Coincident | 2030 | POE10 | NA | 12.7667 | QLD Newlands |  |  | FALSE | #N/A | #N/A | #N/A | #N/A | #N/A | #N/A | #N/A | #N/A | #N/A | #N/A
TRUE | QLD | QNLD | Newlands | Energy Queensland | Summer | Coincident | 2030 | POE50 | NA | 12.6668 | QLD Newlands |  |  | FALSE | #N/A | #N/A | #N/A | #N/A | #N/A | #N/A | #N/A | #N/A | #N/A | #N/A
TRUE | QLD | QNLD | Newlands | Energy Queensland | Summer | Non-coincident | 2030 | POE10 | NA | 23.0788 | QLD Newlands |  |  | FALSE | #N/A | #N/A | #N/A | #N/A | #N/A | #N/A | #N/A | #N/A | #N/A | #N/A
TRUE | QLD | QNLD | Newlands | Energy Queensland | Winter | Non-coincident | 2019 | BASEYEARPOE10 | NA | 18.9918 | QLD Newlands |  |  | FALSE | #N/A | #N/A | #N/A | #N/A | #N/A | #N/A | #N/A | #N/A | #N/A | #N/A
TRUE | QLD | QNLD | Newlands | Energy Queensland | Winter | Coincident | 2020 | POE10 | NA | 11.216 | QLD Newlands |  |  | FALSE | #N/A | #N/A | #N/A | #N/A | #N/A | #N/A | #N/A | #N/A | #N/A | #N/A
TRUE | QLD | QNLD | Newlands | Energy Queensland | Winter | Coincident | 2020 | POE50 | NA | 10.4401 | QLD Newlands |  |  | FALSE | #N/A | #N/A | #N/A | #N/A | #N/A | #N/A | #N/A | #N/A | #N/A | #N/A
TRUE | QLD | QNLD | Newlands | Energy Queensland | Winter | Non-coincident | 2020 | POE10 | NA | 21.5548 | QLD Newlands |  |  | FALSE | #N/A | #N/A | #N/A | #N/A | #N/A | #N/A | #N/A | #N/A | #N/A | #N/A
TRUE | QLD | QNLD | Newlands | Energy Queensland | Winter | Coincident | 2021 | POE10 | NA | 11.1203 | QLD Newlands |  |  | FALSE | #N/A | #N/A | #N/A | #N/A | #N/A | #N/A | #N/A | #N/A | #N/A | #N/A
TRUE | QLD | QNLD | Newlands | Energy Queensland | Winter | Coincident | 2021 | POE50 | NA | 10.3484 | QLD Newlands |  |  | FALSE | #N/A | #N/A | #N/A | #N/A | #N/A | #N/A | #N/A | #N/A | #N/A | #N/A
TRUE | QLD | QNLD | Newlands | Energy Queensland | Winter | Non-coincident | 2021 | POE10 | NA | 21.5519 | QLD Newlands |  |  | FALSE | #N/A | #N/A | #N/A | #N/A | #N/A | #N/A | #N/A | #N/A | #N/A | #N/A
TRUE | QLD | QNLD | Newlands | Energy Queensland | Winter | Coincident | 2022 | POE10 | NA | 11.3689 | QLD Newlands |  |  | FALSE | #N/A | #N/A | #N/A | #N/A | #N/A | #N/A | #N/A | #N/A | #N/A | #N/A
TRUE | QLD | QNLD | Newlands | Energy Queensland | Winter | Coincident | 2022 | POE50 | NA | 10.5813 | QLD Newlands |  |  | FALSE | #N/A | #N/A | #N/A | #N/A | #N/A | #N/A | #N/A | #N/A | #N/A | #N/A
TRUE | QLD | QNLD | Newlands | Energy Queensland | Winter | Non-coincident | 2022 | POE10 | NA | 21.5567 | QLD Newlands |  |  | FALSE | #N/A | #N/A | #N/A | #N/A | #N/A | #N/A | #N/A | #N/A | #N/A | #N/A
TRUE | QLD | QNLD | Newlands | Energy Queensland | Winter | Coincident | 2023 | POE10 | NA | 11.4767 | QLD Newlands |  |  | FALSE | #N/A | #N/A | #N/A | #N/A | #N/A | #N/A | #N/A | #N/A | #N/A | #N/A
TRUE | QLD | QNLD | Newlands | Energy Queensland | Winter | Coincident | 2023 | POE50 | NA | 10.6713 | QLD Newlands |  |  | FALSE | #N/A | #N/A | #N/A | #N/A | #N/A | #N/A | #N/A | #N/A | #N/A | #N/A
TRUE | QLD | QNLD | Newlands | Energy Queensland | Winter | Non-coincident | 2023 | POE10 | NA | 21.5621 | QLD Newlands |  |  | FALSE | #N/A | #N/A | #N/A | #N/A | #N/A | #N/A | #N/A | #N/A | #N/A | #N/A
TRUE | QLD | QNLD | Newlands | Energy Queensland | Winter | Coincident | 2024 | POE10 | NA | 11.6509 | QLD Newlands |  |  | FALSE | #N/A | #N/A | #N/A | #N/A | #N/A | #N/A | #N/A | #N/A | #N/A | #N/A
TRUE | QLD | QNLD | Newlands | Energy Queensland | Winter | Coincident | 2024 | POE50 | NA | 10.7913 | QLD Newlands |  |  | FALSE | #N/A | #N/A | #N/A | #N/A | #N/A | #N/A | #N/A | #N/A | #N/A | #N/A
TRUE | QLD | QNLD | Newlands | Energy Queensland | Winter | Non-coincident | 2024 | POE10 | NA | 21.5674 | QLD Newlands |  |  | FALSE | #N/A | #N/A | #N/A | #N/A | #N/A | #N/A | #N/A | #N/A | #N/A | #N/A
TRUE | QLD | QNLD | Newlands | Energy Queensland | Winter | Coincident | 2025 | POE10 | NA | 11.6176 | QLD Newlands |  |  | FALSE | #N/A | #N/A | #N/A | #N/A | #N/A | #N/A | #N/A | #N/A | #N/A | #N/A
TRUE | QLD | QNLD | Newlands | Energy Queensland | Winter | Coincident | 2025 | POE50 | NA | 10.7834 | QLD Newlands |  |  | FALSE | #N/A | #N/A | #N/A | #N/A | #N/A | #N/A | #N/A | #N/A | #N/A | #N/A
TRUE | QLD | QNLD | Newlands | Energy Queensland | Winter | Non-coincident | 2025 | POE10 | NA | 21.5722 | QLD Newlands |  |  | FALSE | #N/A | #N/A | #N/A | #N/A | #N/A | #N/A | #N/A | #N/A | #N/A | #N/A
TRUE | QLD | QNLD | Newlands | Energy Queensland | Winter | Coincident | 2026 | POE10 | NA | 11.6127 | QLD Newlands |  |  | FALSE | #N/A | #N/A | #N/A | #N/A | #N/A | #N/A | #N/A | #N/A | #N/A | #N/A
TRUE | QLD | QNLD | Newlands | Energy Queensland | Winter | Coincident | 2026 | POE50 | NA | 10.7989 | QLD Newlands |  |  | FALSE | #N/A | #N/A | #N/A | #N/A | #N/A | #N/A | #N/A | #N/A | #N/A | #N/A
TRUE | QLD | QNLD | Newlands | Energy Queensland | Winter | Non-coincident | 2026 | POE10 | NA | 21.5777 | QLD Newlands |  |  | FALSE | #N/A | #N/A | #N/A | #N/A | #N/A | #N/A | #N/A | #N/A | #N/A | #N/A
TRUE | QLD | QNLD | Newlands | Energy Queensland | Winter | Coincident | 2027 | POE10 | NA | 11.6053 | QLD Newlands |  |  | FALSE | #N/A | #N/A | #N/A | #N/A | #N/A | #N/A | #N/A | #N/A | #N/A | #N/A
TRUE | QLD | QNLD | Newlands | Energy Queensland | Winter | Coincident | 2027 | POE50 | NA | 10.7928 | QLD Newlands |  |  | FALSE | #N/A | #N/A | #N/A | #N/A | #N/A | #N/A | #N/A | #N/A | #N/A | #N/A
TRUE | QLD | QNLD | Newlands | Energy Queensland | Winter | Non-coincident | 2027 | POE10 | NA | 21.5849 | QLD Newlands |  |  | FALSE | #N/A | #N/A | #N/A | #N/A | #N/A | #N/A | #N/A | #N/A | #N/A | #N/A
TRUE | QLD | QNLD | Newlands | Energy Queensland | Winter | Coincident | 2028 | POE10 | NA | 11.7264 | QLD Newlands |  |  | FALSE | #N/A | #N/A | #N/A | #N/A | #N/A | #N/A | #N/A | #N/A | #N/A | #N/A
TRUE | QLD | QNLD | Newlands | Energy Queensland | Winter | Coincident | 2028 | POE50 | NA | 10.8205 | QLD Newlands |  |  | FALSE | #N/A | #N/A | #N/A | #N/A | #N/A | #N/A | #N/A | #N/A | #N/A | #N/A
TRUE | QLD | QNLD | Newlands | Energy Queensland | Winter | Non-coincident | 2028 | POE10 | NA | 21.5931 | QLD Newlands |  |  | FALSE | #N/A | #N/A | #N/A | #N/A | #N/A | #N/A | #N/A | #N/A | #N/A | #N/A
TRUE | QLD | QNLD | Newlands | Energy Queensland | Winter | Coincident | 2029 | POE10 | NA | 11.6672 | QLD Newlands |  |  | FALSE | #N/A | #N/A | #N/A | #N/A | #N/A | #N/A | #N/A | #N/A | #N/A | #N/A
TRUE | QLD | QNLD | Newlands | Energy Queensland | Winter | Coincident | 2029 | POE50 | NA | 10.8216 | QLD Newlands |  |  | FALSE | #N/A | #N/A | #N/A | #N/A | #N/A | #N/A | #N/A | #N/A | #N/A | #N/A
TRUE | QLD | QNLD | Newlands | Energy Queensland | Winter | Non-coincident | 2029 | POE10 | NA | 21.6003 | QLD Newlands |  |  | FALSE | #N/A | #N/A | #N/A | #N/A | #N/A | #N/A | #N/A | #N/A | #N/A | #N/A
TRUE | QLD | QOKT | Oakey | Energy Queensland | Shoulder | Coincident | 2017 | ACTUAL_OPG | 12.673 | 11.1035 | QLD Oakey |  |  | FALSE | #N/A | #N/A | #N/A | #N/A | #N/A | #N/A | #N/A | #N/A | #N/A | #N/A
TRUE | QLD | QOKT | Oakey | Energy Queensland | Shoulder | Coincident | 2017 | ACTUAL_RAW | 12.673 | 11.1035 | QLD Oakey |  |  | FALSE | #N/A | #N/A | #N/A | #N/A | #N/A | #N/A | #N/A | #N/A | #N/A | #N/A
TRUE | QLD | QOKT | Oakey | Energy Queensland | Shoulder | Non-coincident | 2017 | ACTUAL_RAW | 5.7381 | 20.814 | QLD Oakey |  |  | FALSE | #N/A | #N/A | #N/A | #N/A | #N/A | #N/A | #N/A | #N/A | #N/A | #N/A
TRUE | QLD | QOKT | Oakey | Energy Queensland | Shoulder | Non-coincident | 2017 | ACTUAL_OPG | 5.7381 | 20.814 | QLD Oakey |  |  | FALSE | #N/A | #N/A | #N/A | #N/A | #N/A | #N/A | #N/A | #N/A | #N/A | #N/A
TRUE | QLD | QOKT | Oakey | Energy Queensland | Shoulder | Non-coincident | 2017 | ACTUAL_ADJUSTEDOPG | 5.7381 | 20.814 | QLD Oakey |  |  | FALSE | #N/A | #N/A | #N/A | #N/A | #N/A | #N/A | #N/A | #N/A | #N/A | #N/A
TRUE | QLD | QOKT | Oakey | Energy Queensland | Shoulder | Coincident | 2018 | ACTUAL_OPG | 12.0521 | 20.804 | QLD Oakey |  |  | FALSE | #N/A | #N/A | #N/A | #N/A | #N/A | #N/A | #N/A | #N/A | #N/A | #N/A
TRUE | QLD | QOKT | Oakey | Energy Queensland | Shoulder | Coincident | 2018 | ACTUAL_RAW | 12.0521 | 20.804 | QLD Oakey |  |  | FALSE | #N/A | #N/A | #N/A | #N/A | #N/A | #N/A | #N/A | #N/A | #N/A | #N/A
TRUE | QLD | QOKT | Oakey | Energy Queensland | Shoulder | Non-coincident | 2018 | ACTUAL_RAW | 7.8364 | 23.15 | QLD Oakey |  |  | FALSE | #N/A | #N/A | #N/A | #N/A | #N/A | #N/A | #N/A | #N/A | #N/A | #N/A
TRUE | QLD | QOKT | Oakey | Energy Queensland | Shoulder | Non-coincident | 2018 | ACTUAL_OPG | 7.8364 | 23.15 | QLD Oakey |  |  | FALSE | #N/A | #N/A | #N/A | #N/A | #N/A | #N/A | #N/A | #N/A | #N/A | #N/A
TRUE | QLD | QOKT | Oakey | Energy Queensland | Shoulder | Non-coincident | 2018 | ACTUAL_ADJUSTEDOPG | 7.8364 | 23.15 | QLD Oakey |  |  | FALSE | #N/A | #N/A | #N/A | #N/A | #N/A | #N/A | #N/A | #N/A | #N/A | #N/A
TRUE | QLD | QOKT | Oakey | Energy Queensland | Shoulder | Coincident | 2019 | ACTUAL_OPG | 9.1164 | 13.1313 | QLD Oakey |  |  | FALSE | #N/A | #N/A | #N/A | #N/A | #N/A | #N/A | #N/A | #N/A | #N/A | #N/A
TRUE | QLD | QOKT | Oakey | Energy Queensland | Shoulder | Coincident | 2019 | ACTUAL_RAW | 9.1164 | 13.1313 | QLD Oakey |  |  | FALSE | #N/A | #N/A | #N/A | #N/A | #N/A | #N/A | #N/A | #N/A | #N/A | #N/A
TRUE | QLD | QOKT | Oakey | Energy Queensland | Shoulder | Non-coincident | 2019 | ACTUAL_RAW | -16.1502 | 22.7938 | QLD Oakey |  |  | FALSE | #N/A | #N/A | #N/A | #N/A | #N/A | #N/A | #N/A | #N/A | #N/A | #N/A
TRUE | QLD | QOKT | Oakey | Energy Queensland | Shoulder | Non-coincident | 2019 | ACTUAL_OPG | 6.3504 | 22.7198 | QLD Oakey |  |  | FALSE | #N/A | #N/A | #N/A | #N/A | #N/A | #N/A | #N/A | #N/A | #N/A | #N/A
TRUE | QLD | QOKT | Oakey | Energy Queensland | Shoulder | Non-coincident | 2019 | ACTUAL_ADJUSTEDOPG | 6.3504 | 22.7198 | QLD Oakey |  |  | FALSE | #N/A | #N/A | #N/A | #N/A | #N/A | #N/A | #N/A | #N/A | #N/A | #N/A
TRUE | QLD | QOKT | Oakey | Energy Queensland | Shoulder | Non-coincident | 2019 | BASEYEARPOE90 | 4.2796 | NA | QLD Oakey |  |  | FALSE | #N/A | #N/A | #N/A | #N/A | #N/A | #N/A | #N/A | #N/A | #N/A | #N/A
TRUE | QLD | QOKT | Oakey | Energy Queensland | Shoulder | Non-coincident | 2019 | BASEYEARPOE50 | 6.0275 | 20.0569 | QLD Oakey |  |  | FALSE | #N/A | #N/A | #N/A | #N/A | #N/A | #N/A | #N/A | #N/A | #N/A | #N/A
TRUE | QLD | QOKT | Oakey | Energy Queensland | Shoulder | Coincident | 2020 | ACTUAL_OPG | 8.1527 | 17.3496 | QLD Oakey |  |  | FALSE | #N/A | #N/A | #N/A | #N/A | #N/A | #N/A | #N/A | #N/A | #N/A | #N/A
TRUE | QLD | QOKT | Oakey | Energy Queensland | Shoulder | Coincident | 2020 | ACTUAL_RAW | -14.2613 | 17.4256 | QLD Oakey |  |  | FALSE | #N/A | #N/A | #N/A | #N/A | #N/A | #N/A | #N/A | #N/A | #N/A | #N/A
TRUE | QLD | QOKT | Oakey | Energy Queensland | Shoulder | Non-coincident | 2020 | ACTUAL_RAW | -26.6526 | 17.5176 | QLD Oakey |  |  | FALSE | #N/A | #N/A | #N/A | #N/A | #N/A | #N/A | #N/A | #N/A | #N/A | #N/A
TRUE | QLD | QOKT | Oakey | Energy Queensland | Shoulder | Non-coincident | 2020 | ACTUAL_OPG | 6.0479 | 18.3733 | QLD Oakey |  |  | FALSE | #N/A | #N/A | #N/A | #N/A | #N/A | #N/A | #N/A | #N/A | #N/A | #N/A
TRUE | QLD | QOKT | Oakey | Energy Queensland | Shoulder | Non-coincident | 2020 | ACTUAL_ADJUSTEDOPG | 6.0479 | 18.3733 | QLD Oakey |  |  | FALSE | #N/A | #N/A | #N/A | #N/A | #N/A | #N/A | #N/A | #N/A | #N/A | #N/A
TRUE | QLD | QOKT | Oakey | Energy Queensland | Shoulder | Coincident_unreconciled | 2021 | POE50 | 9.9941 | NA | QLD Oakey |  |  | FALSE | #N/A | #N/A | #N/A | #N/A | #N/A | #N/A | #N/A | #N/A | #N/A | #N/A
TRUE | QLD | QOKT | Oakey | Energy Queensland | Shoulder | Coincident_unreconciled | 2021 | POE90 | 6.5352 | NA | QLD Oakey |  |  | FALSE | #N/A | #N/A | #N/A | #N/A | #N/A | #N/A | #N/A | #N/A | #N/A | #N/A
TRUE | QLD | QOKT | Oakey | Energy Queensland | Shoulder | Non-coincident | 2021 | POE50 | 5.4829 | 20.0885 | QLD Oakey |  |  | FALSE | #N/A | #N/A | #N/A | #N/A | #N/A | #N/A | #N/A | #N/A | #N/A | #N/A
TRUE | QLD | QOKT | Oakey | Energy Queensland | Shoulder | Non-coincident | 2021 | POE90 | 3.5853 | NA | QLD Oakey |  |  | FALSE | #N/A | #N/A | #N/A | #N/A | #N/A | #N/A | #N/A | #N/A | #N/A | #N/A
TRUE | QLD | QOKT | Oakey | Energy Queensland | Shoulder | Coincident_unreconciled | 2022 | POE50 | 9.8108 | NA | QLD Oakey |  |  | FALSE | #N/A | #N/A | #N/A | #N/A | #N/A | #N/A | #N/A | #N/A | #N/A | #N/A
TRUE | QLD | QOKT | Oakey | Energy Queensland | Shoulder | Coincident_unreconciled | 2022 | POE90 | 6.3319 | NA | QLD Oakey |  |  | FALSE | #N/A | #N/A | #N/A | #N/A | #N/A | #N/A | #N/A | #N/A | #N/A | #N/A
TRUE | QLD | QOKT | Oakey | Energy Queensland | Shoulder | Non-coincident | 2022 | POE50 | 5.3824 | 20.2023 | QLD Oakey |  |  | FALSE | #N/A | #N/A | #N/A | #N/A | #N/A | #N/A | #N/A | #N/A | #N/A | #N/A
TRUE | QLD | QOKT | Oakey | Energy Queensland | Shoulder | Non-coincident | 2022 | POE90 | 3.4738 | NA | QLD Oakey |  |  | FALSE | #N/A | #N/A | #N/A | #N/A | #N/A | #N/A | #N/A | #N/A | #N/A | #N/A
TRUE | QLD | QOKT | Oakey | Energy Queensland | Shoulder | Coincident_unreconciled | 2023 | POE50 | 9.6018 | NA | QLD Oakey |  |  | FALSE | #N/A | #N/A | #N/A | #N/A | #N/A | #N/A | #N/A | #N/A | #N/A | #N/A
TRUE | QLD | QOKT | Oakey | Energy Queensland | Shoulder | Coincident_unreconciled | 2023 | POE90 | 6.1009 | NA | QLD Oakey |  |  | FALSE | #N/A | #N/A | #N/A | #N/A | #N/A | #N/A | #N/A | #N/A | #N/A | #N/A
TRUE | QLD | QOKT | Oakey | Energy Queensland | Shoulder | Non-coincident | 2023 | POE50 | 5.2677 | 20.3278 | QLD Oakey |  |  | FALSE | #N/A | #N/A | #N/A | #N/A | #N/A | #N/A | #N/A | #N/A | #N/A | #N/A
TRUE | QLD | QOKT | Oakey | Energy Queensland | Shoulder | Non-coincident | 2023 | POE90 | 3.3471 | NA | QLD Oakey |  |  | FALSE | #N/A | #N/A | #N/A | #N/A | #N/A | #N/A | #N/A | #N/A | #N/A | #N/A
TRUE | QLD | QOKT | Oakey | Energy Queensland | Shoulder | Coincident_unreconciled | 2024 | POE50 | 9.4385 | NA | QLD Oakey |  |  | FALSE | #N/A | #N/A | #N/A | #N/A | #N/A | #N/A | #N/A | #N/A | #N/A | #N/A
TRUE | QLD | QOKT | Oakey | Energy Queensland | Shoulder | Coincident_unreconciled | 2024 | POE90 | 5.9158 | NA | QLD Oakey |  |  | FALSE | #N/A | #N/A | #N/A | #N/A | #N/A | #N/A | #N/A | #N/A | #N/A | #N/A
TRUE | QLD | QOKT | Oakey | Energy Queensland | Shoulder | Non-coincident | 2024 | POE50 | 5.1781 | 20.4452 | QLD Oakey |  |  | FALSE | #N/A | #N/A | #N/A | #N/A | #N/A | #N/A | #N/A | #N/A | #N/A | #N/A
TRUE | QLD | QOKT | Oakey | Energy Queensland | Shoulder | Non-coincident | 2024 | POE90 | 3.2455 | NA | QLD Oakey |  |  | FALSE | #N/A | #N/A | #N/A | #N/A | #N/A | #N/A | #N/A | #N/A | #N/A | #N/A
TRUE | QLD | QOKT | Oakey | Energy Queensland | Shoulder | Coincident_unreconciled | 2025 | POE50 | 9.327 | NA | QLD Oakey |  |  | FALSE | #N/A | #N/A | #N/A | #N/A | #N/A | #N/A | #N/A | #N/A | #N/A | #N/A
TRUE | QLD | QOKT | Oakey | Energy Queensland | Shoulder | Coincident_unreconciled | 2025 | POE90 | 5.7822 | NA | QLD Oakey |  |  | FALSE | #N/A | #N/A | #N/A | #N/A | #N/A | #N/A | #N/A | #N/A | #N/A | #N/A
TRUE | QLD | QOKT | Oakey | Energy Queensland | Shoulder | Non-coincident | 2025 | POE50 | 5.1169 | 20.5588 | QLD Oakey |  |  | FALSE | #N/A | #N/A | #N/A | #N/A | #N/A | #N/A | #N/A | #N/A | #N/A | #N/A
TRUE | QLD | QOKT | Oakey | Energy Queensland | Shoulder | Non-coincident | 2025 | POE90 | 3.1722 | NA | QLD Oakey |  |  | FALSE | #N/A | #N/A | #N/A | #N/A | #N/A | #N/A | #N/A | #N/A | #N/A | #N/A
TRUE | QLD | QOKT | Oakey | Energy Queensland | Shoulder | Coincident_unreconciled | 2026 | POE50 | 9.2239 | NA | QLD Oakey |  |  | FALSE | #N/A | #N/A | #N/A | #N/A | #N/A | #N/A | #N/A | #N/A | #N/A | #N/A
TRUE | QLD | QOKT | Oakey | Energy Queensland | Shoulder | Coincident_unreconciled | 2026 | POE90 | 5.657 | NA | QLD Oakey |  |  | FALSE | #N/A | #N/A | #N/A | #N/A | #N/A | #N/A | #N/A | #N/A | #N/A | #N/A
TRUE | QLD | QOKT | Oakey | Energy Queensland | Shoulder | Non-coincident | 2026 | POE50 | 5.0604 | 20.6717 | QLD Oakey |  |  | FALSE | #N/A | #N/A | #N/A | #N/A | #N/A | #N/A | #N/A | #N/A | #N/A | #N/A
TRUE | QLD | QOKT | Oakey | Energy Queensland | Shoulder | Non-coincident | 2026 | POE90 | 3.1035 | NA | QLD Oakey |  |  | FALSE | #N/A | #N/A | #N/A | #N/A | #N/A | #N/A | #N/A | #N/A | #N/A | #N/A
TRUE | QLD | QOKT | Oakey | Energy Queensland | Shoulder | Coincident_unreconciled | 2027 | POE50 | 9.1502 | NA | QLD Oakey |  |  | FALSE | #N/A | #N/A | #N/A | #N/A | #N/A | #N/A | #N/A | #N/A | #N/A | #N/A
TRUE | QLD | QOKT | Oakey | Energy Queensland | Shoulder | Coincident_unreconciled | 2027 | POE90 | 5.5605 | NA | QLD Oakey |  |  | FALSE | #N/A | #N/A | #N/A | #N/A | #N/A | #N/A | #N/A | #N/A | #N/A | #N/A
TRUE | QLD | QOKT | Oakey | Energy Queensland | Shoulder | Non-coincident | 2027 | POE50 | 5.02 | 20.7889 | QLD Oakey |  |  | FALSE | #N/A | #N/A | #N/A | #N/A | #N/A | #N/A | #N/A | #N/A | #N/A | #N/A
TRUE | QLD | QOKT | Oakey | Energy Queensland | Shoulder | Non-coincident | 2027 | POE90 | 3.0506 | NA | QLD Oakey |  |  | FALSE | #N/A | #N/A | #N/A | #N/A | #N/A | #N/A | #N/A | #N/A | #N/A | #N/A
TRUE | QLD | QOKT | Oakey | Energy Queensland | Shoulder | Coincident_unreconciled | 2028 | POE50 | 9.1073 | NA | QLD Oakey |  |  | FALSE | #N/A | #N/A | #N/A | #N/A | #N/A | #N/A | #N/A | #N/A | #N/A | #N/A
TRUE | QLD | QOKT | Oakey | Energy Queensland | Shoulder | Coincident_unreconciled | 2028 | POE90 | 5.4938 | NA | QLD Oakey |  |  | FALSE | #N/A | #N/A | #N/A | #N/A | #N/A | #N/A | #N/A | #N/A | #N/A | #N/A
TRUE | QLD | QOKT | Oakey | Energy Queensland | Shoulder | Non-coincident | 2028 | POE50 | 4.9964 | 20.9221 | QLD Oakey |  |  | FALSE | #N/A | #N/A | #N/A | #N/A | #N/A | #N/A | #N/A | #N/A | #N/A | #N/A
TRUE | QLD | QOKT | Oakey | Energy Queensland | Shoulder | Non-coincident | 2028 | POE90 | 3.014 | NA | QLD Oakey |  |  | FALSE | #N/A | #N/A | #N/A | #N/A | #N/A | #N/A | #N/A | #N/A | #N/A | #N/A
TRUE | QLD | QOKT | Oakey | Energy Queensland | Shoulder | Coincident_unreconciled | 2029 | POE50 | 9.0637 | NA | QLD Oakey |  |  | FALSE | #N/A | #N/A | #N/A | #N/A | #N/A | #N/A | #N/A | #N/A | #N/A | #N/A
TRUE | QLD | QOKT | Oakey | Energy Queensland | Shoulder | Coincident_unreconciled | 2029 | POE90 | 5.4265 | NA | QLD Oakey |  |  | FALSE | #N/A | #N/A | #N/A | #N/A | #N/A | #N/A | #N/A | #N/A | #N/A | #N/A
TRUE | QLD | QOKT | Oakey | Energy Queensland | Shoulder | Non-coincident | 2029 | POE50 | 4.9725 | 21.07 | QLD Oakey |  |  | FALSE | #N/A | #N/A | #N/A | #N/A | #N/A | #N/A | #N/A | #N/A | #N/A | #N/A
TRUE | QLD | QOKT | Oakey | Energy Queensland | Shoulder | Non-coincident | 2029 | POE90 | 2.9771 | NA | QLD Oakey |  |  | FALSE | #N/A | #N/A | #N/A | #N/A | #N/A | #N/A | #N/A | #N/A | #N/A | #N/A
TRUE | QLD | QOKT | Oakey | Energy Queensland | Shoulder | Coincident_unreconciled | 2030 | POE50 | 9.064 | NA | QLD Oakey |  |  | FALSE | #N/A | #N/A | #N/A | #N/A | #N/A | #N/A | #N/A | #N/A | #N/A | #N/A
TRUE | QLD | QOKT | Oakey | Energy Queensland | Shoulder | Coincident_unreconciled | 2030 | POE90 | 5.4032 | NA | QLD Oakey |  |  | FALSE | #N/A | #N/A | #N/A | #N/A | #N/A | #N/A | #N/A | #N/A | #N/A | #N/A
TRUE | QLD | QOKT | Oakey | Energy Queensland | Shoulder | Non-coincident | 2030 | POE50 | 4.9727 | 21.2209 | QLD Oakey |  |  | FALSE | #N/A | #N/A | #N/A | #N/A | #N/A | #N/A | #N/A | #N/A | #N/A | #N/A
TRUE | QLD | QOKT | Oakey | Energy Queensland | Shoulder | Non-coincident | 2030 | POE90 | 2.9643 | NA | QLD Oakey |  |  | FALSE | #N/A | #N/A | #N/A | #N/A | #N/A | #N/A | #N/A | #N/A | #N/A | #N/A
TRUE | QLD | QOKT | Oakey | Energy Queensland | Summer | Coincident | 2017 | ACTUAL_OPG | 5.0823 | 18.7136 | QLD Oakey |  |  | FALSE | #N/A | #N/A | #N/A | #N/A | #N/A | #N/A | #N/A | #N/A | #N/A | #N/A
TRUE | QLD | QOKT | Oakey | Energy Queensland | Summer | Coincident | 2017 | ACTUAL_RAW | 5.0823 | 18.7136 | QLD Oakey |  |  | FALSE | #N/A | #N/A | #N/A | #N/A | #N/A | #N/A | #N/A | #N/A | #N/A | #N/A
TRUE | QLD | QOKT | Oakey | Energy Queensland | Summer | Non-coincident | 2017 | ACTUAL_RAW | 5.0823 | 30.6869 | QLD Oakey |  |  | FALSE | #N/A | #N/A | #N/A | #N/A | #N/A | #N/A | #N/A | #N/A | #N/A | #N/A
TRUE | QLD | QOKT | Oakey | Energy Queensland | Summer | Non-coincident | 2017 | ACTUAL_OPG | 5.0823 | 30.6869 | QLD Oakey |  |  | FALSE | #N/A | #N/A | #N/A | #N/A | #N/A | #N/A | #N/A | #N/A | #N/A | #N/A
TRUE | QLD | QOKT | Oakey | Energy Queensland | Summer | Non-coincident | 2017 | ACTUAL_ADJUSTEDOPG | 5.0823 | 25.6762 | QLD Oakey |  |  | FALSE | #N/A | #N/A | #N/A | #N/A | #N/A | #N/A | #N/A | #N/A | #N/A | #N/A
TRUE | QLD | QOKT | Oakey | Energy Queensland | Summer | Coincident | 2018 | ACTUAL_OPG | 13.041 | 21.0668 | QLD Oakey |  |  | FALSE | #N/A | #N/A | #N/A | #N/A | #N/A | #N/A | #N/A | #N/A | #N/A | #N/A
TRUE | QLD | QOKT | Oakey | Energy Queensland | Summer | Coincident | 2018 | ACTUAL_RAW | 13.041 | 21.0668 | QLD Oakey |  |  | FALSE | #N/A | #N/A | #N/A | #N/A | #N/A | #N/A | #N/A | #N/A | #N/A | #N/A
TRUE | QLD | QOKT | Oakey | Energy Queensland | Summer | Non-coincident | 2018 | ACTUAL_RAW | 4.7325 | 25.4648 | QLD Oakey |  |  | FALSE | #N/A | #N/A | #N/A | #N/A | #N/A | #N/A | #N/A | #N/A | #N/A | #N/A
TRUE | QLD | QOKT | Oakey | Energy Queensland | Summer | Non-coincident | 2018 | ACTUAL_OPG | 4.7325 | 25.4648 | QLD Oakey |  |  | FALSE | #N/A | #N/A | #N/A | #N/A | #N/A | #N/A | #N/A | #N/A | #N/A | #N/A
TRUE | QLD | QOKT | Oakey | Energy Queensland | Summer | Non-coincident | 2018 | ACTUAL_ADJUSTEDOPG | 4.7325 | 25.4648 | QLD Oakey |  |  | FALSE | #N/A | #N/A | #N/A | #N/A | #N/A | #N/A | #N/A | #N/A | #N/A | #N/A
TRUE | QLD | QOKT | Oakey | Energy Queensland | Summer | Coincident | 2019 | ACTUAL_OPG | 5.1429 | 19.1239 | QLD Oakey |  |  | FALSE | #N/A | #N/A | #N/A | #N/A | #N/A | #N/A | #N/A | #N/A | #N/A | #N/A
TRUE | QLD | QOKT | Oakey | Energy Queensland | Summer | Coincident | 2019 | ACTUAL_RAW | 5.1429 | 19.1239 | QLD Oakey |  |  | FALSE | #N/A | #N/A | #N/A | #N/A | #N/A | #N/A | #N/A | #N/A | #N/A | #N/A
TRUE | QLD | QOKT | Oakey | Energy Queensland | Summer | Non-coincident | 2019 | ACTUAL_RAW | -4.3843 | 23.5368 | QLD Oakey |  |  | FALSE | #N/A | #N/A | #N/A | #N/A | #N/A | #N/A | #N/A | #N/A | #N/A | #N/A
TRUE | QLD | QOKT | Oakey | Energy Queensland | Summer | Non-coincident | 2019 | ACTUAL_OPG | 3.8109 | 23.5368 | QLD Oakey |  |  | FALSE | #N/A | #N/A | #N/A | #N/A | #N/A | #N/A | #N/A | #N/A | #N/A | #N/A
TRUE | QLD | QOKT | Oakey | Energy Queensland | Summer | Non-coincident | 2019 | ACTUAL_ADJUSTEDOPG | 3.8109 | 23.5368 | QLD Oakey |  |  | FALSE | #N/A | #N/A | #N/A | #N/A | #N/A | #N/A | #N/A | #N/A | #N/A | #N/A
TRUE | QLD | QOKT | Oakey | Energy Queensland | Summer | Non-coincident | 2019 | BASEYEARPOE90 | 3.2446 | NA | QLD Oakey |  |  | FALSE | #N/A | #N/A | #N/A | #N/A | #N/A | #N/A | #N/A | #N/A | #N/A | #N/A
TRUE | QLD | QOKT | Oakey | Energy Queensland | Summer | Non-coincident | 2019 | BASEYEARPOE50 | 5.2932 | 22.854 | QLD Oakey |  |  | FALSE | #N/A | #N/A | #N/A | #N/A | #N/A | #N/A | #N/A | #N/A | #N/A | #N/A
TRUE | QLD | QOKT | Oakey | Energy Queensland | Summer | Coincident | 2020 | ACTUAL_OPG | 6.8281 | 17.2626 | QLD Oakey |  |  | FALSE | #N/A | #N/A | #N/A | #N/A | #N/A | #N/A | #N/A | #N/A | #N/A | #N/A
TRUE | QLD | QOKT | Oakey | Energy Queensland | Summer | Coincident | 2020 | ACTUAL_RAW | -18.1099 | 14.8826 | QLD Oakey |  |  | FALSE | #N/A | #N/A | #N/A | #N/A | #N/A | #N/A | #N/A | #N/A | #N/A | #N/A
TRUE | QLD | QOKT | Oakey | Energy Queensland | Summer | Non-coincident | 2020 | ACTUAL_RAW | -40.1323 | 23.8226 | QLD Oakey |  |  | FALSE | #N/A | #N/A | #N/A | #N/A | #N/A | #N/A | #N/A | #N/A | #N/A | #N/A
TRUE | QLD | QOKT | Oakey | Energy Queensland | Summer | Non-coincident | 2020 | ACTUAL_OPG | 4.2408 | 24.256 | QLD Oakey |  |  | FALSE | #N/A | #N/A | #N/A | #N/A | #N/A | #N/A | #N/A | #N/A | #N/A | #N/A
TRUE | QLD | QOKT | Oakey | Energy Queensland | Summer | Non-coincident | 2020 | ACTUAL_ADJUSTEDOPG | 4.2408 | 24.0631 | QLD Oakey |  |  | FALSE | #N/A | #N/A | #N/A | #N/A | #N/A | #N/A | #N/A | #N/A | #N/A | #N/A
TRUE | QLD | QOKT | Oakey | Energy Queensland | Summer | Coincident_unreconciled | 2021 | POE50 | 15.8253 | NA | QLD Oakey |  |  | FALSE | #N/A | #N/A | #N/A | #N/A | #N/A | #N/A | #N/A | #N/A | #N/A | #N/A
TRUE | QLD | QOKT | Oakey | Energy Queensland | Summer | Coincident_unreconciled | 2021 | POE90 | 8.4291 | NA | QLD Oakey |  |  | FALSE | #N/A | #N/A | #N/A | #N/A | #N/A | #N/A | #N/A | #N/A | #N/A | #N/A
TRUE | QLD | QOKT | Oakey | Energy Queensland | Summer | Non-coincident | 2021 | POE50 | 5.1494 | 23.0105 | QLD Oakey |  |  | FALSE | #N/A | #N/A | #N/A | #N/A | #N/A | #N/A | #N/A | #N/A | #N/A | #N/A
TRUE | QLD | QOKT | Oakey | Energy Queensland | Summer | Non-coincident | 2021 | POE90 | 2.4981 | NA | QLD Oakey |  |  | FALSE | #N/A | #N/A | #N/A | #N/A | #N/A | #N/A | #N/A | #N/A | #N/A | #N/A
TRUE | QLD | QOKT | Oakey | Energy Queensland | Summer | Coincident_unreconciled | 2022 | POE50 | 15.541 | NA | QLD Oakey |  |  | FALSE | #N/A | #N/A | #N/A | #N/A | #N/A | #N/A | #N/A | #N/A | #N/A | #N/A
TRUE | QLD | QOKT | Oakey | Energy Queensland | Summer | Coincident_unreconciled | 2022 | POE90 | 8.102 | NA | QLD Oakey |  |  | FALSE | #N/A | #N/A | #N/A | #N/A | #N/A | #N/A | #N/A | #N/A | #N/A | #N/A
TRUE | QLD | QOKT | Oakey | Energy Queensland | Summer | Non-coincident | 2022 | POE50 | 5.0811 | 23.1283 | QLD Oakey |  |  | FALSE | #N/A | #N/A | #N/A | #N/A | #N/A | #N/A | #N/A | #N/A | #N/A | #N/A
TRUE | QLD | QOKT | Oakey | Energy Queensland | Summer | Non-coincident | 2022 | POE90 | 2.4144 | NA | QLD Oakey |  |  | FALSE | #N/A | #N/A | #N/A | #N/A | #N/A | #N/A | #N/A | #N/A | #N/A | #N/A
TRUE | QLD | QOKT | Oakey | Energy Queensland | Summer | Coincident_unreconciled | 2023 | POE50 | 15.2236 | NA | QLD Oakey |  |  | FALSE | #N/A | #N/A | #N/A | #N/A | #N/A | #N/A | #N/A | #N/A | #N/A | #N/A
TRUE | QLD | QOKT | Oakey | Energy Queensland | Summer | Coincident_unreconciled | 2023 | POE90 | 7.7377 | NA | QLD Oakey |  |  | FALSE | #N/A | #N/A | #N/A | #N/A | #N/A | #N/A | #N/A | #N/A | #N/A | #N/A
TRUE | QLD | QOKT | Oakey | Energy Queensland | Summer | Non-coincident | 2023 | POE50 | 5.0048 | 23.2577 | QLD Oakey |  |  | FALSE | #N/A | #N/A | #N/A | #N/A | #N/A | #N/A | #N/A | #N/A | #N/A | #N/A
TRUE | QLD | QOKT | Oakey | Energy Queensland | Summer | Non-coincident | 2023 | POE90 | 2.3213 | NA | QLD Oakey |  |  | FALSE | #N/A | #N/A | #N/A | #N/A | #N/A | #N/A | #N/A | #N/A | #N/A | #N/A
TRUE | QLD | QOKT | Oakey | Energy Queensland | Summer | Coincident_unreconciled | 2024 | POE50 | 14.9718 | NA | QLD Oakey |  |  | FALSE | #N/A | #N/A | #N/A | #N/A | #N/A | #N/A | #N/A | #N/A | #N/A | #N/A
TRUE | QLD | QOKT | Oakey | Energy Queensland | Summer | Coincident_unreconciled | 2024 | POE90 | 7.4392 | NA | QLD Oakey |  |  | FALSE | #N/A | #N/A | #N/A | #N/A | #N/A | #N/A | #N/A | #N/A | #N/A | #N/A
TRUE | QLD | QOKT | Oakey | Energy Queensland | Summer | Non-coincident | 2024 | POE50 | 4.9477 | 23.3815 | QLD Oakey |  |  | FALSE | #N/A | #N/A | #N/A | #N/A | #N/A | #N/A | #N/A | #N/A | #N/A | #N/A
TRUE | QLD | QOKT | Oakey | Energy Queensland | Summer | Non-coincident | 2024 | POE90 | 2.2475 | NA | QLD Oakey |  |  | FALSE | #N/A | #N/A | #N/A | #N/A | #N/A | #N/A | #N/A | #N/A | #N/A | #N/A
TRUE | QLD | QOKT | Oakey | Energy Queensland | Summer | Coincident_unreconciled | 2025 | POE50 | 14.8015 | NA | QLD Oakey |  |  | FALSE | #N/A | #N/A | #N/A | #N/A | #N/A | #N/A | #N/A | #N/A | #N/A | #N/A
TRUE | QLD | QOKT | Oakey | Energy Queensland | Summer | Coincident_unreconciled | 2025 | POE90 | 7.2218 | NA | QLD Oakey |  |  | FALSE | #N/A | #N/A | #N/A | #N/A | #N/A | #N/A | #N/A | #N/A | #N/A | #N/A
TRUE | QLD | QOKT | Oakey | Energy Queensland | Summer | Non-coincident | 2025 | POE50 | 4.9143 | 23.5043 | QLD Oakey |  |  | FALSE | #N/A | #N/A | #N/A | #N/A | #N/A | #N/A | #N/A | #N/A | #N/A | #N/A
TRUE | QLD | QOKT | Oakey | Energy Queensland | Summer | Non-coincident | 2025 | POE90 | 2.1972 | NA | QLD Oakey |  |  | FALSE | #N/A | #N/A | #N/A | #N/A | #N/A | #N/A | #N/A | #N/A | #N/A | #N/A
TRUE | QLD | QOKT | Oakey | Energy Queensland | Summer | Coincident_unreconciled | 2026 | POE50 | 14.6411 | NA | QLD Oakey |  |  | FALSE | #N/A | #N/A | #N/A | #N/A | #N/A | #N/A | #N/A | #N/A | #N/A | #N/A
TRUE | QLD | QOKT | Oakey | Energy Queensland | Summer | Coincident_unreconciled | 2026 | POE90 | 7.0141 | NA | QLD Oakey |  |  | FALSE | #N/A | #N/A | #N/A | #N/A | #N/A | #N/A | #N/A | #N/A | #N/A | #N/A
TRUE | QLD | QOKT | Oakey | Energy Queensland | Summer | Non-coincident | 2026 | POE50 | 4.8848 | 23.6267 | QLD Oakey |  |  | FALSE | #N/A | #N/A | #N/A | #N/A | #N/A | #N/A | #N/A | #N/A | #N/A | #N/A
TRUE | QLD | QOKT | Oakey | Energy Queensland | Summer | Non-coincident | 2026 | POE90 | 2.1508 | NA | QLD Oakey |  |  | FALSE | #N/A | #N/A | #N/A | #N/A | #N/A | #N/A | #N/A | #N/A | #N/A | #N/A
TRUE | QLD | QOKT | Oakey | Energy Queensland | Summer | Coincident_unreconciled | 2027 | POE50 | 14.5278 | NA | QLD Oakey |  |  | FALSE | #N/A | #N/A | #N/A | #N/A | #N/A | #N/A | #N/A | #N/A | #N/A | #N/A
TRUE | QLD | QOKT | Oakey | Energy Queensland | Summer | Coincident_unreconciled | 2027 | POE90 | 6.852 | NA | QLD Oakey |  |  | FALSE | #N/A | #N/A | #N/A | #N/A | #N/A | #N/A | #N/A | #N/A | #N/A | #N/A
TRUE | QLD | QOKT | Oakey | Energy Queensland | Summer | Non-coincident | 2027 | POE50 | 4.8695 | 23.7543 | QLD Oakey |  |  | FALSE | #N/A | #N/A | #N/A | #N/A | #N/A | #N/A | #N/A | #N/A | #N/A | #N/A
TRUE | QLD | QOKT | Oakey | Energy Queensland | Summer | Non-coincident | 2027 | POE90 | 2.1179 | NA | QLD Oakey |  |  | FALSE | #N/A | #N/A | #N/A | #N/A | #N/A | #N/A | #N/A | #N/A | #N/A | #N/A
TRUE | QLD | QOKT | Oakey | Energy Queensland | Summer | Coincident_unreconciled | 2028 | POE50 | 14.4631 | NA | QLD Oakey |  |  | FALSE | #N/A | #N/A | #N/A | #N/A | #N/A | #N/A | #N/A | #N/A | #N/A | #N/A
TRUE | QLD | QOKT | Oakey | Energy Queensland | Summer | Coincident_unreconciled | 2028 | POE90 | 6.7364 | NA | QLD Oakey |  |  | FALSE | #N/A | #N/A | #N/A | #N/A | #N/A | #N/A | #N/A | #N/A | #N/A | #N/A
TRUE | QLD | QOKT | Oakey | Energy Queensland | Summer | Non-coincident | 2028 | POE50 | 4.8644 | 23.8999 | QLD Oakey |  |  | FALSE | #N/A | #N/A | #N/A | #N/A | #N/A | #N/A | #N/A | #N/A | #N/A | #N/A
TRUE | QLD | QOKT | Oakey | Energy Queensland | Summer | Non-coincident | 2028 | POE90 | 2.0946 | NA | QLD Oakey |  |  | FALSE | #N/A | #N/A | #N/A | #N/A | #N/A | #N/A | #N/A | #N/A | #N/A | #N/A
TRUE | QLD | QOKT | Oakey | Energy Queensland | Summer | Coincident_unreconciled | 2029 | POE50 | 14.402 | NA | QLD Oakey |  |  | FALSE | #N/A | #N/A | #N/A | #N/A | #N/A | #N/A | #N/A | #N/A | #N/A | #N/A
TRUE | QLD | QOKT | Oakey | Energy Queensland | Summer | Coincident_unreconciled | 2029 | POE90 | 6.6247 | NA | QLD Oakey |  |  | FALSE | #N/A | #N/A | #N/A | #N/A | #N/A | #N/A | #N/A | #N/A | #N/A | #N/A
TRUE | QLD | QOKT | Oakey | Energy Queensland | Summer | Non-coincident | 2029 | POE50 | 4.8571 | 24.0583 | QLD Oakey |  |  | FALSE | #N/A | #N/A | #N/A | #N/A | #N/A | #N/A | #N/A | #N/A | #N/A | #N/A
TRUE | QLD | QOKT | Oakey | Energy Queensland | Summer | Non-coincident | 2029 | POE90 | 2.0691 | NA | QLD Oakey |  |  | FALSE | #N/A | #N/A | #N/A | #N/A | #N/A | #N/A | #N/A | #N/A | #N/A | #N/A
TRUE | QLD | QOKT | Oakey | Energy Queensland | Summer | Coincident_unreconciled | 2030 | POE50 | 14.4093 | NA | QLD Oakey |  |  | FALSE | #N/A | #N/A | #N/A | #N/A | #N/A | #N/A | #N/A | #N/A | #N/A | #N/A
TRUE | QLD | QOKT | Oakey | Energy Queensland | Summer | Coincident_unreconciled | 2030 | POE90 | 6.5816 | NA | QLD Oakey |  |  | FALSE | #N/A | #N/A | #N/A | #N/A | #N/A | #N/A | #N/A | #N/A | #N/A | #N/A
TRUE | QLD | QOKT | Oakey | Energy Queensland | Summer | Non-coincident | 2030 | POE50 | 4.8684 | 24.2202 | QLD Oakey |  |  | FALSE | #N/A | #N/A | #N/A | #N/A | #N/A | #N/A | #N/A | #N/A | #N/A | #N/A
TRUE | QLD | QOKT | Oakey | Energy Queensland | Summer | Non-coincident | 2030 | POE90 | 2.0624 | NA | QLD Oakey |  |  | FALSE | #N/A | #N/A | #N/A | #N/A | #N/A | #N/A | #N/A | #N/A | #N/A | #N/A
TRUE | QLD | QOKT | Oakey | Energy Queensland | Winter | Coincident | 2016 | ACTUAL_OPG | 9.7606 | 18.6694 | QLD Oakey |  |  | FALSE | #N/A | #N/A | #N/A | #N/A | #N/A | #N/A | #N/A | #N/A | #N/A | #N/A
TRUE | QLD | QOKT | Oakey | Energy Queensland | Winter | Coincident | 2016 | ACTUAL_RAW | 9.7606 | 18.6694 | QLD Oakey |  |  | FALSE | #N/A | #N/A | #N/A | #N/A | #N/A | #N/A | #N/A | #N/A | #N/A | #N/A
TRUE | QLD | QOKT | Oakey | Energy Queensland | Winter | Non-coincident | 2016 | ACTUAL_RAW | 6.6194 | 19.2736 | QLD Oakey |  |  | FALSE | #N/A | #N/A | #N/A | #N/A | #N/A | #N/A | #N/A | #N/A | #N/A | #N/A
TRUE | QLD | QOKT | Oakey | Energy Queensland | Winter | Non-coincident | 2016 | ACTUAL_OPG | 6.6194 | 19.2736 | QLD Oakey |  |  | FALSE | #N/A | #N/A | #N/A | #N/A | #N/A | #N/A | #N/A | #N/A | #N/A | #N/A
TRUE | QLD | QOKT | Oakey | Energy Queensland | Winter | Non-coincident | 2016 | ACTUAL_ADJUSTEDOPG | 6.6194 | 19.2736 | QLD Oakey |  |  | FALSE | #N/A | #N/A | #N/A | #N/A | #N/A | #N/A | #N/A | #N/A | #N/A | #N/A
TRUE | QLD | QOKT | Oakey | Energy Queensland | Winter | Coincident | 2017 | ACTUAL_OPG | 11.706 | 20.5056 | QLD Oakey |  |  | FALSE | #N/A | #N/A | #N/A | #N/A | #N/A | #N/A | #N/A | #N/A | #N/A | #N/A
TRUE | QLD | QOKT | Oakey | Energy Queensland | Winter | Coincident | 2017 | ACTUAL_RAW | 11.706 | 20.5056 | QLD Oakey |  |  | FALSE | #N/A | #N/A | #N/A | #N/A | #N/A | #N/A | #N/A | #N/A | #N/A | #N/A
TRUE | QLD | QOKT | Oakey | Energy Queensland | Winter | Non-coincident | 2017 | ACTUAL_RAW | 7.7334 | 24.956 | QLD Oakey |  |  | FALSE | #N/A | #N/A | #N/A | #N/A | #N/A | #N/A | #N/A | #N/A | #N/A | #N/A
TRUE | QLD | QOKT | Oakey | Energy Queensland | Winter | Non-coincident | 2017 | ACTUAL_OPG | 7.7334 | 24.956 | QLD Oakey |  |  | FALSE | #N/A | #N/A | #N/A | #N/A | #N/A | #N/A | #N/A | #N/A | #N/A | #N/A
TRUE | QLD | QOKT | Oakey | Energy Queensland | Winter | Non-coincident | 2017 | ACTUAL_ADJUSTEDOPG | 7.7334 | 24.956 | QLD Oakey |  |  | FALSE | #N/A | #N/A | #N/A | #N/A | #N/A | #N/A | #N/A | #N/A | #N/A | #N/A
TRUE | QLD | QOKT | Oakey | Energy Queensland | Winter | Coincident | 2018 | ACTUAL_OPG | 12.625 | 18.1448 | QLD Oakey |  |  | FALSE | #N/A | #N/A | #N/A | #N/A | #N/A | #N/A | #N/A | #N/A | #N/A | #N/A
TRUE | QLD | QOKT | Oakey | Energy Queensland | Winter | Coincident | 2018 | ACTUAL_RAW | 12.625 | 18.1448 | QLD Oakey |  |  | FALSE | #N/A | #N/A | #N/A | #N/A | #N/A | #N/A | #N/A | #N/A | #N/A | #N/A
TRUE | QLD | QOKT | Oakey | Energy Queensland | Winter | Non-coincident | 2018 | ACTUAL_RAW | 7.6555 | 23.5298 | QLD Oakey |  |  | FALSE | #N/A | #N/A | #N/A | #N/A | #N/A | #N/A | #N/A | #N/A | #N/A | #N/A
TRUE | QLD | QOKT | Oakey | Energy Queensland | Winter | Non-coincident | 2018 | ACTUAL_OPG | 7.6555 | 23.5298 | QLD Oakey |  |  | FALSE | #N/A | #N/A | #N/A | #N/A | #N/A | #N/A | #N/A | #N/A | #N/A | #N/A
TRUE | QLD | QOKT | Oakey | Energy Queensland | Winter | Non-coincident | 2018 | ACTUAL_ADJUSTEDOPG | 7.6555 | 23.5298 | QLD Oakey |  |  | FALSE | #N/A | #N/A | #N/A | #N/A | #N/A | #N/A | #N/A | #N/A | #N/A | #N/A
TRUE | QLD | QOKT | Oakey | Energy Queensland | Winter | Coincident | 2019 | ACTUAL_OPG | 6.6877 | 18.2265 | QLD Oakey |  |  | FALSE | #N/A | #N/A | #N/A | #N/A | #N/A | #N/A | #N/A | #N/A | #N/A | #N/A
TRUE | QLD | QOKT | Oakey | Energy Queensland | Winter | Coincident | 2019 | ACTUAL_RAW | 5.9517 | 18.2485 | QLD Oakey |  |  | FALSE | #N/A | #N/A | #N/A | #N/A | #N/A | #N/A | #N/A | #N/A | #N/A | #N/A
TRUE | QLD | QOKT | Oakey | Energy Queensland | Winter | Non-coincident | 2019 | ACTUAL_RAW | -15.5094 | 19.1816 | QLD Oakey |  |  | FALSE | #N/A | #N/A | #N/A | #N/A | #N/A | #N/A | #N/A | #N/A | #N/A | #N/A
TRUE | QLD | QOKT | Oakey | Energy Queensland | Winter | Non-coincident | 2019 | ACTUAL_OPG | 5.7034 | 19.7095 | QLD Oakey |  |  | FALSE | #N/A | #N/A | #N/A | #N/A | #N/A | #N/A | #N/A | #N/A | #N/A | #N/A
TRUE | QLD | QOKT | Oakey | Energy Queensland | Winter | Non-coincident | 2019 | ACTUAL_ADJUSTEDOPG | 5.7034 | 19.7095 | QLD Oakey |  |  | FALSE | #N/A | #N/A | #N/A | #N/A | #N/A | #N/A | #N/A | #N/A | #N/A | #N/A
TRUE | QLD | QOKT | Oakey | Energy Queensland | Winter | Non-coincident | 2019 | BASEYEARPOE90 | 5.0469 | NA | QLD Oakey |  |  | FALSE | #N/A | #N/A | #N/A | #N/A | #N/A | #N/A | #N/A | #N/A | #N/A | #N/A
TRUE | QLD | QOKT | Oakey | Energy Queensland | Winter | Non-coincident | 2019 | BASEYEARPOE50 | 5.8425 | 22.5611 | QLD Oakey |  |  | FALSE | #N/A | #N/A | #N/A | #N/A | #N/A | #N/A | #N/A | #N/A | #N/A | #N/A
TRUE | QLD | QOKT | Oakey | Energy Queensland | Winter | Coincident_unreconciled | 2020 | POE50 | 10.9834 | NA | QLD Oakey |  |  | FALSE | #N/A | #N/A | #N/A | #N/A | #N/A | #N/A | #N/A | #N/A | #N/A | #N/A
TRUE | QLD | QOKT | Oakey | Energy Queensland | Winter | Coincident_unreconciled | 2020 | POE90 | 9.5723 | NA | QLD Oakey |  |  | FALSE | #N/A | #N/A | #N/A | #N/A | #N/A | #N/A | #N/A | #N/A | #N/A | #N/A
TRUE | QLD | QOKT | Oakey | Energy Queensland | Winter | Non-coincident | 2020 | POE50 | 5.3521 | 22.6491 | QLD Oakey |  |  | FALSE | #N/A | #N/A | #N/A | #N/A | #N/A | #N/A | #N/A | #N/A | #N/A | #N/A
TRUE | QLD | QOKT | Oakey | Energy Queensland | Winter | Non-coincident | 2020 | POE90 | 4.4814 | NA | QLD Oakey |  |  | FALSE | #N/A | #N/A | #N/A | #N/A | #N/A | #N/A | #N/A | #N/A | #N/A | #N/A
TRUE | QLD | QOKT | Oakey | Energy Queensland | Winter | Coincident_unreconciled | 2021 | POE50 | 10.8722 | NA | QLD Oakey |  |  | FALSE | #N/A | #N/A | #N/A | #N/A | #N/A | #N/A | #N/A | #N/A | #N/A | #N/A
TRUE | QLD | QOKT | Oakey | Energy Queensland | Winter | Coincident_unreconciled | 2021 | POE90 | 9.454 | NA | QLD Oakey |  |  | FALSE | #N/A | #N/A | #N/A | #N/A | #N/A | #N/A | #N/A | #N/A | #N/A | #N/A
TRUE | QLD | QOKT | Oakey | Energy Queensland | Winter | Non-coincident | 2021 | POE50 | 5.2835 | 22.7439 | QLD Oakey |  |  | FALSE | #N/A | #N/A | #N/A | #N/A | #N/A | #N/A | #N/A | #N/A | #N/A | #N/A
TRUE | QLD | QOKT | Oakey | Energy Queensland | Winter | Non-coincident | 2021 | POE90 | 4.4084 | NA | QLD Oakey |  |  | FALSE | #N/A | #N/A | #N/A | #N/A | #N/A | #N/A | #N/A | #N/A | #N/A | #N/A
TRUE | QLD | QOKT | Oakey | Energy Queensland | Winter | Coincident_unreconciled | 2022 | POE50 | 10.6863 | NA | QLD Oakey |  |  | FALSE | #N/A | #N/A | #N/A | #N/A | #N/A | #N/A | #N/A | #N/A | #N/A | #N/A
TRUE | QLD | QOKT | Oakey | Energy Queensland | Winter | Coincident_unreconciled | 2022 | POE90 | 9.259 | NA | QLD Oakey |  |  | FALSE | #N/A | #N/A | #N/A | #N/A | #N/A | #N/A | #N/A | #N/A | #N/A | #N/A
TRUE | QLD | QOKT | Oakey | Energy Queensland | Winter | Non-coincident | 2022 | POE50 | 5.1688 | 22.8652 | QLD Oakey |  |  | FALSE | #N/A | #N/A | #N/A | #N/A | #N/A | #N/A | #N/A | #N/A | #N/A | #N/A
TRUE | QLD | QOKT | Oakey | Energy Queensland | Winter | Non-coincident | 2022 | POE90 | 4.2881 | NA | QLD Oakey |  |  | FALSE | #N/A | #N/A | #N/A | #N/A | #N/A | #N/A | #N/A | #N/A | #N/A | #N/A
TRUE | QLD | QOKT | Oakey | Energy Queensland | Winter | Coincident_unreconciled | 2023 | POE50 | 10.5301 | NA | QLD Oakey |  |  | FALSE | #N/A | #N/A | #N/A | #N/A | #N/A | #N/A | #N/A | #N/A | #N/A | #N/A
TRUE | QLD | QOKT | Oakey | Energy Queensland | Winter | Coincident_unreconciled | 2023 | POE90 | 9.0938 | NA | QLD Oakey |  |  | FALSE | #N/A | #N/A | #N/A | #N/A | #N/A | #N/A | #N/A | #N/A | #N/A | #N/A
TRUE | QLD | QOKT | Oakey | Energy Queensland | Winter | Non-coincident | 2023 | POE50 | 5.0724 | 23.0034 | QLD Oakey |  |  | FALSE | #N/A | #N/A | #N/A | #N/A | #N/A | #N/A | #N/A | #N/A | #N/A | #N/A
TRUE | QLD | QOKT | Oakey | Energy Queensland | Winter | Non-coincident | 2023 | POE90 | 4.1862 | NA | QLD Oakey |  |  | FALSE | #N/A | #N/A | #N/A | #N/A | #N/A | #N/A | #N/A | #N/A | #N/A | #N/A
TRUE | QLD | QOKT | Oakey | Energy Queensland | Winter | Coincident_unreconciled | 2024 | POE50 | 10.4141 | NA | QLD Oakey |  |  | FALSE | #N/A | #N/A | #N/A | #N/A | #N/A | #N/A | #N/A | #N/A | #N/A | #N/A
TRUE | QLD | QOKT | Oakey | Energy Queensland | Winter | Coincident_unreconciled | 2024 | POE90 | 8.9689 | NA | QLD Oakey |  |  | FALSE | #N/A | #N/A | #N/A | #N/A | #N/A | #N/A | #N/A | #N/A | #N/A | #N/A
TRUE | QLD | QOKT | Oakey | Energy Queensland | Winter | Non-coincident | 2024 | POE50 | 5.0008 | 23.128 | QLD Oakey |  |  | FALSE | #N/A | #N/A | #N/A | #N/A | #N/A | #N/A | #N/A | #N/A | #N/A | #N/A
TRUE | QLD | QOKT | Oakey | Energy Queensland | Winter | Non-coincident | 2024 | POE90 | 4.1091 | NA | QLD Oakey |  |  | FALSE | #N/A | #N/A | #N/A | #N/A | #N/A | #N/A | #N/A | #N/A | #N/A | #N/A
TRUE | QLD | QOKT | Oakey | Energy Queensland | Winter | Coincident_unreconciled | 2025 | POE50 | 10.3342 | NA | QLD Oakey |  |  | FALSE | #N/A | #N/A | #N/A | #N/A | #N/A | #N/A | #N/A | #N/A | #N/A | #N/A
TRUE | QLD | QOKT | Oakey | Energy Queensland | Winter | Coincident_unreconciled | 2025 | POE90 | 8.8799 | NA | QLD Oakey |  |  | FALSE | #N/A | #N/A | #N/A | #N/A | #N/A | #N/A | #N/A | #N/A | #N/A | #N/A
TRUE | QLD | QOKT | Oakey | Energy Queensland | Winter | Non-coincident | 2025 | POE50 | 4.9515 | 23.2522 | QLD Oakey |  |  | FALSE | #N/A | #N/A | #N/A | #N/A | #N/A | #N/A | #N/A | #N/A | #N/A | #N/A
TRUE | QLD | QOKT | Oakey | Energy Queensland | Winter | Non-coincident | 2025 | POE90 | 4.0542 | NA | QLD Oakey |  |  | FALSE | #N/A | #N/A | #N/A | #N/A | #N/A | #N/A | #N/A | #N/A | #N/A | #N/A
TRUE | QLD | QOKT | Oakey | Energy Queensland | Winter | Coincident_unreconciled | 2026 | POE50 | 10.2413 | NA | QLD Oakey |  |  | FALSE | #N/A | #N/A | #N/A | #N/A | #N/A | #N/A | #N/A | #N/A | #N/A | #N/A
TRUE | QLD | QOKT | Oakey | Energy Queensland | Winter | Coincident_unreconciled | 2026 | POE90 | 8.778 | NA | QLD Oakey |  |  | FALSE | #N/A | #N/A | #N/A | #N/A | #N/A | #N/A | #N/A | #N/A | #N/A | #N/A
TRUE | QLD | QOKT | Oakey | Energy Queensland | Winter | Non-coincident | 2026 | POE50 | 4.8943 | 23.3737 | QLD Oakey |  |  | FALSE | #N/A | #N/A | #N/A | #N/A | #N/A | #N/A | #N/A | #N/A | #N/A | #N/A
TRUE | QLD | QOKT | Oakey | Energy Queensland | Winter | Non-coincident | 2026 | POE90 | 3.9913 | NA | QLD Oakey |  |  | FALSE | #N/A | #N/A | #N/A | #N/A | #N/A | #N/A | #N/A | #N/A | #N/A | #N/A
TRUE | QLD | QOKT | Oakey | Energy Queensland | Winter | Coincident_unreconciled | 2027 | POE50 | 10.2082 | NA | QLD Oakey |  |  | FALSE | #N/A | #N/A | #N/A | #N/A | #N/A | #N/A | #N/A | #N/A | #N/A | #N/A
TRUE | QLD | QOKT | Oakey | Energy Queensland | Winter | Coincident_unreconciled | 2027 | POE90 | 8.7353 | NA | QLD Oakey |  |  | FALSE | #N/A | #N/A | #N/A | #N/A | #N/A | #N/A | #N/A | #N/A | #N/A | #N/A
TRUE | QLD | QOKT | Oakey | Energy Queensland | Winter | Non-coincident | 2027 | POE50 | 4.8738 | 23.503 | QLD Oakey |  |  | FALSE | #N/A | #N/A | #N/A | #N/A | #N/A | #N/A | #N/A | #N/A | #N/A | #N/A
TRUE | QLD | QOKT | Oakey | Energy Queensland | Winter | Non-coincident | 2027 | POE90 | 3.9649 | NA | QLD Oakey |  |  | FALSE | #N/A | #N/A | #N/A | #N/A | #N/A | #N/A | #N/A | #N/A | #N/A | #N/A
TRUE | QLD | QOKT | Oakey | Energy Queensland | Winter | Coincident_unreconciled | 2028 | POE50 | 10.1735 | NA | QLD Oakey |  |  | FALSE | #N/A | #N/A | #N/A | #N/A | #N/A | #N/A | #N/A | #N/A | #N/A | #N/A
TRUE | QLD | QOKT | Oakey | Energy Queensland | Winter | Coincident_unreconciled | 2028 | POE90 | 8.6908 | NA | QLD Oakey |  |  | FALSE | #N/A | #N/A | #N/A | #N/A | #N/A | #N/A | #N/A | #N/A | #N/A | #N/A
TRUE | QLD | QOKT | Oakey | Energy Queensland | Winter | Non-coincident | 2028 | POE50 | 4.8524 | 23.6587 | QLD Oakey |  |  | FALSE | #N/A | #N/A | #N/A | #N/A | #N/A | #N/A | #N/A | #N/A | #N/A | #N/A
TRUE | QLD | QOKT | Oakey | Energy Queensland | Winter | Non-coincident | 2028 | POE90 | 3.9375 | NA | QLD Oakey |  |  | FALSE | #N/A | #N/A | #N/A | #N/A | #N/A | #N/A | #N/A | #N/A | #N/A | #N/A
TRUE | QLD | QOKT | Oakey | Energy Queensland | Winter | Coincident_unreconciled | 2029 | POE50 | 10.1523 | NA | QLD Oakey |  |  | FALSE | #N/A | #N/A | #N/A | #N/A | #N/A | #N/A | #N/A | #N/A | #N/A | #N/A
TRUE | QLD | QOKT | Oakey | Energy Queensland | Winter | Coincident_unreconciled | 2029 | POE90 | 8.66 | NA | QLD Oakey |  |  | FALSE | #N/A | #N/A | #N/A | #N/A | #N/A | #N/A | #N/A | #N/A | #N/A | #N/A
TRUE | QLD | QOKT | Oakey | Energy Queensland | Winter | Non-coincident | 2029 | POE50 | 4.8393 | 23.8207 | QLD Oakey |  |  | FALSE | #N/A | #N/A | #N/A | #N/A | #N/A | #N/A | #N/A | #N/A | #N/A | #N/A
TRUE | QLD | QOKT | Oakey | Energy Queensland | Winter | Non-coincident | 2029 | POE90 | 3.9185 | NA | QLD Oakey |  |  | FALSE | #N/A | #N/A | #N/A | #N/A | #N/A | #N/A | #N/A | #N/A | #N/A | #N/A
TRUE | QLD | QOKT | Oakey | Energy Queensland | Shoulder | Non-coincident | 2019 | BASEYEARPOE10 | NA | 20.5278 | QLD Oakey |  |  | FALSE | #N/A | #N/A | #N/A | #N/A | #N/A | #N/A | #N/A | #N/A | #N/A | #N/A
TRUE | QLD | QOKT | Oakey | Energy Queensland | Shoulder | Coincident | 2021 | POE10 | NA | 16.7361 | QLD Oakey |  |  | FALSE | #N/A | #N/A | #N/A | #N/A | #N/A | #N/A | #N/A | #N/A | #N/A | #N/A
TRUE | QLD | QOKT | Oakey | Energy Queensland | Shoulder | Coincident | 2021 | POE50 | NA | 16.9669 | QLD Oakey |  |  | FALSE | #N/A | #N/A | #N/A | #N/A | #N/A | #N/A | #N/A | #N/A | #N/A | #N/A
TRUE | QLD | QOKT | Oakey | Energy Queensland | Shoulder | Non-coincident | 2021 | POE10 | NA | 20.6726 | QLD Oakey |  |  | FALSE | #N/A | #N/A | #N/A | #N/A | #N/A | #N/A | #N/A | #N/A | #N/A | #N/A
TRUE | QLD | QOKT | Oakey | Energy Queensland | Shoulder | Coincident | 2022 | POE10 | NA | 17.2952 | QLD Oakey |  |  | FALSE | #N/A | #N/A | #N/A | #N/A | #N/A | #N/A | #N/A | #N/A | #N/A | #N/A
TRUE | QLD | QOKT | Oakey | Energy Queensland | Shoulder | Coincident | 2022 | POE50 | NA | 17.2413 | QLD Oakey |  |  | FALSE | #N/A | #N/A | #N/A | #N/A | #N/A | #N/A | #N/A | #N/A | #N/A | #N/A
TRUE | QLD | QOKT | Oakey | Energy Queensland | Shoulder | Non-coincident | 2022 | POE10 | NA | 20.7426 | QLD Oakey |  |  | FALSE | #N/A | #N/A | #N/A | #N/A | #N/A | #N/A | #N/A | #N/A | #N/A | #N/A
TRUE | QLD | QOKT | Oakey | Energy Queensland | Shoulder | Coincident | 2023 | POE10 | NA | 17.4358 | QLD Oakey |  |  | FALSE | #N/A | #N/A | #N/A | #N/A | #N/A | #N/A | #N/A | #N/A | #N/A | #N/A
TRUE | QLD | QOKT | Oakey | Energy Queensland | Shoulder | Coincident | 2023 | POE50 | NA | 17.4654 | QLD Oakey |  |  | FALSE | #N/A | #N/A | #N/A | #N/A | #N/A | #N/A | #N/A | #N/A | #N/A | #N/A
TRUE | QLD | QOKT | Oakey | Energy Queensland | Shoulder | Non-coincident | 2023 | POE10 | NA | 20.818 | QLD Oakey |  |  | FALSE | #N/A | #N/A | #N/A | #N/A | #N/A | #N/A | #N/A | #N/A | #N/A | #N/A
TRUE | QLD | QOKT | Oakey | Energy Queensland | Shoulder | Coincident | 2024 | POE10 | NA | 17.6211 | QLD Oakey |  |  | FALSE | #N/A | #N/A | #N/A | #N/A | #N/A | #N/A | #N/A | #N/A | #N/A | #N/A
TRUE | QLD | QOKT | Oakey | Energy Queensland | Shoulder | Coincident | 2024 | POE50 | NA | 17.8832 | QLD Oakey |  |  | FALSE | #N/A | #N/A | #N/A | #N/A | #N/A | #N/A | #N/A | #N/A | #N/A | #N/A
TRUE | QLD | QOKT | Oakey | Energy Queensland | Shoulder | Non-coincident | 2024 | POE10 | NA | 20.908 | QLD Oakey |  |  | FALSE | #N/A | #N/A | #N/A | #N/A | #N/A | #N/A | #N/A | #N/A | #N/A | #N/A
TRUE | QLD | QOKT | Oakey | Energy Queensland | Shoulder | Coincident | 2025 | POE10 | NA | 17.7744 | QLD Oakey |  |  | FALSE | #N/A | #N/A | #N/A | #N/A | #N/A | #N/A | #N/A | #N/A | #N/A | #N/A
TRUE | QLD | QOKT | Oakey | Energy Queensland | Shoulder | Coincident | 2025 | POE50 | NA | 17.9077 | QLD Oakey |  |  | FALSE | #N/A | #N/A | #N/A | #N/A | #N/A | #N/A | #N/A | #N/A | #N/A | #N/A
TRUE | QLD | QOKT | Oakey | Energy Queensland | Shoulder | Non-coincident | 2025 | POE10 | NA | 21.0252 | QLD Oakey |  |  | FALSE | #N/A | #N/A | #N/A | #N/A | #N/A | #N/A | #N/A | #N/A | #N/A | #N/A
TRUE | QLD | QOKT | Oakey | Energy Queensland | Shoulder | Coincident | 2026 | POE10 | NA | 17.78 | QLD Oakey |  |  | FALSE | #N/A | #N/A | #N/A | #N/A | #N/A | #N/A | #N/A | #N/A | #N/A | #N/A
TRUE | QLD | QOKT | Oakey | Energy Queensland | Shoulder | Coincident | 2026 | POE50 | NA | 18.0119 | QLD Oakey |  |  | FALSE | #N/A | #N/A | #N/A | #N/A | #N/A | #N/A | #N/A | #N/A | #N/A | #N/A
TRUE | QLD | QOKT | Oakey | Energy Queensland | Shoulder | Non-coincident | 2026 | POE10 | NA | 21.1463 | QLD Oakey |  |  | FALSE | #N/A | #N/A | #N/A | #N/A | #N/A | #N/A | #N/A | #N/A | #N/A | #N/A
TRUE | QLD | QOKT | Oakey | Energy Queensland | Shoulder | Coincident | 2027 | POE10 | NA | 17.8067 | QLD Oakey |  |  | FALSE | #N/A | #N/A | #N/A | #N/A | #N/A | #N/A | #N/A | #N/A | #N/A | #N/A
TRUE | QLD | QOKT | Oakey | Energy Queensland | Shoulder | Coincident | 2027 | POE50 | NA | 18.0211 | QLD Oakey |  |  | FALSE | #N/A | #N/A | #N/A | #N/A | #N/A | #N/A | #N/A | #N/A | #N/A | #N/A
TRUE | QLD | QOKT | Oakey | Energy Queensland | Shoulder | Non-coincident | 2027 | POE10 | NA | 21.2783 | QLD Oakey |  |  | FALSE | #N/A | #N/A | #N/A | #N/A | #N/A | #N/A | #N/A | #N/A | #N/A | #N/A
TRUE | QLD | QOKT | Oakey | Energy Queensland | Shoulder | Coincident | 2028 | POE10 | NA | 17.8529 | QLD Oakey |  |  | FALSE | #N/A | #N/A | #N/A | #N/A | #N/A | #N/A | #N/A | #N/A | #N/A | #N/A
TRUE | QLD | QOKT | Oakey | Energy Queensland | Shoulder | Coincident | 2028 | POE50 | NA | 18.1115 | QLD Oakey |  |  | FALSE | #N/A | #N/A | #N/A | #N/A | #N/A | #N/A | #N/A | #N/A | #N/A | #N/A
TRUE | QLD | QOKT | Oakey | Energy Queensland | Shoulder | Non-coincident | 2028 | POE10 | NA | 21.4192 | QLD Oakey |  |  | FALSE | #N/A | #N/A | #N/A | #N/A | #N/A | #N/A | #N/A | #N/A | #N/A | #N/A
TRUE | QLD | QOKT | Oakey | Energy Queensland | Shoulder | Coincident | 2029 | POE10 | NA | 18.1464 | QLD Oakey |  |  | FALSE | #N/A | #N/A | #N/A | #N/A | #N/A | #N/A | #N/A | #N/A | #N/A | #N/A
TRUE | QLD | QOKT | Oakey | Energy Queensland | Shoulder | Coincident | 2029 | POE50 | NA | 18.3008 | QLD Oakey |  |  | FALSE | #N/A | #N/A | #N/A | #N/A | #N/A | #N/A | #N/A | #N/A | #N/A | #N/A
TRUE | QLD | QOKT | Oakey | Energy Queensland | Shoulder | Non-coincident | 2029 | POE10 | NA | 21.5605 | QLD Oakey |  |  | FALSE | #N/A | #N/A | #N/A | #N/A | #N/A | #N/A | #N/A | #N/A | #N/A | #N/A
TRUE | QLD | QOKT | Oakey | Energy Queensland | Shoulder | Coincident | 2030 | POE10 | NA | 18.275 | QLD Oakey |  |  | FALSE | #N/A | #N/A | #N/A | #N/A | #N/A | #N/A | #N/A | #N/A | #N/A | #N/A
TRUE | QLD | QOKT | Oakey | Energy Queensland | Shoulder | Coincident | 2030 | POE50 | NA | 18.4495 | QLD Oakey |  |  | FALSE | #N/A | #N/A | #N/A | #N/A | #N/A | #N/A | #N/A | #N/A | #N/A | #N/A
TRUE | QLD | QOKT | Oakey | Energy Queensland | Shoulder | Non-coincident | 2030 | POE10 | NA | 21.7242 | QLD Oakey |  |  | FALSE | #N/A | #N/A | #N/A | #N/A | #N/A | #N/A | #N/A | #N/A | #N/A | #N/A
TRUE | QLD | QOKT | Oakey | Energy Queensland | Summer | Non-coincident | 2019 | BASEYEARPOE10 | NA | 24.1649 | QLD Oakey |  |  | FALSE | #N/A | #N/A | #N/A | #N/A | #N/A | #N/A | #N/A | #N/A | #N/A | #N/A
TRUE | QLD | QOKT | Oakey | Energy Queensland | Summer | Coincident | 2021 | POE10 | NA | 18.7547 | QLD Oakey |  |  | FALSE | #N/A | #N/A | #N/A | #N/A | #N/A | #N/A | #N/A | #N/A | #N/A | #N/A
TRUE | QLD | QOKT | Oakey | Energy Queensland | Summer | Coincident | 2021 | POE50 | NA | 18.4752 | QLD Oakey |  |  | FALSE | #N/A | #N/A | #N/A | #N/A | #N/A | #N/A | #N/A | #N/A | #N/A | #N/A
TRUE | QLD | QOKT | Oakey | Energy Queensland | Summer | Non-coincident | 2021 | POE10 | NA | 24.4135 | QLD Oakey |  |  | FALSE | #N/A | #N/A | #N/A | #N/A | #N/A | #N/A | #N/A | #N/A | #N/A | #N/A
TRUE | QLD | QOKT | Oakey | Energy Queensland | Summer | Coincident | 2022 | POE10 | NA | 19.1938 | QLD Oakey |  |  | FALSE | #N/A | #N/A | #N/A | #N/A | #N/A | #N/A | #N/A | #N/A | #N/A | #N/A
TRUE | QLD | QOKT | Oakey | Energy Queensland | Summer | Coincident | 2022 | POE50 | NA | 18.8783 | QLD Oakey |  |  | FALSE | #N/A | #N/A | #N/A | #N/A | #N/A | #N/A | #N/A | #N/A | #N/A | #N/A
TRUE | QLD | QOKT | Oakey | Energy Queensland | Summer | Non-coincident | 2022 | POE10 | NA | 24.5394 | QLD Oakey |  |  | FALSE | #N/A | #N/A | #N/A | #N/A | #N/A | #N/A | #N/A | #N/A | #N/A | #N/A
TRUE | QLD | QOKT | Oakey | Energy Queensland | Summer | Coincident | 2023 | POE10 | NA | 19.4082 | QLD Oakey |  |  | FALSE | #N/A | #N/A | #N/A | #N/A | #N/A | #N/A | #N/A | #N/A | #N/A | #N/A
TRUE | QLD | QOKT | Oakey | Energy Queensland | Summer | Coincident | 2023 | POE50 | NA | 19.0465 | QLD Oakey |  |  | FALSE | #N/A | #N/A | #N/A | #N/A | #N/A | #N/A | #N/A | #N/A | #N/A | #N/A
TRUE | QLD | QOKT | Oakey | Energy Queensland | Summer | Non-coincident | 2023 | POE10 | NA | 24.6777 | QLD Oakey |  |  | FALSE | #N/A | #N/A | #N/A | #N/A | #N/A | #N/A | #N/A | #N/A | #N/A | #N/A
TRUE | QLD | QOKT | Oakey | Energy Queensland | Summer | Coincident | 2024 | POE10 | NA | 19.737 | QLD Oakey |  |  | FALSE | #N/A | #N/A | #N/A | #N/A | #N/A | #N/A | #N/A | #N/A | #N/A | #N/A
TRUE | QLD | QOKT | Oakey | Energy Queensland | Summer | Coincident | 2024 | POE50 | NA | 19.3873 | QLD Oakey |  |  | FALSE | #N/A | #N/A | #N/A | #N/A | #N/A | #N/A | #N/A | #N/A | #N/A | #N/A
TRUE | QLD | QOKT | Oakey | Energy Queensland | Summer | Non-coincident | 2024 | POE10 | NA | 24.8103 | QLD Oakey |  |  | FALSE | #N/A | #N/A | #N/A | #N/A | #N/A | #N/A | #N/A | #N/A | #N/A | #N/A
TRUE | QLD | QOKT | Oakey | Energy Queensland | Summer | Coincident | 2025 | POE10 | NA | 19.749 | QLD Oakey |  |  | FALSE | #N/A | #N/A | #N/A | #N/A | #N/A | #N/A | #N/A | #N/A | #N/A | #N/A
TRUE | QLD | QOKT | Oakey | Energy Queensland | Summer | Coincident | 2025 | POE50 | NA | 19.4984 | QLD Oakey |  |  | FALSE | #N/A | #N/A | #N/A | #N/A | #N/A | #N/A | #N/A | #N/A | #N/A | #N/A
TRUE | QLD | QOKT | Oakey | Energy Queensland | Summer | Non-coincident | 2025 | POE10 | NA | 24.9421 | QLD Oakey |  |  | FALSE | #N/A | #N/A | #N/A | #N/A | #N/A | #N/A | #N/A | #N/A | #N/A | #N/A
TRUE | QLD | QOKT | Oakey | Energy Queensland | Summer | Coincident | 2026 | POE10 | NA | 19.9361 | QLD Oakey |  |  | FALSE | #N/A | #N/A | #N/A | #N/A | #N/A | #N/A | #N/A | #N/A | #N/A | #N/A
TRUE | QLD | QOKT | Oakey | Energy Queensland | Summer | Coincident | 2026 | POE50 | NA | 19.617 | QLD Oakey |  |  | FALSE | #N/A | #N/A | #N/A | #N/A | #N/A | #N/A | #N/A | #N/A | #N/A | #N/A
TRUE | QLD | QOKT | Oakey | Energy Queensland | Summer | Non-coincident | 2026 | POE10 | NA | 25.0735 | QLD Oakey |  |  | FALSE | #N/A | #N/A | #N/A | #N/A | #N/A | #N/A | #N/A | #N/A | #N/A | #N/A
TRUE | QLD | QOKT | Oakey | Energy Queensland | Summer | Coincident | 2027 | POE10 | NA | 19.8864 | QLD Oakey |  |  | FALSE | #N/A | #N/A | #N/A | #N/A | #N/A | #N/A | #N/A | #N/A | #N/A | #N/A
TRUE | QLD | QOKT | Oakey | Energy Queensland | Summer | Coincident | 2027 | POE50 | NA | 19.6347 | QLD Oakey |  |  | FALSE | #N/A | #N/A | #N/A | #N/A | #N/A | #N/A | #N/A | #N/A | #N/A | #N/A
TRUE | QLD | QOKT | Oakey | Energy Queensland | Summer | Non-coincident | 2027 | POE10 | NA | 25.2104 | QLD Oakey |  |  | FALSE | #N/A | #N/A | #N/A | #N/A | #N/A | #N/A | #N/A | #N/A | #N/A | #N/A
TRUE | QLD | QOKT | Oakey | Energy Queensland | Summer | Coincident | 2028 | POE10 | NA | 20.0141 | QLD Oakey |  |  | FALSE | #N/A | #N/A | #N/A | #N/A | #N/A | #N/A | #N/A | #N/A | #N/A | #N/A
TRUE | QLD | QOKT | Oakey | Energy Queensland | Summer | Coincident | 2028 | POE50 | NA | 19.7501 | QLD Oakey |  |  | FALSE | #N/A | #N/A | #N/A | #N/A | #N/A | #N/A | #N/A | #N/A | #N/A | #N/A
TRUE | QLD | QOKT | Oakey | Energy Queensland | Summer | Non-coincident | 2028 | POE10 | NA | 25.3656 | QLD Oakey |  |  | FALSE | #N/A | #N/A | #N/A | #N/A | #N/A | #N/A | #N/A | #N/A | #N/A | #N/A
TRUE | QLD | QOKT | Oakey | Energy Queensland | Summer | Coincident | 2029 | POE10 | NA | 20.0844 | QLD Oakey |  |  | FALSE | #N/A | #N/A | #N/A | #N/A | #N/A | #N/A | #N/A | #N/A | #N/A | #N/A
TRUE | QLD | QOKT | Oakey | Energy Queensland | Summer | Coincident | 2029 | POE50 | NA | 19.9046 | QLD Oakey |  |  | FALSE | #N/A | #N/A | #N/A | #N/A | #N/A | #N/A | #N/A | #N/A | #N/A | #N/A
TRUE | QLD | QOKT | Oakey | Energy Queensland | Summer | Non-coincident | 2029 | POE10 | NA | 25.5336 | QLD Oakey |  |  | FALSE | #N/A | #N/A | #N/A | #N/A | #N/A | #N/A | #N/A | #N/A | #N/A | #N/A
TRUE | QLD | QOKT | Oakey | Energy Queensland | Summer | Coincident | 2030 | POE10 | NA | 20.2323 | QLD Oakey |  |  | FALSE | #N/A | #N/A | #N/A | #N/A | #N/A | #N/A | #N/A | #N/A | #N/A | #N/A
TRUE | QLD | QOKT | Oakey | Energy Queensland | Summer | Coincident | 2030 | POE50 | NA | 19.9453 | QLD Oakey |  |  | FALSE | #N/A | #N/A | #N/A | #N/A | #N/A | #N/A | #N/A | #N/A | #N/A | #N/A
TRUE | QLD | QOKT | Oakey | Energy Queensland | Summer | Non-coincident | 2030 | POE10 | NA | 25.705 | QLD Oakey |  |  | FALSE | #N/A | #N/A | #N/A | #N/A | #N/A | #N/A | #N/A | #N/A | #N/A | #N/A
TRUE | QLD | QOKT | Oakey | Energy Queensland | Winter | Non-coincident | 2019 | BASEYEARPOE10 | NA | 24.7198 | QLD Oakey |  |  | FALSE | #N/A | #N/A | #N/A | #N/A | #N/A | #N/A | #N/A | #N/A | #N/A | #N/A
TRUE | QLD | QOKT | Oakey | Energy Queensland | Winter | Coincident | 2020 | POE10 | NA | 21.647 | QLD Oakey |  |  | FALSE | #N/A | #N/A | #N/A | #N/A | #N/A | #N/A | #N/A | #N/A | #N/A | #N/A
TRUE | QLD | QOKT | Oakey | Energy Queensland | Winter | Coincident | 2020 | POE50 | NA | 19.5201 | QLD Oakey |  |  | FALSE | #N/A | #N/A | #N/A | #N/A | #N/A | #N/A | #N/A | #N/A | #N/A | #N/A
TRUE | QLD | QOKT | Oakey | Energy Queensland | Winter | Non-coincident | 2020 | POE10 | NA | 24.8047 | QLD Oakey |  |  | FALSE | #N/A | #N/A | #N/A | #N/A | #N/A | #N/A | #N/A | #N/A | #N/A | #N/A
TRUE | QLD | QOKT | Oakey | Energy Queensland | Winter | Coincident | 2021 | POE10 | NA | 21.5722 | QLD Oakey |  |  | FALSE | #N/A | #N/A | #N/A | #N/A | #N/A | #N/A | #N/A | #N/A | #N/A | #N/A
TRUE | QLD | QOKT | Oakey | Energy Queensland | Winter | Coincident | 2021 | POE50 | NA | 19.4471 | QLD Oakey |  |  | FALSE | #N/A | #N/A | #N/A | #N/A | #N/A | #N/A | #N/A | #N/A | #N/A | #N/A
TRUE | QLD | QOKT | Oakey | Energy Queensland | Winter | Non-coincident | 2021 | POE10 | NA | 24.9283 | QLD Oakey |  |  | FALSE | #N/A | #N/A | #N/A | #N/A | #N/A | #N/A | #N/A | #N/A | #N/A | #N/A
TRUE | QLD | QOKT | Oakey | Energy Queensland | Winter | Coincident | 2022 | POE10 | NA | 22.1871 | QLD Oakey |  |  | FALSE | #N/A | #N/A | #N/A | #N/A | #N/A | #N/A | #N/A | #N/A | #N/A | #N/A
TRUE | QLD | QOKT | Oakey | Energy Queensland | Winter | Coincident | 2022 | POE50 | NA | 20.0047 | QLD Oakey |  |  | FALSE | #N/A | #N/A | #N/A | #N/A | #N/A | #N/A | #N/A | #N/A | #N/A | #N/A
TRUE | QLD | QOKT | Oakey | Energy Queensland | Winter | Non-coincident | 2022 | POE10 | NA | 25.0839 | QLD Oakey |  |  | FALSE | #N/A | #N/A | #N/A | #N/A | #N/A | #N/A | #N/A | #N/A | #N/A | #N/A
TRUE | QLD | QOKT | Oakey | Energy Queensland | Winter | Coincident | 2023 | POE10 | NA | 22.5279 | QLD Oakey |  |  | FALSE | #N/A | #N/A | #N/A | #N/A | #N/A | #N/A | #N/A | #N/A | #N/A | #N/A
TRUE | QLD | QOKT | Oakey | Energy Queensland | Winter | Coincident | 2023 | POE50 | NA | 20.2923 | QLD Oakey |  |  | FALSE | #N/A | #N/A | #N/A | #N/A | #N/A | #N/A | #N/A | #N/A | #N/A | #N/A
TRUE | QLD | QOKT | Oakey | Energy Queensland | Winter | Non-coincident | 2023 | POE10 | NA | 25.236 | QLD Oakey |  |  | FALSE | #N/A | #N/A | #N/A | #N/A | #N/A | #N/A | #N/A | #N/A | #N/A | #N/A
TRUE | QLD | QOKT | Oakey | Energy Queensland | Winter | Coincident | 2024 | POE10 | NA | 22.9895 | QLD Oakey |  |  | FALSE | #N/A | #N/A | #N/A | #N/A | #N/A | #N/A | #N/A | #N/A | #N/A | #N/A
TRUE | QLD | QOKT | Oakey | Energy Queensland | Winter | Coincident | 2024 | POE50 | NA | 20.6273 | QLD Oakey |  |  | FALSE | #N/A | #N/A | #N/A | #N/A | #N/A | #N/A | #N/A | #N/A | #N/A | #N/A
TRUE | QLD | QOKT | Oakey | Energy Queensland | Winter | Non-coincident | 2024 | POE10 | NA | 25.3744 | QLD Oakey |  |  | FALSE | #N/A | #N/A | #N/A | #N/A | #N/A | #N/A | #N/A | #N/A | #N/A | #N/A
TRUE | QLD | QOKT | Oakey | Energy Queensland | Winter | Coincident | 2025 | POE10 | NA | 23.0437 | QLD Oakey |  |  | FALSE | #N/A | #N/A | #N/A | #N/A | #N/A | #N/A | #N/A | #N/A | #N/A | #N/A
TRUE | QLD | QOKT | Oakey | Energy Queensland | Winter | Coincident | 2025 | POE50 | NA | 20.7187 | QLD Oakey |  |  | FALSE | #N/A | #N/A | #N/A | #N/A | #N/A | #N/A | #N/A | #N/A | #N/A | #N/A
TRUE | QLD | QOKT | Oakey | Energy Queensland | Winter | Non-coincident | 2025 | POE10 | NA | 25.5128 | QLD Oakey |  |  | FALSE | #N/A | #N/A | #N/A | #N/A | #N/A | #N/A | #N/A | #N/A | #N/A | #N/A
TRUE | QLD | QOKT | Oakey | Energy Queensland | Winter | Coincident | 2026 | POE10 | NA | 23.1505 | QLD Oakey |  |  | FALSE | #N/A | #N/A | #N/A | #N/A | #N/A | #N/A | #N/A | #N/A | #N/A | #N/A
TRUE | QLD | QOKT | Oakey | Energy Queensland | Winter | Coincident | 2026 | POE50 | NA | 20.8523 | QLD Oakey |  |  | FALSE | #N/A | #N/A | #N/A | #N/A | #N/A | #N/A | #N/A | #N/A | #N/A | #N/A
TRUE | QLD | QOKT | Oakey | Energy Queensland | Winter | Non-coincident | 2026 | POE10 | NA | 25.6484 | QLD Oakey |  |  | FALSE | #N/A | #N/A | #N/A | #N/A | #N/A | #N/A | #N/A | #N/A | #N/A | #N/A
TRUE | QLD | QOKT | Oakey | Energy Queensland | Winter | Coincident | 2027 | POE10 | NA | 23.2582 | QLD Oakey |  |  | FALSE | #N/A | #N/A | #N/A | #N/A | #N/A | #N/A | #N/A | #N/A | #N/A | #N/A
TRUE | QLD | QOKT | Oakey | Energy Queensland | Winter | Coincident | 2027 | POE50 | NA | 20.9494 | QLD Oakey |  |  | FALSE | #N/A | #N/A | #N/A | #N/A | #N/A | #N/A | #N/A | #N/A | #N/A | #N/A
TRUE | QLD | QOKT | Oakey | Energy Queensland | Winter | Non-coincident | 2027 | POE10 | NA | 25.7927 | QLD Oakey |  |  | FALSE | #N/A | #N/A | #N/A | #N/A | #N/A | #N/A | #N/A | #N/A | #N/A | #N/A
TRUE | QLD | QOKT | Oakey | Energy Queensland | Winter | Coincident | 2028 | POE10 | NA | 23.6475 | QLD Oakey |  |  | FALSE | #N/A | #N/A | #N/A | #N/A | #N/A | #N/A | #N/A | #N/A | #N/A | #N/A
TRUE | QLD | QOKT | Oakey | Energy Queensland | Winter | Coincident | 2028 | POE50 | NA | 21.1352 | QLD Oakey |  |  | FALSE | #N/A | #N/A | #N/A | #N/A | #N/A | #N/A | #N/A | #N/A | #N/A | #N/A
TRUE | QLD | QOKT | Oakey | Energy Queensland | Winter | Non-coincident | 2028 | POE10 | NA | 25.9636 | QLD Oakey |  |  | FALSE | #N/A | #N/A | #N/A | #N/A | #N/A | #N/A | #N/A | #N/A | #N/A | #N/A
TRUE | QLD | QOKT | Oakey | Energy Queensland | Winter | Coincident | 2029 | POE10 | NA | 23.6806 | QLD Oakey |  |  | FALSE | #N/A | #N/A | #N/A | #N/A | #N/A | #N/A | #N/A | #N/A | #N/A | #N/A
TRUE | QLD | QOKT | Oakey | Energy Queensland | Winter | Coincident | 2029 | POE50 | NA | 21.2758 | QLD Oakey |  |  | FALSE | #N/A | #N/A | #N/A | #N/A | #N/A | #N/A | #N/A | #N/A | #N/A | #N/A
TRUE | QLD | QOKT | Oakey | Energy Queensland | Winter | Non-coincident | 2029 | POE10 | NA | 26.1406 | QLD Oakey |  |  | FALSE | #N/A | #N/A | #N/A | #N/A | #N/A | #N/A | #N/A | #N/A | #N/A | #N/A
TRUE | QLD | QPIV | Pioneer Valley | Energy Queensland | Shoulder | Coincident | 2017 | ACTUAL_OPG | 20.0677 | 27.0786 | QLD Pioneer Valley |  |  | FALSE | #N/A | #N/A | #N/A | #N/A | #N/A | #N/A | #N/A | #N/A | #N/A | #N/A
TRUE | QLD | QPIV | Pioneer Valley | Energy Queensland | Shoulder | Coincident | 2017 | ACTUAL_RAW | 20.0677 | 27.0786 | QLD Pioneer Valley |  |  | FALSE | #N/A | #N/A | #N/A | #N/A | #N/A | #N/A | #N/A | #N/A | #N/A | #N/A
TRUE | QLD | QPIV | Pioneer Valley | Energy Queensland | Shoulder | Non-coincident | 2017 | ACTUAL_RAW | -15.1968 | 41.5696 | QLD Pioneer Valley |  |  | FALSE | #N/A | #N/A | #N/A | #N/A | #N/A | #N/A | #N/A | #N/A | #N/A | #N/A
TRUE | QLD | QPIV | Pioneer Valley | Energy Queensland | Shoulder | Non-coincident | 2017 | ACTUAL_OPG | -15.1968 | 41.5696 | QLD Pioneer Valley |  |  | FALSE | #N/A | #N/A | #N/A | #N/A | #N/A | #N/A | #N/A | #N/A | #N/A | #N/A
TRUE | QLD | QPIV | Pioneer Valley | Energy Queensland | Shoulder | Non-coincident | 2017 | ACTUAL_ADJUSTEDOPG | -15.1968 | 41.5696 | QLD Pioneer Valley |  |  | FALSE | #N/A | #N/A | #N/A | #N/A | #N/A | #N/A | #N/A | #N/A | #N/A | #N/A
TRUE | QLD | QPIV | Pioneer Valley | Energy Queensland | Shoulder | Coincident | 2018 | ACTUAL_OPG | -4.7878 | 13.3027 | QLD Pioneer Valley |  |  | FALSE | #N/A | #N/A | #N/A | #N/A | #N/A | #N/A | #N/A | #N/A | #N/A | #N/A
TRUE | QLD | QPIV | Pioneer Valley | Energy Queensland | Shoulder | Coincident | 2018 | ACTUAL_RAW | -4.7878 | 13.3027 | QLD Pioneer Valley |  |  | FALSE | #N/A | #N/A | #N/A | #N/A | #N/A | #N/A | #N/A | #N/A | #N/A | #N/A
TRUE | QLD | QPIV | Pioneer Valley | Energy Queensland | Shoulder | Non-coincident | 2018 | ACTUAL_RAW | -21.9044 | 46.6109 | QLD Pioneer Valley |  |  | FALSE | #N/A | #N/A | #N/A | #N/A | #N/A | #N/A | #N/A | #N/A | #N/A | #N/A
TRUE | QLD | QPIV | Pioneer Valley | Energy Queensland | Shoulder | Non-coincident | 2018 | ACTUAL_OPG | -21.9044 | 46.6109 | QLD Pioneer Valley |  |  | FALSE | #N/A | #N/A | #N/A | #N/A | #N/A | #N/A | #N/A | #N/A | #N/A | #N/A
TRUE | QLD | QPIV | Pioneer Valley | Energy Queensland | Shoulder | Non-coincident | 2018 | ACTUAL_ADJUSTEDOPG | -21.9044 | 46.6109 | QLD Pioneer Valley |  |  | FALSE | #N/A | #N/A | #N/A | #N/A | #N/A | #N/A | #N/A | #N/A | #N/A | #N/A
TRUE | QLD | QPIV | Pioneer Valley | Energy Queensland | Shoulder | Coincident | 2019 | ACTUAL_OPG | 0.92381 | 25.9235 | QLD Pioneer Valley |  |  | FALSE | #N/A | #N/A | #N/A | #N/A | #N/A | #N/A | #N/A | #N/A | #N/A | #N/A
TRUE | QLD | QPIV | Pioneer Valley | Energy Queensland | Shoulder | Coincident | 2019 | ACTUAL_RAW | 0.92381 | 25.9235 | QLD Pioneer Valley |  |  | FALSE | #N/A | #N/A | #N/A | #N/A | #N/A | #N/A | #N/A | #N/A | #N/A | #N/A
TRUE | QLD | QPIV | Pioneer Valley | Energy Queensland | Shoulder | Non-coincident | 2019 | ACTUAL_RAW | -12.9737 | 49.4833 | QLD Pioneer Valley |  |  | FALSE | #N/A | #N/A | #N/A | #N/A | #N/A | #N/A | #N/A | #N/A | #N/A | #N/A
TRUE | QLD | QPIV | Pioneer Valley | Energy Queensland | Shoulder | Non-coincident | 2019 | ACTUAL_OPG | -12.9737 | 49.4833 | QLD Pioneer Valley |  |  | FALSE | #N/A | #N/A | #N/A | #N/A | #N/A | #N/A | #N/A | #N/A | #N/A | #N/A
TRUE | QLD | QPIV | Pioneer Valley | Energy Queensland | Shoulder | Non-coincident | 2019 | ACTUAL_ADJUSTEDOPG | -12.9737 | 49.4833 | QLD Pioneer Valley |  |  | FALSE | #N/A | #N/A | #N/A | #N/A | #N/A | #N/A | #N/A | #N/A | #N/A | #N/A
TRUE | QLD | QPIV | Pioneer Valley | Energy Queensland | Shoulder | Non-coincident | 2019 | BASEYEARPOE90 | -14.7983 | NA | QLD Pioneer Valley |  |  | FALSE | #N/A | #N/A | #N/A | #N/A | #N/A | #N/A | #N/A | #N/A | #N/A | #N/A
TRUE | QLD | QPIV | Pioneer Valley | Energy Queensland | Shoulder | Non-coincident | 2019 | BASEYEARPOE50 | -13.0761 | 39.0233 | QLD Pioneer Valley |  |  | FALSE | #N/A | #N/A | #N/A | #N/A | #N/A | #N/A | #N/A | #N/A | #N/A | #N/A
TRUE | QLD | QPIV | Pioneer Valley | Energy Queensland | Shoulder | Coincident | 2020 | ACTUAL_OPG | -18.7572 | 27.3576 | QLD Pioneer Valley |  |  | FALSE | #N/A | #N/A | #N/A | #N/A | #N/A | #N/A | #N/A | #N/A | #N/A | #N/A
TRUE | QLD | QPIV | Pioneer Valley | Energy Queensland | Shoulder | Coincident | 2020 | ACTUAL_RAW | -18.7572 | 27.3576 | QLD Pioneer Valley |  |  | FALSE | #N/A | #N/A | #N/A | #N/A | #N/A | #N/A | #N/A | #N/A | #N/A | #N/A
TRUE | QLD | QPIV | Pioneer Valley | Energy Queensland | Shoulder | Non-coincident | 2020 | ACTUAL_RAW | -23.2169 | 42.8614 | QLD Pioneer Valley |  |  | FALSE | #N/A | #N/A | #N/A | #N/A | #N/A | #N/A | #N/A | #N/A | #N/A | #N/A
TRUE | QLD | QPIV | Pioneer Valley | Energy Queensland | Shoulder | Non-coincident | 2020 | ACTUAL_OPG | -23.2169 | 42.8614 | QLD Pioneer Valley |  |  | FALSE | #N/A | #N/A | #N/A | #N/A | #N/A | #N/A | #N/A | #N/A | #N/A | #N/A
TRUE | QLD | QPIV | Pioneer Valley | Energy Queensland | Shoulder | Non-coincident | 2020 | ACTUAL_ADJUSTEDOPG | -23.2169 | 42.8614 | QLD Pioneer Valley |  |  | FALSE | #N/A | #N/A | #N/A | #N/A | #N/A | #N/A | #N/A | #N/A | #N/A | #N/A
TRUE | QLD | QPIV | Pioneer Valley | Energy Queensland | Shoulder | Coincident_unreconciled | 2021 | POE90 | -8.9374 | NA | QLD Pioneer Valley |  |  | FALSE | #N/A | #N/A | #N/A | #N/A | #N/A | #N/A | #N/A | #N/A | #N/A | #N/A
TRUE | QLD | QPIV | Pioneer Valley | Energy Queensland | Shoulder | Coincident_unreconciled | 2021 | POE50 | 0.02436 | NA | QLD Pioneer Valley |  |  | FALSE | #N/A | #N/A | #N/A | #N/A | #N/A | #N/A | #N/A | #N/A | #N/A | #N/A
TRUE | QLD | QPIV | Pioneer Valley | Energy Queensland | Shoulder | Non-coincident | 2021 | POE50 | -15 | 46 | QLD Pioneer Valley |  |  | FALSE | #N/A | #N/A | #N/A | #N/A | #N/A | #N/A | #N/A | #N/A | #N/A | #N/A
TRUE | QLD | QPIV | Pioneer Valley | Energy Queensland | Shoulder | Non-coincident | 2021 | POE90 | -17.0695 | NA | QLD Pioneer Valley |  |  | FALSE | #N/A | #N/A | #N/A | #N/A | #N/A | #N/A | #N/A | #N/A | #N/A | #N/A
TRUE | QLD | QPIV | Pioneer Valley | Energy Queensland | Shoulder | Coincident_unreconciled | 2022 | POE90 | -8.5521 | NA | QLD Pioneer Valley |  |  | FALSE | #N/A | #N/A | #N/A | #N/A | #N/A | #N/A | #N/A | #N/A | #N/A | #N/A
TRUE | QLD | QPIV | Pioneer Valley | Energy Queensland | Shoulder | Coincident_unreconciled | 2022 | POE50 | 0.40807 | NA | QLD Pioneer Valley |  |  | FALSE | #N/A | #N/A | #N/A | #N/A | #N/A | #N/A | #N/A | #N/A | #N/A | #N/A
TRUE | QLD | QPIV | Pioneer Valley | Energy Queensland | Shoulder | Non-coincident | 2022 | POE50 | -16.1754 | 46.1054 | QLD Pioneer Valley |  |  | FALSE | #N/A | #N/A | #N/A | #N/A | #N/A | #N/A | #N/A | #N/A | #N/A | #N/A
TRUE | QLD | QPIV | Pioneer Valley | Energy Queensland | Shoulder | Non-coincident | 2022 | POE90 | -18.2498 | NA | QLD Pioneer Valley |  |  | FALSE | #N/A | #N/A | #N/A | #N/A | #N/A | #N/A | #N/A | #N/A | #N/A | #N/A
TRUE | QLD | QPIV | Pioneer Valley | Energy Queensland | Shoulder | Coincident_unreconciled | 2023 | POE90 | -8.2419 | NA | QLD Pioneer Valley |  |  | FALSE | #N/A | #N/A | #N/A | #N/A | #N/A | #N/A | #N/A | #N/A | #N/A | #N/A
TRUE | QLD | QPIV | Pioneer Valley | Energy Queensland | Shoulder | Coincident_unreconciled | 2023 | POE50 | 0.71568 | NA | QLD Pioneer Valley |  |  | FALSE | #N/A | #N/A | #N/A | #N/A | #N/A | #N/A | #N/A | #N/A | #N/A | #N/A
TRUE | QLD | QPIV | Pioneer Valley | Energy Queensland | Shoulder | Non-coincident | 2023 | POE50 | -17.1176 | 46.2782 | QLD Pioneer Valley |  |  | FALSE | #N/A | #N/A | #N/A | #N/A | #N/A | #N/A | #N/A | #N/A | #N/A | #N/A
TRUE | QLD | QPIV | Pioneer Valley | Energy Queensland | Shoulder | Non-coincident | 2023 | POE90 | -19.2 | NA | QLD Pioneer Valley |  |  | FALSE | #N/A | #N/A | #N/A | #N/A | #N/A | #N/A | #N/A | #N/A | #N/A | #N/A
TRUE | QLD | QPIV | Pioneer Valley | Energy Queensland | Shoulder | Coincident_unreconciled | 2024 | POE90 | -8.0607 | NA | QLD Pioneer Valley |  |  | FALSE | #N/A | #N/A | #N/A | #N/A | #N/A | #N/A | #N/A | #N/A | #N/A | #N/A
TRUE | QLD | QPIV | Pioneer Valley | Energy Queensland | Shoulder | Coincident_unreconciled | 2024 | POE50 | 0.89431 | NA | QLD Pioneer Valley |  |  | FALSE | #N/A | #N/A | #N/A | #N/A | #N/A | #N/A | #N/A | #N/A | #N/A | #N/A
TRUE | QLD | QPIV | Pioneer Valley | Energy Queensland | Shoulder | Non-coincident | 2024 | POE50 | -17.6648 | 46.4386 | QLD Pioneer Valley |  |  | FALSE | #N/A | #N/A | #N/A | #N/A | #N/A | #N/A | #N/A | #N/A | #N/A | #N/A
TRUE | QLD | QPIV | Pioneer Valley | Energy Queensland | Shoulder | Non-coincident | 2024 | POE90 | -19.7552 | NA | QLD Pioneer Valley |  |  | FALSE | #N/A | #N/A | #N/A | #N/A | #N/A | #N/A | #N/A | #N/A | #N/A | #N/A
TRUE | QLD | QPIV | Pioneer Valley | Energy Queensland | Shoulder | Coincident_unreconciled | 2025 | POE90 | -7.9335 | NA | QLD Pioneer Valley |  |  | FALSE | #N/A | #N/A | #N/A | #N/A | #N/A | #N/A | #N/A | #N/A | #N/A | #N/A
TRUE | QLD | QPIV | Pioneer Valley | Energy Queensland | Shoulder | Coincident_unreconciled | 2025 | POE50 | 1.0188 | NA | QLD Pioneer Valley |  |  | FALSE | #N/A | #N/A | #N/A | #N/A | #N/A | #N/A | #N/A | #N/A | #N/A | #N/A
TRUE | QLD | QPIV | Pioneer Valley | Energy Queensland | Shoulder | Non-coincident | 2025 | POE50 | -18.0462 | 46.5891 | QLD Pioneer Valley |  |  | FALSE | #N/A | #N/A | #N/A | #N/A | #N/A | #N/A | #N/A | #N/A | #N/A | #N/A
TRUE | QLD | QPIV | Pioneer Valley | Energy Queensland | Shoulder | Non-coincident | 2025 | POE90 | -20.1445 | NA | QLD Pioneer Valley |  |  | FALSE | #N/A | #N/A | #N/A | #N/A | #N/A | #N/A | #N/A | #N/A | #N/A | #N/A
TRUE | QLD | QPIV | Pioneer Valley | Energy Queensland | Shoulder | Coincident_unreconciled | 2026 | POE90 | -7.814 | NA | QLD Pioneer Valley |  |  | FALSE | #N/A | #N/A | #N/A | #N/A | #N/A | #N/A | #N/A | #N/A | #N/A | #N/A
TRUE | QLD | QPIV | Pioneer Valley | Energy Queensland | Shoulder | Coincident_unreconciled | 2026 | POE50 | 1.1357 | NA | QLD Pioneer Valley |  |  | FALSE | #N/A | #N/A | #N/A | #N/A | #N/A | #N/A | #N/A | #N/A | #N/A | #N/A
TRUE | QLD | QPIV | Pioneer Valley | Energy Queensland | Shoulder | Non-coincident | 2026 | POE50 | -18.4043 | 46.7449 | QLD Pioneer Valley |  |  | FALSE | #N/A | #N/A | #N/A | #N/A | #N/A | #N/A | #N/A | #N/A | #N/A | #N/A
TRUE | QLD | QPIV | Pioneer Valley | Energy Queensland | Shoulder | Non-coincident | 2026 | POE90 | -20.5107 | NA | QLD Pioneer Valley |  |  | FALSE | #N/A | #N/A | #N/A | #N/A | #N/A | #N/A | #N/A | #N/A | #N/A | #N/A
TRUE | QLD | QPIV | Pioneer Valley | Energy Queensland | Shoulder | Coincident_unreconciled | 2027 | POE90 | -7.7142 | NA | QLD Pioneer Valley |  |  | FALSE | #N/A | #N/A | #N/A | #N/A | #N/A | #N/A | #N/A | #N/A | #N/A | #N/A
TRUE | QLD | QPIV | Pioneer Valley | Energy Queensland | Shoulder | Coincident_unreconciled | 2027 | POE50 | 1.2322 | NA | QLD Pioneer Valley |  |  | FALSE | #N/A | #N/A | #N/A | #N/A | #N/A | #N/A | #N/A | #N/A | #N/A | #N/A
TRUE | QLD | QPIV | Pioneer Valley | Energy Queensland | Shoulder | Non-coincident | 2027 | POE50 | -18.6996 | 46.9706 | QLD Pioneer Valley |  |  | FALSE | #N/A | #N/A | #N/A | #N/A | #N/A | #N/A | #N/A | #N/A | #N/A | #N/A
TRUE | QLD | QPIV | Pioneer Valley | Energy Queensland | Shoulder | Non-coincident | 2027 | POE90 | -20.8164 | NA | QLD Pioneer Valley |  |  | FALSE | #N/A | #N/A | #N/A | #N/A | #N/A | #N/A | #N/A | #N/A | #N/A | #N/A
TRUE | QLD | QPIV | Pioneer Valley | Energy Queensland | Shoulder | Coincident_unreconciled | 2028 | POE90 | -7.641 | NA | QLD Pioneer Valley |  |  | FALSE | #N/A | #N/A | #N/A | #N/A | #N/A | #N/A | #N/A | #N/A | #N/A | #N/A
TRUE | QLD | QPIV | Pioneer Valley | Energy Queensland | Shoulder | Coincident_unreconciled | 2028 | POE50 | 1.3014 | NA | QLD Pioneer Valley |  |  | FALSE | #N/A | #N/A | #N/A | #N/A | #N/A | #N/A | #N/A | #N/A | #N/A | #N/A
TRUE | QLD | QPIV | Pioneer Valley | Energy Queensland | Shoulder | Non-coincident | 2028 | POE50 | -18.9118 | 47.2729 | QLD Pioneer Valley |  |  | FALSE | #N/A | #N/A | #N/A | #N/A | #N/A | #N/A | #N/A | #N/A | #N/A | #N/A
TRUE | QLD | QPIV | Pioneer Valley | Energy Queensland | Shoulder | Non-coincident | 2028 | POE90 | -21.0407 | NA | QLD Pioneer Valley |  |  | FALSE | #N/A | #N/A | #N/A | #N/A | #N/A | #N/A | #N/A | #N/A | #N/A | #N/A
TRUE | QLD | QPIV | Pioneer Valley | Energy Queensland | Shoulder | Coincident_unreconciled | 2029 | POE90 | -7.5746 | NA | QLD Pioneer Valley |  |  | FALSE | #N/A | #N/A | #N/A | #N/A | #N/A | #N/A | #N/A | #N/A | #N/A | #N/A
TRUE | QLD | QPIV | Pioneer Valley | Energy Queensland | Shoulder | Coincident_unreconciled | 2029 | POE50 | 1.3638 | NA | QLD Pioneer Valley |  |  | FALSE | #N/A | #N/A | #N/A | #N/A | #N/A | #N/A | #N/A | #N/A | #N/A | #N/A
TRUE | QLD | QPIV | Pioneer Valley | Energy Queensland | Shoulder | Non-coincident | 2029 | POE50 | -19.103 | 47.6277 | QLD Pioneer Valley |  |  | FALSE | #N/A | #N/A | #N/A | #N/A | #N/A | #N/A | #N/A | #N/A | #N/A | #N/A
TRUE | QLD | QPIV | Pioneer Valley | Energy Queensland | Shoulder | Non-coincident | 2029 | POE90 | -21.2441 | NA | QLD Pioneer Valley |  |  | FALSE | #N/A | #N/A | #N/A | #N/A | #N/A | #N/A | #N/A | #N/A | #N/A | #N/A
TRUE | QLD | QPIV | Pioneer Valley | Energy Queensland | Shoulder | Coincident_unreconciled | 2030 | POE90 | -7.5122 | NA | QLD Pioneer Valley |  |  | FALSE | #N/A | #N/A | #N/A | #N/A | #N/A | #N/A | #N/A | #N/A | #N/A | #N/A
TRUE | QLD | QPIV | Pioneer Valley | Energy Queensland | Shoulder | Coincident_unreconciled | 2030 | POE50 | 1.4222 | NA | QLD Pioneer Valley |  |  | FALSE | #N/A | #N/A | #N/A | #N/A | #N/A | #N/A | #N/A | #N/A | #N/A | #N/A
TRUE | QLD | QPIV | Pioneer Valley | Energy Queensland | Shoulder | Non-coincident | 2030 | POE50 | -19.2819 | 48.0165 | QLD Pioneer Valley |  |  | FALSE | #N/A | #N/A | #N/A | #N/A | #N/A | #N/A | #N/A | #N/A | #N/A | #N/A
TRUE | QLD | QPIV | Pioneer Valley | Energy Queensland | Shoulder | Non-coincident | 2030 | POE90 | -21.4352 | NA | QLD Pioneer Valley |  |  | FALSE | #N/A | #N/A | #N/A | #N/A | #N/A | #N/A | #N/A | #N/A | #N/A | #N/A
TRUE | QLD | QPIV | Pioneer Valley | Energy Queensland | Summer | Coincident | 2017 | ACTUAL_OPG | 5.109 | 28.5043 | QLD Pioneer Valley |  |  | FALSE | #N/A | #N/A | #N/A | #N/A | #N/A | #N/A | #N/A | #N/A | #N/A | #N/A
TRUE | QLD | QPIV | Pioneer Valley | Energy Queensland | Summer | Coincident | 2017 | ACTUAL_RAW | 5.109 | 28.5043 | QLD Pioneer Valley |  |  | FALSE | #N/A | #N/A | #N/A | #N/A | #N/A | #N/A | #N/A | #N/A | #N/A | #N/A
TRUE | QLD | QPIV | Pioneer Valley | Energy Queensland | Summer | Non-coincident | 2017 | ACTUAL_RAW | -7.7034 | 60.37 | QLD Pioneer Valley |  |  | FALSE | #N/A | #N/A | #N/A | #N/A | #N/A | #N/A | #N/A | #N/A | #N/A | #N/A
TRUE | QLD | QPIV | Pioneer Valley | Energy Queensland | Summer | Non-coincident | 2017 | ACTUAL_OPG | -7.7034 | 60.37 | QLD Pioneer Valley |  |  | FALSE | #N/A | #N/A | #N/A | #N/A | #N/A | #N/A | #N/A | #N/A | #N/A | #N/A
TRUE | QLD | QPIV | Pioneer Valley | Energy Queensland | Summer | Non-coincident | 2017 | ACTUAL_ADJUSTEDOPG | -7.7034 | 60.37 | QLD Pioneer Valley |  |  | FALSE | #N/A | #N/A | #N/A | #N/A | #N/A | #N/A | #N/A | #N/A | #N/A | #N/A
TRUE | QLD | QPIV | Pioneer Valley | Energy Queensland | Summer | Coincident | 2018 | ACTUAL_OPG | -9.4171 | 34.9752 | QLD Pioneer Valley |  |  | FALSE | #N/A | #N/A | #N/A | #N/A | #N/A | #N/A | #N/A | #N/A | #N/A | #N/A
TRUE | QLD | QPIV | Pioneer Valley | Energy Queensland | Summer | Coincident | 2018 | ACTUAL_RAW | -9.4171 | 34.9752 | QLD Pioneer Valley |  |  | FALSE | #N/A | #N/A | #N/A | #N/A | #N/A | #N/A | #N/A | #N/A | #N/A | #N/A
TRUE | QLD | QPIV | Pioneer Valley | Energy Queensland | Summer | Non-coincident | 2018 | ACTUAL_RAW | -12.1405 | 58.8208 | QLD Pioneer Valley |  |  | FALSE | #N/A | #N/A | #N/A | #N/A | #N/A | #N/A | #N/A | #N/A | #N/A | #N/A
TRUE | QLD | QPIV | Pioneer Valley | Energy Queensland | Summer | Non-coincident | 2018 | ACTUAL_OPG | -12.1405 | 58.8208 | QLD Pioneer Valley |  |  | FALSE | #N/A | #N/A | #N/A | #N/A | #N/A | #N/A | #N/A | #N/A | #N/A | #N/A
TRUE | QLD | QPIV | Pioneer Valley | Energy Queensland | Summer | Non-coincident | 2018 | ACTUAL_ADJUSTEDOPG | -12.1405 | 58.8208 | QLD Pioneer Valley |  |  | FALSE | #N/A | #N/A | #N/A | #N/A | #N/A | #N/A | #N/A | #N/A | #N/A | #N/A
TRUE | QLD | QPIV | Pioneer Valley | Energy Queensland | Summer | Coincident | 2019 | ACTUAL_OPG | 24.1301 | 46.9841 | QLD Pioneer Valley |  |  | FALSE | #N/A | #N/A | #N/A | #N/A | #N/A | #N/A | #N/A | #N/A | #N/A | #N/A
TRUE | QLD | QPIV | Pioneer Valley | Energy Queensland | Summer | Coincident | 2019 | ACTUAL_RAW | 24.1301 | 46.9841 | QLD Pioneer Valley |  |  | FALSE | #N/A | #N/A | #N/A | #N/A | #N/A | #N/A | #N/A | #N/A | #N/A | #N/A
TRUE | QLD | QPIV | Pioneer Valley | Energy Queensland | Summer | Non-coincident | 2019 | ACTUAL_RAW | -4.8284 | 60.9609 | QLD Pioneer Valley |  |  | FALSE | #N/A | #N/A | #N/A | #N/A | #N/A | #N/A | #N/A | #N/A | #N/A | #N/A
TRUE | QLD | QPIV | Pioneer Valley | Energy Queensland | Summer | Non-coincident | 2019 | ACTUAL_OPG | -4.8284 | 60.9609 | QLD Pioneer Valley |  |  | FALSE | #N/A | #N/A | #N/A | #N/A | #N/A | #N/A | #N/A | #N/A | #N/A | #N/A
TRUE | QLD | QPIV | Pioneer Valley | Energy Queensland | Summer | Non-coincident | 2019 | ACTUAL_ADJUSTEDOPG | -4.8284 | 60.9609 | QLD Pioneer Valley |  |  | FALSE | #N/A | #N/A | #N/A | #N/A | #N/A | #N/A | #N/A | #N/A | #N/A | #N/A
TRUE | QLD | QPIV | Pioneer Valley | Energy Queensland | Summer | Non-coincident | 2019 | BASEYEARPOE90 | -6.9038 | NA | QLD Pioneer Valley |  |  | FALSE | #N/A | #N/A | #N/A | #N/A | #N/A | #N/A | #N/A | #N/A | #N/A | #N/A
TRUE | QLD | QPIV | Pioneer Valley | Energy Queensland | Summer | Non-coincident | 2019 | BASEYEARPOE50 | -3.7399 | 54.1585 | QLD Pioneer Valley |  |  | FALSE | #N/A | #N/A | #N/A | #N/A | #N/A | #N/A | #N/A | #N/A | #N/A | #N/A
TRUE | QLD | QPIV | Pioneer Valley | Energy Queensland | Summer | Coincident | 2020 | ACTUAL_OPG | -1.6215 | 29.9342 | QLD Pioneer Valley |  |  | FALSE | #N/A | #N/A | #N/A | #N/A | #N/A | #N/A | #N/A | #N/A | #N/A | #N/A
TRUE | QLD | QPIV | Pioneer Valley | Energy Queensland | Summer | Coincident | 2020 | ACTUAL_RAW | -1.6215 | 29.9342 | QLD Pioneer Valley |  |  | FALSE | #N/A | #N/A | #N/A | #N/A | #N/A | #N/A | #N/A | #N/A | #N/A | #N/A
TRUE | QLD | QPIV | Pioneer Valley | Energy Queensland | Summer | Non-coincident | 2020 | ACTUAL_RAW | -15.7858 | 75.8629 | QLD Pioneer Valley |  |  | FALSE | #N/A | #N/A | #N/A | #N/A | #N/A | #N/A | #N/A | #N/A | #N/A | #N/A
TRUE | QLD | QPIV | Pioneer Valley | Energy Queensland | Summer | Non-coincident | 2020 | ACTUAL_OPG | -15.7858 | 75.8629 | QLD Pioneer Valley |  |  | FALSE | #N/A | #N/A | #N/A | #N/A | #N/A | #N/A | #N/A | #N/A | #N/A | #N/A
TRUE | QLD | QPIV | Pioneer Valley | Energy Queensland | Summer | Non-coincident | 2020 | ACTUAL_ADJUSTEDOPG | -15.7858 | 75.8629 | QLD Pioneer Valley |  |  | FALSE | #N/A | #N/A | #N/A | #N/A | #N/A | #N/A | #N/A | #N/A | #N/A | #N/A
TRUE | QLD | QPIV | Pioneer Valley | Energy Queensland | Summer | Coincident_unreconciled | 2021 | POE90 | 0.0362 | NA | QLD Pioneer Valley |  |  | FALSE | #N/A | #N/A | #N/A | #N/A | #N/A | #N/A | #N/A | #N/A | #N/A | #N/A
TRUE | QLD | QPIV | Pioneer Valley | Energy Queensland | Summer | Coincident_unreconciled | 2021 | POE50 | 9.8924 | NA | QLD Pioneer Valley |  |  | FALSE | #N/A | #N/A | #N/A | #N/A | #N/A | #N/A | #N/A | #N/A | #N/A | #N/A
TRUE | QLD | QPIV | Pioneer Valley | Energy Queensland | Summer | Non-coincident | 2021 | POE50 | -10 | 59.6824 | QLD Pioneer Valley |  |  | FALSE | #N/A | #N/A | #N/A | #N/A | #N/A | #N/A | #N/A | #N/A | #N/A | #N/A
TRUE | QLD | QPIV | Pioneer Valley | Energy Queensland | Summer | Non-coincident | 2021 | POE90 | -13.0945 | NA | QLD Pioneer Valley |  |  | FALSE | #N/A | #N/A | #N/A | #N/A | #N/A | #N/A | #N/A | #N/A | #N/A | #N/A
TRUE | QLD | QPIV | Pioneer Valley | Energy Queensland | Summer | Coincident_unreconciled | 2022 | POE90 | 0.0362 | NA | QLD Pioneer Valley |  |  | FALSE | #N/A | #N/A | #N/A | #N/A | #N/A | #N/A | #N/A | #N/A | #N/A | #N/A
TRUE | QLD | QPIV | Pioneer Valley | Energy Queensland | Summer | Coincident_unreconciled | 2022 | POE50 | 9.8924 | NA | QLD Pioneer Valley |  |  | FALSE | #N/A | #N/A | #N/A | #N/A | #N/A | #N/A | #N/A | #N/A | #N/A | #N/A
TRUE | QLD | QPIV | Pioneer Valley | Energy Queensland | Summer | Non-coincident | 2022 | POE50 | -11.0759 | 59.8362 | QLD Pioneer Valley |  |  | FALSE | #N/A | #N/A | #N/A | #N/A | #N/A | #N/A | #N/A | #N/A | #N/A | #N/A
TRUE | QLD | QPIV | Pioneer Valley | Energy Queensland | Summer | Non-coincident | 2022 | POE90 | -14.1778 | NA | QLD Pioneer Valley |  |  | FALSE | #N/A | #N/A | #N/A | #N/A | #N/A | #N/A | #N/A | #N/A | #N/A | #N/A
TRUE | QLD | QPIV | Pioneer Valley | Energy Queensland | Summer | Coincident_unreconciled | 2023 | POE90 | 0.0362 | NA | QLD Pioneer Valley |  |  | FALSE | #N/A | #N/A | #N/A | #N/A | #N/A | #N/A | #N/A | #N/A | #N/A | #N/A
TRUE | QLD | QPIV | Pioneer Valley | Energy Queensland | Summer | Coincident_unreconciled | 2023 | POE50 | 9.8924 | NA | QLD Pioneer Valley |  |  | FALSE | #N/A | #N/A | #N/A | #N/A | #N/A | #N/A | #N/A | #N/A | #N/A | #N/A
TRUE | QLD | QPIV | Pioneer Valley | Energy Queensland | Summer | Non-coincident | 2023 | POE50 | -11.9196 | 60.0866 | QLD Pioneer Valley |  |  | FALSE | #N/A | #N/A | #N/A | #N/A | #N/A | #N/A | #N/A | #N/A | #N/A | #N/A
TRUE | QLD | QPIV | Pioneer Valley | Energy Queensland | Summer | Non-coincident | 2023 | POE90 | -15.0333 | NA | QLD Pioneer Valley |  |  | FALSE | #N/A | #N/A | #N/A | #N/A | #N/A | #N/A | #N/A | #N/A | #N/A | #N/A
TRUE | QLD | QPIV | Pioneer Valley | Energy Queensland | Summer | Coincident_unreconciled | 2024 | POE90 | 0.0362 | NA | QLD Pioneer Valley |  |  | FALSE | #N/A | #N/A | #N/A | #N/A | #N/A | #N/A | #N/A | #N/A | #N/A | #N/A
TRUE | QLD | QPIV | Pioneer Valley | Energy Queensland | Summer | Coincident_unreconciled | 2024 | POE50 | 9.8924 | NA | QLD Pioneer Valley |  |  | FALSE | #N/A | #N/A | #N/A | #N/A | #N/A | #N/A | #N/A | #N/A | #N/A | #N/A
TRUE | QLD | QPIV | Pioneer Valley | Energy Queensland | Summer | Non-coincident | 2024 | POE50 | -12.378 | 60.3258 | QLD Pioneer Valley |  |  | FALSE | #N/A | #N/A | #N/A | #N/A | #N/A | #N/A | #N/A | #N/A | #N/A | #N/A
TRUE | QLD | QPIV | Pioneer Valley | Energy Queensland | Summer | Non-coincident | 2024 | POE90 | -15.5036 | NA | QLD Pioneer Valley |  |  | FALSE | #N/A | #N/A | #N/A | #N/A | #N/A | #N/A | #N/A | #N/A | #N/A | #N/A
TRUE | QLD | QPIV | Pioneer Valley | Energy Queensland | Summer | Coincident_unreconciled | 2025 | POE90 | 0.0362 | NA | QLD Pioneer Valley |  |  | FALSE | #N/A | #N/A | #N/A | #N/A | #N/A | #N/A | #N/A | #N/A | #N/A | #N/A
TRUE | QLD | QPIV | Pioneer Valley | Energy Queensland | Summer | Coincident_unreconciled | 2025 | POE50 | 9.8924 | NA | QLD Pioneer Valley |  |  | FALSE | #N/A | #N/A | #N/A | #N/A | #N/A | #N/A | #N/A | #N/A | #N/A | #N/A
TRUE | QLD | QPIV | Pioneer Valley | Energy Queensland | Summer | Non-coincident | 2025 | POE50 | -12.6951 | 60.5572 | QLD Pioneer Valley |  |  | FALSE | #N/A | #N/A | #N/A | #N/A | #N/A | #N/A | #N/A | #N/A | #N/A | #N/A
TRUE | QLD | QPIV | Pioneer Valley | Energy Queensland | Summer | Non-coincident | 2025 | POE90 | -15.8327 | NA | QLD Pioneer Valley |  |  | FALSE | #N/A | #N/A | #N/A | #N/A | #N/A | #N/A | #N/A | #N/A | #N/A | #N/A
TRUE | QLD | QPIV | Pioneer Valley | Energy Queensland | Summer | Coincident_unreconciled | 2026 | POE90 | 0.0362 | NA | QLD Pioneer Valley |  |  | FALSE | #N/A | #N/A | #N/A | #N/A | #N/A | #N/A | #N/A | #N/A | #N/A | #N/A
TRUE | QLD | QPIV | Pioneer Valley | Energy Queensland | Summer | Coincident_unreconciled | 2026 | POE50 | 9.8924 | NA | QLD Pioneer Valley |  |  | FALSE | #N/A | #N/A | #N/A | #N/A | #N/A | #N/A | #N/A | #N/A | #N/A | #N/A
TRUE | QLD | QPIV | Pioneer Valley | Energy Queensland | Summer | Non-coincident | 2026 | POE50 | -12.9895 | 60.7969 | QLD Pioneer Valley |  |  | FALSE | #N/A | #N/A | #N/A | #N/A | #N/A | #N/A | #N/A | #N/A | #N/A | #N/A
TRUE | QLD | QPIV | Pioneer Valley | Energy Queensland | Summer | Non-coincident | 2026 | POE90 | -16.139 | NA | QLD Pioneer Valley |  |  | FALSE | #N/A | #N/A | #N/A | #N/A | #N/A | #N/A | #N/A | #N/A | #N/A | #N/A
TRUE | QLD | QPIV | Pioneer Valley | Energy Queensland | Summer | Coincident_unreconciled | 2027 | POE90 | 0.0362 | NA | QLD Pioneer Valley |  |  | FALSE | #N/A | #N/A | #N/A | #N/A | #N/A | #N/A | #N/A | #N/A | #N/A | #N/A
TRUE | QLD | QPIV | Pioneer Valley | Energy Queensland | Summer | Coincident_unreconciled | 2027 | POE50 | 9.8924 | NA | QLD Pioneer Valley |  |  | FALSE | #N/A | #N/A | #N/A | #N/A | #N/A | #N/A | #N/A | #N/A | #N/A | #N/A
TRUE | QLD | QPIV | Pioneer Valley | Energy Queensland | Summer | Non-coincident | 2027 | POE50 | -13.2079 | 61.1382 | QLD Pioneer Valley |  |  | FALSE | #N/A | #N/A | #N/A | #N/A | #N/A | #N/A | #N/A | #N/A | #N/A | #N/A
TRUE | QLD | QPIV | Pioneer Valley | Energy Queensland | Summer | Non-coincident | 2027 | POE90 | -16.373 | NA | QLD Pioneer Valley |  |  | FALSE | #N/A | #N/A | #N/A | #N/A | #N/A | #N/A | #N/A | #N/A | #N/A | #N/A
TRUE | QLD | QPIV | Pioneer Valley | Energy Queensland | Summer | Coincident_unreconciled | 2028 | POE90 | 0.0362 | NA | QLD Pioneer Valley |  |  | FALSE | #N/A | #N/A | #N/A | #N/A | #N/A | #N/A | #N/A | #N/A | #N/A | #N/A
TRUE | QLD | QPIV | Pioneer Valley | Energy Queensland | Summer | Coincident_unreconciled | 2028 | POE50 | 9.8924 | NA | QLD Pioneer Valley |  |  | FALSE | #N/A | #N/A | #N/A | #N/A | #N/A | #N/A | #N/A | #N/A | #N/A | #N/A
TRUE | QLD | QPIV | Pioneer Valley | Energy Queensland | Summer | Non-coincident | 2028 | POE50 | -13.3354 | 61.5821 | QLD Pioneer Valley |  |  | FALSE | #N/A | #N/A | #N/A | #N/A | #N/A | #N/A | #N/A | #N/A | #N/A | #N/A
TRUE | QLD | QPIV | Pioneer Valley | Energy Queensland | Summer | Non-coincident | 2028 | POE90 | -16.5187 | NA | QLD Pioneer Valley |  |  | FALSE | #N/A | #N/A | #N/A | #N/A | #N/A | #N/A | #N/A | #N/A | #N/A | #N/A
TRUE | QLD | QPIV | Pioneer Valley | Energy Queensland | Summer | Coincident_unreconciled | 2029 | POE90 | 0.0362 | NA | QLD Pioneer Valley |  |  | FALSE | #N/A | #N/A | #N/A | #N/A | #N/A | #N/A | #N/A | #N/A | #N/A | #N/A
TRUE | QLD | QPIV | Pioneer Valley | Energy Queensland | Summer | Coincident_unreconciled | 2029 | POE50 | 9.8924 | NA | QLD Pioneer Valley |  |  | FALSE | #N/A | #N/A | #N/A | #N/A | #N/A | #N/A | #N/A | #N/A | #N/A | #N/A
TRUE | QLD | QPIV | Pioneer Valley | Energy Queensland | Summer | Non-coincident | 2029 | POE50 | -13.4329 | 62.0868 | QLD Pioneer Valley |  |  | FALSE | #N/A | #N/A | #N/A | #N/A | #N/A | #N/A | #N/A | #N/A | #N/A | #N/A
TRUE | QLD | QPIV | Pioneer Valley | Energy Queensland | Summer | Non-coincident | 2029 | POE90 | -16.6345 | NA | QLD Pioneer Valley |  |  | FALSE | #N/A | #N/A | #N/A | #N/A | #N/A | #N/A | #N/A | #N/A | #N/A | #N/A
TRUE | QLD | QPIV | Pioneer Valley | Energy Queensland | Summer | Coincident_unreconciled | 2030 | POE90 | 0.0362 | NA | QLD Pioneer Valley |  |  | FALSE | #N/A | #N/A | #N/A | #N/A | #N/A | #N/A | #N/A | #N/A | #N/A | #N/A
TRUE | QLD | QPIV | Pioneer Valley | Energy Queensland | Summer | Coincident_unreconciled | 2030 | POE50 | 9.8924 | NA | QLD Pioneer Valley |  |  | FALSE | #N/A | #N/A | #N/A | #N/A | #N/A | #N/A | #N/A | #N/A | #N/A | #N/A
TRUE | QLD | QPIV | Pioneer Valley | Energy Queensland | Summer | Non-coincident | 2030 | POE50 | -13.4925 | 62.6321 | QLD Pioneer Valley |  |  | FALSE | #N/A | #N/A | #N/A | #N/A | #N/A | #N/A | #N/A | #N/A | #N/A | #N/A
TRUE | QLD | QPIV | Pioneer Valley | Energy Queensland | Summer | Non-coincident | 2030 | POE90 | -16.7123 | NA | QLD Pioneer Valley |  |  | FALSE | #N/A | #N/A | #N/A | #N/A | #N/A | #N/A | #N/A | #N/A | #N/A | #N/A
TRUE | QLD | QPIV | Pioneer Valley | Energy Queensland | Winter | Coincident | 2016 | ACTUAL_OPG | 1.4625 | 22.6599 | QLD Pioneer Valley |  |  | FALSE | #N/A | #N/A | #N/A | #N/A | #N/A | #N/A | #N/A | #N/A | #N/A | #N/A
TRUE | QLD | QPIV | Pioneer Valley | Energy Queensland | Winter | Coincident | 2016 | ACTUAL_RAW | 1.4625 | 22.6599 | QLD Pioneer Valley |  |  | FALSE | #N/A | #N/A | #N/A | #N/A | #N/A | #N/A | #N/A | #N/A | #N/A | #N/A
TRUE | QLD | QPIV | Pioneer Valley | Energy Queensland | Winter | Non-coincident | 2016 | ACTUAL_RAW | -15.9367 | 38.3267 | QLD Pioneer Valley |  |  | FALSE | #N/A | #N/A | #N/A | #N/A | #N/A | #N/A | #N/A | #N/A | #N/A | #N/A
TRUE | QLD | QPIV | Pioneer Valley | Energy Queensland | Winter | Non-coincident | 2016 | ACTUAL_OPG | -15.9367 | 38.3267 | QLD Pioneer Valley |  |  | FALSE | #N/A | #N/A | #N/A | #N/A | #N/A | #N/A | #N/A | #N/A | #N/A | #N/A
TRUE | QLD | QPIV | Pioneer Valley | Energy Queensland | Winter | Non-coincident | 2016 | ACTUAL_ADJUSTEDOPG | -15.9367 | 38.3267 | QLD Pioneer Valley |  |  | FALSE | #N/A | #N/A | #N/A | #N/A | #N/A | #N/A | #N/A | #N/A | #N/A | #N/A
TRUE | QLD | QPIV | Pioneer Valley | Energy Queensland | Winter | Coincident | 2017 | ACTUAL_OPG | -11.875 | 20.0629 | QLD Pioneer Valley |  |  | FALSE | #N/A | #N/A | #N/A | #N/A | #N/A | #N/A | #N/A | #N/A | #N/A | #N/A
TRUE | QLD | QPIV | Pioneer Valley | Energy Queensland | Winter | Coincident | 2017 | ACTUAL_RAW | -11.875 | 20.0629 | QLD Pioneer Valley |  |  | FALSE | #N/A | #N/A | #N/A | #N/A | #N/A | #N/A | #N/A | #N/A | #N/A | #N/A
TRUE | QLD | QPIV | Pioneer Valley | Energy Queensland | Winter | Non-coincident | 2017 | ACTUAL_RAW | -18.6472 | 40.8348 | QLD Pioneer Valley |  |  | FALSE | #N/A | #N/A | #N/A | #N/A | #N/A | #N/A | #N/A | #N/A | #N/A | #N/A
TRUE | QLD | QPIV | Pioneer Valley | Energy Queensland | Winter | Non-coincident | 2017 | ACTUAL_OPG | -18.6472 | 40.8348 | QLD Pioneer Valley |  |  | FALSE | #N/A | #N/A | #N/A | #N/A | #N/A | #N/A | #N/A | #N/A | #N/A | #N/A
TRUE | QLD | QPIV | Pioneer Valley | Energy Queensland | Winter | Non-coincident | 2017 | ACTUAL_ADJUSTEDOPG | -18.6472 | 40.8348 | QLD Pioneer Valley |  |  | FALSE | #N/A | #N/A | #N/A | #N/A | #N/A | #N/A | #N/A | #N/A | #N/A | #N/A
TRUE | QLD | QPIV | Pioneer Valley | Energy Queensland | Winter | Coincident | 2018 | ACTUAL_OPG | -1.228 | 25.6845 | QLD Pioneer Valley |  |  | FALSE | #N/A | #N/A | #N/A | #N/A | #N/A | #N/A | #N/A | #N/A | #N/A | #N/A
TRUE | QLD | QPIV | Pioneer Valley | Energy Queensland | Winter | Coincident | 2018 | ACTUAL_RAW | -1.228 | 25.6845 | QLD Pioneer Valley |  |  | FALSE | #N/A | #N/A | #N/A | #N/A | #N/A | #N/A | #N/A | #N/A | #N/A | #N/A
TRUE | QLD | QPIV | Pioneer Valley | Energy Queensland | Winter | Non-coincident | 2018 | ACTUAL_RAW | -14.7939 | 42.1844 | QLD Pioneer Valley |  |  | FALSE | #N/A | #N/A | #N/A | #N/A | #N/A | #N/A | #N/A | #N/A | #N/A | #N/A
TRUE | QLD | QPIV | Pioneer Valley | Energy Queensland | Winter | Non-coincident | 2018 | ACTUAL_OPG | -14.7939 | 42.1844 | QLD Pioneer Valley |  |  | FALSE | #N/A | #N/A | #N/A | #N/A | #N/A | #N/A | #N/A | #N/A | #N/A | #N/A
TRUE | QLD | QPIV | Pioneer Valley | Energy Queensland | Winter | Non-coincident | 2018 | ACTUAL_ADJUSTEDOPG | -14.7939 | 42.1844 | QLD Pioneer Valley |  |  | FALSE | #N/A | #N/A | #N/A | #N/A | #N/A | #N/A | #N/A | #N/A | #N/A | #N/A
TRUE | QLD | QPIV | Pioneer Valley | Energy Queensland | Winter | Coincident | 2019 | ACTUAL_OPG | 14.0268 | 21.8225 | QLD Pioneer Valley |  |  | FALSE | #N/A | #N/A | #N/A | #N/A | #N/A | #N/A | #N/A | #N/A | #N/A | #N/A
TRUE | QLD | QPIV | Pioneer Valley | Energy Queensland | Winter | Coincident | 2019 | ACTUAL_RAW | 14.0268 | 21.8225 | QLD Pioneer Valley |  |  | FALSE | #N/A | #N/A | #N/A | #N/A | #N/A | #N/A | #N/A | #N/A | #N/A | #N/A
TRUE | QLD | QPIV | Pioneer Valley | Energy Queensland | Winter | Non-coincident | 2019 | ACTUAL_RAW | -16.9799 | 48.5262 | QLD Pioneer Valley |  |  | FALSE | #N/A | #N/A | #N/A | #N/A | #N/A | #N/A | #N/A | #N/A | #N/A | #N/A
TRUE | QLD | QPIV | Pioneer Valley | Energy Queensland | Winter | Non-coincident | 2019 | ACTUAL_OPG | -16.9799 | 48.5262 | QLD Pioneer Valley |  |  | FALSE | #N/A | #N/A | #N/A | #N/A | #N/A | #N/A | #N/A | #N/A | #N/A | #N/A
TRUE | QLD | QPIV | Pioneer Valley | Energy Queensland | Winter | Non-coincident | 2019 | ACTUAL_ADJUSTEDOPG | -16.9799 | 48.5262 | QLD Pioneer Valley |  |  | FALSE | #N/A | #N/A | #N/A | #N/A | #N/A | #N/A | #N/A | #N/A | #N/A | #N/A
TRUE | QLD | QPIV | Pioneer Valley | Energy Queensland | Winter | Non-coincident | 2019 | BASEYEARPOE90 | -11.2205 | NA | QLD Pioneer Valley |  |  | FALSE | #N/A | #N/A | #N/A | #N/A | #N/A | #N/A | #N/A | #N/A | #N/A | #N/A
TRUE | QLD | QPIV | Pioneer Valley | Energy Queensland | Winter | Non-coincident | 2019 | BASEYEARPOE50 | -9.6311 | 34.6962 | QLD Pioneer Valley |  |  | FALSE | #N/A | #N/A | #N/A | #N/A | #N/A | #N/A | #N/A | #N/A | #N/A | #N/A
TRUE | QLD | QPIV | Pioneer Valley | Energy Queensland | Winter | Coincident_unreconciled | 2020 | POE90 | -6.2346 | NA | QLD Pioneer Valley |  |  | FALSE | #N/A | #N/A | #N/A | #N/A | #N/A | #N/A | #N/A | #N/A | #N/A | #N/A
TRUE | QLD | QPIV | Pioneer Valley | Energy Queensland | Winter | Coincident_unreconciled | 2020 | POE50 | 0.3456 | NA | QLD Pioneer Valley |  |  | FALSE | #N/A | #N/A | #N/A | #N/A | #N/A | #N/A | #N/A | #N/A | #N/A | #N/A
TRUE | QLD | QPIV | Pioneer Valley | Energy Queensland | Winter | Non-coincident | 2020 | POE50 | -15 | 43 | QLD Pioneer Valley |  |  | FALSE | #N/A | #N/A | #N/A | #N/A | #N/A | #N/A | #N/A | #N/A | #N/A | #N/A
TRUE | QLD | QPIV | Pioneer Valley | Energy Queensland | Winter | Non-coincident | 2020 | POE90 | -16.3503 | NA | QLD Pioneer Valley |  |  | FALSE | #N/A | #N/A | #N/A | #N/A | #N/A | #N/A | #N/A | #N/A | #N/A | #N/A
TRUE | QLD | QPIV | Pioneer Valley | Energy Queensland | Winter | Coincident_unreconciled | 2021 | POE90 | -4.0335 | NA | QLD Pioneer Valley |  |  | FALSE | #N/A | #N/A | #N/A | #N/A | #N/A | #N/A | #N/A | #N/A | #N/A | #N/A
TRUE | QLD | QPIV | Pioneer Valley | Energy Queensland | Winter | Coincident_unreconciled | 2021 | POE50 | 2.5452 | NA | QLD Pioneer Valley |  |  | FALSE | #N/A | #N/A | #N/A | #N/A | #N/A | #N/A | #N/A | #N/A | #N/A | #N/A
TRUE | QLD | QPIV | Pioneer Valley | Energy Queensland | Winter | Non-coincident | 2021 | POE50 | -16.1698 | 43.024 | QLD Pioneer Valley |  |  | FALSE | #N/A | #N/A | #N/A | #N/A | #N/A | #N/A | #N/A | #N/A | #N/A | #N/A
TRUE | QLD | QPIV | Pioneer Valley | Energy Queensland | Winter | Non-coincident | 2021 | POE90 | -17.521 | NA | QLD Pioneer Valley |  |  | FALSE | #N/A | #N/A | #N/A | #N/A | #N/A | #N/A | #N/A | #N/A | #N/A | #N/A
TRUE | QLD | QPIV | Pioneer Valley | Energy Queensland | Winter | Coincident_unreconciled | 2022 | POE90 | -1.94 | NA | QLD Pioneer Valley |  |  | FALSE | #N/A | #N/A | #N/A | #N/A | #N/A | #N/A | #N/A | #N/A | #N/A | #N/A
TRUE | QLD | QPIV | Pioneer Valley | Energy Queensland | Winter | Coincident_unreconciled | 2022 | POE50 | 4.6289 | NA | QLD Pioneer Valley |  |  | FALSE | #N/A | #N/A | #N/A | #N/A | #N/A | #N/A | #N/A | #N/A | #N/A | #N/A
TRUE | QLD | QPIV | Pioneer Valley | Energy Queensland | Winter | Non-coincident | 2022 | POE50 | -17.2781 | 43.1975 | QLD Pioneer Valley |  |  | FALSE | #N/A | #N/A | #N/A | #N/A | #N/A | #N/A | #N/A | #N/A | #N/A | #N/A
TRUE | QLD | QPIV | Pioneer Valley | Energy Queensland | Winter | Non-coincident | 2022 | POE90 | -18.6344 | NA | QLD Pioneer Valley |  |  | FALSE | #N/A | #N/A | #N/A | #N/A | #N/A | #N/A | #N/A | #N/A | #N/A | #N/A
TRUE | QLD | QPIV | Pioneer Valley | Energy Queensland | Winter | Coincident_unreconciled | 2023 | POE90 | -0.58778 | NA | QLD Pioneer Valley |  |  | FALSE | #N/A | #N/A | #N/A | #N/A | #N/A | #N/A | #N/A | #N/A | #N/A | #N/A
TRUE | QLD | QPIV | Pioneer Valley | Energy Queensland | Winter | Coincident_unreconciled | 2023 | POE50 | 5.9713 | NA | QLD Pioneer Valley |  |  | FALSE | #N/A | #N/A | #N/A | #N/A | #N/A | #N/A | #N/A | #N/A | #N/A | #N/A
TRUE | QLD | QPIV | Pioneer Valley | Energy Queensland | Winter | Non-coincident | 2023 | POE50 | -17.992 | 43.3678 | QLD Pioneer Valley |  |  | FALSE | #N/A | #N/A | #N/A | #N/A | #N/A | #N/A | #N/A | #N/A | #N/A | #N/A
TRUE | QLD | QPIV | Pioneer Valley | Energy Queensland | Winter | Non-coincident | 2023 | POE90 | -19.3536 | NA | QLD Pioneer Valley |  |  | FALSE | #N/A | #N/A | #N/A | #N/A | #N/A | #N/A | #N/A | #N/A | #N/A | #N/A
TRUE | QLD | QPIV | Pioneer Valley | Energy Queensland | Winter | Coincident_unreconciled | 2024 | POE90 | 0.22898 | NA | QLD Pioneer Valley |  |  | FALSE | #N/A | #N/A | #N/A | #N/A | #N/A | #N/A | #N/A | #N/A | #N/A | #N/A
TRUE | QLD | QPIV | Pioneer Valley | Energy Queensland | Winter | Coincident_unreconciled | 2024 | POE50 | 6.7782 | NA | QLD Pioneer Valley |  |  | FALSE | #N/A | #N/A | #N/A | #N/A | #N/A | #N/A | #N/A | #N/A | #N/A | #N/A
TRUE | QLD | QPIV | Pioneer Valley | Energy Queensland | Winter | Non-coincident | 2024 | POE50 | -18.4212 | 43.5108 | QLD Pioneer Valley |  |  | FALSE | #N/A | #N/A | #N/A | #N/A | #N/A | #N/A | #N/A | #N/A | #N/A | #N/A
TRUE | QLD | QPIV | Pioneer Valley | Energy Queensland | Winter | Non-coincident | 2024 | POE90 | -19.788 | NA | QLD Pioneer Valley |  |  | FALSE | #N/A | #N/A | #N/A | #N/A | #N/A | #N/A | #N/A | #N/A | #N/A | #N/A
TRUE | QLD | QPIV | Pioneer Valley | Energy Queensland | Winter | Coincident_unreconciled | 2025 | POE90 | 0.86396 | NA | QLD Pioneer Valley |  |  | FALSE | #N/A | #N/A | #N/A | #N/A | #N/A | #N/A | #N/A | #N/A | #N/A | #N/A
TRUE | QLD | QPIV | Pioneer Valley | Energy Queensland | Winter | Coincident_unreconciled | 2025 | POE50 | 7.4034 | NA | QLD Pioneer Valley |  |  | FALSE | #N/A | #N/A | #N/A | #N/A | #N/A | #N/A | #N/A | #N/A | #N/A | #N/A
TRUE | QLD | QPIV | Pioneer Valley | Energy Queensland | Winter | Non-coincident | 2025 | POE50 | -18.7537 | 43.6485 | QLD Pioneer Valley |  |  | FALSE | #N/A | #N/A | #N/A | #N/A | #N/A | #N/A | #N/A | #N/A | #N/A | #N/A
TRUE | QLD | QPIV | Pioneer Valley | Energy Queensland | Winter | Non-coincident | 2025 | POE90 | -20.1257 | NA | QLD Pioneer Valley |  |  | FALSE | #N/A | #N/A | #N/A | #N/A | #N/A | #N/A | #N/A | #N/A | #N/A | #N/A
TRUE | QLD | QPIV | Pioneer Valley | Energy Queensland | Winter | Coincident_unreconciled | 2026 | POE90 | 1.5518 | NA | QLD Pioneer Valley |  |  | FALSE | #N/A | #N/A | #N/A | #N/A | #N/A | #N/A | #N/A | #N/A | #N/A | #N/A
TRUE | QLD | QPIV | Pioneer Valley | Energy Queensland | Winter | Coincident_unreconciled | 2026 | POE50 | 8.081 | NA | QLD Pioneer Valley |  |  | FALSE | #N/A | #N/A | #N/A | #N/A | #N/A | #N/A | #N/A | #N/A | #N/A | #N/A
TRUE | QLD | QPIV | Pioneer Valley | Energy Queensland | Winter | Non-coincident | 2026 | POE50 | -19.114 | 43.7957 | QLD Pioneer Valley |  |  | FALSE | #N/A | #N/A | #N/A | #N/A | #N/A | #N/A | #N/A | #N/A | #N/A | #N/A
TRUE | QLD | QPIV | Pioneer Valley | Energy Queensland | Winter | Non-coincident | 2026 | POE90 | -20.4916 | NA | QLD Pioneer Valley |  |  | FALSE | #N/A | #N/A | #N/A | #N/A | #N/A | #N/A | #N/A | #N/A | #N/A | #N/A
TRUE | QLD | QPIV | Pioneer Valley | Energy Queensland | Winter | Coincident_unreconciled | 2027 | POE90 | 1.9626 | NA | QLD Pioneer Valley |  |  | FALSE | #N/A | #N/A | #N/A | #N/A | #N/A | #N/A | #N/A | #N/A | #N/A | #N/A
TRUE | QLD | QPIV | Pioneer Valley | Energy Queensland | Winter | Coincident_unreconciled | 2027 | POE50 | 8.4767 | NA | QLD Pioneer Valley |  |  | FALSE | #N/A | #N/A | #N/A | #N/A | #N/A | #N/A | #N/A | #N/A | #N/A | #N/A
TRUE | QLD | QPIV | Pioneer Valley | Energy Queensland | Winter | Non-coincident | 2027 | POE50 | -19.3245 | 44.0332 | QLD Pioneer Valley |  |  | FALSE | #N/A | #N/A | #N/A | #N/A | #N/A | #N/A | #N/A | #N/A | #N/A | #N/A
TRUE | QLD | QPIV | Pioneer Valley | Energy Queensland | Winter | Non-coincident | 2027 | POE90 | -20.71 | NA | QLD Pioneer Valley |  |  | FALSE | #N/A | #N/A | #N/A | #N/A | #N/A | #N/A | #N/A | #N/A | #N/A | #N/A
TRUE | QLD | QPIV | Pioneer Valley | Energy Queensland | Winter | Coincident_unreconciled | 2028 | POE90 | 2.3277 | NA | QLD Pioneer Valley |  |  | FALSE | #N/A | #N/A | #N/A | #N/A | #N/A | #N/A | #N/A | #N/A | #N/A | #N/A
TRUE | QLD | QPIV | Pioneer Valley | Energy Queensland | Winter | Coincident_unreconciled | 2028 | POE50 | 8.8269 | NA | QLD Pioneer Valley |  |  | FALSE | #N/A | #N/A | #N/A | #N/A | #N/A | #N/A | #N/A | #N/A | #N/A | #N/A
TRUE | QLD | QPIV | Pioneer Valley | Energy Queensland | Winter | Non-coincident | 2028 | POE50 | -19.5108 | 44.3154 | QLD Pioneer Valley |  |  | FALSE | #N/A | #N/A | #N/A | #N/A | #N/A | #N/A | #N/A | #N/A | #N/A | #N/A
TRUE | QLD | QPIV | Pioneer Valley | Energy Queensland | Winter | Non-coincident | 2028 | POE90 | -20.9042 | NA | QLD Pioneer Valley |  |  | FALSE | #N/A | #N/A | #N/A | #N/A | #N/A | #N/A | #N/A | #N/A | #N/A | #N/A
TRUE | QLD | QPIV | Pioneer Valley | Energy Queensland | Winter | Coincident_unreconciled | 2029 | POE90 | 2.624 | NA | QLD Pioneer Valley |  |  | FALSE | #N/A | #N/A | #N/A | #N/A | #N/A | #N/A | #N/A | #N/A | #N/A | #N/A
TRUE | QLD | QPIV | Pioneer Valley | Energy Queensland | Winter | Coincident_unreconciled | 2029 | POE50 | 9.1082 | NA | QLD Pioneer Valley |  |  | FALSE | #N/A | #N/A | #N/A | #N/A | #N/A | #N/A | #N/A | #N/A | #N/A | #N/A
TRUE | QLD | QPIV | Pioneer Valley | Energy Queensland | Winter | Non-coincident | 2029 | POE50 | -19.6604 | 44.6369 | QLD Pioneer Valley |  |  | FALSE | #N/A | #N/A | #N/A | #N/A | #N/A | #N/A | #N/A | #N/A | #N/A | #N/A
TRUE | QLD | QPIV | Pioneer Valley | Energy Queensland | Winter | Non-coincident | 2029 | POE90 | -21.0618 | NA | QLD Pioneer Valley |  |  | FALSE | #N/A | #N/A | #N/A | #N/A | #N/A | #N/A | #N/A | #N/A | #N/A | #N/A
TRUE | QLD | QPIV | Pioneer Valley | Energy Queensland | Shoulder | Non-coincident | 2019 | BASEYEARPOE10 | NA | 40.7947 | QLD Pioneer Valley |  |  | FALSE | #N/A | #N/A | #N/A | #N/A | #N/A | #N/A | #N/A | #N/A | #N/A | #N/A
TRUE | QLD | QPIV | Pioneer Valley | Energy Queensland | Shoulder | Coincident | 2021 | POE10 | NA | 26.8942 | QLD Pioneer Valley |  |  | FALSE | #N/A | #N/A | #N/A | #N/A | #N/A | #N/A | #N/A | #N/A | #N/A | #N/A
TRUE | QLD | QPIV | Pioneer Valley | Energy Queensland | Shoulder | Coincident | 2021 | POE50 | NA | 26.8131 | QLD Pioneer Valley |  |  | FALSE | #N/A | #N/A | #N/A | #N/A | #N/A | #N/A | #N/A | #N/A | #N/A | #N/A
TRUE | QLD | QPIV | Pioneer Valley | Energy Queensland | Shoulder | Non-coincident | 2021 | POE10 | NA | 47.9491 | QLD Pioneer Valley |  |  | FALSE | #N/A | #N/A | #N/A | #N/A | #N/A | #N/A | #N/A | #N/A | #N/A | #N/A
TRUE | QLD | QPIV | Pioneer Valley | Energy Queensland | Shoulder | Coincident | 2022 | POE10 | NA | 27.6906 | QLD Pioneer Valley |  |  | FALSE | #N/A | #N/A | #N/A | #N/A | #N/A | #N/A | #N/A | #N/A | #N/A | #N/A
TRUE | QLD | QPIV | Pioneer Valley | Energy Queensland | Shoulder | Coincident | 2022 | POE50 | NA | 27.1461 | QLD Pioneer Valley |  |  | FALSE | #N/A | #N/A | #N/A | #N/A | #N/A | #N/A | #N/A | #N/A | #N/A | #N/A
TRUE | QLD | QPIV | Pioneer Valley | Energy Queensland | Shoulder | Non-coincident | 2022 | POE10 | NA | 48.0591 | QLD Pioneer Valley |  |  | FALSE | #N/A | #N/A | #N/A | #N/A | #N/A | #N/A | #N/A | #N/A | #N/A | #N/A
TRUE | QLD | QPIV | Pioneer Valley | Energy Queensland | Shoulder | Coincident | 2023 | POE10 | NA | 27.8326 | QLD Pioneer Valley |  |  | FALSE | #N/A | #N/A | #N/A | #N/A | #N/A | #N/A | #N/A | #N/A | #N/A | #N/A
TRUE | QLD | QPIV | Pioneer Valley | Energy Queensland | Shoulder | Coincident | 2023 | POE50 | NA | 27.4168 | QLD Pioneer Valley |  |  | FALSE | #N/A | #N/A | #N/A | #N/A | #N/A | #N/A | #N/A | #N/A | #N/A | #N/A
TRUE | QLD | QPIV | Pioneer Valley | Energy Queensland | Shoulder | Non-coincident | 2023 | POE10 | NA | 48.2394 | QLD Pioneer Valley |  |  | FALSE | #N/A | #N/A | #N/A | #N/A | #N/A | #N/A | #N/A | #N/A | #N/A | #N/A
TRUE | QLD | QPIV | Pioneer Valley | Energy Queensland | Shoulder | Coincident | 2024 | POE10 | NA | 28.0503 | QLD Pioneer Valley |  |  | FALSE | #N/A | #N/A | #N/A | #N/A | #N/A | #N/A | #N/A | #N/A | #N/A | #N/A
TRUE | QLD | QPIV | Pioneer Valley | Energy Queensland | Shoulder | Coincident | 2024 | POE50 | NA | 27.9939 | QLD Pioneer Valley |  |  | FALSE | #N/A | #N/A | #N/A | #N/A | #N/A | #N/A | #N/A | #N/A | #N/A | #N/A
TRUE | QLD | QPIV | Pioneer Valley | Energy Queensland | Shoulder | Non-coincident | 2024 | POE10 | NA | 48.4073 | QLD Pioneer Valley |  |  | FALSE | #N/A | #N/A | #N/A | #N/A | #N/A | #N/A | #N/A | #N/A | #N/A | #N/A
TRUE | QLD | QPIV | Pioneer Valley | Energy Queensland | Shoulder | Coincident | 2025 | POE10 | NA | 28.2166 | QLD Pioneer Valley |  |  | FALSE | #N/A | #N/A | #N/A | #N/A | #N/A | #N/A | #N/A | #N/A | #N/A | #N/A
TRUE | QLD | QPIV | Pioneer Valley | Energy Queensland | Shoulder | Coincident | 2025 | POE50 | NA | 27.9547 | QLD Pioneer Valley |  |  | FALSE | #N/A | #N/A | #N/A | #N/A | #N/A | #N/A | #N/A | #N/A | #N/A | #N/A
TRUE | QLD | QPIV | Pioneer Valley | Energy Queensland | Shoulder | Non-coincident | 2025 | POE10 | NA | 48.5652 | QLD Pioneer Valley |  |  | FALSE | #N/A | #N/A | #N/A | #N/A | #N/A | #N/A | #N/A | #N/A | #N/A | #N/A
TRUE | QLD | QPIV | Pioneer Valley | Energy Queensland | Shoulder | Coincident | 2026 | POE10 | NA | 28.1523 | QLD Pioneer Valley |  |  | FALSE | #N/A | #N/A | #N/A | #N/A | #N/A | #N/A | #N/A | #N/A | #N/A | #N/A
TRUE | QLD | QPIV | Pioneer Valley | Energy Queensland | Shoulder | Coincident | 2026 | POE50 | NA | 28.0438 | QLD Pioneer Valley |  |  | FALSE | #N/A | #N/A | #N/A | #N/A | #N/A | #N/A | #N/A | #N/A | #N/A | #N/A
TRUE | QLD | QPIV | Pioneer Valley | Energy Queensland | Shoulder | Non-coincident | 2026 | POE10 | NA | 48.7287 | QLD Pioneer Valley |  |  | FALSE | #N/A | #N/A | #N/A | #N/A | #N/A | #N/A | #N/A | #N/A | #N/A | #N/A
TRUE | QLD | QPIV | Pioneer Valley | Energy Queensland | Shoulder | Coincident | 2027 | POE10 | NA | 28.1518 | QLD Pioneer Valley |  |  | FALSE | #N/A | #N/A | #N/A | #N/A | #N/A | #N/A | #N/A | #N/A | #N/A | #N/A
TRUE | QLD | QPIV | Pioneer Valley | Energy Queensland | Shoulder | Coincident | 2027 | POE50 | NA | 28.0152 | QLD Pioneer Valley |  |  | FALSE | #N/A | #N/A | #N/A | #N/A | #N/A | #N/A | #N/A | #N/A | #N/A | #N/A
TRUE | QLD | QPIV | Pioneer Valley | Energy Queensland | Shoulder | Non-coincident | 2027 | POE10 | NA | 48.9641 | QLD Pioneer Valley |  |  | FALSE | #N/A | #N/A | #N/A | #N/A | #N/A | #N/A | #N/A | #N/A | #N/A | #N/A
TRUE | QLD | QPIV | Pioneer Valley | Energy Queensland | Shoulder | Coincident | 2028 | POE10 | NA | 28.1998 | QLD Pioneer Valley |  |  | FALSE | #N/A | #N/A | #N/A | #N/A | #N/A | #N/A | #N/A | #N/A | #N/A | #N/A
TRUE | QLD | QPIV | Pioneer Valley | Energy Queensland | Shoulder | Coincident | 2028 | POE50 | NA | 28.1306 | QLD Pioneer Valley |  |  | FALSE | #N/A | #N/A | #N/A | #N/A | #N/A | #N/A | #N/A | #N/A | #N/A | #N/A
TRUE | QLD | QPIV | Pioneer Valley | Energy Queensland | Shoulder | Non-coincident | 2028 | POE10 | NA | 49.2779 | QLD Pioneer Valley |  |  | FALSE | #N/A | #N/A | #N/A | #N/A | #N/A | #N/A | #N/A | #N/A | #N/A | #N/A
TRUE | QLD | QPIV | Pioneer Valley | Energy Queensland | Shoulder | Coincident | 2029 | POE10 | NA | 28.6449 | QLD Pioneer Valley |  |  | FALSE | #N/A | #N/A | #N/A | #N/A | #N/A | #N/A | #N/A | #N/A | #N/A | #N/A
TRUE | QLD | QPIV | Pioneer Valley | Energy Queensland | Shoulder | Coincident | 2029 | POE50 | NA | 28.4067 | QLD Pioneer Valley |  |  | FALSE | #N/A | #N/A | #N/A | #N/A | #N/A | #N/A | #N/A | #N/A | #N/A | #N/A
TRUE | QLD | QPIV | Pioneer Valley | Energy Queensland | Shoulder | Non-coincident | 2029 | POE10 | NA | 49.6441 | QLD Pioneer Valley |  |  | FALSE | #N/A | #N/A | #N/A | #N/A | #N/A | #N/A | #N/A | #N/A | #N/A | #N/A
TRUE | QLD | QPIV | Pioneer Valley | Energy Queensland | Shoulder | Coincident | 2030 | POE10 | NA | 28.8424 | QLD Pioneer Valley |  |  | FALSE | #N/A | #N/A | #N/A | #N/A | #N/A | #N/A | #N/A | #N/A | #N/A | #N/A
TRUE | QLD | QPIV | Pioneer Valley | Energy Queensland | Shoulder | Coincident | 2030 | POE50 | NA | 28.6331 | QLD Pioneer Valley |  |  | FALSE | #N/A | #N/A | #N/A | #N/A | #N/A | #N/A | #N/A | #N/A | #N/A | #N/A
TRUE | QLD | QPIV | Pioneer Valley | Energy Queensland | Shoulder | Non-coincident | 2030 | POE10 | NA | 50.0445 | QLD Pioneer Valley |  |  | FALSE | #N/A | #N/A | #N/A | #N/A | #N/A | #N/A | #N/A | #N/A | #N/A | #N/A
TRUE | QLD | QPIV | Pioneer Valley | Energy Queensland | Summer | Non-coincident | 2019 | BASEYEARPOE10 | NA | 58.0752 | QLD Pioneer Valley |  |  | FALSE | #N/A | #N/A | #N/A | #N/A | #N/A | #N/A | #N/A | #N/A | #N/A | #N/A
TRUE | QLD | QPIV | Pioneer Valley | Energy Queensland | Summer | Coincident | 2021 | POE10 | NA | 31.6004 | QLD Pioneer Valley |  |  | FALSE | #N/A | #N/A | #N/A | #N/A | #N/A | #N/A | #N/A | #N/A | #N/A | #N/A
TRUE | QLD | QPIV | Pioneer Valley | Energy Queensland | Summer | Coincident | 2021 | POE50 | NA | 30.4973 | QLD Pioneer Valley |  |  | FALSE | #N/A | #N/A | #N/A | #N/A | #N/A | #N/A | #N/A | #N/A | #N/A | #N/A
TRUE | QLD | QPIV | Pioneer Valley | Energy Queensland | Summer | Non-coincident | 2021 | POE10 | NA | 63.9891 | QLD Pioneer Valley |  |  | FALSE | #N/A | #N/A | #N/A | #N/A | #N/A | #N/A | #N/A | #N/A | #N/A | #N/A
TRUE | QLD | QPIV | Pioneer Valley | Energy Queensland | Summer | Coincident | 2022 | POE10 | NA | 32.2682 | QLD Pioneer Valley |  |  | FALSE | #N/A | #N/A | #N/A | #N/A | #N/A | #N/A | #N/A | #N/A | #N/A | #N/A
TRUE | QLD | QPIV | Pioneer Valley | Energy Queensland | Summer | Coincident | 2022 | POE50 | NA | 31.0959 | QLD Pioneer Valley |  |  | FALSE | #N/A | #N/A | #N/A | #N/A | #N/A | #N/A | #N/A | #N/A | #N/A | #N/A
TRUE | QLD | QPIV | Pioneer Valley | Energy Queensland | Summer | Non-coincident | 2022 | POE10 | NA | 64.1531 | QLD Pioneer Valley |  |  | FALSE | #N/A | #N/A | #N/A | #N/A | #N/A | #N/A | #N/A | #N/A | #N/A | #N/A
TRUE | QLD | QPIV | Pioneer Valley | Energy Queensland | Summer | Coincident | 2023 | POE10 | NA | 32.5995 | QLD Pioneer Valley |  |  | FALSE | #N/A | #N/A | #N/A | #N/A | #N/A | #N/A | #N/A | #N/A | #N/A | #N/A
TRUE | QLD | QPIV | Pioneer Valley | Energy Queensland | Summer | Coincident | 2023 | POE50 | NA | 31.3486 | QLD Pioneer Valley |  |  | FALSE | #N/A | #N/A | #N/A | #N/A | #N/A | #N/A | #N/A | #N/A | #N/A | #N/A
TRUE | QLD | QPIV | Pioneer Valley | Energy Queensland | Summer | Non-coincident | 2023 | POE10 | NA | 64.4201 | QLD Pioneer Valley |  |  | FALSE | #N/A | #N/A | #N/A | #N/A | #N/A | #N/A | #N/A | #N/A | #N/A | #N/A
TRUE | QLD | QPIV | Pioneer Valley | Energy Queensland | Summer | Coincident | 2024 | POE10 | NA | 33.1235 | QLD Pioneer Valley |  |  | FALSE | #N/A | #N/A | #N/A | #N/A | #N/A | #N/A | #N/A | #N/A | #N/A | #N/A
TRUE | QLD | QPIV | Pioneer Valley | Energy Queensland | Summer | Coincident | 2024 | POE50 | NA | 31.8856 | QLD Pioneer Valley |  |  | FALSE | #N/A | #N/A | #N/A | #N/A | #N/A | #N/A | #N/A | #N/A | #N/A | #N/A
TRUE | QLD | QPIV | Pioneer Valley | Energy Queensland | Summer | Non-coincident | 2024 | POE10 | NA | 64.6759 | QLD Pioneer Valley |  |  | FALSE | #N/A | #N/A | #N/A | #N/A | #N/A | #N/A | #N/A | #N/A | #N/A | #N/A
TRUE | QLD | QPIV | Pioneer Valley | Energy Queensland | Summer | Coincident | 2025 | POE10 | NA | 33.1121 | QLD Pioneer Valley |  |  | FALSE | #N/A | #N/A | #N/A | #N/A | #N/A | #N/A | #N/A | #N/A | #N/A | #N/A
TRUE | QLD | QPIV | Pioneer Valley | Energy Queensland | Summer | Coincident | 2025 | POE50 | NA | 32.0411 | QLD Pioneer Valley |  |  | FALSE | #N/A | #N/A | #N/A | #N/A | #N/A | #N/A | #N/A | #N/A | #N/A | #N/A
TRUE | QLD | QPIV | Pioneer Valley | Energy Queensland | Summer | Non-coincident | 2025 | POE10 | NA | 64.9238 | QLD Pioneer Valley |  |  | FALSE | #N/A | #N/A | #N/A | #N/A | #N/A | #N/A | #N/A | #N/A | #N/A | #N/A
TRUE | QLD | QPIV | Pioneer Valley | Energy Queensland | Summer | Coincident | 2026 | POE10 | NA | 33.3999 | QLD Pioneer Valley |  |  | FALSE | #N/A | #N/A | #N/A | #N/A | #N/A | #N/A | #N/A | #N/A | #N/A | #N/A
TRUE | QLD | QPIV | Pioneer Valley | Energy Queensland | Summer | Coincident | 2026 | POE50 | NA | 32.2147 | QLD Pioneer Valley |  |  | FALSE | #N/A | #N/A | #N/A | #N/A | #N/A | #N/A | #N/A | #N/A | #N/A | #N/A
TRUE | QLD | QPIV | Pioneer Valley | Energy Queensland | Summer | Non-coincident | 2026 | POE10 | NA | 65.1802 | QLD Pioneer Valley |  |  | FALSE | #N/A | #N/A | #N/A | #N/A | #N/A | #N/A | #N/A | #N/A | #N/A | #N/A
TRUE | QLD | QPIV | Pioneer Valley | Energy Queensland | Summer | Coincident | 2027 | POE10 | NA | 33.3452 | QLD Pioneer Valley |  |  | FALSE | #N/A | #N/A | #N/A | #N/A | #N/A | #N/A | #N/A | #N/A | #N/A | #N/A
TRUE | QLD | QPIV | Pioneer Valley | Energy Queensland | Summer | Coincident | 2027 | POE50 | NA | 32.2769 | QLD Pioneer Valley |  |  | FALSE | #N/A | #N/A | #N/A | #N/A | #N/A | #N/A | #N/A | #N/A | #N/A | #N/A
TRUE | QLD | QPIV | Pioneer Valley | Energy Queensland | Summer | Non-coincident | 2027 | POE10 | NA | 65.5432 | QLD Pioneer Valley |  |  | FALSE | #N/A | #N/A | #N/A | #N/A | #N/A | #N/A | #N/A | #N/A | #N/A | #N/A
TRUE | QLD | QPIV | Pioneer Valley | Energy Queensland | Summer | Coincident | 2028 | POE10 | NA | 33.6249 | QLD Pioneer Valley |  |  | FALSE | #N/A | #N/A | #N/A | #N/A | #N/A | #N/A | #N/A | #N/A | #N/A | #N/A
TRUE | QLD | QPIV | Pioneer Valley | Energy Queensland | Summer | Coincident | 2028 | POE50 | NA | 32.5374 | QLD Pioneer Valley |  |  | FALSE | #N/A | #N/A | #N/A | #N/A | #N/A | #N/A | #N/A | #N/A | #N/A | #N/A
TRUE | QLD | QPIV | Pioneer Valley | Energy Queensland | Summer | Non-coincident | 2028 | POE10 | NA | 66.0124 | QLD Pioneer Valley |  |  | FALSE | #N/A | #N/A | #N/A | #N/A | #N/A | #N/A | #N/A | #N/A | #N/A | #N/A
TRUE | QLD | QPIV | Pioneer Valley | Energy Queensland | Summer | Coincident | 2029 | POE10 | NA | 33.8261 | QLD Pioneer Valley |  |  | FALSE | #N/A | #N/A | #N/A | #N/A | #N/A | #N/A | #N/A | #N/A | #N/A | #N/A
TRUE | QLD | QPIV | Pioneer Valley | Energy Queensland | Summer | Coincident | 2029 | POE50 | NA | 32.8815 | QLD Pioneer Valley |  |  | FALSE | #N/A | #N/A | #N/A | #N/A | #N/A | #N/A | #N/A | #N/A | #N/A | #N/A
TRUE | QLD | QPIV | Pioneer Valley | Energy Queensland | Summer | Non-coincident | 2029 | POE10 | NA | 66.5425 | QLD Pioneer Valley |  |  | FALSE | #N/A | #N/A | #N/A | #N/A | #N/A | #N/A | #N/A | #N/A | #N/A | #N/A
TRUE | QLD | QPIV | Pioneer Valley | Energy Queensland | Summer | Coincident | 2030 | POE10 | NA | 34.1765 | QLD Pioneer Valley |  |  | FALSE | #N/A | #N/A | #N/A | #N/A | #N/A | #N/A | #N/A | #N/A | #N/A | #N/A
TRUE | QLD | QPIV | Pioneer Valley | Energy Queensland | Summer | Coincident | 2030 | POE50 | NA | 33.057 | QLD Pioneer Valley |  |  | FALSE | #N/A | #N/A | #N/A | #N/A | #N/A | #N/A | #N/A | #N/A | #N/A | #N/A
TRUE | QLD | QPIV | Pioneer Valley | Energy Queensland | Summer | Non-coincident | 2030 | POE10 | NA | 67.1131 | QLD Pioneer Valley |  |  | FALSE | #N/A | #N/A | #N/A | #N/A | #N/A | #N/A | #N/A | #N/A | #N/A | #N/A
TRUE | QLD | QPIV | Pioneer Valley | Energy Queensland | Winter | Non-coincident | 2019 | BASEYEARPOE10 | NA | 36.8071 | QLD Pioneer Valley |  |  | FALSE | #N/A | #N/A | #N/A | #N/A | #N/A | #N/A | #N/A | #N/A | #N/A | #N/A
TRUE | QLD | QPIV | Pioneer Valley | Energy Queensland | Winter | Coincident | 2020 | POE10 | NA | 23.373 | QLD Pioneer Valley |  |  | FALSE | #N/A | #N/A | #N/A | #N/A | #N/A | #N/A | #N/A | #N/A | #N/A | #N/A
TRUE | QLD | QPIV | Pioneer Valley | Energy Queensland | Winter | Coincident | 2020 | POE50 | NA | 21.9262 | QLD Pioneer Valley |  |  | FALSE | #N/A | #N/A | #N/A | #N/A | #N/A | #N/A | #N/A | #N/A | #N/A | #N/A
TRUE | QLD | QPIV | Pioneer Valley | Energy Queensland | Winter | Non-coincident | 2020 | POE10 | NA | 45.3206 | QLD Pioneer Valley |  |  | FALSE | #N/A | #N/A | #N/A | #N/A | #N/A | #N/A | #N/A | #N/A | #N/A | #N/A
TRUE | QLD | QPIV | Pioneer Valley | Energy Queensland | Winter | Coincident | 2021 | POE10 | NA | 23.1898 | QLD Pioneer Valley |  |  | FALSE | #N/A | #N/A | #N/A | #N/A | #N/A | #N/A | #N/A | #N/A | #N/A | #N/A
TRUE | QLD | QPIV | Pioneer Valley | Energy Queensland | Winter | Coincident | 2021 | POE50 | NA | 21.7485 | QLD Pioneer Valley |  |  | FALSE | #N/A | #N/A | #N/A | #N/A | #N/A | #N/A | #N/A | #N/A | #N/A | #N/A
TRUE | QLD | QPIV | Pioneer Valley | Energy Queensland | Winter | Non-coincident | 2021 | POE10 | NA | 45.3461 | QLD Pioneer Valley |  |  | FALSE | #N/A | #N/A | #N/A | #N/A | #N/A | #N/A | #N/A | #N/A | #N/A | #N/A
TRUE | QLD | QPIV | Pioneer Valley | Energy Queensland | Winter | Coincident | 2022 | POE10 | NA | 23.7992 | QLD Pioneer Valley |  |  | FALSE | #N/A | #N/A | #N/A | #N/A | #N/A | #N/A | #N/A | #N/A | #N/A | #N/A
TRUE | QLD | QPIV | Pioneer Valley | Energy Queensland | Winter | Coincident | 2022 | POE50 | NA | 22.3241 | QLD Pioneer Valley |  |  | FALSE | #N/A | #N/A | #N/A | #N/A | #N/A | #N/A | #N/A | #N/A | #N/A | #N/A
TRUE | QLD | QPIV | Pioneer Valley | Energy Queensland | Winter | Non-coincident | 2022 | POE10 | NA | 45.5285 | QLD Pioneer Valley |  |  | FALSE | #N/A | #N/A | #N/A | #N/A | #N/A | #N/A | #N/A | #N/A | #N/A | #N/A
TRUE | QLD | QPIV | Pioneer Valley | Energy Queensland | Winter | Coincident | 2023 | POE10 | NA | 24.1145 | QLD Pioneer Valley |  |  | FALSE | #N/A | #N/A | #N/A | #N/A | #N/A | #N/A | #N/A | #N/A | #N/A | #N/A
TRUE | QLD | QPIV | Pioneer Valley | Energy Queensland | Winter | Coincident | 2023 | POE50 | NA | 22.5985 | QLD Pioneer Valley |  |  | FALSE | #N/A | #N/A | #N/A | #N/A | #N/A | #N/A | #N/A | #N/A | #N/A | #N/A
TRUE | QLD | QPIV | Pioneer Valley | Energy Queensland | Winter | Non-coincident | 2023 | POE10 | NA | 45.7077 | QLD Pioneer Valley |  |  | FALSE | #N/A | #N/A | #N/A | #N/A | #N/A | #N/A | #N/A | #N/A | #N/A | #N/A
TRUE | QLD | QPIV | Pioneer Valley | Energy Queensland | Winter | Coincident | 2024 | POE10 | NA | 24.5566 | QLD Pioneer Valley |  |  | FALSE | #N/A | #N/A | #N/A | #N/A | #N/A | #N/A | #N/A | #N/A | #N/A | #N/A
TRUE | QLD | QPIV | Pioneer Valley | Energy Queensland | Winter | Coincident | 2024 | POE50 | NA | 22.9239 | QLD Pioneer Valley |  |  | FALSE | #N/A | #N/A | #N/A | #N/A | #N/A | #N/A | #N/A | #N/A | #N/A | #N/A
TRUE | QLD | QPIV | Pioneer Valley | Energy Queensland | Winter | Non-coincident | 2024 | POE10 | NA | 45.8597 | QLD Pioneer Valley |  |  | FALSE | #N/A | #N/A | #N/A | #N/A | #N/A | #N/A | #N/A | #N/A | #N/A | #N/A
TRUE | QLD | QPIV | Pioneer Valley | Energy Queensland | Winter | Coincident | 2025 | POE10 | NA | 24.5599 | QLD Pioneer Valley |  |  | FALSE | #N/A | #N/A | #N/A | #N/A | #N/A | #N/A | #N/A | #N/A | #N/A | #N/A
TRUE | QLD | QPIV | Pioneer Valley | Energy Queensland | Winter | Coincident | 2025 | POE50 | NA | 22.9757 | QLD Pioneer Valley |  |  | FALSE | #N/A | #N/A | #N/A | #N/A | #N/A | #N/A | #N/A | #N/A | #N/A | #N/A
TRUE | QLD | QPIV | Pioneer Valley | Energy Queensland | Winter | Non-coincident | 2025 | POE10 | NA | 46.0064 | QLD Pioneer Valley |  |  | FALSE | #N/A | #N/A | #N/A | #N/A | #N/A | #N/A | #N/A | #N/A | #N/A | #N/A
TRUE | QLD | QPIV | Pioneer Valley | Energy Queensland | Winter | Coincident | 2026 | POE10 | NA | 24.6276 | QLD Pioneer Valley |  |  | FALSE | #N/A | #N/A | #N/A | #N/A | #N/A | #N/A | #N/A | #N/A | #N/A | #N/A
TRUE | QLD | QPIV | Pioneer Valley | Energy Queensland | Winter | Coincident | 2026 | POE50 | NA | 23.0819 | QLD Pioneer Valley |  |  | FALSE | #N/A | #N/A | #N/A | #N/A | #N/A | #N/A | #N/A | #N/A | #N/A | #N/A
TRUE | QLD | QPIV | Pioneer Valley | Energy Queensland | Winter | Non-coincident | 2026 | POE10 | NA | 46.163 | QLD Pioneer Valley |  |  | FALSE | #N/A | #N/A | #N/A | #N/A | #N/A | #N/A | #N/A | #N/A | #N/A | #N/A
TRUE | QLD | QPIV | Pioneer Valley | Energy Queensland | Winter | Coincident | 2027 | POE10 | NA | 24.7388 | QLD Pioneer Valley |  |  | FALSE | #N/A | #N/A | #N/A | #N/A | #N/A | #N/A | #N/A | #N/A | #N/A | #N/A
TRUE | QLD | QPIV | Pioneer Valley | Energy Queensland | Winter | Coincident | 2027 | POE50 | NA | 23.1881 | QLD Pioneer Valley |  |  | FALSE | #N/A | #N/A | #N/A | #N/A | #N/A | #N/A | #N/A | #N/A | #N/A | #N/A
TRUE | QLD | QPIV | Pioneer Valley | Energy Queensland | Winter | Non-coincident | 2027 | POE10 | NA | 46.4142 | QLD Pioneer Valley |  |  | FALSE | #N/A | #N/A | #N/A | #N/A | #N/A | #N/A | #N/A | #N/A | #N/A | #N/A
TRUE | QLD | QPIV | Pioneer Valley | Energy Queensland | Winter | Coincident | 2028 | POE10 | NA | 25.1482 | QLD Pioneer Valley |  |  | FALSE | #N/A | #N/A | #N/A | #N/A | #N/A | #N/A | #N/A | #N/A | #N/A | #N/A
TRUE | QLD | QPIV | Pioneer Valley | Energy Queensland | Winter | Coincident | 2028 | POE50 | NA | 23.3902 | QLD Pioneer Valley |  |  | FALSE | #N/A | #N/A | #N/A | #N/A | #N/A | #N/A | #N/A | #N/A | #N/A | #N/A
TRUE | QLD | QPIV | Pioneer Valley | Energy Queensland | Winter | Non-coincident | 2028 | POE10 | NA | 46.7101 | QLD Pioneer Valley |  |  | FALSE | #N/A | #N/A | #N/A | #N/A | #N/A | #N/A | #N/A | #N/A | #N/A | #N/A
TRUE | QLD | QPIV | Pioneer Valley | Energy Queensland | Winter | Coincident | 2029 | POE10 | NA | 25.194 | QLD Pioneer Valley |  |  | FALSE | #N/A | #N/A | #N/A | #N/A | #N/A | #N/A | #N/A | #N/A | #N/A | #N/A
TRUE | QLD | QPIV | Pioneer Valley | Energy Queensland | Winter | Coincident | 2029 | POE50 | NA | 23.5569 | QLD Pioneer Valley |  |  | FALSE | #N/A | #N/A | #N/A | #N/A | #N/A | #N/A | #N/A | #N/A | #N/A | #N/A
TRUE | QLD | QPIV | Pioneer Valley | Energy Queensland | Winter | Non-coincident | 2029 | POE10 | NA | 47.0454 | QLD Pioneer Valley |  |  | FALSE | #N/A | #N/A | #N/A | #N/A | #N/A | #N/A | #N/A | #N/A | #N/A | #N/A
TRUE | QLD | QPRO | Proserpine | Energy Queensland | Shoulder | Coincident | 2017 | ACTUAL_OPG | 13.2962 | 26.8797 | QLD Proserpine |  |  | FALSE | #N/A | #N/A | #N/A | #N/A | #N/A | #N/A | #N/A | #N/A | #N/A | #N/A
TRUE | QLD | QPRO | Proserpine | Energy Queensland | Shoulder | Coincident | 2017 | ACTUAL_RAW | 13.2962 | 26.8797 | QLD Proserpine |  |  | FALSE | #N/A | #N/A | #N/A | #N/A | #N/A | #N/A | #N/A | #N/A | #N/A | #N/A
TRUE | QLD | QPRO | Proserpine | Energy Queensland | Shoulder | Non-coincident | 2017 | ACTUAL_RAW | 0 | 31.9902 | QLD Proserpine |  |  | FALSE | #N/A | #N/A | #N/A | #N/A | #N/A | #N/A | #N/A | #N/A | #N/A | #N/A
TRUE | QLD | QPRO | Proserpine | Energy Queensland | Shoulder | Non-coincident | 2017 | ACTUAL_OPG | 0 | 31.9902 | QLD Proserpine |  |  | FALSE | #N/A | #N/A | #N/A | #N/A | #N/A | #N/A | #N/A | #N/A | #N/A | #N/A
TRUE | QLD | QPRO | Proserpine | Energy Queensland | Shoulder | Non-coincident | 2017 | ACTUAL_ADJUSTEDOPG | 11.2827 | 31.9902 | QLD Proserpine |  |  | FALSE | #N/A | #N/A | #N/A | #N/A | #N/A | #N/A | #N/A | #N/A | #N/A | #N/A
TRUE | QLD | QPRO | Proserpine | Energy Queensland | Shoulder | Coincident | 2018 | ACTUAL_OPG | 15.4615 | 27.0123 | QLD Proserpine |  |  | FALSE | #N/A | #N/A | #N/A | #N/A | #N/A | #N/A | #N/A | #N/A | #N/A | #N/A
TRUE | QLD | QPRO | Proserpine | Energy Queensland | Shoulder | Coincident | 2018 | ACTUAL_RAW | 15.4615 | 27.0123 | QLD Proserpine |  |  | FALSE | #N/A | #N/A | #N/A | #N/A | #N/A | #N/A | #N/A | #N/A | #N/A | #N/A
TRUE | QLD | QPRO | Proserpine | Energy Queensland | Shoulder | Non-coincident | 2018 | ACTUAL_RAW | 8.3949 | 43.29 | QLD Proserpine |  |  | FALSE | #N/A | #N/A | #N/A | #N/A | #N/A | #N/A | #N/A | #N/A | #N/A | #N/A
TRUE | QLD | QPRO | Proserpine | Energy Queensland | Shoulder | Non-coincident | 2018 | ACTUAL_OPG | 8.3949 | 43.29 | QLD Proserpine |  |  | FALSE | #N/A | #N/A | #N/A | #N/A | #N/A | #N/A | #N/A | #N/A | #N/A | #N/A
TRUE | QLD | QPRO | Proserpine | Energy Queensland | Shoulder | Non-coincident | 2018 | ACTUAL_ADJUSTEDOPG | 8.3949 | 43.29 | QLD Proserpine |  |  | FALSE | #N/A | #N/A | #N/A | #N/A | #N/A | #N/A | #N/A | #N/A | #N/A | #N/A
TRUE | QLD | QPRO | Proserpine | Energy Queensland | Shoulder | Coincident | 2019 | ACTUAL_OPG | 12.1145 | 28.7679 | QLD Proserpine |  |  | FALSE | #N/A | #N/A | #N/A | #N/A | #N/A | #N/A | #N/A | #N/A | #N/A | #N/A
TRUE | QLD | QPRO | Proserpine | Energy Queensland | Shoulder | Coincident | 2019 | ACTUAL_RAW | 12.1145 | 28.7679 | QLD Proserpine |  |  | FALSE | #N/A | #N/A | #N/A | #N/A | #N/A | #N/A | #N/A | #N/A | #N/A | #N/A
TRUE | QLD | QPRO | Proserpine | Energy Queensland | Shoulder | Non-coincident | 2019 | ACTUAL_RAW | 8.4419 | 46.6977 | QLD Proserpine |  |  | FALSE | #N/A | #N/A | #N/A | #N/A | #N/A | #N/A | #N/A | #N/A | #N/A | #N/A
TRUE | QLD | QPRO | Proserpine | Energy Queensland | Shoulder | Non-coincident | 2019 | ACTUAL_OPG | 8.4419 | 46.6977 | QLD Proserpine |  |  | FALSE | #N/A | #N/A | #N/A | #N/A | #N/A | #N/A | #N/A | #N/A | #N/A | #N/A
TRUE | QLD | QPRO | Proserpine | Energy Queensland | Shoulder | Non-coincident | 2019 | ACTUAL_ADJUSTEDOPG | 8.4419 | 36.6776 | QLD Proserpine |  |  | FALSE | #N/A | #N/A | #N/A | #N/A | #N/A | #N/A | #N/A | #N/A | #N/A | #N/A
TRUE | QLD | QPRO | Proserpine | Energy Queensland | Shoulder | Non-coincident | 2019 | BASEYEARPOE90 | 5.2237 | NA | QLD Proserpine |  |  | FALSE | #N/A | #N/A | #N/A | #N/A | #N/A | #N/A | #N/A | #N/A | #N/A | #N/A
TRUE | QLD | QPRO | Proserpine | Energy Queensland | Shoulder | Non-coincident | 2019 | BASEYEARPOE50 | 6.8862 | 34.4854 | QLD Proserpine |  |  | FALSE | #N/A | #N/A | #N/A | #N/A | #N/A | #N/A | #N/A | #N/A | #N/A | #N/A
TRUE | QLD | QPRO | Proserpine | Energy Queensland | Shoulder | Coincident | 2020 | ACTUAL_OPG | 16.1898 | 36.0009 | QLD Proserpine |  |  | FALSE | #N/A | #N/A | #N/A | #N/A | #N/A | #N/A | #N/A | #N/A | #N/A | #N/A
TRUE | QLD | QPRO | Proserpine | Energy Queensland | Shoulder | Coincident | 2020 | ACTUAL_RAW | 16.1898 | 36.0009 | QLD Proserpine |  |  | FALSE | #N/A | #N/A | #N/A | #N/A | #N/A | #N/A | #N/A | #N/A | #N/A | #N/A
TRUE | QLD | QPRO | Proserpine | Energy Queensland | Shoulder | Non-coincident | 2020 | ACTUAL_RAW | 7.2597 | 36.9451 | QLD Proserpine |  |  | FALSE | #N/A | #N/A | #N/A | #N/A | #N/A | #N/A | #N/A | #N/A | #N/A | #N/A
TRUE | QLD | QPRO | Proserpine | Energy Queensland | Shoulder | Non-coincident | 2020 | ACTUAL_OPG | 7.2597 | 36.9451 | QLD Proserpine |  |  | FALSE | #N/A | #N/A | #N/A | #N/A | #N/A | #N/A | #N/A | #N/A | #N/A | #N/A
TRUE | QLD | QPRO | Proserpine | Energy Queensland | Shoulder | Non-coincident | 2020 | ACTUAL_ADJUSTEDOPG | 7.2597 | 36.9451 | QLD Proserpine |  |  | FALSE | #N/A | #N/A | #N/A | #N/A | #N/A | #N/A | #N/A | #N/A | #N/A | #N/A
TRUE | QLD | QPRO | Proserpine | Energy Queensland | Shoulder | Coincident_unreconciled | 2021 | POE90 | 10.8984 | NA | QLD Proserpine |  |  | FALSE | #N/A | #N/A | #N/A | #N/A | #N/A | #N/A | #N/A | #N/A | #N/A | #N/A
TRUE | QLD | QPRO | Proserpine | Energy Queensland | Shoulder | Coincident_unreconciled | 2021 | POE50 | 13.984 | NA | QLD Proserpine |  |  | FALSE | #N/A | #N/A | #N/A | #N/A | #N/A | #N/A | #N/A | #N/A | #N/A | #N/A
TRUE | QLD | QPRO | Proserpine | Energy Queensland | Shoulder | Non-coincident | 2021 | POE50 | 6 | 36.9784 | QLD Proserpine |  |  | FALSE | #N/A | #N/A | #N/A | #N/A | #N/A | #N/A | #N/A | #N/A | #N/A | #N/A
TRUE | QLD | QPRO | Proserpine | Energy Queensland | Shoulder | Non-coincident | 2021 | POE90 | 3.8126 | NA | QLD Proserpine |  |  | FALSE | #N/A | #N/A | #N/A | #N/A | #N/A | #N/A | #N/A | #N/A | #N/A | #N/A
TRUE | QLD | QPRO | Proserpine | Energy Queensland | Shoulder | Coincident_unreconciled | 2022 | POE90 | 10.3388 | NA | QLD Proserpine |  |  | FALSE | #N/A | #N/A | #N/A | #N/A | #N/A | #N/A | #N/A | #N/A | #N/A | #N/A
TRUE | QLD | QPRO | Proserpine | Energy Queensland | Shoulder | Coincident_unreconciled | 2022 | POE50 | 13.266 | NA | QLD Proserpine |  |  | FALSE | #N/A | #N/A | #N/A | #N/A | #N/A | #N/A | #N/A | #N/A | #N/A | #N/A
TRUE | QLD | QPRO | Proserpine | Energy Queensland | Shoulder | Non-coincident | 2022 | POE50 | 4.7781 | 37.2155 | QLD Proserpine |  |  | FALSE | #N/A | #N/A | #N/A | #N/A | #N/A | #N/A | #N/A | #N/A | #N/A | #N/A
TRUE | QLD | QPRO | Proserpine | Energy Queensland | Shoulder | Non-coincident | 2022 | POE90 | 2.8902 | NA | QLD Proserpine |  |  | FALSE | #N/A | #N/A | #N/A | #N/A | #N/A | #N/A | #N/A | #N/A | #N/A | #N/A
TRUE | QLD | QPRO | Proserpine | Energy Queensland | Shoulder | Coincident_unreconciled | 2023 | POE90 | 9.808 | NA | QLD Proserpine |  |  | FALSE | #N/A | #N/A | #N/A | #N/A | #N/A | #N/A | #N/A | #N/A | #N/A | #N/A
TRUE | QLD | QPRO | Proserpine | Energy Queensland | Shoulder | Coincident_unreconciled | 2023 | POE50 | 12.5848 | NA | QLD Proserpine |  |  | FALSE | #N/A | #N/A | #N/A | #N/A | #N/A | #N/A | #N/A | #N/A | #N/A | #N/A
TRUE | QLD | QPRO | Proserpine | Energy Queensland | Shoulder | Non-coincident | 2023 | POE50 | 3.7435 | 37.5048 | QLD Proserpine |  |  | FALSE | #N/A | #N/A | #N/A | #N/A | #N/A | #N/A | #N/A | #N/A | #N/A | #N/A
TRUE | QLD | QPRO | Proserpine | Energy Queensland | Shoulder | Non-coincident | 2023 | POE90 | 2.1056 | NA | QLD Proserpine |  |  | FALSE | #N/A | #N/A | #N/A | #N/A | #N/A | #N/A | #N/A | #N/A | #N/A | #N/A
TRUE | QLD | QPRO | Proserpine | Energy Queensland | Shoulder | Coincident_unreconciled | 2024 | POE90 | 9.3044 | NA | QLD Proserpine |  |  | FALSE | #N/A | #N/A | #N/A | #N/A | #N/A | #N/A | #N/A | #N/A | #N/A | #N/A
TRUE | QLD | QPRO | Proserpine | Energy Queensland | Shoulder | Coincident_unreconciled | 2024 | POE50 | 11.9387 | NA | QLD Proserpine |  |  | FALSE | #N/A | #N/A | #N/A | #N/A | #N/A | #N/A | #N/A | #N/A | #N/A | #N/A
TRUE | QLD | QPRO | Proserpine | Energy Queensland | Shoulder | Non-coincident | 2024 | POE50 | 3.0298 | 37.7806 | QLD Proserpine |  |  | FALSE | #N/A | #N/A | #N/A | #N/A | #N/A | #N/A | #N/A | #N/A | #N/A | #N/A
TRUE | QLD | QPRO | Proserpine | Energy Queensland | Shoulder | Non-coincident | 2024 | POE90 | 1.4312 | NA | QLD Proserpine |  |  | FALSE | #N/A | #N/A | #N/A | #N/A | #N/A | #N/A | #N/A | #N/A | #N/A | #N/A
TRUE | QLD | QPRO | Proserpine | Energy Queensland | Shoulder | Coincident_unreconciled | 2025 | POE90 | 8.8266 | NA | QLD Proserpine |  |  | FALSE | #N/A | #N/A | #N/A | #N/A | #N/A | #N/A | #N/A | #N/A | #N/A | #N/A
TRUE | QLD | QPRO | Proserpine | Energy Queensland | Shoulder | Coincident_unreconciled | 2025 | POE50 | 11.3257 | NA | QLD Proserpine |  |  | FALSE | #N/A | #N/A | #N/A | #N/A | #N/A | #N/A | #N/A | #N/A | #N/A | #N/A
TRUE | QLD | QPRO | Proserpine | Energy Queensland | Shoulder | Non-coincident | 2025 | POE50 | 2.4872 | 38.0503 | QLD Proserpine |  |  | FALSE | #N/A | #N/A | #N/A | #N/A | #N/A | #N/A | #N/A | #N/A | #N/A | #N/A
TRUE | QLD | QPRO | Proserpine | Energy Queensland | Shoulder | Non-coincident | 2025 | POE90 | 0.87535 | NA | QLD Proserpine |  |  | FALSE | #N/A | #N/A | #N/A | #N/A | #N/A | #N/A | #N/A | #N/A | #N/A | #N/A
TRUE | QLD | QPRO | Proserpine | Energy Queensland | Shoulder | Coincident_unreconciled | 2026 | POE90 | 8.3734 | NA | QLD Proserpine |  |  | FALSE | #N/A | #N/A | #N/A | #N/A | #N/A | #N/A | #N/A | #N/A | #N/A | #N/A
TRUE | QLD | QPRO | Proserpine | Energy Queensland | Shoulder | Coincident_unreconciled | 2026 | POE50 | 10.7441 | NA | QLD Proserpine |  |  | FALSE | #N/A | #N/A | #N/A | #N/A | #N/A | #N/A | #N/A | #N/A | #N/A | #N/A
TRUE | QLD | QPRO | Proserpine | Energy Queensland | Shoulder | Non-coincident | 2026 | POE50 | 1.9407 | 38.3374 | QLD Proserpine |  |  | FALSE | #N/A | #N/A | #N/A | #N/A | #N/A | #N/A | #N/A | #N/A | #N/A | #N/A
TRUE | QLD | QPRO | Proserpine | Energy Queensland | Shoulder | Non-coincident | 2026 | POE90 | 0.31565 | NA | QLD Proserpine |  |  | FALSE | #N/A | #N/A | #N/A | #N/A | #N/A | #N/A | #N/A | #N/A | #N/A | #N/A
TRUE | QLD | QPRO | Proserpine | Energy Queensland | Shoulder | Coincident_unreconciled | 2027 | POE90 | 7.9435 | NA | QLD Proserpine |  |  | FALSE | #N/A | #N/A | #N/A | #N/A | #N/A | #N/A | #N/A | #N/A | #N/A | #N/A
TRUE | QLD | QPRO | Proserpine | Energy Queensland | Shoulder | Coincident_unreconciled | 2027 | POE50 | 10.1925 | NA | QLD Proserpine |  |  | FALSE | #N/A | #N/A | #N/A | #N/A | #N/A | #N/A | #N/A | #N/A | #N/A | #N/A
TRUE | QLD | QPRO | Proserpine | Energy Queensland | Shoulder | Non-coincident | 2027 | POE50 | 1.4966 | 38.712 | QLD Proserpine |  |  | FALSE | #N/A | #N/A | #N/A | #N/A | #N/A | #N/A | #N/A | #N/A | #N/A | #N/A
TRUE | QLD | QPRO | Proserpine | Energy Queensland | Shoulder | Non-coincident | 2027 | POE90 | -0.14356 | NA | QLD Proserpine |  |  | FALSE | #N/A | #N/A | #N/A | #N/A | #N/A | #N/A | #N/A | #N/A | #N/A | #N/A
TRUE | QLD | QPRO | Proserpine | Energy Queensland | Shoulder | Coincident_unreconciled | 2028 | POE90 | 7.5356 | NA | QLD Proserpine |  |  | FALSE | #N/A | #N/A | #N/A | #N/A | #N/A | #N/A | #N/A | #N/A | #N/A | #N/A
TRUE | QLD | QPRO | Proserpine | Energy Queensland | Shoulder | Coincident_unreconciled | 2028 | POE50 | 9.6691 | NA | QLD Proserpine |  |  | FALSE | #N/A | #N/A | #N/A | #N/A | #N/A | #N/A | #N/A | #N/A | #N/A | #N/A
TRUE | QLD | QPRO | Proserpine | Energy Queensland | Shoulder | Non-coincident | 2028 | POE50 | 1.1668 | 39.2056 | QLD Proserpine |  |  | FALSE | #N/A | #N/A | #N/A | #N/A | #N/A | #N/A | #N/A | #N/A | #N/A | #N/A
TRUE | QLD | QPRO | Proserpine | Energy Queensland | Shoulder | Non-coincident | 2028 | POE90 | -0.48996 | NA | QLD Proserpine |  |  | FALSE | #N/A | #N/A | #N/A | #N/A | #N/A | #N/A | #N/A | #N/A | #N/A | #N/A
TRUE | QLD | QPRO | Proserpine | Energy Queensland | Shoulder | Coincident_unreconciled | 2029 | POE90 | 7.1487 | NA | QLD Proserpine |  |  | FALSE | #N/A | #N/A | #N/A | #N/A | #N/A | #N/A | #N/A | #N/A | #N/A | #N/A
TRUE | QLD | QPRO | Proserpine | Energy Queensland | Shoulder | Coincident_unreconciled | 2029 | POE50 | 9.1727 | NA | QLD Proserpine |  |  | FALSE | #N/A | #N/A | #N/A | #N/A | #N/A | #N/A | #N/A | #N/A | #N/A | #N/A
TRUE | QLD | QPRO | Proserpine | Energy Queensland | Shoulder | Non-coincident | 2029 | POE50 | 0.89418 | 39.7972 | QLD Proserpine |  |  | FALSE | #N/A | #N/A | #N/A | #N/A | #N/A | #N/A | #N/A | #N/A | #N/A | #N/A
TRUE | QLD | QPRO | Proserpine | Energy Queensland | Shoulder | Non-coincident | 2029 | POE90 | -0.77916 | NA | QLD Proserpine |  |  | FALSE | #N/A | #N/A | #N/A | #N/A | #N/A | #N/A | #N/A | #N/A | #N/A | #N/A
TRUE | QLD | QPRO | Proserpine | Energy Queensland | Shoulder | Coincident_unreconciled | 2030 | POE90 | 6.7816 | NA | QLD Proserpine |  |  | FALSE | #N/A | #N/A | #N/A | #N/A | #N/A | #N/A | #N/A | #N/A | #N/A | #N/A
TRUE | QLD | QPRO | Proserpine | Energy Queensland | Shoulder | Coincident_unreconciled | 2030 | POE50 | 8.7017 | NA | QLD Proserpine |  |  | FALSE | #N/A | #N/A | #N/A | #N/A | #N/A | #N/A | #N/A | #N/A | #N/A | #N/A
TRUE | QLD | QPRO | Proserpine | Energy Queensland | Shoulder | Non-coincident | 2030 | POE50 | 0.71682 | 40.4585 | QLD Proserpine |  |  | FALSE | #N/A | #N/A | #N/A | #N/A | #N/A | #N/A | #N/A | #N/A | #N/A | #N/A
TRUE | QLD | QPRO | Proserpine | Energy Queensland | Shoulder | Non-coincident | 2030 | POE90 | -0.97308 | NA | QLD Proserpine |  |  | FALSE | #N/A | #N/A | #N/A | #N/A | #N/A | #N/A | #N/A | #N/A | #N/A | #N/A
TRUE | QLD | QPRO | Proserpine | Energy Queensland | Summer | Coincident | 2017 | ACTUAL_OPG | 17.5946 | 39.7556 | QLD Proserpine |  |  | FALSE | #N/A | #N/A | #N/A | #N/A | #N/A | #N/A | #N/A | #N/A | #N/A | #N/A
TRUE | QLD | QPRO | Proserpine | Energy Queensland | Summer | Coincident | 2017 | ACTUAL_RAW | 17.5946 | 39.7556 | QLD Proserpine |  |  | FALSE | #N/A | #N/A | #N/A | #N/A | #N/A | #N/A | #N/A | #N/A | #N/A | #N/A
TRUE | QLD | QPRO | Proserpine | Energy Queensland | Summer | Non-coincident | 2017 | ACTUAL_RAW | 0 | 46.9878 | QLD Proserpine |  |  | FALSE | #N/A | #N/A | #N/A | #N/A | #N/A | #N/A | #N/A | #N/A | #N/A | #N/A
TRUE | QLD | QPRO | Proserpine | Energy Queensland | Summer | Non-coincident | 2017 | ACTUAL_OPG | 0 | 46.9878 | QLD Proserpine |  |  | FALSE | #N/A | #N/A | #N/A | #N/A | #N/A | #N/A | #N/A | #N/A | #N/A | #N/A
TRUE | QLD | QPRO | Proserpine | Energy Queensland | Summer | Coincident | 2018 | ACTUAL_OPG | 17.0216 | 36.706 | QLD Proserpine |  |  | FALSE | #N/A | #N/A | #N/A | #N/A | #N/A | #N/A | #N/A | #N/A | #N/A | #N/A
TRUE | QLD | QPRO | Proserpine | Energy Queensland | Summer | Coincident | 2018 | ACTUAL_RAW | 17.0216 | 36.706 | QLD Proserpine |  |  | FALSE | #N/A | #N/A | #N/A | #N/A | #N/A | #N/A | #N/A | #N/A | #N/A | #N/A
TRUE | QLD | QPRO | Proserpine | Energy Queensland | Summer | Non-coincident | 2018 | ACTUAL_RAW | 5.8901 | 48.1071 | QLD Proserpine |  |  | FALSE | #N/A | #N/A | #N/A | #N/A | #N/A | #N/A | #N/A | #N/A | #N/A | #N/A
TRUE | QLD | QPRO | Proserpine | Energy Queensland | Summer | Non-coincident | 2018 | ACTUAL_OPG | 5.8901 | 48.1071 | QLD Proserpine |  |  | FALSE | #N/A | #N/A | #N/A | #N/A | #N/A | #N/A | #N/A | #N/A | #N/A | #N/A
TRUE | QLD | QPRO | Proserpine | Energy Queensland | Summer | Non-coincident | 2018 | ACTUAL_ADJUSTEDOPG | 5.8901 | 48.1071 | QLD Proserpine |  |  | FALSE | #N/A | #N/A | #N/A | #N/A | #N/A | #N/A | #N/A | #N/A | #N/A | #N/A
TRUE | QLD | QPRO | Proserpine | Energy Queensland | Summer | Coincident | 2019 | ACTUAL_OPG | 15.9309 | 36.7992 | QLD Proserpine |  |  | FALSE | #N/A | #N/A | #N/A | #N/A | #N/A | #N/A | #N/A | #N/A | #N/A | #N/A
TRUE | QLD | QPRO | Proserpine | Energy Queensland | Summer | Coincident | 2019 | ACTUAL_RAW | 15.9309 | 36.7992 | QLD Proserpine |  |  | FALSE | #N/A | #N/A | #N/A | #N/A | #N/A | #N/A | #N/A | #N/A | #N/A | #N/A
TRUE | QLD | QPRO | Proserpine | Energy Queensland | Summer | Non-coincident | 2019 | ACTUAL_RAW | 13.1822 | 47.7196 | QLD Proserpine |  |  | FALSE | #N/A | #N/A | #N/A | #N/A | #N/A | #N/A | #N/A | #N/A | #N/A | #N/A
TRUE | QLD | QPRO | Proserpine | Energy Queensland | Summer | Non-coincident | 2019 | ACTUAL_OPG | 13.1822 | 47.7196 | QLD Proserpine |  |  | FALSE | #N/A | #N/A | #N/A | #N/A | #N/A | #N/A | #N/A | #N/A | #N/A | #N/A
TRUE | QLD | QPRO | Proserpine | Energy Queensland | Summer | Non-coincident | 2019 | ACTUAL_ADJUSTEDOPG | 13.1822 | 47.7196 | QLD Proserpine |  |  | FALSE | #N/A | #N/A | #N/A | #N/A | #N/A | #N/A | #N/A | #N/A | #N/A | #N/A
TRUE | QLD | QPRO | Proserpine | Energy Queensland | Summer | Non-coincident | 2019 | BASEYEARPOE90 | 10.0235 | NA | QLD Proserpine |  |  | FALSE | #N/A | #N/A | #N/A | #N/A | #N/A | #N/A | #N/A | #N/A | #N/A | #N/A
TRUE | QLD | QPRO | Proserpine | Energy Queensland | Summer | Non-coincident | 2019 | BASEYEARPOE50 | 11.5463 | 47.7156 | QLD Proserpine |  |  | FALSE | #N/A | #N/A | #N/A | #N/A | #N/A | #N/A | #N/A | #N/A | #N/A | #N/A
TRUE | QLD | QPRO | Proserpine | Energy Queensland | Summer | Coincident | 2020 | ACTUAL_OPG | 17.0434 | 36.6598 | QLD Proserpine |  |  | FALSE | #N/A | #N/A | #N/A | #N/A | #N/A | #N/A | #N/A | #N/A | #N/A | #N/A
TRUE | QLD | QPRO | Proserpine | Energy Queensland | Summer | Coincident | 2020 | ACTUAL_RAW | 17.0434 | 36.6598 | QLD Proserpine |  |  | FALSE | #N/A | #N/A | #N/A | #N/A | #N/A | #N/A | #N/A | #N/A | #N/A | #N/A
TRUE | QLD | QPRO | Proserpine | Energy Queensland | Summer | Non-coincident | 2020 | ACTUAL_RAW | 14.0186 | 49.4809 | QLD Proserpine |  |  | FALSE | #N/A | #N/A | #N/A | #N/A | #N/A | #N/A | #N/A | #N/A | #N/A | #N/A
TRUE | QLD | QPRO | Proserpine | Energy Queensland | Summer | Non-coincident | 2020 | ACTUAL_OPG | 14.0186 | 49.4809 | QLD Proserpine |  |  | FALSE | #N/A | #N/A | #N/A | #N/A | #N/A | #N/A | #N/A | #N/A | #N/A | #N/A
TRUE | QLD | QPRO | Proserpine | Energy Queensland | Summer | Non-coincident | 2020 | ACTUAL_ADJUSTEDOPG | 14.0186 | 49.4809 | QLD Proserpine |  |  | FALSE | #N/A | #N/A | #N/A | #N/A | #N/A | #N/A | #N/A | #N/A | #N/A | #N/A
TRUE | QLD | QPRO | Proserpine | Energy Queensland | Summer | Coincident_unreconciled | 2021 | POE50 | 16 | NA | QLD Proserpine |  |  | FALSE | #N/A | #N/A | #N/A | #N/A | #N/A | #N/A | #N/A | #N/A | #N/A | #N/A
TRUE | QLD | QPRO | Proserpine | Energy Queensland | Summer | Coincident_unreconciled | 2021 | POE90 | 13.6196 | NA | QLD Proserpine |  |  | FALSE | #N/A | #N/A | #N/A | #N/A | #N/A | #N/A | #N/A | #N/A | #N/A | #N/A
TRUE | QLD | QPRO | Proserpine | Energy Queensland | Summer | Non-coincident | 2021 | POE50 | 12 | 48.2608 | QLD Proserpine |  |  | FALSE | #N/A | #N/A | #N/A | #N/A | #N/A | #N/A | #N/A | #N/A | #N/A | #N/A
TRUE | QLD | QPRO | Proserpine | Energy Queensland | Summer | Non-coincident | 2021 | POE90 | 8.8557 | NA | QLD Proserpine |  |  | FALSE | #N/A | #N/A | #N/A | #N/A | #N/A | #N/A | #N/A | #N/A | #N/A | #N/A
TRUE | QLD | QPRO | Proserpine | Energy Queensland | Summer | Coincident_unreconciled | 2022 | POE50 | 14.2836 | NA | QLD Proserpine |  |  | FALSE | #N/A | #N/A | #N/A | #N/A | #N/A | #N/A | #N/A | #N/A | #N/A | #N/A
TRUE | QLD | QPRO | Proserpine | Energy Queensland | Summer | Coincident_unreconciled | 2022 | POE90 | 11.8866 | NA | QLD Proserpine |  |  | FALSE | #N/A | #N/A | #N/A | #N/A | #N/A | #N/A | #N/A | #N/A | #N/A | #N/A
TRUE | QLD | QPRO | Proserpine | Energy Queensland | Summer | Non-coincident | 2022 | POE50 | 10.9332 | 48.5906 | QLD Proserpine |  |  | FALSE | #N/A | #N/A | #N/A | #N/A | #N/A | #N/A | #N/A | #N/A | #N/A | #N/A
TRUE | QLD | QPRO | Proserpine | Energy Queensland | Summer | Non-coincident | 2022 | POE90 | 8.3171 | NA | QLD Proserpine |  |  | FALSE | #N/A | #N/A | #N/A | #N/A | #N/A | #N/A | #N/A | #N/A | #N/A | #N/A
TRUE | QLD | QPRO | Proserpine | Energy Queensland | Summer | Coincident_unreconciled | 2023 | POE50 | 12.8504 | NA | QLD Proserpine |  |  | FALSE | #N/A | #N/A | #N/A | #N/A | #N/A | #N/A | #N/A | #N/A | #N/A | #N/A
TRUE | QLD | QPRO | Proserpine | Energy Queensland | Summer | Coincident_unreconciled | 2023 | POE90 | 10.4333 | NA | QLD Proserpine |  |  | FALSE | #N/A | #N/A | #N/A | #N/A | #N/A | #N/A | #N/A | #N/A | #N/A | #N/A
TRUE | QLD | QPRO | Proserpine | Energy Queensland | Summer | Non-coincident | 2023 | POE50 | 10.0424 | 48.993 | QLD Proserpine |  |  | FALSE | #N/A | #N/A | #N/A | #N/A | #N/A | #N/A | #N/A | #N/A | #N/A | #N/A
TRUE | QLD | QPRO | Proserpine | Energy Queensland | Summer | Non-coincident | 2023 | POE90 | 7.8704 | NA | QLD Proserpine |  |  | FALSE | #N/A | #N/A | #N/A | #N/A | #N/A | #N/A | #N/A | #N/A | #N/A | #N/A
TRUE | QLD | QPRO | Proserpine | Energy Queensland | Summer | Coincident_unreconciled | 2024 | POE50 | 11.9022 | NA | QLD Proserpine |  |  | FALSE | #N/A | #N/A | #N/A | #N/A | #N/A | #N/A | #N/A | #N/A | #N/A | #N/A
TRUE | QLD | QPRO | Proserpine | Energy Queensland | Summer | Coincident_unreconciled | 2024 | POE90 | 9.465 | NA | QLD Proserpine |  |  | FALSE | #N/A | #N/A | #N/A | #N/A | #N/A | #N/A | #N/A | #N/A | #N/A | #N/A
TRUE | QLD | QPRO | Proserpine | Energy Queensland | Summer | Non-coincident | 2024 | POE50 | 9.453 | 49.3765 | QLD Proserpine |  |  | FALSE | #N/A | #N/A | #N/A | #N/A | #N/A | #N/A | #N/A | #N/A | #N/A | #N/A
TRUE | QLD | QPRO | Proserpine | Energy Queensland | Summer | Non-coincident | 2024 | POE90 | 7.5902 | NA | QLD Proserpine |  |  | FALSE | #N/A | #N/A | #N/A | #N/A | #N/A | #N/A | #N/A | #N/A | #N/A | #N/A
TRUE | QLD | QPRO | Proserpine | Energy Queensland | Summer | Coincident_unreconciled | 2025 | POE50 | 11.1892 | NA | QLD Proserpine |  |  | FALSE | #N/A | #N/A | #N/A | #N/A | #N/A | #N/A | #N/A | #N/A | #N/A | #N/A
TRUE | QLD | QPRO | Proserpine | Energy Queensland | Summer | Coincident_unreconciled | 2025 | POE90 | 8.732 | NA | QLD Proserpine |  |  | FALSE | #N/A | #N/A | #N/A | #N/A | #N/A | #N/A | #N/A | #N/A | #N/A | #N/A
TRUE | QLD | QPRO | Proserpine | Energy Queensland | Summer | Non-coincident | 2025 | POE50 | 9.0099 | 49.7525 | QLD Proserpine |  |  | FALSE | #N/A | #N/A | #N/A | #N/A | #N/A | #N/A | #N/A | #N/A | #N/A | #N/A
TRUE | QLD | QPRO | Proserpine | Energy Queensland | Summer | Non-coincident | 2025 | POE90 | 7.4002 | NA | QLD Proserpine |  |  | FALSE | #N/A | #N/A | #N/A | #N/A | #N/A | #N/A | #N/A | #N/A | #N/A | #N/A
TRUE | QLD | QPRO | Proserpine | Energy Queensland | Summer | Coincident_unreconciled | 2026 | POE50 | 10.4648 | NA | QLD Proserpine |  |  | FALSE | #N/A | #N/A | #N/A | #N/A | #N/A | #N/A | #N/A | #N/A | #N/A | #N/A
TRUE | QLD | QPRO | Proserpine | Energy Queensland | Summer | Coincident_unreconciled | 2026 | POE90 | 7.9874 | NA | QLD Proserpine |  |  | FALSE | #N/A | #N/A | #N/A | #N/A | #N/A | #N/A | #N/A | #N/A | #N/A | #N/A
TRUE | QLD | QPRO | Proserpine | Energy Queensland | Summer | Non-coincident | 2026 | POE50 | 8.5597 | 50.1491 | QLD Proserpine |  |  | FALSE | #N/A | #N/A | #N/A | #N/A | #N/A | #N/A | #N/A | #N/A | #N/A | #N/A
TRUE | QLD | QPRO | Proserpine | Energy Queensland | Summer | Non-coincident | 2026 | POE90 | 7.0199 | NA | QLD Proserpine |  |  | FALSE | #N/A | #N/A | #N/A | #N/A | #N/A | #N/A | #N/A | #N/A | #N/A | #N/A
TRUE | QLD | QPRO | Proserpine | Energy Queensland | Summer | Coincident_unreconciled | 2027 | POE50 | 9.9155 | NA | QLD Proserpine |  |  | FALSE | #N/A | #N/A | #N/A | #N/A | #N/A | #N/A | #N/A | #N/A | #N/A | #N/A
TRUE | QLD | QPRO | Proserpine | Energy Queensland | Summer | Coincident_unreconciled | 2027 | POE90 | 7.415 | NA | QLD Proserpine |  |  | FALSE | #N/A | #N/A | #N/A | #N/A | #N/A | #N/A | #N/A | #N/A | #N/A | #N/A
TRUE | QLD | QPRO | Proserpine | Energy Queensland | Summer | Non-coincident | 2027 | POE50 | 8.2183 | 50.662 | QLD Proserpine |  |  | FALSE | #N/A | #N/A | #N/A | #N/A | #N/A | #N/A | #N/A | #N/A | #N/A | #N/A
TRUE | QLD | QPRO | Proserpine | Energy Queensland | Summer | Non-coincident | 2027 | POE90 | 6.6641 | NA | QLD Proserpine |  |  | FALSE | #N/A | #N/A | #N/A | #N/A | #N/A | #N/A | #N/A | #N/A | #N/A | #N/A
TRUE | QLD | QPRO | Proserpine | Energy Queensland | Summer | Coincident_unreconciled | 2028 | POE50 | 9.5509 | NA | QLD Proserpine |  |  | FALSE | #N/A | #N/A | #N/A | #N/A | #N/A | #N/A | #N/A | #N/A | #N/A | #N/A
TRUE | QLD | QPRO | Proserpine | Energy Queensland | Summer | Coincident_unreconciled | 2028 | POE90 | 7.0252 | NA | QLD Proserpine |  |  | FALSE | #N/A | #N/A | #N/A | #N/A | #N/A | #N/A | #N/A | #N/A | #N/A | #N/A
TRUE | QLD | QPRO | Proserpine | Energy Queensland | Summer | Non-coincident | 2028 | POE50 | 7.9916 | 51.3146 | QLD Proserpine |  |  | FALSE | #N/A | #N/A | #N/A | #N/A | #N/A | #N/A | #N/A | #N/A | #N/A | #N/A
TRUE | QLD | QPRO | Proserpine | Energy Queensland | Summer | Non-coincident | 2028 | POE90 | 6.4218 | NA | QLD Proserpine |  |  | FALSE | #N/A | #N/A | #N/A | #N/A | #N/A | #N/A | #N/A | #N/A | #N/A | #N/A
TRUE | QLD | QPRO | Proserpine | Energy Queensland | Summer | Coincident_unreconciled | 2029 | POE50 | 9.2941 | NA | QLD Proserpine |  |  | FALSE | #N/A | #N/A | #N/A | #N/A | #N/A | #N/A | #N/A | #N/A | #N/A | #N/A
TRUE | QLD | QPRO | Proserpine | Energy Queensland | Summer | Coincident_unreconciled | 2029 | POE90 | 6.7431 | NA | QLD Proserpine |  |  | FALSE | #N/A | #N/A | #N/A | #N/A | #N/A | #N/A | #N/A | #N/A | #N/A | #N/A
TRUE | QLD | QPRO | Proserpine | Energy Queensland | Summer | Non-coincident | 2029 | POE50 | 7.832 | 52.0588 | QLD Proserpine |  |  | FALSE | #N/A | #N/A | #N/A | #N/A | #N/A | #N/A | #N/A | #N/A | #N/A | #N/A
TRUE | QLD | QPRO | Proserpine | Energy Queensland | Summer | Non-coincident | 2029 | POE90 | 6.2465 | NA | QLD Proserpine |  |  | FALSE | #N/A | #N/A | #N/A | #N/A | #N/A | #N/A | #N/A | #N/A | #N/A | #N/A
TRUE | QLD | QPRO | Proserpine | Energy Queensland | Summer | Coincident_unreconciled | 2030 | POE50 | 9.1945 | NA | QLD Proserpine |  |  | FALSE | #N/A | #N/A | #N/A | #N/A | #N/A | #N/A | #N/A | #N/A | #N/A | #N/A
TRUE | QLD | QPRO | Proserpine | Energy Queensland | Summer | Coincident_unreconciled | 2030 | POE90 | 6.6182 | NA | QLD Proserpine |  |  | FALSE | #N/A | #N/A | #N/A | #N/A | #N/A | #N/A | #N/A | #N/A | #N/A | #N/A
TRUE | QLD | QPRO | Proserpine | Energy Queensland | Summer | Non-coincident | 2030 | POE50 | 7.7701 | 52.8717 | QLD Proserpine |  |  | FALSE | #N/A | #N/A | #N/A | #N/A | #N/A | #N/A | #N/A | #N/A | #N/A | #N/A
TRUE | QLD | QPRO | Proserpine | Energy Queensland | Summer | Non-coincident | 2030 | POE90 | 6.1689 | NA | QLD Proserpine |  |  | FALSE | #N/A | #N/A | #N/A | #N/A | #N/A | #N/A | #N/A | #N/A | #N/A | #N/A
TRUE | QLD | QPRO | Proserpine | Energy Queensland | Winter | Coincident | 2016 | ACTUAL_OPG | 17.3756 | 28.7857 | QLD Proserpine |  |  | FALSE | #N/A | #N/A | #N/A | #N/A | #N/A | #N/A | #N/A | #N/A | #N/A | #N/A
TRUE | QLD | QPRO | Proserpine | Energy Queensland | Winter | Coincident | 2016 | ACTUAL_RAW | 17.3756 | 28.7857 | QLD Proserpine |  |  | FALSE | #N/A | #N/A | #N/A | #N/A | #N/A | #N/A | #N/A | #N/A | #N/A | #N/A
TRUE | QLD | QPRO | Proserpine | Energy Queensland | Winter | Non-coincident | 2016 | ACTUAL_RAW | 9.2177 | 46.2264 | QLD Proserpine |  |  | FALSE | #N/A | #N/A | #N/A | #N/A | #N/A | #N/A | #N/A | #N/A | #N/A | #N/A
TRUE | QLD | QPRO | Proserpine | Energy Queensland | Winter | Non-coincident | 2016 | ACTUAL_OPG | 9.2177 | 46.2264 | QLD Proserpine |  |  | FALSE | #N/A | #N/A | #N/A | #N/A | #N/A | #N/A | #N/A | #N/A | #N/A | #N/A
TRUE | QLD | QPRO | Proserpine | Energy Queensland | Winter | Coincident | 2017 | ACTUAL_OPG | 9.8643 | 24.3304 | QLD Proserpine |  |  | FALSE | #N/A | #N/A | #N/A | #N/A | #N/A | #N/A | #N/A | #N/A | #N/A | #N/A
TRUE | QLD | QPRO | Proserpine | Energy Queensland | Winter | Coincident | 2017 | ACTUAL_RAW | 9.8643 | 24.3304 | QLD Proserpine |  |  | FALSE | #N/A | #N/A | #N/A | #N/A | #N/A | #N/A | #N/A | #N/A | #N/A | #N/A
TRUE | QLD | QPRO | Proserpine | Energy Queensland | Winter | Non-coincident | 2017 | ACTUAL_RAW | 5.4745 | 41.9901 | QLD Proserpine |  |  | FALSE | #N/A | #N/A | #N/A | #N/A | #N/A | #N/A | #N/A | #N/A | #N/A | #N/A
TRUE | QLD | QPRO | Proserpine | Energy Queensland | Winter | Non-coincident | 2017 | ACTUAL_OPG | 5.4745 | 41.9901 | QLD Proserpine |  |  | FALSE | #N/A | #N/A | #N/A | #N/A | #N/A | #N/A | #N/A | #N/A | #N/A | #N/A
TRUE | QLD | QPRO | Proserpine | Energy Queensland | Winter | Non-coincident | 2017 | ACTUAL_ADJUSTEDOPG | 5.4745 | 41.9901 | QLD Proserpine |  |  | FALSE | #N/A | #N/A | #N/A | #N/A | #N/A | #N/A | #N/A | #N/A | #N/A | #N/A
TRUE | QLD | QPRO | Proserpine | Energy Queensland | Winter | Coincident | 2018 | ACTUAL_OPG | 15.6436 | 24.6964 | QLD Proserpine |  |  | FALSE | #N/A | #N/A | #N/A | #N/A | #N/A | #N/A | #N/A | #N/A | #N/A | #N/A
TRUE | QLD | QPRO | Proserpine | Energy Queensland | Winter | Coincident | 2018 | ACTUAL_RAW | 15.6436 | 24.6964 | QLD Proserpine |  |  | FALSE | #N/A | #N/A | #N/A | #N/A | #N/A | #N/A | #N/A | #N/A | #N/A | #N/A
TRUE | QLD | QPRO | Proserpine | Energy Queensland | Winter | Non-coincident | 2018 | ACTUAL_RAW | 0.25269 | 29.8244 | QLD Proserpine |  |  | FALSE | #N/A | #N/A | #N/A | #N/A | #N/A | #N/A | #N/A | #N/A | #N/A | #N/A
TRUE | QLD | QPRO | Proserpine | Energy Queensland | Winter | Non-coincident | 2018 | ACTUAL_OPG | 0.25269 | 29.8244 | QLD Proserpine |  |  | FALSE | #N/A | #N/A | #N/A | #N/A | #N/A | #N/A | #N/A | #N/A | #N/A | #N/A
TRUE | QLD | QPRO | Proserpine | Energy Queensland | Winter | Non-coincident | 2018 | ACTUAL_ADJUSTEDOPG | 0.25269 | 29.8244 | QLD Proserpine |  |  | FALSE | #N/A | #N/A | #N/A | #N/A | #N/A | #N/A | #N/A | #N/A | #N/A | #N/A
TRUE | QLD | QPRO | Proserpine | Energy Queensland | Winter | Coincident | 2019 | ACTUAL_OPG | 8.2406 | 26.7156 | QLD Proserpine |  |  | FALSE | #N/A | #N/A | #N/A | #N/A | #N/A | #N/A | #N/A | #N/A | #N/A | #N/A
TRUE | QLD | QPRO | Proserpine | Energy Queensland | Winter | Coincident | 2019 | ACTUAL_RAW | 8.2406 | 26.7156 | QLD Proserpine |  |  | FALSE | #N/A | #N/A | #N/A | #N/A | #N/A | #N/A | #N/A | #N/A | #N/A | #N/A
TRUE | QLD | QPRO | Proserpine | Energy Queensland | Winter | Non-coincident | 2019 | ACTUAL_RAW | -0.05488 | 30.8861 | QLD Proserpine |  |  | FALSE | #N/A | #N/A | #N/A | #N/A | #N/A | #N/A | #N/A | #N/A | #N/A | #N/A
TRUE | QLD | QPRO | Proserpine | Energy Queensland | Winter | Non-coincident | 2019 | ACTUAL_OPG | -0.05488 | 30.8861 | QLD Proserpine |  |  | FALSE | #N/A | #N/A | #N/A | #N/A | #N/A | #N/A | #N/A | #N/A | #N/A | #N/A
TRUE | QLD | QPRO | Proserpine | Energy Queensland | Winter | Non-coincident | 2019 | ACTUAL_ADJUSTEDOPG | 4.0128 | 30.8861 | QLD Proserpine |  |  | FALSE | #N/A | #N/A | #N/A | #N/A | #N/A | #N/A | #N/A | #N/A | #N/A | #N/A
TRUE | QLD | QPRO | Proserpine | Energy Queensland | Winter | Non-coincident | 2019 | BASEYEARPOE90 | -6.6749 | NA | QLD Proserpine |  |  | FALSE | #N/A | #N/A | #N/A | #N/A | #N/A | #N/A | #N/A | #N/A | #N/A | #N/A
TRUE | QLD | QPRO | Proserpine | Energy Queensland | Winter | Non-coincident | 2019 | BASEYEARPOE50 | -2.0688 | 36.1443 | QLD Proserpine |  |  | FALSE | #N/A | #N/A | #N/A | #N/A | #N/A | #N/A | #N/A | #N/A | #N/A | #N/A
TRUE | QLD | QPRO | Proserpine | Energy Queensland | Winter | Coincident_unreconciled | 2020 | POE90 | 7.5005 | NA | QLD Proserpine |  |  | FALSE | #N/A | #N/A | #N/A | #N/A | #N/A | #N/A | #N/A | #N/A | #N/A | #N/A
TRUE | QLD | QPRO | Proserpine | Energy Queensland | Winter | Coincident_unreconciled | 2020 | POE50 | 11.0234 | NA | QLD Proserpine |  |  | FALSE | #N/A | #N/A | #N/A | #N/A | #N/A | #N/A | #N/A | #N/A | #N/A | #N/A
TRUE | QLD | QPRO | Proserpine | Energy Queensland | Winter | Non-coincident | 2020 | POE50 | 4 | 36.6046 | QLD Proserpine |  |  | FALSE | #N/A | #N/A | #N/A | #N/A | #N/A | #N/A | #N/A | #N/A | #N/A | #N/A
TRUE | QLD | QPRO | Proserpine | Energy Queensland | Winter | Non-coincident | 2020 | POE90 | -0.89546 | NA | QLD Proserpine |  |  | FALSE | #N/A | #N/A | #N/A | #N/A | #N/A | #N/A | #N/A | #N/A | #N/A | #N/A
TRUE | QLD | QPRO | Proserpine | Energy Queensland | Winter | Coincident_unreconciled | 2021 | POE90 | 7.1153 | NA | QLD Proserpine |  |  | FALSE | #N/A | #N/A | #N/A | #N/A | #N/A | #N/A | #N/A | #N/A | #N/A | #N/A
TRUE | QLD | QPRO | Proserpine | Energy Queensland | Winter | Coincident_unreconciled | 2021 | POE50 | 10.4574 | NA | QLD Proserpine |  |  | FALSE | #N/A | #N/A | #N/A | #N/A | #N/A | #N/A | #N/A | #N/A | #N/A | #N/A
TRUE | QLD | QPRO | Proserpine | Energy Queensland | Winter | Non-coincident | 2021 | POE50 | 2.7453 | 36.7896 | QLD Proserpine |  |  | FALSE | #N/A | #N/A | #N/A | #N/A | #N/A | #N/A | #N/A | #N/A | #N/A | #N/A
TRUE | QLD | QPRO | Proserpine | Energy Queensland | Winter | Non-coincident | 2021 | POE90 | -2.1757 | NA | QLD Proserpine |  |  | FALSE | #N/A | #N/A | #N/A | #N/A | #N/A | #N/A | #N/A | #N/A | #N/A | #N/A
TRUE | QLD | QPRO | Proserpine | Energy Queensland | Winter | Coincident_unreconciled | 2022 | POE90 | 6.75 | NA | QLD Proserpine |  |  | FALSE | #N/A | #N/A | #N/A | #N/A | #N/A | #N/A | #N/A | #N/A | #N/A | #N/A
TRUE | QLD | QPRO | Proserpine | Energy Queensland | Winter | Coincident_unreconciled | 2022 | POE50 | 9.9205 | NA | QLD Proserpine |  |  | FALSE | #N/A | #N/A | #N/A | #N/A | #N/A | #N/A | #N/A | #N/A | #N/A | #N/A
TRUE | QLD | QPRO | Proserpine | Energy Queensland | Winter | Non-coincident | 2022 | POE50 | 1.5937 | 37.0931 | QLD Proserpine |  |  | FALSE | #N/A | #N/A | #N/A | #N/A | #N/A | #N/A | #N/A | #N/A | #N/A | #N/A
TRUE | QLD | QPRO | Proserpine | Energy Queensland | Winter | Non-coincident | 2022 | POE90 | -3.3689 | NA | QLD Proserpine |  |  | FALSE | #N/A | #N/A | #N/A | #N/A | #N/A | #N/A | #N/A | #N/A | #N/A | #N/A
TRUE | QLD | QPRO | Proserpine | Energy Queensland | Winter | Coincident_unreconciled | 2023 | POE90 | 6.4034 | NA | QLD Proserpine |  |  | FALSE | #N/A | #N/A | #N/A | #N/A | #N/A | #N/A | #N/A | #N/A | #N/A | #N/A
TRUE | QLD | QPRO | Proserpine | Energy Queensland | Winter | Coincident_unreconciled | 2023 | POE50 | 9.4111 | NA | QLD Proserpine |  |  | FALSE | #N/A | #N/A | #N/A | #N/A | #N/A | #N/A | #N/A | #N/A | #N/A | #N/A
TRUE | QLD | QPRO | Proserpine | Energy Queensland | Winter | Non-coincident | 2023 | POE50 | 0.70828 | 37.3966 | QLD Proserpine |  |  | FALSE | #N/A | #N/A | #N/A | #N/A | #N/A | #N/A | #N/A | #N/A | #N/A | #N/A
TRUE | QLD | QPRO | Proserpine | Energy Queensland | Winter | Non-coincident | 2023 | POE90 | -4.2957 | NA | QLD Proserpine |  |  | FALSE | #N/A | #N/A | #N/A | #N/A | #N/A | #N/A | #N/A | #N/A | #N/A | #N/A
TRUE | QLD | QPRO | Proserpine | Energy Queensland | Winter | Coincident_unreconciled | 2024 | POE90 | 6.0746 | NA | QLD Proserpine |  |  | FALSE | #N/A | #N/A | #N/A | #N/A | #N/A | #N/A | #N/A | #N/A | #N/A | #N/A
TRUE | QLD | QPRO | Proserpine | Energy Queensland | Winter | Coincident_unreconciled | 2024 | POE50 | 8.9279 | NA | QLD Proserpine |  |  | FALSE | #N/A | #N/A | #N/A | #N/A | #N/A | #N/A | #N/A | #N/A | #N/A | #N/A
TRUE | QLD | QPRO | Proserpine | Energy Queensland | Winter | Non-coincident | 2024 | POE50 | 0.08228 | 37.6694 | QLD Proserpine |  |  | FALSE | #N/A | #N/A | #N/A | #N/A | #N/A | #N/A | #N/A | #N/A | #N/A | #N/A
TRUE | QLD | QPRO | Proserpine | Energy Queensland | Winter | Non-coincident | 2024 | POE90 | -4.9631 | NA | QLD Proserpine |  |  | FALSE | #N/A | #N/A | #N/A | #N/A | #N/A | #N/A | #N/A | #N/A | #N/A | #N/A
TRUE | QLD | QPRO | Proserpine | Energy Queensland | Winter | Coincident_unreconciled | 2025 | POE90 | 5.7627 | NA | QLD Proserpine |  |  | FALSE | #N/A | #N/A | #N/A | #N/A | #N/A | #N/A | #N/A | #N/A | #N/A | #N/A
TRUE | QLD | QPRO | Proserpine | Energy Queensland | Winter | Coincident_unreconciled | 2025 | POE50 | 8.4695 | NA | QLD Proserpine |  |  | FALSE | #N/A | #N/A | #N/A | #N/A | #N/A | #N/A | #N/A | #N/A | #N/A | #N/A
TRUE | QLD | QPRO | Proserpine | Energy Queensland | Winter | Non-coincident | 2025 | POE50 | -0.47566 | 37.9483 | QLD Proserpine |  |  | FALSE | #N/A | #N/A | #N/A | #N/A | #N/A | #N/A | #N/A | #N/A | #N/A | #N/A
TRUE | QLD | QPRO | Proserpine | Energy Queensland | Winter | Non-coincident | 2025 | POE90 | -5.5627 | NA | QLD Proserpine |  |  | FALSE | #N/A | #N/A | #N/A | #N/A | #N/A | #N/A | #N/A | #N/A | #N/A | #N/A
TRUE | QLD | QPRO | Proserpine | Energy Queensland | Winter | Coincident_unreconciled | 2026 | POE90 | 5.4668 | NA | QLD Proserpine |  |  | FALSE | #N/A | #N/A | #N/A | #N/A | #N/A | #N/A | #N/A | #N/A | #N/A | #N/A
TRUE | QLD | QPRO | Proserpine | Energy Queensland | Winter | Coincident_unreconciled | 2026 | POE50 | 8.0346 | NA | QLD Proserpine |  |  | FALSE | #N/A | #N/A | #N/A | #N/A | #N/A | #N/A | #N/A | #N/A | #N/A | #N/A
TRUE | QLD | QPRO | Proserpine | Energy Queensland | Winter | Non-coincident | 2026 | POE50 | -1.0742 | 38.254 | QLD Proserpine |  |  | FALSE | #N/A | #N/A | #N/A | #N/A | #N/A | #N/A | #N/A | #N/A | #N/A | #N/A
TRUE | QLD | QPRO | Proserpine | Energy Queensland | Winter | Non-coincident | 2026 | POE90 | -6.2037 | NA | QLD Proserpine |  |  | FALSE | #N/A | #N/A | #N/A | #N/A | #N/A | #N/A | #N/A | #N/A | #N/A | #N/A
TRUE | QLD | QPRO | Proserpine | Energy Queensland | Winter | Coincident_unreconciled | 2027 | POE90 | 5.1861 | NA | QLD Proserpine |  |  | FALSE | #N/A | #N/A | #N/A | #N/A | #N/A | #N/A | #N/A | #N/A | #N/A | #N/A
TRUE | QLD | QPRO | Proserpine | Energy Queensland | Winter | Coincident_unreconciled | 2027 | POE50 | 7.622 | NA | QLD Proserpine |  |  | FALSE | #N/A | #N/A | #N/A | #N/A | #N/A | #N/A | #N/A | #N/A | #N/A | #N/A
TRUE | QLD | QPRO | Proserpine | Energy Queensland | Winter | Non-coincident | 2027 | POE50 | -1.4767 | 38.691 | QLD Proserpine |  |  | FALSE | #N/A | #N/A | #N/A | #N/A | #N/A | #N/A | #N/A | #N/A | #N/A | #N/A
TRUE | QLD | QPRO | Proserpine | Energy Queensland | Winter | Non-coincident | 2027 | POE90 | -6.6584 | NA | QLD Proserpine |  |  | FALSE | #N/A | #N/A | #N/A | #N/A | #N/A | #N/A | #N/A | #N/A | #N/A | #N/A
TRUE | QLD | QPRO | Proserpine | Energy Queensland | Winter | Coincident_unreconciled | 2028 | POE90 | 4.9199 | NA | QLD Proserpine |  |  | FALSE | #N/A | #N/A | #N/A | #N/A | #N/A | #N/A | #N/A | #N/A | #N/A | #N/A
TRUE | QLD | QPRO | Proserpine | Energy Queensland | Winter | Coincident_unreconciled | 2028 | POE50 | 7.2307 | NA | QLD Proserpine |  |  | FALSE | #N/A | #N/A | #N/A | #N/A | #N/A | #N/A | #N/A | #N/A | #N/A | #N/A
TRUE | QLD | QPRO | Proserpine | Energy Queensland | Winter | Non-coincident | 2028 | POE50 | -1.8492 | 39.2501 | QLD Proserpine |  |  | FALSE | #N/A | #N/A | #N/A | #N/A | #N/A | #N/A | #N/A | #N/A | #N/A | #N/A
TRUE | QLD | QPRO | Proserpine | Energy Queensland | Winter | Non-coincident | 2028 | POE90 | -7.0829 | NA | QLD Proserpine |  |  | FALSE | #N/A | #N/A | #N/A | #N/A | #N/A | #N/A | #N/A | #N/A | #N/A | #N/A
TRUE | QLD | QPRO | Proserpine | Energy Queensland | Winter | Coincident_unreconciled | 2029 | POE90 | 4.6672 | NA | QLD Proserpine |  |  | FALSE | #N/A | #N/A | #N/A | #N/A | #N/A | #N/A | #N/A | #N/A | #N/A | #N/A
TRUE | QLD | QPRO | Proserpine | Energy Queensland | Winter | Coincident_unreconciled | 2029 | POE50 | 6.8594 | NA | QLD Proserpine |  |  | FALSE | #N/A | #N/A | #N/A | #N/A | #N/A | #N/A | #N/A | #N/A | #N/A | #N/A
TRUE | QLD | QPRO | Proserpine | Energy Queensland | Winter | Non-coincident | 2029 | POE50 | -2.1143 | 39.8727 | QLD Proserpine |  |  | FALSE | #N/A | #N/A | #N/A | #N/A | #N/A | #N/A | #N/A | #N/A | #N/A | #N/A
TRUE | QLD | QPRO | Proserpine | Energy Queensland | Winter | Non-coincident | 2029 | POE90 | -7.4003 | NA | QLD Proserpine |  |  | FALSE | #N/A | #N/A | #N/A | #N/A | #N/A | #N/A | #N/A | #N/A | #N/A | #N/A
TRUE | QLD | QPRO | Proserpine | Energy Queensland | Shoulder | Non-coincident | 2019 | BASEYEARPOE10 | NA | 35.4457 | QLD Proserpine |  |  | FALSE | #N/A | #N/A | #N/A | #N/A | #N/A | #N/A | #N/A | #N/A | #N/A | #N/A
TRUE | QLD | QPRO | Proserpine | Energy Queensland | Shoulder | Coincident | 2021 | POE10 | NA | 29.6631 | QLD Proserpine |  |  | FALSE | #N/A | #N/A | #N/A | #N/A | #N/A | #N/A | #N/A | #N/A | #N/A | #N/A
TRUE | QLD | QPRO | Proserpine | Energy Queensland | Shoulder | Coincident | 2021 | POE50 | NA | 29.911 | QLD Proserpine |  |  | FALSE | #N/A | #N/A | #N/A | #N/A | #N/A | #N/A | #N/A | #N/A | #N/A | #N/A
TRUE | QLD | QPRO | Proserpine | Energy Queensland | Shoulder | Non-coincident | 2021 | POE10 | NA | 37.9406 | QLD Proserpine |  |  | FALSE | #N/A | #N/A | #N/A | #N/A | #N/A | #N/A | #N/A | #N/A | #N/A | #N/A
TRUE | QLD | QPRO | Proserpine | Energy Queensland | Shoulder | Coincident | 2022 | POE10 | NA | 30.6659 | QLD Proserpine |  |  | FALSE | #N/A | #N/A | #N/A | #N/A | #N/A | #N/A | #N/A | #N/A | #N/A | #N/A
TRUE | QLD | QPRO | Proserpine | Energy Queensland | Shoulder | Coincident | 2022 | POE50 | NA | 30.4057 | QLD Proserpine |  |  | FALSE | #N/A | #N/A | #N/A | #N/A | #N/A | #N/A | #N/A | #N/A | #N/A | #N/A
TRUE | QLD | QPRO | Proserpine | Energy Queensland | Shoulder | Non-coincident | 2022 | POE10 | NA | 38.1843 | QLD Proserpine |  |  | FALSE | #N/A | #N/A | #N/A | #N/A | #N/A | #N/A | #N/A | #N/A | #N/A | #N/A
TRUE | QLD | QPRO | Proserpine | Energy Queensland | Shoulder | Coincident | 2023 | POE10 | NA | 30.9499 | QLD Proserpine |  |  | FALSE | #N/A | #N/A | #N/A | #N/A | #N/A | #N/A | #N/A | #N/A | #N/A | #N/A
TRUE | QLD | QPRO | Proserpine | Energy Queensland | Shoulder | Coincident | 2023 | POE50 | NA | 30.8349 | QLD Proserpine |  |  | FALSE | #N/A | #N/A | #N/A | #N/A | #N/A | #N/A | #N/A | #N/A | #N/A | #N/A
TRUE | QLD | QPRO | Proserpine | Energy Queensland | Shoulder | Non-coincident | 2023 | POE10 | NA | 38.4817 | QLD Proserpine |  |  | FALSE | #N/A | #N/A | #N/A | #N/A | #N/A | #N/A | #N/A | #N/A | #N/A | #N/A
TRUE | QLD | QPRO | Proserpine | Energy Queensland | Shoulder | Coincident | 2024 | POE10 | NA | 31.3153 | QLD Proserpine |  |  | FALSE | #N/A | #N/A | #N/A | #N/A | #N/A | #N/A | #N/A | #N/A | #N/A | #N/A
TRUE | QLD | QPRO | Proserpine | Energy Queensland | Shoulder | Coincident | 2024 | POE50 | NA | 31.6085 | QLD Proserpine |  |  | FALSE | #N/A | #N/A | #N/A | #N/A | #N/A | #N/A | #N/A | #N/A | #N/A | #N/A
TRUE | QLD | QPRO | Proserpine | Energy Queensland | Shoulder | Non-coincident | 2024 | POE10 | NA | 38.7657 | QLD Proserpine |  |  | FALSE | #N/A | #N/A | #N/A | #N/A | #N/A | #N/A | #N/A | #N/A | #N/A | #N/A
TRUE | QLD | QPRO | Proserpine | Energy Queensland | Shoulder | Coincident | 2025 | POE10 | NA | 31.6253 | QLD Proserpine |  |  | FALSE | #N/A | #N/A | #N/A | #N/A | #N/A | #N/A | #N/A | #N/A | #N/A | #N/A
TRUE | QLD | QPRO | Proserpine | Energy Queensland | Shoulder | Coincident | 2025 | POE50 | NA | 31.6887 | QLD Proserpine |  |  | FALSE | #N/A | #N/A | #N/A | #N/A | #N/A | #N/A | #N/A | #N/A | #N/A | #N/A
TRUE | QLD | QPRO | Proserpine | Energy Queensland | Shoulder | Non-coincident | 2025 | POE10 | NA | 39.0435 | QLD Proserpine |  |  | FALSE | #N/A | #N/A | #N/A | #N/A | #N/A | #N/A | #N/A | #N/A | #N/A | #N/A
TRUE | QLD | QPRO | Proserpine | Energy Queensland | Shoulder | Coincident | 2026 | POE10 | NA | 31.6867 | QLD Proserpine |  |  | FALSE | #N/A | #N/A | #N/A | #N/A | #N/A | #N/A | #N/A | #N/A | #N/A | #N/A
TRUE | QLD | QPRO | Proserpine | Energy Queensland | Shoulder | Coincident | 2026 | POE50 | NA | 31.9245 | QLD Proserpine |  |  | FALSE | #N/A | #N/A | #N/A | #N/A | #N/A | #N/A | #N/A | #N/A | #N/A | #N/A
TRUE | QLD | QPRO | Proserpine | Energy Queensland | Shoulder | Non-coincident | 2026 | POE10 | NA | 39.3387 | QLD Proserpine |  |  | FALSE | #N/A | #N/A | #N/A | #N/A | #N/A | #N/A | #N/A | #N/A | #N/A | #N/A
TRUE | QLD | QPRO | Proserpine | Energy Queensland | Shoulder | Coincident | 2027 | POE10 | NA | 31.8459 | QLD Proserpine |  |  | FALSE | #N/A | #N/A | #N/A | #N/A | #N/A | #N/A | #N/A | #N/A | #N/A | #N/A
TRUE | QLD | QPRO | Proserpine | Energy Queensland | Shoulder | Coincident | 2027 | POE50 | NA | 32.0534 | QLD Proserpine |  |  | FALSE | #N/A | #N/A | #N/A | #N/A | #N/A | #N/A | #N/A | #N/A | #N/A | #N/A
TRUE | QLD | QPRO | Proserpine | Energy Queensland | Shoulder | Non-coincident | 2027 | POE10 | NA | 39.7227 | QLD Proserpine |  |  | FALSE | #N/A | #N/A | #N/A | #N/A | #N/A | #N/A | #N/A | #N/A | #N/A | #N/A
TRUE | QLD | QPRO | Proserpine | Energy Queensland | Shoulder | Coincident | 2028 | POE10 | NA | 32.1052 | QLD Proserpine |  |  | FALSE | #N/A | #N/A | #N/A | #N/A | #N/A | #N/A | #N/A | #N/A | #N/A | #N/A
TRUE | QLD | QPRO | Proserpine | Energy Queensland | Shoulder | Coincident | 2028 | POE50 | NA | 32.3941 | QLD Proserpine |  |  | FALSE | #N/A | #N/A | #N/A | #N/A | #N/A | #N/A | #N/A | #N/A | #N/A | #N/A
TRUE | QLD | QPRO | Proserpine | Energy Queensland | Shoulder | Non-coincident | 2028 | POE10 | NA | 40.2265 | QLD Proserpine |  |  | FALSE | #N/A | #N/A | #N/A | #N/A | #N/A | #N/A | #N/A | #N/A | #N/A | #N/A
TRUE | QLD | QPRO | Proserpine | Energy Queensland | Shoulder | Coincident | 2029 | POE10 | NA | 32.8628 | QLD Proserpine |  |  | FALSE | #N/A | #N/A | #N/A | #N/A | #N/A | #N/A | #N/A | #N/A | #N/A | #N/A
TRUE | QLD | QPRO | Proserpine | Energy Queensland | Shoulder | Coincident | 2029 | POE50 | NA | 32.9662 | QLD Proserpine |  |  | FALSE | #N/A | #N/A | #N/A | #N/A | #N/A | #N/A | #N/A | #N/A | #N/A | #N/A
TRUE | QLD | QPRO | Proserpine | Energy Queensland | Shoulder | Non-coincident | 2029 | POE10 | NA | 40.8283 | QLD Proserpine |  |  | FALSE | #N/A | #N/A | #N/A | #N/A | #N/A | #N/A | #N/A | #N/A | #N/A | #N/A
TRUE | QLD | QPRO | Proserpine | Energy Queensland | Shoulder | Coincident | 2030 | POE10 | NA | 33.3722 | QLD Proserpine |  |  | FALSE | #N/A | #N/A | #N/A | #N/A | #N/A | #N/A | #N/A | #N/A | #N/A | #N/A
TRUE | QLD | QPRO | Proserpine | Energy Queensland | Shoulder | Coincident | 2030 | POE50 | NA | 33.5159 | QLD Proserpine |  |  | FALSE | #N/A | #N/A | #N/A | #N/A | #N/A | #N/A | #N/A | #N/A | #N/A | #N/A
TRUE | QLD | QPRO | Proserpine | Energy Queensland | Shoulder | Non-coincident | 2030 | POE10 | NA | 41.4998 | QLD Proserpine |  |  | FALSE | #N/A | #N/A | #N/A | #N/A | #N/A | #N/A | #N/A | #N/A | #N/A | #N/A
TRUE | QLD | QPRO | Proserpine | Energy Queensland | Summer | Non-coincident | 2019 | BASEYEARPOE10 | NA | 50.1636 | QLD Proserpine |  |  | FALSE | #N/A | #N/A | #N/A | #N/A | #N/A | #N/A | #N/A | #N/A | #N/A | #N/A
TRUE | QLD | QPRO | Proserpine | Energy Queensland | Summer | Coincident | 2021 | POE10 | NA | 37.0948 | QLD Proserpine |  |  | FALSE | #N/A | #N/A | #N/A | #N/A | #N/A | #N/A | #N/A | #N/A | #N/A | #N/A
TRUE | QLD | QPRO | Proserpine | Energy Queensland | Summer | Coincident | 2021 | POE50 | NA | 36.6526 | QLD Proserpine |  |  | FALSE | #N/A | #N/A | #N/A | #N/A | #N/A | #N/A | #N/A | #N/A | #N/A | #N/A
TRUE | QLD | QPRO | Proserpine | Energy Queensland | Summer | Non-coincident | 2021 | POE10 | NA | 51.0488 | QLD Proserpine |  |  | FALSE | #N/A | #N/A | #N/A | #N/A | #N/A | #N/A | #N/A | #N/A | #N/A | #N/A
TRUE | QLD | QPRO | Proserpine | Energy Queensland | Summer | Coincident | 2022 | POE10 | NA | 38.0269 | QLD Proserpine |  |  | FALSE | #N/A | #N/A | #N/A | #N/A | #N/A | #N/A | #N/A | #N/A | #N/A | #N/A
TRUE | QLD | QPRO | Proserpine | Energy Queensland | Summer | Coincident | 2022 | POE50 | NA | 37.5162 | QLD Proserpine |  |  | FALSE | #N/A | #N/A | #N/A | #N/A | #N/A | #N/A | #N/A | #N/A | #N/A | #N/A
TRUE | QLD | QPRO | Proserpine | Energy Queensland | Summer | Non-coincident | 2022 | POE10 | NA | 51.3981 | QLD Proserpine |  |  | FALSE | #N/A | #N/A | #N/A | #N/A | #N/A | #N/A | #N/A | #N/A | #N/A | #N/A
TRUE | QLD | QPRO | Proserpine | Energy Queensland | Summer | Coincident | 2023 | POE10 | NA | 38.5532 | QLD Proserpine |  |  | FALSE | #N/A | #N/A | #N/A | #N/A | #N/A | #N/A | #N/A | #N/A | #N/A | #N/A
TRUE | QLD | QPRO | Proserpine | Energy Queensland | Summer | Coincident | 2023 | POE50 | NA | 37.9519 | QLD Proserpine |  |  | FALSE | #N/A | #N/A | #N/A | #N/A | #N/A | #N/A | #N/A | #N/A | #N/A | #N/A
TRUE | QLD | QPRO | Proserpine | Energy Queensland | Summer | Non-coincident | 2023 | POE10 | NA | 51.824 | QLD Proserpine |  |  | FALSE | #N/A | #N/A | #N/A | #N/A | #N/A | #N/A | #N/A | #N/A | #N/A | #N/A
TRUE | QLD | QPRO | Proserpine | Energy Queensland | Summer | Coincident | 2024 | POE10 | NA | 39.303 | QLD Proserpine |  |  | FALSE | #N/A | #N/A | #N/A | #N/A | #N/A | #N/A | #N/A | #N/A | #N/A | #N/A
TRUE | QLD | QPRO | Proserpine | Energy Queensland | Summer | Coincident | 2024 | POE50 | NA | 38.727 | QLD Proserpine |  |  | FALSE | #N/A | #N/A | #N/A | #N/A | #N/A | #N/A | #N/A | #N/A | #N/A | #N/A
TRUE | QLD | QPRO | Proserpine | Energy Queensland | Summer | Non-coincident | 2024 | POE10 | NA | 52.231 | QLD Proserpine |  |  | FALSE | #N/A | #N/A | #N/A | #N/A | #N/A | #N/A | #N/A | #N/A | #N/A | #N/A
TRUE | QLD | QPRO | Proserpine | Energy Queensland | Summer | Coincident | 2025 | POE10 | NA | 39.4182 | QLD Proserpine |  |  | FALSE | #N/A | #N/A | #N/A | #N/A | #N/A | #N/A | #N/A | #N/A | #N/A | #N/A
TRUE | QLD | QPRO | Proserpine | Energy Queensland | Summer | Coincident | 2025 | POE50 | NA | 39.0403 | QLD Proserpine |  |  | FALSE | #N/A | #N/A | #N/A | #N/A | #N/A | #N/A | #N/A | #N/A | #N/A | #N/A
TRUE | QLD | QPRO | Proserpine | Energy Queensland | Summer | Non-coincident | 2025 | POE10 | NA | 52.6305 | QLD Proserpine |  |  | FALSE | #N/A | #N/A | #N/A | #N/A | #N/A | #N/A | #N/A | #N/A | #N/A | #N/A
TRUE | QLD | QPRO | Proserpine | Energy Queensland | Summer | Coincident | 2026 | POE10 | NA | 39.8994 | QLD Proserpine |  |  | FALSE | #N/A | #N/A | #N/A | #N/A | #N/A | #N/A | #N/A | #N/A | #N/A | #N/A
TRUE | QLD | QPRO | Proserpine | Energy Queensland | Summer | Coincident | 2026 | POE50 | NA | 39.3859 | QLD Proserpine |  |  | FALSE | #N/A | #N/A | #N/A | #N/A | #N/A | #N/A | #N/A | #N/A | #N/A | #N/A
TRUE | QLD | QPRO | Proserpine | Energy Queensland | Summer | Non-coincident | 2026 | POE10 | NA | 53.0507 | QLD Proserpine |  |  | FALSE | #N/A | #N/A | #N/A | #N/A | #N/A | #N/A | #N/A | #N/A | #N/A | #N/A
TRUE | QLD | QPRO | Proserpine | Energy Queensland | Summer | Coincident | 2027 | POE10 | NA | 39.9866 | QLD Proserpine |  |  | FALSE | #N/A | #N/A | #N/A | #N/A | #N/A | #N/A | #N/A | #N/A | #N/A | #N/A
TRUE | QLD | QPRO | Proserpine | Energy Queensland | Summer | Coincident | 2027 | POE50 | NA | 39.6106 | QLD Proserpine |  |  | FALSE | #N/A | #N/A | #N/A | #N/A | #N/A | #N/A | #N/A | #N/A | #N/A | #N/A
TRUE | QLD | QPRO | Proserpine | Energy Queensland | Summer | Non-coincident | 2027 | POE10 | NA | 53.5907 | QLD Proserpine |  |  | FALSE | #N/A | #N/A | #N/A | #N/A | #N/A | #N/A | #N/A | #N/A | #N/A | #N/A
TRUE | QLD | QPRO | Proserpine | Energy Queensland | Summer | Coincident | 2028 | POE10 | NA | 40.5063 | QLD Proserpine |  |  | FALSE | #N/A | #N/A | #N/A | #N/A | #N/A | #N/A | #N/A | #N/A | #N/A | #N/A
TRUE | QLD | QPRO | Proserpine | Energy Queensland | Summer | Coincident | 2028 | POE50 | NA | 40.1109 | QLD Proserpine |  |  | FALSE | #N/A | #N/A | #N/A | #N/A | #N/A | #N/A | #N/A | #N/A | #N/A | #N/A
TRUE | QLD | QPRO | Proserpine | Energy Queensland | Summer | Non-coincident | 2028 | POE10 | NA | 54.2729 | QLD Proserpine |  |  | FALSE | #N/A | #N/A | #N/A | #N/A | #N/A | #N/A | #N/A | #N/A | #N/A | #N/A
TRUE | QLD | QPRO | Proserpine | Energy Queensland | Summer | Coincident | 2029 | POE10 | NA | 40.9569 | QLD Proserpine |  |  | FALSE | #N/A | #N/A | #N/A | #N/A | #N/A | #N/A | #N/A | #N/A | #N/A | #N/A
TRUE | QLD | QPRO | Proserpine | Energy Queensland | Summer | Coincident | 2029 | POE50 | NA | 40.7409 | QLD Proserpine |  |  | FALSE | #N/A | #N/A | #N/A | #N/A | #N/A | #N/A | #N/A | #N/A | #N/A | #N/A
TRUE | QLD | QPRO | Proserpine | Energy Queensland | Summer | Non-coincident | 2029 | POE10 | NA | 55.0467 | QLD Proserpine |  |  | FALSE | #N/A | #N/A | #N/A | #N/A | #N/A | #N/A | #N/A | #N/A | #N/A | #N/A
TRUE | QLD | QPRO | Proserpine | Energy Queensland | Summer | Coincident | 2030 | POE10 | NA | 41.6105 | QLD Proserpine |  |  | FALSE | #N/A | #N/A | #N/A | #N/A | #N/A | #N/A | #N/A | #N/A | #N/A | #N/A
TRUE | QLD | QPRO | Proserpine | Energy Queensland | Summer | Coincident | 2030 | POE50 | NA | 41.1845 | QLD Proserpine |  |  | FALSE | #N/A | #N/A | #N/A | #N/A | #N/A | #N/A | #N/A | #N/A | #N/A | #N/A
TRUE | QLD | QPRO | Proserpine | Energy Queensland | Summer | Non-coincident | 2030 | POE10 | NA | 55.8892 | QLD Proserpine |  |  | FALSE | #N/A | #N/A | #N/A | #N/A | #N/A | #N/A | #N/A | #N/A | #N/A | #N/A
TRUE | QLD | QPRO | Proserpine | Energy Queensland | Winter | Non-coincident | 2019 | BASEYEARPOE10 | NA | 38.6267 | QLD Proserpine |  |  | FALSE | #N/A | #N/A | #N/A | #N/A | #N/A | #N/A | #N/A | #N/A | #N/A | #N/A
TRUE | QLD | QPRO | Proserpine | Energy Queensland | Winter | Coincident | 2020 | POE10 | NA | 29.7426 | QLD Proserpine |  |  | FALSE | #N/A | #N/A | #N/A | #N/A | #N/A | #N/A | #N/A | #N/A | #N/A | #N/A
TRUE | QLD | QPRO | Proserpine | Energy Queensland | Winter | Coincident | 2020 | POE50 | NA | 27.6345 | QLD Proserpine |  |  | FALSE | #N/A | #N/A | #N/A | #N/A | #N/A | #N/A | #N/A | #N/A | #N/A | #N/A
TRUE | QLD | QPRO | Proserpine | Energy Queensland | Winter | Non-coincident | 2020 | POE10 | NA | 38.9722 | QLD Proserpine |  |  | FALSE | #N/A | #N/A | #N/A | #N/A | #N/A | #N/A | #N/A | #N/A | #N/A | #N/A
TRUE | QLD | QPRO | Proserpine | Energy Queensland | Winter | Coincident | 2021 | POE10 | NA | 29.6421 | QLD Proserpine |  |  | FALSE | #N/A | #N/A | #N/A | #N/A | #N/A | #N/A | #N/A | #N/A | #N/A | #N/A
TRUE | QLD | QPRO | Proserpine | Energy Queensland | Winter | Coincident | 2021 | POE50 | NA | 27.5335 | QLD Proserpine |  |  | FALSE | #N/A | #N/A | #N/A | #N/A | #N/A | #N/A | #N/A | #N/A | #N/A | #N/A
TRUE | QLD | QPRO | Proserpine | Energy Queensland | Winter | Non-coincident | 2021 | POE10 | NA | 39.1696 | QLD Proserpine |  |  | FALSE | #N/A | #N/A | #N/A | #N/A | #N/A | #N/A | #N/A | #N/A | #N/A | #N/A
TRUE | QLD | QPRO | Proserpine | Energy Queensland | Winter | Coincident | 2022 | POE10 | NA | 30.5483 | QLD Proserpine |  |  | FALSE | #N/A | #N/A | #N/A | #N/A | #N/A | #N/A | #N/A | #N/A | #N/A | #N/A
TRUE | QLD | QPRO | Proserpine | Energy Queensland | Winter | Coincident | 2022 | POE50 | NA | 28.3798 | QLD Proserpine |  |  | FALSE | #N/A | #N/A | #N/A | #N/A | #N/A | #N/A | #N/A | #N/A | #N/A | #N/A
TRUE | QLD | QPRO | Proserpine | Energy Queensland | Winter | Non-coincident | 2022 | POE10 | NA | 39.4931 | QLD Proserpine |  |  | FALSE | #N/A | #N/A | #N/A | #N/A | #N/A | #N/A | #N/A | #N/A | #N/A | #N/A
TRUE | QLD | QPRO | Proserpine | Energy Queensland | Winter | Coincident | 2023 | POE10 | NA | 31.0831 | QLD Proserpine |  |  | FALSE | #N/A | #N/A | #N/A | #N/A | #N/A | #N/A | #N/A | #N/A | #N/A | #N/A
TRUE | QLD | QPRO | Proserpine | Energy Queensland | Winter | Coincident | 2023 | POE50 | NA | 28.849 | QLD Proserpine |  |  | FALSE | #N/A | #N/A | #N/A | #N/A | #N/A | #N/A | #N/A | #N/A | #N/A | #N/A
TRUE | QLD | QPRO | Proserpine | Energy Queensland | Winter | Non-coincident | 2023 | POE10 | NA | 39.8168 | QLD Proserpine |  |  | FALSE | #N/A | #N/A | #N/A | #N/A | #N/A | #N/A | #N/A | #N/A | #N/A | #N/A
TRUE | QLD | QPRO | Proserpine | Energy Queensland | Winter | Coincident | 2024 | POE10 | NA | 31.779 | QLD Proserpine |  |  | FALSE | #N/A | #N/A | #N/A | #N/A | #N/A | #N/A | #N/A | #N/A | #N/A | #N/A
TRUE | QLD | QPRO | Proserpine | Energy Queensland | Winter | Coincident | 2024 | POE50 | NA | 29.38 | QLD Proserpine |  |  | FALSE | #N/A | #N/A | #N/A | #N/A | #N/A | #N/A | #N/A | #N/A | #N/A | #N/A
TRUE | QLD | QPRO | Proserpine | Energy Queensland | Winter | Non-coincident | 2024 | POE10 | NA | 40.1096 | QLD Proserpine |  |  | FALSE | #N/A | #N/A | #N/A | #N/A | #N/A | #N/A | #N/A | #N/A | #N/A | #N/A
TRUE | QLD | QPRO | Proserpine | Energy Queensland | Winter | Coincident | 2025 | POE10 | NA | 31.9172 | QLD Proserpine |  |  | FALSE | #N/A | #N/A | #N/A | #N/A | #N/A | #N/A | #N/A | #N/A | #N/A | #N/A
TRUE | QLD | QPRO | Proserpine | Energy Queensland | Winter | Coincident | 2025 | POE50 | NA | 29.5698 | QLD Proserpine |  |  | FALSE | #N/A | #N/A | #N/A | #N/A | #N/A | #N/A | #N/A | #N/A | #N/A | #N/A
TRUE | QLD | QPRO | Proserpine | Energy Queensland | Winter | Non-coincident | 2025 | POE10 | NA | 40.4086 | QLD Proserpine |  |  | FALSE | #N/A | #N/A | #N/A | #N/A | #N/A | #N/A | #N/A | #N/A | #N/A | #N/A
TRUE | QLD | QPRO | Proserpine | Energy Queensland | Winter | Coincident | 2026 | POE10 | NA | 32.1533 | QLD Proserpine |  |  | FALSE | #N/A | #N/A | #N/A | #N/A | #N/A | #N/A | #N/A | #N/A | #N/A | #N/A
TRUE | QLD | QPRO | Proserpine | Energy Queensland | Winter | Coincident | 2026 | POE50 | NA | 29.8443 | QLD Proserpine |  |  | FALSE | #N/A | #N/A | #N/A | #N/A | #N/A | #N/A | #N/A | #N/A | #N/A | #N/A
TRUE | QLD | QPRO | Proserpine | Energy Queensland | Winter | Non-coincident | 2026 | POE10 | NA | 40.7349 | QLD Proserpine |  |  | FALSE | #N/A | #N/A | #N/A | #N/A | #N/A | #N/A | #N/A | #N/A | #N/A | #N/A
TRUE | QLD | QPRO | Proserpine | Energy Queensland | Winter | Coincident | 2027 | POE10 | NA | 32.4865 | QLD Proserpine |  |  | FALSE | #N/A | #N/A | #N/A | #N/A | #N/A | #N/A | #N/A | #N/A | #N/A | #N/A
TRUE | QLD | QPRO | Proserpine | Energy Queensland | Winter | Coincident | 2027 | POE50 | NA | 30.159 | QLD Proserpine |  |  | FALSE | #N/A | #N/A | #N/A | #N/A | #N/A | #N/A | #N/A | #N/A | #N/A | #N/A
TRUE | QLD | QPRO | Proserpine | Energy Queensland | Winter | Non-coincident | 2027 | POE10 | NA | 41.197 | QLD Proserpine |  |  | FALSE | #N/A | #N/A | #N/A | #N/A | #N/A | #N/A | #N/A | #N/A | #N/A | #N/A
TRUE | QLD | QPRO | Proserpine | Energy Queensland | Winter | Coincident | 2028 | POE10 | NA | 33.2785 | QLD Proserpine |  |  | FALSE | #N/A | #N/A | #N/A | #N/A | #N/A | #N/A | #N/A | #N/A | #N/A | #N/A
TRUE | QLD | QPRO | Proserpine | Energy Queensland | Winter | Coincident | 2028 | POE50 | NA | 30.663 | QLD Proserpine |  |  | FALSE | #N/A | #N/A | #N/A | #N/A | #N/A | #N/A | #N/A | #N/A | #N/A | #N/A
TRUE | QLD | QPRO | Proserpine | Energy Queensland | Winter | Non-coincident | 2028 | POE10 | NA | 41.7814 | QLD Proserpine |  |  | FALSE | #N/A | #N/A | #N/A | #N/A | #N/A | #N/A | #N/A | #N/A | #N/A | #N/A
TRUE | QLD | QPRO | Proserpine | Energy Queensland | Winter | Coincident | 2029 | POE10 | NA | 33.6125 | QLD Proserpine |  |  | FALSE | #N/A | #N/A | #N/A | #N/A | #N/A | #N/A | #N/A | #N/A | #N/A | #N/A
TRUE | QLD | QPRO | Proserpine | Energy Queensland | Winter | Coincident | 2029 | POE50 | NA | 31.1433 | QLD Proserpine |  |  | FALSE | #N/A | #N/A | #N/A | #N/A | #N/A | #N/A | #N/A | #N/A | #N/A | #N/A
TRUE | QLD | QPRO | Proserpine | Energy Queensland | Winter | Non-coincident | 2029 | POE10 | NA | 42.4293 | QLD Proserpine |  |  | FALSE | #N/A | #N/A | #N/A | #N/A | #N/A | #N/A | #N/A | #N/A | #N/A | #N/A
TRUE | QLD | QPWD | Palmwoods | Energy Queensland | Shoulder | Coincident | 2017 | ACTUAL_OPG | 114.1105 | 246.3854 | QLD Palmwoods |  |  | FALSE | #N/A | #N/A | #N/A | #N/A | #N/A | #N/A | #N/A | #N/A | #N/A | #N/A
TRUE | QLD | QPWD | Palmwoods | Energy Queensland | Shoulder | Coincident | 2017 | ACTUAL_RAW | 114.1105 | 246.3854 | QLD Palmwoods |  |  | FALSE | #N/A | #N/A | #N/A | #N/A | #N/A | #N/A | #N/A | #N/A | #N/A | #N/A
TRUE | QLD | QPWD | Palmwoods | Energy Queensland | Shoulder | Non-coincident | 2017 | ACTUAL_RAW | 64.8501 | 269.0338 | QLD Palmwoods |  |  | FALSE | #N/A | #N/A | #N/A | #N/A | #N/A | #N/A | #N/A | #N/A | #N/A | #N/A
TRUE | QLD | QPWD | Palmwoods | Energy Queensland | Shoulder | Non-coincident | 2017 | ACTUAL_OPG | 64.8501 | 269.0338 | QLD Palmwoods |  |  | FALSE | #N/A | #N/A | #N/A | #N/A | #N/A | #N/A | #N/A | #N/A | #N/A | #N/A
TRUE | QLD | QPWD | Palmwoods | Energy Queensland | Shoulder | Non-coincident | 2017 | ACTUAL_ADJUSTEDOPG | 64.8501 | 269.0338 | QLD Palmwoods |  |  | FALSE | #N/A | #N/A | #N/A | #N/A | #N/A | #N/A | #N/A | #N/A | #N/A | #N/A
TRUE | QLD | QPWD | Palmwoods | Energy Queensland | Shoulder | Coincident | 2018 | ACTUAL_OPG | 117.384 | 266.7243 | QLD Palmwoods |  |  | FALSE | #N/A | #N/A | #N/A | #N/A | #N/A | #N/A | #N/A | #N/A | #N/A | #N/A
TRUE | QLD | QPWD | Palmwoods | Energy Queensland | Shoulder | Coincident | 2018 | ACTUAL_RAW | 117.384 | 266.7243 | QLD Palmwoods |  |  | FALSE | #N/A | #N/A | #N/A | #N/A | #N/A | #N/A | #N/A | #N/A | #N/A | #N/A
TRUE | QLD | QPWD | Palmwoods | Energy Queensland | Shoulder | Non-coincident | 2018 | ACTUAL_RAW | 78.9247 | 279.5518 | QLD Palmwoods |  |  | FALSE | #N/A | #N/A | #N/A | #N/A | #N/A | #N/A | #N/A | #N/A | #N/A | #N/A
TRUE | QLD | QPWD | Palmwoods | Energy Queensland | Shoulder | Non-coincident | 2018 | ACTUAL_OPG | 78.9247 | 279.5518 | QLD Palmwoods |  |  | FALSE | #N/A | #N/A | #N/A | #N/A | #N/A | #N/A | #N/A | #N/A | #N/A | #N/A
TRUE | QLD | QPWD | Palmwoods | Energy Queensland | Shoulder | Non-coincident | 2018 | ACTUAL_ADJUSTEDOPG | 78.9247 | 279.5518 | QLD Palmwoods |  |  | FALSE | #N/A | #N/A | #N/A | #N/A | #N/A | #N/A | #N/A | #N/A | #N/A | #N/A
TRUE | QLD | QPWD | Palmwoods | Energy Queensland | Shoulder | Coincident | 2019 | ACTUAL_OPG | 55.78 | 279.0121 | QLD Palmwoods |  |  | FALSE | #N/A | #N/A | #N/A | #N/A | #N/A | #N/A | #N/A | #N/A | #N/A | #N/A
TRUE | QLD | QPWD | Palmwoods | Energy Queensland | Shoulder | Coincident | 2019 | ACTUAL_RAW | 55.78 | 279.0121 | QLD Palmwoods |  |  | FALSE | #N/A | #N/A | #N/A | #N/A | #N/A | #N/A | #N/A | #N/A | #N/A | #N/A
TRUE | QLD | QPWD | Palmwoods | Energy Queensland | Shoulder | Non-coincident | 2019 | ACTUAL_RAW | -16.2565 | 286.2215 | QLD Palmwoods |  |  | FALSE | #N/A | #N/A | #N/A | #N/A | #N/A | #N/A | #N/A | #N/A | #N/A | #N/A
TRUE | QLD | QPWD | Palmwoods | Energy Queensland | Shoulder | Non-coincident | 2019 | ACTUAL_OPG | -16.2565 | 286.2215 | QLD Palmwoods |  |  | FALSE | #N/A | #N/A | #N/A | #N/A | #N/A | #N/A | #N/A | #N/A | #N/A | #N/A
TRUE | QLD | QPWD | Palmwoods | Energy Queensland | Shoulder | Non-coincident | 2019 | ACTUAL_ADJUSTEDOPG | -16.2565 | 286.2215 | QLD Palmwoods |  |  | FALSE | #N/A | #N/A | #N/A | #N/A | #N/A | #N/A | #N/A | #N/A | #N/A | #N/A
TRUE | QLD | QPWD | Palmwoods | Energy Queensland | Shoulder | Non-coincident | 2019 | BASEYEARPOE90 | -1.6913 | NA | QLD Palmwoods |  |  | FALSE | #N/A | #N/A | #N/A | #N/A | #N/A | #N/A | #N/A | #N/A | #N/A | #N/A
TRUE | QLD | QPWD | Palmwoods | Energy Queensland | Shoulder | Non-coincident | 2019 | BASEYEARPOE50 | 13.1159 | 264.8353 | QLD Palmwoods |  |  | FALSE | #N/A | #N/A | #N/A | #N/A | #N/A | #N/A | #N/A | #N/A | #N/A | #N/A
TRUE | QLD | QPWD | Palmwoods | Energy Queensland | Shoulder | Coincident | 2020 | ACTUAL_OPG | 39.2172 | 270.8477 | QLD Palmwoods |  |  | FALSE | #N/A | #N/A | #N/A | #N/A | #N/A | #N/A | #N/A | #N/A | #N/A | #N/A
TRUE | QLD | QPWD | Palmwoods | Energy Queensland | Shoulder | Coincident | 2020 | ACTUAL_RAW | 39.2172 | 270.8477 | QLD Palmwoods |  |  | FALSE | #N/A | #N/A | #N/A | #N/A | #N/A | #N/A | #N/A | #N/A | #N/A | #N/A
TRUE | QLD | QPWD | Palmwoods | Energy Queensland | Shoulder | Non-coincident | 2020 | ACTUAL_RAW | -1.2625 | 270.8477 | QLD Palmwoods |  |  | FALSE | #N/A | #N/A | #N/A | #N/A | #N/A | #N/A | #N/A | #N/A | #N/A | #N/A
TRUE | QLD | QPWD | Palmwoods | Energy Queensland | Shoulder | Non-coincident | 2020 | ACTUAL_OPG | -1.2625 | 270.8477 | QLD Palmwoods |  |  | FALSE | #N/A | #N/A | #N/A | #N/A | #N/A | #N/A | #N/A | #N/A | #N/A | #N/A
TRUE | QLD | QPWD | Palmwoods | Energy Queensland | Shoulder | Non-coincident | 2020 | ACTUAL_ADJUSTEDOPG | -1.2625 | 270.8477 | QLD Palmwoods |  |  | FALSE | #N/A | #N/A | #N/A | #N/A | #N/A | #N/A | #N/A | #N/A | #N/A | #N/A
TRUE | QLD | QPWD | Palmwoods | Energy Queensland | Shoulder | Coincident_unreconciled | 2021 | POE90 | 30.6543 | NA | QLD Palmwoods |  |  | FALSE | #N/A | #N/A | #N/A | #N/A | #N/A | #N/A | #N/A | #N/A | #N/A | #N/A
TRUE | QLD | QPWD | Palmwoods | Energy Queensland | Shoulder | Coincident_unreconciled | 2021 | POE50 | 40 | NA | QLD Palmwoods |  |  | FALSE | #N/A | #N/A | #N/A | #N/A | #N/A | #N/A | #N/A | #N/A | #N/A | #N/A
TRUE | QLD | QPWD | Palmwoods | Energy Queensland | Shoulder | Non-coincident | 2021 | POE50 | -11.4051 | 290.0043 | QLD Palmwoods |  |  | FALSE | #N/A | #N/A | #N/A | #N/A | #N/A | #N/A | #N/A | #N/A | #N/A | #N/A
TRUE | QLD | QPWD | Palmwoods | Energy Queensland | Shoulder | Non-coincident | 2021 | POE90 | -25.1177 | NA | QLD Palmwoods |  |  | FALSE | #N/A | #N/A | #N/A | #N/A | #N/A | #N/A | #N/A | #N/A | #N/A | #N/A
TRUE | QLD | QPWD | Palmwoods | Energy Queensland | Shoulder | Coincident_unreconciled | 2022 | POE90 | 29.1216 | NA | QLD Palmwoods |  |  | FALSE | #N/A | #N/A | #N/A | #N/A | #N/A | #N/A | #N/A | #N/A | #N/A | #N/A
TRUE | QLD | QPWD | Palmwoods | Energy Queensland | Shoulder | Coincident_unreconciled | 2022 | POE50 | 38 | NA | QLD Palmwoods |  |  | FALSE | #N/A | #N/A | #N/A | #N/A | #N/A | #N/A | #N/A | #N/A | #N/A | #N/A
TRUE | QLD | QPWD | Palmwoods | Energy Queensland | Shoulder | Non-coincident | 2022 | POE50 | -16.6965 | 293.9618 | QLD Palmwoods |  |  | FALSE | #N/A | #N/A | #N/A | #N/A | #N/A | #N/A | #N/A | #N/A | #N/A | #N/A
TRUE | QLD | QPWD | Palmwoods | Energy Queensland | Shoulder | Non-coincident | 2022 | POE90 | -30.6151 | NA | QLD Palmwoods |  |  | FALSE | #N/A | #N/A | #N/A | #N/A | #N/A | #N/A | #N/A | #N/A | #N/A | #N/A
TRUE | QLD | QPWD | Palmwoods | Energy Queensland | Shoulder | Coincident_unreconciled | 2023 | POE90 | 27.6655 | NA | QLD Palmwoods |  |  | FALSE | #N/A | #N/A | #N/A | #N/A | #N/A | #N/A | #N/A | #N/A | #N/A | #N/A
TRUE | QLD | QPWD | Palmwoods | Energy Queensland | Shoulder | Coincident_unreconciled | 2023 | POE50 | 36.1 | NA | QLD Palmwoods |  |  | FALSE | #N/A | #N/A | #N/A | #N/A | #N/A | #N/A | #N/A | #N/A | #N/A | #N/A
TRUE | QLD | QPWD | Palmwoods | Energy Queensland | Shoulder | Non-coincident | 2023 | POE50 | -23.0876 | 297.956 | QLD Palmwoods |  |  | FALSE | #N/A | #N/A | #N/A | #N/A | #N/A | #N/A | #N/A | #N/A | #N/A | #N/A
TRUE | QLD | QPWD | Palmwoods | Energy Queensland | Shoulder | Non-coincident | 2023 | POE90 | -37.2127 | NA | QLD Palmwoods |  |  | FALSE | #N/A | #N/A | #N/A | #N/A | #N/A | #N/A | #N/A | #N/A | #N/A | #N/A
TRUE | QLD | QPWD | Palmwoods | Energy Queensland | Shoulder | Coincident_unreconciled | 2024 | POE90 | 26.2822 | NA | QLD Palmwoods |  |  | FALSE | #N/A | #N/A | #N/A | #N/A | #N/A | #N/A | #N/A | #N/A | #N/A | #N/A
TRUE | QLD | QPWD | Palmwoods | Energy Queensland | Shoulder | Coincident_unreconciled | 2024 | POE50 | 34.295 | NA | QLD Palmwoods |  |  | FALSE | #N/A | #N/A | #N/A | #N/A | #N/A | #N/A | #N/A | #N/A | #N/A | #N/A
TRUE | QLD | QPWD | Palmwoods | Energy Queensland | Shoulder | Non-coincident | 2024 | POE50 | -27.8231 | 301.8733 | QLD Palmwoods |  |  | FALSE | #N/A | #N/A | #N/A | #N/A | #N/A | #N/A | #N/A | #N/A | #N/A | #N/A
TRUE | QLD | QPWD | Palmwoods | Energy Queensland | Shoulder | Non-coincident | 2024 | POE90 | -42.1548 | NA | QLD Palmwoods |  |  | FALSE | #N/A | #N/A | #N/A | #N/A | #N/A | #N/A | #N/A | #N/A | #N/A | #N/A
TRUE | QLD | QPWD | Palmwoods | Energy Queensland | Shoulder | Coincident_unreconciled | 2025 | POE90 | 24.9681 | NA | QLD Palmwoods |  |  | FALSE | #N/A | #N/A | #N/A | #N/A | #N/A | #N/A | #N/A | #N/A | #N/A | #N/A
TRUE | QLD | QPWD | Palmwoods | Energy Queensland | Shoulder | Coincident_unreconciled | 2025 | POE50 | 32.5802 | NA | QLD Palmwoods |  |  | FALSE | #N/A | #N/A | #N/A | #N/A | #N/A | #N/A | #N/A | #N/A | #N/A | #N/A
TRUE | QLD | QPWD | Palmwoods | Energy Queensland | Shoulder | Non-coincident | 2025 | POE50 | -31.4976 | 305.7374 | QLD Palmwoods |  |  | FALSE | #N/A | #N/A | #N/A | #N/A | #N/A | #N/A | #N/A | #N/A | #N/A | #N/A
TRUE | QLD | QPWD | Palmwoods | Energy Queensland | Shoulder | Non-coincident | 2025 | POE90 | -46.0358 | NA | QLD Palmwoods |  |  | FALSE | #N/A | #N/A | #N/A | #N/A | #N/A | #N/A | #N/A | #N/A | #N/A | #N/A
TRUE | QLD | QPWD | Palmwoods | Energy Queensland | Shoulder | Coincident_unreconciled | 2026 | POE90 | 23.7197 | NA | QLD Palmwoods |  |  | FALSE | #N/A | #N/A | #N/A | #N/A | #N/A | #N/A | #N/A | #N/A | #N/A | #N/A
TRUE | QLD | QPWD | Palmwoods | Energy Queensland | Shoulder | Coincident_unreconciled | 2026 | POE50 | 30.9512 | NA | QLD Palmwoods |  |  | FALSE | #N/A | #N/A | #N/A | #N/A | #N/A | #N/A | #N/A | #N/A | #N/A | #N/A
TRUE | QLD | QPWD | Palmwoods | Energy Queensland | Shoulder | Non-coincident | 2026 | POE50 | -35.204 | 309.7266 | QLD Palmwoods |  |  | FALSE | #N/A | #N/A | #N/A | #N/A | #N/A | #N/A | #N/A | #N/A | #N/A | #N/A
TRUE | QLD | QPWD | Palmwoods | Energy Queensland | Shoulder | Non-coincident | 2026 | POE90 | -49.9488 | NA | QLD Palmwoods |  |  | FALSE | #N/A | #N/A | #N/A | #N/A | #N/A | #N/A | #N/A | #N/A | #N/A | #N/A
TRUE | QLD | QPWD | Palmwoods | Energy Queensland | Shoulder | Coincident_unreconciled | 2027 | POE90 | 22.5337 | NA | QLD Palmwoods |  |  | FALSE | #N/A | #N/A | #N/A | #N/A | #N/A | #N/A | #N/A | #N/A | #N/A | #N/A
TRUE | QLD | QPWD | Palmwoods | Energy Queensland | Shoulder | Coincident_unreconciled | 2027 | POE50 | 29.4037 | NA | QLD Palmwoods |  |  | FALSE | #N/A | #N/A | #N/A | #N/A | #N/A | #N/A | #N/A | #N/A | #N/A | #N/A
TRUE | QLD | QPWD | Palmwoods | Energy Queensland | Shoulder | Non-coincident | 2027 | POE50 | -38.2527 | 314.1981 | QLD Palmwoods |  |  | FALSE | #N/A | #N/A | #N/A | #N/A | #N/A | #N/A | #N/A | #N/A | #N/A | #N/A
TRUE | QLD | QPWD | Palmwoods | Energy Queensland | Shoulder | Non-coincident | 2027 | POE90 | -53.2121 | NA | QLD Palmwoods |  |  | FALSE | #N/A | #N/A | #N/A | #N/A | #N/A | #N/A | #N/A | #N/A | #N/A | #N/A
TRUE | QLD | QPWD | Palmwoods | Energy Queensland | Shoulder | Coincident_unreconciled | 2028 | POE90 | 21.407 | NA | QLD Palmwoods |  |  | FALSE | #N/A | #N/A | #N/A | #N/A | #N/A | #N/A | #N/A | #N/A | #N/A | #N/A
TRUE | QLD | QPWD | Palmwoods | Energy Queensland | Shoulder | Coincident_unreconciled | 2028 | POE50 | 27.9335 | NA | QLD Palmwoods |  |  | FALSE | #N/A | #N/A | #N/A | #N/A | #N/A | #N/A | #N/A | #N/A | #N/A | #N/A
TRUE | QLD | QPWD | Palmwoods | Energy Queensland | Shoulder | Non-coincident | 2028 | POE50 | -40.4467 | 319.3572 | QLD Palmwoods |  |  | FALSE | #N/A | #N/A | #N/A | #N/A | #N/A | #N/A | #N/A | #N/A | #N/A | #N/A
TRUE | QLD | QPWD | Palmwoods | Energy Queensland | Shoulder | Non-coincident | 2028 | POE90 | -55.6264 | NA | QLD Palmwoods |  |  | FALSE | #N/A | #N/A | #N/A | #N/A | #N/A | #N/A | #N/A | #N/A | #N/A | #N/A
TRUE | QLD | QPWD | Palmwoods | Energy Queensland | Shoulder | Coincident_unreconciled | 2029 | POE90 | 20.3367 | NA | QLD Palmwoods |  |  | FALSE | #N/A | #N/A | #N/A | #N/A | #N/A | #N/A | #N/A | #N/A | #N/A | #N/A
TRUE | QLD | QPWD | Palmwoods | Energy Queensland | Shoulder | Coincident_unreconciled | 2029 | POE50 | 26.5368 | NA | QLD Palmwoods |  |  | FALSE | #N/A | #N/A | #N/A | #N/A | #N/A | #N/A | #N/A | #N/A | #N/A | #N/A
TRUE | QLD | QPWD | Palmwoods | Energy Queensland | Shoulder | Non-coincident | 2029 | POE50 | -42.2797 | 325.0558 | QLD Palmwoods |  |  | FALSE | #N/A | #N/A | #N/A | #N/A | #N/A | #N/A | #N/A | #N/A | #N/A | #N/A
TRUE | QLD | QPWD | Palmwoods | Energy Queensland | Shoulder | Non-coincident | 2029 | POE90 | -57.6797 | NA | QLD Palmwoods |  |  | FALSE | #N/A | #N/A | #N/A | #N/A | #N/A | #N/A | #N/A | #N/A | #N/A | #N/A
TRUE | QLD | QPWD | Palmwoods | Energy Queensland | Shoulder | Coincident_unreconciled | 2030 | POE90 | 19.3198 | NA | QLD Palmwoods |  |  | FALSE | #N/A | #N/A | #N/A | #N/A | #N/A | #N/A | #N/A | #N/A | #N/A | #N/A
TRUE | QLD | QPWD | Palmwoods | Energy Queensland | Shoulder | Coincident_unreconciled | 2030 | POE50 | 25.21 | NA | QLD Palmwoods |  |  | FALSE | #N/A | #N/A | #N/A | #N/A | #N/A | #N/A | #N/A | #N/A | #N/A | #N/A
TRUE | QLD | QPWD | Palmwoods | Energy Queensland | Shoulder | Non-coincident | 2030 | POE50 | -43.3496 | 331.1737 | QLD Palmwoods |  |  | FALSE | #N/A | #N/A | #N/A | #N/A | #N/A | #N/A | #N/A | #N/A | #N/A | #N/A
TRUE | QLD | QPWD | Palmwoods | Energy Queensland | Shoulder | Non-coincident | 2030 | POE90 | -58.9699 | NA | QLD Palmwoods |  |  | FALSE | #N/A | #N/A | #N/A | #N/A | #N/A | #N/A | #N/A | #N/A | #N/A | #N/A
TRUE | QLD | QPWD | Palmwoods | Energy Queensland | Summer | Coincident | 2017 | ACTUAL_OPG | 117.4106 | 350.0573 | QLD Palmwoods |  |  | FALSE | #N/A | #N/A | #N/A | #N/A | #N/A | #N/A | #N/A | #N/A | #N/A | #N/A
TRUE | QLD | QPWD | Palmwoods | Energy Queensland | Summer | Coincident | 2017 | ACTUAL_RAW | 117.4106 | 350.0573 | QLD Palmwoods |  |  | FALSE | #N/A | #N/A | #N/A | #N/A | #N/A | #N/A | #N/A | #N/A | #N/A | #N/A
TRUE | QLD | QPWD | Palmwoods | Energy Queensland | Summer | Non-coincident | 2017 | ACTUAL_RAW | 109.3845 | 364.7297 | QLD Palmwoods |  |  | FALSE | #N/A | #N/A | #N/A | #N/A | #N/A | #N/A | #N/A | #N/A | #N/A | #N/A
TRUE | QLD | QPWD | Palmwoods | Energy Queensland | Summer | Non-coincident | 2017 | ACTUAL_OPG | 109.3845 | 364.7297 | QLD Palmwoods |  |  | FALSE | #N/A | #N/A | #N/A | #N/A | #N/A | #N/A | #N/A | #N/A | #N/A | #N/A
TRUE | QLD | QPWD | Palmwoods | Energy Queensland | Summer | Non-coincident | 2017 | ACTUAL_ADJUSTEDOPG | 109.3845 | 364.7297 | QLD Palmwoods |  |  | FALSE | #N/A | #N/A | #N/A | #N/A | #N/A | #N/A | #N/A | #N/A | #N/A | #N/A
TRUE | QLD | QPWD | Palmwoods | Energy Queensland | Summer | Coincident | 2018 | ACTUAL_OPG | 111.8911 | 364.344 | QLD Palmwoods |  |  | FALSE | #N/A | #N/A | #N/A | #N/A | #N/A | #N/A | #N/A | #N/A | #N/A | #N/A
TRUE | QLD | QPWD | Palmwoods | Energy Queensland | Summer | Coincident | 2018 | ACTUAL_RAW | 111.8911 | 364.344 | QLD Palmwoods |  |  | FALSE | #N/A | #N/A | #N/A | #N/A | #N/A | #N/A | #N/A | #N/A | #N/A | #N/A
TRUE | QLD | QPWD | Palmwoods | Energy Queensland | Summer | Non-coincident | 2018 | ACTUAL_RAW | 35.7026 | 372.4419 | QLD Palmwoods |  |  | FALSE | #N/A | #N/A | #N/A | #N/A | #N/A | #N/A | #N/A | #N/A | #N/A | #N/A
TRUE | QLD | QPWD | Palmwoods | Energy Queensland | Summer | Non-coincident | 2018 | ACTUAL_OPG | 35.7026 | 372.4419 | QLD Palmwoods |  |  | FALSE | #N/A | #N/A | #N/A | #N/A | #N/A | #N/A | #N/A | #N/A | #N/A | #N/A
TRUE | QLD | QPWD | Palmwoods | Energy Queensland | Summer | Non-coincident | 2018 | ACTUAL_ADJUSTEDOPG | 35.7026 | 372.4419 | QLD Palmwoods |  |  | FALSE | #N/A | #N/A | #N/A | #N/A | #N/A | #N/A | #N/A | #N/A | #N/A | #N/A
TRUE | QLD | QPWD | Palmwoods | Energy Queensland | Summer | Coincident | 2019 | ACTUAL_OPG | 110.424 | 366.5321 | QLD Palmwoods |  |  | FALSE | #N/A | #N/A | #N/A | #N/A | #N/A | #N/A | #N/A | #N/A | #N/A | #N/A
TRUE | QLD | QPWD | Palmwoods | Energy Queensland | Summer | Coincident | 2019 | ACTUAL_RAW | 110.424 | 366.5321 | QLD Palmwoods |  |  | FALSE | #N/A | #N/A | #N/A | #N/A | #N/A | #N/A | #N/A | #N/A | #N/A | #N/A
TRUE | QLD | QPWD | Palmwoods | Energy Queensland | Summer | Non-coincident | 2019 | ACTUAL_RAW | -12.786 | 366.5321 | QLD Palmwoods |  |  | FALSE | #N/A | #N/A | #N/A | #N/A | #N/A | #N/A | #N/A | #N/A | #N/A | #N/A
TRUE | QLD | QPWD | Palmwoods | Energy Queensland | Summer | Non-coincident | 2019 | ACTUAL_OPG | -12.786 | 366.5321 | QLD Palmwoods |  |  | FALSE | #N/A | #N/A | #N/A | #N/A | #N/A | #N/A | #N/A | #N/A | #N/A | #N/A
TRUE | QLD | QPWD | Palmwoods | Energy Queensland | Summer | Non-coincident | 2019 | ACTUAL_ADJUSTEDOPG | -12.786 | 366.5321 | QLD Palmwoods |  |  | FALSE | #N/A | #N/A | #N/A | #N/A | #N/A | #N/A | #N/A | #N/A | #N/A | #N/A
TRUE | QLD | QPWD | Palmwoods | Energy Queensland | Summer | Non-coincident | 2019 | BASEYEARPOE90 | 23.3114 | NA | QLD Palmwoods |  |  | FALSE | #N/A | #N/A | #N/A | #N/A | #N/A | #N/A | #N/A | #N/A | #N/A | #N/A
TRUE | QLD | QPWD | Palmwoods | Energy Queensland | Summer | Non-coincident | 2019 | BASEYEARPOE50 | 47.3018 | 386.1224 | QLD Palmwoods |  |  | FALSE | #N/A | #N/A | #N/A | #N/A | #N/A | #N/A | #N/A | #N/A | #N/A | #N/A
TRUE | QLD | QPWD | Palmwoods | Energy Queensland | Summer | Coincident | 2020 | ACTUAL_OPG | 61.9358 | 381.8927 | QLD Palmwoods |  |  | FALSE | #N/A | #N/A | #N/A | #N/A | #N/A | #N/A | #N/A | #N/A | #N/A | #N/A
TRUE | QLD | QPWD | Palmwoods | Energy Queensland | Summer | Coincident | 2020 | ACTUAL_RAW | 61.9358 | 381.8927 | QLD Palmwoods |  |  | FALSE | #N/A | #N/A | #N/A | #N/A | #N/A | #N/A | #N/A | #N/A | #N/A | #N/A
TRUE | QLD | QPWD | Palmwoods | Energy Queensland | Summer | Non-coincident | 2020 | ACTUAL_RAW | 55.5775 | 390.9546 | QLD Palmwoods |  |  | FALSE | #N/A | #N/A | #N/A | #N/A | #N/A | #N/A | #N/A | #N/A | #N/A | #N/A
TRUE | QLD | QPWD | Palmwoods | Energy Queensland | Summer | Non-coincident | 2020 | ACTUAL_OPG | 55.5775 | 390.9546 | QLD Palmwoods |  |  | FALSE | #N/A | #N/A | #N/A | #N/A | #N/A | #N/A | #N/A | #N/A | #N/A | #N/A
TRUE | QLD | QPWD | Palmwoods | Energy Queensland | Summer | Non-coincident | 2020 | ACTUAL_ADJUSTEDOPG | 55.5775 | 390.9546 | QLD Palmwoods |  |  | FALSE | #N/A | #N/A | #N/A | #N/A | #N/A | #N/A | #N/A | #N/A | #N/A | #N/A
TRUE | QLD | QPWD | Palmwoods | Energy Queensland | Summer | Coincident_unreconciled | 2021 | POE90 | 96.2345 | NA | QLD Palmwoods |  |  | FALSE | #N/A | #N/A | #N/A | #N/A | #N/A | #N/A | #N/A | #N/A | #N/A | #N/A
TRUE | QLD | QPWD | Palmwoods | Energy Queensland | Summer | Coincident_unreconciled | 2021 | POE50 | 111 | NA | QLD Palmwoods |  |  | FALSE | #N/A | #N/A | #N/A | #N/A | #N/A | #N/A | #N/A | #N/A | #N/A | #N/A
TRUE | QLD | QPWD | Palmwoods | Energy Queensland | Summer | Non-coincident | 2021 | POE50 | 33.3145 | 395.3338 | QLD Palmwoods |  |  | FALSE | #N/A | #N/A | #N/A | #N/A | #N/A | #N/A | #N/A | #N/A | #N/A | #N/A
TRUE | QLD | QPWD | Palmwoods | Energy Queensland | Summer | Non-coincident | 2021 | POE90 | 6.2473 | NA | QLD Palmwoods |  |  | FALSE | #N/A | #N/A | #N/A | #N/A | #N/A | #N/A | #N/A | #N/A | #N/A | #N/A
TRUE | QLD | QPWD | Palmwoods | Energy Queensland | Summer | Coincident_unreconciled | 2022 | POE90 | 91.4228 | NA | QLD Palmwoods |  |  | FALSE | #N/A | #N/A | #N/A | #N/A | #N/A | #N/A | #N/A | #N/A | #N/A | #N/A
TRUE | QLD | QPWD | Palmwoods | Energy Queensland | Summer | Coincident_unreconciled | 2022 | POE50 | 105.45 | NA | QLD Palmwoods |  |  | FALSE | #N/A | #N/A | #N/A | #N/A | #N/A | #N/A | #N/A | #N/A | #N/A | #N/A
TRUE | QLD | QPWD | Palmwoods | Energy Queensland | Summer | Non-coincident | 2022 | POE50 | 28.4415 | 402.2311 | QLD Palmwoods |  |  | FALSE | #N/A | #N/A | #N/A | #N/A | #N/A | #N/A | #N/A | #N/A | #N/A | #N/A
TRUE | QLD | QPWD | Palmwoods | Energy Queensland | Summer | Non-coincident | 2022 | POE90 | 0.96716 | NA | QLD Palmwoods |  |  | FALSE | #N/A | #N/A | #N/A | #N/A | #N/A | #N/A | #N/A | #N/A | #N/A | #N/A
TRUE | QLD | QPWD | Palmwoods | Energy Queensland | Summer | Coincident_unreconciled | 2023 | POE90 | 86.8516 | NA | QLD Palmwoods |  |  | FALSE | #N/A | #N/A | #N/A | #N/A | #N/A | #N/A | #N/A | #N/A | #N/A | #N/A
TRUE | QLD | QPWD | Palmwoods | Energy Queensland | Summer | Coincident_unreconciled | 2023 | POE50 | 100.1775 | NA | QLD Palmwoods |  |  | FALSE | #N/A | #N/A | #N/A | #N/A | #N/A | #N/A | #N/A | #N/A | #N/A | #N/A
TRUE | QLD | QPWD | Palmwoods | Energy Queensland | Summer | Non-coincident | 2023 | POE50 | 22.652 | 409.3542 | QLD Palmwoods |  |  | FALSE | #N/A | #N/A | #N/A | #N/A | #N/A | #N/A | #N/A | #N/A | #N/A | #N/A
TRUE | QLD | QPWD | Palmwoods | Energy Queensland | Summer | Non-coincident | 2023 | POE90 | -5.2307 | NA | QLD Palmwoods |  |  | FALSE | #N/A | #N/A | #N/A | #N/A | #N/A | #N/A | #N/A | #N/A | #N/A | #N/A
TRUE | QLD | QPWD | Palmwoods | Energy Queensland | Summer | Coincident_unreconciled | 2024 | POE90 | 82.5091 | NA | QLD Palmwoods |  |  | FALSE | #N/A | #N/A | #N/A | #N/A | #N/A | #N/A | #N/A | #N/A | #N/A | #N/A
TRUE | QLD | QPWD | Palmwoods | Energy Queensland | Summer | Coincident_unreconciled | 2024 | POE50 | 95.1686 | NA | QLD Palmwoods |  |  | FALSE | #N/A | #N/A | #N/A | #N/A | #N/A | #N/A | #N/A | #N/A | #N/A | #N/A
TRUE | QLD | QPWD | Palmwoods | Energy Queensland | Summer | Non-coincident | 2024 | POE50 | 18.5827 | 420.3173 | QLD Palmwoods |  |  | FALSE | #N/A | #N/A | #N/A | #N/A | #N/A | #N/A | #N/A | #N/A | #N/A | #N/A
TRUE | QLD | QPWD | Palmwoods | Energy Queensland | Summer | Non-coincident | 2024 | POE90 | -9.7083 | NA | QLD Palmwoods |  |  | FALSE | #N/A | #N/A | #N/A | #N/A | #N/A | #N/A | #N/A | #N/A | #N/A | #N/A
TRUE | QLD | QPWD | Palmwoods | Energy Queensland | Summer | Coincident_unreconciled | 2025 | POE90 | 78.3836 | NA | QLD Palmwoods |  |  | FALSE | #N/A | #N/A | #N/A | #N/A | #N/A | #N/A | #N/A | #N/A | #N/A | #N/A
TRUE | QLD | QPWD | Palmwoods | Energy Queensland | Summer | Coincident_unreconciled | 2025 | POE50 | 90.4102 | NA | QLD Palmwoods |  |  | FALSE | #N/A | #N/A | #N/A | #N/A | #N/A | #N/A | #N/A | #N/A | #N/A | #N/A
TRUE | QLD | QPWD | Palmwoods | Energy Queensland | Summer | Non-coincident | 2025 | POE50 | 15.5532 | 426.3644 | QLD Palmwoods |  |  | FALSE | #N/A | #N/A | #N/A | #N/A | #N/A | #N/A | #N/A | #N/A | #N/A | #N/A
TRUE | QLD | QPWD | Palmwoods | Energy Queensland | Summer | Non-coincident | 2025 | POE90 | -13.1461 | NA | QLD Palmwoods |  |  | FALSE | #N/A | #N/A | #N/A | #N/A | #N/A | #N/A | #N/A | #N/A | #N/A | #N/A
TRUE | QLD | QPWD | Palmwoods | Energy Queensland | Summer | Coincident_unreconciled | 2026 | POE90 | 74.4644 | NA | QLD Palmwoods |  |  | FALSE | #N/A | #N/A | #N/A | #N/A | #N/A | #N/A | #N/A | #N/A | #N/A | #N/A
TRUE | QLD | QPWD | Palmwoods | Energy Queensland | Summer | Coincident_unreconciled | 2026 | POE50 | 85.8897 | NA | QLD Palmwoods |  |  | FALSE | #N/A | #N/A | #N/A | #N/A | #N/A | #N/A | #N/A | #N/A | #N/A | #N/A
TRUE | QLD | QPWD | Palmwoods | Energy Queensland | Summer | Non-coincident | 2026 | POE50 | 12.4296 | 432.7152 | QLD Palmwoods |  |  | FALSE | #N/A | #N/A | #N/A | #N/A | #N/A | #N/A | #N/A | #N/A | #N/A | #N/A
TRUE | QLD | QPWD | Palmwoods | Energy Queensland | Summer | Non-coincident | 2026 | POE90 | -16.678 | NA | QLD Palmwoods |  |  | FALSE | #N/A | #N/A | #N/A | #N/A | #N/A | #N/A | #N/A | #N/A | #N/A | #N/A
TRUE | QLD | QPWD | Palmwoods | Energy Queensland | Summer | Coincident_unreconciled | 2027 | POE90 | 70.7412 | NA | QLD Palmwoods |  |  | FALSE | #N/A | #N/A | #N/A | #N/A | #N/A | #N/A | #N/A | #N/A | #N/A | #N/A
TRUE | QLD | QPWD | Palmwoods | Energy Queensland | Summer | Coincident_unreconciled | 2027 | POE50 | 81.5952 | NA | QLD Palmwoods |  |  | FALSE | #N/A | #N/A | #N/A | #N/A | #N/A | #N/A | #N/A | #N/A | #N/A | #N/A
TRUE | QLD | QPWD | Palmwoods | Energy Queensland | Summer | Non-coincident | 2027 | POE50 | 10.0301 | 437.3098 | QLD Palmwoods |  |  | FALSE | #N/A | #N/A | #N/A | #N/A | #N/A | #N/A | #N/A | #N/A | #N/A | #N/A
TRUE | QLD | QPWD | Palmwoods | Energy Queensland | Summer | Non-coincident | 2027 | POE90 | -19.5017 | NA | QLD Palmwoods |  |  | FALSE | #N/A | #N/A | #N/A | #N/A | #N/A | #N/A | #N/A | #N/A | #N/A | #N/A
TRUE | QLD | QPWD | Palmwoods | Energy Queensland | Summer | Coincident_unreconciled | 2028 | POE90 | 67.2041 | NA | QLD Palmwoods |  |  | FALSE | #N/A | #N/A | #N/A | #N/A | #N/A | #N/A | #N/A | #N/A | #N/A | #N/A
TRUE | QLD | QPWD | Palmwoods | Energy Queensland | Summer | Coincident_unreconciled | 2028 | POE50 | 77.5154 | NA | QLD Palmwoods |  |  | FALSE | #N/A | #N/A | #N/A | #N/A | #N/A | #N/A | #N/A | #N/A | #N/A | #N/A
TRUE | QLD | QPWD | Palmwoods | Energy Queensland | Summer | Non-coincident | 2028 | POE50 | 8.5173 | 444.5053 | QLD Palmwoods |  |  | FALSE | #N/A | #N/A | #N/A | #N/A | #N/A | #N/A | #N/A | #N/A | #N/A | #N/A
TRUE | QLD | QPWD | Palmwoods | Energy Queensland | Summer | Non-coincident | 2028 | POE90 | -21.45 | NA | QLD Palmwoods |  |  | FALSE | #N/A | #N/A | #N/A | #N/A | #N/A | #N/A | #N/A | #N/A | #N/A | #N/A
TRUE | QLD | QPWD | Palmwoods | Energy Queensland | Summer | Coincident_unreconciled | 2029 | POE90 | 63.8439 | NA | QLD Palmwoods |  |  | FALSE | #N/A | #N/A | #N/A | #N/A | #N/A | #N/A | #N/A | #N/A | #N/A | #N/A
TRUE | QLD | QPWD | Palmwoods | Energy Queensland | Summer | Coincident_unreconciled | 2029 | POE50 | 73.6397 | NA | QLD Palmwoods |  |  | FALSE | #N/A | #N/A | #N/A | #N/A | #N/A | #N/A | #N/A | #N/A | #N/A | #N/A
TRUE | QLD | QPWD | Palmwoods | Energy Queensland | Summer | Non-coincident | 2029 | POE50 | 7.4053 | 452.8908 | QLD Palmwoods |  |  | FALSE | #N/A | #N/A | #N/A | #N/A | #N/A | #N/A | #N/A | #N/A | #N/A | #N/A
TRUE | QLD | QPWD | Palmwoods | Energy Queensland | Summer | Non-coincident | 2029 | POE90 | -22.9975 | NA | QLD Palmwoods |  |  | FALSE | #N/A | #N/A | #N/A | #N/A | #N/A | #N/A | #N/A | #N/A | #N/A | #N/A
TRUE | QLD | QPWD | Palmwoods | Energy Queensland | Summer | Coincident_unreconciled | 2030 | POE90 | 60.6517 | NA | QLD Palmwoods |  |  | FALSE | #N/A | #N/A | #N/A | #N/A | #N/A | #N/A | #N/A | #N/A | #N/A | #N/A
TRUE | QLD | QPWD | Palmwoods | Energy Queensland | Summer | Coincident_unreconciled | 2030 | POE50 | 69.9577 | NA | QLD Palmwoods |  |  | FALSE | #N/A | #N/A | #N/A | #N/A | #N/A | #N/A | #N/A | #N/A | #N/A | #N/A
TRUE | QLD | QPWD | Palmwoods | Energy Queensland | Summer | Non-coincident | 2030 | POE50 | 7.0494 | 459.0617 | QLD Palmwoods |  |  | FALSE | #N/A | #N/A | #N/A | #N/A | #N/A | #N/A | #N/A | #N/A | #N/A | #N/A
TRUE | QLD | QPWD | Palmwoods | Energy Queensland | Summer | Non-coincident | 2030 | POE90 | -23.7889 | NA | QLD Palmwoods |  |  | FALSE | #N/A | #N/A | #N/A | #N/A | #N/A | #N/A | #N/A | #N/A | #N/A | #N/A
TRUE | QLD | QPWD | Palmwoods | Energy Queensland | Winter | Coincident | 2016 | ACTUAL_OPG | 108.3001 | 287.8459 | QLD Palmwoods |  |  | FALSE | #N/A | #N/A | #N/A | #N/A | #N/A | #N/A | #N/A | #N/A | #N/A | #N/A
TRUE | QLD | QPWD | Palmwoods | Energy Queensland | Winter | Coincident | 2016 | ACTUAL_RAW | 108.3001 | 287.8459 | QLD Palmwoods |  |  | FALSE | #N/A | #N/A | #N/A | #N/A | #N/A | #N/A | #N/A | #N/A | #N/A | #N/A
TRUE | QLD | QPWD | Palmwoods | Energy Queensland | Winter | Non-coincident | 2016 | ACTUAL_RAW | 104.9141 | 306.7081 | QLD Palmwoods |  |  | FALSE | #N/A | #N/A | #N/A | #N/A | #N/A | #N/A | #N/A | #N/A | #N/A | #N/A
TRUE | QLD | QPWD | Palmwoods | Energy Queensland | Winter | Non-coincident | 2016 | ACTUAL_OPG | 104.9141 | 306.7081 | QLD Palmwoods |  |  | FALSE | #N/A | #N/A | #N/A | #N/A | #N/A | #N/A | #N/A | #N/A | #N/A | #N/A
TRUE | QLD | QPWD | Palmwoods | Energy Queensland | Winter | Non-coincident | 2016 | ACTUAL_ADJUSTEDOPG | 104.9141 | 306.7081 | QLD Palmwoods |  |  | FALSE | #N/A | #N/A | #N/A | #N/A | #N/A | #N/A | #N/A | #N/A | #N/A | #N/A
TRUE | QLD | QPWD | Palmwoods | Energy Queensland | Winter | Coincident | 2017 | ACTUAL_OPG | 93.6129 | 174.0844 | QLD Palmwoods |  |  | FALSE | #N/A | #N/A | #N/A | #N/A | #N/A | #N/A | #N/A | #N/A | #N/A | #N/A
TRUE | QLD | QPWD | Palmwoods | Energy Queensland | Winter | Coincident | 2017 | ACTUAL_RAW | 93.6129 | 174.0844 | QLD Palmwoods |  |  | FALSE | #N/A | #N/A | #N/A | #N/A | #N/A | #N/A | #N/A | #N/A | #N/A | #N/A
TRUE | QLD | QPWD | Palmwoods | Energy Queensland | Winter | Non-coincident | 2017 | ACTUAL_RAW | 55.8417 | 270.0477 | QLD Palmwoods |  |  | FALSE | #N/A | #N/A | #N/A | #N/A | #N/A | #N/A | #N/A | #N/A | #N/A | #N/A
TRUE | QLD | QPWD | Palmwoods | Energy Queensland | Winter | Non-coincident | 2017 | ACTUAL_OPG | 55.8417 | 270.0477 | QLD Palmwoods |  |  | FALSE | #N/A | #N/A | #N/A | #N/A | #N/A | #N/A | #N/A | #N/A | #N/A | #N/A
TRUE | QLD | QPWD | Palmwoods | Energy Queensland | Winter | Non-coincident | 2017 | ACTUAL_ADJUSTEDOPG | 55.8417 | 270.0477 | QLD Palmwoods |  |  | FALSE | #N/A | #N/A | #N/A | #N/A | #N/A | #N/A | #N/A | #N/A | #N/A | #N/A
TRUE | QLD | QPWD | Palmwoods | Energy Queensland | Winter | Coincident | 2018 | ACTUAL_OPG | 64.6887 | 296.3471 | QLD Palmwoods |  |  | FALSE | #N/A | #N/A | #N/A | #N/A | #N/A | #N/A | #N/A | #N/A | #N/A | #N/A
TRUE | QLD | QPWD | Palmwoods | Energy Queensland | Winter | Coincident | 2018 | ACTUAL_RAW | 64.6887 | 296.3471 | QLD Palmwoods |  |  | FALSE | #N/A | #N/A | #N/A | #N/A | #N/A | #N/A | #N/A | #N/A | #N/A | #N/A
TRUE | QLD | QPWD | Palmwoods | Energy Queensland | Winter | Non-coincident | 2018 | ACTUAL_RAW | 62.481 | 302.3361 | QLD Palmwoods |  |  | FALSE | #N/A | #N/A | #N/A | #N/A | #N/A | #N/A | #N/A | #N/A | #N/A | #N/A
TRUE | QLD | QPWD | Palmwoods | Energy Queensland | Winter | Non-coincident | 2018 | ACTUAL_OPG | 62.481 | 302.3361 | QLD Palmwoods |  |  | FALSE | #N/A | #N/A | #N/A | #N/A | #N/A | #N/A | #N/A | #N/A | #N/A | #N/A
TRUE | QLD | QPWD | Palmwoods | Energy Queensland | Winter | Non-coincident | 2018 | ACTUAL_ADJUSTEDOPG | 62.481 | 302.3361 | QLD Palmwoods |  |  | FALSE | #N/A | #N/A | #N/A | #N/A | #N/A | #N/A | #N/A | #N/A | #N/A | #N/A
TRUE | QLD | QPWD | Palmwoods | Energy Queensland | Winter | Coincident | 2019 | ACTUAL_OPG | 72.3289 | 212.0543 | QLD Palmwoods |  |  | FALSE | #N/A | #N/A | #N/A | #N/A | #N/A | #N/A | #N/A | #N/A | #N/A | #N/A
TRUE | QLD | QPWD | Palmwoods | Energy Queensland | Winter | Coincident | 2019 | ACTUAL_RAW | 72.3289 | 212.0543 | QLD Palmwoods |  |  | FALSE | #N/A | #N/A | #N/A | #N/A | #N/A | #N/A | #N/A | #N/A | #N/A | #N/A
TRUE | QLD | QPWD | Palmwoods | Energy Queensland | Winter | Non-coincident | 2019 | ACTUAL_RAW | -21.6763 | 275.0569 | QLD Palmwoods |  |  | FALSE | #N/A | #N/A | #N/A | #N/A | #N/A | #N/A | #N/A | #N/A | #N/A | #N/A
TRUE | QLD | QPWD | Palmwoods | Energy Queensland | Winter | Non-coincident | 2019 | ACTUAL_OPG | -21.6763 | 275.0569 | QLD Palmwoods |  |  | FALSE | #N/A | #N/A | #N/A | #N/A | #N/A | #N/A | #N/A | #N/A | #N/A | #N/A
TRUE | QLD | QPWD | Palmwoods | Energy Queensland | Winter | Non-coincident | 2019 | ACTUAL_ADJUSTEDOPG | -21.6763 | 275.0569 | QLD Palmwoods |  |  | FALSE | #N/A | #N/A | #N/A | #N/A | #N/A | #N/A | #N/A | #N/A | #N/A | #N/A
TRUE | QLD | QPWD | Palmwoods | Energy Queensland | Winter | Non-coincident | 2019 | BASEYEARPOE90 | -21.4322 | NA | QLD Palmwoods |  |  | FALSE | #N/A | #N/A | #N/A | #N/A | #N/A | #N/A | #N/A | #N/A | #N/A | #N/A
TRUE | QLD | QPWD | Palmwoods | Energy Queensland | Winter | Non-coincident | 2019 | BASEYEARPOE50 | -10.0825 | 303.3376 | QLD Palmwoods |  |  | FALSE | #N/A | #N/A | #N/A | #N/A | #N/A | #N/A | #N/A | #N/A | #N/A | #N/A
TRUE | QLD | QPWD | Palmwoods | Energy Queensland | Winter | Coincident_unreconciled | 2020 | POE90 | 57.2345 | NA | QLD Palmwoods |  |  | FALSE | #N/A | #N/A | #N/A | #N/A | #N/A | #N/A | #N/A | #N/A | #N/A | #N/A
TRUE | QLD | QPWD | Palmwoods | Energy Queensland | Winter | Coincident_unreconciled | 2020 | POE50 | 70 | NA | QLD Palmwoods |  |  | FALSE | #N/A | #N/A | #N/A | #N/A | #N/A | #N/A | #N/A | #N/A | #N/A | #N/A
TRUE | QLD | QPWD | Palmwoods | Energy Queensland | Winter | Non-coincident | 2020 | POE50 | -34.091 | 307.9793 | QLD Palmwoods |  |  | FALSE | #N/A | #N/A | #N/A | #N/A | #N/A | #N/A | #N/A | #N/A | #N/A | #N/A
TRUE | QLD | QPWD | Palmwoods | Energy Queensland | Winter | Non-coincident | 2020 | POE90 | -45.3651 | NA | QLD Palmwoods |  |  | FALSE | #N/A | #N/A | #N/A | #N/A | #N/A | #N/A | #N/A | #N/A | #N/A | #N/A
TRUE | QLD | QPWD | Palmwoods | Energy Queensland | Winter | Coincident_unreconciled | 2021 | POE90 | 55.326 | NA | QLD Palmwoods |  |  | FALSE | #N/A | #N/A | #N/A | #N/A | #N/A | #N/A | #N/A | #N/A | #N/A | #N/A
TRUE | QLD | QPWD | Palmwoods | Energy Queensland | Winter | Coincident_unreconciled | 2021 | POE50 | 67.6658 | NA | QLD Palmwoods |  |  | FALSE | #N/A | #N/A | #N/A | #N/A | #N/A | #N/A | #N/A | #N/A | #N/A | #N/A
TRUE | QLD | QPWD | Palmwoods | Energy Queensland | Winter | Non-coincident | 2021 | POE50 | -36.8289 | 312.5622 | QLD Palmwoods |  |  | FALSE | #N/A | #N/A | #N/A | #N/A | #N/A | #N/A | #N/A | #N/A | #N/A | #N/A
TRUE | QLD | QPWD | Palmwoods | Energy Queensland | Winter | Non-coincident | 2021 | POE90 | -48.2738 | NA | QLD Palmwoods |  |  | FALSE | #N/A | #N/A | #N/A | #N/A | #N/A | #N/A | #N/A | #N/A | #N/A | #N/A
TRUE | QLD | QPWD | Palmwoods | Energy Queensland | Winter | Coincident_unreconciled | 2022 | POE90 | 53.4811 | NA | QLD Palmwoods |  |  | FALSE | #N/A | #N/A | #N/A | #N/A | #N/A | #N/A | #N/A | #N/A | #N/A | #N/A
TRUE | QLD | QPWD | Palmwoods | Energy Queensland | Winter | Coincident_unreconciled | 2022 | POE50 | 65.4095 | NA | QLD Palmwoods |  |  | FALSE | #N/A | #N/A | #N/A | #N/A | #N/A | #N/A | #N/A | #N/A | #N/A | #N/A
TRUE | QLD | QPWD | Palmwoods | Energy Queensland | Winter | Non-coincident | 2022 | POE50 | -43.8122 | 317.1457 | QLD Palmwoods |  |  | FALSE | #N/A | #N/A | #N/A | #N/A | #N/A | #N/A | #N/A | #N/A | #N/A | #N/A
TRUE | QLD | QPWD | Palmwoods | Energy Queensland | Winter | Non-coincident | 2022 | POE90 | -55.4289 | NA | QLD Palmwoods |  |  | FALSE | #N/A | #N/A | #N/A | #N/A | #N/A | #N/A | #N/A | #N/A | #N/A | #N/A
TRUE | QLD | QPWD | Palmwoods | Energy Queensland | Winter | Coincident_unreconciled | 2023 | POE90 | 51.6977 | NA | QLD Palmwoods |  |  | FALSE | #N/A | #N/A | #N/A | #N/A | #N/A | #N/A | #N/A | #N/A | #N/A | #N/A
TRUE | QLD | QPWD | Palmwoods | Energy Queensland | Winter | Coincident_unreconciled | 2023 | POE50 | 63.2283 | NA | QLD Palmwoods |  |  | FALSE | #N/A | #N/A | #N/A | #N/A | #N/A | #N/A | #N/A | #N/A | #N/A | #N/A
TRUE | QLD | QPWD | Palmwoods | Energy Queensland | Winter | Non-coincident | 2023 | POE50 | -49.2768 | 321.7932 | QLD Palmwoods |  |  | FALSE | #N/A | #N/A | #N/A | #N/A | #N/A | #N/A | #N/A | #N/A | #N/A | #N/A
TRUE | QLD | QPWD | Palmwoods | Energy Queensland | Winter | Non-coincident | 2023 | POE90 | -61.0653 | NA | QLD Palmwoods |  |  | FALSE | #N/A | #N/A | #N/A | #N/A | #N/A | #N/A | #N/A | #N/A | #N/A | #N/A
TRUE | QLD | QPWD | Palmwoods | Energy Queensland | Winter | Coincident_unreconciled | 2024 | POE90 | 49.9738 | NA | QLD Palmwoods |  |  | FALSE | #N/A | #N/A | #N/A | #N/A | #N/A | #N/A | #N/A | #N/A | #N/A | #N/A
TRUE | QLD | QPWD | Palmwoods | Energy Queensland | Winter | Coincident_unreconciled | 2024 | POE50 | 61.12 | NA | QLD Palmwoods |  |  | FALSE | #N/A | #N/A | #N/A | #N/A | #N/A | #N/A | #N/A | #N/A | #N/A | #N/A
TRUE | QLD | QPWD | Palmwoods | Energy Queensland | Winter | Non-coincident | 2024 | POE50 | -53.5029 | 326.2241 | QLD Palmwoods |  |  | FALSE | #N/A | #N/A | #N/A | #N/A | #N/A | #N/A | #N/A | #N/A | #N/A | #N/A
TRUE | QLD | QPWD | Palmwoods | Energy Queensland | Winter | Non-coincident | 2024 | POE90 | -65.4631 | NA | QLD Palmwoods |  |  | FALSE | #N/A | #N/A | #N/A | #N/A | #N/A | #N/A | #N/A | #N/A | #N/A | #N/A
TRUE | QLD | QPWD | Palmwoods | Energy Queensland | Winter | Coincident_unreconciled | 2025 | POE90 | 48.3074 | NA | QLD Palmwoods |  |  | FALSE | #N/A | #N/A | #N/A | #N/A | #N/A | #N/A | #N/A | #N/A | #N/A | #N/A
TRUE | QLD | QPWD | Palmwoods | Energy Queensland | Winter | Coincident_unreconciled | 2025 | POE50 | 59.0819 | NA | QLD Palmwoods |  |  | FALSE | #N/A | #N/A | #N/A | #N/A | #N/A | #N/A | #N/A | #N/A | #N/A | #N/A
TRUE | QLD | QPWD | Palmwoods | Energy Queensland | Winter | Non-coincident | 2025 | POE50 | -57.0158 | 330.6954 | QLD Palmwoods |  |  | FALSE | #N/A | #N/A | #N/A | #N/A | #N/A | #N/A | #N/A | #N/A | #N/A | #N/A
TRUE | QLD | QPWD | Palmwoods | Energy Queensland | Winter | Non-coincident | 2025 | POE90 | -69.1479 | NA | QLD Palmwoods |  |  | FALSE | #N/A | #N/A | #N/A | #N/A | #N/A | #N/A | #N/A | #N/A | #N/A | #N/A
TRUE | QLD | QPWD | Palmwoods | Energy Queensland | Winter | Coincident_unreconciled | 2026 | POE90 | 46.6966 | NA | QLD Palmwoods |  |  | FALSE | #N/A | #N/A | #N/A | #N/A | #N/A | #N/A | #N/A | #N/A | #N/A | #N/A
TRUE | QLD | QPWD | Palmwoods | Energy Queensland | Winter | Coincident_unreconciled | 2026 | POE50 | 57.1118 | NA | QLD Palmwoods |  |  | FALSE | #N/A | #N/A | #N/A | #N/A | #N/A | #N/A | #N/A | #N/A | #N/A | #N/A
TRUE | QLD | QPWD | Palmwoods | Energy Queensland | Winter | Non-coincident | 2026 | POE50 | -60.9491 | 335.3475 | QLD Palmwoods |  |  | FALSE | #N/A | #N/A | #N/A | #N/A | #N/A | #N/A | #N/A | #N/A | #N/A | #N/A
TRUE | QLD | QPWD | Palmwoods | Energy Queensland | Winter | Non-coincident | 2026 | POE90 | -73.254 | NA | QLD Palmwoods |  |  | FALSE | #N/A | #N/A | #N/A | #N/A | #N/A | #N/A | #N/A | #N/A | #N/A | #N/A
TRUE | QLD | QPWD | Palmwoods | Energy Queensland | Winter | Coincident_unreconciled | 2027 | POE90 | 45.1395 | NA | QLD Palmwoods |  |  | FALSE | #N/A | #N/A | #N/A | #N/A | #N/A | #N/A | #N/A | #N/A | #N/A | #N/A
TRUE | QLD | QPWD | Palmwoods | Energy Queensland | Winter | Coincident_unreconciled | 2027 | POE50 | 55.2073 | NA | QLD Palmwoods |  |  | FALSE | #N/A | #N/A | #N/A | #N/A | #N/A | #N/A | #N/A | #N/A | #N/A | #N/A
TRUE | QLD | QPWD | Palmwoods | Energy Queensland | Winter | Non-coincident | 2027 | POE50 | -63.3395 | 340.7334 | QLD Palmwoods |  |  | FALSE | #N/A | #N/A | #N/A | #N/A | #N/A | #N/A | #N/A | #N/A | #N/A | #N/A
TRUE | QLD | QPWD | Palmwoods | Energy Queensland | Winter | Non-coincident | 2027 | POE90 | -75.8276 | NA | QLD Palmwoods |  |  | FALSE | #N/A | #N/A | #N/A | #N/A | #N/A | #N/A | #N/A | #N/A | #N/A | #N/A
TRUE | QLD | QPWD | Palmwoods | Energy Queensland | Winter | Coincident_unreconciled | 2028 | POE90 | 43.6343 | NA | QLD Palmwoods |  |  | FALSE | #N/A | #N/A | #N/A | #N/A | #N/A | #N/A | #N/A | #N/A | #N/A | #N/A
TRUE | QLD | QPWD | Palmwoods | Energy Queensland | Winter | Coincident_unreconciled | 2028 | POE50 | 53.3664 | NA | QLD Palmwoods |  |  | FALSE | #N/A | #N/A | #N/A | #N/A | #N/A | #N/A | #N/A | #N/A | #N/A | #N/A
TRUE | QLD | QPWD | Palmwoods | Energy Queensland | Winter | Non-coincident | 2028 | POE50 | -65.5889 | 346.8983 | QLD Palmwoods |  |  | FALSE | #N/A | #N/A | #N/A | #N/A | #N/A | #N/A | #N/A | #N/A | #N/A | #N/A
TRUE | QLD | QPWD | Palmwoods | Energy Queensland | Winter | Non-coincident | 2028 | POE90 | -78.2602 | NA | QLD Palmwoods |  |  | FALSE | #N/A | #N/A | #N/A | #N/A | #N/A | #N/A | #N/A | #N/A | #N/A | #N/A
TRUE | QLD | QPWD | Palmwoods | Energy Queensland | Winter | Coincident_unreconciled | 2029 | POE90 | 42.1793 | NA | QLD Palmwoods |  |  | FALSE | #N/A | #N/A | #N/A | #N/A | #N/A | #N/A | #N/A | #N/A | #N/A | #N/A
TRUE | QLD | QPWD | Palmwoods | Energy Queensland | Winter | Coincident_unreconciled | 2029 | POE50 | 51.5869 | NA | QLD Palmwoods |  |  | FALSE | #N/A | #N/A | #N/A | #N/A | #N/A | #N/A | #N/A | #N/A | #N/A | #N/A
TRUE | QLD | QPWD | Palmwoods | Energy Queensland | Winter | Non-coincident | 2029 | POE50 | -67.1159 | 353.4374 | QLD Palmwoods |  |  | FALSE | #N/A | #N/A | #N/A | #N/A | #N/A | #N/A | #N/A | #N/A | #N/A | #N/A
TRUE | QLD | QPWD | Palmwoods | Energy Queensland | Winter | Non-coincident | 2029 | POE90 | -79.9704 | NA | QLD Palmwoods |  |  | FALSE | #N/A | #N/A | #N/A | #N/A | #N/A | #N/A | #N/A | #N/A | #N/A | #N/A
TRUE | QLD | QPWD | Palmwoods | Energy Queensland | Shoulder | Non-coincident | 2019 | BASEYEARPOE10 | NA | 271.1942 | QLD Palmwoods |  |  | FALSE | #N/A | #N/A | #N/A | #N/A | #N/A | #N/A | #N/A | #N/A | #N/A | #N/A
TRUE | QLD | QPWD | Palmwoods | Energy Queensland | Shoulder | Coincident | 2021 | POE10 | NA | 268.3287 | QLD Palmwoods |  |  | FALSE | #N/A | #N/A | #N/A | #N/A | #N/A | #N/A | #N/A | #N/A | #N/A | #N/A
TRUE | QLD | QPWD | Palmwoods | Energy Queensland | Shoulder | Coincident | 2021 | POE50 | NA | 270.6325 | QLD Palmwoods |  |  | FALSE | #N/A | #N/A | #N/A | #N/A | #N/A | #N/A | #N/A | #N/A | #N/A | #N/A
TRUE | QLD | QPWD | Palmwoods | Energy Queensland | Shoulder | Non-coincident | 2021 | POE10 | NA | 296.5233 | QLD Palmwoods |  |  | FALSE | #N/A | #N/A | #N/A | #N/A | #N/A | #N/A | #N/A | #N/A | #N/A | #N/A
TRUE | QLD | QPWD | Palmwoods | Energy Queensland | Shoulder | Coincident | 2022 | POE10 | NA | 279.7922 | QLD Palmwoods |  |  | FALSE | #N/A | #N/A | #N/A | #N/A | #N/A | #N/A | #N/A | #N/A | #N/A | #N/A
TRUE | QLD | QPWD | Palmwoods | Energy Queensland | Shoulder | Coincident | 2022 | POE50 | NA | 277.4849 | QLD Palmwoods |  |  | FALSE | #N/A | #N/A | #N/A | #N/A | #N/A | #N/A | #N/A | #N/A | #N/A | #N/A
TRUE | QLD | QPWD | Palmwoods | Energy Queensland | Shoulder | Non-coincident | 2022 | POE10 | NA | 300.5787 | QLD Palmwoods |  |  | FALSE | #N/A | #N/A | #N/A | #N/A | #N/A | #N/A | #N/A | #N/A | #N/A | #N/A
TRUE | QLD | QPWD | Palmwoods | Energy Queensland | Shoulder | Coincident | 2023 | POE10 | NA | 284.4307 | QLD Palmwoods |  |  | FALSE | #N/A | #N/A | #N/A | #N/A | #N/A | #N/A | #N/A | #N/A | #N/A | #N/A
TRUE | QLD | QPWD | Palmwoods | Energy Queensland | Shoulder | Coincident | 2023 | POE50 | NA | 283.4483 | QLD Palmwoods |  |  | FALSE | #N/A | #N/A | #N/A | #N/A | #N/A | #N/A | #N/A | #N/A | #N/A | #N/A
TRUE | QLD | QPWD | Palmwoods | Energy Queensland | Shoulder | Non-coincident | 2023 | POE10 | NA | 304.6711 | QLD Palmwoods |  |  | FALSE | #N/A | #N/A | #N/A | #N/A | #N/A | #N/A | #N/A | #N/A | #N/A | #N/A
TRUE | QLD | QPWD | Palmwoods | Energy Queensland | Shoulder | Coincident | 2024 | POE10 | NA | 289.8486 | QLD Palmwoods |  |  | FALSE | #N/A | #N/A | #N/A | #N/A | #N/A | #N/A | #N/A | #N/A | #N/A | #N/A
TRUE | QLD | QPWD | Palmwoods | Energy Queensland | Shoulder | Coincident | 2024 | POE50 | NA | 292.645 | QLD Palmwoods |  |  | FALSE | #N/A | #N/A | #N/A | #N/A | #N/A | #N/A | #N/A | #N/A | #N/A | #N/A
TRUE | QLD | QPWD | Palmwoods | Energy Queensland | Shoulder | Non-coincident | 2024 | POE10 | NA | 308.6867 | QLD Palmwoods |  |  | FALSE | #N/A | #N/A | #N/A | #N/A | #N/A | #N/A | #N/A | #N/A | #N/A | #N/A
TRUE | QLD | QPWD | Palmwoods | Energy Queensland | Shoulder | Coincident | 2025 | POE10 | NA | 294.7588 | QLD Palmwoods |  |  | FALSE | #N/A | #N/A | #N/A | #N/A | #N/A | #N/A | #N/A | #N/A | #N/A | #N/A
TRUE | QLD | QPWD | Palmwoods | Energy Queensland | Shoulder | Coincident | 2025 | POE50 | NA | 295.44 | QLD Palmwoods |  |  | FALSE | #N/A | #N/A | #N/A | #N/A | #N/A | #N/A | #N/A | #N/A | #N/A | #N/A
TRUE | QLD | QPWD | Palmwoods | Energy Queensland | Shoulder | Non-coincident | 2025 | POE10 | NA | 312.6491 | QLD Palmwoods |  |  | FALSE | #N/A | #N/A | #N/A | #N/A | #N/A | #N/A | #N/A | #N/A | #N/A | #N/A
TRUE | QLD | QPWD | Palmwoods | Energy Queensland | Shoulder | Coincident | 2026 | POE10 | NA | 297.3508 | QLD Palmwoods |  |  | FALSE | #N/A | #N/A | #N/A | #N/A | #N/A | #N/A | #N/A | #N/A | #N/A | #N/A
TRUE | QLD | QPWD | Palmwoods | Energy Queensland | Shoulder | Coincident | 2026 | POE50 | NA | 299.6799 | QLD Palmwoods |  |  | FALSE | #N/A | #N/A | #N/A | #N/A | #N/A | #N/A | #N/A | #N/A | #N/A | #N/A
TRUE | QLD | QPWD | Palmwoods | Energy Queensland | Shoulder | Non-coincident | 2026 | POE10 | NA | 316.7365 | QLD Palmwoods |  |  | FALSE | #N/A | #N/A | #N/A | #N/A | #N/A | #N/A | #N/A | #N/A | #N/A | #N/A
TRUE | QLD | QPWD | Palmwoods | Energy Queensland | Shoulder | Coincident | 2027 | POE10 | NA | 300.6972 | QLD Palmwoods |  |  | FALSE | #N/A | #N/A | #N/A | #N/A | #N/A | #N/A | #N/A | #N/A | #N/A | #N/A
TRUE | QLD | QPWD | Palmwoods | Energy Queensland | Shoulder | Coincident | 2027 | POE50 | NA | 302.7634 | QLD Palmwoods |  |  | FALSE | #N/A | #N/A | #N/A | #N/A | #N/A | #N/A | #N/A | #N/A | #N/A | #N/A
TRUE | QLD | QPWD | Palmwoods | Energy Queensland | Shoulder | Non-coincident | 2027 | POE10 | NA | 321.3101 | QLD Palmwoods |  |  | FALSE | #N/A | #N/A | #N/A | #N/A | #N/A | #N/A | #N/A | #N/A | #N/A | #N/A
TRUE | QLD | QPWD | Palmwoods | Energy Queensland | Shoulder | Coincident | 2028 | POE10 | NA | 304.8103 | QLD Palmwoods |  |  | FALSE | #N/A | #N/A | #N/A | #N/A | #N/A | #N/A | #N/A | #N/A | #N/A | #N/A
TRUE | QLD | QPWD | Palmwoods | Energy Queensland | Shoulder | Coincident | 2028 | POE50 | NA | 307.6679 | QLD Palmwoods |  |  | FALSE | #N/A | #N/A | #N/A | #N/A | #N/A | #N/A | #N/A | #N/A | #N/A | #N/A
TRUE | QLD | QPWD | Palmwoods | Energy Queensland | Shoulder | Non-coincident | 2028 | POE10 | NA | 326.574 | QLD Palmwoods |  |  | FALSE | #N/A | #N/A | #N/A | #N/A | #N/A | #N/A | #N/A | #N/A | #N/A | #N/A
TRUE | QLD | QPWD | Palmwoods | Energy Queensland | Shoulder | Coincident | 2029 | POE10 | NA | 313.497 | QLD Palmwoods |  |  | FALSE | #N/A | #N/A | #N/A | #N/A | #N/A | #N/A | #N/A | #N/A | #N/A | #N/A
TRUE | QLD | QPWD | Palmwoods | Energy Queensland | Shoulder | Coincident | 2029 | POE50 | NA | 314.6028 | QLD Palmwoods |  |  | FALSE | #N/A | #N/A | #N/A | #N/A | #N/A | #N/A | #N/A | #N/A | #N/A | #N/A
TRUE | QLD | QPWD | Palmwoods | Energy Queensland | Shoulder | Non-coincident | 2029 | POE10 | NA | 332.3774 | QLD Palmwoods |  |  | FALSE | #N/A | #N/A | #N/A | #N/A | #N/A | #N/A | #N/A | #N/A | #N/A | #N/A
TRUE | QLD | QPWD | Palmwoods | Energy Queensland | Shoulder | Coincident | 2030 | POE10 | NA | 319.746 | QLD Palmwoods |  |  | FALSE | #N/A | #N/A | #N/A | #N/A | #N/A | #N/A | #N/A | #N/A | #N/A | #N/A
TRUE | QLD | QPWD | Palmwoods | Energy Queensland | Shoulder | Coincident | 2030 | POE50 | NA | 321.2444 | QLD Palmwoods |  |  | FALSE | #N/A | #N/A | #N/A | #N/A | #N/A | #N/A | #N/A | #N/A | #N/A | #N/A
TRUE | QLD | QPWD | Palmwoods | Energy Queensland | Shoulder | Non-coincident | 2030 | POE10 | NA | 338.6 | QLD Palmwoods |  |  | FALSE | #N/A | #N/A | #N/A | #N/A | #N/A | #N/A | #N/A | #N/A | #N/A | #N/A
TRUE | QLD | QPWD | Palmwoods | Energy Queensland | Summer | Non-coincident | 2019 | BASEYEARPOE10 | NA | 456.6333 | QLD Palmwoods |  |  | FALSE | #N/A | #N/A | #N/A | #N/A | #N/A | #N/A | #N/A | #N/A | #N/A | #N/A
TRUE | QLD | QPWD | Palmwoods | Energy Queensland | Summer | Coincident | 2021 | POE10 | NA | 443.6466 | QLD Palmwoods |  |  | FALSE | #N/A | #N/A | #N/A | #N/A | #N/A | #N/A | #N/A | #N/A | #N/A | #N/A
TRUE | QLD | QPWD | Palmwoods | Energy Queensland | Summer | Coincident | 2021 | POE50 | NA | 389.9892 | QLD Palmwoods |  |  | FALSE | #N/A | #N/A | #N/A | #N/A | #N/A | #N/A | #N/A | #N/A | #N/A | #N/A
TRUE | QLD | QPWD | Palmwoods | Energy Queensland | Summer | Non-coincident | 2021 | POE10 | NA | 470.0364 | QLD Palmwoods |  |  | FALSE | #N/A | #N/A | #N/A | #N/A | #N/A | #N/A | #N/A | #N/A | #N/A | #N/A
TRUE | QLD | QPWD | Palmwoods | Energy Queensland | Summer | Coincident | 2022 | POE10 | NA | 458.3053 | QLD Palmwoods |  |  | FALSE | #N/A | #N/A | #N/A | #N/A | #N/A | #N/A | #N/A | #N/A | #N/A | #N/A
TRUE | QLD | QPWD | Palmwoods | Energy Queensland | Summer | Coincident | 2022 | POE50 | NA | 402.2311 | QLD Palmwoods |  |  | FALSE | #N/A | #N/A | #N/A | #N/A | #N/A | #N/A | #N/A | #N/A | #N/A | #N/A
TRUE | QLD | QPWD | Palmwoods | Energy Queensland | Summer | Non-coincident | 2022 | POE10 | NA | 476.9055 | QLD Palmwoods |  |  | FALSE | #N/A | #N/A | #N/A | #N/A | #N/A | #N/A | #N/A | #N/A | #N/A | #N/A
TRUE | QLD | QPWD | Palmwoods | Energy Queensland | Summer | Coincident | 2023 | POE10 | NA | 467.4837 | QLD Palmwoods |  |  | FALSE | #N/A | #N/A | #N/A | #N/A | #N/A | #N/A | #N/A | #N/A | #N/A | #N/A
TRUE | QLD | QPWD | Palmwoods | Energy Queensland | Summer | Coincident | 2023 | POE50 | NA | 409.3542 | QLD Palmwoods |  |  | FALSE | #N/A | #N/A | #N/A | #N/A | #N/A | #N/A | #N/A | #N/A | #N/A | #N/A
TRUE | QLD | QPWD | Palmwoods | Energy Queensland | Summer | Non-coincident | 2023 | POE10 | NA | 483.792 | QLD Palmwoods |  |  | FALSE | #N/A | #N/A | #N/A | #N/A | #N/A | #N/A | #N/A | #N/A | #N/A | #N/A
TRUE | QLD | QPWD | Palmwoods | Energy Queensland | Summer | Coincident | 2024 | POE10 | NA | 479.5721 | QLD Palmwoods |  |  | FALSE | #N/A | #N/A | #N/A | #N/A | #N/A | #N/A | #N/A | #N/A | #N/A | #N/A
TRUE | QLD | QPWD | Palmwoods | Energy Queensland | Summer | Coincident | 2024 | POE50 | NA | 420.3173 | QLD Palmwoods |  |  | FALSE | #N/A | #N/A | #N/A | #N/A | #N/A | #N/A | #N/A | #N/A | #N/A | #N/A
TRUE | QLD | QPWD | Palmwoods | Energy Queensland | Summer | Non-coincident | 2024 | POE10 | NA | 490.6576 | QLD Palmwoods |  |  | FALSE | #N/A | #N/A | #N/A | #N/A | #N/A | #N/A | #N/A | #N/A | #N/A | #N/A
TRUE | QLD | QPWD | Palmwoods | Energy Queensland | Summer | Coincident | 2025 | POE10 | NA | 484.0056 | QLD Palmwoods |  |  | FALSE | #N/A | #N/A | #N/A | #N/A | #N/A | #N/A | #N/A | #N/A | #N/A | #N/A
TRUE | QLD | QPWD | Palmwoods | Energy Queensland | Summer | Coincident | 2025 | POE50 | NA | 426.3644 | QLD Palmwoods |  |  | FALSE | #N/A | #N/A | #N/A | #N/A | #N/A | #N/A | #N/A | #N/A | #N/A | #N/A
TRUE | QLD | QPWD | Palmwoods | Energy Queensland | Summer | Non-coincident | 2025 | POE10 | NA | 497.5221 | QLD Palmwoods |  |  | FALSE | #N/A | #N/A | #N/A | #N/A | #N/A | #N/A | #N/A | #N/A | #N/A | #N/A
TRUE | QLD | QPWD | Palmwoods | Energy Queensland | Summer | Coincident | 2026 | POE10 | NA | 492.8592 | QLD Palmwoods |  |  | FALSE | #N/A | #N/A | #N/A | #N/A | #N/A | #N/A | #N/A | #N/A | #N/A | #N/A
TRUE | QLD | QPWD | Palmwoods | Energy Queensland | Summer | Coincident | 2026 | POE50 | NA | 432.7152 | QLD Palmwoods |  |  | FALSE | #N/A | #N/A | #N/A | #N/A | #N/A | #N/A | #N/A | #N/A | #N/A | #N/A
TRUE | QLD | QPWD | Palmwoods | Energy Queensland | Summer | Non-coincident | 2026 | POE10 | NA | 504.5098 | QLD Palmwoods |  |  | FALSE | #N/A | #N/A | #N/A | #N/A | #N/A | #N/A | #N/A | #N/A | #N/A | #N/A
TRUE | QLD | QPWD | Palmwoods | Energy Queensland | Summer | Coincident | 2027 | POE10 | NA | 496.3276 | QLD Palmwoods |  |  | FALSE | #N/A | #N/A | #N/A | #N/A | #N/A | #N/A | #N/A | #N/A | #N/A | #N/A
TRUE | QLD | QPWD | Palmwoods | Energy Queensland | Summer | Coincident | 2027 | POE50 | NA | 437.3098 | QLD Palmwoods |  |  | FALSE | #N/A | #N/A | #N/A | #N/A | #N/A | #N/A | #N/A | #N/A | #N/A | #N/A
TRUE | QLD | QPWD | Palmwoods | Energy Queensland | Summer | Non-coincident | 2027 | POE10 | NA | 512.1128 | QLD Palmwoods |  |  | FALSE | #N/A | #N/A | #N/A | #N/A | #N/A | #N/A | #N/A | #N/A | #N/A | #N/A
TRUE | QLD | QPWD | Palmwoods | Energy Queensland | Summer | Coincident | 2028 | POE10 | NA | 504.5981 | QLD Palmwoods |  |  | FALSE | #N/A | #N/A | #N/A | #N/A | #N/A | #N/A | #N/A | #N/A | #N/A | #N/A
TRUE | QLD | QPWD | Palmwoods | Energy Queensland | Summer | Coincident | 2028 | POE50 | NA | 444.5053 | QLD Palmwoods |  |  | FALSE | #N/A | #N/A | #N/A | #N/A | #N/A | #N/A | #N/A | #N/A | #N/A | #N/A
TRUE | QLD | QPWD | Palmwoods | Energy Queensland | Summer | Non-coincident | 2028 | POE10 | NA | 520.508 | QLD Palmwoods |  |  | FALSE | #N/A | #N/A | #N/A | #N/A | #N/A | #N/A | #N/A | #N/A | #N/A | #N/A
TRUE | QLD | QPWD | Palmwoods | Energy Queensland | Summer | Coincident | 2029 | POE10 | NA | 511.672 | QLD Palmwoods |  |  | FALSE | #N/A | #N/A | #N/A | #N/A | #N/A | #N/A | #N/A | #N/A | #N/A | #N/A
TRUE | QLD | QPWD | Palmwoods | Energy Queensland | Summer | Coincident | 2029 | POE50 | NA | 452.8908 | QLD Palmwoods |  |  | FALSE | #N/A | #N/A | #N/A | #N/A | #N/A | #N/A | #N/A | #N/A | #N/A | #N/A
TRUE | QLD | QPWD | Palmwoods | Energy Queensland | Summer | Non-coincident | 2029 | POE10 | NA | 529.4406 | QLD Palmwoods |  |  | FALSE | #N/A | #N/A | #N/A | #N/A | #N/A | #N/A | #N/A | #N/A | #N/A | #N/A
TRUE | QLD | QPWD | Palmwoods | Energy Queensland | Summer | Coincident | 2030 | POE10 | NA | 521.0749 | QLD Palmwoods |  |  | FALSE | #N/A | #N/A | #N/A | #N/A | #N/A | #N/A | #N/A | #N/A | #N/A | #N/A
TRUE | QLD | QPWD | Palmwoods | Energy Queensland | Summer | Coincident | 2030 | POE50 | NA | 459.0617 | QLD Palmwoods |  |  | FALSE | #N/A | #N/A | #N/A | #N/A | #N/A | #N/A | #N/A | #N/A | #N/A | #N/A
TRUE | QLD | QPWD | Palmwoods | Energy Queensland | Summer | Non-coincident | 2030 | POE10 | NA | 538.8245 | QLD Palmwoods |  |  | FALSE | #N/A | #N/A | #N/A | #N/A | #N/A | #N/A | #N/A | #N/A | #N/A | #N/A
TRUE | QLD | QPWD | Palmwoods | Energy Queensland | Winter | Non-coincident | 2019 | BASEYEARPOE10 | NA | 315.8964 | QLD Palmwoods |  |  | FALSE | #N/A | #N/A | #N/A | #N/A | #N/A | #N/A | #N/A | #N/A | #N/A | #N/A
TRUE | QLD | QPWD | Palmwoods | Energy Queensland | Winter | Coincident | 2020 | POE10 | NA | 257.9478 | QLD Palmwoods |  |  | FALSE | #N/A | #N/A | #N/A | #N/A | #N/A | #N/A | #N/A | #N/A | #N/A | #N/A
TRUE | QLD | QPWD | Palmwoods | Energy Queensland | Winter | Coincident | 2020 | POE50 | NA | 245.1254 | QLD Palmwoods |  |  | FALSE | #N/A | #N/A | #N/A | #N/A | #N/A | #N/A | #N/A | #N/A | #N/A | #N/A
TRUE | QLD | QPWD | Palmwoods | Energy Queensland | Winter | Non-coincident | 2020 | POE10 | NA | 320.5959 | QLD Palmwoods |  |  | FALSE | #N/A | #N/A | #N/A | #N/A | #N/A | #N/A | #N/A | #N/A | #N/A | #N/A
TRUE | QLD | QPWD | Palmwoods | Energy Queensland | Winter | Coincident | 2021 | POE10 | NA | 259.59 | QLD Palmwoods |  |  | FALSE | #N/A | #N/A | #N/A | #N/A | #N/A | #N/A | #N/A | #N/A | #N/A | #N/A
TRUE | QLD | QPWD | Palmwoods | Energy Queensland | Winter | Coincident | 2021 | POE50 | NA | 246.6175 | QLD Palmwoods |  |  | FALSE | #N/A | #N/A | #N/A | #N/A | #N/A | #N/A | #N/A | #N/A | #N/A | #N/A
TRUE | QLD | QPWD | Palmwoods | Energy Queensland | Winter | Non-coincident | 2021 | POE10 | NA | 325.3702 | QLD Palmwoods |  |  | FALSE | #N/A | #N/A | #N/A | #N/A | #N/A | #N/A | #N/A | #N/A | #N/A | #N/A
TRUE | QLD | QPWD | Palmwoods | Energy Queensland | Winter | Coincident | 2022 | POE10 | NA | 269.2289 | QLD Palmwoods |  |  | FALSE | #N/A | #N/A | #N/A | #N/A | #N/A | #N/A | #N/A | #N/A | #N/A | #N/A
TRUE | QLD | QPWD | Palmwoods | Energy Queensland | Winter | Coincident | 2022 | POE50 | NA | 255.8149 | QLD Palmwoods |  |  | FALSE | #N/A | #N/A | #N/A | #N/A | #N/A | #N/A | #N/A | #N/A | #N/A | #N/A
TRUE | QLD | QPWD | Palmwoods | Energy Queensland | Winter | Non-coincident | 2022 | POE10 | NA | 330.1463 | QLD Palmwoods |  |  | FALSE | #N/A | #N/A | #N/A | #N/A | #N/A | #N/A | #N/A | #N/A | #N/A | #N/A
TRUE | QLD | QPWD | Palmwoods | Energy Queensland | Winter | Coincident | 2023 | POE10 | NA | 275.6993 | QLD Palmwoods |  |  | FALSE | #N/A | #N/A | #N/A | #N/A | #N/A | #N/A | #N/A | #N/A | #N/A | #N/A
TRUE | QLD | QPWD | Palmwoods | Energy Queensland | Winter | Coincident | 2023 | POE50 | NA | 261.7136 | QLD Palmwoods |  |  | FALSE | #N/A | #N/A | #N/A | #N/A | #N/A | #N/A | #N/A | #N/A | #N/A | #N/A
TRUE | QLD | QPWD | Palmwoods | Energy Queensland | Winter | Non-coincident | 2023 | POE10 | NA | 334.9863 | QLD Palmwoods |  |  | FALSE | #N/A | #N/A | #N/A | #N/A | #N/A | #N/A | #N/A | #N/A | #N/A | #N/A
TRUE | QLD | QPWD | Palmwoods | Energy Queensland | Winter | Coincident | 2024 | POE10 | NA | 283.6762 | QLD Palmwoods |  |  | FALSE | #N/A | #N/A | #N/A | #N/A | #N/A | #N/A | #N/A | #N/A | #N/A | #N/A
TRUE | QLD | QPWD | Palmwoods | Energy Queensland | Winter | Coincident | 2024 | POE50 | NA | 268.2437 | QLD Palmwoods |  |  | FALSE | #N/A | #N/A | #N/A | #N/A | #N/A | #N/A | #N/A | #N/A | #N/A | #N/A
TRUE | QLD | QPWD | Palmwoods | Energy Queensland | Winter | Non-coincident | 2024 | POE10 | NA | 339.6097 | QLD Palmwoods |  |  | FALSE | #N/A | #N/A | #N/A | #N/A | #N/A | #N/A | #N/A | #N/A | #N/A | #N/A
TRUE | QLD | QPWD | Palmwoods | Energy Queensland | Winter | Coincident | 2025 | POE10 | NA | 286.6853 | QLD Palmwoods |  |  | FALSE | #N/A | #N/A | #N/A | #N/A | #N/A | #N/A | #N/A | #N/A | #N/A | #N/A
TRUE | QLD | QPWD | Palmwoods | Energy Queensland | Winter | Coincident | 2025 | POE50 | NA | 271.6661 | QLD Palmwoods |  |  | FALSE | #N/A | #N/A | #N/A | #N/A | #N/A | #N/A | #N/A | #N/A | #N/A | #N/A
TRUE | QLD | QPWD | Palmwoods | Energy Queensland | Winter | Non-coincident | 2025 | POE10 | NA | 344.2735 | QLD Palmwoods |  |  | FALSE | #N/A | #N/A | #N/A | #N/A | #N/A | #N/A | #N/A | #N/A | #N/A | #N/A
TRUE | QLD | QPWD | Palmwoods | Energy Queensland | Winter | Coincident | 2026 | POE10 | NA | 290.5246 | QLD Palmwoods |  |  | FALSE | #N/A | #N/A | #N/A | #N/A | #N/A | #N/A | #N/A | #N/A | #N/A | #N/A
TRUE | QLD | QPWD | Palmwoods | Energy Queensland | Winter | Coincident | 2026 | POE50 | NA | 275.8226 | QLD Palmwoods |  |  | FALSE | #N/A | #N/A | #N/A | #N/A | #N/A | #N/A | #N/A | #N/A | #N/A | #N/A
TRUE | QLD | QPWD | Palmwoods | Energy Queensland | Winter | Non-coincident | 2026 | POE10 | NA | 349.1192 | QLD Palmwoods |  |  | FALSE | #N/A | #N/A | #N/A | #N/A | #N/A | #N/A | #N/A | #N/A | #N/A | #N/A
TRUE | QLD | QPWD | Palmwoods | Energy Queensland | Winter | Coincident | 2027 | POE10 | NA | 294.8914 | QLD Palmwoods |  |  | FALSE | #N/A | #N/A | #N/A | #N/A | #N/A | #N/A | #N/A | #N/A | #N/A | #N/A
TRUE | QLD | QPWD | Palmwoods | Energy Queensland | Winter | Coincident | 2027 | POE50 | NA | 280.0092 | QLD Palmwoods |  |  | FALSE | #N/A | #N/A | #N/A | #N/A | #N/A | #N/A | #N/A | #N/A | #N/A | #N/A
TRUE | QLD | QPWD | Palmwoods | Energy Queensland | Winter | Non-coincident | 2027 | POE10 | NA | 354.7105 | QLD Palmwoods |  |  | FALSE | #N/A | #N/A | #N/A | #N/A | #N/A | #N/A | #N/A | #N/A | #N/A | #N/A
TRUE | QLD | QPWD | Palmwoods | Energy Queensland | Winter | Coincident | 2028 | POE10 | NA | 303.2042 | QLD Palmwoods |  |  | FALSE | #N/A | #N/A | #N/A | #N/A | #N/A | #N/A | #N/A | #N/A | #N/A | #N/A
TRUE | QLD | QPWD | Palmwoods | Energy Queensland | Winter | Coincident | 2028 | POE50 | NA | 285.7103 | QLD Palmwoods |  |  | FALSE | #N/A | #N/A | #N/A | #N/A | #N/A | #N/A | #N/A | #N/A | #N/A | #N/A
TRUE | QLD | QPWD | Palmwoods | Energy Queensland | Winter | Non-coincident | 2028 | POE10 | NA | 361.0808 | QLD Palmwoods |  |  | FALSE | #N/A | #N/A | #N/A | #N/A | #N/A | #N/A | #N/A | #N/A | #N/A | #N/A
TRUE | QLD | QPWD | Palmwoods | Energy Queensland | Winter | Coincident | 2029 | POE10 | NA | 307.2048 | QLD Palmwoods |  |  | FALSE | #N/A | #N/A | #N/A | #N/A | #N/A | #N/A | #N/A | #N/A | #N/A | #N/A
TRUE | QLD | QPWD | Palmwoods | Energy Queensland | Winter | Coincident | 2029 | POE50 | NA | 291.0399 | QLD Palmwoods |  |  | FALSE | #N/A | #N/A | #N/A | #N/A | #N/A | #N/A | #N/A | #N/A | #N/A | #N/A
TRUE | QLD | QPWD | Palmwoods | Energy Queensland | Winter | Non-coincident | 2029 | POE10 | NA | 367.8252 | QLD Palmwoods |  |  | FALSE | #N/A | #N/A | #N/A | #N/A | #N/A | #N/A | #N/A | #N/A | #N/A | #N/A
TRUE | QLD | QRBS | Runcorn | Energy Queensland | Shoulder | Coincident | 2017 | ACTUAL_OPG | 20.8006 | 38.2388 | QLD Runcorn |  |  | FALSE | #N/A | #N/A | #N/A | #N/A | #N/A | #N/A | #N/A | #N/A | #N/A | #N/A
TRUE | QLD | QRBS | Runcorn | Energy Queensland | Shoulder | Coincident | 2017 | ACTUAL_RAW | 20.8006 | 38.2388 | QLD Runcorn |  |  | FALSE | #N/A | #N/A | #N/A | #N/A | #N/A | #N/A | #N/A | #N/A | #N/A | #N/A
TRUE | QLD | QRBS | Runcorn | Energy Queensland | Shoulder | Non-coincident | 2017 | ACTUAL_RAW | 14.8378 | 44.3936 | QLD Runcorn |  |  | FALSE | #N/A | #N/A | #N/A | #N/A | #N/A | #N/A | #N/A | #N/A | #N/A | #N/A
TRUE | QLD | QRBS | Runcorn | Energy Queensland | Shoulder | Non-coincident | 2017 | ACTUAL_OPG | 14.8378 | 44.3936 | QLD Runcorn |  |  | FALSE | #N/A | #N/A | #N/A | #N/A | #N/A | #N/A | #N/A | #N/A | #N/A | #N/A
TRUE | QLD | QRBS | Runcorn | Energy Queensland | Shoulder | Non-coincident | 2017 | ACTUAL_ADJUSTEDOPG | 14.8378 | 44.3936 | QLD Runcorn |  |  | FALSE | #N/A | #N/A | #N/A | #N/A | #N/A | #N/A | #N/A | #N/A | #N/A | #N/A
TRUE | QLD | QRBS | Runcorn | Energy Queensland | Shoulder | Coincident | 2018 | ACTUAL_OPG | 20.4358 | 42.5811 | QLD Runcorn |  |  | FALSE | #N/A | #N/A | #N/A | #N/A | #N/A | #N/A | #N/A | #N/A | #N/A | #N/A
TRUE | QLD | QRBS | Runcorn | Energy Queensland | Shoulder | Coincident | 2018 | ACTUAL_RAW | 20.4358 | 42.5811 | QLD Runcorn |  |  | FALSE | #N/A | #N/A | #N/A | #N/A | #N/A | #N/A | #N/A | #N/A | #N/A | #N/A
TRUE | QLD | QRBS | Runcorn | Energy Queensland | Shoulder | Non-coincident | 2018 | ACTUAL_RAW | 17.7563 | 47.2889 | QLD Runcorn |  |  | FALSE | #N/A | #N/A | #N/A | #N/A | #N/A | #N/A | #N/A | #N/A | #N/A | #N/A
TRUE | QLD | QRBS | Runcorn | Energy Queensland | Shoulder | Non-coincident | 2018 | ACTUAL_OPG | 17.7563 | 47.2889 | QLD Runcorn |  |  | FALSE | #N/A | #N/A | #N/A | #N/A | #N/A | #N/A | #N/A | #N/A | #N/A | #N/A
TRUE | QLD | QRBS | Runcorn | Energy Queensland | Shoulder | Non-coincident | 2018 | ACTUAL_ADJUSTEDOPG | 17.7563 | 47.2889 | QLD Runcorn |  |  | FALSE | #N/A | #N/A | #N/A | #N/A | #N/A | #N/A | #N/A | #N/A | #N/A | #N/A
TRUE | QLD | QRBS | Runcorn | Energy Queensland | Shoulder | Coincident | 2019 | ACTUAL_OPG | 18.0714 | 55.2352 | QLD Runcorn |  |  | FALSE | #N/A | #N/A | #N/A | #N/A | #N/A | #N/A | #N/A | #N/A | #N/A | #N/A
TRUE | QLD | QRBS | Runcorn | Energy Queensland | Shoulder | Coincident | 2019 | ACTUAL_RAW | 18.0714 | 55.2352 | QLD Runcorn |  |  | FALSE | #N/A | #N/A | #N/A | #N/A | #N/A | #N/A | #N/A | #N/A | #N/A | #N/A
TRUE | QLD | QRBS | Runcorn | Energy Queensland | Shoulder | Non-coincident | 2019 | ACTUAL_RAW | 16.8334 | 55.2352 | QLD Runcorn |  |  | FALSE | #N/A | #N/A | #N/A | #N/A | #N/A | #N/A | #N/A | #N/A | #N/A | #N/A
TRUE | QLD | QRBS | Runcorn | Energy Queensland | Shoulder | Non-coincident | 2019 | ACTUAL_OPG | 16.8334 | 55.2352 | QLD Runcorn |  |  | FALSE | #N/A | #N/A | #N/A | #N/A | #N/A | #N/A | #N/A | #N/A | #N/A | #N/A
TRUE | QLD | QRBS | Runcorn | Energy Queensland | Shoulder | Non-coincident | 2019 | ACTUAL_ADJUSTEDOPG | 16.8334 | 55.2352 | QLD Runcorn |  |  | FALSE | #N/A | #N/A | #N/A | #N/A | #N/A | #N/A | #N/A | #N/A | #N/A | #N/A
TRUE | QLD | QRBS | Runcorn | Energy Queensland | Shoulder | Non-coincident | 2019 | BASEYEARPOE90 | 12.4052 | NA | QLD Runcorn |  |  | FALSE | #N/A | #N/A | #N/A | #N/A | #N/A | #N/A | #N/A | #N/A | #N/A | #N/A
TRUE | QLD | QRBS | Runcorn | Energy Queensland | Shoulder | Non-coincident | 2019 | BASEYEARPOE50 | 13.8805 | 43.5859 | QLD Runcorn |  |  | FALSE | #N/A | #N/A | #N/A | #N/A | #N/A | #N/A | #N/A | #N/A | #N/A | #N/A
TRUE | QLD | QRBS | Runcorn | Energy Queensland | Shoulder | Coincident | 2020 | ACTUAL_OPG | 12.3792 | 41.3948 | QLD Runcorn |  |  | FALSE | #N/A | #N/A | #N/A | #N/A | #N/A | #N/A | #N/A | #N/A | #N/A | #N/A
TRUE | QLD | QRBS | Runcorn | Energy Queensland | Shoulder | Coincident | 2020 | ACTUAL_RAW | 12.3792 | 41.3948 | QLD Runcorn |  |  | FALSE | #N/A | #N/A | #N/A | #N/A | #N/A | #N/A | #N/A | #N/A | #N/A | #N/A
TRUE | QLD | QRBS | Runcorn | Energy Queensland | Shoulder | Non-coincident | 2020 | ACTUAL_RAW | 12.2805 | 41.3948 | QLD Runcorn |  |  | FALSE | #N/A | #N/A | #N/A | #N/A | #N/A | #N/A | #N/A | #N/A | #N/A | #N/A
TRUE | QLD | QRBS | Runcorn | Energy Queensland | Shoulder | Non-coincident | 2020 | ACTUAL_OPG | 12.2805 | 41.3948 | QLD Runcorn |  |  | FALSE | #N/A | #N/A | #N/A | #N/A | #N/A | #N/A | #N/A | #N/A | #N/A | #N/A
TRUE | QLD | QRBS | Runcorn | Energy Queensland | Shoulder | Non-coincident | 2020 | ACTUAL_ADJUSTEDOPG | 12.2805 | 41.3948 | QLD Runcorn |  |  | FALSE | #N/A | #N/A | #N/A | #N/A | #N/A | #N/A | #N/A | #N/A | #N/A | #N/A
TRUE | QLD | QRBS | Runcorn | Energy Queensland | Shoulder | Coincident_unreconciled | 2021 | POE50 | 11.7331 | NA | QLD Runcorn |  |  | FALSE | #N/A | #N/A | #N/A | #N/A | #N/A | #N/A | #N/A | #N/A | #N/A | #N/A
TRUE | QLD | QRBS | Runcorn | Energy Queensland | Shoulder | Coincident_unreconciled | 2021 | POE90 | 10.2547 | NA | QLD Runcorn |  |  | FALSE | #N/A | #N/A | #N/A | #N/A | #N/A | #N/A | #N/A | #N/A | #N/A | #N/A
TRUE | QLD | QRBS | Runcorn | Energy Queensland | Shoulder | Non-coincident | 2021 | POE50 | 10.8073 | 43.9204 | QLD Runcorn |  |  | FALSE | #N/A | #N/A | #N/A | #N/A | #N/A | #N/A | #N/A | #N/A | #N/A | #N/A
TRUE | QLD | QRBS | Runcorn | Energy Queensland | Shoulder | Non-coincident | 2021 | POE90 | 7.0669 | NA | QLD Runcorn |  |  | FALSE | #N/A | #N/A | #N/A | #N/A | #N/A | #N/A | #N/A | #N/A | #N/A | #N/A
TRUE | QLD | QRBS | Runcorn | Energy Queensland | Shoulder | Coincident_unreconciled | 2022 | POE50 | 10.3727 | NA | QLD Runcorn |  |  | FALSE | #N/A | #N/A | #N/A | #N/A | #N/A | #N/A | #N/A | #N/A | #N/A | #N/A
TRUE | QLD | QRBS | Runcorn | Energy Queensland | Shoulder | Coincident_unreconciled | 2022 | POE90 | 8.8828 | NA | QLD Runcorn |  |  | FALSE | #N/A | #N/A | #N/A | #N/A | #N/A | #N/A | #N/A | #N/A | #N/A | #N/A
TRUE | QLD | QRBS | Runcorn | Energy Queensland | Shoulder | Non-coincident | 2022 | POE50 | 9.5543 | 44.5798 | QLD Runcorn |  |  | FALSE | #N/A | #N/A | #N/A | #N/A | #N/A | #N/A | #N/A | #N/A | #N/A | #N/A
TRUE | QLD | QRBS | Runcorn | Energy Queensland | Shoulder | Non-coincident | 2022 | POE90 | 6.1802 | NA | QLD Runcorn |  |  | FALSE | #N/A | #N/A | #N/A | #N/A | #N/A | #N/A | #N/A | #N/A | #N/A | #N/A
TRUE | QLD | QRBS | Runcorn | Energy Queensland | Shoulder | Coincident_unreconciled | 2023 | POE50 | 8.9471 | NA | QLD Runcorn |  |  | FALSE | #N/A | #N/A | #N/A | #N/A | #N/A | #N/A | #N/A | #N/A | #N/A | #N/A
TRUE | QLD | QRBS | Runcorn | Energy Queensland | Shoulder | Coincident_unreconciled | 2023 | POE90 | 7.4468 | NA | QLD Runcorn |  |  | FALSE | #N/A | #N/A | #N/A | #N/A | #N/A | #N/A | #N/A | #N/A | #N/A | #N/A
TRUE | QLD | QRBS | Runcorn | Energy Queensland | Shoulder | Non-coincident | 2023 | POE50 | 8.2412 | 45.1813 | QLD Runcorn |  |  | FALSE | #N/A | #N/A | #N/A | #N/A | #N/A | #N/A | #N/A | #N/A | #N/A | #N/A
TRUE | QLD | QRBS | Runcorn | Energy Queensland | Shoulder | Non-coincident | 2023 | POE90 | 5.2511 | NA | QLD Runcorn |  |  | FALSE | #N/A | #N/A | #N/A | #N/A | #N/A | #N/A | #N/A | #N/A | #N/A | #N/A
TRUE | QLD | QRBS | Runcorn | Energy Queensland | Shoulder | Coincident_unreconciled | 2024 | POE50 | 7.8743 | NA | QLD Runcorn |  |  | FALSE | #N/A | #N/A | #N/A | #N/A | #N/A | #N/A | #N/A | #N/A | #N/A | #N/A
TRUE | QLD | QRBS | Runcorn | Energy Queensland | Shoulder | Coincident_unreconciled | 2024 | POE90 | 6.3637 | NA | QLD Runcorn |  |  | FALSE | #N/A | #N/A | #N/A | #N/A | #N/A | #N/A | #N/A | #N/A | #N/A | #N/A
TRUE | QLD | QRBS | Runcorn | Energy Queensland | Shoulder | Non-coincident | 2024 | POE50 | 7.253 | 46.2935 | QLD Runcorn |  |  | FALSE | #N/A | #N/A | #N/A | #N/A | #N/A | #N/A | #N/A | #N/A | #N/A | #N/A
TRUE | QLD | QRBS | Runcorn | Energy Queensland | Shoulder | Non-coincident | 2024 | POE90 | 4.5535 | NA | QLD Runcorn |  |  | FALSE | #N/A | #N/A | #N/A | #N/A | #N/A | #N/A | #N/A | #N/A | #N/A | #N/A
TRUE | QLD | QRBS | Runcorn | Energy Queensland | Shoulder | Coincident_unreconciled | 2025 | POE50 | 6.9654 | NA | QLD Runcorn |  |  | FALSE | #N/A | #N/A | #N/A | #N/A | #N/A | #N/A | #N/A | #N/A | #N/A | #N/A
TRUE | QLD | QRBS | Runcorn | Energy Queensland | Shoulder | Coincident_unreconciled | 2025 | POE90 | 5.4443 | NA | QLD Runcorn |  |  | FALSE | #N/A | #N/A | #N/A | #N/A | #N/A | #N/A | #N/A | #N/A | #N/A | #N/A
TRUE | QLD | QRBS | Runcorn | Energy Queensland | Shoulder | Non-coincident | 2025 | POE50 | 6.4158 | 46.393 | QLD Runcorn |  |  | FALSE | #N/A | #N/A | #N/A | #N/A | #N/A | #N/A | #N/A | #N/A | #N/A | #N/A
TRUE | QLD | QRBS | Runcorn | Energy Queensland | Shoulder | Non-coincident | 2025 | POE90 | 3.9664 | NA | QLD Runcorn |  |  | FALSE | #N/A | #N/A | #N/A | #N/A | #N/A | #N/A | #N/A | #N/A | #N/A | #N/A
TRUE | QLD | QRBS | Runcorn | Energy Queensland | Shoulder | Coincident_unreconciled | 2026 | POE50 | 6.1074 | NA | QLD Runcorn |  |  | FALSE | #N/A | #N/A | #N/A | #N/A | #N/A | #N/A | #N/A | #N/A | #N/A | #N/A
TRUE | QLD | QRBS | Runcorn | Energy Queensland | Shoulder | Coincident_unreconciled | 2026 | POE90 | 4.5759 | NA | QLD Runcorn |  |  | FALSE | #N/A | #N/A | #N/A | #N/A | #N/A | #N/A | #N/A | #N/A | #N/A | #N/A
TRUE | QLD | QRBS | Runcorn | Energy Queensland | Shoulder | Non-coincident | 2026 | POE50 | 5.6255 | 46.7198 | QLD Runcorn |  |  | FALSE | #N/A | #N/A | #N/A | #N/A | #N/A | #N/A | #N/A | #N/A | #N/A | #N/A
TRUE | QLD | QRBS | Runcorn | Energy Queensland | Shoulder | Non-coincident | 2026 | POE90 | 3.4163 | NA | QLD Runcorn |  |  | FALSE | #N/A | #N/A | #N/A | #N/A | #N/A | #N/A | #N/A | #N/A | #N/A | #N/A
TRUE | QLD | QRBS | Runcorn | Energy Queensland | Shoulder | Coincident_unreconciled | 2027 | POE50 | 5.3563 | NA | QLD Runcorn |  |  | FALSE | #N/A | #N/A | #N/A | #N/A | #N/A | #N/A | #N/A | #N/A | #N/A | #N/A
TRUE | QLD | QRBS | Runcorn | Energy Queensland | Shoulder | Coincident_unreconciled | 2027 | POE90 | 3.8147 | NA | QLD Runcorn |  |  | FALSE | #N/A | #N/A | #N/A | #N/A | #N/A | #N/A | #N/A | #N/A | #N/A | #N/A
TRUE | QLD | QRBS | Runcorn | Energy Queensland | Shoulder | Non-coincident | 2027 | POE50 | 4.9336 | 46.8221 | QLD Runcorn |  |  | FALSE | #N/A | #N/A | #N/A | #N/A | #N/A | #N/A | #N/A | #N/A | #N/A | #N/A
TRUE | QLD | QRBS | Runcorn | Energy Queensland | Shoulder | Non-coincident | 2027 | POE90 | 2.9388 | NA | QLD Runcorn |  |  | FALSE | #N/A | #N/A | #N/A | #N/A | #N/A | #N/A | #N/A | #N/A | #N/A | #N/A
TRUE | QLD | QRBS | Runcorn | Energy Queensland | Shoulder | Coincident_unreconciled | 2028 | POE50 | 4.7343 | NA | QLD Runcorn |  |  | FALSE | #N/A | #N/A | #N/A | #N/A | #N/A | #N/A | #N/A | #N/A | #N/A | #N/A
TRUE | QLD | QRBS | Runcorn | Energy Queensland | Shoulder | Coincident_unreconciled | 2028 | POE90 | 3.1829 | NA | QLD Runcorn |  |  | FALSE | #N/A | #N/A | #N/A | #N/A | #N/A | #N/A | #N/A | #N/A | #N/A | #N/A
TRUE | QLD | QRBS | Runcorn | Energy Queensland | Shoulder | Non-coincident | 2028 | POE50 | 4.3608 | 47.173 | QLD Runcorn |  |  | FALSE | #N/A | #N/A | #N/A | #N/A | #N/A | #N/A | #N/A | #N/A | #N/A | #N/A
TRUE | QLD | QRBS | Runcorn | Energy Queensland | Shoulder | Non-coincident | 2028 | POE90 | 2.5407 | NA | QLD Runcorn |  |  | FALSE | #N/A | #N/A | #N/A | #N/A | #N/A | #N/A | #N/A | #N/A | #N/A | #N/A
TRUE | QLD | QRBS | Runcorn | Energy Queensland | Shoulder | Coincident_unreconciled | 2029 | POE50 | 4.2169 | NA | QLD Runcorn |  |  | FALSE | #N/A | #N/A | #N/A | #N/A | #N/A | #N/A | #N/A | #N/A | #N/A | #N/A
TRUE | QLD | QRBS | Runcorn | Energy Queensland | Shoulder | Coincident_unreconciled | 2029 | POE90 | 2.6557 | NA | QLD Runcorn |  |  | FALSE | #N/A | #N/A | #N/A | #N/A | #N/A | #N/A | #N/A | #N/A | #N/A | #N/A
TRUE | QLD | QRBS | Runcorn | Energy Queensland | Shoulder | Non-coincident | 2029 | POE50 | 3.8841 | 47.8394 | QLD Runcorn |  |  | FALSE | #N/A | #N/A | #N/A | #N/A | #N/A | #N/A | #N/A | #N/A | #N/A | #N/A
TRUE | QLD | QRBS | Runcorn | Energy Queensland | Shoulder | Non-coincident | 2029 | POE90 | 2.2062 | NA | QLD Runcorn |  |  | FALSE | #N/A | #N/A | #N/A | #N/A | #N/A | #N/A | #N/A | #N/A | #N/A | #N/A
TRUE | QLD | QRBS | Runcorn | Energy Queensland | Shoulder | Coincident_unreconciled | 2030 | POE50 | 3.7888 | NA | QLD Runcorn |  |  | FALSE | #N/A | #N/A | #N/A | #N/A | #N/A | #N/A | #N/A | #N/A | #N/A | #N/A
TRUE | QLD | QRBS | Runcorn | Energy Queensland | Shoulder | Coincident_unreconciled | 2030 | POE90 | 2.2178 | NA | QLD Runcorn |  |  | FALSE | #N/A | #N/A | #N/A | #N/A | #N/A | #N/A | #N/A | #N/A | #N/A | #N/A
TRUE | QLD | QRBS | Runcorn | Energy Queensland | Shoulder | Non-coincident | 2030 | POE50 | 3.4898 | 48.4569 | QLD Runcorn |  |  | FALSE | #N/A | #N/A | #N/A | #N/A | #N/A | #N/A | #N/A | #N/A | #N/A | #N/A
TRUE | QLD | QRBS | Runcorn | Energy Queensland | Shoulder | Non-coincident | 2030 | POE90 | 1.9335 | NA | QLD Runcorn |  |  | FALSE | #N/A | #N/A | #N/A | #N/A | #N/A | #N/A | #N/A | #N/A | #N/A | #N/A
TRUE | QLD | QRBS | Runcorn | Energy Queensland | Summer | Coincident | 2017 | ACTUAL_OPG | 17.755 | 57.6066 | QLD Runcorn |  |  | FALSE | #N/A | #N/A | #N/A | #N/A | #N/A | #N/A | #N/A | #N/A | #N/A | #N/A
TRUE | QLD | QRBS | Runcorn | Energy Queensland | Summer | Coincident | 2017 | ACTUAL_RAW | 17.755 | 57.6066 | QLD Runcorn |  |  | FALSE | #N/A | #N/A | #N/A | #N/A | #N/A | #N/A | #N/A | #N/A | #N/A | #N/A
TRUE | QLD | QRBS | Runcorn | Energy Queensland | Summer | Non-coincident | 2017 | ACTUAL_RAW | 16.547 | 58.9475 | QLD Runcorn |  |  | FALSE | #N/A | #N/A | #N/A | #N/A | #N/A | #N/A | #N/A | #N/A | #N/A | #N/A
TRUE | QLD | QRBS | Runcorn | Energy Queensland | Summer | Non-coincident | 2017 | ACTUAL_OPG | 16.547 | 58.9475 | QLD Runcorn |  |  | FALSE | #N/A | #N/A | #N/A | #N/A | #N/A | #N/A | #N/A | #N/A | #N/A | #N/A
TRUE | QLD | QRBS | Runcorn | Energy Queensland | Summer | Coincident | 2018 | ACTUAL_OPG | 19.0039 | 59.9246 | QLD Runcorn |  |  | FALSE | #N/A | #N/A | #N/A | #N/A | #N/A | #N/A | #N/A | #N/A | #N/A | #N/A
TRUE | QLD | QRBS | Runcorn | Energy Queensland | Summer | Coincident | 2018 | ACTUAL_RAW | 19.0039 | 59.9246 | QLD Runcorn |  |  | FALSE | #N/A | #N/A | #N/A | #N/A | #N/A | #N/A | #N/A | #N/A | #N/A | #N/A
TRUE | QLD | QRBS | Runcorn | Energy Queensland | Summer | Non-coincident | 2018 | ACTUAL_RAW | 17.454 | 62.3489 | QLD Runcorn |  |  | FALSE | #N/A | #N/A | #N/A | #N/A | #N/A | #N/A | #N/A | #N/A | #N/A | #N/A
TRUE | QLD | QRBS | Runcorn | Energy Queensland | Summer | Non-coincident | 2018 | ACTUAL_OPG | 17.454 | 62.3489 | QLD Runcorn |  |  | FALSE | #N/A | #N/A | #N/A | #N/A | #N/A | #N/A | #N/A | #N/A | #N/A | #N/A
TRUE | QLD | QRBS | Runcorn | Energy Queensland | Summer | Non-coincident | 2018 | ACTUAL_ADJUSTEDOPG | 17.454 | 62.3489 | QLD Runcorn |  |  | FALSE | #N/A | #N/A | #N/A | #N/A | #N/A | #N/A | #N/A | #N/A | #N/A | #N/A
TRUE | QLD | QRBS | Runcorn | Energy Queensland | Summer | Coincident | 2019 | ACTUAL_OPG | 19.4275 | 61.5306 | QLD Runcorn |  |  | FALSE | #N/A | #N/A | #N/A | #N/A | #N/A | #N/A | #N/A | #N/A | #N/A | #N/A
TRUE | QLD | QRBS | Runcorn | Energy Queensland | Summer | Coincident | 2019 | ACTUAL_RAW | 19.4275 | 61.5306 | QLD Runcorn |  |  | FALSE | #N/A | #N/A | #N/A | #N/A | #N/A | #N/A | #N/A | #N/A | #N/A | #N/A
TRUE | QLD | QRBS | Runcorn | Energy Queensland | Summer | Non-coincident | 2019 | ACTUAL_RAW | 15.54 | 62.2515 | QLD Runcorn |  |  | FALSE | #N/A | #N/A | #N/A | #N/A | #N/A | #N/A | #N/A | #N/A | #N/A | #N/A
TRUE | QLD | QRBS | Runcorn | Energy Queensland | Summer | Non-coincident | 2019 | ACTUAL_OPG | 15.54 | 62.2515 | QLD Runcorn |  |  | FALSE | #N/A | #N/A | #N/A | #N/A | #N/A | #N/A | #N/A | #N/A | #N/A | #N/A
TRUE | QLD | QRBS | Runcorn | Energy Queensland | Summer | Non-coincident | 2019 | ACTUAL_ADJUSTEDOPG | 15.54 | 62.2515 | QLD Runcorn |  |  | FALSE | #N/A | #N/A | #N/A | #N/A | #N/A | #N/A | #N/A | #N/A | #N/A | #N/A
TRUE | QLD | QRBS | Runcorn | Energy Queensland | Summer | Non-coincident | 2019 | BASEYEARPOE90 | 12.8429 | NA | QLD Runcorn |  |  | FALSE | #N/A | #N/A | #N/A | #N/A | #N/A | #N/A | #N/A | #N/A | #N/A | #N/A
TRUE | QLD | QRBS | Runcorn | Energy Queensland | Summer | Non-coincident | 2019 | BASEYEARPOE50 | 14.5313 | 55.6366 | QLD Runcorn |  |  | FALSE | #N/A | #N/A | #N/A | #N/A | #N/A | #N/A | #N/A | #N/A | #N/A | #N/A
TRUE | QLD | QRBS | Runcorn | Energy Queensland | Summer | Coincident | 2020 | ACTUAL_OPG | 13.9788 | 59.4446 | QLD Runcorn |  |  | FALSE | #N/A | #N/A | #N/A | #N/A | #N/A | #N/A | #N/A | #N/A | #N/A | #N/A
TRUE | QLD | QRBS | Runcorn | Energy Queensland | Summer | Coincident | 2020 | ACTUAL_RAW | 13.9788 | 59.4446 | QLD Runcorn |  |  | FALSE | #N/A | #N/A | #N/A | #N/A | #N/A | #N/A | #N/A | #N/A | #N/A | #N/A
TRUE | QLD | QRBS | Runcorn | Energy Queensland | Summer | Non-coincident | 2020 | ACTUAL_RAW | 13.9788 | 60.0004 | QLD Runcorn |  |  | FALSE | #N/A | #N/A | #N/A | #N/A | #N/A | #N/A | #N/A | #N/A | #N/A | #N/A
TRUE | QLD | QRBS | Runcorn | Energy Queensland | Summer | Non-coincident | 2020 | ACTUAL_OPG | 13.9788 | 60.0004 | QLD Runcorn |  |  | FALSE | #N/A | #N/A | #N/A | #N/A | #N/A | #N/A | #N/A | #N/A | #N/A | #N/A
TRUE | QLD | QRBS | Runcorn | Energy Queensland | Summer | Non-coincident | 2020 | ACTUAL_ADJUSTEDOPG | 13.9788 | 60.0004 | QLD Runcorn |  |  | FALSE | #N/A | #N/A | #N/A | #N/A | #N/A | #N/A | #N/A | #N/A | #N/A | #N/A
TRUE | QLD | QRBS | Runcorn | Energy Queensland | Summer | Coincident_unreconciled | 2021 | POE50 | 14.2692 | NA | QLD Runcorn |  |  | FALSE | #N/A | #N/A | #N/A | #N/A | #N/A | #N/A | #N/A | #N/A | #N/A | #N/A
TRUE | QLD | QRBS | Runcorn | Energy Queensland | Summer | Coincident_unreconciled | 2021 | POE90 | 11.4336 | NA | QLD Runcorn |  |  | FALSE | #N/A | #N/A | #N/A | #N/A | #N/A | #N/A | #N/A | #N/A | #N/A | #N/A
TRUE | QLD | QRBS | Runcorn | Energy Queensland | Summer | Non-coincident | 2021 | POE50 | 12.3103 | 61.9573 | QLD Runcorn |  |  | FALSE | #N/A | #N/A | #N/A | #N/A | #N/A | #N/A | #N/A | #N/A | #N/A | #N/A
TRUE | QLD | QRBS | Runcorn | Energy Queensland | Summer | Non-coincident | 2021 | POE90 | 8.5728 | NA | QLD Runcorn |  |  | FALSE | #N/A | #N/A | #N/A | #N/A | #N/A | #N/A | #N/A | #N/A | #N/A | #N/A
TRUE | QLD | QRBS | Runcorn | Energy Queensland | Summer | Coincident_unreconciled | 2022 | POE50 | 13.0759 | NA | QLD Runcorn |  |  | FALSE | #N/A | #N/A | #N/A | #N/A | #N/A | #N/A | #N/A | #N/A | #N/A | #N/A
TRUE | QLD | QRBS | Runcorn | Energy Queensland | Summer | Coincident_unreconciled | 2022 | POE90 | 10.2182 | NA | QLD Runcorn |  |  | FALSE | #N/A | #N/A | #N/A | #N/A | #N/A | #N/A | #N/A | #N/A | #N/A | #N/A
TRUE | QLD | QRBS | Runcorn | Energy Queensland | Summer | Non-coincident | 2022 | POE50 | 11.409 | 62.3731 | QLD Runcorn |  |  | FALSE | #N/A | #N/A | #N/A | #N/A | #N/A | #N/A | #N/A | #N/A | #N/A | #N/A
TRUE | QLD | QRBS | Runcorn | Energy Queensland | Summer | Non-coincident | 2022 | POE90 | 7.6427 | NA | QLD Runcorn |  |  | FALSE | #N/A | #N/A | #N/A | #N/A | #N/A | #N/A | #N/A | #N/A | #N/A | #N/A
TRUE | QLD | QRBS | Runcorn | Energy Queensland | Summer | Coincident_unreconciled | 2023 | POE50 | 11.8324 | NA | QLD Runcorn |  |  | FALSE | #N/A | #N/A | #N/A | #N/A | #N/A | #N/A | #N/A | #N/A | #N/A | #N/A
TRUE | QLD | QRBS | Runcorn | Energy Queensland | Summer | Coincident_unreconciled | 2023 | POE90 | 8.9548 | NA | QLD Runcorn |  |  | FALSE | #N/A | #N/A | #N/A | #N/A | #N/A | #N/A | #N/A | #N/A | #N/A | #N/A
TRUE | QLD | QRBS | Runcorn | Energy Queensland | Summer | Non-coincident | 2023 | POE50 | 10.4673 | 62.7458 | QLD Runcorn |  |  | FALSE | #N/A | #N/A | #N/A | #N/A | #N/A | #N/A | #N/A | #N/A | #N/A | #N/A
TRUE | QLD | QRBS | Runcorn | Energy Queensland | Summer | Non-coincident | 2023 | POE90 | 6.675 | NA | QLD Runcorn |  |  | FALSE | #N/A | #N/A | #N/A | #N/A | #N/A | #N/A | #N/A | #N/A | #N/A | #N/A
TRUE | QLD | QRBS | Runcorn | Energy Queensland | Summer | Coincident_unreconciled | 2024 | POE50 | 10.922 | NA | QLD Runcorn |  |  | FALSE | #N/A | #N/A | #N/A | #N/A | #N/A | #N/A | #N/A | #N/A | #N/A | #N/A
TRUE | QLD | QRBS | Runcorn | Energy Queensland | Summer | Coincident_unreconciled | 2024 | POE90 | 8.0245 | NA | QLD Runcorn |  |  | FALSE | #N/A | #N/A | #N/A | #N/A | #N/A | #N/A | #N/A | #N/A | #N/A | #N/A
TRUE | QLD | QRBS | Runcorn | Energy Queensland | Summer | Non-coincident | 2024 | POE50 | 9.7848 | 63.1145 | QLD Runcorn |  |  | FALSE | #N/A | #N/A | #N/A | #N/A | #N/A | #N/A | #N/A | #N/A | #N/A | #N/A
TRUE | QLD | QRBS | Runcorn | Energy Queensland | Summer | Non-coincident | 2024 | POE90 | 5.9668 | NA | QLD Runcorn |  |  | FALSE | #N/A | #N/A | #N/A | #N/A | #N/A | #N/A | #N/A | #N/A | #N/A | #N/A
TRUE | QLD | QRBS | Runcorn | Energy Queensland | Summer | Coincident_unreconciled | 2025 | POE50 | 10.1409 | NA | QLD Runcorn |  |  | FALSE | #N/A | #N/A | #N/A | #N/A | #N/A | #N/A | #N/A | #N/A | #N/A | #N/A
TRUE | QLD | QRBS | Runcorn | Energy Queensland | Summer | Coincident_unreconciled | 2025 | POE90 | 7.2236 | NA | QLD Runcorn |  |  | FALSE | #N/A | #N/A | #N/A | #N/A | #N/A | #N/A | #N/A | #N/A | #N/A | #N/A
TRUE | QLD | QRBS | Runcorn | Energy Queensland | Summer | Non-coincident | 2025 | POE50 | 9.2071 | 63.4843 | QLD Runcorn |  |  | FALSE | #N/A | #N/A | #N/A | #N/A | #N/A | #N/A | #N/A | #N/A | #N/A | #N/A
TRUE | QLD | QRBS | Runcorn | Energy Queensland | Summer | Non-coincident | 2025 | POE90 | 5.3632 | NA | QLD Runcorn |  |  | FALSE | #N/A | #N/A | #N/A | #N/A | #N/A | #N/A | #N/A | #N/A | #N/A | #N/A
TRUE | QLD | QRBS | Runcorn | Energy Queensland | Summer | Coincident_unreconciled | 2026 | POE50 | 9.4054 | NA | QLD Runcorn |  |  | FALSE | #N/A | #N/A | #N/A | #N/A | #N/A | #N/A | #N/A | #N/A | #N/A | #N/A
TRUE | QLD | QRBS | Runcorn | Energy Queensland | Summer | Coincident_unreconciled | 2026 | POE90 | 6.4681 | NA | QLD Runcorn |  |  | FALSE | #N/A | #N/A | #N/A | #N/A | #N/A | #N/A | #N/A | #N/A | #N/A | #N/A
TRUE | QLD | QRBS | Runcorn | Energy Queensland | Summer | Non-coincident | 2026 | POE50 | 8.6681 | 63.8748 | QLD Runcorn |  |  | FALSE | #N/A | #N/A | #N/A | #N/A | #N/A | #N/A | #N/A | #N/A | #N/A | #N/A
TRUE | QLD | QRBS | Runcorn | Energy Queensland | Summer | Non-coincident | 2026 | POE90 | 4.7983 | NA | QLD Runcorn |  |  | FALSE | #N/A | #N/A | #N/A | #N/A | #N/A | #N/A | #N/A | #N/A | #N/A | #N/A
TRUE | QLD | QRBS | Runcorn | Energy Queensland | Summer | Coincident_unreconciled | 2027 | POE50 | 8.7704 | NA | QLD Runcorn |  |  | FALSE | #N/A | #N/A | #N/A | #N/A | #N/A | #N/A | #N/A | #N/A | #N/A | #N/A
TRUE | QLD | QRBS | Runcorn | Energy Queensland | Summer | Coincident_unreconciled | 2027 | POE90 | 5.8139 | NA | QLD Runcorn |  |  | FALSE | #N/A | #N/A | #N/A | #N/A | #N/A | #N/A | #N/A | #N/A | #N/A | #N/A
TRUE | QLD | QRBS | Runcorn | Energy Queensland | Summer | Non-coincident | 2027 | POE50 | 8.2086 | 64.2952 | QLD Runcorn |  |  | FALSE | #N/A | #N/A | #N/A | #N/A | #N/A | #N/A | #N/A | #N/A | #N/A | #N/A
TRUE | QLD | QRBS | Runcorn | Energy Queensland | Summer | Non-coincident | 2027 | POE90 | 4.3138 | NA | QLD Runcorn |  |  | FALSE | #N/A | #N/A | #N/A | #N/A | #N/A | #N/A | #N/A | #N/A | #N/A | #N/A
TRUE | QLD | QRBS | Runcorn | Energy Queensland | Summer | Coincident_unreconciled | 2028 | POE50 | 8.2479 | NA | QLD Runcorn |  |  | FALSE | #N/A | #N/A | #N/A | #N/A | #N/A | #N/A | #N/A | #N/A | #N/A | #N/A
TRUE | QLD | QRBS | Runcorn | Energy Queensland | Summer | Coincident_unreconciled | 2028 | POE90 | 5.2727 | NA | QLD Runcorn |  |  | FALSE | #N/A | #N/A | #N/A | #N/A | #N/A | #N/A | #N/A | #N/A | #N/A | #N/A
TRUE | QLD | QRBS | Runcorn | Energy Queensland | Summer | Non-coincident | 2028 | POE50 | 7.8239 | 64.7855 | QLD Runcorn |  |  | FALSE | #N/A | #N/A | #N/A | #N/A | #N/A | #N/A | #N/A | #N/A | #N/A | #N/A
TRUE | QLD | QRBS | Runcorn | Energy Queensland | Summer | Non-coincident | 2028 | POE90 | 3.9047 | NA | QLD Runcorn |  |  | FALSE | #N/A | #N/A | #N/A | #N/A | #N/A | #N/A | #N/A | #N/A | #N/A | #N/A
TRUE | QLD | QRBS | Runcorn | Energy Queensland | Summer | Coincident_unreconciled | 2029 | POE50 | 7.8317 | NA | QLD Runcorn |  |  | FALSE | #N/A | #N/A | #N/A | #N/A | #N/A | #N/A | #N/A | #N/A | #N/A | #N/A
TRUE | QLD | QRBS | Runcorn | Energy Queensland | Summer | Coincident_unreconciled | 2029 | POE90 | 4.8377 | NA | QLD Runcorn |  |  | FALSE | #N/A | #N/A | #N/A | #N/A | #N/A | #N/A | #N/A | #N/A | #N/A | #N/A
TRUE | QLD | QRBS | Runcorn | Energy Queensland | Summer | Non-coincident | 2029 | POE50 | 7.5112 | 65.3534 | QLD Runcorn |  |  | FALSE | #N/A | #N/A | #N/A | #N/A | #N/A | #N/A | #N/A | #N/A | #N/A | #N/A
TRUE | QLD | QRBS | Runcorn | Energy Queensland | Summer | Non-coincident | 2029 | POE90 | 3.5675 | NA | QLD Runcorn |  |  | FALSE | #N/A | #N/A | #N/A | #N/A | #N/A | #N/A | #N/A | #N/A | #N/A | #N/A
TRUE | QLD | QRBS | Runcorn | Energy Queensland | Summer | Coincident_unreconciled | 2030 | POE50 | 7.5072 | NA | QLD Runcorn |  |  | FALSE | #N/A | #N/A | #N/A | #N/A | #N/A | #N/A | #N/A | #N/A | #N/A | #N/A
TRUE | QLD | QRBS | Runcorn | Energy Queensland | Summer | Coincident_unreconciled | 2030 | POE90 | 4.4943 | NA | QLD Runcorn |  |  | FALSE | #N/A | #N/A | #N/A | #N/A | #N/A | #N/A | #N/A | #N/A | #N/A | #N/A
TRUE | QLD | QRBS | Runcorn | Energy Queensland | Summer | Non-coincident | 2030 | POE50 | 7.2702 | 65.9854 | QLD Runcorn |  |  | FALSE | #N/A | #N/A | #N/A | #N/A | #N/A | #N/A | #N/A | #N/A | #N/A | #N/A
TRUE | QLD | QRBS | Runcorn | Energy Queensland | Summer | Non-coincident | 2030 | POE90 | 3.302 | NA | QLD Runcorn |  |  | FALSE | #N/A | #N/A | #N/A | #N/A | #N/A | #N/A | #N/A | #N/A | #N/A | #N/A
TRUE | QLD | QRBS | Runcorn | Energy Queensland | Winter | Coincident | 2016 | ACTUAL_OPG | 16.786 | 39.8778 | QLD Runcorn |  |  | FALSE | #N/A | #N/A | #N/A | #N/A | #N/A | #N/A | #N/A | #N/A | #N/A | #N/A
TRUE | QLD | QRBS | Runcorn | Energy Queensland | Winter | Coincident | 2016 | ACTUAL_RAW | 16.786 | 39.8778 | QLD Runcorn |  |  | FALSE | #N/A | #N/A | #N/A | #N/A | #N/A | #N/A | #N/A | #N/A | #N/A | #N/A
TRUE | QLD | QRBS | Runcorn | Energy Queensland | Winter | Non-coincident | 2016 | ACTUAL_RAW | 16.6676 | 51.4822 | QLD Runcorn |  |  | FALSE | #N/A | #N/A | #N/A | #N/A | #N/A | #N/A | #N/A | #N/A | #N/A | #N/A
TRUE | QLD | QRBS | Runcorn | Energy Queensland | Winter | Non-coincident | 2016 | ACTUAL_OPG | 16.6676 | 51.4822 | QLD Runcorn |  |  | FALSE | #N/A | #N/A | #N/A | #N/A | #N/A | #N/A | #N/A | #N/A | #N/A | #N/A
TRUE | QLD | QRBS | Runcorn | Energy Queensland | Winter | Coincident | 2017 | ACTUAL_OPG | 18.9988 | 42.3705 | QLD Runcorn |  |  | FALSE | #N/A | #N/A | #N/A | #N/A | #N/A | #N/A | #N/A | #N/A | #N/A | #N/A
TRUE | QLD | QRBS | Runcorn | Energy Queensland | Winter | Coincident | 2017 | ACTUAL_RAW | 18.9988 | 42.3705 | QLD Runcorn |  |  | FALSE | #N/A | #N/A | #N/A | #N/A | #N/A | #N/A | #N/A | #N/A | #N/A | #N/A
TRUE | QLD | QRBS | Runcorn | Energy Queensland | Winter | Non-coincident | 2017 | ACTUAL_RAW | 18.9988 | 51.109 | QLD Runcorn |  |  | FALSE | #N/A | #N/A | #N/A | #N/A | #N/A | #N/A | #N/A | #N/A | #N/A | #N/A
TRUE | QLD | QRBS | Runcorn | Energy Queensland | Winter | Non-coincident | 2017 | ACTUAL_OPG | 18.9988 | 51.109 | QLD Runcorn |  |  | FALSE | #N/A | #N/A | #N/A | #N/A | #N/A | #N/A | #N/A | #N/A | #N/A | #N/A
TRUE | QLD | QRBS | Runcorn | Energy Queensland | Winter | Non-coincident | 2017 | ACTUAL_ADJUSTEDOPG | 18.9988 | 51.109 | QLD Runcorn |  |  | FALSE | #N/A | #N/A | #N/A | #N/A | #N/A | #N/A | #N/A | #N/A | #N/A | #N/A
TRUE | QLD | QRBS | Runcorn | Energy Queensland | Winter | Coincident | 2018 | ACTUAL_OPG | 18.453 | 44.7633 | QLD Runcorn |  |  | FALSE | #N/A | #N/A | #N/A | #N/A | #N/A | #N/A | #N/A | #N/A | #N/A | #N/A
TRUE | QLD | QRBS | Runcorn | Energy Queensland | Winter | Coincident | 2018 | ACTUAL_RAW | 18.453 | 44.7633 | QLD Runcorn |  |  | FALSE | #N/A | #N/A | #N/A | #N/A | #N/A | #N/A | #N/A | #N/A | #N/A | #N/A
TRUE | QLD | QRBS | Runcorn | Energy Queensland | Winter | Non-coincident | 2018 | ACTUAL_RAW | 16.1757 | 46.3041 | QLD Runcorn |  |  | FALSE | #N/A | #N/A | #N/A | #N/A | #N/A | #N/A | #N/A | #N/A | #N/A | #N/A
TRUE | QLD | QRBS | Runcorn | Energy Queensland | Winter | Non-coincident | 2018 | ACTUAL_OPG | 16.1757 | 46.3041 | QLD Runcorn |  |  | FALSE | #N/A | #N/A | #N/A | #N/A | #N/A | #N/A | #N/A | #N/A | #N/A | #N/A
TRUE | QLD | QRBS | Runcorn | Energy Queensland | Winter | Non-coincident | 2018 | ACTUAL_ADJUSTEDOPG | 16.1757 | 46.3041 | QLD Runcorn |  |  | FALSE | #N/A | #N/A | #N/A | #N/A | #N/A | #N/A | #N/A | #N/A | #N/A | #N/A
TRUE | QLD | QRBS | Runcorn | Energy Queensland | Winter | Coincident | 2019 | ACTUAL_OPG | 23.0798 | 44.5201 | QLD Runcorn |  |  | FALSE | #N/A | #N/A | #N/A | #N/A | #N/A | #N/A | #N/A | #N/A | #N/A | #N/A
TRUE | QLD | QRBS | Runcorn | Energy Queensland | Winter | Coincident | 2019 | ACTUAL_RAW | 23.0798 | 44.5201 | QLD Runcorn |  |  | FALSE | #N/A | #N/A | #N/A | #N/A | #N/A | #N/A | #N/A | #N/A | #N/A | #N/A
TRUE | QLD | QRBS | Runcorn | Energy Queensland | Winter | Non-coincident | 2019 | ACTUAL_RAW | 15.9229 | 47.3173 | QLD Runcorn |  |  | FALSE | #N/A | #N/A | #N/A | #N/A | #N/A | #N/A | #N/A | #N/A | #N/A | #N/A
TRUE | QLD | QRBS | Runcorn | Energy Queensland | Winter | Non-coincident | 2019 | ACTUAL_OPG | 15.9229 | 47.3173 | QLD Runcorn |  |  | FALSE | #N/A | #N/A | #N/A | #N/A | #N/A | #N/A | #N/A | #N/A | #N/A | #N/A
TRUE | QLD | QRBS | Runcorn | Energy Queensland | Winter | Non-coincident | 2019 | ACTUAL_ADJUSTEDOPG | 15.9229 | 47.3173 | QLD Runcorn |  |  | FALSE | #N/A | #N/A | #N/A | #N/A | #N/A | #N/A | #N/A | #N/A | #N/A | #N/A
TRUE | QLD | QRBS | Runcorn | Energy Queensland | Winter | Non-coincident | 2019 | BASEYEARPOE90 | 12.0607 | NA | QLD Runcorn |  |  | FALSE | #N/A | #N/A | #N/A | #N/A | #N/A | #N/A | #N/A | #N/A | #N/A | #N/A
TRUE | QLD | QRBS | Runcorn | Energy Queensland | Winter | Non-coincident | 2019 | BASEYEARPOE50 | 14.008 | 49.3425 | QLD Runcorn |  |  | FALSE | #N/A | #N/A | #N/A | #N/A | #N/A | #N/A | #N/A | #N/A | #N/A | #N/A
TRUE | QLD | QRBS | Runcorn | Energy Queensland | Winter | Coincident_unreconciled | 2020 | POE50 | 17 | NA | QLD Runcorn |  |  | FALSE | #N/A | #N/A | #N/A | #N/A | #N/A | #N/A | #N/A | #N/A | #N/A | #N/A
TRUE | QLD | QRBS | Runcorn | Energy Queensland | Winter | Coincident_unreconciled | 2020 | POE90 | 14.5306 | NA | QLD Runcorn |  |  | FALSE | #N/A | #N/A | #N/A | #N/A | #N/A | #N/A | #N/A | #N/A | #N/A | #N/A
TRUE | QLD | QRBS | Runcorn | Energy Queensland | Winter | Non-coincident | 2020 | POE50 | 15 | 49.3387 | QLD Runcorn |  |  | FALSE | #N/A | #N/A | #N/A | #N/A | #N/A | #N/A | #N/A | #N/A | #N/A | #N/A
TRUE | QLD | QRBS | Runcorn | Energy Queensland | Winter | Non-coincident | 2020 | POE90 | 13.3659 | NA | QLD Runcorn |  |  | FALSE | #N/A | #N/A | #N/A | #N/A | #N/A | #N/A | #N/A | #N/A | #N/A | #N/A
TRUE | QLD | QRBS | Runcorn | Energy Queensland | Winter | Coincident_unreconciled | 2021 | POE50 | 15.6466 | NA | QLD Runcorn |  |  | FALSE | #N/A | #N/A | #N/A | #N/A | #N/A | #N/A | #N/A | #N/A | #N/A | #N/A
TRUE | QLD | QRBS | Runcorn | Energy Queensland | Winter | Coincident_unreconciled | 2021 | POE90 | 13.1554 | NA | QLD Runcorn |  |  | FALSE | #N/A | #N/A | #N/A | #N/A | #N/A | #N/A | #N/A | #N/A | #N/A | #N/A
TRUE | QLD | QRBS | Runcorn | Energy Queensland | Winter | Non-coincident | 2021 | POE50 | 14.1044 | 49.7606 | QLD Runcorn |  |  | FALSE | #N/A | #N/A | #N/A | #N/A | #N/A | #N/A | #N/A | #N/A | #N/A | #N/A
TRUE | QLD | QRBS | Runcorn | Energy Queensland | Winter | Non-coincident | 2021 | POE90 | 12.4558 | NA | QLD Runcorn |  |  | FALSE | #N/A | #N/A | #N/A | #N/A | #N/A | #N/A | #N/A | #N/A | #N/A | #N/A
TRUE | QLD | QRBS | Runcorn | Energy Queensland | Winter | Coincident_unreconciled | 2022 | POE50 | 13.6562 | NA | QLD Runcorn |  |  | FALSE | #N/A | #N/A | #N/A | #N/A | #N/A | #N/A | #N/A | #N/A | #N/A | #N/A
TRUE | QLD | QRBS | Runcorn | Energy Queensland | Winter | Coincident_unreconciled | 2022 | POE90 | 11.1476 | NA | QLD Runcorn |  |  | FALSE | #N/A | #N/A | #N/A | #N/A | #N/A | #N/A | #N/A | #N/A | #N/A | #N/A
TRUE | QLD | QRBS | Runcorn | Energy Queensland | Winter | Non-coincident | 2022 | POE50 | 12.7873 | 50.0935 | QLD Runcorn |  |  | FALSE | #N/A | #N/A | #N/A | #N/A | #N/A | #N/A | #N/A | #N/A | #N/A | #N/A
TRUE | QLD | QRBS | Runcorn | Energy Queensland | Winter | Non-coincident | 2022 | POE90 | 11.1272 | NA | QLD Runcorn |  |  | FALSE | #N/A | #N/A | #N/A | #N/A | #N/A | #N/A | #N/A | #N/A | #N/A | #N/A
TRUE | QLD | QRBS | Runcorn | Energy Queensland | Winter | Coincident_unreconciled | 2023 | POE50 | 12.089 | NA | QLD Runcorn |  |  | FALSE | #N/A | #N/A | #N/A | #N/A | #N/A | #N/A | #N/A | #N/A | #N/A | #N/A
TRUE | QLD | QRBS | Runcorn | Energy Queensland | Winter | Coincident_unreconciled | 2023 | POE90 | 9.563 | NA | QLD Runcorn |  |  | FALSE | #N/A | #N/A | #N/A | #N/A | #N/A | #N/A | #N/A | #N/A | #N/A | #N/A
TRUE | QLD | QRBS | Runcorn | Energy Queensland | Winter | Non-coincident | 2023 | POE50 | 11.7502 | 50.4308 | QLD Runcorn |  |  | FALSE | #N/A | #N/A | #N/A | #N/A | #N/A | #N/A | #N/A | #N/A | #N/A | #N/A
TRUE | QLD | QRBS | Runcorn | Energy Queensland | Winter | Non-coincident | 2023 | POE90 | 10.0786 | NA | QLD Runcorn |  |  | FALSE | #N/A | #N/A | #N/A | #N/A | #N/A | #N/A | #N/A | #N/A | #N/A | #N/A
TRUE | QLD | QRBS | Runcorn | Energy Queensland | Winter | Coincident_unreconciled | 2024 | POE50 | 10.8451 | NA | QLD Runcorn |  |  | FALSE | #N/A | #N/A | #N/A | #N/A | #N/A | #N/A | #N/A | #N/A | #N/A | #N/A
TRUE | QLD | QRBS | Runcorn | Energy Queensland | Winter | Coincident_unreconciled | 2024 | POE90 | 8.3017 | NA | QLD Runcorn |  |  | FALSE | #N/A | #N/A | #N/A | #N/A | #N/A | #N/A | #N/A | #N/A | #N/A | #N/A
TRUE | QLD | QRBS | Runcorn | Energy Queensland | Winter | Non-coincident | 2024 | POE50 | 10.927 | 50.7508 | QLD Runcorn |  |  | FALSE | #N/A | #N/A | #N/A | #N/A | #N/A | #N/A | #N/A | #N/A | #N/A | #N/A
TRUE | QLD | QRBS | Runcorn | Energy Queensland | Winter | Non-coincident | 2024 | POE90 | 9.2439 | NA | QLD Runcorn |  |  | FALSE | #N/A | #N/A | #N/A | #N/A | #N/A | #N/A | #N/A | #N/A | #N/A | #N/A
TRUE | QLD | QRBS | Runcorn | Energy Queensland | Winter | Coincident_unreconciled | 2025 | POE50 | 9.7701 | NA | QLD Runcorn |  |  | FALSE | #N/A | #N/A | #N/A | #N/A | #N/A | #N/A | #N/A | #N/A | #N/A | #N/A
TRUE | QLD | QRBS | Runcorn | Energy Queensland | Winter | Coincident_unreconciled | 2025 | POE90 | 7.2093 | NA | QLD Runcorn |  |  | FALSE | #N/A | #N/A | #N/A | #N/A | #N/A | #N/A | #N/A | #N/A | #N/A | #N/A
TRUE | QLD | QRBS | Runcorn | Energy Queensland | Winter | Non-coincident | 2025 | POE50 | 10.2157 | 51.0834 | QLD Runcorn |  |  | FALSE | #N/A | #N/A | #N/A | #N/A | #N/A | #N/A | #N/A | #N/A | #N/A | #N/A
TRUE | QLD | QRBS | Runcorn | Energy Queensland | Winter | Non-coincident | 2025 | POE90 | 8.5211 | NA | QLD Runcorn |  |  | FALSE | #N/A | #N/A | #N/A | #N/A | #N/A | #N/A | #N/A | #N/A | #N/A | #N/A
TRUE | QLD | QRBS | Runcorn | Energy Queensland | Winter | Coincident_unreconciled | 2026 | POE50 | 8.6839 | NA | QLD Runcorn |  |  | FALSE | #N/A | #N/A | #N/A | #N/A | #N/A | #N/A | #N/A | #N/A | #N/A | #N/A
TRUE | QLD | QRBS | Runcorn | Energy Queensland | Winter | Coincident_unreconciled | 2026 | POE90 | 6.1059 | NA | QLD Runcorn |  |  | FALSE | #N/A | #N/A | #N/A | #N/A | #N/A | #N/A | #N/A | #N/A | #N/A | #N/A
TRUE | QLD | QRBS | Runcorn | Energy Queensland | Winter | Non-coincident | 2026 | POE50 | 9.4969 | 51.4538 | QLD Runcorn |  |  | FALSE | #N/A | #N/A | #N/A | #N/A | #N/A | #N/A | #N/A | #N/A | #N/A | #N/A
TRUE | QLD | QRBS | Runcorn | Energy Queensland | Winter | Non-coincident | 2026 | POE90 | 7.7908 | NA | QLD Runcorn |  |  | FALSE | #N/A | #N/A | #N/A | #N/A | #N/A | #N/A | #N/A | #N/A | #N/A | #N/A
TRUE | QLD | QRBS | Runcorn | Energy Queensland | Winter | Coincident_unreconciled | 2027 | POE50 | 7.8936 | NA | QLD Runcorn |  |  | FALSE | #N/A | #N/A | #N/A | #N/A | #N/A | #N/A | #N/A | #N/A | #N/A | #N/A
TRUE | QLD | QRBS | Runcorn | Energy Queensland | Winter | Coincident_unreconciled | 2027 | POE90 | 5.299 | NA | QLD Runcorn |  |  | FALSE | #N/A | #N/A | #N/A | #N/A | #N/A | #N/A | #N/A | #N/A | #N/A | #N/A
TRUE | QLD | QRBS | Runcorn | Energy Queensland | Winter | Non-coincident | 2027 | POE50 | 8.9739 | 51.8832 | QLD Runcorn |  |  | FALSE | #N/A | #N/A | #N/A | #N/A | #N/A | #N/A | #N/A | #N/A | #N/A | #N/A
TRUE | QLD | QRBS | Runcorn | Energy Queensland | Winter | Non-coincident | 2027 | POE90 | 7.2569 | NA | QLD Runcorn |  |  | FALSE | #N/A | #N/A | #N/A | #N/A | #N/A | #N/A | #N/A | #N/A | #N/A | #N/A
TRUE | QLD | QRBS | Runcorn | Energy Queensland | Winter | Coincident_unreconciled | 2028 | POE50 | 7.1877 | NA | QLD Runcorn |  |  | FALSE | #N/A | #N/A | #N/A | #N/A | #N/A | #N/A | #N/A | #N/A | #N/A | #N/A
TRUE | QLD | QRBS | Runcorn | Energy Queensland | Winter | Coincident_unreconciled | 2028 | POE90 | 4.5767 | NA | QLD Runcorn |  |  | FALSE | #N/A | #N/A | #N/A | #N/A | #N/A | #N/A | #N/A | #N/A | #N/A | #N/A
TRUE | QLD | QRBS | Runcorn | Energy Queensland | Winter | Non-coincident | 2028 | POE50 | 8.5068 | 52.4412 | QLD Runcorn |  |  | FALSE | #N/A | #N/A | #N/A | #N/A | #N/A | #N/A | #N/A | #N/A | #N/A | #N/A
TRUE | QLD | QRBS | Runcorn | Energy Queensland | Winter | Non-coincident | 2028 | POE90 | 6.7789 | NA | QLD Runcorn |  |  | FALSE | #N/A | #N/A | #N/A | #N/A | #N/A | #N/A | #N/A | #N/A | #N/A | #N/A
TRUE | QLD | QRBS | Runcorn | Energy Queensland | Winter | Coincident_unreconciled | 2029 | POE50 | 6.7035 | NA | QLD Runcorn |  |  | FALSE | #N/A | #N/A | #N/A | #N/A | #N/A | #N/A | #N/A | #N/A | #N/A | #N/A
TRUE | QLD | QRBS | Runcorn | Energy Queensland | Winter | Coincident_unreconciled | 2029 | POE90 | 4.0761 | NA | QLD Runcorn |  |  | FALSE | #N/A | #N/A | #N/A | #N/A | #N/A | #N/A | #N/A | #N/A | #N/A | #N/A
TRUE | QLD | QRBS | Runcorn | Energy Queensland | Winter | Non-coincident | 2029 | POE50 | 8.1863 | 53.0704 | QLD Runcorn |  |  | FALSE | #N/A | #N/A | #N/A | #N/A | #N/A | #N/A | #N/A | #N/A | #N/A | #N/A
TRUE | QLD | QRBS | Runcorn | Energy Queensland | Winter | Non-coincident | 2029 | POE90 | 6.4476 | NA | QLD Runcorn |  |  | FALSE | #N/A | #N/A | #N/A | #N/A | #N/A | #N/A | #N/A | #N/A | #N/A | #N/A
TRUE | QLD | QRBS | Runcorn | Energy Queensland | Shoulder | Non-coincident | 2019 | BASEYEARPOE10 | NA | 46.6562 | QLD Runcorn |  |  | FALSE | #N/A | #N/A | #N/A | #N/A | #N/A | #N/A | #N/A | #N/A | #N/A | #N/A
TRUE | QLD | QRBS | Runcorn | Energy Queensland | Shoulder | Coincident | 2021 | POE10 | NA | 46.5746 | QLD Runcorn |  |  | FALSE | #N/A | #N/A | #N/A | #N/A | #N/A | #N/A | #N/A | #N/A | #N/A | #N/A
TRUE | QLD | QRBS | Runcorn | Energy Queensland | Shoulder | Coincident | 2021 | POE50 | NA | 43.7908 | QLD Runcorn |  |  | FALSE | #N/A | #N/A | #N/A | #N/A | #N/A | #N/A | #N/A | #N/A | #N/A | #N/A
TRUE | QLD | QRBS | Runcorn | Energy Queensland | Shoulder | Non-coincident | 2021 | POE10 | NA | 49.1371 | QLD Runcorn |  |  | FALSE | #N/A | #N/A | #N/A | #N/A | #N/A | #N/A | #N/A | #N/A | #N/A | #N/A
TRUE | QLD | QRBS | Runcorn | Energy Queensland | Shoulder | Coincident | 2022 | POE10 | NA | 48.219 | QLD Runcorn |  |  | FALSE | #N/A | #N/A | #N/A | #N/A | #N/A | #N/A | #N/A | #N/A | #N/A | #N/A
TRUE | QLD | QRBS | Runcorn | Energy Queensland | Shoulder | Coincident | 2022 | POE50 | NA | 44.5798 | QLD Runcorn |  |  | FALSE | #N/A | #N/A | #N/A | #N/A | #N/A | #N/A | #N/A | #N/A | #N/A | #N/A
TRUE | QLD | QRBS | Runcorn | Energy Queensland | Shoulder | Non-coincident | 2022 | POE10 | NA | 49.2554 | QLD Runcorn |  |  | FALSE | #N/A | #N/A | #N/A | #N/A | #N/A | #N/A | #N/A | #N/A | #N/A | #N/A
TRUE | QLD | QRBS | Runcorn | Energy Queensland | Shoulder | Coincident | 2023 | POE10 | NA | 48.635 | QLD Runcorn |  |  | FALSE | #N/A | #N/A | #N/A | #N/A | #N/A | #N/A | #N/A | #N/A | #N/A | #N/A
TRUE | QLD | QRBS | Runcorn | Energy Queensland | Shoulder | Coincident | 2023 | POE50 | NA | 45.1813 | QLD Runcorn |  |  | FALSE | #N/A | #N/A | #N/A | #N/A | #N/A | #N/A | #N/A | #N/A | #N/A | #N/A
TRUE | QLD | QRBS | Runcorn | Energy Queensland | Shoulder | Non-coincident | 2023 | POE10 | NA | 49.3246 | QLD Runcorn |  |  | FALSE | #N/A | #N/A | #N/A | #N/A | #N/A | #N/A | #N/A | #N/A | #N/A | #N/A
TRUE | QLD | QRBS | Runcorn | Energy Queensland | Shoulder | Coincident | 2024 | POE10 | NA | 49.1865 | QLD Runcorn |  |  | FALSE | #N/A | #N/A | #N/A | #N/A | #N/A | #N/A | #N/A | #N/A | #N/A | #N/A
TRUE | QLD | QRBS | Runcorn | Energy Queensland | Shoulder | Coincident | 2024 | POE50 | NA | 46.2935 | QLD Runcorn |  |  | FALSE | #N/A | #N/A | #N/A | #N/A | #N/A | #N/A | #N/A | #N/A | #N/A | #N/A
TRUE | QLD | QRBS | Runcorn | Energy Queensland | Shoulder | Non-coincident | 2024 | POE10 | NA | 49.4596 | QLD Runcorn |  |  | FALSE | #N/A | #N/A | #N/A | #N/A | #N/A | #N/A | #N/A | #N/A | #N/A | #N/A
TRUE | QLD | QRBS | Runcorn | Energy Queensland | Shoulder | Coincident | 2025 | POE10 | NA | 49.6542 | QLD Runcorn |  |  | FALSE | #N/A | #N/A | #N/A | #N/A | #N/A | #N/A | #N/A | #N/A | #N/A | #N/A
TRUE | QLD | QRBS | Runcorn | Energy Queensland | Shoulder | Coincident | 2025 | POE50 | NA | 46.393 | QLD Runcorn |  |  | FALSE | #N/A | #N/A | #N/A | #N/A | #N/A | #N/A | #N/A | #N/A | #N/A | #N/A
TRUE | QLD | QRBS | Runcorn | Energy Queensland | Shoulder | Non-coincident | 2025 | POE10 | NA | 49.6542 | QLD Runcorn |  |  | FALSE | #N/A | #N/A | #N/A | #N/A | #N/A | #N/A | #N/A | #N/A | #N/A | #N/A
TRUE | QLD | QRBS | Runcorn | Energy Queensland | Shoulder | Coincident | 2026 | POE10 | NA | 49.7298 | QLD Runcorn |  |  | FALSE | #N/A | #N/A | #N/A | #N/A | #N/A | #N/A | #N/A | #N/A | #N/A | #N/A
TRUE | QLD | QRBS | Runcorn | Energy Queensland | Shoulder | Coincident | 2026 | POE50 | NA | 46.7198 | QLD Runcorn |  |  | FALSE | #N/A | #N/A | #N/A | #N/A | #N/A | #N/A | #N/A | #N/A | #N/A | #N/A
TRUE | QLD | QRBS | Runcorn | Energy Queensland | Shoulder | Non-coincident | 2026 | POE10 | NA | 49.9099 | QLD Runcorn |  |  | FALSE | #N/A | #N/A | #N/A | #N/A | #N/A | #N/A | #N/A | #N/A | #N/A | #N/A
TRUE | QLD | QRBS | Runcorn | Energy Queensland | Shoulder | Coincident | 2027 | POE10 | NA | 49.8833 | QLD Runcorn |  |  | FALSE | #N/A | #N/A | #N/A | #N/A | #N/A | #N/A | #N/A | #N/A | #N/A | #N/A
TRUE | QLD | QRBS | Runcorn | Energy Queensland | Shoulder | Coincident | 2027 | POE50 | NA | 46.8221 | QLD Runcorn |  |  | FALSE | #N/A | #N/A | #N/A | #N/A | #N/A | #N/A | #N/A | #N/A | #N/A | #N/A
TRUE | QLD | QRBS | Runcorn | Energy Queensland | Shoulder | Non-coincident | 2027 | POE10 | NA | 50.273 | QLD Runcorn |  |  | FALSE | #N/A | #N/A | #N/A | #N/A | #N/A | #N/A | #N/A | #N/A | #N/A | #N/A
TRUE | QLD | QRBS | Runcorn | Energy Queensland | Shoulder | Coincident | 2028 | POE10 | NA | 50.1242 | QLD Runcorn |  |  | FALSE | #N/A | #N/A | #N/A | #N/A | #N/A | #N/A | #N/A | #N/A | #N/A | #N/A
TRUE | QLD | QRBS | Runcorn | Energy Queensland | Shoulder | Coincident | 2028 | POE50 | NA | 47.173 | QLD Runcorn |  |  | FALSE | #N/A | #N/A | #N/A | #N/A | #N/A | #N/A | #N/A | #N/A | #N/A | #N/A
TRUE | QLD | QRBS | Runcorn | Energy Queensland | Shoulder | Non-coincident | 2028 | POE10 | NA | 50.7082 | QLD Runcorn |  |  | FALSE | #N/A | #N/A | #N/A | #N/A | #N/A | #N/A | #N/A | #N/A | #N/A | #N/A
TRUE | QLD | QRBS | Runcorn | Energy Queensland | Shoulder | Coincident | 2029 | POE10 | NA | 51.1136 | QLD Runcorn |  |  | FALSE | #N/A | #N/A | #N/A | #N/A | #N/A | #N/A | #N/A | #N/A | #N/A | #N/A
TRUE | QLD | QRBS | Runcorn | Energy Queensland | Shoulder | Coincident | 2029 | POE50 | NA | 47.8394 | QLD Runcorn |  |  | FALSE | #N/A | #N/A | #N/A | #N/A | #N/A | #N/A | #N/A | #N/A | #N/A | #N/A
TRUE | QLD | QRBS | Runcorn | Energy Queensland | Shoulder | Non-coincident | 2029 | POE10 | NA | 51.2318 | QLD Runcorn |  |  | FALSE | #N/A | #N/A | #N/A | #N/A | #N/A | #N/A | #N/A | #N/A | #N/A | #N/A
TRUE | QLD | QRBS | Runcorn | Energy Queensland | Shoulder | Coincident | 2030 | POE10 | NA | 51.6944 | QLD Runcorn |  |  | FALSE | #N/A | #N/A | #N/A | #N/A | #N/A | #N/A | #N/A | #N/A | #N/A | #N/A
TRUE | QLD | QRBS | Runcorn | Energy Queensland | Shoulder | Coincident | 2030 | POE50 | NA | 48.4569 | QLD Runcorn |  |  | FALSE | #N/A | #N/A | #N/A | #N/A | #N/A | #N/A | #N/A | #N/A | #N/A | #N/A
TRUE | QLD | QRBS | Runcorn | Energy Queensland | Shoulder | Non-coincident | 2030 | POE10 | NA | 51.8172 | QLD Runcorn |  |  | FALSE | #N/A | #N/A | #N/A | #N/A | #N/A | #N/A | #N/A | #N/A | #N/A | #N/A
TRUE | QLD | QRBS | Runcorn | Energy Queensland | Summer | Non-coincident | 2019 | BASEYEARPOE10 | NA | 60.3078 | QLD Runcorn |  |  | FALSE | #N/A | #N/A | #N/A | #N/A | #N/A | #N/A | #N/A | #N/A | #N/A | #N/A
TRUE | QLD | QRBS | Runcorn | Energy Queensland | Summer | Coincident | 2021 | POE10 | NA | 57.8709 | QLD Runcorn |  |  | FALSE | #N/A | #N/A | #N/A | #N/A | #N/A | #N/A | #N/A | #N/A | #N/A | #N/A
TRUE | QLD | QRBS | Runcorn | Energy Queensland | Summer | Coincident | 2021 | POE50 | NA | 55.3404 | QLD Runcorn |  |  | FALSE | #N/A | #N/A | #N/A | #N/A | #N/A | #N/A | #N/A | #N/A | #N/A | #N/A
TRUE | QLD | QRBS | Runcorn | Energy Queensland | Summer | Non-coincident | 2021 | POE10 | NA | 64.0004 | QLD Runcorn |  |  | FALSE | #N/A | #N/A | #N/A | #N/A | #N/A | #N/A | #N/A | #N/A | #N/A | #N/A
TRUE | QLD | QRBS | Runcorn | Energy Queensland | Summer | Coincident | 2022 | POE10 | NA | 59.364 | QLD Runcorn |  |  | FALSE | #N/A | #N/A | #N/A | #N/A | #N/A | #N/A | #N/A | #N/A | #N/A | #N/A
TRUE | QLD | QRBS | Runcorn | Energy Queensland | Summer | Coincident | 2022 | POE50 | NA | 56.6803 | QLD Runcorn |  |  | FALSE | #N/A | #N/A | #N/A | #N/A | #N/A | #N/A | #N/A | #N/A | #N/A | #N/A
TRUE | QLD | QRBS | Runcorn | Energy Queensland | Summer | Non-coincident | 2022 | POE10 | NA | 64.1607 | QLD Runcorn |  |  | FALSE | #N/A | #N/A | #N/A | #N/A | #N/A | #N/A | #N/A | #N/A | #N/A | #N/A
TRUE | QLD | QRBS | Runcorn | Energy Queensland | Summer | Coincident | 2023 | POE10 | NA | 60.0894 | QLD Runcorn |  |  | FALSE | #N/A | #N/A | #N/A | #N/A | #N/A | #N/A | #N/A | #N/A | #N/A | #N/A
TRUE | QLD | QRBS | Runcorn | Energy Queensland | Summer | Coincident | 2023 | POE50 | NA | 57.2454 | QLD Runcorn |  |  | FALSE | #N/A | #N/A | #N/A | #N/A | #N/A | #N/A | #N/A | #N/A | #N/A | #N/A
TRUE | QLD | QRBS | Runcorn | Energy Queensland | Summer | Non-coincident | 2023 | POE10 | NA | 64.2558 | QLD Runcorn |  |  | FALSE | #N/A | #N/A | #N/A | #N/A | #N/A | #N/A | #N/A | #N/A | #N/A | #N/A
TRUE | QLD | QRBS | Runcorn | Energy Queensland | Summer | Coincident | 2024 | POE10 | NA | 61.1799 | QLD Runcorn |  |  | FALSE | #N/A | #N/A | #N/A | #N/A | #N/A | #N/A | #N/A | #N/A | #N/A | #N/A
TRUE | QLD | QRBS | Runcorn | Energy Queensland | Summer | Coincident | 2024 | POE50 | NA | 58.3397 | QLD Runcorn |  |  | FALSE | #N/A | #N/A | #N/A | #N/A | #N/A | #N/A | #N/A | #N/A | #N/A | #N/A
TRUE | QLD | QRBS | Runcorn | Energy Queensland | Summer | Non-coincident | 2024 | POE10 | NA | 64.4535 | QLD Runcorn |  |  | FALSE | #N/A | #N/A | #N/A | #N/A | #N/A | #N/A | #N/A | #N/A | #N/A | #N/A
TRUE | QLD | QRBS | Runcorn | Energy Queensland | Summer | Coincident | 2025 | POE10 | NA | 61.2919 | QLD Runcorn |  |  | FALSE | #N/A | #N/A | #N/A | #N/A | #N/A | #N/A | #N/A | #N/A | #N/A | #N/A
TRUE | QLD | QRBS | Runcorn | Energy Queensland | Summer | Coincident | 2025 | POE50 | NA | 58.7473 | QLD Runcorn |  |  | FALSE | #N/A | #N/A | #N/A | #N/A | #N/A | #N/A | #N/A | #N/A | #N/A | #N/A
TRUE | QLD | QRBS | Runcorn | Energy Queensland | Summer | Non-coincident | 2025 | POE10 | NA | 64.7096 | QLD Runcorn |  |  | FALSE | #N/A | #N/A | #N/A | #N/A | #N/A | #N/A | #N/A | #N/A | #N/A | #N/A
TRUE | QLD | QRBS | Runcorn | Energy Queensland | Summer | Coincident | 2026 | POE10 | NA | 61.969 | QLD Runcorn |  |  | FALSE | #N/A | #N/A | #N/A | #N/A | #N/A | #N/A | #N/A | #N/A | #N/A | #N/A
TRUE | QLD | QRBS | Runcorn | Energy Queensland | Summer | Coincident | 2026 | POE50 | NA | 59.2002 | QLD Runcorn |  |  | FALSE | #N/A | #N/A | #N/A | #N/A | #N/A | #N/A | #N/A | #N/A | #N/A | #N/A
TRUE | QLD | QRBS | Runcorn | Energy Queensland | Summer | Non-coincident | 2026 | POE10 | NA | 65.0118 | QLD Runcorn |  |  | FALSE | #N/A | #N/A | #N/A | #N/A | #N/A | #N/A | #N/A | #N/A | #N/A | #N/A
TRUE | QLD | QRBS | Runcorn | Energy Queensland | Summer | Coincident | 2027 | POE10 | NA | 61.9238 | QLD Runcorn |  |  | FALSE | #N/A | #N/A | #N/A | #N/A | #N/A | #N/A | #N/A | #N/A | #N/A | #N/A
TRUE | QLD | QRBS | Runcorn | Energy Queensland | Summer | Coincident | 2027 | POE50 | NA | 59.3655 | QLD Runcorn |  |  | FALSE | #N/A | #N/A | #N/A | #N/A | #N/A | #N/A | #N/A | #N/A | #N/A | #N/A
TRUE | QLD | QRBS | Runcorn | Energy Queensland | Summer | Non-coincident | 2027 | POE10 | NA | 65.3794 | QLD Runcorn |  |  | FALSE | #N/A | #N/A | #N/A | #N/A | #N/A | #N/A | #N/A | #N/A | #N/A | #N/A
TRUE | QLD | QRBS | Runcorn | Energy Queensland | Summer | Coincident | 2028 | POE10 | NA | 62.453 | QLD Runcorn |  |  | FALSE | #N/A | #N/A | #N/A | #N/A | #N/A | #N/A | #N/A | #N/A | #N/A | #N/A
TRUE | QLD | QRBS | Runcorn | Energy Queensland | Summer | Coincident | 2028 | POE50 | NA | 59.8527 | QLD Runcorn |  |  | FALSE | #N/A | #N/A | #N/A | #N/A | #N/A | #N/A | #N/A | #N/A | #N/A | #N/A
TRUE | QLD | QRBS | Runcorn | Energy Queensland | Summer | Non-coincident | 2028 | POE10 | NA | 65.7919 | QLD Runcorn |  |  | FALSE | #N/A | #N/A | #N/A | #N/A | #N/A | #N/A | #N/A | #N/A | #N/A | #N/A
TRUE | QLD | QRBS | Runcorn | Energy Queensland | Summer | Coincident | 2029 | POE10 | NA | 62.8469 | QLD Runcorn |  |  | FALSE | #N/A | #N/A | #N/A | #N/A | #N/A | #N/A | #N/A | #N/A | #N/A | #N/A
TRUE | QLD | QRBS | Runcorn | Energy Queensland | Summer | Coincident | 2029 | POE50 | NA | 60.5057 | QLD Runcorn |  |  | FALSE | #N/A | #N/A | #N/A | #N/A | #N/A | #N/A | #N/A | #N/A | #N/A | #N/A
TRUE | QLD | QRBS | Runcorn | Energy Queensland | Summer | Non-coincident | 2029 | POE10 | NA | 66.2736 | QLD Runcorn |  |  | FALSE | #N/A | #N/A | #N/A | #N/A | #N/A | #N/A | #N/A | #N/A | #N/A | #N/A
TRUE | QLD | QRBS | Runcorn | Energy Queensland | Summer | Coincident | 2030 | POE10 | NA | 63.5369 | QLD Runcorn |  |  | FALSE | #N/A | #N/A | #N/A | #N/A | #N/A | #N/A | #N/A | #N/A | #N/A | #N/A
TRUE | QLD | QRBS | Runcorn | Energy Queensland | Summer | Coincident | 2030 | POE50 | NA | 60.8688 | QLD Runcorn |  |  | FALSE | #N/A | #N/A | #N/A | #N/A | #N/A | #N/A | #N/A | #N/A | #N/A | #N/A
TRUE | QLD | QRBS | Runcorn | Energy Queensland | Summer | Non-coincident | 2030 | POE10 | NA | 66.8727 | QLD Runcorn |  |  | FALSE | #N/A | #N/A | #N/A | #N/A | #N/A | #N/A | #N/A | #N/A | #N/A | #N/A
TRUE | QLD | QRBS | Runcorn | Energy Queensland | Winter | Non-coincident | 2019 | BASEYEARPOE10 | NA | 50.9259 | QLD Runcorn |  |  | FALSE | #N/A | #N/A | #N/A | #N/A | #N/A | #N/A | #N/A | #N/A | #N/A | #N/A
TRUE | QLD | QRBS | Runcorn | Energy Queensland | Winter | Coincident | 2020 | POE10 | NA | 47.1319 | QLD Runcorn |  |  | FALSE | #N/A | #N/A | #N/A | #N/A | #N/A | #N/A | #N/A | #N/A | #N/A | #N/A
TRUE | QLD | QRBS | Runcorn | Energy Queensland | Winter | Coincident | 2020 | POE50 | NA | 45.2124 | QLD Runcorn |  |  | FALSE | #N/A | #N/A | #N/A | #N/A | #N/A | #N/A | #N/A | #N/A | #N/A | #N/A
TRUE | QLD | QRBS | Runcorn | Energy Queensland | Winter | Non-coincident | 2020 | POE10 | NA | 50.879 | QLD Runcorn |  |  | FALSE | #N/A | #N/A | #N/A | #N/A | #N/A | #N/A | #N/A | #N/A | #N/A | #N/A
TRUE | QLD | QRBS | Runcorn | Energy Queensland | Winter | Coincident | 2021 | POE10 | NA | 47.1358 | QLD Runcorn |  |  | FALSE | #N/A | #N/A | #N/A | #N/A | #N/A | #N/A | #N/A | #N/A | #N/A | #N/A
TRUE | QLD | QRBS | Runcorn | Energy Queensland | Winter | Coincident | 2021 | POE50 | NA | 45.2039 | QLD Runcorn |  |  | FALSE | #N/A | #N/A | #N/A | #N/A | #N/A | #N/A | #N/A | #N/A | #N/A | #N/A
TRUE | QLD | QRBS | Runcorn | Energy Queensland | Winter | Non-coincident | 2021 | POE10 | NA | 51.3143 | QLD Runcorn |  |  | FALSE | #N/A | #N/A | #N/A | #N/A | #N/A | #N/A | #N/A | #N/A | #N/A | #N/A
TRUE | QLD | QRBS | Runcorn | Energy Queensland | Winter | Coincident | 2022 | POE10 | NA | 48.5014 | QLD Runcorn |  |  | FALSE | #N/A | #N/A | #N/A | #N/A | #N/A | #N/A | #N/A | #N/A | #N/A | #N/A
TRUE | QLD | QRBS | Runcorn | Energy Queensland | Winter | Coincident | 2022 | POE50 | NA | 46.5212 | QLD Runcorn |  |  | FALSE | #N/A | #N/A | #N/A | #N/A | #N/A | #N/A | #N/A | #N/A | #N/A | #N/A
TRUE | QLD | QRBS | Runcorn | Energy Queensland | Winter | Non-coincident | 2022 | POE10 | NA | 51.6578 | QLD Runcorn |  |  | FALSE | #N/A | #N/A | #N/A | #N/A | #N/A | #N/A | #N/A | #N/A | #N/A | #N/A
TRUE | QLD | QRBS | Runcorn | Energy Queensland | Winter | Coincident | 2023 | POE10 | NA | 49.279 | QLD Runcorn |  |  | FALSE | #N/A | #N/A | #N/A | #N/A | #N/A | #N/A | #N/A | #N/A | #N/A | #N/A
TRUE | QLD | QRBS | Runcorn | Energy Queensland | Winter | Coincident | 2023 | POE50 | NA | 47.2223 | QLD Runcorn |  |  | FALSE | #N/A | #N/A | #N/A | #N/A | #N/A | #N/A | #N/A | #N/A | #N/A | #N/A
TRUE | QLD | QRBS | Runcorn | Energy Queensland | Winter | Non-coincident | 2023 | POE10 | NA | 52.0057 | QLD Runcorn |  |  | FALSE | #N/A | #N/A | #N/A | #N/A | #N/A | #N/A | #N/A | #N/A | #N/A | #N/A
TRUE | QLD | QRBS | Runcorn | Energy Queensland | Winter | Coincident | 2024 | POE10 | NA | 50.3326 | QLD Runcorn |  |  | FALSE | #N/A | #N/A | #N/A | #N/A | #N/A | #N/A | #N/A | #N/A | #N/A | #N/A
TRUE | QLD | QRBS | Runcorn | Energy Queensland | Winter | Coincident | 2024 | POE50 | NA | 48.0462 | QLD Runcorn |  |  | FALSE | #N/A | #N/A | #N/A | #N/A | #N/A | #N/A | #N/A | #N/A | #N/A | #N/A
TRUE | QLD | QRBS | Runcorn | Energy Queensland | Winter | Non-coincident | 2024 | POE10 | NA | 52.3364 | QLD Runcorn |  |  | FALSE | #N/A | #N/A | #N/A | #N/A | #N/A | #N/A | #N/A | #N/A | #N/A | #N/A
TRUE | QLD | QRBS | Runcorn | Energy Queensland | Winter | Coincident | 2025 | POE10 | NA | 50.5066 | QLD Runcorn |  |  | FALSE | #N/A | #N/A | #N/A | #N/A | #N/A | #N/A | #N/A | #N/A | #N/A | #N/A
TRUE | QLD | QRBS | Runcorn | Energy Queensland | Winter | Coincident | 2025 | POE50 | NA | 48.3159 | QLD Runcorn |  |  | FALSE | #N/A | #N/A | #N/A | #N/A | #N/A | #N/A | #N/A | #N/A | #N/A | #N/A
TRUE | QLD | QRBS | Runcorn | Energy Queensland | Winter | Non-coincident | 2025 | POE10 | NA | 52.6797 | QLD Runcorn |  |  | FALSE | #N/A | #N/A | #N/A | #N/A | #N/A | #N/A | #N/A | #N/A | #N/A | #N/A
TRUE | QLD | QRBS | Runcorn | Energy Queensland | Winter | Coincident | 2026 | POE10 | NA | 50.8376 | QLD Runcorn |  |  | FALSE | #N/A | #N/A | #N/A | #N/A | #N/A | #N/A | #N/A | #N/A | #N/A | #N/A
TRUE | QLD | QRBS | Runcorn | Energy Queensland | Winter | Coincident | 2026 | POE50 | NA | 48.7254 | QLD Runcorn |  |  | FALSE | #N/A | #N/A | #N/A | #N/A | #N/A | #N/A | #N/A | #N/A | #N/A | #N/A
TRUE | QLD | QRBS | Runcorn | Energy Queensland | Winter | Non-coincident | 2026 | POE10 | NA | 53.0607 | QLD Runcorn |  |  | FALSE | #N/A | #N/A | #N/A | #N/A | #N/A | #N/A | #N/A | #N/A | #N/A | #N/A
TRUE | QLD | QRBS | Runcorn | Energy Queensland | Winter | Coincident | 2027 | POE10 | NA | 51.209 | QLD Runcorn |  |  | FALSE | #N/A | #N/A | #N/A | #N/A | #N/A | #N/A | #N/A | #N/A | #N/A | #N/A
TRUE | QLD | QRBS | Runcorn | Energy Queensland | Winter | Coincident | 2027 | POE50 | NA | 49.0894 | QLD Runcorn |  |  | FALSE | #N/A | #N/A | #N/A | #N/A | #N/A | #N/A | #N/A | #N/A | #N/A | #N/A
TRUE | QLD | QRBS | Runcorn | Energy Queensland | Winter | Non-coincident | 2027 | POE10 | NA | 53.5002 | QLD Runcorn |  |  | FALSE | #N/A | #N/A | #N/A | #N/A | #N/A | #N/A | #N/A | #N/A | #N/A | #N/A
TRUE | QLD | QRBS | Runcorn | Energy Queensland | Winter | Coincident | 2028 | POE10 | NA | 52.2728 | QLD Runcorn |  |  | FALSE | #N/A | #N/A | #N/A | #N/A | #N/A | #N/A | #N/A | #N/A | #N/A | #N/A
TRUE | QLD | QRBS | Runcorn | Energy Queensland | Winter | Coincident | 2028 | POE50 | NA | 49.7277 | QLD Runcorn |  |  | FALSE | #N/A | #N/A | #N/A | #N/A | #N/A | #N/A | #N/A | #N/A | #N/A | #N/A
TRUE | QLD | QRBS | Runcorn | Energy Queensland | Winter | Non-coincident | 2028 | POE10 | NA | 54.0682 | QLD Runcorn |  |  | FALSE | #N/A | #N/A | #N/A | #N/A | #N/A | #N/A | #N/A | #N/A | #N/A | #N/A
TRUE | QLD | QRBS | Runcorn | Energy Queensland | Winter | Coincident | 2029 | POE10 | NA | 52.6061 | QLD Runcorn |  |  | FALSE | #N/A | #N/A | #N/A | #N/A | #N/A | #N/A | #N/A | #N/A | #N/A | #N/A
TRUE | QLD | QRBS | Runcorn | Energy Queensland | Winter | Coincident | 2029 | POE50 | NA | 50.3147 | QLD Runcorn |  |  | FALSE | #N/A | #N/A | #N/A | #N/A | #N/A | #N/A | #N/A | #N/A | #N/A | #N/A
TRUE | QLD | QRBS | Runcorn | Energy Queensland | Winter | Non-coincident | 2029 | POE10 | NA | 54.7076 | QLD Runcorn |  |  | FALSE | #N/A | #N/A | #N/A | #N/A | #N/A | #N/A | #N/A | #N/A | #N/A | #N/A
TRUE | QLD | QRLD | Richlands | Energy Queensland | Shoulder | Coincident | 2017 | ACTUAL_OPG | 38.7623 | 77.702 | QLD Richlands |  |  | FALSE | #N/A | #N/A | #N/A | #N/A | #N/A | #N/A | #N/A | #N/A | #N/A | #N/A
TRUE | QLD | QRLD | Richlands | Energy Queensland | Shoulder | Coincident | 2017 | ACTUAL_RAW | 38.7623 | 77.702 | QLD Richlands |  |  | FALSE | #N/A | #N/A | #N/A | #N/A | #N/A | #N/A | #N/A | #N/A | #N/A | #N/A
TRUE | QLD | QRLD | Richlands | Energy Queensland | Shoulder | Non-coincident | 2017 | ACTUAL_RAW | 33.1405 | 83.9325 | QLD Richlands |  |  | FALSE | #N/A | #N/A | #N/A | #N/A | #N/A | #N/A | #N/A | #N/A | #N/A | #N/A
TRUE | QLD | QRLD | Richlands | Energy Queensland | Shoulder | Non-coincident | 2017 | ACTUAL_OPG | 33.1405 | 83.9325 | QLD Richlands |  |  | FALSE | #N/A | #N/A | #N/A | #N/A | #N/A | #N/A | #N/A | #N/A | #N/A | #N/A
TRUE | QLD | QRLD | Richlands | Energy Queensland | Shoulder | Non-coincident | 2017 | ACTUAL_ADJUSTEDOPG | 33.1405 | 83.9325 | QLD Richlands |  |  | FALSE | #N/A | #N/A | #N/A | #N/A | #N/A | #N/A | #N/A | #N/A | #N/A | #N/A
TRUE | QLD | QRLD | Richlands | Energy Queensland | Shoulder | Coincident | 2018 | ACTUAL_OPG | 36.7651 | 95.0768 | QLD Richlands |  |  | FALSE | #N/A | #N/A | #N/A | #N/A | #N/A | #N/A | #N/A | #N/A | #N/A | #N/A
TRUE | QLD | QRLD | Richlands | Energy Queensland | Shoulder | Coincident | 2018 | ACTUAL_RAW | 36.7651 | 95.0768 | QLD Richlands |  |  | FALSE | #N/A | #N/A | #N/A | #N/A | #N/A | #N/A | #N/A | #N/A | #N/A | #N/A
TRUE | QLD | QRLD | Richlands | Energy Queensland | Shoulder | Non-coincident | 2018 | ACTUAL_RAW | 33.9586 | 102.9902 | QLD Richlands |  |  | FALSE | #N/A | #N/A | #N/A | #N/A | #N/A | #N/A | #N/A | #N/A | #N/A | #N/A
TRUE | QLD | QRLD | Richlands | Energy Queensland | Shoulder | Non-coincident | 2018 | ACTUAL_OPG | 33.9586 | 102.9902 | QLD Richlands |  |  | FALSE | #N/A | #N/A | #N/A | #N/A | #N/A | #N/A | #N/A | #N/A | #N/A | #N/A
TRUE | QLD | QRLD | Richlands | Energy Queensland | Shoulder | Non-coincident | 2018 | ACTUAL_ADJUSTEDOPG | 33.9586 | 102.9902 | QLD Richlands |  |  | FALSE | #N/A | #N/A | #N/A | #N/A | #N/A | #N/A | #N/A | #N/A | #N/A | #N/A
TRUE | QLD | QRLD | Richlands | Energy Queensland | Shoulder | Coincident | 2019 | ACTUAL_OPG | 34.2457 | 77.8772 | QLD Richlands |  |  | FALSE | #N/A | #N/A | #N/A | #N/A | #N/A | #N/A | #N/A | #N/A | #N/A | #N/A
TRUE | QLD | QRLD | Richlands | Energy Queensland | Shoulder | Coincident | 2019 | ACTUAL_RAW | 34.2457 | 77.8772 | QLD Richlands |  |  | FALSE | #N/A | #N/A | #N/A | #N/A | #N/A | #N/A | #N/A | #N/A | #N/A | #N/A
TRUE | QLD | QRLD | Richlands | Energy Queensland | Shoulder | Non-coincident | 2019 | ACTUAL_RAW | 30.8207 | 84.0109 | QLD Richlands |  |  | FALSE | #N/A | #N/A | #N/A | #N/A | #N/A | #N/A | #N/A | #N/A | #N/A | #N/A
TRUE | QLD | QRLD | Richlands | Energy Queensland | Shoulder | Non-coincident | 2019 | ACTUAL_OPG | 30.8207 | 84.0109 | QLD Richlands |  |  | FALSE | #N/A | #N/A | #N/A | #N/A | #N/A | #N/A | #N/A | #N/A | #N/A | #N/A
TRUE | QLD | QRLD | Richlands | Energy Queensland | Shoulder | Non-coincident | 2019 | ACTUAL_ADJUSTEDOPG | 30.8207 | 84.0109 | QLD Richlands |  |  | FALSE | #N/A | #N/A | #N/A | #N/A | #N/A | #N/A | #N/A | #N/A | #N/A | #N/A
TRUE | QLD | QRLD | Richlands | Energy Queensland | Shoulder | Non-coincident | 2019 | BASEYEARPOE90 | 15.9189 | NA | QLD Richlands |  |  | FALSE | #N/A | #N/A | #N/A | #N/A | #N/A | #N/A | #N/A | #N/A | #N/A | #N/A
TRUE | QLD | QRLD | Richlands | Energy Queensland | Shoulder | Non-coincident | 2019 | BASEYEARPOE50 | 22.0407 | 88.6276 | QLD Richlands |  |  | FALSE | #N/A | #N/A | #N/A | #N/A | #N/A | #N/A | #N/A | #N/A | #N/A | #N/A
TRUE | QLD | QRLD | Richlands | Energy Queensland | Shoulder | Coincident | 2020 | ACTUAL_OPG | 26.7672 | 79.8132 | QLD Richlands |  |  | FALSE | #N/A | #N/A | #N/A | #N/A | #N/A | #N/A | #N/A | #N/A | #N/A | #N/A
TRUE | QLD | QRLD | Richlands | Energy Queensland | Shoulder | Coincident | 2020 | ACTUAL_RAW | 26.7672 | 79.8132 | QLD Richlands |  |  | FALSE | #N/A | #N/A | #N/A | #N/A | #N/A | #N/A | #N/A | #N/A | #N/A | #N/A
TRUE | QLD | QRLD | Richlands | Energy Queensland | Shoulder | Non-coincident | 2020 | ACTUAL_RAW | 25.291 | 88.1454 | QLD Richlands |  |  | FALSE | #N/A | #N/A | #N/A | #N/A | #N/A | #N/A | #N/A | #N/A | #N/A | #N/A
TRUE | QLD | QRLD | Richlands | Energy Queensland | Shoulder | Non-coincident | 2020 | ACTUAL_OPG | 25.291 | 88.1454 | QLD Richlands |  |  | FALSE | #N/A | #N/A | #N/A | #N/A | #N/A | #N/A | #N/A | #N/A | #N/A | #N/A
TRUE | QLD | QRLD | Richlands | Energy Queensland | Shoulder | Non-coincident | 2020 | ACTUAL_ADJUSTEDOPG | 25.291 | 88.1454 | QLD Richlands |  |  | FALSE | #N/A | #N/A | #N/A | #N/A | #N/A | #N/A | #N/A | #N/A | #N/A | #N/A
TRUE | QLD | QRLD | Richlands | Energy Queensland | Shoulder | Coincident_unreconciled | 2021 | POE50 | 22.0243 | NA | QLD Richlands |  |  | FALSE | #N/A | #N/A | #N/A | #N/A | #N/A | #N/A | #N/A | #N/A | #N/A | #N/A
TRUE | QLD | QRLD | Richlands | Energy Queensland | Shoulder | Coincident_unreconciled | 2021 | POE90 | 12.2966 | NA | QLD Richlands |  |  | FALSE | #N/A | #N/A | #N/A | #N/A | #N/A | #N/A | #N/A | #N/A | #N/A | #N/A
TRUE | QLD | QRLD | Richlands | Energy Queensland | Shoulder | Non-coincident | 2021 | POE50 | 29 | 87.7173 | QLD Richlands |  |  | FALSE | #N/A | #N/A | #N/A | #N/A | #N/A | #N/A | #N/A | #N/A | #N/A | #N/A
TRUE | QLD | QRLD | Richlands | Energy Queensland | Shoulder | Non-coincident | 2021 | POE90 | 11.6709 | NA | QLD Richlands |  |  | FALSE | #N/A | #N/A | #N/A | #N/A | #N/A | #N/A | #N/A | #N/A | #N/A | #N/A
TRUE | QLD | QRLD | Richlands | Energy Queensland | Shoulder | Coincident_unreconciled | 2022 | POE50 | 20.5817 | NA | QLD Richlands |  |  | FALSE | #N/A | #N/A | #N/A | #N/A | #N/A | #N/A | #N/A | #N/A | #N/A | #N/A
TRUE | QLD | QRLD | Richlands | Energy Queensland | Shoulder | Coincident_unreconciled | 2022 | POE90 | 10.7775 | NA | QLD Richlands |  |  | FALSE | #N/A | #N/A | #N/A | #N/A | #N/A | #N/A | #N/A | #N/A | #N/A | #N/A
TRUE | QLD | QRLD | Richlands | Energy Queensland | Shoulder | Non-coincident | 2022 | POE50 | 28.0766 | 88.0779 | QLD Richlands |  |  | FALSE | #N/A | #N/A | #N/A | #N/A | #N/A | #N/A | #N/A | #N/A | #N/A | #N/A
TRUE | QLD | QRLD | Richlands | Energy Queensland | Shoulder | Non-coincident | 2022 | POE90 | 10.611 | NA | QLD Richlands |  |  | FALSE | #N/A | #N/A | #N/A | #N/A | #N/A | #N/A | #N/A | #N/A | #N/A | #N/A
TRUE | QLD | QRLD | Richlands | Energy Queensland | Shoulder | Coincident_unreconciled | 2023 | POE50 | 19.4019 | NA | QLD Richlands |  |  | FALSE | #N/A | #N/A | #N/A | #N/A | #N/A | #N/A | #N/A | #N/A | #N/A | #N/A
TRUE | QLD | QRLD | Richlands | Energy Queensland | Shoulder | Coincident_unreconciled | 2023 | POE90 | 9.5291 | NA | QLD Richlands |  |  | FALSE | #N/A | #N/A | #N/A | #N/A | #N/A | #N/A | #N/A | #N/A | #N/A | #N/A
TRUE | QLD | QRLD | Richlands | Energy Queensland | Shoulder | Non-coincident | 2023 | POE50 | 27.3224 | 88.4219 | QLD Richlands |  |  | FALSE | #N/A | #N/A | #N/A | #N/A | #N/A | #N/A | #N/A | #N/A | #N/A | #N/A
TRUE | QLD | QRLD | Richlands | Energy Queensland | Shoulder | Non-coincident | 2023 | POE90 | 9.7344 | NA | QLD Richlands |  |  | FALSE | #N/A | #N/A | #N/A | #N/A | #N/A | #N/A | #N/A | #N/A | #N/A | #N/A
TRUE | QLD | QRLD | Richlands | Energy Queensland | Shoulder | Coincident_unreconciled | 2024 | POE50 | 18.3833 | NA | QLD Richlands |  |  | FALSE | #N/A | #N/A | #N/A | #N/A | #N/A | #N/A | #N/A | #N/A | #N/A | #N/A
TRUE | QLD | QRLD | Richlands | Energy Queensland | Shoulder | Coincident_unreconciled | 2024 | POE90 | 8.4419 | NA | QLD Richlands |  |  | FALSE | #N/A | #N/A | #N/A | #N/A | #N/A | #N/A | #N/A | #N/A | #N/A | #N/A
TRUE | QLD | QRLD | Richlands | Energy Queensland | Shoulder | Non-coincident | 2024 | POE50 | 26.6759 | 88.8052 | QLD Richlands |  |  | FALSE | #N/A | #N/A | #N/A | #N/A | #N/A | #N/A | #N/A | #N/A | #N/A | #N/A
TRUE | QLD | QRLD | Richlands | Energy Queensland | Shoulder | Non-coincident | 2024 | POE90 | 8.9653 | NA | QLD Richlands |  |  | FALSE | #N/A | #N/A | #N/A | #N/A | #N/A | #N/A | #N/A | #N/A | #N/A | #N/A
TRUE | QLD | QRLD | Richlands | Energy Queensland | Shoulder | Coincident_unreconciled | 2025 | POE50 | 17.3062 | NA | QLD Richlands |  |  | FALSE | #N/A | #N/A | #N/A | #N/A | #N/A | #N/A | #N/A | #N/A | #N/A | #N/A
TRUE | QLD | QRLD | Richlands | Energy Queensland | Shoulder | Coincident_unreconciled | 2025 | POE90 | 7.2961 | NA | QLD Richlands |  |  | FALSE | #N/A | #N/A | #N/A | #N/A | #N/A | #N/A | #N/A | #N/A | #N/A | #N/A
TRUE | QLD | QRLD | Richlands | Energy Queensland | Shoulder | Non-coincident | 2025 | POE50 | 25.9959 | 89.2078 | QLD Richlands |  |  | FALSE | #N/A | #N/A | #N/A | #N/A | #N/A | #N/A | #N/A | #N/A | #N/A | #N/A
TRUE | QLD | QRLD | Richlands | Energy Queensland | Shoulder | Non-coincident | 2025 | POE90 | 8.1629 | NA | QLD Richlands |  |  | FALSE | #N/A | #N/A | #N/A | #N/A | #N/A | #N/A | #N/A | #N/A | #N/A | #N/A
TRUE | QLD | QRLD | Richlands | Energy Queensland | Shoulder | Coincident_unreconciled | 2026 | POE50 | 16.1901 | NA | QLD Richlands |  |  | FALSE | #N/A | #N/A | #N/A | #N/A | #N/A | #N/A | #N/A | #N/A | #N/A | #N/A
TRUE | QLD | QRLD | Richlands | Energy Queensland | Shoulder | Coincident_unreconciled | 2026 | POE90 | 6.1113 | NA | QLD Richlands |  |  | FALSE | #N/A | #N/A | #N/A | #N/A | #N/A | #N/A | #N/A | #N/A | #N/A | #N/A
TRUE | QLD | QRLD | Richlands | Energy Queensland | Shoulder | Non-coincident | 2026 | POE50 | 25.2933 | 89.6511 | QLD Richlands |  |  | FALSE | #N/A | #N/A | #N/A | #N/A | #N/A | #N/A | #N/A | #N/A | #N/A | #N/A
TRUE | QLD | QRLD | Richlands | Energy Queensland | Shoulder | Non-coincident | 2026 | POE90 | 7.3378 | NA | QLD Richlands |  |  | FALSE | #N/A | #N/A | #N/A | #N/A | #N/A | #N/A | #N/A | #N/A | #N/A | #N/A
TRUE | QLD | QRLD | Richlands | Energy Queensland | Shoulder | Coincident_unreconciled | 2027 | POE50 | 15.2651 | NA | QLD Richlands |  |  | FALSE | #N/A | #N/A | #N/A | #N/A | #N/A | #N/A | #N/A | #N/A | #N/A | #N/A
TRUE | QLD | QRLD | Richlands | Energy Queensland | Shoulder | Coincident_unreconciled | 2027 | POE90 | 5.1199 | NA | QLD Richlands |  |  | FALSE | #N/A | #N/A | #N/A | #N/A | #N/A | #N/A | #N/A | #N/A | #N/A | #N/A
TRUE | QLD | QRLD | Richlands | Energy Queensland | Shoulder | Non-coincident | 2027 | POE50 | 24.6551 | 90.1845 | QLD Richlands |  |  | FALSE | #N/A | #N/A | #N/A | #N/A | #N/A | #N/A | #N/A | #N/A | #N/A | #N/A
TRUE | QLD | QRLD | Richlands | Energy Queensland | Shoulder | Non-coincident | 2027 | POE90 | 6.64 | NA | QLD Richlands |  |  | FALSE | #N/A | #N/A | #N/A | #N/A | #N/A | #N/A | #N/A | #N/A | #N/A | #N/A
TRUE | QLD | QRLD | Richlands | Energy Queensland | Shoulder | Coincident_unreconciled | 2028 | POE50 | 14.4988 | NA | QLD Richlands |  |  | FALSE | #N/A | #N/A | #N/A | #N/A | #N/A | #N/A | #N/A | #N/A | #N/A | #N/A
TRUE | QLD | QRLD | Richlands | Energy Queensland | Shoulder | Coincident_unreconciled | 2028 | POE90 | 4.2887 | NA | QLD Richlands |  |  | FALSE | #N/A | #N/A | #N/A | #N/A | #N/A | #N/A | #N/A | #N/A | #N/A | #N/A
TRUE | QLD | QRLD | Richlands | Energy Queensland | Shoulder | Non-coincident | 2028 | POE50 | 24.0046 | 90.7888 | QLD Richlands |  |  | FALSE | #N/A | #N/A | #N/A | #N/A | #N/A | #N/A | #N/A | #N/A | #N/A | #N/A
TRUE | QLD | QRLD | Richlands | Energy Queensland | Shoulder | Non-coincident | 2028 | POE90 | 6.0363 | NA | QLD Richlands |  |  | FALSE | #N/A | #N/A | #N/A | #N/A | #N/A | #N/A | #N/A | #N/A | #N/A | #N/A
TRUE | QLD | QRLD | Richlands | Energy Queensland | Shoulder | Coincident_unreconciled | 2029 | POE50 | 13.8012 | NA | QLD Richlands |  |  | FALSE | #N/A | #N/A | #N/A | #N/A | #N/A | #N/A | #N/A | #N/A | #N/A | #N/A
TRUE | QLD | QRLD | Richlands | Energy Queensland | Shoulder | Coincident_unreconciled | 2029 | POE90 | 3.5262 | NA | QLD Richlands |  |  | FALSE | #N/A | #N/A | #N/A | #N/A | #N/A | #N/A | #N/A | #N/A | #N/A | #N/A
TRUE | QLD | QRLD | Richlands | Energy Queensland | Shoulder | Non-coincident | 2029 | POE50 | 23.4124 | 91.4681 | QLD Richlands |  |  | FALSE | #N/A | #N/A | #N/A | #N/A | #N/A | #N/A | #N/A | #N/A | #N/A | #N/A
TRUE | QLD | QRLD | Richlands | Energy Queensland | Shoulder | Non-coincident | 2029 | POE90 | 5.4629 | NA | QLD Richlands |  |  | FALSE | #N/A | #N/A | #N/A | #N/A | #N/A | #N/A | #N/A | #N/A | #N/A | #N/A
TRUE | QLD | QRLD | Richlands | Energy Queensland | Shoulder | Coincident_unreconciled | 2030 | POE50 | 13.2412 | NA | QLD Richlands |  |  | FALSE | #N/A | #N/A | #N/A | #N/A | #N/A | #N/A | #N/A | #N/A | #N/A | #N/A
TRUE | QLD | QRLD | Richlands | Energy Queensland | Shoulder | Coincident_unreconciled | 2030 | POE90 | 2.9282 | NA | QLD Richlands |  |  | FALSE | #N/A | #N/A | #N/A | #N/A | #N/A | #N/A | #N/A | #N/A | #N/A | #N/A
TRUE | QLD | QRLD | Richlands | Energy Queensland | Shoulder | Non-coincident | 2030 | POE50 | 22.937 | 92.3055 | QLD Richlands |  |  | FALSE | #N/A | #N/A | #N/A | #N/A | #N/A | #N/A | #N/A | #N/A | #N/A | #N/A
TRUE | QLD | QRLD | Richlands | Energy Queensland | Shoulder | Non-coincident | 2030 | POE90 | 4.9735 | NA | QLD Richlands |  |  | FALSE | #N/A | #N/A | #N/A | #N/A | #N/A | #N/A | #N/A | #N/A | #N/A | #N/A
TRUE | QLD | QRLD | Richlands | Energy Queensland | Summer | Coincident | 2017 | ACTUAL_OPG | 33.6316 | 108.0683 | QLD Richlands |  |  | FALSE | #N/A | #N/A | #N/A | #N/A | #N/A | #N/A | #N/A | #N/A | #N/A | #N/A
TRUE | QLD | QRLD | Richlands | Energy Queensland | Summer | Coincident | 2017 | ACTUAL_RAW | 33.6316 | 108.0683 | QLD Richlands |  |  | FALSE | #N/A | #N/A | #N/A | #N/A | #N/A | #N/A | #N/A | #N/A | #N/A | #N/A
TRUE | QLD | QRLD | Richlands | Energy Queensland | Summer | Non-coincident | 2017 | ACTUAL_RAW | 32.9518 | 119.9573 | QLD Richlands |  |  | FALSE | #N/A | #N/A | #N/A | #N/A | #N/A | #N/A | #N/A | #N/A | #N/A | #N/A
TRUE | QLD | QRLD | Richlands | Energy Queensland | Summer | Non-coincident | 2017 | ACTUAL_OPG | 32.9518 | 119.9573 | QLD Richlands |  |  | FALSE | #N/A | #N/A | #N/A | #N/A | #N/A | #N/A | #N/A | #N/A | #N/A | #N/A
TRUE | QLD | QRLD | Richlands | Energy Queensland | Summer | Non-coincident | 2017 | ACTUAL_ADJUSTEDOPG | 32.9518 | 119.9573 | QLD Richlands |  |  | FALSE | #N/A | #N/A | #N/A | #N/A | #N/A | #N/A | #N/A | #N/A | #N/A | #N/A
TRUE | QLD | QRLD | Richlands | Energy Queensland | Summer | Coincident | 2018 | ACTUAL_OPG | 35.0604 | 115.1186 | QLD Richlands |  |  | FALSE | #N/A | #N/A | #N/A | #N/A | #N/A | #N/A | #N/A | #N/A | #N/A | #N/A
TRUE | QLD | QRLD | Richlands | Energy Queensland | Summer | Coincident | 2018 | ACTUAL_RAW | 35.0604 | 115.1186 | QLD Richlands |  |  | FALSE | #N/A | #N/A | #N/A | #N/A | #N/A | #N/A | #N/A | #N/A | #N/A | #N/A
TRUE | QLD | QRLD | Richlands | Energy Queensland | Summer | Non-coincident | 2018 | ACTUAL_RAW | 33.7957 | 123.5366 | QLD Richlands |  |  | FALSE | #N/A | #N/A | #N/A | #N/A | #N/A | #N/A | #N/A | #N/A | #N/A | #N/A
TRUE | QLD | QRLD | Richlands | Energy Queensland | Summer | Non-coincident | 2018 | ACTUAL_OPG | 33.7957 | 123.5366 | QLD Richlands |  |  | FALSE | #N/A | #N/A | #N/A | #N/A | #N/A | #N/A | #N/A | #N/A | #N/A | #N/A
TRUE | QLD | QRLD | Richlands | Energy Queensland | Summer | Non-coincident | 2018 | ACTUAL_ADJUSTEDOPG | 33.7957 | 123.5366 | QLD Richlands |  |  | FALSE | #N/A | #N/A | #N/A | #N/A | #N/A | #N/A | #N/A | #N/A | #N/A | #N/A
TRUE | QLD | QRLD | Richlands | Energy Queensland | Summer | Coincident | 2019 | ACTUAL_OPG | 30.8415 | 113.891 | QLD Richlands |  |  | FALSE | #N/A | #N/A | #N/A | #N/A | #N/A | #N/A | #N/A | #N/A | #N/A | #N/A
TRUE | QLD | QRLD | Richlands | Energy Queensland | Summer | Coincident | 2019 | ACTUAL_RAW | 30.8415 | 113.891 | QLD Richlands |  |  | FALSE | #N/A | #N/A | #N/A | #N/A | #N/A | #N/A | #N/A | #N/A | #N/A | #N/A
TRUE | QLD | QRLD | Richlands | Energy Queensland | Summer | Non-coincident | 2019 | ACTUAL_RAW | 30.4282 | 118.4494 | QLD Richlands |  |  | FALSE | #N/A | #N/A | #N/A | #N/A | #N/A | #N/A | #N/A | #N/A | #N/A | #N/A
TRUE | QLD | QRLD | Richlands | Energy Queensland | Summer | Non-coincident | 2019 | ACTUAL_OPG | 30.4282 | 118.4494 | QLD Richlands |  |  | FALSE | #N/A | #N/A | #N/A | #N/A | #N/A | #N/A | #N/A | #N/A | #N/A | #N/A
TRUE | QLD | QRLD | Richlands | Energy Queensland | Summer | Non-coincident | 2019 | ACTUAL_ADJUSTEDOPG | 30.4282 | 118.4494 | QLD Richlands |  |  | FALSE | #N/A | #N/A | #N/A | #N/A | #N/A | #N/A | #N/A | #N/A | #N/A | #N/A
TRUE | QLD | QRLD | Richlands | Energy Queensland | Summer | Non-coincident | 2019 | BASEYEARPOE90 | 22.4411 | NA | QLD Richlands |  |  | FALSE | #N/A | #N/A | #N/A | #N/A | #N/A | #N/A | #N/A | #N/A | #N/A | #N/A
TRUE | QLD | QRLD | Richlands | Energy Queensland | Summer | Non-coincident | 2019 | BASEYEARPOE50 | 26.7215 | 111.5115 | QLD Richlands |  |  | FALSE | #N/A | #N/A | #N/A | #N/A | #N/A | #N/A | #N/A | #N/A | #N/A | #N/A
TRUE | QLD | QRLD | Richlands | Energy Queensland | Summer | Coincident | 2020 | ACTUAL_OPG | 29.2129 | 112.7416 | QLD Richlands |  |  | FALSE | #N/A | #N/A | #N/A | #N/A | #N/A | #N/A | #N/A | #N/A | #N/A | #N/A
TRUE | QLD | QRLD | Richlands | Energy Queensland | Summer | Coincident | 2020 | ACTUAL_RAW | 29.2129 | 112.7416 | QLD Richlands |  |  | FALSE | #N/A | #N/A | #N/A | #N/A | #N/A | #N/A | #N/A | #N/A | #N/A | #N/A
TRUE | QLD | QRLD | Richlands | Energy Queensland | Summer | Non-coincident | 2020 | ACTUAL_RAW | 28.5707 | 115.6506 | QLD Richlands |  |  | FALSE | #N/A | #N/A | #N/A | #N/A | #N/A | #N/A | #N/A | #N/A | #N/A | #N/A
TRUE | QLD | QRLD | Richlands | Energy Queensland | Summer | Non-coincident | 2020 | ACTUAL_OPG | 28.5707 | 115.6506 | QLD Richlands |  |  | FALSE | #N/A | #N/A | #N/A | #N/A | #N/A | #N/A | #N/A | #N/A | #N/A | #N/A
TRUE | QLD | QRLD | Richlands | Energy Queensland | Summer | Non-coincident | 2020 | ACTUAL_ADJUSTEDOPG | 28.5707 | 115.6506 | QLD Richlands |  |  | FALSE | #N/A | #N/A | #N/A | #N/A | #N/A | #N/A | #N/A | #N/A | #N/A | #N/A
TRUE | QLD | QRLD | Richlands | Energy Queensland | Summer | Coincident_unreconciled | 2021 | POE50 | 27.2102 | NA | QLD Richlands |  |  | FALSE | #N/A | #N/A | #N/A | #N/A | #N/A | #N/A | #N/A | #N/A | #N/A | #N/A
TRUE | QLD | QRLD | Richlands | Energy Queensland | Summer | Coincident_unreconciled | 2021 | POE90 | 18.6305 | NA | QLD Richlands |  |  | FALSE | #N/A | #N/A | #N/A | #N/A | #N/A | #N/A | #N/A | #N/A | #N/A | #N/A
TRUE | QLD | QRLD | Richlands | Energy Queensland | Summer | Non-coincident | 2021 | POE50 | 29 | 110.1649 | QLD Richlands |  |  | FALSE | #N/A | #N/A | #N/A | #N/A | #N/A | #N/A | #N/A | #N/A | #N/A | #N/A
TRUE | QLD | QRLD | Richlands | Energy Queensland | Summer | Non-coincident | 2021 | POE90 | 21.1578 | NA | QLD Richlands |  |  | FALSE | #N/A | #N/A | #N/A | #N/A | #N/A | #N/A | #N/A | #N/A | #N/A | #N/A
TRUE | QLD | QRLD | Richlands | Energy Queensland | Summer | Coincident_unreconciled | 2022 | POE50 | 26.035 | NA | QLD Richlands |  |  | FALSE | #N/A | #N/A | #N/A | #N/A | #N/A | #N/A | #N/A | #N/A | #N/A | #N/A
TRUE | QLD | QRLD | Richlands | Energy Queensland | Summer | Coincident_unreconciled | 2022 | POE90 | 17.388 | NA | QLD Richlands |  |  | FALSE | #N/A | #N/A | #N/A | #N/A | #N/A | #N/A | #N/A | #N/A | #N/A | #N/A
TRUE | QLD | QRLD | Richlands | Energy Queensland | Summer | Non-coincident | 2022 | POE50 | 28.1816 | 112.4175 | QLD Richlands |  |  | FALSE | #N/A | #N/A | #N/A | #N/A | #N/A | #N/A | #N/A | #N/A | #N/A | #N/A
TRUE | QLD | QRLD | Richlands | Energy Queensland | Summer | Non-coincident | 2022 | POE90 | 20.2785 | NA | QLD Richlands |  |  | FALSE | #N/A | #N/A | #N/A | #N/A | #N/A | #N/A | #N/A | #N/A | #N/A | #N/A
TRUE | QLD | QRLD | Richlands | Energy Queensland | Summer | Coincident_unreconciled | 2023 | POE50 | 25.0811 | NA | QLD Richlands |  |  | FALSE | #N/A | #N/A | #N/A | #N/A | #N/A | #N/A | #N/A | #N/A | #N/A | #N/A
TRUE | QLD | QRLD | Richlands | Energy Queensland | Summer | Coincident_unreconciled | 2023 | POE90 | 16.3738 | NA | QLD Richlands |  |  | FALSE | #N/A | #N/A | #N/A | #N/A | #N/A | #N/A | #N/A | #N/A | #N/A | #N/A
TRUE | QLD | QRLD | Richlands | Energy Queensland | Summer | Non-coincident | 2023 | POE50 | 27.5195 | 113.1901 | QLD Richlands |  |  | FALSE | #N/A | #N/A | #N/A | #N/A | #N/A | #N/A | #N/A | #N/A | #N/A | #N/A
TRUE | QLD | QRLD | Richlands | Energy Queensland | Summer | Non-coincident | 2023 | POE90 | 19.5618 | NA | QLD Richlands |  |  | FALSE | #N/A | #N/A | #N/A | #N/A | #N/A | #N/A | #N/A | #N/A | #N/A | #N/A
TRUE | QLD | QRLD | Richlands | Energy Queensland | Summer | Coincident_unreconciled | 2024 | POE50 | 24.2621 | NA | QLD Richlands |  |  | FALSE | #N/A | #N/A | #N/A | #N/A | #N/A | #N/A | #N/A | #N/A | #N/A | #N/A
TRUE | QLD | QRLD | Richlands | Energy Queensland | Summer | Coincident_unreconciled | 2024 | POE90 | 15.4945 | NA | QLD Richlands |  |  | FALSE | #N/A | #N/A | #N/A | #N/A | #N/A | #N/A | #N/A | #N/A | #N/A | #N/A
TRUE | QLD | QRLD | Richlands | Energy Queensland | Summer | Non-coincident | 2024 | POE50 | 26.9591 | 115.0361 | QLD Richlands |  |  | FALSE | #N/A | #N/A | #N/A | #N/A | #N/A | #N/A | #N/A | #N/A | #N/A | #N/A
TRUE | QLD | QRLD | Richlands | Energy Queensland | Summer | Non-coincident | 2024 | POE90 | 18.9468 | NA | QLD Richlands |  |  | FALSE | #N/A | #N/A | #N/A | #N/A | #N/A | #N/A | #N/A | #N/A | #N/A | #N/A
TRUE | QLD | QRLD | Richlands | Energy Queensland | Summer | Coincident_unreconciled | 2025 | POE50 | 23.3776 | NA | QLD Richlands |  |  | FALSE | #N/A | #N/A | #N/A | #N/A | #N/A | #N/A | #N/A | #N/A | #N/A | #N/A
TRUE | QLD | QRLD | Richlands | Energy Queensland | Summer | Coincident_unreconciled | 2025 | POE90 | 14.5496 | NA | QLD Richlands |  |  | FALSE | #N/A | #N/A | #N/A | #N/A | #N/A | #N/A | #N/A | #N/A | #N/A | #N/A
TRUE | QLD | QRLD | Richlands | Energy Queensland | Summer | Non-coincident | 2025 | POE50 | 26.3588 | 115.5128 | QLD Richlands |  |  | FALSE | #N/A | #N/A | #N/A | #N/A | #N/A | #N/A | #N/A | #N/A | #N/A | #N/A
TRUE | QLD | QRLD | Richlands | Energy Queensland | Summer | Non-coincident | 2025 | POE90 | 18.2919 | NA | QLD Richlands |  |  | FALSE | #N/A | #N/A | #N/A | #N/A | #N/A | #N/A | #N/A | #N/A | #N/A | #N/A
TRUE | QLD | QRLD | Richlands | Energy Queensland | Summer | Coincident_unreconciled | 2026 | POE50 | 22.456 | NA | QLD Richlands |  |  | FALSE | #N/A | #N/A | #N/A | #N/A | #N/A | #N/A | #N/A | #N/A | #N/A | #N/A
TRUE | QLD | QRLD | Richlands | Energy Queensland | Summer | Coincident_unreconciled | 2026 | POE90 | 13.5677 | NA | QLD Richlands |  |  | FALSE | #N/A | #N/A | #N/A | #N/A | #N/A | #N/A | #N/A | #N/A | #N/A | #N/A
TRUE | QLD | QRLD | Richlands | Energy Queensland | Summer | Non-coincident | 2026 | POE50 | 25.7381 | 116.0521 | QLD Richlands |  |  | FALSE | #N/A | #N/A | #N/A | #N/A | #N/A | #N/A | #N/A | #N/A | #N/A | #N/A
TRUE | QLD | QRLD | Richlands | Energy Queensland | Summer | Non-coincident | 2026 | POE90 | 17.6166 | NA | QLD Richlands |  |  | FALSE | #N/A | #N/A | #N/A | #N/A | #N/A | #N/A | #N/A | #N/A | #N/A | #N/A
TRUE | QLD | QRLD | Richlands | Energy Queensland | Summer | Coincident_unreconciled | 2027 | POE50 | 21.7129 | NA | QLD Richlands |  |  | FALSE | #N/A | #N/A | #N/A | #N/A | #N/A | #N/A | #N/A | #N/A | #N/A | #N/A
TRUE | QLD | QRLD | Richlands | Energy Queensland | Summer | Coincident_unreconciled | 2027 | POE90 | 12.7662 | NA | QLD Richlands |  |  | FALSE | #N/A | #N/A | #N/A | #N/A | #N/A | #N/A | #N/A | #N/A | #N/A | #N/A
TRUE | QLD | QRLD | Richlands | Energy Queensland | Summer | Non-coincident | 2027 | POE50 | 25.2508 | 116.0202 | QLD Richlands |  |  | FALSE | #N/A | #N/A | #N/A | #N/A | #N/A | #N/A | #N/A | #N/A | #N/A | #N/A
TRUE | QLD | QRLD | Richlands | Energy Queensland | Summer | Non-coincident | 2027 | POE90 | 17.0765 | NA | QLD Richlands |  |  | FALSE | #N/A | #N/A | #N/A | #N/A | #N/A | #N/A | #N/A | #N/A | #N/A | #N/A
TRUE | QLD | QRLD | Richlands | Energy Queensland | Summer | Coincident_unreconciled | 2028 | POE50 | 21.0974 | NA | QLD Richlands |  |  | FALSE | #N/A | #N/A | #N/A | #N/A | #N/A | #N/A | #N/A | #N/A | #N/A | #N/A
TRUE | QLD | QRLD | Richlands | Energy Queensland | Summer | Coincident_unreconciled | 2028 | POE90 | 12.0936 | NA | QLD Richlands |  |  | FALSE | #N/A | #N/A | #N/A | #N/A | #N/A | #N/A | #N/A | #N/A | #N/A | #N/A
TRUE | QLD | QRLD | Richlands | Energy Queensland | Summer | Non-coincident | 2028 | POE50 | 24.8458 | 116.5382 | QLD Richlands |  |  | FALSE | #N/A | #N/A | #N/A | #N/A | #N/A | #N/A | #N/A | #N/A | #N/A | #N/A
TRUE | QLD | QRLD | Richlands | Energy Queensland | Summer | Non-coincident | 2028 | POE90 | 16.6198 | NA | QLD Richlands |  |  | FALSE | #N/A | #N/A | #N/A | #N/A | #N/A | #N/A | #N/A | #N/A | #N/A | #N/A
TRUE | QLD | QRLD | Richlands | Energy Queensland | Summer | Coincident_unreconciled | 2029 | POE50 | 20.5424 | NA | QLD Richlands |  |  | FALSE | #N/A | #N/A | #N/A | #N/A | #N/A | #N/A | #N/A | #N/A | #N/A | #N/A
TRUE | QLD | QRLD | Richlands | Energy Queensland | Summer | Coincident_unreconciled | 2029 | POE90 | 11.4815 | NA | QLD Richlands |  |  | FALSE | #N/A | #N/A | #N/A | #N/A | #N/A | #N/A | #N/A | #N/A | #N/A | #N/A
TRUE | QLD | QRLD | Richlands | Energy Queensland | Summer | Non-coincident | 2029 | POE50 | 24.473 | 117.2905 | QLD Richlands |  |  | FALSE | #N/A | #N/A | #N/A | #N/A | #N/A | #N/A | #N/A | #N/A | #N/A | #N/A
TRUE | QLD | QRLD | Richlands | Energy Queensland | Summer | Non-coincident | 2029 | POE90 | 16.1954 | NA | QLD Richlands |  |  | FALSE | #N/A | #N/A | #N/A | #N/A | #N/A | #N/A | #N/A | #N/A | #N/A | #N/A
TRUE | QLD | QRLD | Richlands | Energy Queensland | Summer | Coincident_unreconciled | 2030 | POE50 | 20.1051 | NA | QLD Richlands |  |  | FALSE | #N/A | #N/A | #N/A | #N/A | #N/A | #N/A | #N/A | #N/A | #N/A | #N/A
TRUE | QLD | QRLD | Richlands | Energy Queensland | Summer | Coincident_unreconciled | 2030 | POE90 | 10.9871 | NA | QLD Richlands |  |  | FALSE | #N/A | #N/A | #N/A | #N/A | #N/A | #N/A | #N/A | #N/A | #N/A | #N/A
TRUE | QLD | QRLD | Richlands | Energy Queensland | Summer | Non-coincident | 2030 | POE50 | 24.1898 | 117.4392 | QLD Richlands |  |  | FALSE | #N/A | #N/A | #N/A | #N/A | #N/A | #N/A | #N/A | #N/A | #N/A | #N/A
TRUE | QLD | QRLD | Richlands | Energy Queensland | Summer | Non-coincident | 2030 | POE90 | 15.8605 | NA | QLD Richlands |  |  | FALSE | #N/A | #N/A | #N/A | #N/A | #N/A | #N/A | #N/A | #N/A | #N/A | #N/A
TRUE | QLD | QRLD | Richlands | Energy Queensland | Winter | Coincident | 2016 | ACTUAL_OPG | 43.1789 | 69.0129 | QLD Richlands |  |  | FALSE | #N/A | #N/A | #N/A | #N/A | #N/A | #N/A | #N/A | #N/A | #N/A | #N/A
TRUE | QLD | QRLD | Richlands | Energy Queensland | Winter | Coincident | 2016 | ACTUAL_RAW | 43.1789 | 69.0129 | QLD Richlands |  |  | FALSE | #N/A | #N/A | #N/A | #N/A | #N/A | #N/A | #N/A | #N/A | #N/A | #N/A
TRUE | QLD | QRLD | Richlands | Energy Queensland | Winter | Non-coincident | 2016 | ACTUAL_RAW | 31.0527 | 85.9762 | QLD Richlands |  |  | FALSE | #N/A | #N/A | #N/A | #N/A | #N/A | #N/A | #N/A | #N/A | #N/A | #N/A
TRUE | QLD | QRLD | Richlands | Energy Queensland | Winter | Non-coincident | 2016 | ACTUAL_OPG | 31.0527 | 85.9762 | QLD Richlands |  |  | FALSE | #N/A | #N/A | #N/A | #N/A | #N/A | #N/A | #N/A | #N/A | #N/A | #N/A
TRUE | QLD | QRLD | Richlands | Energy Queensland | Winter | Non-coincident | 2016 | ACTUAL_ADJUSTEDOPG | 31.0527 | 85.9762 | QLD Richlands |  |  | FALSE | #N/A | #N/A | #N/A | #N/A | #N/A | #N/A | #N/A | #N/A | #N/A | #N/A
TRUE | QLD | QRLD | Richlands | Energy Queensland | Winter | Coincident | 2017 | ACTUAL_OPG | 35.8656 | 79.2072 | QLD Richlands |  |  | FALSE | #N/A | #N/A | #N/A | #N/A | #N/A | #N/A | #N/A | #N/A | #N/A | #N/A
TRUE | QLD | QRLD | Richlands | Energy Queensland | Winter | Coincident | 2017 | ACTUAL_RAW | 35.8656 | 79.2072 | QLD Richlands |  |  | FALSE | #N/A | #N/A | #N/A | #N/A | #N/A | #N/A | #N/A | #N/A | #N/A | #N/A
TRUE | QLD | QRLD | Richlands | Energy Queensland | Winter | Non-coincident | 2017 | ACTUAL_RAW | 35.6385 | 98.4321 | QLD Richlands |  |  | FALSE | #N/A | #N/A | #N/A | #N/A | #N/A | #N/A | #N/A | #N/A | #N/A | #N/A
TRUE | QLD | QRLD | Richlands | Energy Queensland | Winter | Non-coincident | 2017 | ACTUAL_OPG | 35.6385 | 98.4321 | QLD Richlands |  |  | FALSE | #N/A | #N/A | #N/A | #N/A | #N/A | #N/A | #N/A | #N/A | #N/A | #N/A
TRUE | QLD | QRLD | Richlands | Energy Queensland | Winter | Non-coincident | 2017 | ACTUAL_ADJUSTEDOPG | 35.6385 | 98.4321 | QLD Richlands |  |  | FALSE | #N/A | #N/A | #N/A | #N/A | #N/A | #N/A | #N/A | #N/A | #N/A | #N/A
TRUE | QLD | QRLD | Richlands | Energy Queensland | Winter | Coincident | 2018 | ACTUAL_OPG | 33.6571 | 83.5913 | QLD Richlands |  |  | FALSE | #N/A | #N/A | #N/A | #N/A | #N/A | #N/A | #N/A | #N/A | #N/A | #N/A
TRUE | QLD | QRLD | Richlands | Energy Queensland | Winter | Coincident | 2018 | ACTUAL_RAW | 33.6571 | 83.5913 | QLD Richlands |  |  | FALSE | #N/A | #N/A | #N/A | #N/A | #N/A | #N/A | #N/A | #N/A | #N/A | #N/A
TRUE | QLD | QRLD | Richlands | Energy Queensland | Winter | Non-coincident | 2018 | ACTUAL_RAW | 33.1556 | 92.4387 | QLD Richlands |  |  | FALSE | #N/A | #N/A | #N/A | #N/A | #N/A | #N/A | #N/A | #N/A | #N/A | #N/A
TRUE | QLD | QRLD | Richlands | Energy Queensland | Winter | Non-coincident | 2018 | ACTUAL_OPG | 33.1556 | 92.4387 | QLD Richlands |  |  | FALSE | #N/A | #N/A | #N/A | #N/A | #N/A | #N/A | #N/A | #N/A | #N/A | #N/A
TRUE | QLD | QRLD | Richlands | Energy Queensland | Winter | Non-coincident | 2018 | ACTUAL_ADJUSTEDOPG | 33.1556 | 92.4387 | QLD Richlands |  |  | FALSE | #N/A | #N/A | #N/A | #N/A | #N/A | #N/A | #N/A | #N/A | #N/A | #N/A
TRUE | QLD | QRLD | Richlands | Energy Queensland | Winter | Coincident | 2019 | ACTUAL_OPG | 32.315 | 84.4765 | QLD Richlands |  |  | FALSE | #N/A | #N/A | #N/A | #N/A | #N/A | #N/A | #N/A | #N/A | #N/A | #N/A
TRUE | QLD | QRLD | Richlands | Energy Queensland | Winter | Coincident | 2019 | ACTUAL_RAW | 32.315 | 84.4765 | QLD Richlands |  |  | FALSE | #N/A | #N/A | #N/A | #N/A | #N/A | #N/A | #N/A | #N/A | #N/A | #N/A
TRUE | QLD | QRLD | Richlands | Energy Queensland | Winter | Non-coincident | 2019 | ACTUAL_RAW | 29.498 | 100.1402 | QLD Richlands |  |  | FALSE | #N/A | #N/A | #N/A | #N/A | #N/A | #N/A | #N/A | #N/A | #N/A | #N/A
TRUE | QLD | QRLD | Richlands | Energy Queensland | Winter | Non-coincident | 2019 | ACTUAL_OPG | 29.498 | 100.1402 | QLD Richlands |  |  | FALSE | #N/A | #N/A | #N/A | #N/A | #N/A | #N/A | #N/A | #N/A | #N/A | #N/A
TRUE | QLD | QRLD | Richlands | Energy Queensland | Winter | Non-coincident | 2019 | ACTUAL_ADJUSTEDOPG | 29.498 | 100.1402 | QLD Richlands |  |  | FALSE | #N/A | #N/A | #N/A | #N/A | #N/A | #N/A | #N/A | #N/A | #N/A | #N/A
TRUE | QLD | QRLD | Richlands | Energy Queensland | Winter | Non-coincident | 2019 | BASEYEARPOE90 | 20.7782 | NA | QLD Richlands |  |  | FALSE | #N/A | #N/A | #N/A | #N/A | #N/A | #N/A | #N/A | #N/A | #N/A | #N/A
TRUE | QLD | QRLD | Richlands | Energy Queensland | Winter | Non-coincident | 2019 | BASEYEARPOE50 | 24.5302 | 91.5957 | QLD Richlands |  |  | FALSE | #N/A | #N/A | #N/A | #N/A | #N/A | #N/A | #N/A | #N/A | #N/A | #N/A
TRUE | QLD | QRLD | Richlands | Energy Queensland | Winter | Coincident_unreconciled | 2020 | POE50 | 32.0243 | NA | QLD Richlands |  |  | FALSE | #N/A | #N/A | #N/A | #N/A | #N/A | #N/A | #N/A | #N/A | #N/A | #N/A
TRUE | QLD | QRLD | Richlands | Energy Queensland | Winter | Coincident_unreconciled | 2020 | POE90 | 28.0437 | NA | QLD Richlands |  |  | FALSE | #N/A | #N/A | #N/A | #N/A | #N/A | #N/A | #N/A | #N/A | #N/A | #N/A
TRUE | QLD | QRLD | Richlands | Energy Queensland | Winter | Non-coincident | 2020 | POE50 | 29 | 90.9807 | QLD Richlands |  |  | FALSE | #N/A | #N/A | #N/A | #N/A | #N/A | #N/A | #N/A | #N/A | #N/A | #N/A
TRUE | QLD | QRLD | Richlands | Energy Queensland | Winter | Non-coincident | 2020 | POE90 | 25.4336 | NA | QLD Richlands |  |  | FALSE | #N/A | #N/A | #N/A | #N/A | #N/A | #N/A | #N/A | #N/A | #N/A | #N/A
TRUE | QLD | QRLD | Richlands | Energy Queensland | Winter | Coincident_unreconciled | 2021 | POE50 | 30.5023 | NA | QLD Richlands |  |  | FALSE | #N/A | #N/A | #N/A | #N/A | #N/A | #N/A | #N/A | #N/A | #N/A | #N/A
TRUE | QLD | QRLD | Richlands | Energy Queensland | Winter | Coincident_unreconciled | 2021 | POE90 | 26.486 | NA | QLD Richlands |  |  | FALSE | #N/A | #N/A | #N/A | #N/A | #N/A | #N/A | #N/A | #N/A | #N/A | #N/A
TRUE | QLD | QRLD | Richlands | Energy Queensland | Winter | Non-coincident | 2021 | POE50 | 27.6364 | 91.4211 | QLD Richlands |  |  | FALSE | #N/A | #N/A | #N/A | #N/A | #N/A | #N/A | #N/A | #N/A | #N/A | #N/A
TRUE | QLD | QRLD | Richlands | Energy Queensland | Winter | Non-coincident | 2021 | POE90 | 24.038 | NA | QLD Richlands |  |  | FALSE | #N/A | #N/A | #N/A | #N/A | #N/A | #N/A | #N/A | #N/A | #N/A | #N/A
TRUE | QLD | QRLD | Richlands | Energy Queensland | Winter | Coincident_unreconciled | 2022 | POE50 | 29.2349 | NA | QLD Richlands |  |  | FALSE | #N/A | #N/A | #N/A | #N/A | #N/A | #N/A | #N/A | #N/A | #N/A | #N/A
TRUE | QLD | QRLD | Richlands | Energy Queensland | Winter | Coincident_unreconciled | 2022 | POE90 | 25.1902 | NA | QLD Richlands |  |  | FALSE | #N/A | #N/A | #N/A | #N/A | #N/A | #N/A | #N/A | #N/A | #N/A | #N/A
TRUE | QLD | QRLD | Richlands | Energy Queensland | Winter | Non-coincident | 2022 | POE50 | 26.5008 | 91.7659 | QLD Richlands |  |  | FALSE | #N/A | #N/A | #N/A | #N/A | #N/A | #N/A | #N/A | #N/A | #N/A | #N/A
TRUE | QLD | QRLD | Richlands | Energy Queensland | Winter | Non-coincident | 2022 | POE90 | 22.877 | NA | QLD Richlands |  |  | FALSE | #N/A | #N/A | #N/A | #N/A | #N/A | #N/A | #N/A | #N/A | #N/A | #N/A
TRUE | QLD | QRLD | Richlands | Energy Queensland | Winter | Coincident_unreconciled | 2023 | POE50 | 28.2473 | NA | QLD Richlands |  |  | FALSE | #N/A | #N/A | #N/A | #N/A | #N/A | #N/A | #N/A | #N/A | #N/A | #N/A
TRUE | QLD | QRLD | Richlands | Energy Queensland | Winter | Coincident_unreconciled | 2023 | POE90 | 24.1741 | NA | QLD Richlands |  |  | FALSE | #N/A | #N/A | #N/A | #N/A | #N/A | #N/A | #N/A | #N/A | #N/A | #N/A
TRUE | QLD | QRLD | Richlands | Energy Queensland | Winter | Non-coincident | 2023 | POE50 | 25.616 | 92.1599 | QLD Richlands |  |  | FALSE | #N/A | #N/A | #N/A | #N/A | #N/A | #N/A | #N/A | #N/A | #N/A | #N/A
TRUE | QLD | QRLD | Richlands | Energy Queensland | Winter | Non-coincident | 2023 | POE90 | 21.9667 | NA | QLD Richlands |  |  | FALSE | #N/A | #N/A | #N/A | #N/A | #N/A | #N/A | #N/A | #N/A | #N/A | #N/A
TRUE | QLD | QRLD | Richlands | Energy Queensland | Winter | Coincident_unreconciled | 2024 | POE50 | 27.3006 | NA | QLD Richlands |  |  | FALSE | #N/A | #N/A | #N/A | #N/A | #N/A | #N/A | #N/A | #N/A | #N/A | #N/A
TRUE | QLD | QRLD | Richlands | Energy Queensland | Winter | Coincident_unreconciled | 2024 | POE90 | 23.1989 | NA | QLD Richlands |  |  | FALSE | #N/A | #N/A | #N/A | #N/A | #N/A | #N/A | #N/A | #N/A | #N/A | #N/A
TRUE | QLD | QRLD | Richlands | Energy Queensland | Winter | Non-coincident | 2024 | POE50 | 24.7679 | 92.5726 | QLD Richlands |  |  | FALSE | #N/A | #N/A | #N/A | #N/A | #N/A | #N/A | #N/A | #N/A | #N/A | #N/A
TRUE | QLD | QRLD | Richlands | Energy Queensland | Winter | Non-coincident | 2024 | POE90 | 21.0931 | NA | QLD Richlands |  |  | FALSE | #N/A | #N/A | #N/A | #N/A | #N/A | #N/A | #N/A | #N/A | #N/A | #N/A
TRUE | QLD | QRLD | Richlands | Energy Queensland | Winter | Coincident_unreconciled | 2025 | POE50 | 26.2479 | NA | QLD Richlands |  |  | FALSE | #N/A | #N/A | #N/A | #N/A | #N/A | #N/A | #N/A | #N/A | #N/A | #N/A
TRUE | QLD | QRLD | Richlands | Energy Queensland | Winter | Coincident_unreconciled | 2025 | POE90 | 22.1177 | NA | QLD Richlands |  |  | FALSE | #N/A | #N/A | #N/A | #N/A | #N/A | #N/A | #N/A | #N/A | #N/A | #N/A
TRUE | QLD | QRLD | Richlands | Energy Queensland | Winter | Non-coincident | 2025 | POE50 | 23.8247 | 92.9792 | QLD Richlands |  |  | FALSE | #N/A | #N/A | #N/A | #N/A | #N/A | #N/A | #N/A | #N/A | #N/A | #N/A
TRUE | QLD | QRLD | Richlands | Energy Queensland | Winter | Non-coincident | 2025 | POE90 | 20.1243 | NA | QLD Richlands |  |  | FALSE | #N/A | #N/A | #N/A | #N/A | #N/A | #N/A | #N/A | #N/A | #N/A | #N/A
TRUE | QLD | QRLD | Richlands | Energy Queensland | Winter | Coincident_unreconciled | 2026 | POE50 | 25.251 | NA | QLD Richlands |  |  | FALSE | #N/A | #N/A | #N/A | #N/A | #N/A | #N/A | #N/A | #N/A | #N/A | #N/A
TRUE | QLD | QRLD | Richlands | Energy Queensland | Winter | Coincident_unreconciled | 2026 | POE90 | 21.0925 | NA | QLD Richlands |  |  | FALSE | #N/A | #N/A | #N/A | #N/A | #N/A | #N/A | #N/A | #N/A | #N/A | #N/A
TRUE | QLD | QRLD | Richlands | Energy Queensland | Winter | Non-coincident | 2026 | POE50 | 22.9315 | 93.4122 | QLD Richlands |  |  | FALSE | #N/A | #N/A | #N/A | #N/A | #N/A | #N/A | #N/A | #N/A | #N/A | #N/A
TRUE | QLD | QRLD | Richlands | Energy Queensland | Winter | Non-coincident | 2026 | POE90 | 19.2058 | NA | QLD Richlands |  |  | FALSE | #N/A | #N/A | #N/A | #N/A | #N/A | #N/A | #N/A | #N/A | #N/A | #N/A
TRUE | QLD | QRLD | Richlands | Energy Queensland | Winter | Coincident_unreconciled | 2027 | POE50 | 24.5257 | NA | QLD Richlands |  |  | FALSE | #N/A | #N/A | #N/A | #N/A | #N/A | #N/A | #N/A | #N/A | #N/A | #N/A
TRUE | QLD | QRLD | Richlands | Energy Queensland | Winter | Coincident_unreconciled | 2027 | POE90 | 20.3403 | NA | QLD Richlands |  |  | FALSE | #N/A | #N/A | #N/A | #N/A | #N/A | #N/A | #N/A | #N/A | #N/A | #N/A
TRUE | QLD | QRLD | Richlands | Energy Queensland | Winter | Non-coincident | 2027 | POE50 | 22.2817 | 93.8924 | QLD Richlands |  |  | FALSE | #N/A | #N/A | #N/A | #N/A | #N/A | #N/A | #N/A | #N/A | #N/A | #N/A
TRUE | QLD | QRLD | Richlands | Energy Queensland | Winter | Non-coincident | 2027 | POE90 | 18.5319 | NA | QLD Richlands |  |  | FALSE | #N/A | #N/A | #N/A | #N/A | #N/A | #N/A | #N/A | #N/A | #N/A | #N/A
TRUE | QLD | QRLD | Richlands | Energy Queensland | Winter | Coincident_unreconciled | 2028 | POE50 | 23.8646 | NA | QLD Richlands |  |  | FALSE | #N/A | #N/A | #N/A | #N/A | #N/A | #N/A | #N/A | #N/A | #N/A | #N/A
TRUE | QLD | QRLD | Richlands | Energy Queensland | Winter | Coincident_unreconciled | 2028 | POE90 | 19.6523 | NA | QLD Richlands |  |  | FALSE | #N/A | #N/A | #N/A | #N/A | #N/A | #N/A | #N/A | #N/A | #N/A | #N/A
TRUE | QLD | QRLD | Richlands | Energy Queensland | Winter | Non-coincident | 2028 | POE50 | 21.6894 | 94.388 | QLD Richlands |  |  | FALSE | #N/A | #N/A | #N/A | #N/A | #N/A | #N/A | #N/A | #N/A | #N/A | #N/A
TRUE | QLD | QRLD | Richlands | Energy Queensland | Winter | Non-coincident | 2028 | POE90 | 17.9154 | NA | QLD Richlands |  |  | FALSE | #N/A | #N/A | #N/A | #N/A | #N/A | #N/A | #N/A | #N/A | #N/A | #N/A
TRUE | QLD | QRLD | Richlands | Energy Queensland | Winter | Coincident_unreconciled | 2029 | POE50 | 23.2953 | NA | QLD Richlands |  |  | FALSE | #N/A | #N/A | #N/A | #N/A | #N/A | #N/A | #N/A | #N/A | #N/A | #N/A
TRUE | QLD | QRLD | Richlands | Energy Queensland | Winter | Coincident_unreconciled | 2029 | POE90 | 19.056 | NA | QLD Richlands |  |  | FALSE | #N/A | #N/A | #N/A | #N/A | #N/A | #N/A | #N/A | #N/A | #N/A | #N/A
TRUE | QLD | QRLD | Richlands | Energy Queensland | Winter | Non-coincident | 2029 | POE50 | 21.1794 | 94.9369 | QLD Richlands |  |  | FALSE | #N/A | #N/A | #N/A | #N/A | #N/A | #N/A | #N/A | #N/A | #N/A | #N/A
TRUE | QLD | QRLD | Richlands | Energy Queensland | Winter | Non-coincident | 2029 | POE90 | 17.3813 | NA | QLD Richlands |  |  | FALSE | #N/A | #N/A | #N/A | #N/A | #N/A | #N/A | #N/A | #N/A | #N/A | #N/A
TRUE | QLD | QRLD | Richlands | Energy Queensland | Shoulder | Non-coincident | 2019 | BASEYEARPOE10 | NA | 94.6732 | QLD Richlands |  |  | FALSE | #N/A | #N/A | #N/A | #N/A | #N/A | #N/A | #N/A | #N/A | #N/A | #N/A
TRUE | QLD | QRLD | Richlands | Energy Queensland | Shoulder | Coincident | 2021 | POE10 | NA | 85.4514 | QLD Richlands |  |  | FALSE | #N/A | #N/A | #N/A | #N/A | #N/A | #N/A | #N/A | #N/A | #N/A | #N/A
TRUE | QLD | QRLD | Richlands | Energy Queensland | Shoulder | Coincident | 2021 | POE50 | NA | 79.2547 | QLD Richlands |  |  | FALSE | #N/A | #N/A | #N/A | #N/A | #N/A | #N/A | #N/A | #N/A | #N/A | #N/A
TRUE | QLD | QRLD | Richlands | Energy Queensland | Shoulder | Non-coincident | 2021 | POE10 | NA | 97.1315 | QLD Richlands |  |  | FALSE | #N/A | #N/A | #N/A | #N/A | #N/A | #N/A | #N/A | #N/A | #N/A | #N/A
TRUE | QLD | QRLD | Richlands | Energy Queensland | Shoulder | Coincident | 2022 | POE10 | NA | 88.2034 | QLD Richlands |  |  | FALSE | #N/A | #N/A | #N/A | #N/A | #N/A | #N/A | #N/A | #N/A | #N/A | #N/A
TRUE | QLD | QRLD | Richlands | Energy Queensland | Shoulder | Coincident | 2022 | POE50 | NA | 80.4119 | QLD Richlands |  |  | FALSE | #N/A | #N/A | #N/A | #N/A | #N/A | #N/A | #N/A | #N/A | #N/A | #N/A
TRUE | QLD | QRLD | Richlands | Energy Queensland | Shoulder | Non-coincident | 2022 | POE10 | NA | 97.5651 | QLD Richlands |  |  | FALSE | #N/A | #N/A | #N/A | #N/A | #N/A | #N/A | #N/A | #N/A | #N/A | #N/A
TRUE | QLD | QRLD | Richlands | Energy Queensland | Shoulder | Coincident | 2023 | POE10 | NA | 88.7417 | QLD Richlands |  |  | FALSE | #N/A | #N/A | #N/A | #N/A | #N/A | #N/A | #N/A | #N/A | #N/A | #N/A
TRUE | QLD | QRLD | Richlands | Energy Queensland | Shoulder | Coincident | 2023 | POE50 | NA | 81.2683 | QLD Richlands |  |  | FALSE | #N/A | #N/A | #N/A | #N/A | #N/A | #N/A | #N/A | #N/A | #N/A | #N/A
TRUE | QLD | QRLD | Richlands | Energy Queensland | Shoulder | Non-coincident | 2023 | POE10 | NA | 97.9746 | QLD Richlands |  |  | FALSE | #N/A | #N/A | #N/A | #N/A | #N/A | #N/A | #N/A | #N/A | #N/A | #N/A
TRUE | QLD | QRLD | Richlands | Energy Queensland | Shoulder | Coincident | 2024 | POE10 | NA | 89.554 | QLD Richlands |  |  | FALSE | #N/A | #N/A | #N/A | #N/A | #N/A | #N/A | #N/A | #N/A | #N/A | #N/A
TRUE | QLD | QRLD | Richlands | Energy Queensland | Shoulder | Coincident | 2024 | POE50 | NA | 83.0665 | QLD Richlands |  |  | FALSE | #N/A | #N/A | #N/A | #N/A | #N/A | #N/A | #N/A | #N/A | #N/A | #N/A
TRUE | QLD | QRLD | Richlands | Energy Queensland | Shoulder | Non-coincident | 2024 | POE10 | NA | 98.4234 | QLD Richlands |  |  | FALSE | #N/A | #N/A | #N/A | #N/A | #N/A | #N/A | #N/A | #N/A | #N/A | #N/A
TRUE | QLD | QRLD | Richlands | Energy Queensland | Shoulder | Coincident | 2025 | POE10 | NA | 90.2083 | QLD Richlands |  |  | FALSE | #N/A | #N/A | #N/A | #N/A | #N/A | #N/A | #N/A | #N/A | #N/A | #N/A
TRUE | QLD | QRLD | Richlands | Energy Queensland | Shoulder | Coincident | 2025 | POE50 | NA | 83.0409 | QLD Richlands |  |  | FALSE | #N/A | #N/A | #N/A | #N/A | #N/A | #N/A | #N/A | #N/A | #N/A | #N/A
TRUE | QLD | QRLD | Richlands | Energy Queensland | Shoulder | Non-coincident | 2025 | POE10 | NA | 98.8915 | QLD Richlands |  |  | FALSE | #N/A | #N/A | #N/A | #N/A | #N/A | #N/A | #N/A | #N/A | #N/A | #N/A
TRUE | QLD | QRLD | Richlands | Energy Queensland | Shoulder | Coincident | 2026 | POE10 | NA | 90.131 | QLD Richlands |  |  | FALSE | #N/A | #N/A | #N/A | #N/A | #N/A | #N/A | #N/A | #N/A | #N/A | #N/A
TRUE | QLD | QRLD | Richlands | Energy Queensland | Shoulder | Coincident | 2026 | POE50 | NA | 83.4033 | QLD Richlands |  |  | FALSE | #N/A | #N/A | #N/A | #N/A | #N/A | #N/A | #N/A | #N/A | #N/A | #N/A
TRUE | QLD | QRLD | Richlands | Energy Queensland | Shoulder | Non-coincident | 2026 | POE10 | NA | 99.4003 | QLD Richlands |  |  | FALSE | #N/A | #N/A | #N/A | #N/A | #N/A | #N/A | #N/A | #N/A | #N/A | #N/A
TRUE | QLD | QRLD | Richlands | Energy Queensland | Shoulder | Coincident | 2027 | POE10 | NA | 90.18 | QLD Richlands |  |  | FALSE | #N/A | #N/A | #N/A | #N/A | #N/A | #N/A | #N/A | #N/A | #N/A | #N/A
TRUE | QLD | QRLD | Richlands | Energy Queensland | Shoulder | Coincident | 2027 | POE50 | NA | 83.3492 | QLD Richlands |  |  | FALSE | #N/A | #N/A | #N/A | #N/A | #N/A | #N/A | #N/A | #N/A | #N/A | #N/A
TRUE | QLD | QRLD | Richlands | Energy Queensland | Shoulder | Non-coincident | 2027 | POE10 | NA | 99.9971 | QLD Richlands |  |  | FALSE | #N/A | #N/A | #N/A | #N/A | #N/A | #N/A | #N/A | #N/A | #N/A | #N/A
TRUE | QLD | QRLD | Richlands | Energy Queensland | Shoulder | Coincident | 2028 | POE10 | NA | 90.3235 | QLD Richlands |  |  | FALSE | #N/A | #N/A | #N/A | #N/A | #N/A | #N/A | #N/A | #N/A | #N/A | #N/A
TRUE | QLD | QRLD | Richlands | Energy Queensland | Shoulder | Coincident | 2028 | POE50 | NA | 83.6744 | QLD Richlands |  |  | FALSE | #N/A | #N/A | #N/A | #N/A | #N/A | #N/A | #N/A | #N/A | #N/A | #N/A
TRUE | QLD | QRLD | Richlands | Energy Queensland | Shoulder | Non-coincident | 2028 | POE10 | NA | 100.6635 | QLD Richlands |  |  | FALSE | #N/A | #N/A | #N/A | #N/A | #N/A | #N/A | #N/A | #N/A | #N/A | #N/A
TRUE | QLD | QRLD | Richlands | Energy Queensland | Shoulder | Coincident | 2029 | POE10 | NA | 91.7354 | QLD Richlands |  |  | FALSE | #N/A | #N/A | #N/A | #N/A | #N/A | #N/A | #N/A | #N/A | #N/A | #N/A
TRUE | QLD | QRLD | Richlands | Energy Queensland | Shoulder | Coincident | 2029 | POE50 | NA | 84.4803 | QLD Richlands |  |  | FALSE | #N/A | #N/A | #N/A | #N/A | #N/A | #N/A | #N/A | #N/A | #N/A | #N/A
TRUE | QLD | QRLD | Richlands | Energy Queensland | Shoulder | Non-coincident | 2029 | POE10 | NA | 101.4048 | QLD Richlands |  |  | FALSE | #N/A | #N/A | #N/A | #N/A | #N/A | #N/A | #N/A | #N/A | #N/A | #N/A
TRUE | QLD | QRLD | Richlands | Energy Queensland | Shoulder | Coincident | 2030 | POE10 | NA | 92.3765 | QLD Richlands |  |  | FALSE | #N/A | #N/A | #N/A | #N/A | #N/A | #N/A | #N/A | #N/A | #N/A | #N/A
TRUE | QLD | QRLD | Richlands | Energy Queensland | Shoulder | Coincident | 2030 | POE50 | NA | 85.1648 | QLD Richlands |  |  | FALSE | #N/A | #N/A | #N/A | #N/A | #N/A | #N/A | #N/A | #N/A | #N/A | #N/A
TRUE | QLD | QRLD | Richlands | Energy Queensland | Shoulder | Non-coincident | 2030 | POE10 | NA | 102.3041 | QLD Richlands |  |  | FALSE | #N/A | #N/A | #N/A | #N/A | #N/A | #N/A | #N/A | #N/A | #N/A | #N/A
TRUE | QLD | QRLD | Richlands | Energy Queensland | Summer | Non-coincident | 2019 | BASEYEARPOE10 | NA | 117.3335 | QLD Richlands |  |  | FALSE | #N/A | #N/A | #N/A | #N/A | #N/A | #N/A | #N/A | #N/A | #N/A | #N/A
TRUE | QLD | QRLD | Richlands | Energy Queensland | Summer | Coincident | 2021 | POE10 | NA | 113.3781 | QLD Richlands |  |  | FALSE | #N/A | #N/A | #N/A | #N/A | #N/A | #N/A | #N/A | #N/A | #N/A | #N/A
TRUE | QLD | QRLD | Richlands | Energy Queensland | Summer | Coincident | 2021 | POE50 | NA | 110.1649 | QLD Richlands |  |  | FALSE | #N/A | #N/A | #N/A | #N/A | #N/A | #N/A | #N/A | #N/A | #N/A | #N/A
TRUE | QLD | QRLD | Richlands | Energy Queensland | Summer | Non-coincident | 2021 | POE10 | NA | 121.2509 | QLD Richlands |  |  | FALSE | #N/A | #N/A | #N/A | #N/A | #N/A | #N/A | #N/A | #N/A | #N/A | #N/A
TRUE | QLD | QRLD | Richlands | Energy Queensland | Summer | Coincident | 2022 | POE10 | NA | 115.9048 | QLD Richlands |  |  | FALSE | #N/A | #N/A | #N/A | #N/A | #N/A | #N/A | #N/A | #N/A | #N/A | #N/A
TRUE | QLD | QRLD | Richlands | Energy Queensland | Summer | Coincident | 2022 | POE50 | NA | 112.4175 | QLD Richlands |  |  | FALSE | #N/A | #N/A | #N/A | #N/A | #N/A | #N/A | #N/A | #N/A | #N/A | #N/A
TRUE | QLD | QRLD | Richlands | Energy Queensland | Summer | Non-coincident | 2022 | POE10 | NA | 121.4926 | QLD Richlands |  |  | FALSE | #N/A | #N/A | #N/A | #N/A | #N/A | #N/A | #N/A | #N/A | #N/A | #N/A
TRUE | QLD | QRLD | Richlands | Energy Queensland | Summer | Coincident | 2023 | POE10 | NA | 116.9857 | QLD Richlands |  |  | FALSE | #N/A | #N/A | #N/A | #N/A | #N/A | #N/A | #N/A | #N/A | #N/A | #N/A
TRUE | QLD | QRLD | Richlands | Energy Queensland | Summer | Coincident | 2023 | POE50 | NA | 113.1901 | QLD Richlands |  |  | FALSE | #N/A | #N/A | #N/A | #N/A | #N/A | #N/A | #N/A | #N/A | #N/A | #N/A
TRUE | QLD | QRLD | Richlands | Energy Queensland | Summer | Non-coincident | 2023 | POE10 | NA | 121.7578 | QLD Richlands |  |  | FALSE | #N/A | #N/A | #N/A | #N/A | #N/A | #N/A | #N/A | #N/A | #N/A | #N/A
TRUE | QLD | QRLD | Richlands | Energy Queensland | Summer | Coincident | 2024 | POE10 | NA | 118.8027 | QLD Richlands |  |  | FALSE | #N/A | #N/A | #N/A | #N/A | #N/A | #N/A | #N/A | #N/A | #N/A | #N/A
TRUE | QLD | QRLD | Richlands | Energy Queensland | Summer | Coincident | 2024 | POE50 | NA | 115.0361 | QLD Richlands |  |  | FALSE | #N/A | #N/A | #N/A | #N/A | #N/A | #N/A | #N/A | #N/A | #N/A | #N/A
TRUE | QLD | QRLD | Richlands | Energy Queensland | Summer | Non-coincident | 2024 | POE10 | NA | 122.0937 | QLD Richlands |  |  | FALSE | #N/A | #N/A | #N/A | #N/A | #N/A | #N/A | #N/A | #N/A | #N/A | #N/A
TRUE | QLD | QRLD | Richlands | Energy Queensland | Summer | Coincident | 2025 | POE10 | NA | 118.7069 | QLD Richlands |  |  | FALSE | #N/A | #N/A | #N/A | #N/A | #N/A | #N/A | #N/A | #N/A | #N/A | #N/A
TRUE | QLD | QRLD | Richlands | Energy Queensland | Summer | Coincident | 2025 | POE50 | NA | 115.5128 | QLD Richlands |  |  | FALSE | #N/A | #N/A | #N/A | #N/A | #N/A | #N/A | #N/A | #N/A | #N/A | #N/A
TRUE | QLD | QRLD | Richlands | Energy Queensland | Summer | Non-coincident | 2025 | POE10 | NA | 122.4152 | QLD Richlands |  |  | FALSE | #N/A | #N/A | #N/A | #N/A | #N/A | #N/A | #N/A | #N/A | #N/A | #N/A
TRUE | QLD | QRLD | Richlands | Energy Queensland | Summer | Coincident | 2026 | POE10 | NA | 119.6816 | QLD Richlands |  |  | FALSE | #N/A | #N/A | #N/A | #N/A | #N/A | #N/A | #N/A | #N/A | #N/A | #N/A
TRUE | QLD | QRLD | Richlands | Energy Queensland | Summer | Coincident | 2026 | POE50 | NA | 116.0521 | QLD Richlands |  |  | FALSE | #N/A | #N/A | #N/A | #N/A | #N/A | #N/A | #N/A | #N/A | #N/A | #N/A
TRUE | QLD | QRLD | Richlands | Energy Queensland | Summer | Non-coincident | 2026 | POE10 | NA | 122.7487 | QLD Richlands |  |  | FALSE | #N/A | #N/A | #N/A | #N/A | #N/A | #N/A | #N/A | #N/A | #N/A | #N/A
TRUE | QLD | QRLD | Richlands | Energy Queensland | Summer | Coincident | 2027 | POE10 | NA | 119.2553 | QLD Richlands |  |  | FALSE | #N/A | #N/A | #N/A | #N/A | #N/A | #N/A | #N/A | #N/A | #N/A | #N/A
TRUE | QLD | QRLD | Richlands | Energy Queensland | Summer | Coincident | 2027 | POE50 | NA | 116.0202 | QLD Richlands |  |  | FALSE | #N/A | #N/A | #N/A | #N/A | #N/A | #N/A | #N/A | #N/A | #N/A | #N/A
TRUE | QLD | QRLD | Richlands | Energy Queensland | Summer | Non-coincident | 2027 | POE10 | NA | 123.1915 | QLD Richlands |  |  | FALSE | #N/A | #N/A | #N/A | #N/A | #N/A | #N/A | #N/A | #N/A | #N/A | #N/A
TRUE | QLD | QRLD | Richlands | Energy Queensland | Summer | Coincident | 2028 | POE10 | NA | 119.863 | QLD Richlands |  |  | FALSE | #N/A | #N/A | #N/A | #N/A | #N/A | #N/A | #N/A | #N/A | #N/A | #N/A
TRUE | QLD | QRLD | Richlands | Energy Queensland | Summer | Coincident | 2028 | POE50 | NA | 116.5382 | QLD Richlands |  |  | FALSE | #N/A | #N/A | #N/A | #N/A | #N/A | #N/A | #N/A | #N/A | #N/A | #N/A
TRUE | QLD | QRLD | Richlands | Energy Queensland | Summer | Non-coincident | 2028 | POE10 | NA | 123.7165 | QLD Richlands |  |  | FALSE | #N/A | #N/A | #N/A | #N/A | #N/A | #N/A | #N/A | #N/A | #N/A | #N/A
TRUE | QLD | QRLD | Richlands | Energy Queensland | Summer | Coincident | 2029 | POE10 | NA | 120.1303 | QLD Richlands |  |  | FALSE | #N/A | #N/A | #N/A | #N/A | #N/A | #N/A | #N/A | #N/A | #N/A | #N/A
TRUE | QLD | QRLD | Richlands | Energy Queensland | Summer | Coincident | 2029 | POE50 | NA | 117.2905 | QLD Richlands |  |  | FALSE | #N/A | #N/A | #N/A | #N/A | #N/A | #N/A | #N/A | #N/A | #N/A | #N/A
TRUE | QLD | QRLD | Richlands | Energy Queensland | Summer | Non-coincident | 2029 | POE10 | NA | 124.3165 | QLD Richlands |  |  | FALSE | #N/A | #N/A | #N/A | #N/A | #N/A | #N/A | #N/A | #N/A | #N/A | #N/A
TRUE | QLD | QRLD | Richlands | Energy Queensland | Summer | Coincident | 2030 | POE10 | NA | 120.925 | QLD Richlands |  |  | FALSE | #N/A | #N/A | #N/A | #N/A | #N/A | #N/A | #N/A | #N/A | #N/A | #N/A
TRUE | QLD | QRLD | Richlands | Energy Queensland | Summer | Coincident | 2030 | POE50 | NA | 117.4392 | QLD Richlands |  |  | FALSE | #N/A | #N/A | #N/A | #N/A | #N/A | #N/A | #N/A | #N/A | #N/A | #N/A
TRUE | QLD | QRLD | Richlands | Energy Queensland | Summer | Non-coincident | 2030 | POE10 | NA | 125.062 | QLD Richlands |  |  | FALSE | #N/A | #N/A | #N/A | #N/A | #N/A | #N/A | #N/A | #N/A | #N/A | #N/A
TRUE | QLD | QRLD | Richlands | Energy Queensland | Winter | Non-coincident | 2019 | BASEYEARPOE10 | NA | 96.3933 | QLD Richlands |  |  | FALSE | #N/A | #N/A | #N/A | #N/A | #N/A | #N/A | #N/A | #N/A | #N/A | #N/A
TRUE | QLD | QRLD | Richlands | Energy Queensland | Winter | Coincident | 2020 | POE10 | NA | 86.0838 | QLD Richlands |  |  | FALSE | #N/A | #N/A | #N/A | #N/A | #N/A | #N/A | #N/A | #N/A | #N/A | #N/A
TRUE | QLD | QRLD | Richlands | Energy Queensland | Winter | Coincident | 2020 | POE50 | NA | 81.3434 | QLD Richlands |  |  | FALSE | #N/A | #N/A | #N/A | #N/A | #N/A | #N/A | #N/A | #N/A | #N/A | #N/A
TRUE | QLD | QRLD | Richlands | Energy Queensland | Winter | Non-coincident | 2020 | POE10 | NA | 97.895 | QLD Richlands |  |  | FALSE | #N/A | #N/A | #N/A | #N/A | #N/A | #N/A | #N/A | #N/A | #N/A | #N/A
TRUE | QLD | QRLD | Richlands | Energy Queensland | Winter | Coincident | 2021 | POE10 | NA | 86.0305 | QLD Richlands |  |  | FALSE | #N/A | #N/A | #N/A | #N/A | #N/A | #N/A | #N/A | #N/A | #N/A | #N/A
TRUE | QLD | QRLD | Richlands | Energy Queensland | Winter | Coincident | 2021 | POE50 | NA | 81.2665 | QLD Richlands |  |  | FALSE | #N/A | #N/A | #N/A | #N/A | #N/A | #N/A | #N/A | #N/A | #N/A | #N/A
TRUE | QLD | QRLD | Richlands | Energy Queensland | Winter | Non-coincident | 2021 | POE10 | NA | 98.3969 | QLD Richlands |  |  | FALSE | #N/A | #N/A | #N/A | #N/A | #N/A | #N/A | #N/A | #N/A | #N/A | #N/A
TRUE | QLD | QRLD | Richlands | Energy Queensland | Winter | Coincident | 2022 | POE10 | NA | 88.4746 | QLD Richlands |  |  | FALSE | #N/A | #N/A | #N/A | #N/A | #N/A | #N/A | #N/A | #N/A | #N/A | #N/A
TRUE | QLD | QRLD | Richlands | Energy Queensland | Winter | Coincident | 2022 | POE50 | NA | 83.5855 | QLD Richlands |  |  | FALSE | #N/A | #N/A | #N/A | #N/A | #N/A | #N/A | #N/A | #N/A | #N/A | #N/A
TRUE | QLD | QRLD | Richlands | Energy Queensland | Winter | Non-coincident | 2022 | POE10 | NA | 98.7908 | QLD Richlands |  |  | FALSE | #N/A | #N/A | #N/A | #N/A | #N/A | #N/A | #N/A | #N/A | #N/A | #N/A
TRUE | QLD | QRLD | Richlands | Energy Queensland | Winter | Coincident | 2023 | POE10 | NA | 89.8409 | QLD Richlands |  |  | FALSE | #N/A | #N/A | #N/A | #N/A | #N/A | #N/A | #N/A | #N/A | #N/A | #N/A
TRUE | QLD | QRLD | Richlands | Energy Queensland | Winter | Coincident | 2023 | POE50 | NA | 84.792 | QLD Richlands |  |  | FALSE | #N/A | #N/A | #N/A | #N/A | #N/A | #N/A | #N/A | #N/A | #N/A | #N/A
TRUE | QLD | QRLD | Richlands | Energy Queensland | Winter | Non-coincident | 2023 | POE10 | NA | 99.2338 | QLD Richlands |  |  | FALSE | #N/A | #N/A | #N/A | #N/A | #N/A | #N/A | #N/A | #N/A | #N/A | #N/A
TRUE | QLD | QRLD | Richlands | Energy Queensland | Winter | Coincident | 2024 | POE10 | NA | 91.7192 | QLD Richlands |  |  | FALSE | #N/A | #N/A | #N/A | #N/A | #N/A | #N/A | #N/A | #N/A | #N/A | #N/A
TRUE | QLD | QRLD | Richlands | Energy Queensland | Winter | Coincident | 2024 | POE50 | NA | 86.2275 | QLD Richlands |  |  | FALSE | #N/A | #N/A | #N/A | #N/A | #N/A | #N/A | #N/A | #N/A | #N/A | #N/A
TRUE | QLD | QRLD | Richlands | Energy Queensland | Winter | Non-coincident | 2024 | POE10 | NA | 99.6957 | QLD Richlands |  |  | FALSE | #N/A | #N/A | #N/A | #N/A | #N/A | #N/A | #N/A | #N/A | #N/A | #N/A
TRUE | QLD | QRLD | Richlands | Energy Queensland | Winter | Coincident | 2025 | POE10 | NA | 91.9896 | QLD Richlands |  |  | FALSE | #N/A | #N/A | #N/A | #N/A | #N/A | #N/A | #N/A | #N/A | #N/A | #N/A
TRUE | QLD | QRLD | Richlands | Energy Queensland | Winter | Coincident | 2025 | POE50 | NA | 86.664 | QLD Richlands |  |  | FALSE | #N/A | #N/A | #N/A | #N/A | #N/A | #N/A | #N/A | #N/A | #N/A | #N/A
TRUE | QLD | QRLD | Richlands | Energy Queensland | Winter | Non-coincident | 2025 | POE10 | NA | 100.1513 | QLD Richlands |  |  | FALSE | #N/A | #N/A | #N/A | #N/A | #N/A | #N/A | #N/A | #N/A | #N/A | #N/A
TRUE | QLD | QRLD | Richlands | Energy Queensland | Winter | Coincident | 2026 | POE10 | NA | 92.5348 | QLD Richlands |  |  | FALSE | #N/A | #N/A | #N/A | #N/A | #N/A | #N/A | #N/A | #N/A | #N/A | #N/A
TRUE | QLD | QRLD | Richlands | Energy Queensland | Winter | Coincident | 2026 | POE50 | NA | 87.3408 | QLD Richlands |  |  | FALSE | #N/A | #N/A | #N/A | #N/A | #N/A | #N/A | #N/A | #N/A | #N/A | #N/A
TRUE | QLD | QRLD | Richlands | Energy Queensland | Winter | Non-coincident | 2026 | POE10 | NA | 100.6332 | QLD Richlands |  |  | FALSE | #N/A | #N/A | #N/A | #N/A | #N/A | #N/A | #N/A | #N/A | #N/A | #N/A
TRUE | QLD | QRLD | Richlands | Energy Queensland | Winter | Coincident | 2027 | POE10 | NA | 93.1263 | QLD Richlands |  |  | FALSE | #N/A | #N/A | #N/A | #N/A | #N/A | #N/A | #N/A | #N/A | #N/A | #N/A
TRUE | QLD | QRLD | Richlands | Energy Queensland | Winter | Coincident | 2027 | POE50 | NA | 87.9112 | QLD Richlands |  |  | FALSE | #N/A | #N/A | #N/A | #N/A | #N/A | #N/A | #N/A | #N/A | #N/A | #N/A
TRUE | QLD | QRLD | Richlands | Energy Queensland | Winter | Non-coincident | 2027 | POE10 | NA | 101.1599 | QLD Richlands |  |  | FALSE | #N/A | #N/A | #N/A | #N/A | #N/A | #N/A | #N/A | #N/A | #N/A | #N/A
TRUE | QLD | QRLD | Richlands | Energy Queensland | Winter | Coincident | 2028 | POE10 | NA | 94.9091 | QLD Richlands |  |  | FALSE | #N/A | #N/A | #N/A | #N/A | #N/A | #N/A | #N/A | #N/A | #N/A | #N/A
TRUE | QLD | QRLD | Richlands | Energy Queensland | Winter | Coincident | 2028 | POE50 | NA | 88.9104 | QLD Richlands |  |  | FALSE | #N/A | #N/A | #N/A | #N/A | #N/A | #N/A | #N/A | #N/A | #N/A | #N/A
TRUE | QLD | QRLD | Richlands | Energy Queensland | Winter | Non-coincident | 2028 | POE10 | NA | 101.702 | QLD Richlands |  |  | FALSE | #N/A | #N/A | #N/A | #N/A | #N/A | #N/A | #N/A | #N/A | #N/A | #N/A
TRUE | QLD | QRLD | Richlands | Energy Queensland | Winter | Coincident | 2029 | POE10 | NA | 95.3596 | QLD Richlands |  |  | FALSE | #N/A | #N/A | #N/A | #N/A | #N/A | #N/A | #N/A | #N/A | #N/A | #N/A
TRUE | QLD | QRLD | Richlands | Energy Queensland | Winter | Coincident | 2029 | POE50 | NA | 89.8141 | QLD Richlands |  |  | FALSE | #N/A | #N/A | #N/A | #N/A | #N/A | #N/A | #N/A | #N/A | #N/A | #N/A
TRUE | QLD | QRLD | Richlands | Energy Queensland | Winter | Non-coincident | 2029 | POE10 | NA | 102.2973 | QLD Richlands |  |  | FALSE | #N/A | #N/A | #N/A | #N/A | #N/A | #N/A | #N/A | #N/A | #N/A | #N/A
TRUE | QLD | QRLE | Rocklea (Archerfield) | Energy Queensland | Shoulder | Coincident | 2017 | ACTUAL_OPG | 37.3353 | 103.576 | QLD Rocklea (Archerfield) |  |  | FALSE | #N/A | #N/A | #N/A | #N/A | #N/A | #N/A | #N/A | #N/A | #N/A | #N/A
TRUE | QLD | QRLE | Rocklea (Archerfield) | Energy Queensland | Shoulder | Coincident | 2017 | ACTUAL_RAW | 37.3353 | 103.576 | QLD Rocklea (Archerfield) |  |  | FALSE | #N/A | #N/A | #N/A | #N/A | #N/A | #N/A | #N/A | #N/A | #N/A | #N/A
TRUE | QLD | QRLE | Rocklea (Archerfield) | Energy Queensland | Shoulder | Non-coincident | 2017 | ACTUAL_RAW | 30.5009 | 147.1244 | QLD Rocklea (Archerfield) |  |  | FALSE | #N/A | #N/A | #N/A | #N/A | #N/A | #N/A | #N/A | #N/A | #N/A | #N/A
TRUE | QLD | QRLE | Rocklea (Archerfield) | Energy Queensland | Shoulder | Non-coincident | 2017 | ACTUAL_OPG | 30.5009 | 147.1244 | QLD Rocklea (Archerfield) |  |  | FALSE | #N/A | #N/A | #N/A | #N/A | #N/A | #N/A | #N/A | #N/A | #N/A | #N/A
TRUE | QLD | QRLE | Rocklea (Archerfield) | Energy Queensland | Shoulder | Non-coincident | 2017 | ACTUAL_ADJUSTEDOPG | 30.5009 | 101.7067 | QLD Rocklea (Archerfield) |  |  | FALSE | #N/A | #N/A | #N/A | #N/A | #N/A | #N/A | #N/A | #N/A | #N/A | #N/A
TRUE | QLD | QRLE | Rocklea (Archerfield) | Energy Queensland | Shoulder | Coincident | 2018 | ACTUAL_OPG | 40.5981 | 106.4869 | QLD Rocklea (Archerfield) |  |  | FALSE | #N/A | #N/A | #N/A | #N/A | #N/A | #N/A | #N/A | #N/A | #N/A | #N/A
TRUE | QLD | QRLE | Rocklea (Archerfield) | Energy Queensland | Shoulder | Coincident | 2018 | ACTUAL_RAW | 40.5981 | 106.4869 | QLD Rocklea (Archerfield) |  |  | FALSE | #N/A | #N/A | #N/A | #N/A | #N/A | #N/A | #N/A | #N/A | #N/A | #N/A
TRUE | QLD | QRLE | Rocklea (Archerfield) | Energy Queensland | Shoulder | Non-coincident | 2018 | ACTUAL_RAW | 21.9216 | 120.1542 | QLD Rocklea (Archerfield) |  |  | FALSE | #N/A | #N/A | #N/A | #N/A | #N/A | #N/A | #N/A | #N/A | #N/A | #N/A
TRUE | QLD | QRLE | Rocklea (Archerfield) | Energy Queensland | Shoulder | Non-coincident | 2018 | ACTUAL_OPG | 21.9216 | 120.1542 | QLD Rocklea (Archerfield) |  |  | FALSE | #N/A | #N/A | #N/A | #N/A | #N/A | #N/A | #N/A | #N/A | #N/A | #N/A
TRUE | QLD | QRLE | Rocklea (Archerfield) | Energy Queensland | Shoulder | Non-coincident | 2018 | ACTUAL_ADJUSTEDOPG | 21.9216 | 120.1542 | QLD Rocklea (Archerfield) |  |  | FALSE | #N/A | #N/A | #N/A | #N/A | #N/A | #N/A | #N/A | #N/A | #N/A | #N/A
TRUE | QLD | QRLE | Rocklea (Archerfield) | Energy Queensland | Shoulder | Coincident | 2019 | ACTUAL_OPG | 13.9035 | 110.9163 | QLD Rocklea (Archerfield) |  |  | FALSE | #N/A | #N/A | #N/A | #N/A | #N/A | #N/A | #N/A | #N/A | #N/A | #N/A
TRUE | QLD | QRLE | Rocklea (Archerfield) | Energy Queensland | Shoulder | Coincident | 2019 | ACTUAL_RAW | 13.9035 | 110.9163 | QLD Rocklea (Archerfield) |  |  | FALSE | #N/A | #N/A | #N/A | #N/A | #N/A | #N/A | #N/A | #N/A | #N/A | #N/A
TRUE | QLD | QRLE | Rocklea (Archerfield) | Energy Queensland | Shoulder | Non-coincident | 2019 | ACTUAL_RAW | 13.7884 | 128.144 | QLD Rocklea (Archerfield) |  |  | FALSE | #N/A | #N/A | #N/A | #N/A | #N/A | #N/A | #N/A | #N/A | #N/A | #N/A
TRUE | QLD | QRLE | Rocklea (Archerfield) | Energy Queensland | Shoulder | Non-coincident | 2019 | ACTUAL_OPG | 13.7884 | 128.144 | QLD Rocklea (Archerfield) |  |  | FALSE | #N/A | #N/A | #N/A | #N/A | #N/A | #N/A | #N/A | #N/A | #N/A | #N/A
TRUE | QLD | QRLE | Rocklea (Archerfield) | Energy Queensland | Shoulder | Non-coincident | 2019 | ACTUAL_ADJUSTEDOPG | 13.7884 | 128.144 | QLD Rocklea (Archerfield) |  |  | FALSE | #N/A | #N/A | #N/A | #N/A | #N/A | #N/A | #N/A | #N/A | #N/A | #N/A
TRUE | QLD | QRLE | Rocklea (Archerfield) | Energy Queensland | Shoulder | Non-coincident | 2019 | BASEYEARPOE90 | 10.4255 | NA | QLD Rocklea (Archerfield) |  |  | FALSE | #N/A | #N/A | #N/A | #N/A | #N/A | #N/A | #N/A | #N/A | #N/A | #N/A
TRUE | QLD | QRLE | Rocklea (Archerfield) | Energy Queensland | Shoulder | Non-coincident | 2019 | BASEYEARPOE50 | 17.0256 | 121.5715 | QLD Rocklea (Archerfield) |  |  | FALSE | #N/A | #N/A | #N/A | #N/A | #N/A | #N/A | #N/A | #N/A | #N/A | #N/A
TRUE | QLD | QRLE | Rocklea (Archerfield) | Energy Queensland | Shoulder | Coincident | 2020 | ACTUAL_OPG | 21.6268 | 78.2394 | QLD Rocklea (Archerfield) |  |  | FALSE | #N/A | #N/A | #N/A | #N/A | #N/A | #N/A | #N/A | #N/A | #N/A | #N/A
TRUE | QLD | QRLE | Rocklea (Archerfield) | Energy Queensland | Shoulder | Coincident | 2020 | ACTUAL_RAW | 21.6268 | 78.2394 | QLD Rocklea (Archerfield) |  |  | FALSE | #N/A | #N/A | #N/A | #N/A | #N/A | #N/A | #N/A | #N/A | #N/A | #N/A
TRUE | QLD | QRLE | Rocklea (Archerfield) | Energy Queensland | Shoulder | Non-coincident | 2020 | ACTUAL_RAW | 11.7704 | 127.873 | QLD Rocklea (Archerfield) |  |  | FALSE | #N/A | #N/A | #N/A | #N/A | #N/A | #N/A | #N/A | #N/A | #N/A | #N/A
TRUE | QLD | QRLE | Rocklea (Archerfield) | Energy Queensland | Shoulder | Non-coincident | 2020 | ACTUAL_OPG | 11.7704 | 127.873 | QLD Rocklea (Archerfield) |  |  | FALSE | #N/A | #N/A | #N/A | #N/A | #N/A | #N/A | #N/A | #N/A | #N/A | #N/A
TRUE | QLD | QRLE | Rocklea (Archerfield) | Energy Queensland | Shoulder | Non-coincident | 2020 | ACTUAL_ADJUSTEDOPG | 11.7704 | 127.873 | QLD Rocklea (Archerfield) |  |  | FALSE | #N/A | #N/A | #N/A | #N/A | #N/A | #N/A | #N/A | #N/A | #N/A | #N/A
TRUE | QLD | QRLE | Rocklea (Archerfield) | Energy Queensland | Shoulder | Coincident_unreconciled | 2021 | POE50 | 30.4585 | NA | QLD Rocklea (Archerfield) |  |  | FALSE | #N/A | #N/A | #N/A | #N/A | #N/A | #N/A | #N/A | #N/A | #N/A | #N/A
TRUE | QLD | QRLE | Rocklea (Archerfield) | Energy Queensland | Shoulder | Coincident_unreconciled | 2021 | POE90 | 20.1956 | NA | QLD Rocklea (Archerfield) |  |  | FALSE | #N/A | #N/A | #N/A | #N/A | #N/A | #N/A | #N/A | #N/A | #N/A | #N/A
TRUE | QLD | QRLE | Rocklea (Archerfield) | Energy Queensland | Shoulder | Non-coincident | 2021 | POE50 | 13.4128 | 118.3071 | QLD Rocklea (Archerfield) |  |  | FALSE | #N/A | #N/A | #N/A | #N/A | #N/A | #N/A | #N/A | #N/A | #N/A | #N/A
TRUE | QLD | QRLE | Rocklea (Archerfield) | Energy Queensland | Shoulder | Non-coincident | 2021 | POE90 | -2.0905 | NA | QLD Rocklea (Archerfield) |  |  | FALSE | #N/A | #N/A | #N/A | #N/A | #N/A | #N/A | #N/A | #N/A | #N/A | #N/A
TRUE | QLD | QRLE | Rocklea (Archerfield) | Energy Queensland | Shoulder | Coincident_unreconciled | 2022 | POE50 | 21.315 | NA | QLD Rocklea (Archerfield) |  |  | FALSE | #N/A | #N/A | #N/A | #N/A | #N/A | #N/A | #N/A | #N/A | #N/A | #N/A
TRUE | QLD | QRLE | Rocklea (Archerfield) | Energy Queensland | Shoulder | Coincident_unreconciled | 2022 | POE90 | 10.9733 | NA | QLD Rocklea (Archerfield) |  |  | FALSE | #N/A | #N/A | #N/A | #N/A | #N/A | #N/A | #N/A | #N/A | #N/A | #N/A
TRUE | QLD | QRLE | Rocklea (Archerfield) | Energy Queensland | Shoulder | Non-coincident | 2022 | POE50 | 10.036 | 116.7479 | QLD Rocklea (Archerfield) |  |  | FALSE | #N/A | #N/A | #N/A | #N/A | #N/A | #N/A | #N/A | #N/A | #N/A | #N/A
TRUE | QLD | QRLE | Rocklea (Archerfield) | Energy Queensland | Shoulder | Non-coincident | 2022 | POE90 | -5.5823 | NA | QLD Rocklea (Archerfield) |  |  | FALSE | #N/A | #N/A | #N/A | #N/A | #N/A | #N/A | #N/A | #N/A | #N/A | #N/A
TRUE | QLD | QRLE | Rocklea (Archerfield) | Energy Queensland | Shoulder | Coincident_unreconciled | 2023 | POE50 | 11.7782 | NA | QLD Rocklea (Archerfield) |  |  | FALSE | #N/A | #N/A | #N/A | #N/A | #N/A | #N/A | #N/A | #N/A | #N/A | #N/A
TRUE | QLD | QRLE | Rocklea (Archerfield) | Energy Queensland | Shoulder | Coincident_unreconciled | 2023 | POE90 | 1.3659 | NA | QLD Rocklea (Archerfield) |  |  | FALSE | #N/A | #N/A | #N/A | #N/A | #N/A | #N/A | #N/A | #N/A | #N/A | #N/A
TRUE | QLD | QRLE | Rocklea (Archerfield) | Energy Queensland | Shoulder | Non-coincident | 2023 | POE50 | 6.2384 | 115.0024 | QLD Rocklea (Archerfield) |  |  | FALSE | #N/A | #N/A | #N/A | #N/A | #N/A | #N/A | #N/A | #N/A | #N/A | #N/A
TRUE | QLD | QRLE | Rocklea (Archerfield) | Energy Queensland | Shoulder | Non-coincident | 2023 | POE90 | -9.2088 | NA | QLD Rocklea (Archerfield) |  |  | FALSE | #N/A | #N/A | #N/A | #N/A | #N/A | #N/A | #N/A | #N/A | #N/A | #N/A
TRUE | QLD | QRLE | Rocklea (Archerfield) | Energy Queensland | Shoulder | Coincident_unreconciled | 2024 | POE50 | 8.8768 | NA | QLD Rocklea (Archerfield) |  |  | FALSE | #N/A | #N/A | #N/A | #N/A | #N/A | #N/A | #N/A | #N/A | #N/A | #N/A
TRUE | QLD | QRLE | Rocklea (Archerfield) | Energy Queensland | Shoulder | Coincident_unreconciled | 2024 | POE90 | -0.09526 | NA | QLD Rocklea (Archerfield) |  |  | FALSE | #N/A | #N/A | #N/A | #N/A | #N/A | #N/A | #N/A | #N/A | #N/A | #N/A
TRUE | QLD | QRLE | Rocklea (Archerfield) | Energy Queensland | Shoulder | Non-coincident | 2024 | POE50 | 4.7017 | 114.9883 | QLD Rocklea (Archerfield) |  |  | FALSE | #N/A | #N/A | #N/A | #N/A | #N/A | #N/A | #N/A | #N/A | #N/A | #N/A
TRUE | QLD | QRLE | Rocklea (Archerfield) | Energy Queensland | Shoulder | Non-coincident | 2024 | POE90 | -10.3727 | NA | QLD Rocklea (Archerfield) |  |  | FALSE | #N/A | #N/A | #N/A | #N/A | #N/A | #N/A | #N/A | #N/A | #N/A | #N/A
TRUE | QLD | QRLE | Rocklea (Archerfield) | Energy Queensland | Shoulder | Coincident_unreconciled | 2025 | POE50 | 8.0751 | NA | QLD Rocklea (Archerfield) |  |  | FALSE | #N/A | #N/A | #N/A | #N/A | #N/A | #N/A | #N/A | #N/A | #N/A | #N/A
TRUE | QLD | QRLE | Rocklea (Archerfield) | Energy Queensland | Shoulder | Coincident_unreconciled | 2025 | POE90 | -0.147 | NA | QLD Rocklea (Archerfield) |  |  | FALSE | #N/A | #N/A | #N/A | #N/A | #N/A | #N/A | #N/A | #N/A | #N/A | #N/A
TRUE | QLD | QRLE | Rocklea (Archerfield) | Energy Queensland | Shoulder | Non-coincident | 2025 | POE50 | 4.2771 | 115.5343 | QLD Rocklea (Archerfield) |  |  | FALSE | #N/A | #N/A | #N/A | #N/A | #N/A | #N/A | #N/A | #N/A | #N/A | #N/A
TRUE | QLD | QRLE | Rocklea (Archerfield) | Energy Queensland | Shoulder | Non-coincident | 2025 | POE90 | -10.751 | NA | QLD Rocklea (Archerfield) |  |  | FALSE | #N/A | #N/A | #N/A | #N/A | #N/A | #N/A | #N/A | #N/A | #N/A | #N/A
TRUE | QLD | QRLE | Rocklea (Archerfield) | Energy Queensland | Shoulder | Coincident_unreconciled | 2026 | POE50 | 7.295 | NA | QLD Rocklea (Archerfield) |  |  | FALSE | #N/A | #N/A | #N/A | #N/A | #N/A | #N/A | #N/A | #N/A | #N/A | #N/A
TRUE | QLD | QRLE | Rocklea (Archerfield) | Energy Queensland | Shoulder | Coincident_unreconciled | 2026 | POE90 | -0.19746 | NA | QLD Rocklea (Archerfield) |  |  | FALSE | #N/A | #N/A | #N/A | #N/A | #N/A | #N/A | #N/A | #N/A | #N/A | #N/A
TRUE | QLD | QRLE | Rocklea (Archerfield) | Energy Queensland | Shoulder | Non-coincident | 2026 | POE50 | 3.8639 | 116.1121 | QLD Rocklea (Archerfield) |  |  | FALSE | #N/A | #N/A | #N/A | #N/A | #N/A | #N/A | #N/A | #N/A | #N/A | #N/A
TRUE | QLD | QRLE | Rocklea (Archerfield) | Energy Queensland | Shoulder | Non-coincident | 2026 | POE90 | -11.113 | NA | QLD Rocklea (Archerfield) |  |  | FALSE | #N/A | #N/A | #N/A | #N/A | #N/A | #N/A | #N/A | #N/A | #N/A | #N/A
TRUE | QLD | QRLE | Rocklea (Archerfield) | Energy Queensland | Shoulder | Coincident_unreconciled | 2027 | POE50 | 6.6119 | NA | QLD Rocklea (Archerfield) |  |  | FALSE | #N/A | #N/A | #N/A | #N/A | #N/A | #N/A | #N/A | #N/A | #N/A | #N/A
TRUE | QLD | QRLE | Rocklea (Archerfield) | Energy Queensland | Shoulder | Coincident_unreconciled | 2027 | POE90 | -0.24204 | NA | QLD Rocklea (Archerfield) |  |  | FALSE | #N/A | #N/A | #N/A | #N/A | #N/A | #N/A | #N/A | #N/A | #N/A | #N/A
TRUE | QLD | QRLE | Rocklea (Archerfield) | Energy Queensland | Shoulder | Non-coincident | 2027 | POE50 | 3.5021 | 116.7326 | QLD Rocklea (Archerfield) |  |  | FALSE | #N/A | #N/A | #N/A | #N/A | #N/A | #N/A | #N/A | #N/A | #N/A | #N/A
TRUE | QLD | QRLE | Rocklea (Archerfield) | Energy Queensland | Shoulder | Non-coincident | 2027 | POE90 | -11.4253 | NA | QLD Rocklea (Archerfield) |  |  | FALSE | #N/A | #N/A | #N/A | #N/A | #N/A | #N/A | #N/A | #N/A | #N/A | #N/A
TRUE | QLD | QRLE | Rocklea (Archerfield) | Energy Queensland | Shoulder | Coincident_unreconciled | 2028 | POE50 | 6.0898 | NA | QLD Rocklea (Archerfield) |  |  | FALSE | #N/A | #N/A | #N/A | #N/A | #N/A | #N/A | #N/A | #N/A | #N/A | #N/A
TRUE | QLD | QRLE | Rocklea (Archerfield) | Energy Queensland | Shoulder | Coincident_unreconciled | 2028 | POE90 | -0.27697 | NA | QLD Rocklea (Archerfield) |  |  | FALSE | #N/A | #N/A | #N/A | #N/A | #N/A | #N/A | #N/A | #N/A | #N/A | #N/A
TRUE | QLD | QRLE | Rocklea (Archerfield) | Energy Queensland | Shoulder | Non-coincident | 2028 | POE50 | 3.2255 | 117.4168 | QLD Rocklea (Archerfield) |  |  | FALSE | #N/A | #N/A | #N/A | #N/A | #N/A | #N/A | #N/A | #N/A | #N/A | #N/A
TRUE | QLD | QRLE | Rocklea (Archerfield) | Energy Queensland | Shoulder | Non-coincident | 2028 | POE90 | -11.6737 | NA | QLD Rocklea (Archerfield) |  |  | FALSE | #N/A | #N/A | #N/A | #N/A | #N/A | #N/A | #N/A | #N/A | #N/A | #N/A
TRUE | QLD | QRLE | Rocklea (Archerfield) | Energy Queensland | Shoulder | Coincident_unreconciled | 2029 | POE50 | 5.6813 | NA | QLD Rocklea (Archerfield) |  |  | FALSE | #N/A | #N/A | #N/A | #N/A | #N/A | #N/A | #N/A | #N/A | #N/A | #N/A
TRUE | QLD | QRLE | Rocklea (Archerfield) | Energy Queensland | Shoulder | Coincident_unreconciled | 2029 | POE90 | -0.30517 | NA | QLD Rocklea (Archerfield) |  |  | FALSE | #N/A | #N/A | #N/A | #N/A | #N/A | #N/A | #N/A | #N/A | #N/A | #N/A
TRUE | QLD | QRLE | Rocklea (Archerfield) | Energy Queensland | Shoulder | Non-coincident | 2029 | POE50 | 3.0091 | 118.1772 | QLD Rocklea (Archerfield) |  |  | FALSE | #N/A | #N/A | #N/A | #N/A | #N/A | #N/A | #N/A | #N/A | #N/A | #N/A
TRUE | QLD | QRLE | Rocklea (Archerfield) | Energy Queensland | Shoulder | Non-coincident | 2029 | POE90 | -11.8776 | NA | QLD Rocklea (Archerfield) |  |  | FALSE | #N/A | #N/A | #N/A | #N/A | #N/A | #N/A | #N/A | #N/A | #N/A | #N/A
TRUE | QLD | QRLE | Rocklea (Archerfield) | Energy Queensland | Shoulder | Coincident_unreconciled | 2030 | POE50 | 5.0768 | NA | QLD Rocklea (Archerfield) |  |  | FALSE | #N/A | #N/A | #N/A | #N/A | #N/A | #N/A | #N/A | #N/A | #N/A | #N/A
TRUE | QLD | QRLE | Rocklea (Archerfield) | Energy Queensland | Shoulder | Coincident_unreconciled | 2030 | POE90 | -0.34499 | NA | QLD Rocklea (Archerfield) |  |  | FALSE | #N/A | #N/A | #N/A | #N/A | #N/A | #N/A | #N/A | #N/A | #N/A | #N/A
TRUE | QLD | QRLE | Rocklea (Archerfield) | Energy Queensland | Shoulder | Non-coincident | 2030 | POE50 | 2.689 | 118.964 | QLD Rocklea (Archerfield) |  |  | FALSE | #N/A | #N/A | #N/A | #N/A | #N/A | #N/A | #N/A | #N/A | #N/A | #N/A
TRUE | QLD | QRLE | Rocklea (Archerfield) | Energy Queensland | Shoulder | Non-coincident | 2030 | POE90 | -12.1388 | NA | QLD Rocklea (Archerfield) |  |  | FALSE | #N/A | #N/A | #N/A | #N/A | #N/A | #N/A | #N/A | #N/A | #N/A | #N/A
TRUE | QLD | QRLE | Rocklea (Archerfield) | Energy Queensland | Summer | Coincident | 2017 | ACTUAL_OPG | 40.6887 | 123.0797 | QLD Rocklea (Archerfield) |  |  | FALSE | #N/A | #N/A | #N/A | #N/A | #N/A | #N/A | #N/A | #N/A | #N/A | #N/A
TRUE | QLD | QRLE | Rocklea (Archerfield) | Energy Queensland | Summer | Coincident | 2017 | ACTUAL_RAW | 40.6887 | 123.0797 | QLD Rocklea (Archerfield) |  |  | FALSE | #N/A | #N/A | #N/A | #N/A | #N/A | #N/A | #N/A | #N/A | #N/A | #N/A
TRUE | QLD | QRLE | Rocklea (Archerfield) | Energy Queensland | Summer | Non-coincident | 2017 | ACTUAL_RAW | 30.8776 | 159.25 | QLD Rocklea (Archerfield) |  |  | FALSE | #N/A | #N/A | #N/A | #N/A | #N/A | #N/A | #N/A | #N/A | #N/A | #N/A
TRUE | QLD | QRLE | Rocklea (Archerfield) | Energy Queensland | Summer | Non-coincident | 2017 | ACTUAL_OPG | 30.8776 | 159.25 | QLD Rocklea (Archerfield) |  |  | FALSE | #N/A | #N/A | #N/A | #N/A | #N/A | #N/A | #N/A | #N/A | #N/A | #N/A
TRUE | QLD | QRLE | Rocklea (Archerfield) | Energy Queensland | Summer | Non-coincident | 2017 | ACTUAL_ADJUSTEDOPG | 30.8776 | 159.25 | QLD Rocklea (Archerfield) |  |  | FALSE | #N/A | #N/A | #N/A | #N/A | #N/A | #N/A | #N/A | #N/A | #N/A | #N/A
TRUE | QLD | QRLE | Rocklea (Archerfield) | Energy Queensland | Summer | Coincident | 2018 | ACTUAL_OPG | 36.4649 | 136.7747 | QLD Rocklea (Archerfield) |  |  | FALSE | #N/A | #N/A | #N/A | #N/A | #N/A | #N/A | #N/A | #N/A | #N/A | #N/A
TRUE | QLD | QRLE | Rocklea (Archerfield) | Energy Queensland | Summer | Coincident | 2018 | ACTUAL_RAW | 36.4649 | 136.7747 | QLD Rocklea (Archerfield) |  |  | FALSE | #N/A | #N/A | #N/A | #N/A | #N/A | #N/A | #N/A | #N/A | #N/A | #N/A
TRUE | QLD | QRLE | Rocklea (Archerfield) | Energy Queensland | Summer | Non-coincident | 2018 | ACTUAL_RAW | 22.982 | 158.3976 | QLD Rocklea (Archerfield) |  |  | FALSE | #N/A | #N/A | #N/A | #N/A | #N/A | #N/A | #N/A | #N/A | #N/A | #N/A
TRUE | QLD | QRLE | Rocklea (Archerfield) | Energy Queensland | Summer | Non-coincident | 2018 | ACTUAL_OPG | 22.982 | 158.3976 | QLD Rocklea (Archerfield) |  |  | FALSE | #N/A | #N/A | #N/A | #N/A | #N/A | #N/A | #N/A | #N/A | #N/A | #N/A
TRUE | QLD | QRLE | Rocklea (Archerfield) | Energy Queensland | Summer | Non-coincident | 2018 | ACTUAL_ADJUSTEDOPG | 22.982 | 158.3976 | QLD Rocklea (Archerfield) |  |  | FALSE | #N/A | #N/A | #N/A | #N/A | #N/A | #N/A | #N/A | #N/A | #N/A | #N/A
TRUE | QLD | QRLE | Rocklea (Archerfield) | Energy Queensland | Summer | Coincident | 2019 | ACTUAL_OPG | 38.3563 | 141.1603 | QLD Rocklea (Archerfield) |  |  | FALSE | #N/A | #N/A | #N/A | #N/A | #N/A | #N/A | #N/A | #N/A | #N/A | #N/A
TRUE | QLD | QRLE | Rocklea (Archerfield) | Energy Queensland | Summer | Coincident | 2019 | ACTUAL_RAW | 38.3563 | 141.1603 | QLD Rocklea (Archerfield) |  |  | FALSE | #N/A | #N/A | #N/A | #N/A | #N/A | #N/A | #N/A | #N/A | #N/A | #N/A
TRUE | QLD | QRLE | Rocklea (Archerfield) | Energy Queensland | Summer | Non-coincident | 2019 | ACTUAL_RAW | 25.2515 | 156.7858 | QLD Rocklea (Archerfield) |  |  | FALSE | #N/A | #N/A | #N/A | #N/A | #N/A | #N/A | #N/A | #N/A | #N/A | #N/A
TRUE | QLD | QRLE | Rocklea (Archerfield) | Energy Queensland | Summer | Non-coincident | 2019 | ACTUAL_OPG | 25.2515 | 156.7858 | QLD Rocklea (Archerfield) |  |  | FALSE | #N/A | #N/A | #N/A | #N/A | #N/A | #N/A | #N/A | #N/A | #N/A | #N/A
TRUE | QLD | QRLE | Rocklea (Archerfield) | Energy Queensland | Summer | Non-coincident | 2019 | ACTUAL_ADJUSTEDOPG | 25.2515 | 156.7858 | QLD Rocklea (Archerfield) |  |  | FALSE | #N/A | #N/A | #N/A | #N/A | #N/A | #N/A | #N/A | #N/A | #N/A | #N/A
TRUE | QLD | QRLE | Rocklea (Archerfield) | Energy Queensland | Summer | Non-coincident | 2019 | BASEYEARPOE90 | 25.4131 | NA | QLD Rocklea (Archerfield) |  |  | FALSE | #N/A | #N/A | #N/A | #N/A | #N/A | #N/A | #N/A | #N/A | #N/A | #N/A
TRUE | QLD | QRLE | Rocklea (Archerfield) | Energy Queensland | Summer | Non-coincident | 2019 | BASEYEARPOE50 | 32.2416 | 140.1807 | QLD Rocklea (Archerfield) |  |  | FALSE | #N/A | #N/A | #N/A | #N/A | #N/A | #N/A | #N/A | #N/A | #N/A | #N/A
TRUE | QLD | QRLE | Rocklea (Archerfield) | Energy Queensland | Summer | Coincident | 2020 | ACTUAL_OPG | 48.015 | 129.3147 | QLD Rocklea (Archerfield) |  |  | FALSE | #N/A | #N/A | #N/A | #N/A | #N/A | #N/A | #N/A | #N/A | #N/A | #N/A
TRUE | QLD | QRLE | Rocklea (Archerfield) | Energy Queensland | Summer | Coincident | 2020 | ACTUAL_RAW | 48.015 | 129.3147 | QLD Rocklea (Archerfield) |  |  | FALSE | #N/A | #N/A | #N/A | #N/A | #N/A | #N/A | #N/A | #N/A | #N/A | #N/A
TRUE | QLD | QRLE | Rocklea (Archerfield) | Energy Queensland | Summer | Non-coincident | 2020 | ACTUAL_RAW | 5.9433 | 155.5814 | QLD Rocklea (Archerfield) |  |  | FALSE | #N/A | #N/A | #N/A | #N/A | #N/A | #N/A | #N/A | #N/A | #N/A | #N/A
TRUE | QLD | QRLE | Rocklea (Archerfield) | Energy Queensland | Summer | Non-coincident | 2020 | ACTUAL_OPG | 5.9433 | 155.5814 | QLD Rocklea (Archerfield) |  |  | FALSE | #N/A | #N/A | #N/A | #N/A | #N/A | #N/A | #N/A | #N/A | #N/A | #N/A
TRUE | QLD | QRLE | Rocklea (Archerfield) | Energy Queensland | Summer | Non-coincident | 2020 | ACTUAL_ADJUSTEDOPG | 29.8744 | 155.5814 | QLD Rocklea (Archerfield) |  |  | FALSE | #N/A | #N/A | #N/A | #N/A | #N/A | #N/A | #N/A | #N/A | #N/A | #N/A
TRUE | QLD | QRLE | Rocklea (Archerfield) | Energy Queensland | Summer | Coincident_unreconciled | 2021 | POE90 | 39.974 | NA | QLD Rocklea (Archerfield) |  |  | FALSE | #N/A | #N/A | #N/A | #N/A | #N/A | #N/A | #N/A | #N/A | #N/A | #N/A
TRUE | QLD | QRLE | Rocklea (Archerfield) | Energy Queensland | Summer | Coincident_unreconciled | 2021 | POE50 | 45 | NA | QLD Rocklea (Archerfield) |  |  | FALSE | #N/A | #N/A | #N/A | #N/A | #N/A | #N/A | #N/A | #N/A | #N/A | #N/A
TRUE | QLD | QRLE | Rocklea (Archerfield) | Energy Queensland | Summer | Non-coincident | 2021 | POE50 | 34.8045 | 155.2045 | QLD Rocklea (Archerfield) |  |  | FALSE | #N/A | #N/A | #N/A | #N/A | #N/A | #N/A | #N/A | #N/A | #N/A | #N/A
TRUE | QLD | QRLE | Rocklea (Archerfield) | Energy Queensland | Summer | Non-coincident | 2021 | POE90 | 25.4729 | NA | QLD Rocklea (Archerfield) |  |  | FALSE | #N/A | #N/A | #N/A | #N/A | #N/A | #N/A | #N/A | #N/A | #N/A | #N/A
TRUE | QLD | QRLE | Rocklea (Archerfield) | Energy Queensland | Summer | Coincident_unreconciled | 2022 | POE90 | 39.4001 | NA | QLD Rocklea (Archerfield) |  |  | FALSE | #N/A | #N/A | #N/A | #N/A | #N/A | #N/A | #N/A | #N/A | #N/A | #N/A
TRUE | QLD | QRLE | Rocklea (Archerfield) | Energy Queensland | Summer | Coincident_unreconciled | 2022 | POE50 | 44.354 | NA | QLD Rocklea (Archerfield) |  |  | FALSE | #N/A | #N/A | #N/A | #N/A | #N/A | #N/A | #N/A | #N/A | #N/A | #N/A
TRUE | QLD | QRLE | Rocklea (Archerfield) | Energy Queensland | Summer | Non-coincident | 2022 | POE50 | 34.6662 | 153.1231 | QLD Rocklea (Archerfield) |  |  | FALSE | #N/A | #N/A | #N/A | #N/A | #N/A | #N/A | #N/A | #N/A | #N/A | #N/A
TRUE | QLD | QRLE | Rocklea (Archerfield) | Energy Queensland | Summer | Non-coincident | 2022 | POE90 | 24.4393 | NA | QLD Rocklea (Archerfield) |  |  | FALSE | #N/A | #N/A | #N/A | #N/A | #N/A | #N/A | #N/A | #N/A | #N/A | #N/A
TRUE | QLD | QRLE | Rocklea (Archerfield) | Energy Queensland | Summer | Coincident_unreconciled | 2023 | POE90 | 38.8345 | NA | QLD Rocklea (Archerfield) |  |  | FALSE | #N/A | #N/A | #N/A | #N/A | #N/A | #N/A | #N/A | #N/A | #N/A | #N/A
TRUE | QLD | QRLE | Rocklea (Archerfield) | Energy Queensland | Summer | Coincident_unreconciled | 2023 | POE50 | 43.7172 | NA | QLD Rocklea (Archerfield) |  |  | FALSE | #N/A | #N/A | #N/A | #N/A | #N/A | #N/A | #N/A | #N/A | #N/A | #N/A
TRUE | QLD | QRLE | Rocklea (Archerfield) | Energy Queensland | Summer | Non-coincident | 2023 | POE50 | 29.8516 | 150.7878 | QLD Rocklea (Archerfield) |  |  | FALSE | #N/A | #N/A | #N/A | #N/A | #N/A | #N/A | #N/A | #N/A | #N/A | #N/A
TRUE | QLD | QRLE | Rocklea (Archerfield) | Energy Queensland | Summer | Non-coincident | 2023 | POE90 | 19.5537 | NA | QLD Rocklea (Archerfield) |  |  | FALSE | #N/A | #N/A | #N/A | #N/A | #N/A | #N/A | #N/A | #N/A | #N/A | #N/A
TRUE | QLD | QRLE | Rocklea (Archerfield) | Energy Queensland | Summer | Coincident_unreconciled | 2024 | POE90 | 38.277 | NA | QLD Rocklea (Archerfield) |  |  | FALSE | #N/A | #N/A | #N/A | #N/A | #N/A | #N/A | #N/A | #N/A | #N/A | #N/A
TRUE | QLD | QRLE | Rocklea (Archerfield) | Energy Queensland | Summer | Coincident_unreconciled | 2024 | POE50 | 43.0896 | NA | QLD Rocklea (Archerfield) |  |  | FALSE | #N/A | #N/A | #N/A | #N/A | #N/A | #N/A | #N/A | #N/A | #N/A | #N/A
TRUE | QLD | QRLE | Rocklea (Archerfield) | Energy Queensland | Summer | Non-coincident | 2024 | POE50 | 28.7579 | 150.8489 | QLD Rocklea (Archerfield) |  |  | FALSE | #N/A | #N/A | #N/A | #N/A | #N/A | #N/A | #N/A | #N/A | #N/A | #N/A
TRUE | QLD | QRLE | Rocklea (Archerfield) | Energy Queensland | Summer | Non-coincident | 2024 | POE90 | 18.389 | NA | QLD Rocklea (Archerfield) |  |  | FALSE | #N/A | #N/A | #N/A | #N/A | #N/A | #N/A | #N/A | #N/A | #N/A | #N/A
TRUE | QLD | QRLE | Rocklea (Archerfield) | Energy Queensland | Summer | Coincident_unreconciled | 2025 | POE90 | 37.7275 | NA | QLD Rocklea (Archerfield) |  |  | FALSE | #N/A | #N/A | #N/A | #N/A | #N/A | #N/A | #N/A | #N/A | #N/A | #N/A
TRUE | QLD | QRLE | Rocklea (Archerfield) | Energy Queensland | Summer | Coincident_unreconciled | 2025 | POE50 | 42.471 | NA | QLD Rocklea (Archerfield) |  |  | FALSE | #N/A | #N/A | #N/A | #N/A | #N/A | #N/A | #N/A | #N/A | #N/A | #N/A
TRUE | QLD | QRLE | Rocklea (Archerfield) | Energy Queensland | Summer | Non-coincident | 2025 | POE50 | 28.5245 | 151.4712 | QLD Rocklea (Archerfield) |  |  | FALSE | #N/A | #N/A | #N/A | #N/A | #N/A | #N/A | #N/A | #N/A | #N/A | #N/A
TRUE | QLD | QRLE | Rocklea (Archerfield) | Energy Queensland | Summer | Non-coincident | 2025 | POE90 | 18.0846 | NA | QLD Rocklea (Archerfield) |  |  | FALSE | #N/A | #N/A | #N/A | #N/A | #N/A | #N/A | #N/A | #N/A | #N/A | #N/A
TRUE | QLD | QRLE | Rocklea (Archerfield) | Energy Queensland | Summer | Coincident_unreconciled | 2026 | POE90 | 37.1859 | NA | QLD Rocklea (Archerfield) |  |  | FALSE | #N/A | #N/A | #N/A | #N/A | #N/A | #N/A | #N/A | #N/A | #N/A | #N/A
TRUE | QLD | QRLE | Rocklea (Archerfield) | Energy Queensland | Summer | Coincident_unreconciled | 2026 | POE50 | 41.8613 | NA | QLD Rocklea (Archerfield) |  |  | FALSE | #N/A | #N/A | #N/A | #N/A | #N/A | #N/A | #N/A | #N/A | #N/A | #N/A
TRUE | QLD | QRLE | Rocklea (Archerfield) | Energy Queensland | Summer | Non-coincident | 2026 | POE50 | 28.3039 | 152.1179 | QLD Rocklea (Archerfield) |  |  | FALSE | #N/A | #N/A | #N/A | #N/A | #N/A | #N/A | #N/A | #N/A | #N/A | #N/A
TRUE | QLD | QRLE | Rocklea (Archerfield) | Energy Queensland | Summer | Non-coincident | 2026 | POE90 | 17.793 | NA | QLD Rocklea (Archerfield) |  |  | FALSE | #N/A | #N/A | #N/A | #N/A | #N/A | #N/A | #N/A | #N/A | #N/A | #N/A
TRUE | QLD | QRLE | Rocklea (Archerfield) | Energy Queensland | Summer | Coincident_unreconciled | 2027 | POE90 | 36.652 | NA | QLD Rocklea (Archerfield) |  |  | FALSE | #N/A | #N/A | #N/A | #N/A | #N/A | #N/A | #N/A | #N/A | #N/A | #N/A
TRUE | QLD | QRLE | Rocklea (Archerfield) | Energy Queensland | Summer | Coincident_unreconciled | 2027 | POE50 | 41.2604 | NA | QLD Rocklea (Archerfield) |  |  | FALSE | #N/A | #N/A | #N/A | #N/A | #N/A | #N/A | #N/A | #N/A | #N/A | #N/A
TRUE | QLD | QRLE | Rocklea (Archerfield) | Energy Queensland | Summer | Non-coincident | 2027 | POE50 | 28.1397 | 152.7989 | QLD Rocklea (Archerfield) |  |  | FALSE | #N/A | #N/A | #N/A | #N/A | #N/A | #N/A | #N/A | #N/A | #N/A | #N/A
TRUE | QLD | QRLE | Rocklea (Archerfield) | Energy Queensland | Summer | Non-coincident | 2027 | POE90 | 17.56 | NA | QLD Rocklea (Archerfield) |  |  | FALSE | #N/A | #N/A | #N/A | #N/A | #N/A | #N/A | #N/A | #N/A | #N/A | #N/A
TRUE | QLD | QRLE | Rocklea (Archerfield) | Energy Queensland | Summer | Coincident_unreconciled | 2028 | POE90 | 36.1259 | NA | QLD Rocklea (Archerfield) |  |  | FALSE | #N/A | #N/A | #N/A | #N/A | #N/A | #N/A | #N/A | #N/A | #N/A | #N/A
TRUE | QLD | QRLE | Rocklea (Archerfield) | Energy Queensland | Summer | Coincident_unreconciled | 2028 | POE50 | 40.668 | NA | QLD Rocklea (Archerfield) |  |  | FALSE | #N/A | #N/A | #N/A | #N/A | #N/A | #N/A | #N/A | #N/A | #N/A | #N/A
TRUE | QLD | QRLE | Rocklea (Archerfield) | Energy Queensland | Summer | Non-coincident | 2028 | POE50 | 28.0582 | 153.536 | QLD Rocklea (Archerfield) |  |  | FALSE | #N/A | #N/A | #N/A | #N/A | #N/A | #N/A | #N/A | #N/A | #N/A | #N/A
TRUE | QLD | QRLE | Rocklea (Archerfield) | Energy Queensland | Summer | Non-coincident | 2028 | POE90 | 17.4113 | NA | QLD Rocklea (Archerfield) |  |  | FALSE | #N/A | #N/A | #N/A | #N/A | #N/A | #N/A | #N/A | #N/A | #N/A | #N/A
TRUE | QLD | QRLE | Rocklea (Archerfield) | Energy Queensland | Summer | Coincident_unreconciled | 2029 | POE90 | 35.6072 | NA | QLD Rocklea (Archerfield) |  |  | FALSE | #N/A | #N/A | #N/A | #N/A | #N/A | #N/A | #N/A | #N/A | #N/A | #N/A
TRUE | QLD | QRLE | Rocklea (Archerfield) | Energy Queensland | Summer | Coincident_unreconciled | 2029 | POE50 | 40.0842 | NA | QLD Rocklea (Archerfield) |  |  | FALSE | #N/A | #N/A | #N/A | #N/A | #N/A | #N/A | #N/A | #N/A | #N/A | #N/A
TRUE | QLD | QRLE | Rocklea (Archerfield) | Energy Queensland | Summer | Non-coincident | 2029 | POE50 | 28.046 | 154.3431 | QLD Rocklea (Archerfield) |  |  | FALSE | #N/A | #N/A | #N/A | #N/A | #N/A | #N/A | #N/A | #N/A | #N/A | #N/A
TRUE | QLD | QRLE | Rocklea (Archerfield) | Energy Queensland | Summer | Non-coincident | 2029 | POE90 | 17.3319 | NA | QLD Rocklea (Archerfield) |  |  | FALSE | #N/A | #N/A | #N/A | #N/A | #N/A | #N/A | #N/A | #N/A | #N/A | #N/A
TRUE | QLD | QRLE | Rocklea (Archerfield) | Energy Queensland | Summer | Coincident_unreconciled | 2030 | POE90 | 35.0961 | NA | QLD Rocklea (Archerfield) |  |  | FALSE | #N/A | #N/A | #N/A | #N/A | #N/A | #N/A | #N/A | #N/A | #N/A | #N/A
TRUE | QLD | QRLE | Rocklea (Archerfield) | Energy Queensland | Summer | Coincident_unreconciled | 2030 | POE50 | 39.5087 | NA | QLD Rocklea (Archerfield) |  |  | FALSE | #N/A | #N/A | #N/A | #N/A | #N/A | #N/A | #N/A | #N/A | #N/A | #N/A
TRUE | QLD | QRLE | Rocklea (Archerfield) | Energy Queensland | Summer | Non-coincident | 2030 | POE50 | 27.9777 | 155.1561 | QLD Rocklea (Archerfield) |  |  | FALSE | #N/A | #N/A | #N/A | #N/A | #N/A | #N/A | #N/A | #N/A | #N/A | #N/A
TRUE | QLD | QRLE | Rocklea (Archerfield) | Energy Queensland | Summer | Non-coincident | 2030 | POE90 | 17.1964 | NA | QLD Rocklea (Archerfield) |  |  | FALSE | #N/A | #N/A | #N/A | #N/A | #N/A | #N/A | #N/A | #N/A | #N/A | #N/A
TRUE | QLD | QRLE | Rocklea (Archerfield) | Energy Queensland | Winter | Coincident | 2016 | ACTUAL_OPG | 11.5552 | 83.8239 | QLD Rocklea (Archerfield) |  |  | FALSE | #N/A | #N/A | #N/A | #N/A | #N/A | #N/A | #N/A | #N/A | #N/A | #N/A
TRUE | QLD | QRLE | Rocklea (Archerfield) | Energy Queensland | Winter | Coincident | 2016 | ACTUAL_RAW | 11.5552 | 83.8239 | QLD Rocklea (Archerfield) |  |  | FALSE | #N/A | #N/A | #N/A | #N/A | #N/A | #N/A | #N/A | #N/A | #N/A | #N/A
TRUE | QLD | QRLE | Rocklea (Archerfield) | Energy Queensland | Winter | Non-coincident | 2016 | ACTUAL_RAW | -1.1912 | 150.4495 | QLD Rocklea (Archerfield) |  |  | FALSE | #N/A | #N/A | #N/A | #N/A | #N/A | #N/A | #N/A | #N/A | #N/A | #N/A
TRUE | QLD | QRLE | Rocklea (Archerfield) | Energy Queensland | Winter | Non-coincident | 2016 | ACTUAL_OPG | -1.1912 | 150.4495 | QLD Rocklea (Archerfield) |  |  | FALSE | #N/A | #N/A | #N/A | #N/A | #N/A | #N/A | #N/A | #N/A | #N/A | #N/A
TRUE | QLD | QRLE | Rocklea (Archerfield) | Energy Queensland | Winter | Coincident | 2017 | ACTUAL_OPG | 55.652 | 82.5976 | QLD Rocklea (Archerfield) |  |  | FALSE | #N/A | #N/A | #N/A | #N/A | #N/A | #N/A | #N/A | #N/A | #N/A | #N/A
TRUE | QLD | QRLE | Rocklea (Archerfield) | Energy Queensland | Winter | Coincident | 2017 | ACTUAL_RAW | 55.652 | 82.5976 | QLD Rocklea (Archerfield) |  |  | FALSE | #N/A | #N/A | #N/A | #N/A | #N/A | #N/A | #N/A | #N/A | #N/A | #N/A
TRUE | QLD | QRLE | Rocklea (Archerfield) | Energy Queensland | Winter | Non-coincident | 2017 | ACTUAL_RAW | 15.079 | 101.0497 | QLD Rocklea (Archerfield) |  |  | FALSE | #N/A | #N/A | #N/A | #N/A | #N/A | #N/A | #N/A | #N/A | #N/A | #N/A
TRUE | QLD | QRLE | Rocklea (Archerfield) | Energy Queensland | Winter | Non-coincident | 2017 | ACTUAL_OPG | 15.079 | 101.0497 | QLD Rocklea (Archerfield) |  |  | FALSE | #N/A | #N/A | #N/A | #N/A | #N/A | #N/A | #N/A | #N/A | #N/A | #N/A
TRUE | QLD | QRLE | Rocklea (Archerfield) | Energy Queensland | Winter | Non-coincident | 2017 | ACTUAL_ADJUSTEDOPG | 15.079 | 101.0497 | QLD Rocklea (Archerfield) |  |  | FALSE | #N/A | #N/A | #N/A | #N/A | #N/A | #N/A | #N/A | #N/A | #N/A | #N/A
TRUE | QLD | QRLE | Rocklea (Archerfield) | Energy Queensland | Winter | Coincident | 2018 | ACTUAL_OPG | 14.3983 | 100.3284 | QLD Rocklea (Archerfield) |  |  | FALSE | #N/A | #N/A | #N/A | #N/A | #N/A | #N/A | #N/A | #N/A | #N/A | #N/A
TRUE | QLD | QRLE | Rocklea (Archerfield) | Energy Queensland | Winter | Coincident | 2018 | ACTUAL_RAW | 14.3983 | 100.3284 | QLD Rocklea (Archerfield) |  |  | FALSE | #N/A | #N/A | #N/A | #N/A | #N/A | #N/A | #N/A | #N/A | #N/A | #N/A
TRUE | QLD | QRLE | Rocklea (Archerfield) | Energy Queensland | Winter | Non-coincident | 2018 | ACTUAL_RAW | 13.4812 | 120.2325 | QLD Rocklea (Archerfield) |  |  | FALSE | #N/A | #N/A | #N/A | #N/A | #N/A | #N/A | #N/A | #N/A | #N/A | #N/A
TRUE | QLD | QRLE | Rocklea (Archerfield) | Energy Queensland | Winter | Non-coincident | 2018 | ACTUAL_OPG | 13.4812 | 120.2325 | QLD Rocklea (Archerfield) |  |  | FALSE | #N/A | #N/A | #N/A | #N/A | #N/A | #N/A | #N/A | #N/A | #N/A | #N/A
TRUE | QLD | QRLE | Rocklea (Archerfield) | Energy Queensland | Winter | Non-coincident | 2018 | ACTUAL_ADJUSTEDOPG | 13.4812 | 120.2325 | QLD Rocklea (Archerfield) |  |  | FALSE | #N/A | #N/A | #N/A | #N/A | #N/A | #N/A | #N/A | #N/A | #N/A | #N/A
TRUE | QLD | QRLE | Rocklea (Archerfield) | Energy Queensland | Winter | Coincident | 2019 | ACTUAL_OPG | 24.8692 | 56.7158 | QLD Rocklea (Archerfield) |  |  | FALSE | #N/A | #N/A | #N/A | #N/A | #N/A | #N/A | #N/A | #N/A | #N/A | #N/A
TRUE | QLD | QRLE | Rocklea (Archerfield) | Energy Queensland | Winter | Coincident | 2019 | ACTUAL_RAW | 24.8692 | 56.7158 | QLD Rocklea (Archerfield) |  |  | FALSE | #N/A | #N/A | #N/A | #N/A | #N/A | #N/A | #N/A | #N/A | #N/A | #N/A
TRUE | QLD | QRLE | Rocklea (Archerfield) | Energy Queensland | Winter | Non-coincident | 2019 | ACTUAL_RAW | 16.2736 | 93.8174 | QLD Rocklea (Archerfield) |  |  | FALSE | #N/A | #N/A | #N/A | #N/A | #N/A | #N/A | #N/A | #N/A | #N/A | #N/A
TRUE | QLD | QRLE | Rocklea (Archerfield) | Energy Queensland | Winter | Non-coincident | 2019 | ACTUAL_OPG | 16.2736 | 93.8174 | QLD Rocklea (Archerfield) |  |  | FALSE | #N/A | #N/A | #N/A | #N/A | #N/A | #N/A | #N/A | #N/A | #N/A | #N/A
TRUE | QLD | QRLE | Rocklea (Archerfield) | Energy Queensland | Winter | Non-coincident | 2019 | ACTUAL_ADJUSTEDOPG | 16.2736 | 93.8174 | QLD Rocklea (Archerfield) |  |  | FALSE | #N/A | #N/A | #N/A | #N/A | #N/A | #N/A | #N/A | #N/A | #N/A | #N/A
TRUE | QLD | QRLE | Rocklea (Archerfield) | Energy Queensland | Winter | Non-coincident | 2019 | BASEYEARPOE90 | 4.8508 | NA | QLD Rocklea (Archerfield) |  |  | FALSE | #N/A | #N/A | #N/A | #N/A | #N/A | #N/A | #N/A | #N/A | #N/A | #N/A
TRUE | QLD | QRLE | Rocklea (Archerfield) | Energy Queensland | Winter | Non-coincident | 2019 | BASEYEARPOE50 | 12.9987 | 110.8634 | QLD Rocklea (Archerfield) |  |  | FALSE | #N/A | #N/A | #N/A | #N/A | #N/A | #N/A | #N/A | #N/A | #N/A | #N/A
TRUE | QLD | QRLE | Rocklea (Archerfield) | Energy Queensland | Winter | Coincident_unreconciled | 2020 | POE50 | 16.2023 | NA | QLD Rocklea (Archerfield) |  |  | FALSE | #N/A | #N/A | #N/A | #N/A | #N/A | #N/A | #N/A | #N/A | #N/A | #N/A
TRUE | QLD | QRLE | Rocklea (Archerfield) | Energy Queensland | Winter | Coincident_unreconciled | 2020 | POE90 | 7.4069 | NA | QLD Rocklea (Archerfield) |  |  | FALSE | #N/A | #N/A | #N/A | #N/A | #N/A | #N/A | #N/A | #N/A | #N/A | #N/A
TRUE | QLD | QRLE | Rocklea (Archerfield) | Energy Queensland | Winter | Non-coincident | 2020 | POE50 | 15.0023 | 109.2052 | QLD Rocklea (Archerfield) |  |  | FALSE | #N/A | #N/A | #N/A | #N/A | #N/A | #N/A | #N/A | #N/A | #N/A | #N/A
TRUE | QLD | QRLE | Rocklea (Archerfield) | Energy Queensland | Winter | Non-coincident | 2020 | POE90 | 8.5298 | NA | QLD Rocklea (Archerfield) |  |  | FALSE | #N/A | #N/A | #N/A | #N/A | #N/A | #N/A | #N/A | #N/A | #N/A | #N/A
TRUE | QLD | QRLE | Rocklea (Archerfield) | Energy Queensland | Winter | Coincident_unreconciled | 2021 | POE50 | 11.9933 | NA | QLD Rocklea (Archerfield) |  |  | FALSE | #N/A | #N/A | #N/A | #N/A | #N/A | #N/A | #N/A | #N/A | #N/A | #N/A
TRUE | QLD | QRLE | Rocklea (Archerfield) | Energy Queensland | Winter | Coincident_unreconciled | 2021 | POE90 | 4.585 | NA | QLD Rocklea (Archerfield) |  |  | FALSE | #N/A | #N/A | #N/A | #N/A | #N/A | #N/A | #N/A | #N/A | #N/A | #N/A
TRUE | QLD | QRLE | Rocklea (Archerfield) | Energy Queensland | Winter | Non-coincident | 2021 | POE50 | 11.905 | 108.9154 | QLD Rocklea (Archerfield) |  |  | FALSE | #N/A | #N/A | #N/A | #N/A | #N/A | #N/A | #N/A | #N/A | #N/A | #N/A
TRUE | QLD | QRLE | Rocklea (Archerfield) | Energy Queensland | Winter | Non-coincident | 2021 | POE90 | 5.3766 | NA | QLD Rocklea (Archerfield) |  |  | FALSE | #N/A | #N/A | #N/A | #N/A | #N/A | #N/A | #N/A | #N/A | #N/A | #N/A
TRUE | QLD | QRLE | Rocklea (Archerfield) | Energy Queensland | Winter | Coincident_unreconciled | 2022 | POE50 | 5.3937 | NA | QLD Rocklea (Archerfield) |  |  | FALSE | #N/A | #N/A | #N/A | #N/A | #N/A | #N/A | #N/A | #N/A | #N/A | #N/A
TRUE | QLD | QRLE | Rocklea (Archerfield) | Energy Queensland | Winter | Coincident_unreconciled | 2022 | POE90 | 1.1798 | NA | QLD Rocklea (Archerfield) |  |  | FALSE | #N/A | #N/A | #N/A | #N/A | #N/A | #N/A | #N/A | #N/A | #N/A | #N/A
TRUE | QLD | QRLE | Rocklea (Archerfield) | Energy Queensland | Winter | Non-coincident | 2022 | POE50 | 6.638 | 107.6376 | QLD Rocklea (Archerfield) |  |  | FALSE | #N/A | #N/A | #N/A | #N/A | #N/A | #N/A | #N/A | #N/A | #N/A | #N/A
TRUE | QLD | QRLE | Rocklea (Archerfield) | Energy Queensland | Winter | Non-coincident | 2022 | POE90 | 0.0651 | NA | QLD Rocklea (Archerfield) |  |  | FALSE | #N/A | #N/A | #N/A | #N/A | #N/A | #N/A | #N/A | #N/A | #N/A | #N/A
TRUE | QLD | QRLE | Rocklea (Archerfield) | Energy Queensland | Winter | Coincident_unreconciled | 2023 | POE50 | 3.3104 | NA | QLD Rocklea (Archerfield) |  |  | FALSE | #N/A | #N/A | #N/A | #N/A | #N/A | #N/A | #N/A | #N/A | #N/A | #N/A
TRUE | QLD | QRLE | Rocklea (Archerfield) | Energy Queensland | Winter | Coincident_unreconciled | 2023 | POE90 | -0.93216 | NA | QLD Rocklea (Archerfield) |  |  | FALSE | #N/A | #N/A | #N/A | #N/A | #N/A | #N/A | #N/A | #N/A | #N/A | #N/A
TRUE | QLD | QRLE | Rocklea (Archerfield) | Energy Queensland | Winter | Non-coincident | 2023 | POE50 | 3.3884 | 107.1161 | QLD Rocklea (Archerfield) |  |  | FALSE | #N/A | #N/A | #N/A | #N/A | #N/A | #N/A | #N/A | #N/A | #N/A | #N/A
TRUE | QLD | QRLE | Rocklea (Archerfield) | Energy Queensland | Winter | Non-coincident | 2023 | POE90 | -3.2291 | NA | QLD Rocklea (Archerfield) |  |  | FALSE | #N/A | #N/A | #N/A | #N/A | #N/A | #N/A | #N/A | #N/A | #N/A | #N/A
TRUE | QLD | QRLE | Rocklea (Archerfield) | Energy Queensland | Winter | Coincident_unreconciled | 2024 | POE50 | 3.0028 | NA | QLD Rocklea (Archerfield) |  |  | FALSE | #N/A | #N/A | #N/A | #N/A | #N/A | #N/A | #N/A | #N/A | #N/A | #N/A
TRUE | QLD | QRLE | Rocklea (Archerfield) | Energy Queensland | Winter | Coincident_unreconciled | 2024 | POE90 | -1.2683 | NA | QLD Rocklea (Archerfield) |  |  | FALSE | #N/A | #N/A | #N/A | #N/A | #N/A | #N/A | #N/A | #N/A | #N/A | #N/A
TRUE | QLD | QRLE | Rocklea (Archerfield) | Energy Queensland | Winter | Non-coincident | 2024 | POE50 | 2.9087 | 107.6333 | QLD Rocklea (Archerfield) |  |  | FALSE | #N/A | #N/A | #N/A | #N/A | #N/A | #N/A | #N/A | #N/A | #N/A | #N/A
TRUE | QLD | QRLE | Rocklea (Archerfield) | Energy Queensland | Winter | Non-coincident | 2024 | POE90 | -3.7534 | NA | QLD Rocklea (Archerfield) |  |  | FALSE | #N/A | #N/A | #N/A | #N/A | #N/A | #N/A | #N/A | #N/A | #N/A | #N/A
TRUE | QLD | QRLE | Rocklea (Archerfield) | Energy Queensland | Winter | Coincident_unreconciled | 2025 | POE50 | 2.7392 | NA | QLD Rocklea (Archerfield) |  |  | FALSE | #N/A | #N/A | #N/A | #N/A | #N/A | #N/A | #N/A | #N/A | #N/A | #N/A
TRUE | QLD | QRLE | Rocklea (Archerfield) | Energy Queensland | Winter | Coincident_unreconciled | 2025 | POE90 | -1.5604 | NA | QLD Rocklea (Archerfield) |  |  | FALSE | #N/A | #N/A | #N/A | #N/A | #N/A | #N/A | #N/A | #N/A | #N/A | #N/A
TRUE | QLD | QRLE | Rocklea (Archerfield) | Energy Queensland | Winter | Non-coincident | 2025 | POE50 | 2.4976 | 108.1797 | QLD Rocklea (Archerfield) |  |  | FALSE | #N/A | #N/A | #N/A | #N/A | #N/A | #N/A | #N/A | #N/A | #N/A | #N/A
TRUE | QLD | QRLE | Rocklea (Archerfield) | Energy Queensland | Winter | Non-coincident | 2025 | POE90 | -4.2092 | NA | QLD Rocklea (Archerfield) |  |  | FALSE | #N/A | #N/A | #N/A | #N/A | #N/A | #N/A | #N/A | #N/A | #N/A | #N/A
TRUE | QLD | QRLE | Rocklea (Archerfield) | Energy Queensland | Winter | Coincident_unreconciled | 2026 | POE50 | 2.4699 | NA | QLD Rocklea (Archerfield) |  |  | FALSE | #N/A | #N/A | #N/A | #N/A | #N/A | #N/A | #N/A | #N/A | #N/A | #N/A
TRUE | QLD | QRLE | Rocklea (Archerfield) | Energy Queensland | Winter | Coincident_unreconciled | 2026 | POE90 | -1.8583 | NA | QLD Rocklea (Archerfield) |  |  | FALSE | #N/A | #N/A | #N/A | #N/A | #N/A | #N/A | #N/A | #N/A | #N/A | #N/A
TRUE | QLD | QRLE | Rocklea (Archerfield) | Energy Queensland | Winter | Non-coincident | 2026 | POE50 | 2.0774 | 108.7246 | QLD Rocklea (Archerfield) |  |  | FALSE | #N/A | #N/A | #N/A | #N/A | #N/A | #N/A | #N/A | #N/A | #N/A | #N/A
TRUE | QLD | QRLE | Rocklea (Archerfield) | Energy Queensland | Winter | Non-coincident | 2026 | POE90 | -4.6737 | NA | QLD Rocklea (Archerfield) |  |  | FALSE | #N/A | #N/A | #N/A | #N/A | #N/A | #N/A | #N/A | #N/A | #N/A | #N/A
TRUE | QLD | QRLE | Rocklea (Archerfield) | Energy Queensland | Winter | Coincident_unreconciled | 2027 | POE50 | 2.2859 | NA | QLD Rocklea (Archerfield) |  |  | FALSE | #N/A | #N/A | #N/A | #N/A | #N/A | #N/A | #N/A | #N/A | #N/A | #N/A
TRUE | QLD | QRLE | Rocklea (Archerfield) | Energy Queensland | Winter | Coincident_unreconciled | 2027 | POE90 | -2.0693 | NA | QLD Rocklea (Archerfield) |  |  | FALSE | #N/A | #N/A | #N/A | #N/A | #N/A | #N/A | #N/A | #N/A | #N/A | #N/A
TRUE | QLD | QRLE | Rocklea (Archerfield) | Energy Queensland | Winter | Non-coincident | 2027 | POE50 | 1.7905 | 109.291 | QLD Rocklea (Archerfield) |  |  | FALSE | #N/A | #N/A | #N/A | #N/A | #N/A | #N/A | #N/A | #N/A | #N/A | #N/A
TRUE | QLD | QRLE | Rocklea (Archerfield) | Energy Queensland | Winter | Non-coincident | 2027 | POE90 | -5.0029 | NA | QLD Rocklea (Archerfield) |  |  | FALSE | #N/A | #N/A | #N/A | #N/A | #N/A | #N/A | #N/A | #N/A | #N/A | #N/A
TRUE | QLD | QRLE | Rocklea (Archerfield) | Energy Queensland | Winter | Coincident_unreconciled | 2028 | POE50 | 2.1397 | NA | QLD Rocklea (Archerfield) |  |  | FALSE | #N/A | #N/A | #N/A | #N/A | #N/A | #N/A | #N/A | #N/A | #N/A | #N/A
TRUE | QLD | QRLE | Rocklea (Archerfield) | Energy Queensland | Winter | Coincident_unreconciled | 2028 | POE90 | -2.2426 | NA | QLD Rocklea (Archerfield) |  |  | FALSE | #N/A | #N/A | #N/A | #N/A | #N/A | #N/A | #N/A | #N/A | #N/A | #N/A
TRUE | QLD | QRLE | Rocklea (Archerfield) | Energy Queensland | Winter | Non-coincident | 2028 | POE50 | 1.5624 | 109.8804 | QLD Rocklea (Archerfield) |  |  | FALSE | #N/A | #N/A | #N/A | #N/A | #N/A | #N/A | #N/A | #N/A | #N/A | #N/A
TRUE | QLD | QRLE | Rocklea (Archerfield) | Energy Queensland | Winter | Non-coincident | 2028 | POE90 | -5.2732 | NA | QLD Rocklea (Archerfield) |  |  | FALSE | #N/A | #N/A | #N/A | #N/A | #N/A | #N/A | #N/A | #N/A | #N/A | #N/A
TRUE | QLD | QRLE | Rocklea (Archerfield) | Energy Queensland | Winter | Coincident_unreconciled | 2029 | POE50 | 2.0473 | NA | QLD Rocklea (Archerfield) |  |  | FALSE | #N/A | #N/A | #N/A | #N/A | #N/A | #N/A | #N/A | #N/A | #N/A | #N/A
TRUE | QLD | QRLE | Rocklea (Archerfield) | Energy Queensland | Winter | Coincident_unreconciled | 2029 | POE90 | -2.362 | NA | QLD Rocklea (Archerfield) |  |  | FALSE | #N/A | #N/A | #N/A | #N/A | #N/A | #N/A | #N/A | #N/A | #N/A | #N/A
TRUE | QLD | QRLE | Rocklea (Archerfield) | Energy Queensland | Winter | Non-coincident | 2029 | POE50 | 1.4183 | 110.5181 | QLD Rocklea (Archerfield) |  |  | FALSE | #N/A | #N/A | #N/A | #N/A | #N/A | #N/A | #N/A | #N/A | #N/A | #N/A
TRUE | QLD | QRLE | Rocklea (Archerfield) | Energy Queensland | Winter | Non-coincident | 2029 | POE90 | -5.4594 | NA | QLD Rocklea (Archerfield) |  |  | FALSE | #N/A | #N/A | #N/A | #N/A | #N/A | #N/A | #N/A | #N/A | #N/A | #N/A
TRUE | QLD | QRLE | Rocklea (Archerfield) | Energy Queensland | Shoulder | Non-coincident | 2019 | BASEYEARPOE10 | NA | 125.2338 | QLD Rocklea (Archerfield) |  |  | FALSE | #N/A | #N/A | #N/A | #N/A | #N/A | #N/A | #N/A | #N/A | #N/A | #N/A
TRUE | QLD | QRLE | Rocklea (Archerfield) | Energy Queensland | Shoulder | Coincident | 2021 | POE10 | NA | 101.6436 | QLD Rocklea (Archerfield) |  |  | FALSE | #N/A | #N/A | #N/A | #N/A | #N/A | #N/A | #N/A | #N/A | #N/A | #N/A
TRUE | QLD | QRLE | Rocklea (Archerfield) | Energy Queensland | Shoulder | Coincident | 2021 | POE50 | NA | 99.3831 | QLD Rocklea (Archerfield) |  |  | FALSE | #N/A | #N/A | #N/A | #N/A | #N/A | #N/A | #N/A | #N/A | #N/A | #N/A
TRUE | QLD | QRLE | Rocklea (Archerfield) | Energy Queensland | Shoulder | Non-coincident | 2021 | POE10 | NA | 122.9035 | QLD Rocklea (Archerfield) |  |  | FALSE | #N/A | #N/A | #N/A | #N/A | #N/A | #N/A | #N/A | #N/A | #N/A | #N/A
TRUE | QLD | QRLE | Rocklea (Archerfield) | Energy Queensland | Shoulder | Coincident | 2022 | POE10 | NA | 105.101 | QLD Rocklea (Archerfield) |  |  | FALSE | #N/A | #N/A | #N/A | #N/A | #N/A | #N/A | #N/A | #N/A | #N/A | #N/A
TRUE | QLD | QRLE | Rocklea (Archerfield) | Energy Queensland | Shoulder | Coincident | 2022 | POE50 | NA | 101.0409 | QLD Rocklea (Archerfield) |  |  | FALSE | #N/A | #N/A | #N/A | #N/A | #N/A | #N/A | #N/A | #N/A | #N/A | #N/A
TRUE | QLD | QRLE | Rocklea (Archerfield) | Energy Queensland | Shoulder | Non-coincident | 2022 | POE10 | NA | 121.3805 | QLD Rocklea (Archerfield) |  |  | FALSE | #N/A | #N/A | #N/A | #N/A | #N/A | #N/A | #N/A | #N/A | #N/A | #N/A
TRUE | QLD | QRLE | Rocklea (Archerfield) | Energy Queensland | Shoulder | Coincident | 2023 | POE10 | NA | 105.8715 | QLD Rocklea (Archerfield) |  |  | FALSE | #N/A | #N/A | #N/A | #N/A | #N/A | #N/A | #N/A | #N/A | #N/A | #N/A
TRUE | QLD | QRLE | Rocklea (Archerfield) | Energy Queensland | Shoulder | Coincident | 2023 | POE50 | NA | 102.2655 | QLD Rocklea (Archerfield) |  |  | FALSE | #N/A | #N/A | #N/A | #N/A | #N/A | #N/A | #N/A | #N/A | #N/A | #N/A
TRUE | QLD | QRLE | Rocklea (Archerfield) | Energy Queensland | Shoulder | Non-coincident | 2023 | POE10 | NA | 119.6674 | QLD Rocklea (Archerfield) |  |  | FALSE | #N/A | #N/A | #N/A | #N/A | #N/A | #N/A | #N/A | #N/A | #N/A | #N/A
TRUE | QLD | QRLE | Rocklea (Archerfield) | Energy Queensland | Shoulder | Coincident | 2024 | POE10 | NA | 107.0314 | QLD Rocklea (Archerfield) |  |  | FALSE | #N/A | #N/A | #N/A | #N/A | #N/A | #N/A | #N/A | #N/A | #N/A | #N/A
TRUE | QLD | QRLE | Rocklea (Archerfield) | Energy Queensland | Shoulder | Coincident | 2024 | POE50 | NA | 104.7419 | QLD Rocklea (Archerfield) |  |  | FALSE | #N/A | #N/A | #N/A | #N/A | #N/A | #N/A | #N/A | #N/A | #N/A | #N/A
TRUE | QLD | QRLE | Rocklea (Archerfield) | Energy Queensland | Shoulder | Non-coincident | 2024 | POE10 | NA | 120.2901 | QLD Rocklea (Archerfield) |  |  | FALSE | #N/A | #N/A | #N/A | #N/A | #N/A | #N/A | #N/A | #N/A | #N/A | #N/A
TRUE | QLD | QRLE | Rocklea (Archerfield) | Energy Queensland | Shoulder | Coincident | 2025 | POE10 | NA | 108.044 | QLD Rocklea (Archerfield) |  |  | FALSE | #N/A | #N/A | #N/A | #N/A | #N/A | #N/A | #N/A | #N/A | #N/A | #N/A
TRUE | QLD | QRLE | Rocklea (Archerfield) | Energy Queensland | Shoulder | Coincident | 2025 | POE50 | NA | 104.9633 | QLD Rocklea (Archerfield) |  |  | FALSE | #N/A | #N/A | #N/A | #N/A | #N/A | #N/A | #N/A | #N/A | #N/A | #N/A
TRUE | QLD | QRLE | Rocklea (Archerfield) | Energy Queensland | Shoulder | Non-coincident | 2025 | POE10 | NA | 121.0511 | QLD Rocklea (Archerfield) |  |  | FALSE | #N/A | #N/A | #N/A | #N/A | #N/A | #N/A | #N/A | #N/A | #N/A | #N/A
TRUE | QLD | QRLE | Rocklea (Archerfield) | Energy Queensland | Shoulder | Coincident | 2026 | POE10 | NA | 108.1816 | QLD Rocklea (Archerfield) |  |  | FALSE | #N/A | #N/A | #N/A | #N/A | #N/A | #N/A | #N/A | #N/A | #N/A | #N/A
TRUE | QLD | QRLE | Rocklea (Archerfield) | Energy Queensland | Shoulder | Coincident | 2026 | POE50 | NA | 105.6747 | QLD Rocklea (Archerfield) |  |  | FALSE | #N/A | #N/A | #N/A | #N/A | #N/A | #N/A | #N/A | #N/A | #N/A | #N/A
TRUE | QLD | QRLE | Rocklea (Archerfield) | Energy Queensland | Shoulder | Non-coincident | 2026 | POE10 | NA | 121.8339 | QLD Rocklea (Archerfield) |  |  | FALSE | #N/A | #N/A | #N/A | #N/A | #N/A | #N/A | #N/A | #N/A | #N/A | #N/A
TRUE | QLD | QRLE | Rocklea (Archerfield) | Energy Queensland | Shoulder | Coincident | 2027 | POE10 | NA | 108.4313 | QLD Rocklea (Archerfield) |  |  | FALSE | #N/A | #N/A | #N/A | #N/A | #N/A | #N/A | #N/A | #N/A | #N/A | #N/A
TRUE | QLD | QRLE | Rocklea (Archerfield) | Energy Queensland | Shoulder | Coincident | 2027 | POE50 | NA | 105.8152 | QLD Rocklea (Archerfield) |  |  | FALSE | #N/A | #N/A | #N/A | #N/A | #N/A | #N/A | #N/A | #N/A | #N/A | #N/A
TRUE | QLD | QRLE | Rocklea (Archerfield) | Energy Queensland | Shoulder | Non-coincident | 2027 | POE10 | NA | 122.6249 | QLD Rocklea (Archerfield) |  |  | FALSE | #N/A | #N/A | #N/A | #N/A | #N/A | #N/A | #N/A | #N/A | #N/A | #N/A
TRUE | QLD | QRLE | Rocklea (Archerfield) | Energy Queensland | Shoulder | Coincident | 2028 | POE10 | NA | 108.7443 | QLD Rocklea (Archerfield) |  |  | FALSE | #N/A | #N/A | #N/A | #N/A | #N/A | #N/A | #N/A | #N/A | #N/A | #N/A
TRUE | QLD | QRLE | Rocklea (Archerfield) | Energy Queensland | Shoulder | Coincident | 2028 | POE50 | NA | 106.3798 | QLD Rocklea (Archerfield) |  |  | FALSE | #N/A | #N/A | #N/A | #N/A | #N/A | #N/A | #N/A | #N/A | #N/A | #N/A
TRUE | QLD | QRLE | Rocklea (Archerfield) | Energy Queensland | Shoulder | Non-coincident | 2028 | POE10 | NA | 123.4474 | QLD Rocklea (Archerfield) |  |  | FALSE | #N/A | #N/A | #N/A | #N/A | #N/A | #N/A | #N/A | #N/A | #N/A | #N/A
TRUE | QLD | QRLE | Rocklea (Archerfield) | Energy Queensland | Shoulder | Coincident | 2029 | POE10 | NA | 110.5414 | QLD Rocklea (Archerfield) |  |  | FALSE | #N/A | #N/A | #N/A | #N/A | #N/A | #N/A | #N/A | #N/A | #N/A | #N/A
TRUE | QLD | QRLE | Rocklea (Archerfield) | Energy Queensland | Shoulder | Coincident | 2029 | POE50 | NA | 107.5051 | QLD Rocklea (Archerfield) |  |  | FALSE | #N/A | #N/A | #N/A | #N/A | #N/A | #N/A | #N/A | #N/A | #N/A | #N/A
TRUE | QLD | QRLE | Rocklea (Archerfield) | Energy Queensland | Shoulder | Non-coincident | 2029 | POE10 | NA | 124.3291 | QLD Rocklea (Archerfield) |  |  | FALSE | #N/A | #N/A | #N/A | #N/A | #N/A | #N/A | #N/A | #N/A | #N/A | #N/A
TRUE | QLD | QRLE | Rocklea (Archerfield) | Energy Queensland | Shoulder | Coincident | 2030 | POE10 | NA | 111.3682 | QLD Rocklea (Archerfield) |  |  | FALSE | #N/A | #N/A | #N/A | #N/A | #N/A | #N/A | #N/A | #N/A | #N/A | #N/A
TRUE | QLD | QRLE | Rocklea (Archerfield) | Energy Queensland | Shoulder | Coincident | 2030 | POE50 | NA | 108.4277 | QLD Rocklea (Archerfield) |  |  | FALSE | #N/A | #N/A | #N/A | #N/A | #N/A | #N/A | #N/A | #N/A | #N/A | #N/A
TRUE | QLD | QRLE | Rocklea (Archerfield) | Energy Queensland | Shoulder | Non-coincident | 2030 | POE10 | NA | 125.2669 | QLD Rocklea (Archerfield) |  |  | FALSE | #N/A | #N/A | #N/A | #N/A | #N/A | #N/A | #N/A | #N/A | #N/A | #N/A
TRUE | QLD | QRLE | Rocklea (Archerfield) | Energy Queensland | Summer | Non-coincident | 2019 | BASEYEARPOE10 | NA | 147.7634 | QLD Rocklea (Archerfield) |  |  | FALSE | #N/A | #N/A | #N/A | #N/A | #N/A | #N/A | #N/A | #N/A | #N/A | #N/A
TRUE | QLD | QRLE | Rocklea (Archerfield) | Energy Queensland | Summer | Coincident | 2021 | POE10 | NA | 122.7088 | QLD Rocklea (Archerfield) |  |  | FALSE | #N/A | #N/A | #N/A | #N/A | #N/A | #N/A | #N/A | #N/A | #N/A | #N/A
TRUE | QLD | QRLE | Rocklea (Archerfield) | Energy Queensland | Summer | Coincident | 2021 | POE50 | NA | 119.4808 | QLD Rocklea (Archerfield) |  |  | FALSE | #N/A | #N/A | #N/A | #N/A | #N/A | #N/A | #N/A | #N/A | #N/A | #N/A
TRUE | QLD | QRLE | Rocklea (Archerfield) | Energy Queensland | Summer | Non-coincident | 2021 | POE10 | NA | 163.3974 | QLD Rocklea (Archerfield) |  |  | FALSE | #N/A | #N/A | #N/A | #N/A | #N/A | #N/A | #N/A | #N/A | #N/A | #N/A
TRUE | QLD | QRLE | Rocklea (Archerfield) | Energy Queensland | Summer | Coincident | 2022 | POE10 | NA | 124.7203 | QLD Rocklea (Archerfield) |  |  | FALSE | #N/A | #N/A | #N/A | #N/A | #N/A | #N/A | #N/A | #N/A | #N/A | #N/A
TRUE | QLD | QRLE | Rocklea (Archerfield) | Energy Queensland | Summer | Coincident | 2022 | POE50 | NA | 121.1701 | QLD Rocklea (Archerfield) |  |  | FALSE | #N/A | #N/A | #N/A | #N/A | #N/A | #N/A | #N/A | #N/A | #N/A | #N/A
TRUE | QLD | QRLE | Rocklea (Archerfield) | Energy Queensland | Summer | Non-coincident | 2022 | POE10 | NA | 161.3802 | QLD Rocklea (Archerfield) |  |  | FALSE | #N/A | #N/A | #N/A | #N/A | #N/A | #N/A | #N/A | #N/A | #N/A | #N/A
TRUE | QLD | QRLE | Rocklea (Archerfield) | Energy Queensland | Summer | Coincident | 2023 | POE10 | NA | 125.0381 | QLD Rocklea (Archerfield) |  |  | FALSE | #N/A | #N/A | #N/A | #N/A | #N/A | #N/A | #N/A | #N/A | #N/A | #N/A
TRUE | QLD | QRLE | Rocklea (Archerfield) | Energy Queensland | Summer | Coincident | 2023 | POE50 | NA | 121.1235 | QLD Rocklea (Archerfield) |  |  | FALSE | #N/A | #N/A | #N/A | #N/A | #N/A | #N/A | #N/A | #N/A | #N/A | #N/A
TRUE | QLD | QRLE | Rocklea (Archerfield) | Energy Queensland | Summer | Non-coincident | 2023 | POE10 | NA | 159.1024 | QLD Rocklea (Archerfield) |  |  | FALSE | #N/A | #N/A | #N/A | #N/A | #N/A | #N/A | #N/A | #N/A | #N/A | #N/A
TRUE | QLD | QRLE | Rocklea (Archerfield) | Energy Queensland | Summer | Coincident | 2024 | POE10 | NA | 126.9927 | QLD Rocklea (Archerfield) |  |  | FALSE | #N/A | #N/A | #N/A | #N/A | #N/A | #N/A | #N/A | #N/A | #N/A | #N/A
TRUE | QLD | QRLE | Rocklea (Archerfield) | Energy Queensland | Summer | Coincident | 2024 | POE50 | NA | 123.1123 | QLD Rocklea (Archerfield) |  |  | FALSE | #N/A | #N/A | #N/A | #N/A | #N/A | #N/A | #N/A | #N/A | #N/A | #N/A
TRUE | QLD | QRLE | Rocklea (Archerfield) | Energy Queensland | Summer | Non-coincident | 2024 | POE10 | NA | 159.221 | QLD Rocklea (Archerfield) |  |  | FALSE | #N/A | #N/A | #N/A | #N/A | #N/A | #N/A | #N/A | #N/A | #N/A | #N/A
TRUE | QLD | QRLE | Rocklea (Archerfield) | Energy Queensland | Summer | Coincident | 2025 | POE10 | NA | 127.1189 | QLD Rocklea (Archerfield) |  |  | FALSE | #N/A | #N/A | #N/A | #N/A | #N/A | #N/A | #N/A | #N/A | #N/A | #N/A
TRUE | QLD | QRLE | Rocklea (Archerfield) | Energy Queensland | Summer | Coincident | 2025 | POE50 | NA | 123.8624 | QLD Rocklea (Archerfield) |  |  | FALSE | #N/A | #N/A | #N/A | #N/A | #N/A | #N/A | #N/A | #N/A | #N/A | #N/A
TRUE | QLD | QRLE | Rocklea (Archerfield) | Energy Queensland | Summer | Non-coincident | 2025 | POE10 | NA | 159.9009 | QLD Rocklea (Archerfield) |  |  | FALSE | #N/A | #N/A | #N/A | #N/A | #N/A | #N/A | #N/A | #N/A | #N/A | #N/A
TRUE | QLD | QRLE | Rocklea (Archerfield) | Energy Queensland | Summer | Coincident | 2026 | POE10 | NA | 128.3936 | QLD Rocklea (Archerfield) |  |  | FALSE | #N/A | #N/A | #N/A | #N/A | #N/A | #N/A | #N/A | #N/A | #N/A | #N/A
TRUE | QLD | QRLE | Rocklea (Archerfield) | Energy Queensland | Summer | Coincident | 2026 | POE50 | NA | 124.6823 | QLD Rocklea (Archerfield) |  |  | FALSE | #N/A | #N/A | #N/A | #N/A | #N/A | #N/A | #N/A | #N/A | #N/A | #N/A
TRUE | QLD | QRLE | Rocklea (Archerfield) | Energy Queensland | Summer | Non-coincident | 2026 | POE10 | NA | 160.6051 | QLD Rocklea (Archerfield) |  |  | FALSE | #N/A | #N/A | #N/A | #N/A | #N/A | #N/A | #N/A | #N/A | #N/A | #N/A
TRUE | QLD | QRLE | Rocklea (Archerfield) | Energy Queensland | Summer | Coincident | 2027 | POE10 | NA | 128.1241 | QLD Rocklea (Archerfield) |  |  | FALSE | #N/A | #N/A | #N/A | #N/A | #N/A | #N/A | #N/A | #N/A | #N/A | #N/A
TRUE | QLD | QRLE | Rocklea (Archerfield) | Energy Queensland | Summer | Coincident | 2027 | POE50 | NA | 124.8452 | QLD Rocklea (Archerfield) |  |  | FALSE | #N/A | #N/A | #N/A | #N/A | #N/A | #N/A | #N/A | #N/A | #N/A | #N/A
TRUE | QLD | QRLE | Rocklea (Archerfield) | Energy Queensland | Summer | Non-coincident | 2027 | POE10 | NA | 161.3419 | QLD Rocklea (Archerfield) |  |  | FALSE | #N/A | #N/A | #N/A | #N/A | #N/A | #N/A | #N/A | #N/A | #N/A | #N/A
TRUE | QLD | QRLE | Rocklea (Archerfield) | Energy Queensland | Summer | Coincident | 2028 | POE10 | NA | 128.938 | QLD Rocklea (Archerfield) |  |  | FALSE | #N/A | #N/A | #N/A | #N/A | #N/A | #N/A | #N/A | #N/A | #N/A | #N/A
TRUE | QLD | QRLE | Rocklea (Archerfield) | Energy Queensland | Summer | Coincident | 2028 | POE50 | NA | 125.5717 | QLD Rocklea (Archerfield) |  |  | FALSE | #N/A | #N/A | #N/A | #N/A | #N/A | #N/A | #N/A | #N/A | #N/A | #N/A
TRUE | QLD | QRLE | Rocklea (Archerfield) | Energy Queensland | Summer | Non-coincident | 2028 | POE10 | NA | 162.1334 | QLD Rocklea (Archerfield) |  |  | FALSE | #N/A | #N/A | #N/A | #N/A | #N/A | #N/A | #N/A | #N/A | #N/A | #N/A
TRUE | QLD | QRLE | Rocklea (Archerfield) | Energy Queensland | Summer | Coincident | 2029 | POE10 | NA | 129.3692 | QLD Rocklea (Archerfield) |  |  | FALSE | #N/A | #N/A | #N/A | #N/A | #N/A | #N/A | #N/A | #N/A | #N/A | #N/A
TRUE | QLD | QRLE | Rocklea (Archerfield) | Energy Queensland | Summer | Coincident | 2029 | POE50 | NA | 126.5335 | QLD Rocklea (Archerfield) |  |  | FALSE | #N/A | #N/A | #N/A | #N/A | #N/A | #N/A | #N/A | #N/A | #N/A | #N/A
TRUE | QLD | QRLE | Rocklea (Archerfield) | Energy Queensland | Summer | Non-coincident | 2029 | POE10 | NA | 162.995 | QLD Rocklea (Archerfield) |  |  | FALSE | #N/A | #N/A | #N/A | #N/A | #N/A | #N/A | #N/A | #N/A | #N/A | #N/A
TRUE | QLD | QRLE | Rocklea (Archerfield) | Energy Queensland | Summer | Coincident | 2030 | POE10 | NA | 130.307 | QLD Rocklea (Archerfield) |  |  | FALSE | #N/A | #N/A | #N/A | #N/A | #N/A | #N/A | #N/A | #N/A | #N/A | #N/A
TRUE | QLD | QRLE | Rocklea (Archerfield) | Energy Queensland | Summer | Coincident | 2030 | POE50 | NA | 126.7797 | QLD Rocklea (Archerfield) |  |  | FALSE | #N/A | #N/A | #N/A | #N/A | #N/A | #N/A | #N/A | #N/A | #N/A | #N/A
TRUE | QLD | QRLE | Rocklea (Archerfield) | Energy Queensland | Summer | Non-coincident | 2030 | POE10 | NA | 163.8625 | QLD Rocklea (Archerfield) |  |  | FALSE | #N/A | #N/A | #N/A | #N/A | #N/A | #N/A | #N/A | #N/A | #N/A | #N/A
TRUE | QLD | QRLE | Rocklea (Archerfield) | Energy Queensland | Winter | Non-coincident | 2019 | BASEYEARPOE10 | NA | 119.8209 | QLD Rocklea (Archerfield) |  |  | FALSE | #N/A | #N/A | #N/A | #N/A | #N/A | #N/A | #N/A | #N/A | #N/A | #N/A
TRUE | QLD | QRLE | Rocklea (Archerfield) | Energy Queensland | Winter | Coincident | 2020 | POE10 | NA | 94.6019 | QLD Rocklea (Archerfield) |  |  | FALSE | #N/A | #N/A | #N/A | #N/A | #N/A | #N/A | #N/A | #N/A | #N/A | #N/A
TRUE | QLD | QRLE | Rocklea (Archerfield) | Energy Queensland | Winter | Coincident | 2020 | POE50 | NA | 89.8845 | QLD Rocklea (Archerfield) |  |  | FALSE | #N/A | #N/A | #N/A | #N/A | #N/A | #N/A | #N/A | #N/A | #N/A | #N/A
TRUE | QLD | QRLE | Rocklea (Archerfield) | Energy Queensland | Winter | Non-coincident | 2020 | POE10 | NA | 118.8002 | QLD Rocklea (Archerfield) |  |  | FALSE | #N/A | #N/A | #N/A | #N/A | #N/A | #N/A | #N/A | #N/A | #N/A | #N/A
TRUE | QLD | QRLE | Rocklea (Archerfield) | Energy Queensland | Winter | Coincident | 2021 | POE10 | NA | 94.587 | QLD Rocklea (Archerfield) |  |  | FALSE | #N/A | #N/A | #N/A | #N/A | #N/A | #N/A | #N/A | #N/A | #N/A | #N/A
TRUE | QLD | QRLE | Rocklea (Archerfield) | Energy Queensland | Winter | Coincident | 2021 | POE50 | NA | 89.8457 | QLD Rocklea (Archerfield) |  |  | FALSE | #N/A | #N/A | #N/A | #N/A | #N/A | #N/A | #N/A | #N/A | #N/A | #N/A
TRUE | QLD | QRLE | Rocklea (Archerfield) | Energy Queensland | Winter | Non-coincident | 2021 | POE10 | NA | 118.5938 | QLD Rocklea (Archerfield) |  |  | FALSE | #N/A | #N/A | #N/A | #N/A | #N/A | #N/A | #N/A | #N/A | #N/A | #N/A
TRUE | QLD | QRLE | Rocklea (Archerfield) | Energy Queensland | Winter | Coincident | 2022 | POE10 | NA | 97.3162 | QLD Rocklea (Archerfield) |  |  | FALSE | #N/A | #N/A | #N/A | #N/A | #N/A | #N/A | #N/A | #N/A | #N/A | #N/A
TRUE | QLD | QRLE | Rocklea (Archerfield) | Energy Queensland | Winter | Coincident | 2022 | POE50 | NA | 92.4533 | QLD Rocklea (Archerfield) |  |  | FALSE | #N/A | #N/A | #N/A | #N/A | #N/A | #N/A | #N/A | #N/A | #N/A | #N/A
TRUE | QLD | QRLE | Rocklea (Archerfield) | Energy Queensland | Winter | Non-coincident | 2022 | POE10 | NA | 117.3825 | QLD Rocklea (Archerfield) |  |  | FALSE | #N/A | #N/A | #N/A | #N/A | #N/A | #N/A | #N/A | #N/A | #N/A | #N/A
TRUE | QLD | QRLE | Rocklea (Archerfield) | Energy Queensland | Winter | Coincident | 2023 | POE10 | NA | 98.8556 | QLD Rocklea (Archerfield) |  |  | FALSE | #N/A | #N/A | #N/A | #N/A | #N/A | #N/A | #N/A | #N/A | #N/A | #N/A
TRUE | QLD | QRLE | Rocklea (Archerfield) | Energy Queensland | Winter | Coincident | 2023 | POE50 | NA | 93.8264 | QLD Rocklea (Archerfield) |  |  | FALSE | #N/A | #N/A | #N/A | #N/A | #N/A | #N/A | #N/A | #N/A | #N/A | #N/A
TRUE | QLD | QRLE | Rocklea (Archerfield) | Energy Queensland | Winter | Non-coincident | 2023 | POE10 | NA | 116.9274 | QLD Rocklea (Archerfield) |  |  | FALSE | #N/A | #N/A | #N/A | #N/A | #N/A | #N/A | #N/A | #N/A | #N/A | #N/A
TRUE | QLD | QRLE | Rocklea (Archerfield) | Energy Queensland | Winter | Coincident | 2024 | POE10 | NA | 100.9637 | QLD Rocklea (Archerfield) |  |  | FALSE | #N/A | #N/A | #N/A | #N/A | #N/A | #N/A | #N/A | #N/A | #N/A | #N/A
TRUE | QLD | QRLE | Rocklea (Archerfield) | Energy Queensland | Winter | Coincident | 2024 | POE50 | NA | 95.458 | QLD Rocklea (Archerfield) |  |  | FALSE | #N/A | #N/A | #N/A | #N/A | #N/A | #N/A | #N/A | #N/A | #N/A | #N/A
TRUE | QLD | QRLE | Rocklea (Archerfield) | Energy Queensland | Winter | Non-coincident | 2024 | POE10 | NA | 117.5112 | QLD Rocklea (Archerfield) |  |  | FALSE | #N/A | #N/A | #N/A | #N/A | #N/A | #N/A | #N/A | #N/A | #N/A | #N/A
TRUE | QLD | QRLE | Rocklea (Archerfield) | Energy Queensland | Winter | Coincident | 2025 | POE10 | NA | 101.2899 | QLD Rocklea (Archerfield) |  |  | FALSE | #N/A | #N/A | #N/A | #N/A | #N/A | #N/A | #N/A | #N/A | #N/A | #N/A
TRUE | QLD | QRLE | Rocklea (Archerfield) | Energy Queensland | Winter | Coincident | 2025 | POE50 | NA | 95.9718 | QLD Rocklea (Archerfield) |  |  | FALSE | #N/A | #N/A | #N/A | #N/A | #N/A | #N/A | #N/A | #N/A | #N/A | #N/A
TRUE | QLD | QRLE | Rocklea (Archerfield) | Energy Queensland | Winter | Non-coincident | 2025 | POE10 | NA | 118.1241 | QLD Rocklea (Archerfield) |  |  | FALSE | #N/A | #N/A | #N/A | #N/A | #N/A | #N/A | #N/A | #N/A | #N/A | #N/A
TRUE | QLD | QRLE | Rocklea (Archerfield) | Energy Queensland | Winter | Coincident | 2026 | POE10 | NA | 101.8763 | QLD Rocklea (Archerfield) |  |  | FALSE | #N/A | #N/A | #N/A | #N/A | #N/A | #N/A | #N/A | #N/A | #N/A | #N/A
TRUE | QLD | QRLE | Rocklea (Archerfield) | Energy Queensland | Winter | Coincident | 2026 | POE50 | NA | 96.7096 | QLD Rocklea (Archerfield) |  |  | FALSE | #N/A | #N/A | #N/A | #N/A | #N/A | #N/A | #N/A | #N/A | #N/A | #N/A
TRUE | QLD | QRLE | Rocklea (Archerfield) | Energy Queensland | Winter | Non-coincident | 2026 | POE10 | NA | 118.7352 | QLD Rocklea (Archerfield) |  |  | FALSE | #N/A | #N/A | #N/A | #N/A | #N/A | #N/A | #N/A | #N/A | #N/A | #N/A
TRUE | QLD | QRLE | Rocklea (Archerfield) | Energy Queensland | Winter | Coincident | 2027 | POE10 | NA | 102.4284 | QLD Rocklea (Archerfield) |  |  | FALSE | #N/A | #N/A | #N/A | #N/A | #N/A | #N/A | #N/A | #N/A | #N/A | #N/A
TRUE | QLD | QRLE | Rocklea (Archerfield) | Energy Queensland | Winter | Coincident | 2027 | POE50 | NA | 97.2445 | QLD Rocklea (Archerfield) |  |  | FALSE | #N/A | #N/A | #N/A | #N/A | #N/A | #N/A | #N/A | #N/A | #N/A | #N/A
TRUE | QLD | QRLE | Rocklea (Archerfield) | Energy Queensland | Winter | Non-coincident | 2027 | POE10 | NA | 119.3645 | QLD Rocklea (Archerfield) |  |  | FALSE | #N/A | #N/A | #N/A | #N/A | #N/A | #N/A | #N/A | #N/A | #N/A | #N/A
TRUE | QLD | QRLE | Rocklea (Archerfield) | Energy Queensland | Winter | Coincident | 2028 | POE10 | NA | 104.1803 | QLD Rocklea (Archerfield) |  |  | FALSE | #N/A | #N/A | #N/A | #N/A | #N/A | #N/A | #N/A | #N/A | #N/A | #N/A
TRUE | QLD | QRLE | Rocklea (Archerfield) | Energy Queensland | Winter | Coincident | 2028 | POE50 | NA | 98.1451 | QLD Rocklea (Archerfield) |  |  | FALSE | #N/A | #N/A | #N/A | #N/A | #N/A | #N/A | #N/A | #N/A | #N/A | #N/A
TRUE | QLD | QRLE | Rocklea (Archerfield) | Energy Queensland | Winter | Non-coincident | 2028 | POE10 | NA | 120.0169 | QLD Rocklea (Archerfield) |  |  | FALSE | #N/A | #N/A | #N/A | #N/A | #N/A | #N/A | #N/A | #N/A | #N/A | #N/A
TRUE | QLD | QRLE | Rocklea (Archerfield) | Energy Queensland | Winter | Coincident | 2029 | POE10 | NA | 104.3848 | QLD Rocklea (Archerfield) |  |  | FALSE | #N/A | #N/A | #N/A | #N/A | #N/A | #N/A | #N/A | #N/A | #N/A | #N/A
TRUE | QLD | QRLE | Rocklea (Archerfield) | Energy Queensland | Winter | Coincident | 2029 | POE50 | NA | 98.8562 | QLD Rocklea (Archerfield) |  |  | FALSE | #N/A | #N/A | #N/A | #N/A | #N/A | #N/A | #N/A | #N/A | #N/A | #N/A
TRUE | QLD | QRLE | Rocklea (Archerfield) | Energy Queensland | Winter | Non-coincident | 2029 | POE10 | NA | 120.7175 | QLD Rocklea (Archerfield) |  |  | FALSE | #N/A | #N/A | #N/A | #N/A | #N/A | #N/A | #N/A | #N/A | #N/A | #N/A
TRUE | QLD | QROS | Ross | Energy Queensland | Shoulder | Coincident | 2017 | ACTUAL_OPG | 15.0848 | 28.9539 | QLD Ross |  |  | FALSE | #N/A | #N/A | #N/A | #N/A | #N/A | #N/A | #N/A | #N/A | #N/A | #N/A
TRUE | QLD | QROS | Ross | Energy Queensland | Shoulder | Coincident | 2017 | ACTUAL_RAW | 15.0848 | 28.9539 | QLD Ross |  |  | FALSE | #N/A | #N/A | #N/A | #N/A | #N/A | #N/A | #N/A | #N/A | #N/A | #N/A
TRUE | QLD | QROS | Ross | Energy Queensland | Shoulder | Non-coincident | 2017 | ACTUAL_RAW | 4.0613 | 29.4431 | QLD Ross |  |  | FALSE | #N/A | #N/A | #N/A | #N/A | #N/A | #N/A | #N/A | #N/A | #N/A | #N/A
TRUE | QLD | QROS | Ross | Energy Queensland | Shoulder | Non-coincident | 2017 | ACTUAL_OPG | 4.0613 | 29.4431 | QLD Ross |  |  | FALSE | #N/A | #N/A | #N/A | #N/A | #N/A | #N/A | #N/A | #N/A | #N/A | #N/A
TRUE | QLD | QROS | Ross | Energy Queensland | Shoulder | Non-coincident | 2017 | ACTUAL_ADJUSTEDOPG | 4.0613 | 29.4431 | QLD Ross |  |  | FALSE | #N/A | #N/A | #N/A | #N/A | #N/A | #N/A | #N/A | #N/A | #N/A | #N/A
TRUE | QLD | QROS | Ross | Energy Queensland | Shoulder | Coincident | 2018 | ACTUAL_OPG | 16.7799 | 27.1299 | QLD Ross |  |  | FALSE | #N/A | #N/A | #N/A | #N/A | #N/A | #N/A | #N/A | #N/A | #N/A | #N/A
TRUE | QLD | QROS | Ross | Energy Queensland | Shoulder | Coincident | 2018 | ACTUAL_RAW | 16.7799 | 27.1299 | QLD Ross |  |  | FALSE | #N/A | #N/A | #N/A | #N/A | #N/A | #N/A | #N/A | #N/A | #N/A | #N/A
TRUE | QLD | QROS | Ross | Energy Queensland | Shoulder | Non-coincident | 2018 | ACTUAL_RAW | -38.2436 | 34.5329 | QLD Ross |  |  | FALSE | #N/A | #N/A | #N/A | #N/A | #N/A | #N/A | #N/A | #N/A | #N/A | #N/A
TRUE | QLD | QROS | Ross | Energy Queensland | Shoulder | Non-coincident | 2018 | ACTUAL_OPG | -3.9667 | 34.5329 | QLD Ross |  |  | FALSE | #N/A | #N/A | #N/A | #N/A | #N/A | #N/A | #N/A | #N/A | #N/A | #N/A
TRUE | QLD | QROS | Ross | Energy Queensland | Shoulder | Non-coincident | 2018 | ACTUAL_ADJUSTEDOPG | -3.9667 | 34.5329 | QLD Ross |  |  | FALSE | #N/A | #N/A | #N/A | #N/A | #N/A | #N/A | #N/A | #N/A | #N/A | #N/A
TRUE | QLD | QROS | Ross | Energy Queensland | Shoulder | Coincident | 2019 | ACTUAL_OPG | 17.3514 | 35.1681 | QLD Ross |  |  | FALSE | #N/A | #N/A | #N/A | #N/A | #N/A | #N/A | #N/A | #N/A | #N/A | #N/A
TRUE | QLD | QROS | Ross | Energy Queensland | Shoulder | Coincident | 2019 | ACTUAL_RAW | -26.5666 | -5.6079 | QLD Ross |  |  | FALSE | #N/A | #N/A | #N/A | #N/A | #N/A | #N/A | #N/A | #N/A | #N/A | #N/A
TRUE | QLD | QROS | Ross | Energy Queensland | Shoulder | Non-coincident | 2019 | ACTUAL_RAW | -34.7989 | 36.5942 | QLD Ross |  |  | FALSE | #N/A | #N/A | #N/A | #N/A | #N/A | #N/A | #N/A | #N/A | #N/A | #N/A
TRUE | QLD | QROS | Ross | Energy Queensland | Shoulder | Non-coincident | 2019 | ACTUAL_OPG | 10.0953 | 36.1602 | QLD Ross |  |  | FALSE | #N/A | #N/A | #N/A | #N/A | #N/A | #N/A | #N/A | #N/A | #N/A | #N/A
TRUE | QLD | QROS | Ross | Energy Queensland | Shoulder | Non-coincident | 2019 | ACTUAL_ADJUSTEDOPG | 10.0953 | 36.1602 | QLD Ross |  |  | FALSE | #N/A | #N/A | #N/A | #N/A | #N/A | #N/A | #N/A | #N/A | #N/A | #N/A
TRUE | QLD | QROS | Ross | Energy Queensland | Shoulder | Non-coincident | 2019 | BASEYEARPOE90 | 9.3118 | NA | QLD Ross |  |  | FALSE | #N/A | #N/A | #N/A | #N/A | #N/A | #N/A | #N/A | #N/A | #N/A | #N/A
TRUE | QLD | QROS | Ross | Energy Queensland | Shoulder | Non-coincident | 2019 | BASEYEARPOE50 | 10.6027 | 33.0395 | QLD Ross |  |  | FALSE | #N/A | #N/A | #N/A | #N/A | #N/A | #N/A | #N/A | #N/A | #N/A | #N/A
TRUE | QLD | QROS | Ross | Energy Queensland | Shoulder | Coincident | 2020 | ACTUAL_OPG | 13.139 | 28.9427 | QLD Ross |  |  | FALSE | #N/A | #N/A | #N/A | #N/A | #N/A | #N/A | #N/A | #N/A | #N/A | #N/A
TRUE | QLD | QROS | Ross | Energy Queensland | Shoulder | Coincident | 2020 | ACTUAL_RAW | 4.005 | 29.3927 | QLD Ross |  |  | FALSE | #N/A | #N/A | #N/A | #N/A | #N/A | #N/A | #N/A | #N/A | #N/A | #N/A
TRUE | QLD | QROS | Ross | Energy Queensland | Shoulder | Non-coincident | 2020 | ACTUAL_RAW | -36.3493 | 29.5444 | QLD Ross |  |  | FALSE | #N/A | #N/A | #N/A | #N/A | #N/A | #N/A | #N/A | #N/A | #N/A | #N/A
TRUE | QLD | QROS | Ross | Energy Queensland | Shoulder | Non-coincident | 2020 | ACTUAL_OPG | 6.0089 | 30.5082 | QLD Ross |  |  | FALSE | #N/A | #N/A | #N/A | #N/A | #N/A | #N/A | #N/A | #N/A | #N/A | #N/A
TRUE | QLD | QROS | Ross | Energy Queensland | Shoulder | Non-coincident | 2020 | ACTUAL_ADJUSTEDOPG | 6.0089 | 30.5082 | QLD Ross |  |  | FALSE | #N/A | #N/A | #N/A | #N/A | #N/A | #N/A | #N/A | #N/A | #N/A | #N/A
TRUE | QLD | QROS | Ross | Energy Queensland | Shoulder | Coincident_unreconciled | 2021 | POE90 | 8 | NA | QLD Ross |  |  | FALSE | #N/A | #N/A | #N/A | #N/A | #N/A | #N/A | #N/A | #N/A | #N/A | #N/A
TRUE | QLD | QROS | Ross | Energy Queensland | Shoulder | Coincident_unreconciled | 2021 | POE50 | 10 | NA | QLD Ross |  |  | FALSE | #N/A | #N/A | #N/A | #N/A | #N/A | #N/A | #N/A | #N/A | #N/A | #N/A
TRUE | QLD | QROS | Ross | Energy Queensland | Shoulder | Non-coincident | 2021 | POE50 | 5 | 36.2947 | QLD Ross |  |  | FALSE | #N/A | #N/A | #N/A | #N/A | #N/A | #N/A | #N/A | #N/A | #N/A | #N/A
TRUE | QLD | QROS | Ross | Energy Queensland | Shoulder | Non-coincident | 2021 | POE90 | 1.6735 | NA | QLD Ross |  |  | FALSE | #N/A | #N/A | #N/A | #N/A | #N/A | #N/A | #N/A | #N/A | #N/A | #N/A
TRUE | QLD | QROS | Ross | Energy Queensland | Shoulder | Coincident_unreconciled | 2022 | POE90 | 11.7597 | NA | QLD Ross |  |  | FALSE | #N/A | #N/A | #N/A | #N/A | #N/A | #N/A | #N/A | #N/A | #N/A | #N/A
TRUE | QLD | QROS | Ross | Energy Queensland | Shoulder | Coincident_unreconciled | 2022 | POE50 | 13.7574 | NA | QLD Ross |  |  | FALSE | #N/A | #N/A | #N/A | #N/A | #N/A | #N/A | #N/A | #N/A | #N/A | #N/A
TRUE | QLD | QROS | Ross | Energy Queensland | Shoulder | Non-coincident | 2022 | POE50 | 6.4236 | 38.2486 | QLD Ross |  |  | FALSE | #N/A | #N/A | #N/A | #N/A | #N/A | #N/A | #N/A | #N/A | #N/A | #N/A
TRUE | QLD | QROS | Ross | Energy Queensland | Shoulder | Non-coincident | 2022 | POE90 | 3.0979 | NA | QLD Ross |  |  | FALSE | #N/A | #N/A | #N/A | #N/A | #N/A | #N/A | #N/A | #N/A | #N/A | #N/A
TRUE | QLD | QROS | Ross | Energy Queensland | Shoulder | Coincident_unreconciled | 2023 | POE90 | 10.3363 | NA | QLD Ross |  |  | FALSE | #N/A | #N/A | #N/A | #N/A | #N/A | #N/A | #N/A | #N/A | #N/A | #N/A
TRUE | QLD | QROS | Ross | Energy Queensland | Shoulder | Coincident_unreconciled | 2023 | POE50 | 12.3342 | NA | QLD Ross |  |  | FALSE | #N/A | #N/A | #N/A | #N/A | #N/A | #N/A | #N/A | #N/A | #N/A | #N/A
TRUE | QLD | QROS | Ross | Energy Queensland | Shoulder | Non-coincident | 2023 | POE50 | 5.8844 | 38.2534 | QLD Ross |  |  | FALSE | #N/A | #N/A | #N/A | #N/A | #N/A | #N/A | #N/A | #N/A | #N/A | #N/A
TRUE | QLD | QROS | Ross | Energy Queensland | Shoulder | Non-coincident | 2023 | POE90 | 2.5586 | NA | QLD Ross |  |  | FALSE | #N/A | #N/A | #N/A | #N/A | #N/A | #N/A | #N/A | #N/A | #N/A | #N/A
TRUE | QLD | QROS | Ross | Energy Queensland | Shoulder | Coincident_unreconciled | 2024 | POE90 | 8.9834 | NA | QLD Ross |  |  | FALSE | #N/A | #N/A | #N/A | #N/A | #N/A | #N/A | #N/A | #N/A | #N/A | #N/A
TRUE | QLD | QROS | Ross | Energy Queensland | Shoulder | Coincident_unreconciled | 2024 | POE50 | 10.9817 | NA | QLD Ross |  |  | FALSE | #N/A | #N/A | #N/A | #N/A | #N/A | #N/A | #N/A | #N/A | #N/A | #N/A
TRUE | QLD | QROS | Ross | Energy Queensland | Shoulder | Non-coincident | 2024 | POE50 | 5.3719 | 38.2673 | QLD Ross |  |  | FALSE | #N/A | #N/A | #N/A | #N/A | #N/A | #N/A | #N/A | #N/A | #N/A | #N/A
TRUE | QLD | QROS | Ross | Energy Queensland | Shoulder | Non-coincident | 2024 | POE90 | 2.0461 | NA | QLD Ross |  |  | FALSE | #N/A | #N/A | #N/A | #N/A | #N/A | #N/A | #N/A | #N/A | #N/A | #N/A
TRUE | QLD | QROS | Ross | Energy Queensland | Shoulder | Coincident_unreconciled | 2025 | POE90 | 7.8249 | NA | QLD Ross |  |  | FALSE | #N/A | #N/A | #N/A | #N/A | #N/A | #N/A | #N/A | #N/A | #N/A | #N/A
TRUE | QLD | QROS | Ross | Energy Queensland | Shoulder | Coincident_unreconciled | 2025 | POE50 | 9.8235 | NA | QLD Ross |  |  | FALSE | #N/A | #N/A | #N/A | #N/A | #N/A | #N/A | #N/A | #N/A | #N/A | #N/A
TRUE | QLD | QROS | Ross | Energy Queensland | Shoulder | Non-coincident | 2025 | POE50 | 4.9331 | 38.2941 | QLD Ross |  |  | FALSE | #N/A | #N/A | #N/A | #N/A | #N/A | #N/A | #N/A | #N/A | #N/A | #N/A
TRUE | QLD | QROS | Ross | Energy Queensland | Shoulder | Non-coincident | 2025 | POE90 | 1.6071 | NA | QLD Ross |  |  | FALSE | #N/A | #N/A | #N/A | #N/A | #N/A | #N/A | #N/A | #N/A | #N/A | #N/A
TRUE | QLD | QROS | Ross | Energy Queensland | Shoulder | Coincident_unreconciled | 2026 | POE90 | 6.7455 | NA | QLD Ross |  |  | FALSE | #N/A | #N/A | #N/A | #N/A | #N/A | #N/A | #N/A | #N/A | #N/A | #N/A
TRUE | QLD | QROS | Ross | Energy Queensland | Shoulder | Coincident_unreconciled | 2026 | POE50 | 8.7443 | NA | QLD Ross |  |  | FALSE | #N/A | #N/A | #N/A | #N/A | #N/A | #N/A | #N/A | #N/A | #N/A | #N/A
TRUE | QLD | QROS | Ross | Energy Queensland | Shoulder | Non-coincident | 2026 | POE50 | 4.5242 | 38.3383 | QLD Ross |  |  | FALSE | #N/A | #N/A | #N/A | #N/A | #N/A | #N/A | #N/A | #N/A | #N/A | #N/A
TRUE | QLD | QROS | Ross | Energy Queensland | Shoulder | Non-coincident | 2026 | POE90 | 1.1982 | NA | QLD Ross |  |  | FALSE | #N/A | #N/A | #N/A | #N/A | #N/A | #N/A | #N/A | #N/A | #N/A | #N/A
TRUE | QLD | QROS | Ross | Energy Queensland | Shoulder | Coincident_unreconciled | 2027 | POE90 | 5.832 | NA | QLD Ross |  |  | FALSE | #N/A | #N/A | #N/A | #N/A | #N/A | #N/A | #N/A | #N/A | #N/A | #N/A
TRUE | QLD | QROS | Ross | Energy Queensland | Shoulder | Coincident_unreconciled | 2027 | POE50 | 7.8315 | NA | QLD Ross |  |  | FALSE | #N/A | #N/A | #N/A | #N/A | #N/A | #N/A | #N/A | #N/A | #N/A | #N/A
TRUE | QLD | QROS | Ross | Energy Queensland | Shoulder | Non-coincident | 2027 | POE50 | 4.1784 | 38.4216 | QLD Ross |  |  | FALSE | #N/A | #N/A | #N/A | #N/A | #N/A | #N/A | #N/A | #N/A | #N/A | #N/A
TRUE | QLD | QROS | Ross | Energy Queensland | Shoulder | Non-coincident | 2027 | POE90 | 0.85204 | NA | QLD Ross |  |  | FALSE | #N/A | #N/A | #N/A | #N/A | #N/A | #N/A | #N/A | #N/A | #N/A | #N/A
TRUE | QLD | QROS | Ross | Energy Queensland | Shoulder | Coincident_unreconciled | 2028 | POE90 | 5.1322 | NA | QLD Ross |  |  | FALSE | #N/A | #N/A | #N/A | #N/A | #N/A | #N/A | #N/A | #N/A | #N/A | #N/A
TRUE | QLD | QROS | Ross | Energy Queensland | Shoulder | Coincident_unreconciled | 2028 | POE50 | 7.1329 | NA | QLD Ross |  |  | FALSE | #N/A | #N/A | #N/A | #N/A | #N/A | #N/A | #N/A | #N/A | #N/A | #N/A
TRUE | QLD | QROS | Ross | Energy Queensland | Shoulder | Non-coincident | 2028 | POE50 | 3.9137 | 38.5494 | QLD Ross |  |  | FALSE | #N/A | #N/A | #N/A | #N/A | #N/A | #N/A | #N/A | #N/A | #N/A | #N/A
TRUE | QLD | QROS | Ross | Energy Queensland | Shoulder | Non-coincident | 2028 | POE90 | 0.58689 | NA | QLD Ross |  |  | FALSE | #N/A | #N/A | #N/A | #N/A | #N/A | #N/A | #N/A | #N/A | #N/A | #N/A
TRUE | QLD | QROS | Ross | Energy Queensland | Shoulder | Coincident_unreconciled | 2029 | POE90 | 4.5138 | NA | QLD Ross |  |  | FALSE | #N/A | #N/A | #N/A | #N/A | #N/A | #N/A | #N/A | #N/A | #N/A | #N/A
TRUE | QLD | QROS | Ross | Energy Queensland | Shoulder | Coincident_unreconciled | 2029 | POE50 | 6.5155 | NA | QLD Ross |  |  | FALSE | #N/A | #N/A | #N/A | #N/A | #N/A | #N/A | #N/A | #N/A | #N/A | #N/A
TRUE | QLD | QROS | Ross | Energy Queensland | Shoulder | Non-coincident | 2029 | POE50 | 3.6798 | 38.7213 | QLD Ross |  |  | FALSE | #N/A | #N/A | #N/A | #N/A | #N/A | #N/A | #N/A | #N/A | #N/A | #N/A
TRUE | QLD | QROS | Ross | Energy Queensland | Shoulder | Non-coincident | 2029 | POE90 | 0.35257 | NA | QLD Ross |  |  | FALSE | #N/A | #N/A | #N/A | #N/A | #N/A | #N/A | #N/A | #N/A | #N/A | #N/A
TRUE | QLD | QROS | Ross | Energy Queensland | Shoulder | Coincident_unreconciled | 2030 | POE90 | 4.0403 | NA | QLD Ross |  |  | FALSE | #N/A | #N/A | #N/A | #N/A | #N/A | #N/A | #N/A | #N/A | #N/A | #N/A
TRUE | QLD | QROS | Ross | Energy Queensland | Shoulder | Coincident_unreconciled | 2030 | POE50 | 6.0431 | NA | QLD Ross |  |  | FALSE | #N/A | #N/A | #N/A | #N/A | #N/A | #N/A | #N/A | #N/A | #N/A | #N/A
TRUE | QLD | QROS | Ross | Energy Queensland | Shoulder | Non-coincident | 2030 | POE50 | 3.5008 | 38.971 | QLD Ross |  |  | FALSE | #N/A | #N/A | #N/A | #N/A | #N/A | #N/A | #N/A | #N/A | #N/A | #N/A
TRUE | QLD | QROS | Ross | Energy Queensland | Shoulder | Non-coincident | 2030 | POE90 | 0.17318 | NA | QLD Ross |  |  | FALSE | #N/A | #N/A | #N/A | #N/A | #N/A | #N/A | #N/A | #N/A | #N/A | #N/A
TRUE | QLD | QROS | Ross | Energy Queensland | Summer | Coincident | 2017 | ACTUAL_OPG | 14.8877 | 26.67 | QLD Ross |  |  | FALSE | #N/A | #N/A | #N/A | #N/A | #N/A | #N/A | #N/A | #N/A | #N/A | #N/A
TRUE | QLD | QROS | Ross | Energy Queensland | Summer | Coincident | 2017 | ACTUAL_RAW | 14.8877 | 26.67 | QLD Ross |  |  | FALSE | #N/A | #N/A | #N/A | #N/A | #N/A | #N/A | #N/A | #N/A | #N/A | #N/A
TRUE | QLD | QROS | Ross | Energy Queensland | Summer | Non-coincident | 2017 | ACTUAL_RAW | 5.3616 | 37.5082 | QLD Ross |  |  | FALSE | #N/A | #N/A | #N/A | #N/A | #N/A | #N/A | #N/A | #N/A | #N/A | #N/A
TRUE | QLD | QROS | Ross | Energy Queensland | Summer | Non-coincident | 2017 | ACTUAL_OPG | 5.3616 | 37.5082 | QLD Ross |  |  | FALSE | #N/A | #N/A | #N/A | #N/A | #N/A | #N/A | #N/A | #N/A | #N/A | #N/A
TRUE | QLD | QROS | Ross | Energy Queensland | Summer | Non-coincident | 2017 | ACTUAL_ADJUSTEDOPG | 5.3616 | 37.5082 | QLD Ross |  |  | FALSE | #N/A | #N/A | #N/A | #N/A | #N/A | #N/A | #N/A | #N/A | #N/A | #N/A
TRUE | QLD | QROS | Ross | Energy Queensland | Summer | Coincident | 2018 | ACTUAL_OPG | 14.1969 | 30.2669 | QLD Ross |  |  | FALSE | #N/A | #N/A | #N/A | #N/A | #N/A | #N/A | #N/A | #N/A | #N/A | #N/A
TRUE | QLD | QROS | Ross | Energy Queensland | Summer | Coincident | 2018 | ACTUAL_RAW | 14.1969 | 28.8509 | QLD Ross |  |  | FALSE | #N/A | #N/A | #N/A | #N/A | #N/A | #N/A | #N/A | #N/A | #N/A | #N/A
TRUE | QLD | QROS | Ross | Energy Queensland | Summer | Non-coincident | 2018 | ACTUAL_RAW | -28.0961 | 35.2059 | QLD Ross |  |  | FALSE | #N/A | #N/A | #N/A | #N/A | #N/A | #N/A | #N/A | #N/A | #N/A | #N/A
TRUE | QLD | QROS | Ross | Energy Queensland | Summer | Non-coincident | 2018 | ACTUAL_OPG | 6.7646 | 36.249 | QLD Ross |  |  | FALSE | #N/A | #N/A | #N/A | #N/A | #N/A | #N/A | #N/A | #N/A | #N/A | #N/A
TRUE | QLD | QROS | Ross | Energy Queensland | Summer | Non-coincident | 2018 | ACTUAL_ADJUSTEDOPG | 6.7646 | 36.249 | QLD Ross |  |  | FALSE | #N/A | #N/A | #N/A | #N/A | #N/A | #N/A | #N/A | #N/A | #N/A | #N/A
TRUE | QLD | QROS | Ross | Energy Queensland | Summer | Coincident | 2019 | ACTUAL_OPG | 22.6833 | 31.637 | QLD Ross |  |  | FALSE | #N/A | #N/A | #N/A | #N/A | #N/A | #N/A | #N/A | #N/A | #N/A | #N/A
TRUE | QLD | QROS | Ross | Energy Queensland | Summer | Coincident | 2019 | ACTUAL_RAW | 23.0393 | 11.797 | QLD Ross |  |  | FALSE | #N/A | #N/A | #N/A | #N/A | #N/A | #N/A | #N/A | #N/A | #N/A | #N/A
TRUE | QLD | QROS | Ross | Energy Queensland | Summer | Non-coincident | 2019 | ACTUAL_RAW | -31.3729 | 40.7638 | QLD Ross |  |  | FALSE | #N/A | #N/A | #N/A | #N/A | #N/A | #N/A | #N/A | #N/A | #N/A | #N/A
TRUE | QLD | QROS | Ross | Energy Queensland | Summer | Non-coincident | 2019 | ACTUAL_OPG | 13.4506 | 40.3998 | QLD Ross |  |  | FALSE | #N/A | #N/A | #N/A | #N/A | #N/A | #N/A | #N/A | #N/A | #N/A | #N/A
TRUE | QLD | QROS | Ross | Energy Queensland | Summer | Non-coincident | 2019 | ACTUAL_ADJUSTEDOPG | 13.4506 | 40.3998 | QLD Ross |  |  | FALSE | #N/A | #N/A | #N/A | #N/A | #N/A | #N/A | #N/A | #N/A | #N/A | #N/A
TRUE | QLD | QROS | Ross | Energy Queensland | Summer | Non-coincident | 2019 | BASEYEARPOE90 | 10.4486 | NA | QLD Ross |  |  | FALSE | #N/A | #N/A | #N/A | #N/A | #N/A | #N/A | #N/A | #N/A | #N/A | #N/A
TRUE | QLD | QROS | Ross | Energy Queensland | Summer | Non-coincident | 2019 | BASEYEARPOE50 | 12.5206 | 38.7012 | QLD Ross |  |  | FALSE | #N/A | #N/A | #N/A | #N/A | #N/A | #N/A | #N/A | #N/A | #N/A | #N/A
TRUE | QLD | QROS | Ross | Energy Queensland | Summer | Coincident | 2020 | ACTUAL_OPG | 13.8222 | 28.7465 | QLD Ross |  |  | FALSE | #N/A | #N/A | #N/A | #N/A | #N/A | #N/A | #N/A | #N/A | #N/A | #N/A
TRUE | QLD | QROS | Ross | Energy Queensland | Summer | Coincident | 2020 | ACTUAL_RAW | 4.6962 | -10.3915 | QLD Ross |  |  | FALSE | #N/A | #N/A | #N/A | #N/A | #N/A | #N/A | #N/A | #N/A | #N/A | #N/A
TRUE | QLD | QROS | Ross | Energy Queensland | Summer | Non-coincident | 2020 | ACTUAL_RAW | -36.9477 | 45.238 | QLD Ross |  |  | FALSE | #N/A | #N/A | #N/A | #N/A | #N/A | #N/A | #N/A | #N/A | #N/A | #N/A
TRUE | QLD | QROS | Ross | Energy Queensland | Summer | Non-coincident | 2020 | ACTUAL_OPG | 9.2167 | 44.81 | QLD Ross |  |  | FALSE | #N/A | #N/A | #N/A | #N/A | #N/A | #N/A | #N/A | #N/A | #N/A | #N/A
TRUE | QLD | QROS | Ross | Energy Queensland | Summer | Non-coincident | 2020 | ACTUAL_ADJUSTEDOPG | 9.2167 | 39.5033 | QLD Ross |  |  | FALSE | #N/A | #N/A | #N/A | #N/A | #N/A | #N/A | #N/A | #N/A | #N/A | #N/A
TRUE | QLD | QROS | Ross | Energy Queensland | Summer | Coincident_unreconciled | 2021 | POE50 | 15 | NA | QLD Ross |  |  | FALSE | #N/A | #N/A | #N/A | #N/A | #N/A | #N/A | #N/A | #N/A | #N/A | #N/A
TRUE | QLD | QROS | Ross | Energy Queensland | Summer | Coincident_unreconciled | 2021 | POE90 | 10.4439 | NA | QLD Ross |  |  | FALSE | #N/A | #N/A | #N/A | #N/A | #N/A | #N/A | #N/A | #N/A | #N/A | #N/A
TRUE | QLD | QROS | Ross | Energy Queensland | Summer | Non-coincident | 2021 | POE50 | 5 | 38.9528 | QLD Ross |  |  | FALSE | #N/A | #N/A | #N/A | #N/A | #N/A | #N/A | #N/A | #N/A | #N/A | #N/A
TRUE | QLD | QROS | Ross | Energy Queensland | Summer | Non-coincident | 2021 | POE90 | 1.2268 | NA | QLD Ross |  |  | FALSE | #N/A | #N/A | #N/A | #N/A | #N/A | #N/A | #N/A | #N/A | #N/A | #N/A
TRUE | QLD | QROS | Ross | Energy Queensland | Summer | Coincident_unreconciled | 2022 | POE50 | 17.411 | NA | QLD Ross |  |  | FALSE | #N/A | #N/A | #N/A | #N/A | #N/A | #N/A | #N/A | #N/A | #N/A | #N/A
TRUE | QLD | QROS | Ross | Energy Queensland | Summer | Coincident_unreconciled | 2022 | POE90 | 12.8592 | NA | QLD Ross |  |  | FALSE | #N/A | #N/A | #N/A | #N/A | #N/A | #N/A | #N/A | #N/A | #N/A | #N/A
TRUE | QLD | QROS | Ross | Energy Queensland | Summer | Non-coincident | 2022 | POE50 | 6.493 | 40.8991 | QLD Ross |  |  | FALSE | #N/A | #N/A | #N/A | #N/A | #N/A | #N/A | #N/A | #N/A | #N/A | #N/A
TRUE | QLD | QROS | Ross | Energy Queensland | Summer | Non-coincident | 2022 | POE90 | 3.0053 | NA | QLD Ross |  |  | FALSE | #N/A | #N/A | #N/A | #N/A | #N/A | #N/A | #N/A | #N/A | #N/A | #N/A
TRUE | QLD | QROS | Ross | Energy Queensland | Summer | Coincident_unreconciled | 2023 | POE50 | 16.6371 | NA | QLD Ross |  |  | FALSE | #N/A | #N/A | #N/A | #N/A | #N/A | #N/A | #N/A | #N/A | #N/A | #N/A
TRUE | QLD | QROS | Ross | Energy Queensland | Summer | Coincident_unreconciled | 2023 | POE90 | 12.0849 | NA | QLD Ross |  |  | FALSE | #N/A | #N/A | #N/A | #N/A | #N/A | #N/A | #N/A | #N/A | #N/A | #N/A
TRUE | QLD | QROS | Ross | Energy Queensland | Summer | Non-coincident | 2023 | POE50 | 6.0137 | 40.9017 | QLD Ross |  |  | FALSE | #N/A | #N/A | #N/A | #N/A | #N/A | #N/A | #N/A | #N/A | #N/A | #N/A
TRUE | QLD | QROS | Ross | Energy Queensland | Summer | Non-coincident | 2023 | POE90 | 2.8121 | NA | QLD Ross |  |  | FALSE | #N/A | #N/A | #N/A | #N/A | #N/A | #N/A | #N/A | #N/A | #N/A | #N/A
TRUE | QLD | QROS | Ross | Energy Queensland | Summer | Coincident_unreconciled | 2024 | POE50 | 15.8935 | NA | QLD Ross |  |  | FALSE | #N/A | #N/A | #N/A | #N/A | #N/A | #N/A | #N/A | #N/A | #N/A | #N/A
TRUE | QLD | QROS | Ross | Energy Queensland | Summer | Coincident_unreconciled | 2024 | POE90 | 11.3407 | NA | QLD Ross |  |  | FALSE | #N/A | #N/A | #N/A | #N/A | #N/A | #N/A | #N/A | #N/A | #N/A | #N/A
TRUE | QLD | QROS | Ross | Energy Queensland | Summer | Non-coincident | 2024 | POE50 | 5.5533 | 40.9068 | QLD Ross |  |  | FALSE | #N/A | #N/A | #N/A | #N/A | #N/A | #N/A | #N/A | #N/A | #N/A | #N/A
TRUE | QLD | QROS | Ross | Energy Queensland | Summer | Non-coincident | 2024 | POE90 | 2.6351 | NA | QLD Ross |  |  | FALSE | #N/A | #N/A | #N/A | #N/A | #N/A | #N/A | #N/A | #N/A | #N/A | #N/A
TRUE | QLD | QROS | Ross | Energy Queensland | Summer | Coincident_unreconciled | 2025 | POE50 | 15.2554 | NA | QLD Ross |  |  | FALSE | #N/A | #N/A | #N/A | #N/A | #N/A | #N/A | #N/A | #N/A | #N/A | #N/A
TRUE | QLD | QROS | Ross | Energy Queensland | Summer | Coincident_unreconciled | 2025 | POE90 | 10.702 | NA | QLD Ross |  |  | FALSE | #N/A | #N/A | #N/A | #N/A | #N/A | #N/A | #N/A | #N/A | #N/A | #N/A
TRUE | QLD | QROS | Ross | Energy Queensland | Summer | Non-coincident | 2025 | POE50 | 5.1581 | 40.9175 | QLD Ross |  |  | FALSE | #N/A | #N/A | #N/A | #N/A | #N/A | #N/A | #N/A | #N/A | #N/A | #N/A
TRUE | QLD | QROS | Ross | Energy Queensland | Summer | Non-coincident | 2025 | POE90 | 2.3385 | NA | QLD Ross |  |  | FALSE | #N/A | #N/A | #N/A | #N/A | #N/A | #N/A | #N/A | #N/A | #N/A | #N/A
TRUE | QLD | QROS | Ross | Energy Queensland | Summer | Coincident_unreconciled | 2026 | POE50 | 14.6581 | NA | QLD Ross |  |  | FALSE | #N/A | #N/A | #N/A | #N/A | #N/A | #N/A | #N/A | #N/A | #N/A | #N/A
TRUE | QLD | QROS | Ross | Energy Queensland | Summer | Coincident_unreconciled | 2026 | POE90 | 10.1044 | NA | QLD Ross |  |  | FALSE | #N/A | #N/A | #N/A | #N/A | #N/A | #N/A | #N/A | #N/A | #N/A | #N/A
TRUE | QLD | QROS | Ross | Energy Queensland | Summer | Non-coincident | 2026 | POE50 | 4.7883 | 40.9432 | QLD Ross |  |  | FALSE | #N/A | #N/A | #N/A | #N/A | #N/A | #N/A | #N/A | #N/A | #N/A | #N/A
TRUE | QLD | QROS | Ross | Energy Queensland | Summer | Non-coincident | 2026 | POE90 | 1.9684 | NA | QLD Ross |  |  | FALSE | #N/A | #N/A | #N/A | #N/A | #N/A | #N/A | #N/A | #N/A | #N/A | #N/A
TRUE | QLD | QROS | Ross | Energy Queensland | Summer | Coincident_unreconciled | 2027 | POE50 | 14.1543 | NA | QLD Ross |  |  | FALSE | #N/A | #N/A | #N/A | #N/A | #N/A | #N/A | #N/A | #N/A | #N/A | #N/A
TRUE | QLD | QROS | Ross | Energy Queensland | Summer | Coincident_unreconciled | 2027 | POE90 | 9.5991 | NA | QLD Ross |  |  | FALSE | #N/A | #N/A | #N/A | #N/A | #N/A | #N/A | #N/A | #N/A | #N/A | #N/A
TRUE | QLD | QROS | Ross | Energy Queensland | Summer | Non-coincident | 2027 | POE50 | 4.4763 | 41.0098 | QLD Ross |  |  | FALSE | #N/A | #N/A | #N/A | #N/A | #N/A | #N/A | #N/A | #N/A | #N/A | #N/A
TRUE | QLD | QROS | Ross | Energy Queensland | Summer | Non-coincident | 2027 | POE90 | 1.6556 | NA | QLD Ross |  |  | FALSE | #N/A | #N/A | #N/A | #N/A | #N/A | #N/A | #N/A | #N/A | #N/A | #N/A
TRUE | QLD | QROS | Ross | Energy Queensland | Summer | Coincident_unreconciled | 2028 | POE50 | 13.7673 | NA | QLD Ross |  |  | FALSE | #N/A | #N/A | #N/A | #N/A | #N/A | #N/A | #N/A | #N/A | #N/A | #N/A
TRUE | QLD | QROS | Ross | Energy Queensland | Summer | Coincident_unreconciled | 2028 | POE90 | 9.2099 | NA | QLD Ross |  |  | FALSE | #N/A | #N/A | #N/A | #N/A | #N/A | #N/A | #N/A | #N/A | #N/A | #N/A
TRUE | QLD | QROS | Ross | Energy Queensland | Summer | Non-coincident | 2028 | POE50 | 4.2367 | 41.1215 | QLD Ross |  |  | FALSE | #N/A | #N/A | #N/A | #N/A | #N/A | #N/A | #N/A | #N/A | #N/A | #N/A
TRUE | QLD | QROS | Ross | Energy Queensland | Summer | Non-coincident | 2028 | POE90 | 1.4145 | NA | QLD Ross |  |  | FALSE | #N/A | #N/A | #N/A | #N/A | #N/A | #N/A | #N/A | #N/A | #N/A | #N/A
TRUE | QLD | QROS | Ross | Energy Queensland | Summer | Coincident_unreconciled | 2029 | POE50 | 13.4292 | NA | QLD Ross |  |  | FALSE | #N/A | #N/A | #N/A | #N/A | #N/A | #N/A | #N/A | #N/A | #N/A | #N/A
TRUE | QLD | QROS | Ross | Energy Queensland | Summer | Coincident_unreconciled | 2029 | POE90 | 8.8698 | NA | QLD Ross |  |  | FALSE | #N/A | #N/A | #N/A | #N/A | #N/A | #N/A | #N/A | #N/A | #N/A | #N/A
TRUE | QLD | QROS | Ross | Energy Queensland | Summer | Non-coincident | 2029 | POE50 | 4.0273 | 41.2913 | QLD Ross |  |  | FALSE | #N/A | #N/A | #N/A | #N/A | #N/A | #N/A | #N/A | #N/A | #N/A | #N/A
TRUE | QLD | QROS | Ross | Energy Queensland | Summer | Non-coincident | 2029 | POE90 | 1.2039 | NA | QLD Ross |  |  | FALSE | #N/A | #N/A | #N/A | #N/A | #N/A | #N/A | #N/A | #N/A | #N/A | #N/A
TRUE | QLD | QROS | Ross | Energy Queensland | Summer | Coincident_unreconciled | 2030 | POE50 | 13.1821 | NA | QLD Ross |  |  | FALSE | #N/A | #N/A | #N/A | #N/A | #N/A | #N/A | #N/A | #N/A | #N/A | #N/A
TRUE | QLD | QROS | Ross | Energy Queensland | Summer | Coincident_unreconciled | 2030 | POE90 | 8.6207 | NA | QLD Ross |  |  | FALSE | #N/A | #N/A | #N/A | #N/A | #N/A | #N/A | #N/A | #N/A | #N/A | #N/A
TRUE | QLD | QROS | Ross | Energy Queensland | Summer | Non-coincident | 2030 | POE50 | 3.8743 | 41.514 | QLD Ross |  |  | FALSE | #N/A | #N/A | #N/A | #N/A | #N/A | #N/A | #N/A | #N/A | #N/A | #N/A
TRUE | QLD | QROS | Ross | Energy Queensland | Summer | Non-coincident | 2030 | POE90 | 1.0497 | NA | QLD Ross |  |  | FALSE | #N/A | #N/A | #N/A | #N/A | #N/A | #N/A | #N/A | #N/A | #N/A | #N/A
TRUE | QLD | QROS | Ross | Energy Queensland | Winter | Coincident | 2016 | ACTUAL_OPG | 11.774 | 20.5375 | QLD Ross |  |  | FALSE | #N/A | #N/A | #N/A | #N/A | #N/A | #N/A | #N/A | #N/A | #N/A | #N/A
TRUE | QLD | QROS | Ross | Energy Queensland | Winter | Coincident | 2016 | ACTUAL_RAW | 11.774 | 20.5375 | QLD Ross |  |  | FALSE | #N/A | #N/A | #N/A | #N/A | #N/A | #N/A | #N/A | #N/A | #N/A | #N/A
TRUE | QLD | QROS | Ross | Energy Queensland | Winter | Non-coincident | 2016 | ACTUAL_RAW | 10.0939 | 28.2458 | QLD Ross |  |  | FALSE | #N/A | #N/A | #N/A | #N/A | #N/A | #N/A | #N/A | #N/A | #N/A | #N/A
TRUE | QLD | QROS | Ross | Energy Queensland | Winter | Non-coincident | 2016 | ACTUAL_OPG | 10.0939 | 28.2458 | QLD Ross |  |  | FALSE | #N/A | #N/A | #N/A | #N/A | #N/A | #N/A | #N/A | #N/A | #N/A | #N/A
TRUE | QLD | QROS | Ross | Energy Queensland | Winter | Non-coincident | 2016 | ACTUAL_ADJUSTEDOPG | 10.0939 | 28.2458 | QLD Ross |  |  | FALSE | #N/A | #N/A | #N/A | #N/A | #N/A | #N/A | #N/A | #N/A | #N/A | #N/A
TRUE | QLD | QROS | Ross | Energy Queensland | Winter | Coincident | 2017 | ACTUAL_OPG | 8.5504 | 21.5175 | QLD Ross |  |  | FALSE | #N/A | #N/A | #N/A | #N/A | #N/A | #N/A | #N/A | #N/A | #N/A | #N/A
TRUE | QLD | QROS | Ross | Energy Queensland | Winter | Coincident | 2017 | ACTUAL_RAW | 8.5504 | 21.5175 | QLD Ross |  |  | FALSE | #N/A | #N/A | #N/A | #N/A | #N/A | #N/A | #N/A | #N/A | #N/A | #N/A
TRUE | QLD | QROS | Ross | Energy Queensland | Winter | Non-coincident | 2017 | ACTUAL_RAW | 8.3483 | 26.1557 | QLD Ross |  |  | FALSE | #N/A | #N/A | #N/A | #N/A | #N/A | #N/A | #N/A | #N/A | #N/A | #N/A
TRUE | QLD | QROS | Ross | Energy Queensland | Winter | Non-coincident | 2017 | ACTUAL_OPG | 8.3483 | 26.1557 | QLD Ross |  |  | FALSE | #N/A | #N/A | #N/A | #N/A | #N/A | #N/A | #N/A | #N/A | #N/A | #N/A
TRUE | QLD | QROS | Ross | Energy Queensland | Winter | Non-coincident | 2017 | ACTUAL_ADJUSTEDOPG | 8.3483 | 26.1557 | QLD Ross |  |  | FALSE | #N/A | #N/A | #N/A | #N/A | #N/A | #N/A | #N/A | #N/A | #N/A | #N/A
TRUE | QLD | QROS | Ross | Energy Queensland | Winter | Coincident | 2018 | ACTUAL_OPG | 18.046 | 26.7489 | QLD Ross |  |  | FALSE | #N/A | #N/A | #N/A | #N/A | #N/A | #N/A | #N/A | #N/A | #N/A | #N/A
TRUE | QLD | QROS | Ross | Energy Queensland | Winter | Coincident | 2018 | ACTUAL_RAW | -26.852 | 26.9929 | QLD Ross |  |  | FALSE | #N/A | #N/A | #N/A | #N/A | #N/A | #N/A | #N/A | #N/A | #N/A | #N/A
TRUE | QLD | QROS | Ross | Energy Queensland | Winter | Non-coincident | 2018 | ACTUAL_RAW | -29.6071 | 28.4968 | QLD Ross |  |  | FALSE | #N/A | #N/A | #N/A | #N/A | #N/A | #N/A | #N/A | #N/A | #N/A | #N/A
TRUE | QLD | QROS | Ross | Energy Queensland | Winter | Non-coincident | 2018 | ACTUAL_OPG | 11.7733 | 37.4619 | QLD Ross |  |  | FALSE | #N/A | #N/A | #N/A | #N/A | #N/A | #N/A | #N/A | #N/A | #N/A | #N/A
TRUE | QLD | QROS | Ross | Energy Queensland | Winter | Non-coincident | 2018 | ACTUAL_ADJUSTEDOPG | 11.7733 | 29.519 | QLD Ross |  |  | FALSE | #N/A | #N/A | #N/A | #N/A | #N/A | #N/A | #N/A | #N/A | #N/A | #N/A
TRUE | QLD | QROS | Ross | Energy Queensland | Winter | Coincident | 2019 | ACTUAL_OPG | 19.2194 | 28.7766 | QLD Ross |  |  | FALSE | #N/A | #N/A | #N/A | #N/A | #N/A | #N/A | #N/A | #N/A | #N/A | #N/A
TRUE | QLD | QROS | Ross | Energy Queensland | Winter | Coincident | 2019 | ACTUAL_RAW | -34.3366 | 29.1726 | QLD Ross |  |  | FALSE | #N/A | #N/A | #N/A | #N/A | #N/A | #N/A | #N/A | #N/A | #N/A | #N/A
TRUE | QLD | QROS | Ross | Energy Queensland | Winter | Non-coincident | 2019 | ACTUAL_RAW | -37.4083 | 31.9453 | QLD Ross |  |  | FALSE | #N/A | #N/A | #N/A | #N/A | #N/A | #N/A | #N/A | #N/A | #N/A | #N/A
TRUE | QLD | QROS | Ross | Energy Queensland | Winter | Non-coincident | 2019 | ACTUAL_OPG | 4.0856 | 61.6151 | QLD Ross |  |  | FALSE | #N/A | #N/A | #N/A | #N/A | #N/A | #N/A | #N/A | #N/A | #N/A | #N/A
TRUE | QLD | QROS | Ross | Energy Queensland | Winter | Non-coincident | 2019 | ACTUAL_ADJUSTEDOPG | 4.0856 | 31.4973 | QLD Ross |  |  | FALSE | #N/A | #N/A | #N/A | #N/A | #N/A | #N/A | #N/A | #N/A | #N/A | #N/A
TRUE | QLD | QROS | Ross | Energy Queensland | Winter | Non-coincident | 2019 | BASEYEARPOE90 | 5.2454 | NA | QLD Ross |  |  | FALSE | #N/A | #N/A | #N/A | #N/A | #N/A | #N/A | #N/A | #N/A | #N/A | #N/A
TRUE | QLD | QROS | Ross | Energy Queensland | Winter | Non-coincident | 2019 | BASEYEARPOE50 | 6.3951 | 30.2873 | QLD Ross |  |  | FALSE | #N/A | #N/A | #N/A | #N/A | #N/A | #N/A | #N/A | #N/A | #N/A | #N/A
TRUE | QLD | QROS | Ross | Energy Queensland | Winter | Coincident_unreconciled | 2020 | POE90 | 8.945 | NA | QLD Ross |  |  | FALSE | #N/A | #N/A | #N/A | #N/A | #N/A | #N/A | #N/A | #N/A | #N/A | #N/A
TRUE | QLD | QROS | Ross | Energy Queensland | Winter | Coincident_unreconciled | 2020 | POE50 | 10 | NA | QLD Ross |  |  | FALSE | #N/A | #N/A | #N/A | #N/A | #N/A | #N/A | #N/A | #N/A | #N/A | #N/A
TRUE | QLD | QROS | Ross | Energy Queensland | Winter | Non-coincident | 2020 | POE50 | 5 | 30.5085 | QLD Ross |  |  | FALSE | #N/A | #N/A | #N/A | #N/A | #N/A | #N/A | #N/A | #N/A | #N/A | #N/A
TRUE | QLD | QROS | Ross | Energy Queensland | Winter | Non-coincident | 2020 | POE90 | 4.5633 | NA | QLD Ross |  |  | FALSE | #N/A | #N/A | #N/A | #N/A | #N/A | #N/A | #N/A | #N/A | #N/A | #N/A
TRUE | QLD | QROS | Ross | Energy Queensland | Winter | Coincident_unreconciled | 2021 | POE90 | 7.6661 | NA | QLD Ross |  |  | FALSE | #N/A | #N/A | #N/A | #N/A | #N/A | #N/A | #N/A | #N/A | #N/A | #N/A
TRUE | QLD | QROS | Ross | Energy Queensland | Winter | Coincident_unreconciled | 2021 | POE50 | 8.7137 | NA | QLD Ross |  |  | FALSE | #N/A | #N/A | #N/A | #N/A | #N/A | #N/A | #N/A | #N/A | #N/A | #N/A
TRUE | QLD | QROS | Ross | Energy Queensland | Winter | Non-coincident | 2021 | POE50 | 4.3754 | 30.4628 | QLD Ross |  |  | FALSE | #N/A | #N/A | #N/A | #N/A | #N/A | #N/A | #N/A | #N/A | #N/A | #N/A
TRUE | QLD | QROS | Ross | Energy Queensland | Winter | Non-coincident | 2021 | POE90 | 3.9423 | NA | QLD Ross |  |  | FALSE | #N/A | #N/A | #N/A | #N/A | #N/A | #N/A | #N/A | #N/A | #N/A | #N/A
TRUE | QLD | QROS | Ross | Energy Queensland | Winter | Coincident_unreconciled | 2022 | POE90 | 10.683 | NA | QLD Ross |  |  | FALSE | #N/A | #N/A | #N/A | #N/A | #N/A | #N/A | #N/A | #N/A | #N/A | #N/A
TRUE | QLD | QROS | Ross | Energy Queensland | Winter | Coincident_unreconciled | 2022 | POE50 | 11.7311 | NA | QLD Ross |  |  | FALSE | #N/A | #N/A | #N/A | #N/A | #N/A | #N/A | #N/A | #N/A | #N/A | #N/A
TRUE | QLD | QROS | Ross | Energy Queensland | Winter | Non-coincident | 2022 | POE50 | 5.8406 | 32.4389 | QLD Ross |  |  | FALSE | #N/A | #N/A | #N/A | #N/A | #N/A | #N/A | #N/A | #N/A | #N/A | #N/A
TRUE | QLD | QROS | Ross | Energy Queensland | Winter | Non-coincident | 2022 | POE90 | 5.4074 | NA | QLD Ross |  |  | FALSE | #N/A | #N/A | #N/A | #N/A | #N/A | #N/A | #N/A | #N/A | #N/A | #N/A
TRUE | QLD | QROS | Ross | Energy Queensland | Winter | Coincident_unreconciled | 2023 | POE90 | 9.5654 | NA | QLD Ross |  |  | FALSE | #N/A | #N/A | #N/A | #N/A | #N/A | #N/A | #N/A | #N/A | #N/A | #N/A
TRUE | QLD | QROS | Ross | Energy Queensland | Winter | Coincident_unreconciled | 2023 | POE50 | 10.6136 | NA | QLD Ross |  |  | FALSE | #N/A | #N/A | #N/A | #N/A | #N/A | #N/A | #N/A | #N/A | #N/A | #N/A
TRUE | QLD | QROS | Ross | Energy Queensland | Winter | Non-coincident | 2023 | POE50 | 5.298 | 32.4414 | QLD Ross |  |  | FALSE | #N/A | #N/A | #N/A | #N/A | #N/A | #N/A | #N/A | #N/A | #N/A | #N/A
TRUE | QLD | QROS | Ross | Energy Queensland | Winter | Non-coincident | 2023 | POE90 | 4.8646 | NA | QLD Ross |  |  | FALSE | #N/A | #N/A | #N/A | #N/A | #N/A | #N/A | #N/A | #N/A | #N/A | #N/A
TRUE | QLD | QROS | Ross | Energy Queensland | Winter | Coincident_unreconciled | 2024 | POE90 | 8.6234 | NA | QLD Ross |  |  | FALSE | #N/A | #N/A | #N/A | #N/A | #N/A | #N/A | #N/A | #N/A | #N/A | #N/A
TRUE | QLD | QROS | Ross | Energy Queensland | Winter | Coincident_unreconciled | 2024 | POE50 | 9.6723 | NA | QLD Ross |  |  | FALSE | #N/A | #N/A | #N/A | #N/A | #N/A | #N/A | #N/A | #N/A | #N/A | #N/A
TRUE | QLD | QROS | Ross | Energy Queensland | Winter | Non-coincident | 2024 | POE50 | 4.8409 | 32.4533 | QLD Ross |  |  | FALSE | #N/A | #N/A | #N/A | #N/A | #N/A | #N/A | #N/A | #N/A | #N/A | #N/A
TRUE | QLD | QROS | Ross | Energy Queensland | Winter | Non-coincident | 2024 | POE90 | 4.4072 | NA | QLD Ross |  |  | FALSE | #N/A | #N/A | #N/A | #N/A | #N/A | #N/A | #N/A | #N/A | #N/A | #N/A
TRUE | QLD | QROS | Ross | Energy Queensland | Winter | Coincident_unreconciled | 2025 | POE90 | 7.7492 | NA | QLD Ross |  |  | FALSE | #N/A | #N/A | #N/A | #N/A | #N/A | #N/A | #N/A | #N/A | #N/A | #N/A
TRUE | QLD | QROS | Ross | Energy Queensland | Winter | Coincident_unreconciled | 2025 | POE50 | 8.7983 | NA | QLD Ross |  |  | FALSE | #N/A | #N/A | #N/A | #N/A | #N/A | #N/A | #N/A | #N/A | #N/A | #N/A
TRUE | QLD | QROS | Ross | Energy Queensland | Winter | Non-coincident | 2025 | POE50 | 4.4165 | 32.4716 | QLD Ross |  |  | FALSE | #N/A | #N/A | #N/A | #N/A | #N/A | #N/A | #N/A | #N/A | #N/A | #N/A
TRUE | QLD | QROS | Ross | Energy Queensland | Winter | Non-coincident | 2025 | POE90 | 3.9827 | NA | QLD Ross |  |  | FALSE | #N/A | #N/A | #N/A | #N/A | #N/A | #N/A | #N/A | #N/A | #N/A | #N/A
TRUE | QLD | QROS | Ross | Energy Queensland | Winter | Coincident_unreconciled | 2026 | POE90 | 6.9341 | NA | QLD Ross |  |  | FALSE | #N/A | #N/A | #N/A | #N/A | #N/A | #N/A | #N/A | #N/A | #N/A | #N/A
TRUE | QLD | QROS | Ross | Energy Queensland | Winter | Coincident_unreconciled | 2026 | POE50 | 7.9836 | NA | QLD Ross |  |  | FALSE | #N/A | #N/A | #N/A | #N/A | #N/A | #N/A | #N/A | #N/A | #N/A | #N/A
TRUE | QLD | QROS | Ross | Energy Queensland | Winter | Non-coincident | 2026 | POE50 | 4.0208 | 32.5108 | QLD Ross |  |  | FALSE | #N/A | #N/A | #N/A | #N/A | #N/A | #N/A | #N/A | #N/A | #N/A | #N/A
TRUE | QLD | QROS | Ross | Energy Queensland | Winter | Non-coincident | 2026 | POE90 | 3.5868 | NA | QLD Ross |  |  | FALSE | #N/A | #N/A | #N/A | #N/A | #N/A | #N/A | #N/A | #N/A | #N/A | #N/A
TRUE | QLD | QROS | Ross | Energy Queensland | Winter | Coincident_unreconciled | 2027 | POE90 | 6.2867 | NA | QLD Ross |  |  | FALSE | #N/A | #N/A | #N/A | #N/A | #N/A | #N/A | #N/A | #N/A | #N/A | #N/A
TRUE | QLD | QROS | Ross | Energy Queensland | Winter | Coincident_unreconciled | 2027 | POE50 | 7.3378 | NA | QLD Ross |  |  | FALSE | #N/A | #N/A | #N/A | #N/A | #N/A | #N/A | #N/A | #N/A | #N/A | #N/A
TRUE | QLD | QROS | Ross | Energy Queensland | Winter | Non-coincident | 2027 | POE50 | 3.7072 | 32.5918 | QLD Ross |  |  | FALSE | #N/A | #N/A | #N/A | #N/A | #N/A | #N/A | #N/A | #N/A | #N/A | #N/A
TRUE | QLD | QROS | Ross | Energy Queensland | Winter | Non-coincident | 2027 | POE90 | 3.2725 | NA | QLD Ross |  |  | FALSE | #N/A | #N/A | #N/A | #N/A | #N/A | #N/A | #N/A | #N/A | #N/A | #N/A
TRUE | QLD | QROS | Ross | Energy Queensland | Winter | Coincident_unreconciled | 2028 | POE90 | 5.8005 | NA | QLD Ross |  |  | FALSE | #N/A | #N/A | #N/A | #N/A | #N/A | #N/A | #N/A | #N/A | #N/A | #N/A
TRUE | QLD | QROS | Ross | Energy Queensland | Winter | Coincident_unreconciled | 2028 | POE50 | 6.8533 | NA | QLD Ross |  |  | FALSE | #N/A | #N/A | #N/A | #N/A | #N/A | #N/A | #N/A | #N/A | #N/A | #N/A
TRUE | QLD | QROS | Ross | Energy Queensland | Winter | Non-coincident | 2028 | POE50 | 3.4719 | 32.71 | QLD Ross |  |  | FALSE | #N/A | #N/A | #N/A | #N/A | #N/A | #N/A | #N/A | #N/A | #N/A | #N/A
TRUE | QLD | QROS | Ross | Energy Queensland | Winter | Non-coincident | 2028 | POE90 | 3.0364 | NA | QLD Ross |  |  | FALSE | #N/A | #N/A | #N/A | #N/A | #N/A | #N/A | #N/A | #N/A | #N/A | #N/A
TRUE | QLD | QROS | Ross | Energy Queensland | Winter | Coincident_unreconciled | 2029 | POE90 | 5.3076 | NA | QLD Ross |  |  | FALSE | #N/A | #N/A | #N/A | #N/A | #N/A | #N/A | #N/A | #N/A | #N/A | #N/A
TRUE | QLD | QROS | Ross | Energy Queensland | Winter | Coincident_unreconciled | 2029 | POE50 | 6.3616 | NA | QLD Ross |  |  | FALSE | #N/A | #N/A | #N/A | #N/A | #N/A | #N/A | #N/A | #N/A | #N/A | #N/A
TRUE | QLD | QROS | Ross | Energy Queensland | Winter | Non-coincident | 2029 | POE50 | 3.2331 | 32.9068 | QLD Ross |  |  | FALSE | #N/A | #N/A | #N/A | #N/A | #N/A | #N/A | #N/A | #N/A | #N/A | #N/A
TRUE | QLD | QROS | Ross | Energy Queensland | Winter | Non-coincident | 2029 | POE90 | 2.797 | NA | QLD Ross |  |  | FALSE | #N/A | #N/A | #N/A | #N/A | #N/A | #N/A | #N/A | #N/A | #N/A | #N/A
TRUE | QLD | QROS | Ross | Energy Queensland | Shoulder | Non-coincident | 2019 | BASEYEARPOE10 | NA | 33.9444 | QLD Ross |  |  | FALSE | #N/A | #N/A | #N/A | #N/A | #N/A | #N/A | #N/A | #N/A | #N/A | #N/A
TRUE | QLD | QROS | Ross | Energy Queensland | Shoulder | Coincident | 2021 | POE10 | NA | 30.7076 | QLD Ross |  |  | FALSE | #N/A | #N/A | #N/A | #N/A | #N/A | #N/A | #N/A | #N/A | #N/A | #N/A
TRUE | QLD | QROS | Ross | Energy Queensland | Shoulder | Coincident | 2021 | POE50 | NA | 30.8219 | QLD Ross |  |  | FALSE | #N/A | #N/A | #N/A | #N/A | #N/A | #N/A | #N/A | #N/A | #N/A | #N/A
TRUE | QLD | QROS | Ross | Energy Queensland | Shoulder | Non-coincident | 2021 | POE10 | NA | 37.2625 | QLD Ross |  |  | FALSE | #N/A | #N/A | #N/A | #N/A | #N/A | #N/A | #N/A | #N/A | #N/A | #N/A
TRUE | QLD | QROS | Ross | Energy Queensland | Shoulder | Coincident | 2022 | POE10 | NA | 33.3623 | QLD Ross |  |  | FALSE | #N/A | #N/A | #N/A | #N/A | #N/A | #N/A | #N/A | #N/A | #N/A | #N/A
TRUE | QLD | QROS | Ross | Energy Queensland | Shoulder | Coincident | 2022 | POE50 | NA | 32.9808 | QLD Ross |  |  | FALSE | #N/A | #N/A | #N/A | #N/A | #N/A | #N/A | #N/A | #N/A | #N/A | #N/A
TRUE | QLD | QROS | Ross | Energy Queensland | Shoulder | Non-coincident | 2022 | POE10 | NA | 39.2154 | QLD Ross |  |  | FALSE | #N/A | #N/A | #N/A | #N/A | #N/A | #N/A | #N/A | #N/A | #N/A | #N/A
TRUE | QLD | QROS | Ross | Energy Queensland | Shoulder | Coincident | 2023 | POE10 | NA | 33.4303 | QLD Ross |  |  | FALSE | #N/A | #N/A | #N/A | #N/A | #N/A | #N/A | #N/A | #N/A | #N/A | #N/A
TRUE | QLD | QROS | Ross | Energy Queensland | Shoulder | Coincident | 2023 | POE50 | NA | 33.208 | QLD Ross |  |  | FALSE | #N/A | #N/A | #N/A | #N/A | #N/A | #N/A | #N/A | #N/A | #N/A | #N/A
TRUE | QLD | QROS | Ross | Energy Queensland | Shoulder | Non-coincident | 2023 | POE10 | NA | 39.2203 | QLD Ross |  |  | FALSE | #N/A | #N/A | #N/A | #N/A | #N/A | #N/A | #N/A | #N/A | #N/A | #N/A
TRUE | QLD | QROS | Ross | Energy Queensland | Shoulder | Coincident | 2024 | POE10 | NA | 33.6043 | QLD Ross |  |  | FALSE | #N/A | #N/A | #N/A | #N/A | #N/A | #N/A | #N/A | #N/A | #N/A | #N/A
TRUE | QLD | QROS | Ross | Energy Queensland | Shoulder | Coincident | 2024 | POE50 | NA | 33.8203 | QLD Ross |  |  | FALSE | #N/A | #N/A | #N/A | #N/A | #N/A | #N/A | #N/A | #N/A | #N/A | #N/A
TRUE | QLD | QROS | Ross | Energy Queensland | Shoulder | Non-coincident | 2024 | POE10 | NA | 39.2343 | QLD Ross |  |  | FALSE | #N/A | #N/A | #N/A | #N/A | #N/A | #N/A | #N/A | #N/A | #N/A | #N/A
TRUE | QLD | QROS | Ross | Energy Queensland | Shoulder | Coincident | 2025 | POE10 | NA | 33.7341 | QLD Ross |  |  | FALSE | #N/A | #N/A | #N/A | #N/A | #N/A | #N/A | #N/A | #N/A | #N/A | #N/A
TRUE | QLD | QROS | Ross | Energy Queensland | Shoulder | Coincident | 2025 | POE50 | NA | 33.7053 | QLD Ross |  |  | FALSE | #N/A | #N/A | #N/A | #N/A | #N/A | #N/A | #N/A | #N/A | #N/A | #N/A
TRUE | QLD | QROS | Ross | Energy Queensland | Shoulder | Non-coincident | 2025 | POE10 | NA | 39.2613 | QLD Ross |  |  | FALSE | #N/A | #N/A | #N/A | #N/A | #N/A | #N/A | #N/A | #N/A | #N/A | #N/A
TRUE | QLD | QROS | Ross | Energy Queensland | Shoulder | Coincident | 2026 | POE10 | NA | 33.6013 | QLD Ross |  |  | FALSE | #N/A | #N/A | #N/A | #N/A | #N/A | #N/A | #N/A | #N/A | #N/A | #N/A
TRUE | QLD | QROS | Ross | Energy Queensland | Shoulder | Coincident | 2026 | POE50 | NA | 33.7588 | QLD Ross |  |  | FALSE | #N/A | #N/A | #N/A | #N/A | #N/A | #N/A | #N/A | #N/A | #N/A | #N/A
TRUE | QLD | QROS | Ross | Energy Queensland | Shoulder | Non-coincident | 2026 | POE10 | NA | 39.3056 | QLD Ross |  |  | FALSE | #N/A | #N/A | #N/A | #N/A | #N/A | #N/A | #N/A | #N/A | #N/A | #N/A
TRUE | QLD | QROS | Ross | Energy Queensland | Shoulder | Coincident | 2027 | POE10 | NA | 33.5389 | QLD Ross |  |  | FALSE | #N/A | #N/A | #N/A | #N/A | #N/A | #N/A | #N/A | #N/A | #N/A | #N/A
TRUE | QLD | QROS | Ross | Energy Queensland | Shoulder | Coincident | 2027 | POE50 | NA | 33.6651 | QLD Ross |  |  | FALSE | #N/A | #N/A | #N/A | #N/A | #N/A | #N/A | #N/A | #N/A | #N/A | #N/A
TRUE | QLD | QROS | Ross | Energy Queensland | Shoulder | Non-coincident | 2027 | POE10 | NA | 39.3891 | QLD Ross |  |  | FALSE | #N/A | #N/A | #N/A | #N/A | #N/A | #N/A | #N/A | #N/A | #N/A | #N/A
TRUE | QLD | QROS | Ross | Energy Queensland | Shoulder | Coincident | 2028 | POE10 | NA | 33.53 | QLD Ross |  |  | FALSE | #N/A | #N/A | #N/A | #N/A | #N/A | #N/A | #N/A | #N/A | #N/A | #N/A
TRUE | QLD | QROS | Ross | Energy Queensland | Shoulder | Coincident | 2028 | POE50 | NA | 33.7404 | QLD Ross |  |  | FALSE | #N/A | #N/A | #N/A | #N/A | #N/A | #N/A | #N/A | #N/A | #N/A | #N/A
TRUE | QLD | QROS | Ross | Energy Queensland | Shoulder | Non-coincident | 2028 | POE10 | NA | 39.5174 | QLD Ross |  |  | FALSE | #N/A | #N/A | #N/A | #N/A | #N/A | #N/A | #N/A | #N/A | #N/A | #N/A
TRUE | QLD | QROS | Ross | Energy Queensland | Shoulder | Coincident | 2029 | POE10 | NA | 34.0028 | QLD Ross |  |  | FALSE | #N/A | #N/A | #N/A | #N/A | #N/A | #N/A | #N/A | #N/A | #N/A | #N/A
TRUE | QLD | QROS | Ross | Energy Queensland | Shoulder | Coincident | 2029 | POE50 | NA | 34.0183 | QLD Ross |  |  | FALSE | #N/A | #N/A | #N/A | #N/A | #N/A | #N/A | #N/A | #N/A | #N/A | #N/A
TRUE | QLD | QROS | Ross | Energy Queensland | Shoulder | Non-coincident | 2029 | POE10 | NA | 39.6897 | QLD Ross |  |  | FALSE | #N/A | #N/A | #N/A | #N/A | #N/A | #N/A | #N/A | #N/A | #N/A | #N/A
TRUE | QLD | QROS | Ross | Energy Queensland | Shoulder | Coincident | 2030 | POE10 | NA | 34.2336 | QLD Ross |  |  | FALSE | #N/A | #N/A | #N/A | #N/A | #N/A | #N/A | #N/A | #N/A | #N/A | #N/A
TRUE | QLD | QROS | Ross | Energy Queensland | Shoulder | Coincident | 2030 | POE50 | NA | 34.2901 | QLD Ross |  |  | FALSE | #N/A | #N/A | #N/A | #N/A | #N/A | #N/A | #N/A | #N/A | #N/A | #N/A
TRUE | QLD | QROS | Ross | Energy Queensland | Shoulder | Non-coincident | 2030 | POE10 | NA | 39.9399 | QLD Ross |  |  | FALSE | #N/A | #N/A | #N/A | #N/A | #N/A | #N/A | #N/A | #N/A | #N/A | #N/A
TRUE | QLD | QROS | Ross | Energy Queensland | Summer | Non-coincident | 2019 | BASEYEARPOE10 | NA | 40.1858 | QLD Ross |  |  | FALSE | #N/A | #N/A | #N/A | #N/A | #N/A | #N/A | #N/A | #N/A | #N/A | #N/A
TRUE | QLD | QROS | Ross | Energy Queensland | Summer | Coincident | 2021 | POE10 | NA | 30.2645 | QLD Ross |  |  | FALSE | #N/A | #N/A | #N/A | #N/A | #N/A | #N/A | #N/A | #N/A | #N/A | #N/A
TRUE | QLD | QROS | Ross | Energy Queensland | Summer | Coincident | 2021 | POE50 | NA | 29.3824 | QLD Ross |  |  | FALSE | #N/A | #N/A | #N/A | #N/A | #N/A | #N/A | #N/A | #N/A | #N/A | #N/A
TRUE | QLD | QROS | Ross | Energy Queensland | Summer | Non-coincident | 2021 | POE10 | NA | 41.9341 | QLD Ross |  |  | FALSE | #N/A | #N/A | #N/A | #N/A | #N/A | #N/A | #N/A | #N/A | #N/A | #N/A
TRUE | QLD | QROS | Ross | Energy Queensland | Summer | Coincident | 2022 | POE10 | NA | 32.2425 | QLD Ross |  |  | FALSE | #N/A | #N/A | #N/A | #N/A | #N/A | #N/A | #N/A | #N/A | #N/A | #N/A
TRUE | QLD | QROS | Ross | Energy Queensland | Summer | Coincident | 2022 | POE50 | NA | 31.3632 | QLD Ross |  |  | FALSE | #N/A | #N/A | #N/A | #N/A | #N/A | #N/A | #N/A | #N/A | #N/A | #N/A
TRUE | QLD | QROS | Ross | Energy Queensland | Summer | Non-coincident | 2022 | POE10 | NA | 43.8779 | QLD Ross |  |  | FALSE | #N/A | #N/A | #N/A | #N/A | #N/A | #N/A | #N/A | #N/A | #N/A | #N/A
TRUE | QLD | QROS | Ross | Energy Queensland | Summer | Coincident | 2023 | POE10 | NA | 32.4221 | QLD Ross |  |  | FALSE | #N/A | #N/A | #N/A | #N/A | #N/A | #N/A | #N/A | #N/A | #N/A | #N/A
TRUE | QLD | QROS | Ross | Energy Queensland | Summer | Coincident | 2023 | POE50 | NA | 31.4687 | QLD Ross |  |  | FALSE | #N/A | #N/A | #N/A | #N/A | #N/A | #N/A | #N/A | #N/A | #N/A | #N/A
TRUE | QLD | QROS | Ross | Energy Queensland | Summer | Non-coincident | 2023 | POE10 | NA | 43.8806 | QLD Ross |  |  | FALSE | #N/A | #N/A | #N/A | #N/A | #N/A | #N/A | #N/A | #N/A | #N/A | #N/A
TRUE | QLD | QROS | Ross | Energy Queensland | Summer | Coincident | 2024 | POE10 | NA | 32.7991 | QLD Ross |  |  | FALSE | #N/A | #N/A | #N/A | #N/A | #N/A | #N/A | #N/A | #N/A | #N/A | #N/A
TRUE | QLD | QROS | Ross | Energy Queensland | Summer | Coincident | 2024 | POE50 | NA | 31.866 | QLD Ross |  |  | FALSE | #N/A | #N/A | #N/A | #N/A | #N/A | #N/A | #N/A | #N/A | #N/A | #N/A
TRUE | QLD | QROS | Ross | Energy Queensland | Summer | Non-coincident | 2024 | POE10 | NA | 43.886 | QLD Ross |  |  | FALSE | #N/A | #N/A | #N/A | #N/A | #N/A | #N/A | #N/A | #N/A | #N/A | #N/A
TRUE | QLD | QROS | Ross | Energy Queensland | Summer | Coincident | 2025 | POE10 | NA | 32.6539 | QLD Ross |  |  | FALSE | #N/A | #N/A | #N/A | #N/A | #N/A | #N/A | #N/A | #N/A | #N/A | #N/A
TRUE | QLD | QROS | Ross | Energy Queensland | Summer | Coincident | 2025 | POE50 | NA | 31.8895 | QLD Ross |  |  | FALSE | #N/A | #N/A | #N/A | #N/A | #N/A | #N/A | #N/A | #N/A | #N/A | #N/A
TRUE | QLD | QROS | Ross | Energy Queensland | Summer | Non-coincident | 2025 | POE10 | NA | 43.8972 | QLD Ross |  |  | FALSE | #N/A | #N/A | #N/A | #N/A | #N/A | #N/A | #N/A | #N/A | #N/A | #N/A
TRUE | QLD | QROS | Ross | Energy Queensland | Summer | Coincident | 2026 | POE10 | NA | 32.81 | QLD Ross |  |  | FALSE | #N/A | #N/A | #N/A | #N/A | #N/A | #N/A | #N/A | #N/A | #N/A | #N/A
TRUE | QLD | QROS | Ross | Energy Queensland | Summer | Coincident | 2026 | POE50 | NA | 31.9373 | QLD Ross |  |  | FALSE | #N/A | #N/A | #N/A | #N/A | #N/A | #N/A | #N/A | #N/A | #N/A | #N/A
TRUE | QLD | QROS | Ross | Energy Queensland | Summer | Non-coincident | 2026 | POE10 | NA | 43.9231 | QLD Ross |  |  | FALSE | #N/A | #N/A | #N/A | #N/A | #N/A | #N/A | #N/A | #N/A | #N/A | #N/A
TRUE | QLD | QROS | Ross | Energy Queensland | Summer | Coincident | 2027 | POE10 | NA | 32.6003 | QLD Ross |  |  | FALSE | #N/A | #N/A | #N/A | #N/A | #N/A | #N/A | #N/A | #N/A | #N/A | #N/A
TRUE | QLD | QROS | Ross | Energy Queensland | Summer | Coincident | 2027 | POE50 | NA | 31.8459 | QLD Ross |  |  | FALSE | #N/A | #N/A | #N/A | #N/A | #N/A | #N/A | #N/A | #N/A | #N/A | #N/A
TRUE | QLD | QROS | Ross | Energy Queensland | Summer | Non-coincident | 2027 | POE10 | NA | 43.9905 | QLD Ross |  |  | FALSE | #N/A | #N/A | #N/A | #N/A | #N/A | #N/A | #N/A | #N/A | #N/A | #N/A
TRUE | QLD | QROS | Ross | Energy Queensland | Summer | Coincident | 2028 | POE10 | NA | 32.6929 | QLD Ross |  |  | FALSE | #N/A | #N/A | #N/A | #N/A | #N/A | #N/A | #N/A | #N/A | #N/A | #N/A
TRUE | QLD | QROS | Ross | Energy Queensland | Summer | Coincident | 2028 | POE50 | NA | 31.9249 | QLD Ross |  |  | FALSE | #N/A | #N/A | #N/A | #N/A | #N/A | #N/A | #N/A | #N/A | #N/A | #N/A
TRUE | QLD | QROS | Ross | Energy Queensland | Summer | Non-coincident | 2028 | POE10 | NA | 44.1037 | QLD Ross |  |  | FALSE | #N/A | #N/A | #N/A | #N/A | #N/A | #N/A | #N/A | #N/A | #N/A | #N/A
TRUE | QLD | QROS | Ross | Energy Queensland | Summer | Coincident | 2029 | POE10 | NA | 32.7182 | QLD Ross |  |  | FALSE | #N/A | #N/A | #N/A | #N/A | #N/A | #N/A | #N/A | #N/A | #N/A | #N/A
TRUE | QLD | QROS | Ross | Energy Queensland | Summer | Coincident | 2029 | POE50 | NA | 32.0947 | QLD Ross |  |  | FALSE | #N/A | #N/A | #N/A | #N/A | #N/A | #N/A | #N/A | #N/A | #N/A | #N/A
TRUE | QLD | QROS | Ross | Energy Queensland | Summer | Non-coincident | 2029 | POE10 | NA | 44.2746 | QLD Ross |  |  | FALSE | #N/A | #N/A | #N/A | #N/A | #N/A | #N/A | #N/A | #N/A | #N/A | #N/A
TRUE | QLD | QROS | Ross | Energy Queensland | Summer | Coincident | 2030 | POE10 | NA | 32.9048 | QLD Ross |  |  | FALSE | #N/A | #N/A | #N/A | #N/A | #N/A | #N/A | #N/A | #N/A | #N/A | #N/A
TRUE | QLD | QROS | Ross | Energy Queensland | Summer | Coincident | 2030 | POE50 | NA | 32.1176 | QLD Ross |  |  | FALSE | #N/A | #N/A | #N/A | #N/A | #N/A | #N/A | #N/A | #N/A | #N/A | #N/A
TRUE | QLD | QROS | Ross | Energy Queensland | Summer | Non-coincident | 2030 | POE10 | NA | 44.4985 | QLD Ross |  |  | FALSE | #N/A | #N/A | #N/A | #N/A | #N/A | #N/A | #N/A | #N/A | #N/A | #N/A
TRUE | QLD | QROS | Ross | Energy Queensland | Winter | Non-coincident | 2019 | BASEYEARPOE10 | NA | 31.6841 | QLD Ross |  |  | FALSE | #N/A | #N/A | #N/A | #N/A | #N/A | #N/A | #N/A | #N/A | #N/A | #N/A
TRUE | QLD | QROS | Ross | Energy Queensland | Winter | Coincident | 2020 | POE10 | NA | 23.4554 | QLD Ross |  |  | FALSE | #N/A | #N/A | #N/A | #N/A | #N/A | #N/A | #N/A | #N/A | #N/A | #N/A
TRUE | QLD | QROS | Ross | Energy Queensland | Winter | Coincident | 2020 | POE50 | NA | 22.4171 | QLD Ross |  |  | FALSE | #N/A | #N/A | #N/A | #N/A | #N/A | #N/A | #N/A | #N/A | #N/A | #N/A
TRUE | QLD | QROS | Ross | Energy Queensland | Winter | Non-coincident | 2020 | POE10 | NA | 31.5773 | QLD Ross |  |  | FALSE | #N/A | #N/A | #N/A | #N/A | #N/A | #N/A | #N/A | #N/A | #N/A | #N/A
TRUE | QLD | QROS | Ross | Energy Queensland | Winter | Coincident | 2021 | POE10 | NA | 23.2224 | QLD Ross |  |  | FALSE | #N/A | #N/A | #N/A | #N/A | #N/A | #N/A | #N/A | #N/A | #N/A | #N/A
TRUE | QLD | QROS | Ross | Energy Queensland | Winter | Coincident | 2021 | POE50 | NA | 22.1896 | QLD Ross |  |  | FALSE | #N/A | #N/A | #N/A | #N/A | #N/A | #N/A | #N/A | #N/A | #N/A | #N/A
TRUE | QLD | QROS | Ross | Energy Queensland | Winter | Non-coincident | 2021 | POE10 | NA | 31.5286 | QLD Ross |  |  | FALSE | #N/A | #N/A | #N/A | #N/A | #N/A | #N/A | #N/A | #N/A | #N/A | #N/A
TRUE | QLD | QROS | Ross | Energy Queensland | Winter | Coincident | 2022 | POE10 | NA | 25.2241 | QLD Ross |  |  | FALSE | #N/A | #N/A | #N/A | #N/A | #N/A | #N/A | #N/A | #N/A | #N/A | #N/A
TRUE | QLD | QROS | Ross | Energy Queensland | Winter | Coincident | 2022 | POE50 | NA | 24.156 | QLD Ross |  |  | FALSE | #N/A | #N/A | #N/A | #N/A | #N/A | #N/A | #N/A | #N/A | #N/A | #N/A
TRUE | QLD | QROS | Ross | Energy Queensland | Winter | Non-coincident | 2022 | POE10 | NA | 33.5048 | QLD Ross |  |  | FALSE | #N/A | #N/A | #N/A | #N/A | #N/A | #N/A | #N/A | #N/A | #N/A | #N/A
TRUE | QLD | QROS | Ross | Energy Queensland | Winter | Coincident | 2023 | POE10 | NA | 25.459 | QLD Ross |  |  | FALSE | #N/A | #N/A | #N/A | #N/A | #N/A | #N/A | #N/A | #N/A | #N/A | #N/A
TRUE | QLD | QROS | Ross | Energy Queensland | Winter | Coincident | 2023 | POE50 | NA | 24.358 | QLD Ross |  |  | FALSE | #N/A | #N/A | #N/A | #N/A | #N/A | #N/A | #N/A | #N/A | #N/A | #N/A
TRUE | QLD | QROS | Ross | Energy Queensland | Winter | Non-coincident | 2023 | POE10 | NA | 33.5074 | QLD Ross |  |  | FALSE | #N/A | #N/A | #N/A | #N/A | #N/A | #N/A | #N/A | #N/A | #N/A | #N/A
TRUE | QLD | QROS | Ross | Energy Queensland | Winter | Coincident | 2024 | POE10 | NA | 25.8484 | QLD Ross |  |  | FALSE | #N/A | #N/A | #N/A | #N/A | #N/A | #N/A | #N/A | #N/A | #N/A | #N/A
TRUE | QLD | QROS | Ross | Energy Queensland | Winter | Coincident | 2024 | POE50 | NA | 24.6357 | QLD Ross |  |  | FALSE | #N/A | #N/A | #N/A | #N/A | #N/A | #N/A | #N/A | #N/A | #N/A | #N/A
TRUE | QLD | QROS | Ross | Energy Queensland | Winter | Non-coincident | 2024 | POE10 | NA | 33.5196 | QLD Ross |  |  | FALSE | #N/A | #N/A | #N/A | #N/A | #N/A | #N/A | #N/A | #N/A | #N/A | #N/A
TRUE | QLD | QROS | Ross | Energy Queensland | Winter | Coincident | 2025 | POE10 | NA | 25.7828 | QLD Ross |  |  | FALSE | #N/A | #N/A | #N/A | #N/A | #N/A | #N/A | #N/A | #N/A | #N/A | #N/A
TRUE | QLD | QROS | Ross | Energy Queensland | Winter | Coincident | 2025 | POE50 | NA | 24.6265 | QLD Ross |  |  | FALSE | #N/A | #N/A | #N/A | #N/A | #N/A | #N/A | #N/A | #N/A | #N/A | #N/A
TRUE | QLD | QROS | Ross | Energy Queensland | Winter | Non-coincident | 2025 | POE10 | NA | 33.5379 | QLD Ross |  |  | FALSE | #N/A | #N/A | #N/A | #N/A | #N/A | #N/A | #N/A | #N/A | #N/A | #N/A
TRUE | QLD | QROS | Ross | Energy Queensland | Winter | Coincident | 2026 | POE10 | NA | 25.7957 | QLD Ross |  |  | FALSE | #N/A | #N/A | #N/A | #N/A | #N/A | #N/A | #N/A | #N/A | #N/A | #N/A
TRUE | QLD | QROS | Ross | Energy Queensland | Winter | Coincident | 2026 | POE50 | NA | 24.6862 | QLD Ross |  |  | FALSE | #N/A | #N/A | #N/A | #N/A | #N/A | #N/A | #N/A | #N/A | #N/A | #N/A
TRUE | QLD | QROS | Ross | Energy Queensland | Winter | Non-coincident | 2026 | POE10 | NA | 33.5773 | QLD Ross |  |  | FALSE | #N/A | #N/A | #N/A | #N/A | #N/A | #N/A | #N/A | #N/A | #N/A | #N/A
TRUE | QLD | QROS | Ross | Energy Queensland | Winter | Coincident | 2027 | POE10 | NA | 25.8334 | QLD Ross |  |  | FALSE | #N/A | #N/A | #N/A | #N/A | #N/A | #N/A | #N/A | #N/A | #N/A | #N/A
TRUE | QLD | QROS | Ross | Energy Queensland | Winter | Coincident | 2027 | POE50 | NA | 24.7263 | QLD Ross |  |  | FALSE | #N/A | #N/A | #N/A | #N/A | #N/A | #N/A | #N/A | #N/A | #N/A | #N/A
TRUE | QLD | QROS | Ross | Energy Queensland | Winter | Non-coincident | 2027 | POE10 | NA | 33.659 | QLD Ross |  |  | FALSE | #N/A | #N/A | #N/A | #N/A | #N/A | #N/A | #N/A | #N/A | #N/A | #N/A
TRUE | QLD | QROS | Ross | Energy Queensland | Winter | Coincident | 2028 | POE10 | NA | 26.1852 | QLD Ross |  |  | FALSE | #N/A | #N/A | #N/A | #N/A | #N/A | #N/A | #N/A | #N/A | #N/A | #N/A
TRUE | QLD | QROS | Ross | Energy Queensland | Winter | Coincident | 2028 | POE50 | NA | 24.8712 | QLD Ross |  |  | FALSE | #N/A | #N/A | #N/A | #N/A | #N/A | #N/A | #N/A | #N/A | #N/A | #N/A
TRUE | QLD | QROS | Ross | Energy Queensland | Winter | Non-coincident | 2028 | POE10 | NA | 33.7779 | QLD Ross |  |  | FALSE | #N/A | #N/A | #N/A | #N/A | #N/A | #N/A | #N/A | #N/A | #N/A | #N/A
TRUE | QLD | QROS | Ross | Energy Queensland | Winter | Coincident | 2029 | POE10 | NA | 26.1964 | QLD Ross |  |  | FALSE | #N/A | #N/A | #N/A | #N/A | #N/A | #N/A | #N/A | #N/A | #N/A | #N/A
TRUE | QLD | QROS | Ross | Energy Queensland | Winter | Coincident | 2029 | POE50 | NA | 25.0161 | QLD Ross |  |  | FALSE | #N/A | #N/A | #N/A | #N/A | #N/A | #N/A | #N/A | #N/A | #N/A | #N/A
TRUE | QLD | QROS | Ross | Energy Queensland | Winter | Non-coincident | 2029 | POE10 | NA | 33.9753 | QLD Ross |  |  | FALSE | #N/A | #N/A | #N/A | #N/A | #N/A | #N/A | #N/A | #N/A | #N/A | #N/A
TRUE | QLD | QRPN | Redbank Plains | Energy Queensland | Shoulder | Coincident | 2017 | ACTUAL_OPG | 3.748 | 10.1543 | QLD Redbank Plains |  |  | FALSE | #N/A | #N/A | #N/A | #N/A | #N/A | #N/A | #N/A | #N/A | #N/A | #N/A
TRUE | QLD | QRPN | Redbank Plains | Energy Queensland | Shoulder | Coincident | 2017 | ACTUAL_RAW | 3.748 | 10.1543 | QLD Redbank Plains |  |  | FALSE | #N/A | #N/A | #N/A | #N/A | #N/A | #N/A | #N/A | #N/A | #N/A | #N/A
TRUE | QLD | QRPN | Redbank Plains | Energy Queensland | Shoulder | Non-coincident | 2017 | ACTUAL_RAW | 0.91596 | 12.5063 | QLD Redbank Plains |  |  | FALSE | #N/A | #N/A | #N/A | #N/A | #N/A | #N/A | #N/A | #N/A | #N/A | #N/A
TRUE | QLD | QRPN | Redbank Plains | Energy Queensland | Shoulder | Non-coincident | 2017 | ACTUAL_OPG | 0.91596 | 12.5063 | QLD Redbank Plains |  |  | FALSE | #N/A | #N/A | #N/A | #N/A | #N/A | #N/A | #N/A | #N/A | #N/A | #N/A
TRUE | QLD | QRPN | Redbank Plains | Energy Queensland | Shoulder | Non-coincident | 2017 | ACTUAL_ADJUSTEDOPG | 2.3042 | 12.5063 | QLD Redbank Plains |  |  | FALSE | #N/A | #N/A | #N/A | #N/A | #N/A | #N/A | #N/A | #N/A | #N/A | #N/A
TRUE | QLD | QRPN | Redbank Plains | Energy Queensland | Shoulder | Coincident | 2018 | ACTUAL_OPG | 3.965 | 14.9631 | QLD Redbank Plains |  |  | FALSE | #N/A | #N/A | #N/A | #N/A | #N/A | #N/A | #N/A | #N/A | #N/A | #N/A
TRUE | QLD | QRPN | Redbank Plains | Energy Queensland | Shoulder | Coincident | 2018 | ACTUAL_RAW | 3.965 | 14.9631 | QLD Redbank Plains |  |  | FALSE | #N/A | #N/A | #N/A | #N/A | #N/A | #N/A | #N/A | #N/A | #N/A | #N/A
TRUE | QLD | QRPN | Redbank Plains | Energy Queensland | Shoulder | Non-coincident | 2018 | ACTUAL_RAW | 1.8098 | 16.5924 | QLD Redbank Plains |  |  | FALSE | #N/A | #N/A | #N/A | #N/A | #N/A | #N/A | #N/A | #N/A | #N/A | #N/A
TRUE | QLD | QRPN | Redbank Plains | Energy Queensland | Shoulder | Non-coincident | 2018 | ACTUAL_OPG | 1.8098 | 16.5924 | QLD Redbank Plains |  |  | FALSE | #N/A | #N/A | #N/A | #N/A | #N/A | #N/A | #N/A | #N/A | #N/A | #N/A
TRUE | QLD | QRPN | Redbank Plains | Energy Queensland | Shoulder | Non-coincident | 2018 | ACTUAL_ADJUSTEDOPG | 1.8098 | 16.5924 | QLD Redbank Plains |  |  | FALSE | #N/A | #N/A | #N/A | #N/A | #N/A | #N/A | #N/A | #N/A | #N/A | #N/A
TRUE | QLD | QRPN | Redbank Plains | Energy Queensland | Shoulder | Coincident | 2019 | ACTUAL_OPG | 3.223 | 14.7091 | QLD Redbank Plains |  |  | FALSE | #N/A | #N/A | #N/A | #N/A | #N/A | #N/A | #N/A | #N/A | #N/A | #N/A
TRUE | QLD | QRPN | Redbank Plains | Energy Queensland | Shoulder | Coincident | 2019 | ACTUAL_RAW | 3.223 | 14.7091 | QLD Redbank Plains |  |  | FALSE | #N/A | #N/A | #N/A | #N/A | #N/A | #N/A | #N/A | #N/A | #N/A | #N/A
TRUE | QLD | QRPN | Redbank Plains | Energy Queensland | Shoulder | Non-coincident | 2019 | ACTUAL_RAW | 1.6424 | 14.853 | QLD Redbank Plains |  |  | FALSE | #N/A | #N/A | #N/A | #N/A | #N/A | #N/A | #N/A | #N/A | #N/A | #N/A
TRUE | QLD | QRPN | Redbank Plains | Energy Queensland | Shoulder | Non-coincident | 2019 | ACTUAL_OPG | 1.6424 | 14.853 | QLD Redbank Plains |  |  | FALSE | #N/A | #N/A | #N/A | #N/A | #N/A | #N/A | #N/A | #N/A | #N/A | #N/A
TRUE | QLD | QRPN | Redbank Plains | Energy Queensland | Shoulder | Non-coincident | 2019 | ACTUAL_ADJUSTEDOPG | 1.6424 | 14.853 | QLD Redbank Plains |  |  | FALSE | #N/A | #N/A | #N/A | #N/A | #N/A | #N/A | #N/A | #N/A | #N/A | #N/A
TRUE | QLD | QRPN | Redbank Plains | Energy Queensland | Shoulder | Non-coincident | 2019 | BASEYEARPOE90 | -0.90315 | NA | QLD Redbank Plains |  |  | FALSE | #N/A | #N/A | #N/A | #N/A | #N/A | #N/A | #N/A | #N/A | #N/A | #N/A
TRUE | QLD | QRPN | Redbank Plains | Energy Queensland | Shoulder | Non-coincident | 2019 | BASEYEARPOE50 | -0.53559 | 15.0303 | QLD Redbank Plains |  |  | FALSE | #N/A | #N/A | #N/A | #N/A | #N/A | #N/A | #N/A | #N/A | #N/A | #N/A
TRUE | QLD | QRPN | Redbank Plains | Energy Queensland | Shoulder | Coincident | 2020 | ACTUAL_OPG | 2.4238 | 17.0328 | QLD Redbank Plains |  |  | FALSE | #N/A | #N/A | #N/A | #N/A | #N/A | #N/A | #N/A | #N/A | #N/A | #N/A
TRUE | QLD | QRPN | Redbank Plains | Energy Queensland | Shoulder | Coincident | 2020 | ACTUAL_RAW | 2.4238 | 17.0328 | QLD Redbank Plains |  |  | FALSE | #N/A | #N/A | #N/A | #N/A | #N/A | #N/A | #N/A | #N/A | #N/A | #N/A
TRUE | QLD | QRPN | Redbank Plains | Energy Queensland | Shoulder | Non-coincident | 2020 | ACTUAL_RAW | 0.5347 | 17.0328 | QLD Redbank Plains |  |  | FALSE | #N/A | #N/A | #N/A | #N/A | #N/A | #N/A | #N/A | #N/A | #N/A | #N/A
TRUE | QLD | QRPN | Redbank Plains | Energy Queensland | Shoulder | Non-coincident | 2020 | ACTUAL_OPG | 0.5347 | 17.0328 | QLD Redbank Plains |  |  | FALSE | #N/A | #N/A | #N/A | #N/A | #N/A | #N/A | #N/A | #N/A | #N/A | #N/A
TRUE | QLD | QRPN | Redbank Plains | Energy Queensland | Shoulder | Non-coincident | 2020 | ACTUAL_ADJUSTEDOPG | 0.5347 | 17.0328 | QLD Redbank Plains |  |  | FALSE | #N/A | #N/A | #N/A | #N/A | #N/A | #N/A | #N/A | #N/A | #N/A | #N/A
TRUE | QLD | QRPN | Redbank Plains | Energy Queensland | Shoulder | Coincident_unreconciled | 2021 | POE90 | 2.2489 | NA | QLD Redbank Plains |  |  | FALSE | #N/A | #N/A | #N/A | #N/A | #N/A | #N/A | #N/A | #N/A | #N/A | #N/A
TRUE | QLD | QRPN | Redbank Plains | Energy Queensland | Shoulder | Coincident_unreconciled | 2021 | POE50 | 3 | NA | QLD Redbank Plains |  |  | FALSE | #N/A | #N/A | #N/A | #N/A | #N/A | #N/A | #N/A | #N/A | #N/A | #N/A
TRUE | QLD | QRPN | Redbank Plains | Energy Queensland | Shoulder | Non-coincident | 2021 | POE50 | 1 | 15.431 | QLD Redbank Plains |  |  | FALSE | #N/A | #N/A | #N/A | #N/A | #N/A | #N/A | #N/A | #N/A | #N/A | #N/A
TRUE | QLD | QRPN | Redbank Plains | Energy Queensland | Shoulder | Non-coincident | 2021 | POE90 | 0.21518 | NA | QLD Redbank Plains |  |  | FALSE | #N/A | #N/A | #N/A | #N/A | #N/A | #N/A | #N/A | #N/A | #N/A | #N/A
TRUE | QLD | QRPN | Redbank Plains | Energy Queensland | Shoulder | Coincident_unreconciled | 2022 | POE90 | 2.2489 | NA | QLD Redbank Plains |  |  | FALSE | #N/A | #N/A | #N/A | #N/A | #N/A | #N/A | #N/A | #N/A | #N/A | #N/A
TRUE | QLD | QRPN | Redbank Plains | Energy Queensland | Shoulder | Coincident_unreconciled | 2022 | POE50 | 3 | NA | QLD Redbank Plains |  |  | FALSE | #N/A | #N/A | #N/A | #N/A | #N/A | #N/A | #N/A | #N/A | #N/A | #N/A
TRUE | QLD | QRPN | Redbank Plains | Energy Queensland | Shoulder | Non-coincident | 2022 | POE50 | 0.58992 | 15.8441 | QLD Redbank Plains |  |  | FALSE | #N/A | #N/A | #N/A | #N/A | #N/A | #N/A | #N/A | #N/A | #N/A | #N/A
TRUE | QLD | QRPN | Redbank Plains | Energy Queensland | Shoulder | Non-coincident | 2022 | POE90 | -0.21229 | NA | QLD Redbank Plains |  |  | FALSE | #N/A | #N/A | #N/A | #N/A | #N/A | #N/A | #N/A | #N/A | #N/A | #N/A
TRUE | QLD | QRPN | Redbank Plains | Energy Queensland | Shoulder | Coincident_unreconciled | 2023 | POE90 | 2.2489 | NA | QLD Redbank Plains |  |  | FALSE | #N/A | #N/A | #N/A | #N/A | #N/A | #N/A | #N/A | #N/A | #N/A | #N/A
TRUE | QLD | QRPN | Redbank Plains | Energy Queensland | Shoulder | Coincident_unreconciled | 2023 | POE50 | 3 | NA | QLD Redbank Plains |  |  | FALSE | #N/A | #N/A | #N/A | #N/A | #N/A | #N/A | #N/A | #N/A | #N/A | #N/A
TRUE | QLD | QRPN | Redbank Plains | Energy Queensland | Shoulder | Non-coincident | 2023 | POE50 | 0.27571 | 16.3691 | QLD Redbank Plains |  |  | FALSE | #N/A | #N/A | #N/A | #N/A | #N/A | #N/A | #N/A | #N/A | #N/A | #N/A
TRUE | QLD | QRPN | Redbank Plains | Energy Queensland | Shoulder | Non-coincident | 2023 | POE90 | -0.54755 | NA | QLD Redbank Plains |  |  | FALSE | #N/A | #N/A | #N/A | #N/A | #N/A | #N/A | #N/A | #N/A | #N/A | #N/A
TRUE | QLD | QRPN | Redbank Plains | Energy Queensland | Shoulder | Coincident_unreconciled | 2024 | POE90 | 2.2489 | NA | QLD Redbank Plains |  |  | FALSE | #N/A | #N/A | #N/A | #N/A | #N/A | #N/A | #N/A | #N/A | #N/A | #N/A
TRUE | QLD | QRPN | Redbank Plains | Energy Queensland | Shoulder | Coincident_unreconciled | 2024 | POE50 | 3 | NA | QLD Redbank Plains |  |  | FALSE | #N/A | #N/A | #N/A | #N/A | #N/A | #N/A | #N/A | #N/A | #N/A | #N/A
TRUE | QLD | QRPN | Redbank Plains | Energy Queensland | Shoulder | Non-coincident | 2024 | POE50 | -0.02216 | 17.0849 | QLD Redbank Plains |  |  | FALSE | #N/A | #N/A | #N/A | #N/A | #N/A | #N/A | #N/A | #N/A | #N/A | #N/A
TRUE | QLD | QRPN | Redbank Plains | Energy Queensland | Shoulder | Non-coincident | 2024 | POE90 | -0.86648 | NA | QLD Redbank Plains |  |  | FALSE | #N/A | #N/A | #N/A | #N/A | #N/A | #N/A | #N/A | #N/A | #N/A | #N/A
TRUE | QLD | QRPN | Redbank Plains | Energy Queensland | Shoulder | Coincident_unreconciled | 2025 | POE90 | 2.2489 | NA | QLD Redbank Plains |  |  | FALSE | #N/A | #N/A | #N/A | #N/A | #N/A | #N/A | #N/A | #N/A | #N/A | #N/A
TRUE | QLD | QRPN | Redbank Plains | Energy Queensland | Shoulder | Coincident_unreconciled | 2025 | POE50 | 3 | NA | QLD Redbank Plains |  |  | FALSE | #N/A | #N/A | #N/A | #N/A | #N/A | #N/A | #N/A | #N/A | #N/A | #N/A
TRUE | QLD | QRPN | Redbank Plains | Energy Queensland | Shoulder | Non-coincident | 2025 | POE50 | -0.32423 | 17.4326 | QLD Redbank Plains |  |  | FALSE | #N/A | #N/A | #N/A | #N/A | #N/A | #N/A | #N/A | #N/A | #N/A | #N/A
TRUE | QLD | QRPN | Redbank Plains | Energy Queensland | Shoulder | Non-coincident | 2025 | POE90 | -1.1896 | NA | QLD Redbank Plains |  |  | FALSE | #N/A | #N/A | #N/A | #N/A | #N/A | #N/A | #N/A | #N/A | #N/A | #N/A
TRUE | QLD | QRPN | Redbank Plains | Energy Queensland | Shoulder | Coincident_unreconciled | 2026 | POE90 | 2.2489 | NA | QLD Redbank Plains |  |  | FALSE | #N/A | #N/A | #N/A | #N/A | #N/A | #N/A | #N/A | #N/A | #N/A | #N/A
TRUE | QLD | QRPN | Redbank Plains | Energy Queensland | Shoulder | Coincident_unreconciled | 2026 | POE50 | 3 | NA | QLD Redbank Plains |  |  | FALSE | #N/A | #N/A | #N/A | #N/A | #N/A | #N/A | #N/A | #N/A | #N/A | #N/A
TRUE | QLD | QRPN | Redbank Plains | Energy Queensland | Shoulder | Non-coincident | 2026 | POE50 | -0.58448 | 17.8698 | QLD Redbank Plains |  |  | FALSE | #N/A | #N/A | #N/A | #N/A | #N/A | #N/A | #N/A | #N/A | #N/A | #N/A
TRUE | QLD | QRPN | Redbank Plains | Energy Queensland | Shoulder | Non-coincident | 2026 | POE90 | -1.4709 | NA | QLD Redbank Plains |  |  | FALSE | #N/A | #N/A | #N/A | #N/A | #N/A | #N/A | #N/A | #N/A | #N/A | #N/A
TRUE | QLD | QRPN | Redbank Plains | Energy Queensland | Shoulder | Coincident_unreconciled | 2027 | POE90 | 2.2489 | NA | QLD Redbank Plains |  |  | FALSE | #N/A | #N/A | #N/A | #N/A | #N/A | #N/A | #N/A | #N/A | #N/A | #N/A
TRUE | QLD | QRPN | Redbank Plains | Energy Queensland | Shoulder | Coincident_unreconciled | 2027 | POE50 | 3 | NA | QLD Redbank Plains |  |  | FALSE | #N/A | #N/A | #N/A | #N/A | #N/A | #N/A | #N/A | #N/A | #N/A | #N/A
TRUE | QLD | QRPN | Redbank Plains | Energy Queensland | Shoulder | Non-coincident | 2027 | POE50 | -0.74249 | 18.2532 | QLD Redbank Plains |  |  | FALSE | #N/A | #N/A | #N/A | #N/A | #N/A | #N/A | #N/A | #N/A | #N/A | #N/A
TRUE | QLD | QRPN | Redbank Plains | Energy Queensland | Shoulder | Non-coincident | 2027 | POE90 | -1.651 | NA | QLD Redbank Plains |  |  | FALSE | #N/A | #N/A | #N/A | #N/A | #N/A | #N/A | #N/A | #N/A | #N/A | #N/A
TRUE | QLD | QRPN | Redbank Plains | Energy Queensland | Shoulder | Coincident_unreconciled | 2028 | POE90 | 2.2489 | NA | QLD Redbank Plains |  |  | FALSE | #N/A | #N/A | #N/A | #N/A | #N/A | #N/A | #N/A | #N/A | #N/A | #N/A
TRUE | QLD | QRPN | Redbank Plains | Energy Queensland | Shoulder | Coincident_unreconciled | 2028 | POE50 | 3 | NA | QLD Redbank Plains |  |  | FALSE | #N/A | #N/A | #N/A | #N/A | #N/A | #N/A | #N/A | #N/A | #N/A | #N/A
TRUE | QLD | QRPN | Redbank Plains | Energy Queensland | Shoulder | Non-coincident | 2028 | POE50 | -0.82988 | 18.7564 | QLD Redbank Plains |  |  | FALSE | #N/A | #N/A | #N/A | #N/A | #N/A | #N/A | #N/A | #N/A | #N/A | #N/A
TRUE | QLD | QRPN | Redbank Plains | Energy Queensland | Shoulder | Non-coincident | 2028 | POE90 | -1.7612 | NA | QLD Redbank Plains |  |  | FALSE | #N/A | #N/A | #N/A | #N/A | #N/A | #N/A | #N/A | #N/A | #N/A | #N/A
TRUE | QLD | QRPN | Redbank Plains | Energy Queensland | Shoulder | Coincident_unreconciled | 2029 | POE90 | 2.2489 | NA | QLD Redbank Plains |  |  | FALSE | #N/A | #N/A | #N/A | #N/A | #N/A | #N/A | #N/A | #N/A | #N/A | #N/A
TRUE | QLD | QRPN | Redbank Plains | Energy Queensland | Shoulder | Coincident_unreconciled | 2029 | POE50 | 3 | NA | QLD Redbank Plains |  |  | FALSE | #N/A | #N/A | #N/A | #N/A | #N/A | #N/A | #N/A | #N/A | #N/A | #N/A
TRUE | QLD | QRPN | Redbank Plains | Energy Queensland | Shoulder | Non-coincident | 2029 | POE50 | -0.88028 | 19.393 | QLD Redbank Plains |  |  | FALSE | #N/A | #N/A | #N/A | #N/A | #N/A | #N/A | #N/A | #N/A | #N/A | #N/A
TRUE | QLD | QRPN | Redbank Plains | Energy Queensland | Shoulder | Non-coincident | 2029 | POE90 | -1.8344 | NA | QLD Redbank Plains |  |  | FALSE | #N/A | #N/A | #N/A | #N/A | #N/A | #N/A | #N/A | #N/A | #N/A | #N/A
TRUE | QLD | QRPN | Redbank Plains | Energy Queensland | Shoulder | Coincident_unreconciled | 2030 | POE90 | 2.2489 | NA | QLD Redbank Plains |  |  | FALSE | #N/A | #N/A | #N/A | #N/A | #N/A | #N/A | #N/A | #N/A | #N/A | #N/A
TRUE | QLD | QRPN | Redbank Plains | Energy Queensland | Shoulder | Coincident_unreconciled | 2030 | POE50 | 3 | NA | QLD Redbank Plains |  |  | FALSE | #N/A | #N/A | #N/A | #N/A | #N/A | #N/A | #N/A | #N/A | #N/A | #N/A
TRUE | QLD | QRPN | Redbank Plains | Energy Queensland | Shoulder | Non-coincident | 2030 | POE50 | -0.86418 | 20.0243 | QLD Redbank Plains |  |  | FALSE | #N/A | #N/A | #N/A | #N/A | #N/A | #N/A | #N/A | #N/A | #N/A | #N/A
TRUE | QLD | QRPN | Redbank Plains | Energy Queensland | Shoulder | Non-coincident | 2030 | POE90 | -1.8411 | NA | QLD Redbank Plains |  |  | FALSE | #N/A | #N/A | #N/A | #N/A | #N/A | #N/A | #N/A | #N/A | #N/A | #N/A
TRUE | QLD | QRPN | Redbank Plains | Energy Queensland | Summer | Coincident | 2017 | ACTUAL_OPG | 3.9344 | 21.675 | QLD Redbank Plains |  |  | FALSE | #N/A | #N/A | #N/A | #N/A | #N/A | #N/A | #N/A | #N/A | #N/A | #N/A
TRUE | QLD | QRPN | Redbank Plains | Energy Queensland | Summer | Coincident | 2017 | ACTUAL_RAW | 3.9344 | 21.675 | QLD Redbank Plains |  |  | FALSE | #N/A | #N/A | #N/A | #N/A | #N/A | #N/A | #N/A | #N/A | #N/A | #N/A
TRUE | QLD | QRPN | Redbank Plains | Energy Queensland | Summer | Non-coincident | 2017 | ACTUAL_RAW | 2.1779 | 25.1519 | QLD Redbank Plains |  |  | FALSE | #N/A | #N/A | #N/A | #N/A | #N/A | #N/A | #N/A | #N/A | #N/A | #N/A
TRUE | QLD | QRPN | Redbank Plains | Energy Queensland | Summer | Non-coincident | 2017 | ACTUAL_OPG | 2.1779 | 25.1519 | QLD Redbank Plains |  |  | FALSE | #N/A | #N/A | #N/A | #N/A | #N/A | #N/A | #N/A | #N/A | #N/A | #N/A
TRUE | QLD | QRPN | Redbank Plains | Energy Queensland | Summer | Coincident | 2018 | ACTUAL_OPG | 3.2814 | 22.3518 | QLD Redbank Plains |  |  | FALSE | #N/A | #N/A | #N/A | #N/A | #N/A | #N/A | #N/A | #N/A | #N/A | #N/A
TRUE | QLD | QRPN | Redbank Plains | Energy Queensland | Summer | Coincident | 2018 | ACTUAL_RAW | 3.2814 | 22.3518 | QLD Redbank Plains |  |  | FALSE | #N/A | #N/A | #N/A | #N/A | #N/A | #N/A | #N/A | #N/A | #N/A | #N/A
TRUE | QLD | QRPN | Redbank Plains | Energy Queensland | Summer | Non-coincident | 2018 | ACTUAL_RAW | 2.0522 | 23.0696 | QLD Redbank Plains |  |  | FALSE | #N/A | #N/A | #N/A | #N/A | #N/A | #N/A | #N/A | #N/A | #N/A | #N/A
TRUE | QLD | QRPN | Redbank Plains | Energy Queensland | Summer | Non-coincident | 2018 | ACTUAL_OPG | 2.0522 | 23.0696 | QLD Redbank Plains |  |  | FALSE | #N/A | #N/A | #N/A | #N/A | #N/A | #N/A | #N/A | #N/A | #N/A | #N/A
TRUE | QLD | QRPN | Redbank Plains | Energy Queensland | Summer | Non-coincident | 2018 | ACTUAL_ADJUSTEDOPG | 2.0522 | 23.0696 | QLD Redbank Plains |  |  | FALSE | #N/A | #N/A | #N/A | #N/A | #N/A | #N/A | #N/A | #N/A | #N/A | #N/A
TRUE | QLD | QRPN | Redbank Plains | Energy Queensland | Summer | Coincident | 2019 | ACTUAL_OPG | 4.2859 | 26.412 | QLD Redbank Plains |  |  | FALSE | #N/A | #N/A | #N/A | #N/A | #N/A | #N/A | #N/A | #N/A | #N/A | #N/A
TRUE | QLD | QRPN | Redbank Plains | Energy Queensland | Summer | Coincident | 2019 | ACTUAL_RAW | 4.2859 | 26.412 | QLD Redbank Plains |  |  | FALSE | #N/A | #N/A | #N/A | #N/A | #N/A | #N/A | #N/A | #N/A | #N/A | #N/A
TRUE | QLD | QRPN | Redbank Plains | Energy Queensland | Summer | Non-coincident | 2019 | ACTUAL_RAW | 1.9505 | 26.5793 | QLD Redbank Plains |  |  | FALSE | #N/A | #N/A | #N/A | #N/A | #N/A | #N/A | #N/A | #N/A | #N/A | #N/A
TRUE | QLD | QRPN | Redbank Plains | Energy Queensland | Summer | Non-coincident | 2019 | ACTUAL_OPG | 1.9505 | 26.5793 | QLD Redbank Plains |  |  | FALSE | #N/A | #N/A | #N/A | #N/A | #N/A | #N/A | #N/A | #N/A | #N/A | #N/A
TRUE | QLD | QRPN | Redbank Plains | Energy Queensland | Summer | Non-coincident | 2019 | ACTUAL_ADJUSTEDOPG | 1.9505 | 26.5793 | QLD Redbank Plains |  |  | FALSE | #N/A | #N/A | #N/A | #N/A | #N/A | #N/A | #N/A | #N/A | #N/A | #N/A
TRUE | QLD | QRPN | Redbank Plains | Energy Queensland | Summer | Non-coincident | 2019 | BASEYEARPOE90 | -1.0802 | NA | QLD Redbank Plains |  |  | FALSE | #N/A | #N/A | #N/A | #N/A | #N/A | #N/A | #N/A | #N/A | #N/A | #N/A
TRUE | QLD | QRPN | Redbank Plains | Energy Queensland | Summer | Non-coincident | 2019 | BASEYEARPOE50 | -0.28255 | 22.6509 | QLD Redbank Plains |  |  | FALSE | #N/A | #N/A | #N/A | #N/A | #N/A | #N/A | #N/A | #N/A | #N/A | #N/A
TRUE | QLD | QRPN | Redbank Plains | Energy Queensland | Summer | Coincident | 2020 | ACTUAL_OPG | 1.8618 | 26.5199 | QLD Redbank Plains |  |  | FALSE | #N/A | #N/A | #N/A | #N/A | #N/A | #N/A | #N/A | #N/A | #N/A | #N/A
TRUE | QLD | QRPN | Redbank Plains | Energy Queensland | Summer | Coincident | 2020 | ACTUAL_RAW | 1.8618 | 26.5199 | QLD Redbank Plains |  |  | FALSE | #N/A | #N/A | #N/A | #N/A | #N/A | #N/A | #N/A | #N/A | #N/A | #N/A
TRUE | QLD | QRPN | Redbank Plains | Energy Queensland | Summer | Non-coincident | 2020 | ACTUAL_RAW | 0.9236 | 27.2838 | QLD Redbank Plains |  |  | FALSE | #N/A | #N/A | #N/A | #N/A | #N/A | #N/A | #N/A | #N/A | #N/A | #N/A
TRUE | QLD | QRPN | Redbank Plains | Energy Queensland | Summer | Non-coincident | 2020 | ACTUAL_OPG | 0.9236 | 27.2838 | QLD Redbank Plains |  |  | FALSE | #N/A | #N/A | #N/A | #N/A | #N/A | #N/A | #N/A | #N/A | #N/A | #N/A
TRUE | QLD | QRPN | Redbank Plains | Energy Queensland | Summer | Non-coincident | 2020 | ACTUAL_ADJUSTEDOPG | 0.9236 | 27.2838 | QLD Redbank Plains |  |  | FALSE | #N/A | #N/A | #N/A | #N/A | #N/A | #N/A | #N/A | #N/A | #N/A | #N/A
TRUE | QLD | QRPN | Redbank Plains | Energy Queensland | Summer | Coincident_unreconciled | 2021 | POE90 | 2.9532 | NA | QLD Redbank Plains |  |  | FALSE | #N/A | #N/A | #N/A | #N/A | #N/A | #N/A | #N/A | #N/A | #N/A | #N/A
TRUE | QLD | QRPN | Redbank Plains | Energy Queensland | Summer | Coincident_unreconciled | 2021 | POE50 | 3.4923 | NA | QLD Redbank Plains |  |  | FALSE | #N/A | #N/A | #N/A | #N/A | #N/A | #N/A | #N/A | #N/A | #N/A | #N/A
TRUE | QLD | QRPN | Redbank Plains | Energy Queensland | Summer | Non-coincident | 2021 | POE50 | 1 | 23.574 | QLD Redbank Plains |  |  | FALSE | #N/A | #N/A | #N/A | #N/A | #N/A | #N/A | #N/A | #N/A | #N/A | #N/A
TRUE | QLD | QRPN | Redbank Plains | Energy Queensland | Summer | Non-coincident | 2021 | POE90 | 0.33995 | NA | QLD Redbank Plains |  |  | FALSE | #N/A | #N/A | #N/A | #N/A | #N/A | #N/A | #N/A | #N/A | #N/A | #N/A
TRUE | QLD | QRPN | Redbank Plains | Energy Queensland | Summer | Coincident_unreconciled | 2022 | POE90 | 2.9532 | NA | QLD Redbank Plains |  |  | FALSE | #N/A | #N/A | #N/A | #N/A | #N/A | #N/A | #N/A | #N/A | #N/A | #N/A
TRUE | QLD | QRPN | Redbank Plains | Energy Queensland | Summer | Coincident_unreconciled | 2022 | POE50 | 3.4923 | NA | QLD Redbank Plains |  |  | FALSE | #N/A | #N/A | #N/A | #N/A | #N/A | #N/A | #N/A | #N/A | #N/A | #N/A
TRUE | QLD | QRPN | Redbank Plains | Energy Queensland | Summer | Non-coincident | 2022 | POE50 | 0.62406 | 24.0931 | QLD Redbank Plains |  |  | FALSE | #N/A | #N/A | #N/A | #N/A | #N/A | #N/A | #N/A | #N/A | #N/A | #N/A
TRUE | QLD | QRPN | Redbank Plains | Energy Queensland | Summer | Non-coincident | 2022 | POE90 | -0.05062 | NA | QLD Redbank Plains |  |  | FALSE | #N/A | #N/A | #N/A | #N/A | #N/A | #N/A | #N/A | #N/A | #N/A | #N/A
TRUE | QLD | QRPN | Redbank Plains | Energy Queensland | Summer | Coincident_unreconciled | 2023 | POE90 | 2.9532 | NA | QLD Redbank Plains |  |  | FALSE | #N/A | #N/A | #N/A | #N/A | #N/A | #N/A | #N/A | #N/A | #N/A | #N/A
TRUE | QLD | QRPN | Redbank Plains | Energy Queensland | Summer | Coincident_unreconciled | 2023 | POE50 | 3.4923 | NA | QLD Redbank Plains |  |  | FALSE | #N/A | #N/A | #N/A | #N/A | #N/A | #N/A | #N/A | #N/A | #N/A | #N/A
TRUE | QLD | QRPN | Redbank Plains | Energy Queensland | Summer | Non-coincident | 2023 | POE50 | 0.34719 | 24.7232 | QLD Redbank Plains |  |  | FALSE | #N/A | #N/A | #N/A | #N/A | #N/A | #N/A | #N/A | #N/A | #N/A | #N/A
TRUE | QLD | QRPN | Redbank Plains | Energy Queensland | Summer | Non-coincident | 2023 | POE90 | -0.34519 | NA | QLD Redbank Plains |  |  | FALSE | #N/A | #N/A | #N/A | #N/A | #N/A | #N/A | #N/A | #N/A | #N/A | #N/A
TRUE | QLD | QRPN | Redbank Plains | Energy Queensland | Summer | Coincident_unreconciled | 2024 | POE90 | 2.9532 | NA | QLD Redbank Plains |  |  | FALSE | #N/A | #N/A | #N/A | #N/A | #N/A | #N/A | #N/A | #N/A | #N/A | #N/A
TRUE | QLD | QRPN | Redbank Plains | Energy Queensland | Summer | Coincident_unreconciled | 2024 | POE50 | 3.4923 | NA | QLD Redbank Plains |  |  | FALSE | #N/A | #N/A | #N/A | #N/A | #N/A | #N/A | #N/A | #N/A | #N/A | #N/A
TRUE | QLD | QRPN | Redbank Plains | Energy Queensland | Summer | Non-coincident | 2024 | POE50 | 0.07918 | 25.646 | QLD Redbank Plains |  |  | FALSE | #N/A | #N/A | #N/A | #N/A | #N/A | #N/A | #N/A | #N/A | #N/A | #N/A
TRUE | QLD | QRPN | Redbank Plains | Energy Queensland | Summer | Non-coincident | 2024 | POE90 | -0.63092 | NA | QLD Redbank Plains |  |  | FALSE | #N/A | #N/A | #N/A | #N/A | #N/A | #N/A | #N/A | #N/A | #N/A | #N/A
TRUE | QLD | QRPN | Redbank Plains | Energy Queensland | Summer | Coincident_unreconciled | 2025 | POE90 | 2.9532 | NA | QLD Redbank Plains |  |  | FALSE | #N/A | #N/A | #N/A | #N/A | #N/A | #N/A | #N/A | #N/A | #N/A | #N/A
TRUE | QLD | QRPN | Redbank Plains | Energy Queensland | Summer | Coincident_unreconciled | 2025 | POE50 | 3.4923 | NA | QLD Redbank Plains |  |  | FALSE | #N/A | #N/A | #N/A | #N/A | #N/A | #N/A | #N/A | #N/A | #N/A | #N/A
TRUE | QLD | QRPN | Redbank Plains | Energy Queensland | Summer | Non-coincident | 2025 | POE50 | -0.19736 | 26.2925 | QLD Redbank Plains |  |  | FALSE | #N/A | #N/A | #N/A | #N/A | #N/A | #N/A | #N/A | #N/A | #N/A | #N/A
TRUE | QLD | QRPN | Redbank Plains | Energy Queensland | Summer | Non-coincident | 2025 | POE90 | -0.92516 | NA | QLD Redbank Plains |  |  | FALSE | #N/A | #N/A | #N/A | #N/A | #N/A | #N/A | #N/A | #N/A | #N/A | #N/A
TRUE | QLD | QRPN | Redbank Plains | Energy Queensland | Summer | Coincident_unreconciled | 2026 | POE90 | 2.9532 | NA | QLD Redbank Plains |  |  | FALSE | #N/A | #N/A | #N/A | #N/A | #N/A | #N/A | #N/A | #N/A | #N/A | #N/A
TRUE | QLD | QRPN | Redbank Plains | Energy Queensland | Summer | Coincident_unreconciled | 2026 | POE50 | 3.4923 | NA | QLD Redbank Plains |  |  | FALSE | #N/A | #N/A | #N/A | #N/A | #N/A | #N/A | #N/A | #N/A | #N/A | #N/A
TRUE | QLD | QRPN | Redbank Plains | Energy Queensland | Summer | Non-coincident | 2026 | POE50 | -0.43309 | 26.9617 | QLD Redbank Plains |  |  | FALSE | #N/A | #N/A | #N/A | #N/A | #N/A | #N/A | #N/A | #N/A | #N/A | #N/A
TRUE | QLD | QRPN | Redbank Plains | Energy Queensland | Summer | Non-coincident | 2026 | POE90 | -1.1786 | NA | QLD Redbank Plains |  |  | FALSE | #N/A | #N/A | #N/A | #N/A | #N/A | #N/A | #N/A | #N/A | #N/A | #N/A
TRUE | QLD | QRPN | Redbank Plains | Energy Queensland | Summer | Coincident_unreconciled | 2027 | POE90 | 2.9532 | NA | QLD Redbank Plains |  |  | FALSE | #N/A | #N/A | #N/A | #N/A | #N/A | #N/A | #N/A | #N/A | #N/A | #N/A
TRUE | QLD | QRPN | Redbank Plains | Energy Queensland | Summer | Coincident_unreconciled | 2027 | POE50 | 3.4923 | NA | QLD Redbank Plains |  |  | FALSE | #N/A | #N/A | #N/A | #N/A | #N/A | #N/A | #N/A | #N/A | #N/A | #N/A
TRUE | QLD | QRPN | Redbank Plains | Energy Queensland | Summer | Non-coincident | 2027 | POE50 | -0.56761 | 27.5378 | QLD Redbank Plains |  |  | FALSE | #N/A | #N/A | #N/A | #N/A | #N/A | #N/A | #N/A | #N/A | #N/A | #N/A
TRUE | QLD | QRPN | Redbank Plains | Energy Queensland | Summer | Non-coincident | 2027 | POE90 | -1.3317 | NA | QLD Redbank Plains |  |  | FALSE | #N/A | #N/A | #N/A | #N/A | #N/A | #N/A | #N/A | #N/A | #N/A | #N/A
TRUE | QLD | QRPN | Redbank Plains | Energy Queensland | Summer | Coincident_unreconciled | 2028 | POE90 | 2.9532 | NA | QLD Redbank Plains |  |  | FALSE | #N/A | #N/A | #N/A | #N/A | #N/A | #N/A | #N/A | #N/A | #N/A | #N/A
TRUE | QLD | QRPN | Redbank Plains | Energy Queensland | Summer | Coincident_unreconciled | 2028 | POE50 | 3.4923 | NA | QLD Redbank Plains |  |  | FALSE | #N/A | #N/A | #N/A | #N/A | #N/A | #N/A | #N/A | #N/A | #N/A | #N/A
TRUE | QLD | QRPN | Redbank Plains | Energy Queensland | Summer | Non-coincident | 2028 | POE50 | -0.63988 | 28.2828 | QLD Redbank Plains |  |  | FALSE | #N/A | #N/A | #N/A | #N/A | #N/A | #N/A | #N/A | #N/A | #N/A | #N/A
TRUE | QLD | QRPN | Redbank Plains | Energy Queensland | Summer | Non-coincident | 2028 | POE90 | -1.4231 | NA | QLD Redbank Plains |  |  | FALSE | #N/A | #N/A | #N/A | #N/A | #N/A | #N/A | #N/A | #N/A | #N/A | #N/A
TRUE | QLD | QRPN | Redbank Plains | Energy Queensland | Summer | Coincident_unreconciled | 2029 | POE90 | 2.9532 | NA | QLD Redbank Plains |  |  | FALSE | #N/A | #N/A | #N/A | #N/A | #N/A | #N/A | #N/A | #N/A | #N/A | #N/A
TRUE | QLD | QRPN | Redbank Plains | Energy Queensland | Summer | Coincident_unreconciled | 2029 | POE50 | 3.4923 | NA | QLD Redbank Plains |  |  | FALSE | #N/A | #N/A | #N/A | #N/A | #N/A | #N/A | #N/A | #N/A | #N/A | #N/A
TRUE | QLD | QRPN | Redbank Plains | Energy Queensland | Summer | Non-coincident | 2029 | POE50 | -0.67818 | 29.1017 | QLD Redbank Plains |  |  | FALSE | #N/A | #N/A | #N/A | #N/A | #N/A | #N/A | #N/A | #N/A | #N/A | #N/A
TRUE | QLD | QRPN | Redbank Plains | Energy Queensland | Summer | Non-coincident | 2029 | POE90 | -1.4806 | NA | QLD Redbank Plains |  |  | FALSE | #N/A | #N/A | #N/A | #N/A | #N/A | #N/A | #N/A | #N/A | #N/A | #N/A
TRUE | QLD | QRPN | Redbank Plains | Energy Queensland | Summer | Coincident_unreconciled | 2030 | POE90 | 2.9532 | NA | QLD Redbank Plains |  |  | FALSE | #N/A | #N/A | #N/A | #N/A | #N/A | #N/A | #N/A | #N/A | #N/A | #N/A
TRUE | QLD | QRPN | Redbank Plains | Energy Queensland | Summer | Coincident_unreconciled | 2030 | POE50 | 3.4923 | NA | QLD Redbank Plains |  |  | FALSE | #N/A | #N/A | #N/A | #N/A | #N/A | #N/A | #N/A | #N/A | #N/A | #N/A
TRUE | QLD | QRPN | Redbank Plains | Energy Queensland | Summer | Non-coincident | 2030 | POE50 | -0.65781 | 29.7766 | QLD Redbank Plains |  |  | FALSE | #N/A | #N/A | #N/A | #N/A | #N/A | #N/A | #N/A | #N/A | #N/A | #N/A
TRUE | QLD | QRPN | Redbank Plains | Energy Queensland | Summer | Non-coincident | 2030 | POE90 | -1.4794 | NA | QLD Redbank Plains |  |  | FALSE | #N/A | #N/A | #N/A | #N/A | #N/A | #N/A | #N/A | #N/A | #N/A | #N/A
TRUE | QLD | QRPN | Redbank Plains | Energy Queensland | Winter | Coincident | 2016 | ACTUAL_OPG | 3.6429 | 14.0222 | QLD Redbank Plains |  |  | FALSE | #N/A | #N/A | #N/A | #N/A | #N/A | #N/A | #N/A | #N/A | #N/A | #N/A
TRUE | QLD | QRPN | Redbank Plains | Energy Queensland | Winter | Coincident | 2016 | ACTUAL_RAW | 3.6429 | 14.0222 | QLD Redbank Plains |  |  | FALSE | #N/A | #N/A | #N/A | #N/A | #N/A | #N/A | #N/A | #N/A | #N/A | #N/A
TRUE | QLD | QRPN | Redbank Plains | Energy Queensland | Winter | Non-coincident | 2016 | ACTUAL_RAW | 1.4572 | 18.2923 | QLD Redbank Plains |  |  | FALSE | #N/A | #N/A | #N/A | #N/A | #N/A | #N/A | #N/A | #N/A | #N/A | #N/A
TRUE | QLD | QRPN | Redbank Plains | Energy Queensland | Winter | Non-coincident | 2016 | ACTUAL_OPG | 1.4572 | 18.2923 | QLD Redbank Plains |  |  | FALSE | #N/A | #N/A | #N/A | #N/A | #N/A | #N/A | #N/A | #N/A | #N/A | #N/A
TRUE | QLD | QRPN | Redbank Plains | Energy Queensland | Winter | Coincident | 2017 | ACTUAL_OPG | 3.7681 | 12.4465 | QLD Redbank Plains |  |  | FALSE | #N/A | #N/A | #N/A | #N/A | #N/A | #N/A | #N/A | #N/A | #N/A | #N/A
TRUE | QLD | QRPN | Redbank Plains | Energy Queensland | Winter | Coincident | 2017 | ACTUAL_RAW | 3.7681 | 12.4465 | QLD Redbank Plains |  |  | FALSE | #N/A | #N/A | #N/A | #N/A | #N/A | #N/A | #N/A | #N/A | #N/A | #N/A
TRUE | QLD | QRPN | Redbank Plains | Energy Queensland | Winter | Non-coincident | 2017 | ACTUAL_RAW | 2.3465 | 13.6644 | QLD Redbank Plains |  |  | FALSE | #N/A | #N/A | #N/A | #N/A | #N/A | #N/A | #N/A | #N/A | #N/A | #N/A
TRUE | QLD | QRPN | Redbank Plains | Energy Queensland | Winter | Non-coincident | 2017 | ACTUAL_OPG | 2.3465 | 13.6644 | QLD Redbank Plains |  |  | FALSE | #N/A | #N/A | #N/A | #N/A | #N/A | #N/A | #N/A | #N/A | #N/A | #N/A
TRUE | QLD | QRPN | Redbank Plains | Energy Queensland | Winter | Non-coincident | 2017 | ACTUAL_ADJUSTEDOPG | 2.3465 | 13.6644 | QLD Redbank Plains |  |  | FALSE | #N/A | #N/A | #N/A | #N/A | #N/A | #N/A | #N/A | #N/A | #N/A | #N/A
TRUE | QLD | QRPN | Redbank Plains | Energy Queensland | Winter | Coincident | 2018 | ACTUAL_OPG | 3.6334 | 16.2169 | QLD Redbank Plains |  |  | FALSE | #N/A | #N/A | #N/A | #N/A | #N/A | #N/A | #N/A | #N/A | #N/A | #N/A
TRUE | QLD | QRPN | Redbank Plains | Energy Queensland | Winter | Coincident | 2018 | ACTUAL_RAW | 3.6334 | 16.2169 | QLD Redbank Plains |  |  | FALSE | #N/A | #N/A | #N/A | #N/A | #N/A | #N/A | #N/A | #N/A | #N/A | #N/A
TRUE | QLD | QRPN | Redbank Plains | Energy Queensland | Winter | Non-coincident | 2018 | ACTUAL_RAW | 2.0676 | 16.2813 | QLD Redbank Plains |  |  | FALSE | #N/A | #N/A | #N/A | #N/A | #N/A | #N/A | #N/A | #N/A | #N/A | #N/A
TRUE | QLD | QRPN | Redbank Plains | Energy Queensland | Winter | Non-coincident | 2018 | ACTUAL_OPG | 2.0676 | 16.2813 | QLD Redbank Plains |  |  | FALSE | #N/A | #N/A | #N/A | #N/A | #N/A | #N/A | #N/A | #N/A | #N/A | #N/A
TRUE | QLD | QRPN | Redbank Plains | Energy Queensland | Winter | Non-coincident | 2018 | ACTUAL_ADJUSTEDOPG | 2.0676 | 16.2813 | QLD Redbank Plains |  |  | FALSE | #N/A | #N/A | #N/A | #N/A | #N/A | #N/A | #N/A | #N/A | #N/A | #N/A
TRUE | QLD | QRPN | Redbank Plains | Energy Queensland | Winter | Coincident | 2019 | ACTUAL_OPG | 3.8218 | 17.7723 | QLD Redbank Plains |  |  | FALSE | #N/A | #N/A | #N/A | #N/A | #N/A | #N/A | #N/A | #N/A | #N/A | #N/A
TRUE | QLD | QRPN | Redbank Plains | Energy Queensland | Winter | Coincident | 2019 | ACTUAL_RAW | 3.8218 | 17.7723 | QLD Redbank Plains |  |  | FALSE | #N/A | #N/A | #N/A | #N/A | #N/A | #N/A | #N/A | #N/A | #N/A | #N/A
TRUE | QLD | QRPN | Redbank Plains | Energy Queensland | Winter | Non-coincident | 2019 | ACTUAL_RAW | 0.95026 | 17.7723 | QLD Redbank Plains |  |  | FALSE | #N/A | #N/A | #N/A | #N/A | #N/A | #N/A | #N/A | #N/A | #N/A | #N/A
TRUE | QLD | QRPN | Redbank Plains | Energy Queensland | Winter | Non-coincident | 2019 | ACTUAL_OPG | 0.95026 | 17.7723 | QLD Redbank Plains |  |  | FALSE | #N/A | #N/A | #N/A | #N/A | #N/A | #N/A | #N/A | #N/A | #N/A | #N/A
TRUE | QLD | QRPN | Redbank Plains | Energy Queensland | Winter | Non-coincident | 2019 | ACTUAL_ADJUSTEDOPG | 0.95026 | 17.7723 | QLD Redbank Plains |  |  | FALSE | #N/A | #N/A | #N/A | #N/A | #N/A | #N/A | #N/A | #N/A | #N/A | #N/A
TRUE | QLD | QRPN | Redbank Plains | Energy Queensland | Winter | Non-coincident | 2019 | BASEYEARPOE90 | -0.32195 | NA | QLD Redbank Plains |  |  | FALSE | #N/A | #N/A | #N/A | #N/A | #N/A | #N/A | #N/A | #N/A | #N/A | #N/A
TRUE | QLD | QRPN | Redbank Plains | Energy Queensland | Winter | Non-coincident | 2019 | BASEYEARPOE50 | 0.19536 | 16.1125 | QLD Redbank Plains |  |  | FALSE | #N/A | #N/A | #N/A | #N/A | #N/A | #N/A | #N/A | #N/A | #N/A | #N/A
TRUE | QLD | QRPN | Redbank Plains | Energy Queensland | Winter | Coincident_unreconciled | 2020 | POE90 | 3.5902 | NA | QLD Redbank Plains |  |  | FALSE | #N/A | #N/A | #N/A | #N/A | #N/A | #N/A | #N/A | #N/A | #N/A | #N/A
TRUE | QLD | QRPN | Redbank Plains | Energy Queensland | Winter | Coincident_unreconciled | 2020 | POE50 | 4.8355 | NA | QLD Redbank Plains |  |  | FALSE | #N/A | #N/A | #N/A | #N/A | #N/A | #N/A | #N/A | #N/A | #N/A | #N/A
TRUE | QLD | QRPN | Redbank Plains | Energy Queensland | Winter | Non-coincident | 2020 | POE50 | 1 | 16.5196 | QLD Redbank Plains |  |  | FALSE | #N/A | #N/A | #N/A | #N/A | #N/A | #N/A | #N/A | #N/A | #N/A | #N/A
TRUE | QLD | QRPN | Redbank Plains | Energy Queensland | Winter | Non-coincident | 2020 | POE90 | 0.3607 | NA | QLD Redbank Plains |  |  | FALSE | #N/A | #N/A | #N/A | #N/A | #N/A | #N/A | #N/A | #N/A | #N/A | #N/A
TRUE | QLD | QRPN | Redbank Plains | Energy Queensland | Winter | Coincident_unreconciled | 2021 | POE90 | 3.5902 | NA | QLD Redbank Plains |  |  | FALSE | #N/A | #N/A | #N/A | #N/A | #N/A | #N/A | #N/A | #N/A | #N/A | #N/A
TRUE | QLD | QRPN | Redbank Plains | Energy Queensland | Winter | Coincident_unreconciled | 2021 | POE50 | 6.094 | NA | QLD Redbank Plains |  |  | FALSE | #N/A | #N/A | #N/A | #N/A | #N/A | #N/A | #N/A | #N/A | #N/A | #N/A
TRUE | QLD | QRPN | Redbank Plains | Energy Queensland | Winter | Non-coincident | 2021 | POE50 | 0.57598 | 16.8 | QLD Redbank Plains |  |  | FALSE | #N/A | #N/A | #N/A | #N/A | #N/A | #N/A | #N/A | #N/A | #N/A | #N/A
TRUE | QLD | QRPN | Redbank Plains | Energy Queensland | Winter | Non-coincident | 2021 | POE90 | -0.07419 | NA | QLD Redbank Plains |  |  | FALSE | #N/A | #N/A | #N/A | #N/A | #N/A | #N/A | #N/A | #N/A | #N/A | #N/A
TRUE | QLD | QRPN | Redbank Plains | Energy Queensland | Winter | Coincident_unreconciled | 2022 | POE90 | 3.5902 | NA | QLD Redbank Plains |  |  | FALSE | #N/A | #N/A | #N/A | #N/A | #N/A | #N/A | #N/A | #N/A | #N/A | #N/A
TRUE | QLD | QRPN | Redbank Plains | Energy Queensland | Winter | Coincident_unreconciled | 2022 | POE50 | 7.0151 | NA | QLD Redbank Plains |  |  | FALSE | #N/A | #N/A | #N/A | #N/A | #N/A | #N/A | #N/A | #N/A | #N/A | #N/A
TRUE | QLD | QRPN | Redbank Plains | Energy Queensland | Winter | Non-coincident | 2022 | POE50 | 0.26564 | 17.2547 | QLD Redbank Plains |  |  | FALSE | #N/A | #N/A | #N/A | #N/A | #N/A | #N/A | #N/A | #N/A | #N/A | #N/A
TRUE | QLD | QRPN | Redbank Plains | Energy Queensland | Winter | Non-coincident | 2022 | POE90 | -0.40214 | NA | QLD Redbank Plains |  |  | FALSE | #N/A | #N/A | #N/A | #N/A | #N/A | #N/A | #N/A | #N/A | #N/A | #N/A
TRUE | QLD | QRPN | Redbank Plains | Energy Queensland | Winter | Coincident_unreconciled | 2023 | POE90 | 3.5902 | NA | QLD Redbank Plains |  |  | FALSE | #N/A | #N/A | #N/A | #N/A | #N/A | #N/A | #N/A | #N/A | #N/A | #N/A
TRUE | QLD | QRPN | Redbank Plains | Energy Queensland | Winter | Coincident_unreconciled | 2023 | POE50 | 7.7269 | NA | QLD Redbank Plains |  |  | FALSE | #N/A | #N/A | #N/A | #N/A | #N/A | #N/A | #N/A | #N/A | #N/A | #N/A
TRUE | QLD | QRPN | Redbank Plains | Energy Queensland | Winter | Non-coincident | 2023 | POE50 | 0.02582 | 17.7089 | QLD Redbank Plains |  |  | FALSE | #N/A | #N/A | #N/A | #N/A | #N/A | #N/A | #N/A | #N/A | #N/A | #N/A
TRUE | QLD | QRPN | Redbank Plains | Energy Queensland | Winter | Non-coincident | 2023 | POE90 | -0.65958 | NA | QLD Redbank Plains |  |  | FALSE | #N/A | #N/A | #N/A | #N/A | #N/A | #N/A | #N/A | #N/A | #N/A | #N/A
TRUE | QLD | QRPN | Redbank Plains | Energy Queensland | Winter | Coincident_unreconciled | 2024 | POE90 | 3.5902 | NA | QLD Redbank Plains |  |  | FALSE | #N/A | #N/A | #N/A | #N/A | #N/A | #N/A | #N/A | #N/A | #N/A | #N/A
TRUE | QLD | QRPN | Redbank Plains | Energy Queensland | Winter | Coincident_unreconciled | 2024 | POE50 | 8.5059 | NA | QLD Redbank Plains |  |  | FALSE | #N/A | #N/A | #N/A | #N/A | #N/A | #N/A | #N/A | #N/A | #N/A | #N/A
TRUE | QLD | QRPN | Redbank Plains | Energy Queensland | Winter | Non-coincident | 2024 | POE50 | -0.23664 | 18.157 | QLD Redbank Plains |  |  | FALSE | #N/A | #N/A | #N/A | #N/A | #N/A | #N/A | #N/A | #N/A | #N/A | #N/A
TRUE | QLD | QRPN | Redbank Plains | Energy Queensland | Winter | Non-coincident | 2024 | POE90 | -0.93965 | NA | QLD Redbank Plains |  |  | FALSE | #N/A | #N/A | #N/A | #N/A | #N/A | #N/A | #N/A | #N/A | #N/A | #N/A
TRUE | QLD | QRPN | Redbank Plains | Energy Queensland | Winter | Coincident_unreconciled | 2025 | POE90 | 3.5902 | NA | QLD Redbank Plains |  |  | FALSE | #N/A | #N/A | #N/A | #N/A | #N/A | #N/A | #N/A | #N/A | #N/A | #N/A
TRUE | QLD | QRPN | Redbank Plains | Energy Queensland | Winter | Coincident_unreconciled | 2025 | POE50 | 9.2163 | NA | QLD Redbank Plains |  |  | FALSE | #N/A | #N/A | #N/A | #N/A | #N/A | #N/A | #N/A | #N/A | #N/A | #N/A
TRUE | QLD | QRPN | Redbank Plains | Energy Queensland | Winter | Non-coincident | 2025 | POE50 | -0.47597 | 18.6138 | QLD Redbank Plains |  |  | FALSE | #N/A | #N/A | #N/A | #N/A | #N/A | #N/A | #N/A | #N/A | #N/A | #N/A
TRUE | QLD | QRPN | Redbank Plains | Energy Queensland | Winter | Non-coincident | 2025 | POE90 | -1.1966 | NA | QLD Redbank Plains |  |  | FALSE | #N/A | #N/A | #N/A | #N/A | #N/A | #N/A | #N/A | #N/A | #N/A | #N/A
TRUE | QLD | QRPN | Redbank Plains | Energy Queensland | Winter | Coincident_unreconciled | 2026 | POE90 | 3.5902 | NA | QLD Redbank Plains |  |  | FALSE | #N/A | #N/A | #N/A | #N/A | #N/A | #N/A | #N/A | #N/A | #N/A | #N/A
TRUE | QLD | QRPN | Redbank Plains | Energy Queensland | Winter | Coincident_unreconciled | 2026 | POE50 | 9.7755 | NA | QLD Redbank Plains |  |  | FALSE | #N/A | #N/A | #N/A | #N/A | #N/A | #N/A | #N/A | #N/A | #N/A | #N/A
TRUE | QLD | QRPN | Redbank Plains | Energy Queensland | Winter | Non-coincident | 2026 | POE50 | -0.66437 | 19.0977 | QLD Redbank Plains |  |  | FALSE | #N/A | #N/A | #N/A | #N/A | #N/A | #N/A | #N/A | #N/A | #N/A | #N/A
TRUE | QLD | QRPN | Redbank Plains | Energy Queensland | Winter | Non-coincident | 2026 | POE90 | -1.4027 | NA | QLD Redbank Plains |  |  | FALSE | #N/A | #N/A | #N/A | #N/A | #N/A | #N/A | #N/A | #N/A | #N/A | #N/A
TRUE | QLD | QRPN | Redbank Plains | Energy Queensland | Winter | Coincident_unreconciled | 2027 | POE90 | 3.5902 | NA | QLD Redbank Plains |  |  | FALSE | #N/A | #N/A | #N/A | #N/A | #N/A | #N/A | #N/A | #N/A | #N/A | #N/A
TRUE | QLD | QRPN | Redbank Plains | Energy Queensland | Winter | Coincident_unreconciled | 2027 | POE50 | 9.9719 | NA | QLD Redbank Plains |  |  | FALSE | #N/A | #N/A | #N/A | #N/A | #N/A | #N/A | #N/A | #N/A | #N/A | #N/A
TRUE | QLD | QRPN | Redbank Plains | Energy Queensland | Winter | Non-coincident | 2027 | POE50 | -0.73054 | 19.6608 | QLD Redbank Plains |  |  | FALSE | #N/A | #N/A | #N/A | #N/A | #N/A | #N/A | #N/A | #N/A | #N/A | #N/A
TRUE | QLD | QRPN | Redbank Plains | Energy Queensland | Winter | Non-coincident | 2027 | POE90 | -1.488 | NA | QLD Redbank Plains |  |  | FALSE | #N/A | #N/A | #N/A | #N/A | #N/A | #N/A | #N/A | #N/A | #N/A | #N/A
TRUE | QLD | QRPN | Redbank Plains | Energy Queensland | Winter | Coincident_unreconciled | 2028 | POE90 | 3.5902 | NA | QLD Redbank Plains |  |  | FALSE | #N/A | #N/A | #N/A | #N/A | #N/A | #N/A | #N/A | #N/A | #N/A | #N/A
TRUE | QLD | QRPN | Redbank Plains | Energy Queensland | Winter | Coincident_unreconciled | 2028 | POE50 | 10.0951 | NA | QLD Redbank Plains |  |  | FALSE | #N/A | #N/A | #N/A | #N/A | #N/A | #N/A | #N/A | #N/A | #N/A | #N/A
TRUE | QLD | QRPN | Redbank Plains | Energy Queensland | Winter | Non-coincident | 2028 | POE50 | -0.77206 | 20.2828 | QLD Redbank Plains |  |  | FALSE | #N/A | #N/A | #N/A | #N/A | #N/A | #N/A | #N/A | #N/A | #N/A | #N/A
TRUE | QLD | QRPN | Redbank Plains | Energy Queensland | Winter | Non-coincident | 2028 | POE90 | -1.5486 | NA | QLD Redbank Plains |  |  | FALSE | #N/A | #N/A | #N/A | #N/A | #N/A | #N/A | #N/A | #N/A | #N/A | #N/A
TRUE | QLD | QRPN | Redbank Plains | Energy Queensland | Winter | Coincident_unreconciled | 2029 | POE90 | 3.5902 | NA | QLD Redbank Plains |  |  | FALSE | #N/A | #N/A | #N/A | #N/A | #N/A | #N/A | #N/A | #N/A | #N/A | #N/A
TRUE | QLD | QRPN | Redbank Plains | Energy Queensland | Winter | Coincident_unreconciled | 2029 | POE50 | 10.061 | NA | QLD Redbank Plains |  |  | FALSE | #N/A | #N/A | #N/A | #N/A | #N/A | #N/A | #N/A | #N/A | #N/A | #N/A
TRUE | QLD | QRPN | Redbank Plains | Energy Queensland | Winter | Non-coincident | 2029 | POE50 | -0.76057 | 20.9482 | QLD Redbank Plains |  |  | FALSE | #N/A | #N/A | #N/A | #N/A | #N/A | #N/A | #N/A | #N/A | #N/A | #N/A
TRUE | QLD | QRPN | Redbank Plains | Energy Queensland | Winter | Non-coincident | 2029 | POE90 | -1.5562 | NA | QLD Redbank Plains |  |  | FALSE | #N/A | #N/A | #N/A | #N/A | #N/A | #N/A | #N/A | #N/A | #N/A | #N/A
TRUE | QLD | QRPN | Redbank Plains | Energy Queensland | Shoulder | Non-coincident | 2019 | BASEYEARPOE10 | NA | 17.6667 | QLD Redbank Plains |  |  | FALSE | #N/A | #N/A | #N/A | #N/A | #N/A | #N/A | #N/A | #N/A | #N/A | #N/A
TRUE | QLD | QRPN | Redbank Plains | Energy Queensland | Shoulder | Coincident | 2021 | POE10 | NA | 17.8055 | QLD Redbank Plains |  |  | FALSE | #N/A | #N/A | #N/A | #N/A | #N/A | #N/A | #N/A | #N/A | #N/A | #N/A
TRUE | QLD | QRPN | Redbank Plains | Energy Queensland | Shoulder | Coincident | 2021 | POE50 | NA | 15.3413 | QLD Redbank Plains |  |  | FALSE | #N/A | #N/A | #N/A | #N/A | #N/A | #N/A | #N/A | #N/A | #N/A | #N/A
TRUE | QLD | QRPN | Redbank Plains | Energy Queensland | Shoulder | Non-coincident | 2021 | POE10 | NA | 18.5015 | QLD Redbank Plains |  |  | FALSE | #N/A | #N/A | #N/A | #N/A | #N/A | #N/A | #N/A | #N/A | #N/A | #N/A
TRUE | QLD | QRPN | Redbank Plains | Energy Queensland | Shoulder | Coincident | 2022 | POE10 | NA | 18.7012 | QLD Redbank Plains |  |  | FALSE | #N/A | #N/A | #N/A | #N/A | #N/A | #N/A | #N/A | #N/A | #N/A | #N/A
TRUE | QLD | QRPN | Redbank Plains | Energy Queensland | Shoulder | Coincident | 2022 | POE50 | NA | 15.8441 | QLD Redbank Plains |  |  | FALSE | #N/A | #N/A | #N/A | #N/A | #N/A | #N/A | #N/A | #N/A | #N/A | #N/A
TRUE | QLD | QRPN | Redbank Plains | Energy Queensland | Shoulder | Non-coincident | 2022 | POE10 | NA | 18.9106 | QLD Redbank Plains |  |  | FALSE | #N/A | #N/A | #N/A | #N/A | #N/A | #N/A | #N/A | #N/A | #N/A | #N/A
TRUE | QLD | QRPN | Redbank Plains | Energy Queensland | Shoulder | Coincident | 2023 | POE10 | NA | 19.228 | QLD Redbank Plains |  |  | FALSE | #N/A | #N/A | #N/A | #N/A | #N/A | #N/A | #N/A | #N/A | #N/A | #N/A
TRUE | QLD | QRPN | Redbank Plains | Energy Queensland | Shoulder | Coincident | 2023 | POE50 | NA | 16.3691 | QLD Redbank Plains |  |  | FALSE | #N/A | #N/A | #N/A | #N/A | #N/A | #N/A | #N/A | #N/A | #N/A | #N/A
TRUE | QLD | QRPN | Redbank Plains | Energy Queensland | Shoulder | Non-coincident | 2023 | POE10 | NA | 19.4063 | QLD Redbank Plains |  |  | FALSE | #N/A | #N/A | #N/A | #N/A | #N/A | #N/A | #N/A | #N/A | #N/A | #N/A
TRUE | QLD | QRPN | Redbank Plains | Energy Queensland | Shoulder | Coincident | 2024 | POE10 | NA | 19.8093 | QLD Redbank Plains |  |  | FALSE | #N/A | #N/A | #N/A | #N/A | #N/A | #N/A | #N/A | #N/A | #N/A | #N/A
TRUE | QLD | QRPN | Redbank Plains | Energy Queensland | Shoulder | Coincident | 2024 | POE50 | NA | 17.0849 | QLD Redbank Plains |  |  | FALSE | #N/A | #N/A | #N/A | #N/A | #N/A | #N/A | #N/A | #N/A | #N/A | #N/A
TRUE | QLD | QRPN | Redbank Plains | Energy Queensland | Shoulder | Non-coincident | 2024 | POE10 | NA | 19.8972 | QLD Redbank Plains |  |  | FALSE | #N/A | #N/A | #N/A | #N/A | #N/A | #N/A | #N/A | #N/A | #N/A | #N/A
TRUE | QLD | QRPN | Redbank Plains | Energy Queensland | Shoulder | Coincident | 2025 | POE10 | NA | 20.3612 | QLD Redbank Plains |  |  | FALSE | #N/A | #N/A | #N/A | #N/A | #N/A | #N/A | #N/A | #N/A | #N/A | #N/A
TRUE | QLD | QRPN | Redbank Plains | Energy Queensland | Shoulder | Coincident | 2025 | POE50 | NA | 17.4326 | QLD Redbank Plains |  |  | FALSE | #N/A | #N/A | #N/A | #N/A | #N/A | #N/A | #N/A | #N/A | #N/A | #N/A
TRUE | QLD | QRPN | Redbank Plains | Energy Queensland | Shoulder | Non-coincident | 2025 | POE10 | NA | 20.3881 | QLD Redbank Plains |  |  | FALSE | #N/A | #N/A | #N/A | #N/A | #N/A | #N/A | #N/A | #N/A | #N/A | #N/A
TRUE | QLD | QRPN | Redbank Plains | Energy Queensland | Shoulder | Coincident | 2026 | POE10 | NA | 20.7559 | QLD Redbank Plains |  |  | FALSE | #N/A | #N/A | #N/A | #N/A | #N/A | #N/A | #N/A | #N/A | #N/A | #N/A
TRUE | QLD | QRPN | Redbank Plains | Energy Queensland | Shoulder | Coincident | 2026 | POE50 | NA | 17.8698 | QLD Redbank Plains |  |  | FALSE | #N/A | #N/A | #N/A | #N/A | #N/A | #N/A | #N/A | #N/A | #N/A | #N/A
TRUE | QLD | QRPN | Redbank Plains | Energy Queensland | Shoulder | Non-coincident | 2026 | POE10 | NA | 20.8911 | QLD Redbank Plains |  |  | FALSE | #N/A | #N/A | #N/A | #N/A | #N/A | #N/A | #N/A | #N/A | #N/A | #N/A
TRUE | QLD | QRPN | Redbank Plains | Energy Queensland | Shoulder | Coincident | 2027 | POE10 | NA | 21.2157 | QLD Redbank Plains |  |  | FALSE | #N/A | #N/A | #N/A | #N/A | #N/A | #N/A | #N/A | #N/A | #N/A | #N/A
TRUE | QLD | QRPN | Redbank Plains | Energy Queensland | Shoulder | Coincident | 2027 | POE50 | NA | 18.2532 | QLD Redbank Plains |  |  | FALSE | #N/A | #N/A | #N/A | #N/A | #N/A | #N/A | #N/A | #N/A | #N/A | #N/A
TRUE | QLD | QRPN | Redbank Plains | Energy Queensland | Shoulder | Non-coincident | 2027 | POE10 | NA | 21.4431 | QLD Redbank Plains |  |  | FALSE | #N/A | #N/A | #N/A | #N/A | #N/A | #N/A | #N/A | #N/A | #N/A | #N/A
TRUE | QLD | QRPN | Redbank Plains | Energy Queensland | Shoulder | Coincident | 2028 | POE10 | NA | 21.7343 | QLD Redbank Plains |  |  | FALSE | #N/A | #N/A | #N/A | #N/A | #N/A | #N/A | #N/A | #N/A | #N/A | #N/A
TRUE | QLD | QRPN | Redbank Plains | Energy Queensland | Shoulder | Coincident | 2028 | POE50 | NA | 18.7564 | QLD Redbank Plains |  |  | FALSE | #N/A | #N/A | #N/A | #N/A | #N/A | #N/A | #N/A | #N/A | #N/A | #N/A
TRUE | QLD | QRPN | Redbank Plains | Energy Queensland | Shoulder | Non-coincident | 2028 | POE10 | NA | 22.0509 | QLD Redbank Plains |  |  | FALSE | #N/A | #N/A | #N/A | #N/A | #N/A | #N/A | #N/A | #N/A | #N/A | #N/A
TRUE | QLD | QRPN | Redbank Plains | Energy Queensland | Shoulder | Coincident | 2029 | POE10 | NA | 22.5836 | QLD Redbank Plains |  |  | FALSE | #N/A | #N/A | #N/A | #N/A | #N/A | #N/A | #N/A | #N/A | #N/A | #N/A
TRUE | QLD | QRPN | Redbank Plains | Energy Queensland | Shoulder | Coincident | 2029 | POE50 | NA | 19.393 | QLD Redbank Plains |  |  | FALSE | #N/A | #N/A | #N/A | #N/A | #N/A | #N/A | #N/A | #N/A | #N/A | #N/A
TRUE | QLD | QRPN | Redbank Plains | Energy Queensland | Shoulder | Non-coincident | 2029 | POE10 | NA | 22.7011 | QLD Redbank Plains |  |  | FALSE | #N/A | #N/A | #N/A | #N/A | #N/A | #N/A | #N/A | #N/A | #N/A | #N/A
TRUE | QLD | QRPN | Redbank Plains | Energy Queensland | Shoulder | Coincident | 2030 | POE10 | NA | 23.2665 | QLD Redbank Plains |  |  | FALSE | #N/A | #N/A | #N/A | #N/A | #N/A | #N/A | #N/A | #N/A | #N/A | #N/A
TRUE | QLD | QRPN | Redbank Plains | Energy Queensland | Shoulder | Coincident | 2030 | POE50 | NA | 20.0243 | QLD Redbank Plains |  |  | FALSE | #N/A | #N/A | #N/A | #N/A | #N/A | #N/A | #N/A | #N/A | #N/A | #N/A
TRUE | QLD | QRPN | Redbank Plains | Energy Queensland | Shoulder | Non-coincident | 2030 | POE10 | NA | 23.389 | QLD Redbank Plains |  |  | FALSE | #N/A | #N/A | #N/A | #N/A | #N/A | #N/A | #N/A | #N/A | #N/A | #N/A
TRUE | QLD | QRPN | Redbank Plains | Energy Queensland | Summer | Non-coincident | 2019 | BASEYEARPOE10 | NA | 25.653 | QLD Redbank Plains |  |  | FALSE | #N/A | #N/A | #N/A | #N/A | #N/A | #N/A | #N/A | #N/A | #N/A | #N/A
TRUE | QLD | QRPN | Redbank Plains | Energy Queensland | Summer | Coincident | 2021 | POE10 | NA | 25.4444 | QLD Redbank Plains |  |  | FALSE | #N/A | #N/A | #N/A | #N/A | #N/A | #N/A | #N/A | #N/A | #N/A | #N/A
TRUE | QLD | QRPN | Redbank Plains | Energy Queensland | Summer | Coincident | 2021 | POE50 | NA | 23.0941 | QLD Redbank Plains |  |  | FALSE | #N/A | #N/A | #N/A | #N/A | #N/A | #N/A | #N/A | #N/A | #N/A | #N/A
TRUE | QLD | QRPN | Redbank Plains | Energy Queensland | Summer | Non-coincident | 2021 | POE10 | NA | 27.1461 | QLD Redbank Plains |  |  | FALSE | #N/A | #N/A | #N/A | #N/A | #N/A | #N/A | #N/A | #N/A | #N/A | #N/A
TRUE | QLD | QRPN | Redbank Plains | Energy Queensland | Summer | Coincident | 2022 | POE10 | NA | 26.4774 | QLD Redbank Plains |  |  | FALSE | #N/A | #N/A | #N/A | #N/A | #N/A | #N/A | #N/A | #N/A | #N/A | #N/A
TRUE | QLD | QRPN | Redbank Plains | Energy Queensland | Summer | Coincident | 2022 | POE50 | NA | 23.9948 | QLD Redbank Plains |  |  | FALSE | #N/A | #N/A | #N/A | #N/A | #N/A | #N/A | #N/A | #N/A | #N/A | #N/A
TRUE | QLD | QRPN | Redbank Plains | Energy Queensland | Summer | Non-coincident | 2022 | POE10 | NA | 27.7443 | QLD Redbank Plains |  |  | FALSE | #N/A | #N/A | #N/A | #N/A | #N/A | #N/A | #N/A | #N/A | #N/A | #N/A
TRUE | QLD | QRPN | Redbank Plains | Energy Queensland | Summer | Coincident | 2023 | POE10 | NA | 27.3199 | QLD Redbank Plains |  |  | FALSE | #N/A | #N/A | #N/A | #N/A | #N/A | #N/A | #N/A | #N/A | #N/A | #N/A
TRUE | QLD | QRPN | Redbank Plains | Energy Queensland | Summer | Coincident | 2023 | POE50 | NA | 24.7036 | QLD Redbank Plains |  |  | FALSE | #N/A | #N/A | #N/A | #N/A | #N/A | #N/A | #N/A | #N/A | #N/A | #N/A
TRUE | QLD | QRPN | Redbank Plains | Energy Queensland | Summer | Non-coincident | 2023 | POE10 | NA | 28.4703 | QLD Redbank Plains |  |  | FALSE | #N/A | #N/A | #N/A | #N/A | #N/A | #N/A | #N/A | #N/A | #N/A | #N/A
TRUE | QLD | QRPN | Redbank Plains | Energy Queensland | Summer | Coincident | 2024 | POE10 | NA | 28.335 | QLD Redbank Plains |  |  | FALSE | #N/A | #N/A | #N/A | #N/A | #N/A | #N/A | #N/A | #N/A | #N/A | #N/A
TRUE | QLD | QRPN | Redbank Plains | Energy Queensland | Summer | Coincident | 2024 | POE50 | NA | 25.646 | QLD Redbank Plains |  |  | FALSE | #N/A | #N/A | #N/A | #N/A | #N/A | #N/A | #N/A | #N/A | #N/A | #N/A
TRUE | QLD | QRPN | Redbank Plains | Energy Queensland | Summer | Non-coincident | 2024 | POE10 | NA | 29.1924 | QLD Redbank Plains |  |  | FALSE | #N/A | #N/A | #N/A | #N/A | #N/A | #N/A | #N/A | #N/A | #N/A | #N/A
TRUE | QLD | QRPN | Redbank Plains | Energy Queensland | Summer | Coincident | 2025 | POE10 | NA | 28.9005 | QLD Redbank Plains |  |  | FALSE | #N/A | #N/A | #N/A | #N/A | #N/A | #N/A | #N/A | #N/A | #N/A | #N/A
TRUE | QLD | QRPN | Redbank Plains | Energy Queensland | Summer | Coincident | 2025 | POE50 | NA | 26.2925 | QLD Redbank Plains |  |  | FALSE | #N/A | #N/A | #N/A | #N/A | #N/A | #N/A | #N/A | #N/A | #N/A | #N/A
TRUE | QLD | QRPN | Redbank Plains | Energy Queensland | Summer | Non-coincident | 2025 | POE10 | NA | 29.915 | QLD Redbank Plains |  |  | FALSE | #N/A | #N/A | #N/A | #N/A | #N/A | #N/A | #N/A | #N/A | #N/A | #N/A
TRUE | QLD | QRPN | Redbank Plains | Energy Queensland | Summer | Coincident | 2026 | POE10 | NA | 29.7334 | QLD Redbank Plains |  |  | FALSE | #N/A | #N/A | #N/A | #N/A | #N/A | #N/A | #N/A | #N/A | #N/A | #N/A
TRUE | QLD | QRPN | Redbank Plains | Energy Queensland | Summer | Coincident | 2026 | POE50 | NA | 26.9617 | QLD Redbank Plains |  |  | FALSE | #N/A | #N/A | #N/A | #N/A | #N/A | #N/A | #N/A | #N/A | #N/A | #N/A
TRUE | QLD | QRPN | Redbank Plains | Energy Queensland | Summer | Non-coincident | 2026 | POE10 | NA | 30.6487 | QLD Redbank Plains |  |  | FALSE | #N/A | #N/A | #N/A | #N/A | #N/A | #N/A | #N/A | #N/A | #N/A | #N/A
TRUE | QLD | QRPN | Redbank Plains | Energy Queensland | Summer | Coincident | 2027 | POE10 | NA | 30.2598 | QLD Redbank Plains |  |  | FALSE | #N/A | #N/A | #N/A | #N/A | #N/A | #N/A | #N/A | #N/A | #N/A | #N/A
TRUE | QLD | QRPN | Redbank Plains | Energy Queensland | Summer | Coincident | 2027 | POE50 | NA | 27.5378 | QLD Redbank Plains |  |  | FALSE | #N/A | #N/A | #N/A | #N/A | #N/A | #N/A | #N/A | #N/A | #N/A | #N/A
TRUE | QLD | QRPN | Redbank Plains | Energy Queensland | Summer | Non-coincident | 2027 | POE10 | NA | 31.4401 | QLD Redbank Plains |  |  | FALSE | #N/A | #N/A | #N/A | #N/A | #N/A | #N/A | #N/A | #N/A | #N/A | #N/A
TRUE | QLD | QRPN | Redbank Plains | Energy Queensland | Summer | Coincident | 2028 | POE10 | NA | 31.0856 | QLD Redbank Plains |  |  | FALSE | #N/A | #N/A | #N/A | #N/A | #N/A | #N/A | #N/A | #N/A | #N/A | #N/A
TRUE | QLD | QRPN | Redbank Plains | Energy Queensland | Summer | Coincident | 2028 | POE50 | NA | 28.2828 | QLD Redbank Plains |  |  | FALSE | #N/A | #N/A | #N/A | #N/A | #N/A | #N/A | #N/A | #N/A | #N/A | #N/A
TRUE | QLD | QRPN | Redbank Plains | Energy Queensland | Summer | Non-coincident | 2028 | POE10 | NA | 32.2895 | QLD Redbank Plains |  |  | FALSE | #N/A | #N/A | #N/A | #N/A | #N/A | #N/A | #N/A | #N/A | #N/A | #N/A
TRUE | QLD | QRPN | Redbank Plains | Energy Queensland | Summer | Coincident | 2029 | POE10 | NA | 31.8358 | QLD Redbank Plains |  |  | FALSE | #N/A | #N/A | #N/A | #N/A | #N/A | #N/A | #N/A | #N/A | #N/A | #N/A
TRUE | QLD | QRPN | Redbank Plains | Energy Queensland | Summer | Coincident | 2029 | POE50 | NA | 29.1017 | QLD Redbank Plains |  |  | FALSE | #N/A | #N/A | #N/A | #N/A | #N/A | #N/A | #N/A | #N/A | #N/A | #N/A
TRUE | QLD | QRPN | Redbank Plains | Energy Queensland | Summer | Non-coincident | 2029 | POE10 | NA | 33.1713 | QLD Redbank Plains |  |  | FALSE | #N/A | #N/A | #N/A | #N/A | #N/A | #N/A | #N/A | #N/A | #N/A | #N/A
TRUE | QLD | QRPN | Redbank Plains | Energy Queensland | Summer | Coincident | 2030 | POE10 | NA | 32.7303 | QLD Redbank Plains |  |  | FALSE | #N/A | #N/A | #N/A | #N/A | #N/A | #N/A | #N/A | #N/A | #N/A | #N/A
TRUE | QLD | QRPN | Redbank Plains | Energy Queensland | Summer | Coincident | 2030 | POE50 | NA | 29.7766 | QLD Redbank Plains |  |  | FALSE | #N/A | #N/A | #N/A | #N/A | #N/A | #N/A | #N/A | #N/A | #N/A | #N/A
TRUE | QLD | QRPN | Redbank Plains | Energy Queensland | Summer | Non-coincident | 2030 | POE10 | NA | 34.0815 | QLD Redbank Plains |  |  | FALSE | #N/A | #N/A | #N/A | #N/A | #N/A | #N/A | #N/A | #N/A | #N/A | #N/A
TRUE | QLD | QRPN | Redbank Plains | Energy Queensland | Winter | Non-coincident | 2019 | BASEYEARPOE10 | NA | 16.8285 | QLD Redbank Plains |  |  | FALSE | #N/A | #N/A | #N/A | #N/A | #N/A | #N/A | #N/A | #N/A | #N/A | #N/A
TRUE | QLD | QRPN | Redbank Plains | Energy Queensland | Winter | Coincident | 2020 | POE10 | NA | 16.8437 | QLD Redbank Plains |  |  | FALSE | #N/A | #N/A | #N/A | #N/A | #N/A | #N/A | #N/A | #N/A | #N/A | #N/A
TRUE | QLD | QRPN | Redbank Plains | Energy Queensland | Winter | Coincident | 2020 | POE50 | NA | 15.9533 | QLD Redbank Plains |  |  | FALSE | #N/A | #N/A | #N/A | #N/A | #N/A | #N/A | #N/A | #N/A | #N/A | #N/A
TRUE | QLD | QRPN | Redbank Plains | Energy Queensland | Winter | Non-coincident | 2020 | POE10 | NA | 17.2536 | QLD Redbank Plains |  |  | FALSE | #N/A | #N/A | #N/A | #N/A | #N/A | #N/A | #N/A | #N/A | #N/A | #N/A
TRUE | QLD | QRPN | Redbank Plains | Energy Queensland | Winter | Coincident | 2021 | POE10 | NA | 16.9858 | QLD Redbank Plains |  |  | FALSE | #N/A | #N/A | #N/A | #N/A | #N/A | #N/A | #N/A | #N/A | #N/A | #N/A
TRUE | QLD | QRPN | Redbank Plains | Energy Queensland | Winter | Coincident | 2021 | POE50 | NA | 16.0836 | QLD Redbank Plains |  |  | FALSE | #N/A | #N/A | #N/A | #N/A | #N/A | #N/A | #N/A | #N/A | #N/A | #N/A
TRUE | QLD | QRPN | Redbank Plains | Energy Queensland | Winter | Non-coincident | 2021 | POE10 | NA | 17.5465 | QLD Redbank Plains |  |  | FALSE | #N/A | #N/A | #N/A | #N/A | #N/A | #N/A | #N/A | #N/A | #N/A | #N/A
TRUE | QLD | QRPN | Redbank Plains | Energy Queensland | Winter | Coincident | 2022 | POE10 | NA | 17.8316 | QLD Redbank Plains |  |  | FALSE | #N/A | #N/A | #N/A | #N/A | #N/A | #N/A | #N/A | #N/A | #N/A | #N/A
TRUE | QLD | QRPN | Redbank Plains | Energy Queensland | Winter | Coincident | 2022 | POE50 | NA | 16.8873 | QLD Redbank Plains |  |  | FALSE | #N/A | #N/A | #N/A | #N/A | #N/A | #N/A | #N/A | #N/A | #N/A | #N/A
TRUE | QLD | QRPN | Redbank Plains | Energy Queensland | Winter | Non-coincident | 2022 | POE10 | NA | 18.0214 | QLD Redbank Plains |  |  | FALSE | #N/A | #N/A | #N/A | #N/A | #N/A | #N/A | #N/A | #N/A | #N/A | #N/A
TRUE | QLD | QRPN | Redbank Plains | Energy Queensland | Winter | Coincident | 2023 | POE10 | NA | 18.47 | QLD Redbank Plains |  |  | FALSE | #N/A | #N/A | #N/A | #N/A | #N/A | #N/A | #N/A | #N/A | #N/A | #N/A
TRUE | QLD | QRPN | Redbank Plains | Energy Queensland | Winter | Coincident | 2023 | POE50 | NA | 17.4753 | QLD Redbank Plains |  |  | FALSE | #N/A | #N/A | #N/A | #N/A | #N/A | #N/A | #N/A | #N/A | #N/A | #N/A
TRUE | QLD | QRPN | Redbank Plains | Energy Queensland | Winter | Non-coincident | 2023 | POE10 | NA | 18.4958 | QLD Redbank Plains |  |  | FALSE | #N/A | #N/A | #N/A | #N/A | #N/A | #N/A | #N/A | #N/A | #N/A | #N/A
TRUE | QLD | QRPN | Redbank Plains | Energy Queensland | Winter | Coincident | 2024 | POE10 | NA | 19.2204 | QLD Redbank Plains |  |  | FALSE | #N/A | #N/A | #N/A | #N/A | #N/A | #N/A | #N/A | #N/A | #N/A | #N/A
TRUE | QLD | QRPN | Redbank Plains | Energy Queensland | Winter | Coincident | 2024 | POE50 | NA | 18.1152 | QLD Redbank Plains |  |  | FALSE | #N/A | #N/A | #N/A | #N/A | #N/A | #N/A | #N/A | #N/A | #N/A | #N/A
TRUE | QLD | QRPN | Redbank Plains | Energy Queensland | Winter | Non-coincident | 2024 | POE10 | NA | 19.2204 | QLD Redbank Plains |  |  | FALSE | #N/A | #N/A | #N/A | #N/A | #N/A | #N/A | #N/A | #N/A | #N/A | #N/A
TRUE | QLD | QRPN | Redbank Plains | Energy Queensland | Winter | Coincident | 2025 | POE10 | NA | 19.6431 | QLD Redbank Plains |  |  | FALSE | #N/A | #N/A | #N/A | #N/A | #N/A | #N/A | #N/A | #N/A | #N/A | #N/A
TRUE | QLD | QRPN | Redbank Plains | Energy Queensland | Winter | Coincident | 2025 | POE50 | NA | 18.5536 | QLD Redbank Plains |  |  | FALSE | #N/A | #N/A | #N/A | #N/A | #N/A | #N/A | #N/A | #N/A | #N/A | #N/A
TRUE | QLD | QRPN | Redbank Plains | Energy Queensland | Winter | Non-coincident | 2025 | POE10 | NA | 19.6431 | QLD Redbank Plains |  |  | FALSE | #N/A | #N/A | #N/A | #N/A | #N/A | #N/A | #N/A | #N/A | #N/A | #N/A
TRUE | QLD | QRPN | Redbank Plains | Energy Queensland | Winter | Coincident | 2026 | POE10 | NA | 20.1391 | QLD Redbank Plains |  |  | FALSE | #N/A | #N/A | #N/A | #N/A | #N/A | #N/A | #N/A | #N/A | #N/A | #N/A
TRUE | QLD | QRPN | Redbank Plains | Energy Queensland | Winter | Coincident | 2026 | POE50 | NA | 19.0591 | QLD Redbank Plains |  |  | FALSE | #N/A | #N/A | #N/A | #N/A | #N/A | #N/A | #N/A | #N/A | #N/A | #N/A
TRUE | QLD | QRPN | Redbank Plains | Energy Queensland | Winter | Non-coincident | 2026 | POE10 | NA | 20.1391 | QLD Redbank Plains |  |  | FALSE | #N/A | #N/A | #N/A | #N/A | #N/A | #N/A | #N/A | #N/A | #N/A | #N/A
TRUE | QLD | QRPN | Redbank Plains | Energy Queensland | Winter | Coincident | 2027 | POE10 | NA | 20.7096 | QLD Redbank Plains |  |  | FALSE | #N/A | #N/A | #N/A | #N/A | #N/A | #N/A | #N/A | #N/A | #N/A | #N/A
TRUE | QLD | QRPN | Redbank Plains | Energy Queensland | Winter | Coincident | 2027 | POE50 | NA | 19.604 | QLD Redbank Plains |  |  | FALSE | #N/A | #N/A | #N/A | #N/A | #N/A | #N/A | #N/A | #N/A | #N/A | #N/A
TRUE | QLD | QRPN | Redbank Plains | Energy Queensland | Winter | Non-coincident | 2027 | POE10 | NA | 20.7096 | QLD Redbank Plains |  |  | FALSE | #N/A | #N/A | #N/A | #N/A | #N/A | #N/A | #N/A | #N/A | #N/A | #N/A
TRUE | QLD | QRPN | Redbank Plains | Energy Queensland | Winter | Coincident | 2028 | POE10 | NA | 21.5738 | QLD Redbank Plains |  |  | FALSE | #N/A | #N/A | #N/A | #N/A | #N/A | #N/A | #N/A | #N/A | #N/A | #N/A
TRUE | QLD | QRPN | Redbank Plains | Energy Queensland | Winter | Coincident | 2028 | POE50 | NA | 20.2692 | QLD Redbank Plains |  |  | FALSE | #N/A | #N/A | #N/A | #N/A | #N/A | #N/A | #N/A | #N/A | #N/A | #N/A
TRUE | QLD | QRPN | Redbank Plains | Energy Queensland | Winter | Non-coincident | 2028 | POE10 | NA | 21.5738 | QLD Redbank Plains |  |  | FALSE | #N/A | #N/A | #N/A | #N/A | #N/A | #N/A | #N/A | #N/A | #N/A | #N/A
TRUE | QLD | QRPN | Redbank Plains | Energy Queensland | Winter | Coincident | 2029 | POE10 | NA | 22.1541 | QLD Redbank Plains |  |  | FALSE | #N/A | #N/A | #N/A | #N/A | #N/A | #N/A | #N/A | #N/A | #N/A | #N/A
TRUE | QLD | QRPN | Redbank Plains | Energy Queensland | Winter | Coincident | 2029 | POE50 | NA | 20.9301 | QLD Redbank Plains |  |  | FALSE | #N/A | #N/A | #N/A | #N/A | #N/A | #N/A | #N/A | #N/A | #N/A | #N/A
TRUE | QLD | QRPN | Redbank Plains | Energy Queensland | Winter | Non-coincident | 2029 | POE10 | NA | 22.1541 | QLD Redbank Plains |  |  | FALSE | #N/A | #N/A | #N/A | #N/A | #N/A | #N/A | #N/A | #N/A | #N/A | #N/A
TRUE | QLD | QSPN | South Pine | Energy Queensland | Shoulder | Coincident | 2017 | ACTUAL_OPG | 265.0686 | 584.2808 | QLD South Pine |  |  | FALSE | #N/A | #N/A | #N/A | #N/A | #N/A | #N/A | #N/A | #N/A | #N/A | #N/A
TRUE | QLD | QSPN | South Pine | Energy Queensland | Shoulder | Coincident | 2017 | ACTUAL_RAW | 265.0686 | 584.2808 | QLD South Pine |  |  | FALSE | #N/A | #N/A | #N/A | #N/A | #N/A | #N/A | #N/A | #N/A | #N/A | #N/A
TRUE | QLD | QSPN | South Pine | Energy Queensland | Shoulder | Non-coincident | 2017 | ACTUAL_RAW | 252.0711 | 584.2808 | QLD South Pine |  |  | FALSE | #N/A | #N/A | #N/A | #N/A | #N/A | #N/A | #N/A | #N/A | #N/A | #N/A
TRUE | QLD | QSPN | South Pine | Energy Queensland | Shoulder | Non-coincident | 2017 | ACTUAL_OPG | 252.0711 | 584.2808 | QLD South Pine |  |  | FALSE | #N/A | #N/A | #N/A | #N/A | #N/A | #N/A | #N/A | #N/A | #N/A | #N/A
TRUE | QLD | QSPN | South Pine | Energy Queensland | Shoulder | Non-coincident | 2017 | ACTUAL_ADJUSTEDOPG | 252.0711 | 584.2808 | QLD South Pine |  |  | FALSE | #N/A | #N/A | #N/A | #N/A | #N/A | #N/A | #N/A | #N/A | #N/A | #N/A
TRUE | QLD | QSPN | South Pine | Energy Queensland | Shoulder | Coincident | 2018 | ACTUAL_OPG | 283.3423 | 647.1662 | QLD South Pine |  |  | FALSE | #N/A | #N/A | #N/A | #N/A | #N/A | #N/A | #N/A | #N/A | #N/A | #N/A
TRUE | QLD | QSPN | South Pine | Energy Queensland | Shoulder | Coincident | 2018 | ACTUAL_RAW | 283.3423 | 647.1662 | QLD South Pine |  |  | FALSE | #N/A | #N/A | #N/A | #N/A | #N/A | #N/A | #N/A | #N/A | #N/A | #N/A
TRUE | QLD | QSPN | South Pine | Energy Queensland | Shoulder | Non-coincident | 2018 | ACTUAL_RAW | 234.9617 | 665.3109 | QLD South Pine |  |  | FALSE | #N/A | #N/A | #N/A | #N/A | #N/A | #N/A | #N/A | #N/A | #N/A | #N/A
TRUE | QLD | QSPN | South Pine | Energy Queensland | Shoulder | Non-coincident | 2018 | ACTUAL_OPG | 234.9617 | 665.3109 | QLD South Pine |  |  | FALSE | #N/A | #N/A | #N/A | #N/A | #N/A | #N/A | #N/A | #N/A | #N/A | #N/A
TRUE | QLD | QSPN | South Pine | Energy Queensland | Shoulder | Non-coincident | 2018 | ACTUAL_ADJUSTEDOPG | 234.9617 | 665.3109 | QLD South Pine |  |  | FALSE | #N/A | #N/A | #N/A | #N/A | #N/A | #N/A | #N/A | #N/A | #N/A | #N/A
TRUE | QLD | QSPN | South Pine | Energy Queensland | Shoulder | Coincident | 2019 | ACTUAL_OPG | 204.8458 | 640.5011 | QLD South Pine |  |  | FALSE | #N/A | #N/A | #N/A | #N/A | #N/A | #N/A | #N/A | #N/A | #N/A | #N/A
TRUE | QLD | QSPN | South Pine | Energy Queensland | Shoulder | Coincident | 2019 | ACTUAL_RAW | 204.8458 | 640.5011 | QLD South Pine |  |  | FALSE | #N/A | #N/A | #N/A | #N/A | #N/A | #N/A | #N/A | #N/A | #N/A | #N/A
TRUE | QLD | QSPN | South Pine | Energy Queensland | Shoulder | Non-coincident | 2019 | ACTUAL_RAW | 180.7488 | 640.5011 | QLD South Pine |  |  | FALSE | #N/A | #N/A | #N/A | #N/A | #N/A | #N/A | #N/A | #N/A | #N/A | #N/A
TRUE | QLD | QSPN | South Pine | Energy Queensland | Shoulder | Non-coincident | 2019 | ACTUAL_OPG | 180.7488 | 640.5011 | QLD South Pine |  |  | FALSE | #N/A | #N/A | #N/A | #N/A | #N/A | #N/A | #N/A | #N/A | #N/A | #N/A
TRUE | QLD | QSPN | South Pine | Energy Queensland | Shoulder | Non-coincident | 2019 | ACTUAL_ADJUSTEDOPG | 180.7488 | 640.5011 | QLD South Pine |  |  | FALSE | #N/A | #N/A | #N/A | #N/A | #N/A | #N/A | #N/A | #N/A | #N/A | #N/A
TRUE | QLD | QSPN | South Pine | Energy Queensland | Shoulder | Non-coincident | 2019 | BASEYEARPOE90 | 126.7476 | NA | QLD South Pine |  |  | FALSE | #N/A | #N/A | #N/A | #N/A | #N/A | #N/A | #N/A | #N/A | #N/A | #N/A
TRUE | QLD | QSPN | South Pine | Energy Queensland | Shoulder | Non-coincident | 2019 | BASEYEARPOE50 | 150.7034 | 610.0422 | QLD South Pine |  |  | FALSE | #N/A | #N/A | #N/A | #N/A | #N/A | #N/A | #N/A | #N/A | #N/A | #N/A
TRUE | QLD | QSPN | South Pine | Energy Queensland | Shoulder | Coincident | 2020 | ACTUAL_OPG | 142.3457 | 621.1951 | QLD South Pine |  |  | FALSE | #N/A | #N/A | #N/A | #N/A | #N/A | #N/A | #N/A | #N/A | #N/A | #N/A
TRUE | QLD | QSPN | South Pine | Energy Queensland | Shoulder | Coincident | 2020 | ACTUAL_RAW | 142.3457 | 621.1951 | QLD South Pine |  |  | FALSE | #N/A | #N/A | #N/A | #N/A | #N/A | #N/A | #N/A | #N/A | #N/A | #N/A
TRUE | QLD | QSPN | South Pine | Energy Queensland | Shoulder | Non-coincident | 2020 | ACTUAL_RAW | 111.7389 | 621.1951 | QLD South Pine |  |  | FALSE | #N/A | #N/A | #N/A | #N/A | #N/A | #N/A | #N/A | #N/A | #N/A | #N/A
TRUE | QLD | QSPN | South Pine | Energy Queensland | Shoulder | Non-coincident | 2020 | ACTUAL_OPG | 111.7389 | 621.1951 | QLD South Pine |  |  | FALSE | #N/A | #N/A | #N/A | #N/A | #N/A | #N/A | #N/A | #N/A | #N/A | #N/A
TRUE | QLD | QSPN | South Pine | Energy Queensland | Shoulder | Non-coincident | 2020 | ACTUAL_ADJUSTEDOPG | 111.7389 | 621.1951 | QLD South Pine |  |  | FALSE | #N/A | #N/A | #N/A | #N/A | #N/A | #N/A | #N/A | #N/A | #N/A | #N/A
TRUE | QLD | QSPN | South Pine | Energy Queensland | Shoulder | Coincident_unreconciled | 2021 | POE50 | 135.2815 | NA | QLD South Pine |  |  | FALSE | #N/A | #N/A | #N/A | #N/A | #N/A | #N/A | #N/A | #N/A | #N/A | #N/A
TRUE | QLD | QSPN | South Pine | Energy Queensland | Shoulder | Coincident_unreconciled | 2021 | POE90 | 110.469 | NA | QLD South Pine |  |  | FALSE | #N/A | #N/A | #N/A | #N/A | #N/A | #N/A | #N/A | #N/A | #N/A | #N/A
TRUE | QLD | QSPN | South Pine | Energy Queensland | Shoulder | Non-coincident | 2021 | POE50 | 94.762 | 680.0234 | QLD South Pine |  |  | FALSE | #N/A | #N/A | #N/A | #N/A | #N/A | #N/A | #N/A | #N/A | #N/A | #N/A
TRUE | QLD | QSPN | South Pine | Energy Queensland | Shoulder | Non-coincident | 2021 | POE90 | 77.3813 | NA | QLD South Pine |  |  | FALSE | #N/A | #N/A | #N/A | #N/A | #N/A | #N/A | #N/A | #N/A | #N/A | #N/A
TRUE | QLD | QSPN | South Pine | Energy Queensland | Shoulder | Coincident_unreconciled | 2022 | POE50 | 101.2464 | NA | QLD South Pine |  |  | FALSE | #N/A | #N/A | #N/A | #N/A | #N/A | #N/A | #N/A | #N/A | #N/A | #N/A
TRUE | QLD | QSPN | South Pine | Energy Queensland | Shoulder | Coincident_unreconciled | 2022 | POE90 | 76.2426 | NA | QLD South Pine |  |  | FALSE | #N/A | #N/A | #N/A | #N/A | #N/A | #N/A | #N/A | #N/A | #N/A | #N/A
TRUE | QLD | QSPN | South Pine | Energy Queensland | Shoulder | Non-coincident | 2022 | POE50 | 70.921 | 684.1775 | QLD South Pine |  |  | FALSE | #N/A | #N/A | #N/A | #N/A | #N/A | #N/A | #N/A | #N/A | #N/A | #N/A
TRUE | QLD | QSPN | South Pine | Energy Queensland | Shoulder | Non-coincident | 2022 | POE90 | 53.4064 | NA | QLD South Pine |  |  | FALSE | #N/A | #N/A | #N/A | #N/A | #N/A | #N/A | #N/A | #N/A | #N/A | #N/A
TRUE | QLD | QSPN | South Pine | Energy Queensland | Shoulder | Coincident_unreconciled | 2023 | POE50 | 67.4612 | NA | QLD South Pine |  |  | FALSE | #N/A | #N/A | #N/A | #N/A | #N/A | #N/A | #N/A | #N/A | #N/A | #N/A
TRUE | QLD | QSPN | South Pine | Energy Queensland | Shoulder | Coincident_unreconciled | 2023 | POE90 | 42.2859 | NA | QLD South Pine |  |  | FALSE | #N/A | #N/A | #N/A | #N/A | #N/A | #N/A | #N/A | #N/A | #N/A | #N/A
TRUE | QLD | QSPN | South Pine | Energy Queensland | Shoulder | Non-coincident | 2023 | POE50 | 47.2552 | 687.9089 | QLD South Pine |  |  | FALSE | #N/A | #N/A | #N/A | #N/A | #N/A | #N/A | #N/A | #N/A | #N/A | #N/A
TRUE | QLD | QSPN | South Pine | Energy Queensland | Shoulder | Non-coincident | 2023 | POE90 | 29.6204 | NA | QLD South Pine |  |  | FALSE | #N/A | #N/A | #N/A | #N/A | #N/A | #N/A | #N/A | #N/A | #N/A | #N/A
TRUE | QLD | QSPN | South Pine | Energy Queensland | Shoulder | Coincident_unreconciled | 2024 | POE50 | 46.8907 | NA | QLD South Pine |  |  | FALSE | #N/A | #N/A | #N/A | #N/A | #N/A | #N/A | #N/A | #N/A | #N/A | #N/A
TRUE | QLD | QSPN | South Pine | Energy Queensland | Shoulder | Coincident_unreconciled | 2024 | POE90 | 21.5438 | NA | QLD South Pine |  |  | FALSE | #N/A | #N/A | #N/A | #N/A | #N/A | #N/A | #N/A | #N/A | #N/A | #N/A
TRUE | QLD | QSPN | South Pine | Energy Queensland | Shoulder | Non-coincident | 2024 | POE50 | 32.846 | 691.4916 | QLD South Pine |  |  | FALSE | #N/A | #N/A | #N/A | #N/A | #N/A | #N/A | #N/A | #N/A | #N/A | #N/A
TRUE | QLD | QSPN | South Pine | Energy Queensland | Shoulder | Non-coincident | 2024 | POE90 | 15.091 | NA | QLD South Pine |  |  | FALSE | #N/A | #N/A | #N/A | #N/A | #N/A | #N/A | #N/A | #N/A | #N/A | #N/A
TRUE | QLD | QSPN | South Pine | Energy Queensland | Shoulder | Coincident_unreconciled | 2025 | POE50 | 30.553 | NA | QLD South Pine |  |  | FALSE | #N/A | #N/A | #N/A | #N/A | #N/A | #N/A | #N/A | #N/A | #N/A | #N/A
TRUE | QLD | QSPN | South Pine | Energy Queensland | Shoulder | Coincident_unreconciled | 2025 | POE90 | 5.0345 | NA | QLD South Pine |  |  | FALSE | #N/A | #N/A | #N/A | #N/A | #N/A | #N/A | #N/A | #N/A | #N/A | #N/A
TRUE | QLD | QSPN | South Pine | Energy Queensland | Shoulder | Non-coincident | 2025 | POE50 | 21.4017 | 695.0535 | QLD South Pine |  |  | FALSE | #N/A | #N/A | #N/A | #N/A | #N/A | #N/A | #N/A | #N/A | #N/A | #N/A
TRUE | QLD | QSPN | South Pine | Energy Queensland | Shoulder | Non-coincident | 2025 | POE90 | 3.5265 | NA | QLD South Pine |  |  | FALSE | #N/A | #N/A | #N/A | #N/A | #N/A | #N/A | #N/A | #N/A | #N/A | #N/A
TRUE | QLD | QSPN | South Pine | Energy Queensland | Shoulder | Coincident_unreconciled | 2026 | POE50 | 14.3181 | NA | QLD South Pine |  |  | FALSE | #N/A | #N/A | #N/A | #N/A | #N/A | #N/A | #N/A | #N/A | #N/A | #N/A
TRUE | QLD | QSPN | South Pine | Energy Queensland | Shoulder | Coincident_unreconciled | 2026 | POE90 | -4.5597 | NA | QLD South Pine |  |  | FALSE | #N/A | #N/A | #N/A | #N/A | #N/A | #N/A | #N/A | #N/A | #N/A | #N/A
TRUE | QLD | QSPN | South Pine | Energy Queensland | Shoulder | Non-coincident | 2026 | POE50 | 10.0295 | 698.9719 | QLD South Pine |  |  | FALSE | #N/A | #N/A | #N/A | #N/A | #N/A | #N/A | #N/A | #N/A | #N/A | #N/A
TRUE | QLD | QSPN | South Pine | Energy Queensland | Shoulder | Non-coincident | 2026 | POE90 | -7.9659 | NA | QLD South Pine |  |  | FALSE | #N/A | #N/A | #N/A | #N/A | #N/A | #N/A | #N/A | #N/A | #N/A | #N/A
TRUE | QLD | QSPN | South Pine | Energy Queensland | Shoulder | Coincident_unreconciled | 2027 | POE50 | 0.52522 | NA | QLD South Pine |  |  | FALSE | #N/A | #N/A | #N/A | #N/A | #N/A | #N/A | #N/A | #N/A | #N/A | #N/A
TRUE | QLD | QSPN | South Pine | Energy Queensland | Shoulder | Coincident_unreconciled | 2027 | POE90 | -10.1568 | NA | QLD South Pine |  |  | FALSE | #N/A | #N/A | #N/A | #N/A | #N/A | #N/A | #N/A | #N/A | #N/A | #N/A
TRUE | QLD | QSPN | South Pine | Energy Queensland | Shoulder | Non-coincident | 2027 | POE50 | 0.36791 | 703.5379 | QLD South Pine |  |  | FALSE | #N/A | #N/A | #N/A | #N/A | #N/A | #N/A | #N/A | #N/A | #N/A | #N/A
TRUE | QLD | QSPN | South Pine | Energy Queensland | Shoulder | Non-coincident | 2027 | POE90 | -17.7439 | NA | QLD South Pine |  |  | FALSE | #N/A | #N/A | #N/A | #N/A | #N/A | #N/A | #N/A | #N/A | #N/A | #N/A
TRUE | QLD | QSPN | South Pine | Energy Queensland | Shoulder | Coincident_unreconciled | 2028 | POE50 | -4.2923 | NA | QLD South Pine |  |  | FALSE | #N/A | #N/A | #N/A | #N/A | #N/A | #N/A | #N/A | #N/A | #N/A | #N/A
TRUE | QLD | QSPN | South Pine | Energy Queensland | Shoulder | Coincident_unreconciled | 2028 | POE90 | -14.7248 | NA | QLD South Pine |  |  | FALSE | #N/A | #N/A | #N/A | #N/A | #N/A | #N/A | #N/A | #N/A | #N/A | #N/A
TRUE | QLD | QSPN | South Pine | Energy Queensland | Shoulder | Non-coincident | 2028 | POE50 | -7.4987 | 709.1644 | QLD South Pine |  |  | FALSE | #N/A | #N/A | #N/A | #N/A | #N/A | #N/A | #N/A | #N/A | #N/A | #N/A
TRUE | QLD | QSPN | South Pine | Energy Queensland | Shoulder | Non-coincident | 2028 | POE90 | -25.7243 | NA | QLD South Pine |  |  | FALSE | #N/A | #N/A | #N/A | #N/A | #N/A | #N/A | #N/A | #N/A | #N/A | #N/A
TRUE | QLD | QSPN | South Pine | Energy Queensland | Shoulder | Coincident_unreconciled | 2029 | POE50 | -8.3907 | NA | QLD South Pine |  |  | FALSE | #N/A | #N/A | #N/A | #N/A | #N/A | #N/A | #N/A | #N/A | #N/A | #N/A
TRUE | QLD | QSPN | South Pine | Energy Queensland | Shoulder | Coincident_unreconciled | 2029 | POE90 | -18.8882 | NA | QLD South Pine |  |  | FALSE | #N/A | #N/A | #N/A | #N/A | #N/A | #N/A | #N/A | #N/A | #N/A | #N/A
TRUE | QLD | QSPN | South Pine | Energy Queensland | Shoulder | Non-coincident | 2029 | POE50 | -14.6585 | 716.0339 | QLD South Pine |  |  | FALSE | #N/A | #N/A | #N/A | #N/A | #N/A | #N/A | #N/A | #N/A | #N/A | #N/A
TRUE | QLD | QSPN | South Pine | Energy Queensland | Shoulder | Non-coincident | 2029 | POE90 | -32.9978 | NA | QLD South Pine |  |  | FALSE | #N/A | #N/A | #N/A | #N/A | #N/A | #N/A | #N/A | #N/A | #N/A | #N/A
TRUE | QLD | QSPN | South Pine | Energy Queensland | Shoulder | Coincident_unreconciled | 2030 | POE50 | -11.734 | NA | QLD South Pine |  |  | FALSE | #N/A | #N/A | #N/A | #N/A | #N/A | #N/A | #N/A | #N/A | #N/A | #N/A
TRUE | QLD | QSPN | South Pine | Energy Queensland | Shoulder | Coincident_unreconciled | 2030 | POE90 | -22.2966 | NA | QLD South Pine |  |  | FALSE | #N/A | #N/A | #N/A | #N/A | #N/A | #N/A | #N/A | #N/A | #N/A | #N/A
TRUE | QLD | QSPN | South Pine | Energy Queensland | Shoulder | Non-coincident | 2030 | POE50 | -20.4993 | 724.0191 | QLD South Pine |  |  | FALSE | #N/A | #N/A | #N/A | #N/A | #N/A | #N/A | #N/A | #N/A | #N/A | #N/A
TRUE | QLD | QSPN | South Pine | Energy Queensland | Shoulder | Non-coincident | 2030 | POE90 | -38.9523 | NA | QLD South Pine |  |  | FALSE | #N/A | #N/A | #N/A | #N/A | #N/A | #N/A | #N/A | #N/A | #N/A | #N/A
TRUE | QLD | QSPN | South Pine | Energy Queensland | Summer | Coincident | 2017 | ACTUAL_OPG | 285.7911 | 844.9284 | QLD South Pine |  |  | FALSE | #N/A | #N/A | #N/A | #N/A | #N/A | #N/A | #N/A | #N/A | #N/A | #N/A
TRUE | QLD | QSPN | South Pine | Energy Queensland | Summer | Coincident | 2017 | ACTUAL_RAW | 285.7911 | 844.9284 | QLD South Pine |  |  | FALSE | #N/A | #N/A | #N/A | #N/A | #N/A | #N/A | #N/A | #N/A | #N/A | #N/A
TRUE | QLD | QSPN | South Pine | Energy Queensland | Summer | Non-coincident | 2017 | ACTUAL_RAW | 265.5557 | 885.5051 | QLD South Pine |  |  | FALSE | #N/A | #N/A | #N/A | #N/A | #N/A | #N/A | #N/A | #N/A | #N/A | #N/A
TRUE | QLD | QSPN | South Pine | Energy Queensland | Summer | Non-coincident | 2017 | ACTUAL_OPG | 265.5557 | 885.5051 | QLD South Pine |  |  | FALSE | #N/A | #N/A | #N/A | #N/A | #N/A | #N/A | #N/A | #N/A | #N/A | #N/A
TRUE | QLD | QSPN | South Pine | Energy Queensland | Summer | Non-coincident | 2017 | ACTUAL_ADJUSTEDOPG | 265.5557 | 885.5051 | QLD South Pine |  |  | FALSE | #N/A | #N/A | #N/A | #N/A | #N/A | #N/A | #N/A | #N/A | #N/A | #N/A
TRUE | QLD | QSPN | South Pine | Energy Queensland | Summer | Coincident | 2018 | ACTUAL_OPG | 273.1838 | 906.6637 | QLD South Pine |  |  | FALSE | #N/A | #N/A | #N/A | #N/A | #N/A | #N/A | #N/A | #N/A | #N/A | #N/A
TRUE | QLD | QSPN | South Pine | Energy Queensland | Summer | Coincident | 2018 | ACTUAL_RAW | 273.1838 | 906.6637 | QLD South Pine |  |  | FALSE | #N/A | #N/A | #N/A | #N/A | #N/A | #N/A | #N/A | #N/A | #N/A | #N/A
TRUE | QLD | QSPN | South Pine | Energy Queensland | Summer | Non-coincident | 2018 | ACTUAL_RAW | 266.603 | 913.5678 | QLD South Pine |  |  | FALSE | #N/A | #N/A | #N/A | #N/A | #N/A | #N/A | #N/A | #N/A | #N/A | #N/A
TRUE | QLD | QSPN | South Pine | Energy Queensland | Summer | Non-coincident | 2018 | ACTUAL_OPG | 266.603 | 913.5678 | QLD South Pine |  |  | FALSE | #N/A | #N/A | #N/A | #N/A | #N/A | #N/A | #N/A | #N/A | #N/A | #N/A
TRUE | QLD | QSPN | South Pine | Energy Queensland | Summer | Non-coincident | 2018 | ACTUAL_ADJUSTEDOPG | 266.603 | 913.5678 | QLD South Pine |  |  | FALSE | #N/A | #N/A | #N/A | #N/A | #N/A | #N/A | #N/A | #N/A | #N/A | #N/A
TRUE | QLD | QSPN | South Pine | Energy Queensland | Summer | Coincident | 2019 | ACTUAL_OPG | 264.7798 | 940.2042 | QLD South Pine |  |  | FALSE | #N/A | #N/A | #N/A | #N/A | #N/A | #N/A | #N/A | #N/A | #N/A | #N/A
TRUE | QLD | QSPN | South Pine | Energy Queensland | Summer | Coincident | 2019 | ACTUAL_RAW | 264.7798 | 940.2042 | QLD South Pine |  |  | FALSE | #N/A | #N/A | #N/A | #N/A | #N/A | #N/A | #N/A | #N/A | #N/A | #N/A
TRUE | QLD | QSPN | South Pine | Energy Queensland | Summer | Non-coincident | 2019 | ACTUAL_RAW | 194.3733 | 940.2042 | QLD South Pine |  |  | FALSE | #N/A | #N/A | #N/A | #N/A | #N/A | #N/A | #N/A | #N/A | #N/A | #N/A
TRUE | QLD | QSPN | South Pine | Energy Queensland | Summer | Non-coincident | 2019 | ACTUAL_OPG | 194.3733 | 940.2042 | QLD South Pine |  |  | FALSE | #N/A | #N/A | #N/A | #N/A | #N/A | #N/A | #N/A | #N/A | #N/A | #N/A
TRUE | QLD | QSPN | South Pine | Energy Queensland | Summer | Non-coincident | 2019 | ACTUAL_ADJUSTEDOPG | 194.3733 | 940.2042 | QLD South Pine |  |  | FALSE | #N/A | #N/A | #N/A | #N/A | #N/A | #N/A | #N/A | #N/A | #N/A | #N/A
TRUE | QLD | QSPN | South Pine | Energy Queensland | Summer | Non-coincident | 2019 | BASEYEARPOE90 | 167.0656 | NA | QLD South Pine |  |  | FALSE | #N/A | #N/A | #N/A | #N/A | #N/A | #N/A | #N/A | #N/A | #N/A | #N/A
TRUE | QLD | QSPN | South Pine | Energy Queensland | Summer | Non-coincident | 2019 | BASEYEARPOE50 | 200.0077 | 953.5972 | QLD South Pine |  |  | FALSE | #N/A | #N/A | #N/A | #N/A | #N/A | #N/A | #N/A | #N/A | #N/A | #N/A
TRUE | QLD | QSPN | South Pine | Energy Queensland | Summer | Coincident | 2020 | ACTUAL_OPG | 213.6748 | 914.5856 | QLD South Pine |  |  | FALSE | #N/A | #N/A | #N/A | #N/A | #N/A | #N/A | #N/A | #N/A | #N/A | #N/A
TRUE | QLD | QSPN | South Pine | Energy Queensland | Summer | Coincident | 2020 | ACTUAL_RAW | 213.6748 | 914.5856 | QLD South Pine |  |  | FALSE | #N/A | #N/A | #N/A | #N/A | #N/A | #N/A | #N/A | #N/A | #N/A | #N/A
TRUE | QLD | QSPN | South Pine | Energy Queensland | Summer | Non-coincident | 2020 | ACTUAL_RAW | 187.2073 | 929.3653 | QLD South Pine |  |  | FALSE | #N/A | #N/A | #N/A | #N/A | #N/A | #N/A | #N/A | #N/A | #N/A | #N/A
TRUE | QLD | QSPN | South Pine | Energy Queensland | Summer | Non-coincident | 2020 | ACTUAL_OPG | 187.2073 | 929.3653 | QLD South Pine |  |  | FALSE | #N/A | #N/A | #N/A | #N/A | #N/A | #N/A | #N/A | #N/A | #N/A | #N/A
TRUE | QLD | QSPN | South Pine | Energy Queensland | Summer | Non-coincident | 2020 | ACTUAL_ADJUSTEDOPG | 187.2073 | 929.3653 | QLD South Pine |  |  | FALSE | #N/A | #N/A | #N/A | #N/A | #N/A | #N/A | #N/A | #N/A | #N/A | #N/A
TRUE | QLD | QSPN | South Pine | Energy Queensland | Summer | Coincident_unreconciled | 2021 | POE50 | 187.5394 | NA | QLD South Pine |  |  | FALSE | #N/A | #N/A | #N/A | #N/A | #N/A | #N/A | #N/A | #N/A | #N/A | #N/A
TRUE | QLD | QSPN | South Pine | Energy Queensland | Summer | Coincident_unreconciled | 2021 | POE90 | 148.1705 | NA | QLD South Pine |  |  | FALSE | #N/A | #N/A | #N/A | #N/A | #N/A | #N/A | #N/A | #N/A | #N/A | #N/A
TRUE | QLD | QSPN | South Pine | Energy Queensland | Summer | Non-coincident | 2021 | POE50 | 163.2978 | 965.9128 | QLD South Pine |  |  | FALSE | #N/A | #N/A | #N/A | #N/A | #N/A | #N/A | #N/A | #N/A | #N/A | #N/A
TRUE | QLD | QSPN | South Pine | Energy Queensland | Summer | Non-coincident | 2021 | POE90 | 110.7098 | NA | QLD South Pine |  |  | FALSE | #N/A | #N/A | #N/A | #N/A | #N/A | #N/A | #N/A | #N/A | #N/A | #N/A
TRUE | QLD | QSPN | South Pine | Energy Queensland | Summer | Coincident_unreconciled | 2022 | POE50 | 160.9725 | NA | QLD South Pine |  |  | FALSE | #N/A | #N/A | #N/A | #N/A | #N/A | #N/A | #N/A | #N/A | #N/A | #N/A
TRUE | QLD | QSPN | South Pine | Energy Queensland | Summer | Coincident_unreconciled | 2022 | POE90 | 121.3096 | NA | QLD South Pine |  |  | FALSE | #N/A | #N/A | #N/A | #N/A | #N/A | #N/A | #N/A | #N/A | #N/A | #N/A
TRUE | QLD | QSPN | South Pine | Energy Queensland | Summer | Non-coincident | 2022 | POE50 | 140.165 | 971.9908 | QLD South Pine |  |  | FALSE | #N/A | #N/A | #N/A | #N/A | #N/A | #N/A | #N/A | #N/A | #N/A | #N/A
TRUE | QLD | QSPN | South Pine | Energy Queensland | Summer | Non-coincident | 2022 | POE90 | 93.5517 | NA | QLD South Pine |  |  | FALSE | #N/A | #N/A | #N/A | #N/A | #N/A | #N/A | #N/A | #N/A | #N/A | #N/A
TRUE | QLD | QSPN | South Pine | Energy Queensland | Summer | Coincident_unreconciled | 2023 | POE50 | 134.8697 | NA | QLD South Pine |  |  | FALSE | #N/A | #N/A | #N/A | #N/A | #N/A | #N/A | #N/A | #N/A | #N/A | #N/A
TRUE | QLD | QSPN | South Pine | Energy Queensland | Summer | Coincident_unreconciled | 2023 | POE90 | 94.943 | NA | QLD South Pine |  |  | FALSE | #N/A | #N/A | #N/A | #N/A | #N/A | #N/A | #N/A | #N/A | #N/A | #N/A
TRUE | QLD | QSPN | South Pine | Energy Queensland | Summer | Non-coincident | 2023 | POE50 | 117.4363 | 977.3866 | QLD South Pine |  |  | FALSE | #N/A | #N/A | #N/A | #N/A | #N/A | #N/A | #N/A | #N/A | #N/A | #N/A
TRUE | QLD | QSPN | South Pine | Energy Queensland | Summer | Non-coincident | 2023 | POE90 | 76.7039 | NA | QLD South Pine |  |  | FALSE | #N/A | #N/A | #N/A | #N/A | #N/A | #N/A | #N/A | #N/A | #N/A | #N/A
TRUE | QLD | QSPN | South Pine | Energy Queensland | Summer | Coincident_unreconciled | 2024 | POE50 | 119.7296 | NA | QLD South Pine |  |  | FALSE | #N/A | #N/A | #N/A | #N/A | #N/A | #N/A | #N/A | #N/A | #N/A | #N/A
TRUE | QLD | QSPN | South Pine | Energy Queensland | Summer | Coincident_unreconciled | 2024 | POE90 | 79.539 | NA | QLD South Pine |  |  | FALSE | #N/A | #N/A | #N/A | #N/A | #N/A | #N/A | #N/A | #N/A | #N/A | #N/A
TRUE | QLD | QSPN | South Pine | Energy Queensland | Summer | Non-coincident | 2024 | POE50 | 104.2532 | 982.8573 | QLD South Pine |  |  | FALSE | #N/A | #N/A | #N/A | #N/A | #N/A | #N/A | #N/A | #N/A | #N/A | #N/A
TRUE | QLD | QSPN | South Pine | Energy Queensland | Summer | Non-coincident | 2024 | POE90 | 66.9657 | NA | QLD South Pine |  |  | FALSE | #N/A | #N/A | #N/A | #N/A | #N/A | #N/A | #N/A | #N/A | #N/A | #N/A
TRUE | QLD | QSPN | South Pine | Energy Queensland | Summer | Coincident_unreconciled | 2025 | POE50 | 107.2871 | NA | QLD South Pine |  |  | FALSE | #N/A | #N/A | #N/A | #N/A | #N/A | #N/A | #N/A | #N/A | #N/A | #N/A
TRUE | QLD | QSPN | South Pine | Energy Queensland | Summer | Coincident_unreconciled | 2025 | POE90 | 66.8327 | NA | QLD South Pine |  |  | FALSE | #N/A | #N/A | #N/A | #N/A | #N/A | #N/A | #N/A | #N/A | #N/A | #N/A
TRUE | QLD | QSPN | South Pine | Energy Queensland | Summer | Non-coincident | 2025 | POE50 | 93.419 | 988.2802 | QLD South Pine |  |  | FALSE | #N/A | #N/A | #N/A | #N/A | #N/A | #N/A | #N/A | #N/A | #N/A | #N/A
TRUE | QLD | QSPN | South Pine | Energy Queensland | Summer | Non-coincident | 2025 | POE90 | 58.1938 | NA | QLD South Pine |  |  | FALSE | #N/A | #N/A | #N/A | #N/A | #N/A | #N/A | #N/A | #N/A | #N/A | #N/A
TRUE | QLD | QSPN | South Pine | Energy Queensland | Summer | Coincident_unreconciled | 2026 | POE50 | 94.778 | NA | QLD South Pine |  |  | FALSE | #N/A | #N/A | #N/A | #N/A | #N/A | #N/A | #N/A | #N/A | #N/A | #N/A
TRUE | QLD | QSPN | South Pine | Energy Queensland | Summer | Coincident_unreconciled | 2026 | POE90 | 54.0598 | NA | QLD South Pine |  |  | FALSE | #N/A | #N/A | #N/A | #N/A | #N/A | #N/A | #N/A | #N/A | #N/A | #N/A
TRUE | QLD | QSPN | South Pine | Energy Queensland | Summer | Non-coincident | 2026 | POE50 | 82.5269 | 993.9127 | QLD South Pine |  |  | FALSE | #N/A | #N/A | #N/A | #N/A | #N/A | #N/A | #N/A | #N/A | #N/A | #N/A
TRUE | QLD | QSPN | South Pine | Energy Queensland | Summer | Non-coincident | 2026 | POE90 | 47.072 | NA | QLD South Pine |  |  | FALSE | #N/A | #N/A | #N/A | #N/A | #N/A | #N/A | #N/A | #N/A | #N/A | #N/A
TRUE | QLD | QSPN | South Pine | Energy Queensland | Summer | Coincident_unreconciled | 2027 | POE50 | 84.2188 | NA | QLD South Pine |  |  | FALSE | #N/A | #N/A | #N/A | #N/A | #N/A | #N/A | #N/A | #N/A | #N/A | #N/A
TRUE | QLD | QSPN | South Pine | Energy Queensland | Summer | Coincident_unreconciled | 2027 | POE90 | 43.245 | NA | QLD South Pine |  |  | FALSE | #N/A | #N/A | #N/A | #N/A | #N/A | #N/A | #N/A | #N/A | #N/A | #N/A
TRUE | QLD | QSPN | South Pine | Energy Queensland | Summer | Non-coincident | 2027 | POE50 | 73.3326 | 999.7944 | QLD South Pine |  |  | FALSE | #N/A | #N/A | #N/A | #N/A | #N/A | #N/A | #N/A | #N/A | #N/A | #N/A
TRUE | QLD | QSPN | South Pine | Energy Queensland | Summer | Non-coincident | 2027 | POE90 | 37.6551 | NA | QLD South Pine |  |  | FALSE | #N/A | #N/A | #N/A | #N/A | #N/A | #N/A | #N/A | #N/A | #N/A | #N/A
TRUE | QLD | QSPN | South Pine | Energy Queensland | Summer | Coincident_unreconciled | 2028 | POE50 | 75.643 | NA | QLD South Pine |  |  | FALSE | #N/A | #N/A | #N/A | #N/A | #N/A | #N/A | #N/A | #N/A | #N/A | #N/A
TRUE | QLD | QSPN | South Pine | Energy Queensland | Summer | Coincident_unreconciled | 2028 | POE90 | 34.4194 | NA | QLD South Pine |  |  | FALSE | #N/A | #N/A | #N/A | #N/A | #N/A | #N/A | #N/A | #N/A | #N/A | #N/A
TRUE | QLD | QSPN | South Pine | Energy Queensland | Summer | Non-coincident | 2028 | POE50 | 65.8653 | 1006.4244 | QLD South Pine |  |  | FALSE | #N/A | #N/A | #N/A | #N/A | #N/A | #N/A | #N/A | #N/A | #N/A | #N/A
TRUE | QLD | QSPN | South Pine | Energy Queensland | Summer | Non-coincident | 2028 | POE90 | 29.9703 | NA | QLD South Pine |  |  | FALSE | #N/A | #N/A | #N/A | #N/A | #N/A | #N/A | #N/A | #N/A | #N/A | #N/A
TRUE | QLD | QSPN | South Pine | Energy Queensland | Summer | Coincident_unreconciled | 2029 | POE50 | 67.9651 | NA | QLD South Pine |  |  | FALSE | #N/A | #N/A | #N/A | #N/A | #N/A | #N/A | #N/A | #N/A | #N/A | #N/A
TRUE | QLD | QSPN | South Pine | Energy Queensland | Summer | Coincident_unreconciled | 2029 | POE90 | 26.4919 | NA | QLD South Pine |  |  | FALSE | #N/A | #N/A | #N/A | #N/A | #N/A | #N/A | #N/A | #N/A | #N/A | #N/A
TRUE | QLD | QSPN | South Pine | Energy Queensland | Summer | Non-coincident | 2029 | POE50 | 59.1798 | 1014.0305 | QLD South Pine |  |  | FALSE | #N/A | #N/A | #N/A | #N/A | #N/A | #N/A | #N/A | #N/A | #N/A | #N/A
TRUE | QLD | QSPN | South Pine | Energy Queensland | Summer | Non-coincident | 2029 | POE90 | 23.0675 | NA | QLD South Pine |  |  | FALSE | #N/A | #N/A | #N/A | #N/A | #N/A | #N/A | #N/A | #N/A | #N/A | #N/A
TRUE | QLD | QSPN | South Pine | Energy Queensland | Summer | Coincident_unreconciled | 2030 | POE50 | 61.7367 | NA | QLD South Pine |  |  | FALSE | #N/A | #N/A | #N/A | #N/A | #N/A | #N/A | #N/A | #N/A | #N/A | #N/A
TRUE | QLD | QSPN | South Pine | Energy Queensland | Summer | Coincident_unreconciled | 2030 | POE90 | 20.0138 | NA | QLD South Pine |  |  | FALSE | #N/A | #N/A | #N/A | #N/A | #N/A | #N/A | #N/A | #N/A | #N/A | #N/A
TRUE | QLD | QSPN | South Pine | Energy Queensland | Summer | Non-coincident | 2030 | POE50 | 53.7565 | 1022.3936 | QLD South Pine |  |  | FALSE | #N/A | #N/A | #N/A | #N/A | #N/A | #N/A | #N/A | #N/A | #N/A | #N/A
TRUE | QLD | QSPN | South Pine | Energy Queensland | Summer | Non-coincident | 2030 | POE90 | 17.4268 | NA | QLD South Pine |  |  | FALSE | #N/A | #N/A | #N/A | #N/A | #N/A | #N/A | #N/A | #N/A | #N/A | #N/A
TRUE | QLD | QSPN | South Pine | Energy Queensland | Winter | Coincident | 2016 | ACTUAL_OPG | 262.2432 | 655.8666 | QLD South Pine |  |  | FALSE | #N/A | #N/A | #N/A | #N/A | #N/A | #N/A | #N/A | #N/A | #N/A | #N/A
TRUE | QLD | QSPN | South Pine | Energy Queensland | Winter | Coincident | 2016 | ACTUAL_RAW | 262.2432 | 655.8666 | QLD South Pine |  |  | FALSE | #N/A | #N/A | #N/A | #N/A | #N/A | #N/A | #N/A | #N/A | #N/A | #N/A
TRUE | QLD | QSPN | South Pine | Energy Queensland | Winter | Non-coincident | 2016 | ACTUAL_RAW | 260.2399 | 666.6453 | QLD South Pine |  |  | FALSE | #N/A | #N/A | #N/A | #N/A | #N/A | #N/A | #N/A | #N/A | #N/A | #N/A
TRUE | QLD | QSPN | South Pine | Energy Queensland | Winter | Non-coincident | 2016 | ACTUAL_OPG | 260.2399 | 666.6453 | QLD South Pine |  |  | FALSE | #N/A | #N/A | #N/A | #N/A | #N/A | #N/A | #N/A | #N/A | #N/A | #N/A
TRUE | QLD | QSPN | South Pine | Energy Queensland | Winter | Non-coincident | 2016 | ACTUAL_ADJUSTEDOPG | 260.2399 | 666.6453 | QLD South Pine |  |  | FALSE | #N/A | #N/A | #N/A | #N/A | #N/A | #N/A | #N/A | #N/A | #N/A | #N/A
TRUE | QLD | QSPN | South Pine | Energy Queensland | Winter | Coincident | 2017 | ACTUAL_OPG | 256.8352 | 622.2631 | QLD South Pine |  |  | FALSE | #N/A | #N/A | #N/A | #N/A | #N/A | #N/A | #N/A | #N/A | #N/A | #N/A
TRUE | QLD | QSPN | South Pine | Energy Queensland | Winter | Coincident | 2017 | ACTUAL_RAW | 256.8352 | 622.2631 | QLD South Pine |  |  | FALSE | #N/A | #N/A | #N/A | #N/A | #N/A | #N/A | #N/A | #N/A | #N/A | #N/A
TRUE | QLD | QSPN | South Pine | Energy Queensland | Winter | Non-coincident | 2017 | ACTUAL_RAW | 244.9234 | 622.2631 | QLD South Pine |  |  | FALSE | #N/A | #N/A | #N/A | #N/A | #N/A | #N/A | #N/A | #N/A | #N/A | #N/A
TRUE | QLD | QSPN | South Pine | Energy Queensland | Winter | Non-coincident | 2017 | ACTUAL_OPG | 244.9234 | 622.2631 | QLD South Pine |  |  | FALSE | #N/A | #N/A | #N/A | #N/A | #N/A | #N/A | #N/A | #N/A | #N/A | #N/A
TRUE | QLD | QSPN | South Pine | Energy Queensland | Winter | Non-coincident | 2017 | ACTUAL_ADJUSTEDOPG | 244.9234 | 622.2631 | QLD South Pine |  |  | FALSE | #N/A | #N/A | #N/A | #N/A | #N/A | #N/A | #N/A | #N/A | #N/A | #N/A
TRUE | QLD | QSPN | South Pine | Energy Queensland | Winter | Coincident | 2018 | ACTUAL_OPG | 221.9001 | 669.8681 | QLD South Pine |  |  | FALSE | #N/A | #N/A | #N/A | #N/A | #N/A | #N/A | #N/A | #N/A | #N/A | #N/A
TRUE | QLD | QSPN | South Pine | Energy Queensland | Winter | Coincident | 2018 | ACTUAL_RAW | 221.9001 | 669.8681 | QLD South Pine |  |  | FALSE | #N/A | #N/A | #N/A | #N/A | #N/A | #N/A | #N/A | #N/A | #N/A | #N/A
TRUE | QLD | QSPN | South Pine | Energy Queensland | Winter | Non-coincident | 2018 | ACTUAL_RAW | 218.2659 | 670.4274 | QLD South Pine |  |  | FALSE | #N/A | #N/A | #N/A | #N/A | #N/A | #N/A | #N/A | #N/A | #N/A | #N/A
TRUE | QLD | QSPN | South Pine | Energy Queensland | Winter | Non-coincident | 2018 | ACTUAL_OPG | 218.2659 | 670.4274 | QLD South Pine |  |  | FALSE | #N/A | #N/A | #N/A | #N/A | #N/A | #N/A | #N/A | #N/A | #N/A | #N/A
TRUE | QLD | QSPN | South Pine | Energy Queensland | Winter | Non-coincident | 2018 | ACTUAL_ADJUSTEDOPG | 218.2659 | 670.4274 | QLD South Pine |  |  | FALSE | #N/A | #N/A | #N/A | #N/A | #N/A | #N/A | #N/A | #N/A | #N/A | #N/A
TRUE | QLD | QSPN | South Pine | Energy Queensland | Winter | Coincident | 2019 | ACTUAL_OPG | 191.8274 | 706.5358 | QLD South Pine |  |  | FALSE | #N/A | #N/A | #N/A | #N/A | #N/A | #N/A | #N/A | #N/A | #N/A | #N/A
TRUE | QLD | QSPN | South Pine | Energy Queensland | Winter | Coincident | 2019 | ACTUAL_RAW | 191.8274 | 706.5358 | QLD South Pine |  |  | FALSE | #N/A | #N/A | #N/A | #N/A | #N/A | #N/A | #N/A | #N/A | #N/A | #N/A
TRUE | QLD | QSPN | South Pine | Energy Queensland | Winter | Non-coincident | 2019 | ACTUAL_RAW | 161.4563 | 706.5358 | QLD South Pine |  |  | FALSE | #N/A | #N/A | #N/A | #N/A | #N/A | #N/A | #N/A | #N/A | #N/A | #N/A
TRUE | QLD | QSPN | South Pine | Energy Queensland | Winter | Non-coincident | 2019 | ACTUAL_OPG | 161.4563 | 706.5358 | QLD South Pine |  |  | FALSE | #N/A | #N/A | #N/A | #N/A | #N/A | #N/A | #N/A | #N/A | #N/A | #N/A
TRUE | QLD | QSPN | South Pine | Energy Queensland | Winter | Non-coincident | 2019 | ACTUAL_ADJUSTEDOPG | 161.4563 | 706.5358 | QLD South Pine |  |  | FALSE | #N/A | #N/A | #N/A | #N/A | #N/A | #N/A | #N/A | #N/A | #N/A | #N/A
TRUE | QLD | QSPN | South Pine | Energy Queensland | Winter | Non-coincident | 2019 | BASEYEARPOE90 | 148.7631 | NA | QLD South Pine |  |  | FALSE | #N/A | #N/A | #N/A | #N/A | #N/A | #N/A | #N/A | #N/A | #N/A | #N/A
TRUE | QLD | QSPN | South Pine | Energy Queensland | Winter | Non-coincident | 2019 | BASEYEARPOE50 | 168.2514 | 645.4711 | QLD South Pine |  |  | FALSE | #N/A | #N/A | #N/A | #N/A | #N/A | #N/A | #N/A | #N/A | #N/A | #N/A
TRUE | QLD | QSPN | South Pine | Energy Queensland | Winter | Coincident_unreconciled | 2020 | POE50 | 141.54 | NA | QLD South Pine |  |  | FALSE | #N/A | #N/A | #N/A | #N/A | #N/A | #N/A | #N/A | #N/A | #N/A | #N/A
TRUE | QLD | QSPN | South Pine | Energy Queensland | Winter | Coincident_unreconciled | 2020 | POE90 | 112.7869 | NA | QLD South Pine |  |  | FALSE | #N/A | #N/A | #N/A | #N/A | #N/A | #N/A | #N/A | #N/A | #N/A | #N/A
TRUE | QLD | QSPN | South Pine | Energy Queensland | Winter | Non-coincident | 2020 | POE50 | 116.4943 | 645.4045 | QLD South Pine |  |  | FALSE | #N/A | #N/A | #N/A | #N/A | #N/A | #N/A | #N/A | #N/A | #N/A | #N/A
TRUE | QLD | QSPN | South Pine | Energy Queensland | Winter | Non-coincident | 2020 | POE90 | 92.8291 | NA | QLD South Pine |  |  | FALSE | #N/A | #N/A | #N/A | #N/A | #N/A | #N/A | #N/A | #N/A | #N/A | #N/A
TRUE | QLD | QSPN | South Pine | Energy Queensland | Winter | Coincident_unreconciled | 2021 | POE50 | 120.9734 | NA | QLD South Pine |  |  | FALSE | #N/A | #N/A | #N/A | #N/A | #N/A | #N/A | #N/A | #N/A | #N/A | #N/A
TRUE | QLD | QSPN | South Pine | Energy Queensland | Winter | Coincident_unreconciled | 2021 | POE90 | 91.9623 | NA | QLD South Pine |  |  | FALSE | #N/A | #N/A | #N/A | #N/A | #N/A | #N/A | #N/A | #N/A | #N/A | #N/A
TRUE | QLD | QSPN | South Pine | Energy Queensland | Winter | Non-coincident | 2021 | POE50 | 99.567 | 650.4058 | QLD South Pine |  |  | FALSE | #N/A | #N/A | #N/A | #N/A | #N/A | #N/A | #N/A | #N/A | #N/A | #N/A
TRUE | QLD | QSPN | South Pine | Energy Queensland | Winter | Non-coincident | 2021 | POE90 | 75.6894 | NA | QLD South Pine |  |  | FALSE | #N/A | #N/A | #N/A | #N/A | #N/A | #N/A | #N/A | #N/A | #N/A | #N/A
TRUE | QLD | QSPN | South Pine | Energy Queensland | Winter | Coincident_unreconciled | 2022 | POE50 | 89.923 | NA | QLD South Pine |  |  | FALSE | #N/A | #N/A | #N/A | #N/A | #N/A | #N/A | #N/A | #N/A | #N/A | #N/A
TRUE | QLD | QSPN | South Pine | Energy Queensland | Winter | Coincident_unreconciled | 2022 | POE90 | 60.7057 | NA | QLD South Pine |  |  | FALSE | #N/A | #N/A | #N/A | #N/A | #N/A | #N/A | #N/A | #N/A | #N/A | #N/A
TRUE | QLD | QSPN | South Pine | Energy Queensland | Winter | Non-coincident | 2022 | POE50 | 74.011 | 660.7548 | QLD South Pine |  |  | FALSE | #N/A | #N/A | #N/A | #N/A | #N/A | #N/A | #N/A | #N/A | #N/A | #N/A
TRUE | QLD | QSPN | South Pine | Energy Queensland | Winter | Non-coincident | 2022 | POE90 | 49.9637 | NA | QLD South Pine |  |  | FALSE | #N/A | #N/A | #N/A | #N/A | #N/A | #N/A | #N/A | #N/A | #N/A | #N/A
TRUE | QLD | QSPN | South Pine | Energy Queensland | Winter | Coincident_unreconciled | 2023 | POE50 | 68.6115 | NA | QLD South Pine |  |  | FALSE | #N/A | #N/A | #N/A | #N/A | #N/A | #N/A | #N/A | #N/A | #N/A | #N/A
TRUE | QLD | QSPN | South Pine | Energy Queensland | Winter | Coincident_unreconciled | 2023 | POE90 | 39.1881 | NA | QLD South Pine |  |  | FALSE | #N/A | #N/A | #N/A | #N/A | #N/A | #N/A | #N/A | #N/A | #N/A | #N/A
TRUE | QLD | QSPN | South Pine | Energy Queensland | Winter | Non-coincident | 2023 | POE50 | 56.4706 | 670.2629 | QLD South Pine |  |  | FALSE | #N/A | #N/A | #N/A | #N/A | #N/A | #N/A | #N/A | #N/A | #N/A | #N/A
TRUE | QLD | QSPN | South Pine | Energy Queensland | Winter | Non-coincident | 2023 | POE90 | 32.2537 | NA | QLD South Pine |  |  | FALSE | #N/A | #N/A | #N/A | #N/A | #N/A | #N/A | #N/A | #N/A | #N/A | #N/A
TRUE | QLD | QSPN | South Pine | Energy Queensland | Winter | Coincident_unreconciled | 2024 | POE50 | 54.8576 | NA | QLD South Pine |  |  | FALSE | #N/A | #N/A | #N/A | #N/A | #N/A | #N/A | #N/A | #N/A | #N/A | #N/A
TRUE | QLD | QSPN | South Pine | Energy Queensland | Winter | Coincident_unreconciled | 2024 | POE90 | 25.2279 | NA | QLD South Pine |  |  | FALSE | #N/A | #N/A | #N/A | #N/A | #N/A | #N/A | #N/A | #N/A | #N/A | #N/A
TRUE | QLD | QSPN | South Pine | Energy Queensland | Winter | Non-coincident | 2024 | POE50 | 45.1504 | 681.452 | QLD South Pine |  |  | FALSE | #N/A | #N/A | #N/A | #N/A | #N/A | #N/A | #N/A | #N/A | #N/A | #N/A
TRUE | QLD | QSPN | South Pine | Energy Queensland | Winter | Non-coincident | 2024 | POE90 | 20.7638 | NA | QLD South Pine |  |  | FALSE | #N/A | #N/A | #N/A | #N/A | #N/A | #N/A | #N/A | #N/A | #N/A | #N/A
TRUE | QLD | QSPN | South Pine | Energy Queensland | Winter | Coincident_unreconciled | 2025 | POE50 | 42.1019 | NA | QLD South Pine |  |  | FALSE | #N/A | #N/A | #N/A | #N/A | #N/A | #N/A | #N/A | #N/A | #N/A | #N/A
TRUE | QLD | QSPN | South Pine | Energy Queensland | Winter | Coincident_unreconciled | 2025 | POE90 | 12.2661 | NA | QLD South Pine |  |  | FALSE | #N/A | #N/A | #N/A | #N/A | #N/A | #N/A | #N/A | #N/A | #N/A | #N/A
TRUE | QLD | QSPN | South Pine | Energy Queensland | Winter | Non-coincident | 2025 | POE50 | 34.6519 | 684.77 | QLD South Pine |  |  | FALSE | #N/A | #N/A | #N/A | #N/A | #N/A | #N/A | #N/A | #N/A | #N/A | #N/A
TRUE | QLD | QSPN | South Pine | Energy Queensland | Winter | Non-coincident | 2025 | POE90 | 10.0956 | NA | QLD South Pine |  |  | FALSE | #N/A | #N/A | #N/A | #N/A | #N/A | #N/A | #N/A | #N/A | #N/A | #N/A
TRUE | QLD | QSPN | South Pine | Energy Queensland | Winter | Coincident_unreconciled | 2026 | POE50 | 29.0007 | NA | QLD South Pine |  |  | FALSE | #N/A | #N/A | #N/A | #N/A | #N/A | #N/A | #N/A | #N/A | #N/A | #N/A
TRUE | QLD | QSPN | South Pine | Energy Queensland | Winter | Coincident_unreconciled | 2026 | POE90 | -0.67215 | NA | QLD South Pine |  |  | FALSE | #N/A | #N/A | #N/A | #N/A | #N/A | #N/A | #N/A | #N/A | #N/A | #N/A
TRUE | QLD | QSPN | South Pine | Energy Queensland | Winter | Non-coincident | 2026 | POE50 | 23.869 | 690.0428 | QLD South Pine |  |  | FALSE | #N/A | #N/A | #N/A | #N/A | #N/A | #N/A | #N/A | #N/A | #N/A | #N/A
TRUE | QLD | QSPN | South Pine | Energy Queensland | Winter | Non-coincident | 2026 | POE90 | -0.85623 | NA | QLD South Pine |  |  | FALSE | #N/A | #N/A | #N/A | #N/A | #N/A | #N/A | #N/A | #N/A | #N/A | #N/A
TRUE | QLD | QSPN | South Pine | Energy Queensland | Winter | Coincident_unreconciled | 2027 | POE50 | 19.7852 | NA | QLD South Pine |  |  | FALSE | #N/A | #N/A | #N/A | #N/A | #N/A | #N/A | #N/A | #N/A | #N/A | #N/A
TRUE | QLD | QSPN | South Pine | Energy Queensland | Winter | Coincident_unreconciled | 2027 | POE90 | -6.7523 | NA | QLD South Pine |  |  | FALSE | #N/A | #N/A | #N/A | #N/A | #N/A | #N/A | #N/A | #N/A | #N/A | #N/A
TRUE | QLD | QSPN | South Pine | Energy Queensland | Winter | Non-coincident | 2027 | POE50 | 16.2842 | 694.6177 | QLD South Pine |  |  | FALSE | #N/A | #N/A | #N/A | #N/A | #N/A | #N/A | #N/A | #N/A | #N/A | #N/A
TRUE | QLD | QSPN | South Pine | Energy Queensland | Winter | Non-coincident | 2027 | POE90 | -8.6016 | NA | QLD South Pine |  |  | FALSE | #N/A | #N/A | #N/A | #N/A | #N/A | #N/A | #N/A | #N/A | #N/A | #N/A
TRUE | QLD | QSPN | South Pine | Energy Queensland | Winter | Coincident_unreconciled | 2028 | POE50 | 11.371 | NA | QLD South Pine |  |  | FALSE | #N/A | #N/A | #N/A | #N/A | #N/A | #N/A | #N/A | #N/A | #N/A | #N/A
TRUE | QLD | QSPN | South Pine | Energy Queensland | Winter | Coincident_unreconciled | 2028 | POE90 | -12.3148 | NA | QLD South Pine |  |  | FALSE | #N/A | #N/A | #N/A | #N/A | #N/A | #N/A | #N/A | #N/A | #N/A | #N/A
TRUE | QLD | QSPN | South Pine | Energy Queensland | Winter | Non-coincident | 2028 | POE50 | 9.3589 | 702.8316 | QLD South Pine |  |  | FALSE | #N/A | #N/A | #N/A | #N/A | #N/A | #N/A | #N/A | #N/A | #N/A | #N/A
TRUE | QLD | QSPN | South Pine | Energy Queensland | Winter | Non-coincident | 2028 | POE90 | -15.6875 | NA | QLD South Pine |  |  | FALSE | #N/A | #N/A | #N/A | #N/A | #N/A | #N/A | #N/A | #N/A | #N/A | #N/A
TRUE | QLD | QSPN | South Pine | Energy Queensland | Winter | Coincident_unreconciled | 2029 | POE50 | 4.5176 | NA | QLD South Pine |  |  | FALSE | #N/A | #N/A | #N/A | #N/A | #N/A | #N/A | #N/A | #N/A | #N/A | #N/A
TRUE | QLD | QSPN | South Pine | Energy Queensland | Winter | Coincident_unreconciled | 2029 | POE90 | -16.8687 | NA | QLD South Pine |  |  | FALSE | #N/A | #N/A | #N/A | #N/A | #N/A | #N/A | #N/A | #N/A | #N/A | #N/A
TRUE | QLD | QSPN | South Pine | Energy Queensland | Winter | Non-coincident | 2029 | POE50 | 3.7182 | 710.5191 | QLD South Pine |  |  | FALSE | #N/A | #N/A | #N/A | #N/A | #N/A | #N/A | #N/A | #N/A | #N/A | #N/A
TRUE | QLD | QSPN | South Pine | Energy Queensland | Winter | Non-coincident | 2029 | POE90 | -21.4886 | NA | QLD South Pine |  |  | FALSE | #N/A | #N/A | #N/A | #N/A | #N/A | #N/A | #N/A | #N/A | #N/A | #N/A
TRUE | QLD | QSPN | South Pine | Energy Queensland | Shoulder | Non-coincident | 2019 | BASEYEARPOE10 | NA | 626.0752 | QLD South Pine |  |  | FALSE | #N/A | #N/A | #N/A | #N/A | #N/A | #N/A | #N/A | #N/A | #N/A | #N/A
TRUE | QLD | QSPN | South Pine | Energy Queensland | Shoulder | Coincident | 2021 | POE10 | NA | 623.836 | QLD South Pine |  |  | FALSE | #N/A | #N/A | #N/A | #N/A | #N/A | #N/A | #N/A | #N/A | #N/A | #N/A
TRUE | QLD | QSPN | South Pine | Energy Queensland | Shoulder | Coincident | 2021 | POE50 | NA | 628.0195 | QLD South Pine |  |  | FALSE | #N/A | #N/A | #N/A | #N/A | #N/A | #N/A | #N/A | #N/A | #N/A | #N/A
TRUE | QLD | QSPN | South Pine | Energy Queensland | Shoulder | Non-coincident | 2021 | POE10 | NA | 704.4231 | QLD South Pine |  |  | FALSE | #N/A | #N/A | #N/A | #N/A | #N/A | #N/A | #N/A | #N/A | #N/A | #N/A
TRUE | QLD | QSPN | South Pine | Energy Queensland | Shoulder | Coincident | 2022 | POE10 | NA | 647.0048 | QLD South Pine |  |  | FALSE | #N/A | #N/A | #N/A | #N/A | #N/A | #N/A | #N/A | #N/A | #N/A | #N/A
TRUE | QLD | QSPN | South Pine | Energy Queensland | Shoulder | Coincident | 2022 | POE50 | NA | 639.5219 | QLD South Pine |  |  | FALSE | #N/A | #N/A | #N/A | #N/A | #N/A | #N/A | #N/A | #N/A | #N/A | #N/A
TRUE | QLD | QSPN | South Pine | Energy Queensland | Shoulder | Non-coincident | 2022 | POE10 | NA | 705.1579 | QLD South Pine |  |  | FALSE | #N/A | #N/A | #N/A | #N/A | #N/A | #N/A | #N/A | #N/A | #N/A | #N/A
TRUE | QLD | QSPN | South Pine | Energy Queensland | Shoulder | Coincident | 2023 | POE10 | NA | 652.269 | QLD South Pine |  |  | FALSE | #N/A | #N/A | #N/A | #N/A | #N/A | #N/A | #N/A | #N/A | #N/A | #N/A
TRUE | QLD | QSPN | South Pine | Energy Queensland | Shoulder | Coincident | 2023 | POE50 | NA | 648.1392 | QLD South Pine |  |  | FALSE | #N/A | #N/A | #N/A | #N/A | #N/A | #N/A | #N/A | #N/A | #N/A | #N/A
TRUE | QLD | QSPN | South Pine | Energy Queensland | Shoulder | Non-coincident | 2023 | POE10 | NA | 706.2635 | QLD South Pine |  |  | FALSE | #N/A | #N/A | #N/A | #N/A | #N/A | #N/A | #N/A | #N/A | #N/A | #N/A
TRUE | QLD | QSPN | South Pine | Energy Queensland | Shoulder | Coincident | 2024 | POE10 | NA | 659.4785 | QLD South Pine |  |  | FALSE | #N/A | #N/A | #N/A | #N/A | #N/A | #N/A | #N/A | #N/A | #N/A | #N/A
TRUE | QLD | QSPN | South Pine | Energy Queensland | Shoulder | Coincident | 2024 | POE50 | NA | 664.7503 | QLD South Pine |  |  | FALSE | #N/A | #N/A | #N/A | #N/A | #N/A | #N/A | #N/A | #N/A | #N/A | #N/A
TRUE | QLD | QSPN | South Pine | Energy Queensland | Shoulder | Non-coincident | 2024 | POE10 | NA | 709.9674 | QLD South Pine |  |  | FALSE | #N/A | #N/A | #N/A | #N/A | #N/A | #N/A | #N/A | #N/A | #N/A | #N/A
TRUE | QLD | QSPN | South Pine | Energy Queensland | Shoulder | Coincident | 2025 | POE10 | NA | 665.494 | QLD South Pine |  |  | FALSE | #N/A | #N/A | #N/A | #N/A | #N/A | #N/A | #N/A | #N/A | #N/A | #N/A
TRUE | QLD | QSPN | South Pine | Energy Queensland | Shoulder | Coincident | 2025 | POE50 | NA | 665.4782 | QLD South Pine |  |  | FALSE | #N/A | #N/A | #N/A | #N/A | #N/A | #N/A | #N/A | #N/A | #N/A | #N/A
TRUE | QLD | QSPN | South Pine | Energy Queensland | Shoulder | Non-coincident | 2025 | POE10 | NA | 713.6506 | QLD South Pine |  |  | FALSE | #N/A | #N/A | #N/A | #N/A | #N/A | #N/A | #N/A | #N/A | #N/A | #N/A
TRUE | QLD | QSPN | South Pine | Energy Queensland | Shoulder | Coincident | 2026 | POE10 | NA | 665.8866 | QLD South Pine |  |  | FALSE | #N/A | #N/A | #N/A | #N/A | #N/A | #N/A | #N/A | #N/A | #N/A | #N/A
TRUE | QLD | QSPN | South Pine | Energy Queensland | Shoulder | Coincident | 2026 | POE50 | NA | 669.8467 | QLD South Pine |  |  | FALSE | #N/A | #N/A | #N/A | #N/A | #N/A | #N/A | #N/A | #N/A | #N/A | #N/A
TRUE | QLD | QSPN | South Pine | Energy Queensland | Shoulder | Non-coincident | 2026 | POE10 | NA | 717.6903 | QLD South Pine |  |  | FALSE | #N/A | #N/A | #N/A | #N/A | #N/A | #N/A | #N/A | #N/A | #N/A | #N/A
TRUE | QLD | QSPN | South Pine | Energy Queensland | Shoulder | Coincident | 2027 | POE10 | NA | 667.6399 | QLD South Pine |  |  | FALSE | #N/A | #N/A | #N/A | #N/A | #N/A | #N/A | #N/A | #N/A | #N/A | #N/A
TRUE | QLD | QSPN | South Pine | Energy Queensland | Shoulder | Coincident | 2027 | POE50 | NA | 670.8779 | QLD South Pine |  |  | FALSE | #N/A | #N/A | #N/A | #N/A | #N/A | #N/A | #N/A | #N/A | #N/A | #N/A
TRUE | QLD | QSPN | South Pine | Energy Queensland | Shoulder | Non-coincident | 2027 | POE10 | NA | 722.3737 | QLD South Pine |  |  | FALSE | #N/A | #N/A | #N/A | #N/A | #N/A | #N/A | #N/A | #N/A | #N/A | #N/A
TRUE | QLD | QSPN | South Pine | Energy Queensland | Shoulder | Coincident | 2028 | POE10 | NA | 670.7026 | QLD South Pine |  |  | FALSE | #N/A | #N/A | #N/A | #N/A | #N/A | #N/A | #N/A | #N/A | #N/A | #N/A
TRUE | QLD | QSPN | South Pine | Energy Queensland | Shoulder | Coincident | 2028 | POE50 | NA | 675.7553 | QLD South Pine |  |  | FALSE | #N/A | #N/A | #N/A | #N/A | #N/A | #N/A | #N/A | #N/A | #N/A | #N/A
TRUE | QLD | QSPN | South Pine | Energy Queensland | Shoulder | Non-coincident | 2028 | POE10 | NA | 728.115 | QLD South Pine |  |  | FALSE | #N/A | #N/A | #N/A | #N/A | #N/A | #N/A | #N/A | #N/A | #N/A | #N/A
TRUE | QLD | QSPN | South Pine | Energy Queensland | Shoulder | Coincident | 2029 | POE10 | NA | 684.6333 | QLD South Pine |  |  | FALSE | #N/A | #N/A | #N/A | #N/A | #N/A | #N/A | #N/A | #N/A | #N/A | #N/A
TRUE | QLD | QSPN | South Pine | Energy Queensland | Shoulder | Coincident | 2029 | POE50 | NA | 685.4573 | QLD South Pine |  |  | FALSE | #N/A | #N/A | #N/A | #N/A | #N/A | #N/A | #N/A | #N/A | #N/A | #N/A
TRUE | QLD | QSPN | South Pine | Energy Queensland | Shoulder | Non-coincident | 2029 | POE10 | NA | 735.0992 | QLD South Pine |  |  | FALSE | #N/A | #N/A | #N/A | #N/A | #N/A | #N/A | #N/A | #N/A | #N/A | #N/A
TRUE | QLD | QSPN | South Pine | Energy Queensland | Shoulder | Coincident | 2030 | POE10 | NA | 692.8685 | QLD South Pine |  |  | FALSE | #N/A | #N/A | #N/A | #N/A | #N/A | #N/A | #N/A | #N/A | #N/A | #N/A
TRUE | QLD | QSPN | South Pine | Energy Queensland | Shoulder | Coincident | 2030 | POE50 | NA | 694.5729 | QLD South Pine |  |  | FALSE | #N/A | #N/A | #N/A | #N/A | #N/A | #N/A | #N/A | #N/A | #N/A | #N/A
TRUE | QLD | QSPN | South Pine | Energy Queensland | Shoulder | Non-coincident | 2030 | POE10 | NA | 743.1992 | QLD South Pine |  |  | FALSE | #N/A | #N/A | #N/A | #N/A | #N/A | #N/A | #N/A | #N/A | #N/A | #N/A
TRUE | QLD | QSPN | South Pine | Energy Queensland | Summer | Non-coincident | 2019 | BASEYEARPOE10 | NA | 1231.1281 | QLD South Pine |  |  | FALSE | #N/A | #N/A | #N/A | #N/A | #N/A | #N/A | #N/A | #N/A | #N/A | #N/A
TRUE | QLD | QSPN | South Pine | Energy Queensland | Summer | Coincident | 2021 | POE50 | NA | 908.0701 | QLD South Pine |  |  | FALSE | #N/A | #N/A | #N/A | #N/A | #N/A | #N/A | #N/A | #N/A | #N/A | #N/A
TRUE | QLD | QSPN | South Pine | Energy Queensland | Summer | Coincident | 2021 | POE10 | NA | 902.3703 | QLD South Pine |  |  | FALSE | #N/A | #N/A | #N/A | #N/A | #N/A | #N/A | #N/A | #N/A | #N/A | #N/A
TRUE | QLD | QSPN | South Pine | Energy Queensland | Summer | Non-coincident | 2021 | POE10 | NA | 988.7892 | QLD South Pine |  |  | FALSE | #N/A | #N/A | #N/A | #N/A | #N/A | #N/A | #N/A | #N/A | #N/A | #N/A
TRUE | QLD | QSPN | South Pine | Energy Queensland | Summer | Coincident | 2022 | POE50 | NA | 929.298 | QLD South Pine |  |  | FALSE | #N/A | #N/A | #N/A | #N/A | #N/A | #N/A | #N/A | #N/A | #N/A | #N/A
TRUE | QLD | QSPN | South Pine | Energy Queensland | Summer | Coincident | 2022 | POE10 | NA | 926.8402 | QLD South Pine |  |  | FALSE | #N/A | #N/A | #N/A | #N/A | #N/A | #N/A | #N/A | #N/A | #N/A | #N/A
TRUE | QLD | QSPN | South Pine | Energy Queensland | Summer | Non-coincident | 2022 | POE10 | NA | 997.1375 | QLD South Pine |  |  | FALSE | #N/A | #N/A | #N/A | #N/A | #N/A | #N/A | #N/A | #N/A | #N/A | #N/A
TRUE | QLD | QSPN | South Pine | Energy Queensland | Summer | Coincident | 2023 | POE50 | NA | 937.8345 | QLD South Pine |  |  | FALSE | #N/A | #N/A | #N/A | #N/A | #N/A | #N/A | #N/A | #N/A | #N/A | #N/A
TRUE | QLD | QSPN | South Pine | Energy Queensland | Summer | Coincident | 2023 | POE10 | NA | 939.1789 | QLD South Pine |  |  | FALSE | #N/A | #N/A | #N/A | #N/A | #N/A | #N/A | #N/A | #N/A | #N/A | #N/A
TRUE | QLD | QSPN | South Pine | Energy Queensland | Summer | Non-coincident | 2023 | POE10 | NA | 1004.5703 | QLD South Pine |  |  | FALSE | #N/A | #N/A | #N/A | #N/A | #N/A | #N/A | #N/A | #N/A | #N/A | #N/A
TRUE | QLD | QSPN | South Pine | Energy Queensland | Summer | Coincident | 2024 | POE50 | NA | 955.171 | QLD South Pine |  |  | FALSE | #N/A | #N/A | #N/A | #N/A | #N/A | #N/A | #N/A | #N/A | #N/A | #N/A
TRUE | QLD | QSPN | South Pine | Energy Queensland | Summer | Coincident | 2024 | POE10 | NA | 957.3747 | QLD South Pine |  |  | FALSE | #N/A | #N/A | #N/A | #N/A | #N/A | #N/A | #N/A | #N/A | #N/A | #N/A
TRUE | QLD | QSPN | South Pine | Energy Queensland | Summer | Non-coincident | 2024 | POE10 | NA | 1012.0782 | QLD South Pine |  |  | FALSE | #N/A | #N/A | #N/A | #N/A | #N/A | #N/A | #N/A | #N/A | #N/A | #N/A
TRUE | QLD | QSPN | South Pine | Energy Queensland | Summer | Coincident | 2025 | POE50 | NA | 961.1904 | QLD South Pine |  |  | FALSE | #N/A | #N/A | #N/A | #N/A | #N/A | #N/A | #N/A | #N/A | #N/A | #N/A
TRUE | QLD | QSPN | South Pine | Energy Queensland | Summer | Coincident | 2025 | POE10 | NA | 960.2037 | QLD South Pine |  |  | FALSE | #N/A | #N/A | #N/A | #N/A | #N/A | #N/A | #N/A | #N/A | #N/A | #N/A
TRUE | QLD | QSPN | South Pine | Energy Queensland | Summer | Non-coincident | 2025 | POE10 | NA | 1019.538 | QLD South Pine |  |  | FALSE | #N/A | #N/A | #N/A | #N/A | #N/A | #N/A | #N/A | #N/A | #N/A | #N/A
TRUE | QLD | QSPN | South Pine | Energy Queensland | Summer | Coincident | 2026 | POE50 | NA | 967.8168 | QLD South Pine |  |  | FALSE | #N/A | #N/A | #N/A | #N/A | #N/A | #N/A | #N/A | #N/A | #N/A | #N/A
TRUE | QLD | QSPN | South Pine | Energy Queensland | Summer | Coincident | 2026 | POE10 | NA | 971.7726 | QLD South Pine |  |  | FALSE | #N/A | #N/A | #N/A | #N/A | #N/A | #N/A | #N/A | #N/A | #N/A | #N/A
TRUE | QLD | QSPN | South Pine | Energy Queensland | Summer | Non-coincident | 2026 | POE10 | NA | 1027.2077 | QLD South Pine |  |  | FALSE | #N/A | #N/A | #N/A | #N/A | #N/A | #N/A | #N/A | #N/A | #N/A | #N/A
TRUE | QLD | QSPN | South Pine | Energy Queensland | Summer | Coincident | 2027 | POE50 | NA | 969.4992 | QLD South Pine |  |  | FALSE | #N/A | #N/A | #N/A | #N/A | #N/A | #N/A | #N/A | #N/A | #N/A | #N/A
TRUE | QLD | QSPN | South Pine | Energy Queensland | Summer | Coincident | 2027 | POE10 | NA | 971.7509 | QLD South Pine |  |  | FALSE | #N/A | #N/A | #N/A | #N/A | #N/A | #N/A | #N/A | #N/A | #N/A | #N/A
TRUE | QLD | QSPN | South Pine | Energy Queensland | Summer | Non-coincident | 2027 | POE10 | NA | 1035.0629 | QLD South Pine |  |  | FALSE | #N/A | #N/A | #N/A | #N/A | #N/A | #N/A | #N/A | #N/A | #N/A | #N/A
TRUE | QLD | QSPN | South Pine | Energy Queensland | Summer | Coincident | 2028 | POE50 | NA | 976.0406 | QLD South Pine |  |  | FALSE | #N/A | #N/A | #N/A | #N/A | #N/A | #N/A | #N/A | #N/A | #N/A | #N/A
TRUE | QLD | QSPN | South Pine | Energy Queensland | Summer | Coincident | 2028 | POE10 | NA | 980.3659 | QLD South Pine |  |  | FALSE | #N/A | #N/A | #N/A | #N/A | #N/A | #N/A | #N/A | #N/A | #N/A | #N/A
TRUE | QLD | QSPN | South Pine | Energy Queensland | Summer | Non-coincident | 2028 | POE10 | NA | 1043.621 | QLD South Pine |  |  | FALSE | #N/A | #N/A | #N/A | #N/A | #N/A | #N/A | #N/A | #N/A | #N/A | #N/A
TRUE | QLD | QSPN | South Pine | Energy Queensland | Summer | Coincident | 2029 | POE50 | NA | 984.986 | QLD South Pine |  |  | FALSE | #N/A | #N/A | #N/A | #N/A | #N/A | #N/A | #N/A | #N/A | #N/A | #N/A
TRUE | QLD | QSPN | South Pine | Energy Queensland | Summer | Coincident | 2029 | POE10 | NA | 986.6173 | QLD South Pine |  |  | FALSE | #N/A | #N/A | #N/A | #N/A | #N/A | #N/A | #N/A | #N/A | #N/A | #N/A
TRUE | QLD | QSPN | South Pine | Energy Queensland | Summer | Non-coincident | 2029 | POE10 | NA | 1053.1542 | QLD South Pine |  |  | FALSE | #N/A | #N/A | #N/A | #N/A | #N/A | #N/A | #N/A | #N/A | #N/A | #N/A
TRUE | QLD | QSPN | South Pine | Energy Queensland | Summer | Coincident | 2030 | POE50 | NA | 988.9256 | QLD South Pine |  |  | FALSE | #N/A | #N/A | #N/A | #N/A | #N/A | #N/A | #N/A | #N/A | #N/A | #N/A
TRUE | QLD | QSPN | South Pine | Energy Queensland | Summer | Coincident | 2030 | POE10 | NA | 997.2739 | QLD South Pine |  |  | FALSE | #N/A | #N/A | #N/A | #N/A | #N/A | #N/A | #N/A | #N/A | #N/A | #N/A
TRUE | QLD | QSPN | South Pine | Energy Queensland | Summer | Non-coincident | 2030 | POE10 | NA | 1063.4448 | QLD South Pine |  |  | FALSE | #N/A | #N/A | #N/A | #N/A | #N/A | #N/A | #N/A | #N/A | #N/A | #N/A
TRUE | QLD | QSPN | South Pine | Energy Queensland | Winter | Non-coincident | 2019 | BASEYEARPOE10 | NA | 665.3346 | QLD South Pine |  |  | FALSE | #N/A | #N/A | #N/A | #N/A | #N/A | #N/A | #N/A | #N/A | #N/A | #N/A
TRUE | QLD | QSPN | South Pine | Energy Queensland | Winter | Coincident | 2020 | POE10 | NA | 670.1985 | QLD South Pine |  |  | FALSE | #N/A | #N/A | #N/A | #N/A | #N/A | #N/A | #N/A | #N/A | #N/A | #N/A
TRUE | QLD | QSPN | South Pine | Energy Queensland | Winter | Coincident | 2020 | POE50 | NA | 643.061 | QLD South Pine |  |  | FALSE | #N/A | #N/A | #N/A | #N/A | #N/A | #N/A | #N/A | #N/A | #N/A | #N/A
TRUE | QLD | QSPN | South Pine | Energy Queensland | Winter | Non-coincident | 2020 | POE10 | NA | 670.1985 | QLD South Pine |  |  | FALSE | #N/A | #N/A | #N/A | #N/A | #N/A | #N/A | #N/A | #N/A | #N/A | #N/A
TRUE | QLD | QSPN | South Pine | Energy Queensland | Winter | Coincident | 2021 | POE10 | NA | 669.7455 | QLD South Pine |  |  | FALSE | #N/A | #N/A | #N/A | #N/A | #N/A | #N/A | #N/A | #N/A | #N/A | #N/A
TRUE | QLD | QSPN | South Pine | Energy Queensland | Winter | Coincident | 2021 | POE50 | NA | 642.429 | QLD South Pine |  |  | FALSE | #N/A | #N/A | #N/A | #N/A | #N/A | #N/A | #N/A | #N/A | #N/A | #N/A
TRUE | QLD | QSPN | South Pine | Energy Queensland | Winter | Non-coincident | 2021 | POE10 | NA | 670.5734 | QLD South Pine |  |  | FALSE | #N/A | #N/A | #N/A | #N/A | #N/A | #N/A | #N/A | #N/A | #N/A | #N/A
TRUE | QLD | QSPN | South Pine | Energy Queensland | Winter | Coincident | 2022 | POE10 | NA | 688.7554 | QLD South Pine |  |  | FALSE | #N/A | #N/A | #N/A | #N/A | #N/A | #N/A | #N/A | #N/A | #N/A | #N/A
TRUE | QLD | QSPN | South Pine | Energy Queensland | Winter | Coincident | 2022 | POE50 | NA | 660.7548 | QLD South Pine |  |  | FALSE | #N/A | #N/A | #N/A | #N/A | #N/A | #N/A | #N/A | #N/A | #N/A | #N/A
TRUE | QLD | QSPN | South Pine | Energy Queensland | Winter | Non-coincident | 2022 | POE10 | NA | 688.7554 | QLD South Pine |  |  | FALSE | #N/A | #N/A | #N/A | #N/A | #N/A | #N/A | #N/A | #N/A | #N/A | #N/A
TRUE | QLD | QSPN | South Pine | Energy Queensland | Winter | Coincident | 2023 | POE10 | NA | 699.3507 | QLD South Pine |  |  | FALSE | #N/A | #N/A | #N/A | #N/A | #N/A | #N/A | #N/A | #N/A | #N/A | #N/A
TRUE | QLD | QSPN | South Pine | Energy Queensland | Winter | Coincident | 2023 | POE50 | NA | 670.2629 | QLD South Pine |  |  | FALSE | #N/A | #N/A | #N/A | #N/A | #N/A | #N/A | #N/A | #N/A | #N/A | #N/A
TRUE | QLD | QSPN | South Pine | Energy Queensland | Winter | Non-coincident | 2023 | POE10 | NA | 699.3507 | QLD South Pine |  |  | FALSE | #N/A | #N/A | #N/A | #N/A | #N/A | #N/A | #N/A | #N/A | #N/A | #N/A
TRUE | QLD | QSPN | South Pine | Energy Queensland | Winter | Coincident | 2024 | POE10 | NA | 713.7974 | QLD South Pine |  |  | FALSE | #N/A | #N/A | #N/A | #N/A | #N/A | #N/A | #N/A | #N/A | #N/A | #N/A
TRUE | QLD | QSPN | South Pine | Energy Queensland | Winter | Coincident | 2024 | POE50 | NA | 681.452 | QLD South Pine |  |  | FALSE | #N/A | #N/A | #N/A | #N/A | #N/A | #N/A | #N/A | #N/A | #N/A | #N/A
TRUE | QLD | QSPN | South Pine | Energy Queensland | Winter | Non-coincident | 2024 | POE10 | NA | 713.7974 | QLD South Pine |  |  | FALSE | #N/A | #N/A | #N/A | #N/A | #N/A | #N/A | #N/A | #N/A | #N/A | #N/A
TRUE | QLD | QSPN | South Pine | Energy Queensland | Winter | Coincident | 2025 | POE10 | NA | 715.7572 | QLD South Pine |  |  | FALSE | #N/A | #N/A | #N/A | #N/A | #N/A | #N/A | #N/A | #N/A | #N/A | #N/A
TRUE | QLD | QSPN | South Pine | Energy Queensland | Winter | Coincident | 2025 | POE50 | NA | 684.77 | QLD South Pine |  |  | FALSE | #N/A | #N/A | #N/A | #N/A | #N/A | #N/A | #N/A | #N/A | #N/A | #N/A
TRUE | QLD | QSPN | South Pine | Energy Queensland | Winter | Non-coincident | 2025 | POE10 | NA | 715.7572 | QLD South Pine |  |  | FALSE | #N/A | #N/A | #N/A | #N/A | #N/A | #N/A | #N/A | #N/A | #N/A | #N/A
TRUE | QLD | QSPN | South Pine | Energy Queensland | Winter | Coincident | 2026 | POE10 | NA | 719.9184 | QLD South Pine |  |  | FALSE | #N/A | #N/A | #N/A | #N/A | #N/A | #N/A | #N/A | #N/A | #N/A | #N/A
TRUE | QLD | QSPN | South Pine | Energy Queensland | Winter | Coincident | 2026 | POE50 | NA | 690.0428 | QLD South Pine |  |  | FALSE | #N/A | #N/A | #N/A | #N/A | #N/A | #N/A | #N/A | #N/A | #N/A | #N/A
TRUE | QLD | QSPN | South Pine | Energy Queensland | Winter | Non-coincident | 2026 | POE10 | NA | 719.9184 | QLD South Pine |  |  | FALSE | #N/A | #N/A | #N/A | #N/A | #N/A | #N/A | #N/A | #N/A | #N/A | #N/A
TRUE | QLD | QSPN | South Pine | Energy Queensland | Winter | Coincident | 2027 | POE10 | NA | 724.598 | QLD South Pine |  |  | FALSE | #N/A | #N/A | #N/A | #N/A | #N/A | #N/A | #N/A | #N/A | #N/A | #N/A
TRUE | QLD | QSPN | South Pine | Energy Queensland | Winter | Coincident | 2027 | POE50 | NA | 694.6177 | QLD South Pine |  |  | FALSE | #N/A | #N/A | #N/A | #N/A | #N/A | #N/A | #N/A | #N/A | #N/A | #N/A
TRUE | QLD | QSPN | South Pine | Energy Queensland | Winter | Non-coincident | 2027 | POE10 | NA | 724.598 | QLD South Pine |  |  | FALSE | #N/A | #N/A | #N/A | #N/A | #N/A | #N/A | #N/A | #N/A | #N/A | #N/A
TRUE | QLD | QSPN | South Pine | Energy Queensland | Winter | Coincident | 2028 | POE10 | NA | 738.8221 | QLD South Pine |  |  | FALSE | #N/A | #N/A | #N/A | #N/A | #N/A | #N/A | #N/A | #N/A | #N/A | #N/A
TRUE | QLD | QSPN | South Pine | Energy Queensland | Winter | Coincident | 2028 | POE50 | NA | 702.8316 | QLD South Pine |  |  | FALSE | #N/A | #N/A | #N/A | #N/A | #N/A | #N/A | #N/A | #N/A | #N/A | #N/A
TRUE | QLD | QSPN | South Pine | Energy Queensland | Winter | Non-coincident | 2028 | POE10 | NA | 738.8221 | QLD South Pine |  |  | FALSE | #N/A | #N/A | #N/A | #N/A | #N/A | #N/A | #N/A | #N/A | #N/A | #N/A
TRUE | QLD | QSPN | South Pine | Energy Queensland | Winter | Coincident | 2029 | POE10 | NA | 742.9227 | QLD South Pine |  |  | FALSE | #N/A | #N/A | #N/A | #N/A | #N/A | #N/A | #N/A | #N/A | #N/A | #N/A
TRUE | QLD | QSPN | South Pine | Energy Queensland | Winter | Coincident | 2029 | POE50 | NA | 710.5191 | QLD South Pine |  |  | FALSE | #N/A | #N/A | #N/A | #N/A | #N/A | #N/A | #N/A | #N/A | #N/A | #N/A
TRUE | QLD | QSPN | South Pine | Energy Queensland | Winter | Non-coincident | 2029 | POE10 | NA | 742.9227 | QLD South Pine |  |  | FALSE | #N/A | #N/A | #N/A | #N/A | #N/A | #N/A | #N/A | #N/A | #N/A | #N/A
TRUE | QLD | QSUM | Sumner | Energy Queensland | Shoulder | Coincident | 2017 | ACTUAL_OPG | 8.7538 | 18.9925 | QLD Sumner |  |  | FALSE | #N/A | #N/A | #N/A | #N/A | #N/A | #N/A | #N/A | #N/A | #N/A | #N/A
TRUE | QLD | QSUM | Sumner | Energy Queensland | Shoulder | Coincident | 2017 | ACTUAL_RAW | 8.7538 | 18.9925 | QLD Sumner |  |  | FALSE | #N/A | #N/A | #N/A | #N/A | #N/A | #N/A | #N/A | #N/A | #N/A | #N/A
TRUE | QLD | QSUM | Sumner | Energy Queensland | Shoulder | Non-coincident | 2017 | ACTUAL_RAW | 5.3079 | 19.7679 | QLD Sumner |  |  | FALSE | #N/A | #N/A | #N/A | #N/A | #N/A | #N/A | #N/A | #N/A | #N/A | #N/A
TRUE | QLD | QSUM | Sumner | Energy Queensland | Shoulder | Non-coincident | 2017 | ACTUAL_OPG | 5.3079 | 19.7679 | QLD Sumner |  |  | FALSE | #N/A | #N/A | #N/A | #N/A | #N/A | #N/A | #N/A | #N/A | #N/A | #N/A
TRUE | QLD | QSUM | Sumner | Energy Queensland | Shoulder | Non-coincident | 2017 | ACTUAL_ADJUSTEDOPG | 5.3079 | 19.7679 | QLD Sumner |  |  | FALSE | #N/A | #N/A | #N/A | #N/A | #N/A | #N/A | #N/A | #N/A | #N/A | #N/A
TRUE | QLD | QSUM | Sumner | Energy Queensland | Shoulder | Coincident | 2018 | ACTUAL_OPG | 7.946 | 23.0249 | QLD Sumner |  |  | FALSE | #N/A | #N/A | #N/A | #N/A | #N/A | #N/A | #N/A | #N/A | #N/A | #N/A
TRUE | QLD | QSUM | Sumner | Energy Queensland | Shoulder | Coincident | 2018 | ACTUAL_RAW | 7.946 | 23.0249 | QLD Sumner |  |  | FALSE | #N/A | #N/A | #N/A | #N/A | #N/A | #N/A | #N/A | #N/A | #N/A | #N/A
TRUE | QLD | QSUM | Sumner | Energy Queensland | Shoulder | Non-coincident | 2018 | ACTUAL_RAW | 5.2456 | 26.4125 | QLD Sumner |  |  | FALSE | #N/A | #N/A | #N/A | #N/A | #N/A | #N/A | #N/A | #N/A | #N/A | #N/A
TRUE | QLD | QSUM | Sumner | Energy Queensland | Shoulder | Non-coincident | 2018 | ACTUAL_OPG | 5.2456 | 26.4125 | QLD Sumner |  |  | FALSE | #N/A | #N/A | #N/A | #N/A | #N/A | #N/A | #N/A | #N/A | #N/A | #N/A
TRUE | QLD | QSUM | Sumner | Energy Queensland | Shoulder | Non-coincident | 2018 | ACTUAL_ADJUSTEDOPG | 5.2456 | 26.4125 | QLD Sumner |  |  | FALSE | #N/A | #N/A | #N/A | #N/A | #N/A | #N/A | #N/A | #N/A | #N/A | #N/A
TRUE | QLD | QSUM | Sumner | Energy Queensland | Shoulder | Coincident | 2019 | ACTUAL_OPG | 4.1389 | 23.1275 | QLD Sumner |  |  | FALSE | #N/A | #N/A | #N/A | #N/A | #N/A | #N/A | #N/A | #N/A | #N/A | #N/A
TRUE | QLD | QSUM | Sumner | Energy Queensland | Shoulder | Coincident | 2019 | ACTUAL_RAW | 4.1389 | 23.1275 | QLD Sumner |  |  | FALSE | #N/A | #N/A | #N/A | #N/A | #N/A | #N/A | #N/A | #N/A | #N/A | #N/A
TRUE | QLD | QSUM | Sumner | Energy Queensland | Shoulder | Non-coincident | 2019 | ACTUAL_RAW | 3.4986 | 23.1275 | QLD Sumner |  |  | FALSE | #N/A | #N/A | #N/A | #N/A | #N/A | #N/A | #N/A | #N/A | #N/A | #N/A
TRUE | QLD | QSUM | Sumner | Energy Queensland | Shoulder | Non-coincident | 2019 | ACTUAL_OPG | 3.4986 | 23.1275 | QLD Sumner |  |  | FALSE | #N/A | #N/A | #N/A | #N/A | #N/A | #N/A | #N/A | #N/A | #N/A | #N/A
TRUE | QLD | QSUM | Sumner | Energy Queensland | Shoulder | Non-coincident | 2019 | ACTUAL_ADJUSTEDOPG | 3.4986 | 23.1275 | QLD Sumner |  |  | FALSE | #N/A | #N/A | #N/A | #N/A | #N/A | #N/A | #N/A | #N/A | #N/A | #N/A
TRUE | QLD | QSUM | Sumner | Energy Queensland | Shoulder | Non-coincident | 2019 | BASEYEARPOE90 | 0.84763 | NA | QLD Sumner |  |  | FALSE | #N/A | #N/A | #N/A | #N/A | #N/A | #N/A | #N/A | #N/A | #N/A | #N/A
TRUE | QLD | QSUM | Sumner | Energy Queensland | Shoulder | Non-coincident | 2019 | BASEYEARPOE50 | 2.1655 | 21.3286 | QLD Sumner |  |  | FALSE | #N/A | #N/A | #N/A | #N/A | #N/A | #N/A | #N/A | #N/A | #N/A | #N/A
TRUE | QLD | QSUM | Sumner | Energy Queensland | Shoulder | Coincident | 2020 | ACTUAL_OPG | 2.2816 | 20.6062 | QLD Sumner |  |  | FALSE | #N/A | #N/A | #N/A | #N/A | #N/A | #N/A | #N/A | #N/A | #N/A | #N/A
TRUE | QLD | QSUM | Sumner | Energy Queensland | Shoulder | Coincident | 2020 | ACTUAL_RAW | 2.2816 | 20.6062 | QLD Sumner |  |  | FALSE | #N/A | #N/A | #N/A | #N/A | #N/A | #N/A | #N/A | #N/A | #N/A | #N/A
TRUE | QLD | QSUM | Sumner | Energy Queensland | Shoulder | Non-coincident | 2020 | ACTUAL_RAW | 2.2776 | 21.6973 | QLD Sumner |  |  | FALSE | #N/A | #N/A | #N/A | #N/A | #N/A | #N/A | #N/A | #N/A | #N/A | #N/A
TRUE | QLD | QSUM | Sumner | Energy Queensland | Shoulder | Non-coincident | 2020 | ACTUAL_OPG | 2.2776 | 21.6973 | QLD Sumner |  |  | FALSE | #N/A | #N/A | #N/A | #N/A | #N/A | #N/A | #N/A | #N/A | #N/A | #N/A
TRUE | QLD | QSUM | Sumner | Energy Queensland | Shoulder | Non-coincident | 2020 | ACTUAL_ADJUSTEDOPG | 2.2776 | 21.6973 | QLD Sumner |  |  | FALSE | #N/A | #N/A | #N/A | #N/A | #N/A | #N/A | #N/A | #N/A | #N/A | #N/A
TRUE | QLD | QSUM | Sumner | Energy Queensland | Shoulder | Coincident_unreconciled | 2021 | POE50 | 2 | NA | QLD Sumner |  |  | FALSE | #N/A | #N/A | #N/A | #N/A | #N/A | #N/A | #N/A | #N/A | #N/A | #N/A
TRUE | QLD | QSUM | Sumner | Energy Queensland | Shoulder | Coincident_unreconciled | 2021 | POE90 | -0.04535 | NA | QLD Sumner |  |  | FALSE | #N/A | #N/A | #N/A | #N/A | #N/A | #N/A | #N/A | #N/A | #N/A | #N/A
TRUE | QLD | QSUM | Sumner | Energy Queensland | Shoulder | Non-coincident | 2021 | POE50 | 2 | 21.1494 | QLD Sumner |  |  | FALSE | #N/A | #N/A | #N/A | #N/A | #N/A | #N/A | #N/A | #N/A | #N/A | #N/A
TRUE | QLD | QSUM | Sumner | Energy Queensland | Shoulder | Non-coincident | 2021 | POE90 | -0.53776 | NA | QLD Sumner |  |  | FALSE | #N/A | #N/A | #N/A | #N/A | #N/A | #N/A | #N/A | #N/A | #N/A | #N/A
TRUE | QLD | QSUM | Sumner | Energy Queensland | Shoulder | Coincident_unreconciled | 2022 | POE50 | 1.3897 | NA | QLD Sumner |  |  | FALSE | #N/A | #N/A | #N/A | #N/A | #N/A | #N/A | #N/A | #N/A | #N/A | #N/A
TRUE | QLD | QSUM | Sumner | Energy Queensland | Shoulder | Coincident_unreconciled | 2022 | POE90 | -0.66165 | NA | QLD Sumner |  |  | FALSE | #N/A | #N/A | #N/A | #N/A | #N/A | #N/A | #N/A | #N/A | #N/A | #N/A
TRUE | QLD | QSUM | Sumner | Energy Queensland | Shoulder | Non-coincident | 2022 | POE50 | 1.2428 | 21.2019 | QLD Sumner |  |  | FALSE | #N/A | #N/A | #N/A | #N/A | #N/A | #N/A | #N/A | #N/A | #N/A | #N/A
TRUE | QLD | QSUM | Sumner | Energy Queensland | Shoulder | Non-coincident | 2022 | POE90 | -1.3024 | NA | QLD Sumner |  |  | FALSE | #N/A | #N/A | #N/A | #N/A | #N/A | #N/A | #N/A | #N/A | #N/A | #N/A
TRUE | QLD | QSUM | Sumner | Energy Queensland | Shoulder | Coincident_unreconciled | 2023 | POE50 | 0.84745 | NA | QLD Sumner |  |  | FALSE | #N/A | #N/A | #N/A | #N/A | #N/A | #N/A | #N/A | #N/A | #N/A | #N/A
TRUE | QLD | QSUM | Sumner | Energy Queensland | Shoulder | Coincident_unreconciled | 2023 | POE90 | -1.2093 | NA | QLD Sumner |  |  | FALSE | #N/A | #N/A | #N/A | #N/A | #N/A | #N/A | #N/A | #N/A | #N/A | #N/A
TRUE | QLD | QSUM | Sumner | Energy Queensland | Shoulder | Non-coincident | 2023 | POE50 | 0.56998 | 21.4001 | QLD Sumner |  |  | FALSE | #N/A | #N/A | #N/A | #N/A | #N/A | #N/A | #N/A | #N/A | #N/A | #N/A
TRUE | QLD | QSUM | Sumner | Energy Queensland | Shoulder | Non-coincident | 2023 | POE90 | -1.9819 | NA | QLD Sumner |  |  | FALSE | #N/A | #N/A | #N/A | #N/A | #N/A | #N/A | #N/A | #N/A | #N/A | #N/A
TRUE | QLD | QSUM | Sumner | Energy Queensland | Shoulder | Coincident_unreconciled | 2024 | POE50 | 0.37198 | NA | QLD Sumner |  |  | FALSE | #N/A | #N/A | #N/A | #N/A | #N/A | #N/A | #N/A | #N/A | #N/A | #N/A
TRUE | QLD | QSUM | Sumner | Energy Queensland | Shoulder | Coincident_unreconciled | 2024 | POE90 | -1.6901 | NA | QLD Sumner |  |  | FALSE | #N/A | #N/A | #N/A | #N/A | #N/A | #N/A | #N/A | #N/A | #N/A | #N/A
TRUE | QLD | QSUM | Sumner | Energy Queensland | Shoulder | Non-coincident | 2024 | POE50 | -0.01996 | 21.8367 | QLD Sumner |  |  | FALSE | #N/A | #N/A | #N/A | #N/A | #N/A | #N/A | #N/A | #N/A | #N/A | #N/A
TRUE | QLD | QSUM | Sumner | Energy Queensland | Shoulder | Non-coincident | 2024 | POE90 | -2.5785 | NA | QLD Sumner |  |  | FALSE | #N/A | #N/A | #N/A | #N/A | #N/A | #N/A | #N/A | #N/A | #N/A | #N/A
TRUE | QLD | QSUM | Sumner | Energy Queensland | Shoulder | Coincident_unreconciled | 2025 | POE50 | -0.02727 | NA | QLD Sumner |  |  | FALSE | #N/A | #N/A | #N/A | #N/A | #N/A | #N/A | #N/A | #N/A | #N/A | #N/A
TRUE | QLD | QSUM | Sumner | Energy Queensland | Shoulder | Coincident_unreconciled | 2025 | POE90 | -2.0948 | NA | QLD Sumner |  |  | FALSE | #N/A | #N/A | #N/A | #N/A | #N/A | #N/A | #N/A | #N/A | #N/A | #N/A
TRUE | QLD | QSUM | Sumner | Energy Queensland | Shoulder | Non-coincident | 2025 | POE50 | -0.51532 | 21.7952 | QLD Sumner |  |  | FALSE | #N/A | #N/A | #N/A | #N/A | #N/A | #N/A | #N/A | #N/A | #N/A | #N/A
TRUE | QLD | QSUM | Sumner | Energy Queensland | Shoulder | Non-coincident | 2025 | POE90 | -3.0806 | NA | QLD Sumner |  |  | FALSE | #N/A | #N/A | #N/A | #N/A | #N/A | #N/A | #N/A | #N/A | #N/A | #N/A
TRUE | QLD | QSUM | Sumner | Energy Queensland | Shoulder | Coincident_unreconciled | 2026 | POE50 | -0.44245 | NA | QLD Sumner |  |  | FALSE | #N/A | #N/A | #N/A | #N/A | #N/A | #N/A | #N/A | #N/A | #N/A | #N/A
TRUE | QLD | QSUM | Sumner | Energy Queensland | Shoulder | Coincident_unreconciled | 2026 | POE90 | -2.5153 | NA | QLD Sumner |  |  | FALSE | #N/A | #N/A | #N/A | #N/A | #N/A | #N/A | #N/A | #N/A | #N/A | #N/A
TRUE | QLD | QSUM | Sumner | Energy Queensland | Shoulder | Non-coincident | 2026 | POE50 | -1.0305 | 21.8618 | QLD Sumner |  |  | FALSE | #N/A | #N/A | #N/A | #N/A | #N/A | #N/A | #N/A | #N/A | #N/A | #N/A
TRUE | QLD | QSUM | Sumner | Energy Queensland | Shoulder | Non-coincident | 2026 | POE90 | -3.6024 | NA | QLD Sumner |  |  | FALSE | #N/A | #N/A | #N/A | #N/A | #N/A | #N/A | #N/A | #N/A | #N/A | #N/A
TRUE | QLD | QSUM | Sumner | Energy Queensland | Shoulder | Coincident_unreconciled | 2027 | POE50 | -0.8518 | NA | QLD Sumner |  |  | FALSE | #N/A | #N/A | #N/A | #N/A | #N/A | #N/A | #N/A | #N/A | #N/A | #N/A
TRUE | QLD | QSUM | Sumner | Energy Queensland | Shoulder | Coincident_unreconciled | 2027 | POE90 | -2.9299 | NA | QLD Sumner |  |  | FALSE | #N/A | #N/A | #N/A | #N/A | #N/A | #N/A | #N/A | #N/A | #N/A | #N/A
TRUE | QLD | QSUM | Sumner | Energy Queensland | Shoulder | Non-coincident | 2027 | POE50 | -1.5384 | 21.8286 | QLD Sumner |  |  | FALSE | #N/A | #N/A | #N/A | #N/A | #N/A | #N/A | #N/A | #N/A | #N/A | #N/A
TRUE | QLD | QSUM | Sumner | Energy Queensland | Shoulder | Non-coincident | 2027 | POE90 | -4.1167 | NA | QLD Sumner |  |  | FALSE | #N/A | #N/A | #N/A | #N/A | #N/A | #N/A | #N/A | #N/A | #N/A | #N/A
TRUE | QLD | QSUM | Sumner | Energy Queensland | Shoulder | Coincident_unreconciled | 2028 | POE50 | -1.1907 | NA | QLD Sumner |  |  | FALSE | #N/A | #N/A | #N/A | #N/A | #N/A | #N/A | #N/A | #N/A | #N/A | #N/A
TRUE | QLD | QSUM | Sumner | Energy Queensland | Shoulder | Coincident_unreconciled | 2028 | POE90 | -3.2739 | NA | QLD Sumner |  |  | FALSE | #N/A | #N/A | #N/A | #N/A | #N/A | #N/A | #N/A | #N/A | #N/A | #N/A
TRUE | QLD | QSUM | Sumner | Energy Queensland | Shoulder | Non-coincident | 2028 | POE50 | -1.9588 | 21.9116 | QLD Sumner |  |  | FALSE | #N/A | #N/A | #N/A | #N/A | #N/A | #N/A | #N/A | #N/A | #N/A | #N/A
TRUE | QLD | QSUM | Sumner | Energy Queensland | Shoulder | Non-coincident | 2028 | POE90 | -4.5435 | NA | QLD Sumner |  |  | FALSE | #N/A | #N/A | #N/A | #N/A | #N/A | #N/A | #N/A | #N/A | #N/A | #N/A
TRUE | QLD | QSUM | Sumner | Energy Queensland | Shoulder | Coincident_unreconciled | 2029 | POE50 | -1.4958 | NA | QLD Sumner |  |  | FALSE | #N/A | #N/A | #N/A | #N/A | #N/A | #N/A | #N/A | #N/A | #N/A | #N/A
TRUE | QLD | QSUM | Sumner | Energy Queensland | Shoulder | Coincident_unreconciled | 2029 | POE90 | -3.584 | NA | QLD Sumner |  |  | FALSE | #N/A | #N/A | #N/A | #N/A | #N/A | #N/A | #N/A | #N/A | #N/A | #N/A
TRUE | QLD | QSUM | Sumner | Energy Queensland | Shoulder | Non-coincident | 2029 | POE50 | -2.3374 | 22.1412 | QLD Sumner |  |  | FALSE | #N/A | #N/A | #N/A | #N/A | #N/A | #N/A | #N/A | #N/A | #N/A | #N/A
TRUE | QLD | QSUM | Sumner | Energy Queensland | Shoulder | Non-coincident | 2029 | POE90 | -4.9284 | NA | QLD Sumner |  |  | FALSE | #N/A | #N/A | #N/A | #N/A | #N/A | #N/A | #N/A | #N/A | #N/A | #N/A
TRUE | QLD | QSUM | Sumner | Energy Queensland | Shoulder | Coincident_unreconciled | 2030 | POE50 | -1.7578 | NA | QLD Sumner |  |  | FALSE | #N/A | #N/A | #N/A | #N/A | #N/A | #N/A | #N/A | #N/A | #N/A | #N/A
TRUE | QLD | QSUM | Sumner | Energy Queensland | Shoulder | Coincident_unreconciled | 2030 | POE90 | -3.8512 | NA | QLD Sumner |  |  | FALSE | #N/A | #N/A | #N/A | #N/A | #N/A | #N/A | #N/A | #N/A | #N/A | #N/A
TRUE | QLD | QSUM | Sumner | Energy Queensland | Shoulder | Non-coincident | 2030 | POE50 | -2.6625 | 22.3534 | QLD Sumner |  |  | FALSE | #N/A | #N/A | #N/A | #N/A | #N/A | #N/A | #N/A | #N/A | #N/A | #N/A
TRUE | QLD | QSUM | Sumner | Energy Queensland | Shoulder | Non-coincident | 2030 | POE90 | -5.2599 | NA | QLD Sumner |  |  | FALSE | #N/A | #N/A | #N/A | #N/A | #N/A | #N/A | #N/A | #N/A | #N/A | #N/A
TRUE | QLD | QSUM | Sumner | Energy Queensland | Summer | Coincident | 2017 | ACTUAL_OPG | 8.1779 | 33.4121 | QLD Sumner |  |  | FALSE | #N/A | #N/A | #N/A | #N/A | #N/A | #N/A | #N/A | #N/A | #N/A | #N/A
TRUE | QLD | QSUM | Sumner | Energy Queensland | Summer | Coincident | 2017 | ACTUAL_RAW | 8.1779 | 33.4121 | QLD Sumner |  |  | FALSE | #N/A | #N/A | #N/A | #N/A | #N/A | #N/A | #N/A | #N/A | #N/A | #N/A
TRUE | QLD | QSUM | Sumner | Energy Queensland | Summer | Non-coincident | 2017 | ACTUAL_RAW | 7.3477 | 36.8256 | QLD Sumner |  |  | FALSE | #N/A | #N/A | #N/A | #N/A | #N/A | #N/A | #N/A | #N/A | #N/A | #N/A
TRUE | QLD | QSUM | Sumner | Energy Queensland | Summer | Non-coincident | 2017 | ACTUAL_OPG | 7.3477 | 36.8256 | QLD Sumner |  |  | FALSE | #N/A | #N/A | #N/A | #N/A | #N/A | #N/A | #N/A | #N/A | #N/A | #N/A
TRUE | QLD | QSUM | Sumner | Energy Queensland | Summer | Non-coincident | 2017 | ACTUAL_ADJUSTEDOPG | 7.3477 | 36.8256 | QLD Sumner |  |  | FALSE | #N/A | #N/A | #N/A | #N/A | #N/A | #N/A | #N/A | #N/A | #N/A | #N/A
TRUE | QLD | QSUM | Sumner | Energy Queensland | Summer | Coincident | 2018 | ACTUAL_OPG | 7.4743 | 33.965 | QLD Sumner |  |  | FALSE | #N/A | #N/A | #N/A | #N/A | #N/A | #N/A | #N/A | #N/A | #N/A | #N/A
TRUE | QLD | QSUM | Sumner | Energy Queensland | Summer | Coincident | 2018 | ACTUAL_RAW | 7.4743 | 33.965 | QLD Sumner |  |  | FALSE | #N/A | #N/A | #N/A | #N/A | #N/A | #N/A | #N/A | #N/A | #N/A | #N/A
TRUE | QLD | QSUM | Sumner | Energy Queensland | Summer | Non-coincident | 2018 | ACTUAL_RAW | 5.1297 | 35.4092 | QLD Sumner |  |  | FALSE | #N/A | #N/A | #N/A | #N/A | #N/A | #N/A | #N/A | #N/A | #N/A | #N/A
TRUE | QLD | QSUM | Sumner | Energy Queensland | Summer | Non-coincident | 2018 | ACTUAL_OPG | 5.1297 | 35.4092 | QLD Sumner |  |  | FALSE | #N/A | #N/A | #N/A | #N/A | #N/A | #N/A | #N/A | #N/A | #N/A | #N/A
TRUE | QLD | QSUM | Sumner | Energy Queensland | Summer | Non-coincident | 2018 | ACTUAL_ADJUSTEDOPG | 5.1297 | 35.4092 | QLD Sumner |  |  | FALSE | #N/A | #N/A | #N/A | #N/A | #N/A | #N/A | #N/A | #N/A | #N/A | #N/A
TRUE | QLD | QSUM | Sumner | Energy Queensland | Summer | Coincident | 2019 | ACTUAL_OPG | 8.0421 | 34.2999 | QLD Sumner |  |  | FALSE | #N/A | #N/A | #N/A | #N/A | #N/A | #N/A | #N/A | #N/A | #N/A | #N/A
TRUE | QLD | QSUM | Sumner | Energy Queensland | Summer | Coincident | 2019 | ACTUAL_RAW | 8.0421 | 34.2999 | QLD Sumner |  |  | FALSE | #N/A | #N/A | #N/A | #N/A | #N/A | #N/A | #N/A | #N/A | #N/A | #N/A
TRUE | QLD | QSUM | Sumner | Energy Queensland | Summer | Non-coincident | 2019 | ACTUAL_RAW | 3.4296 | 34.9914 | QLD Sumner |  |  | FALSE | #N/A | #N/A | #N/A | #N/A | #N/A | #N/A | #N/A | #N/A | #N/A | #N/A
TRUE | QLD | QSUM | Sumner | Energy Queensland | Summer | Non-coincident | 2019 | ACTUAL_OPG | 3.4296 | 34.9914 | QLD Sumner |  |  | FALSE | #N/A | #N/A | #N/A | #N/A | #N/A | #N/A | #N/A | #N/A | #N/A | #N/A
TRUE | QLD | QSUM | Sumner | Energy Queensland | Summer | Non-coincident | 2019 | ACTUAL_ADJUSTEDOPG | 3.4296 | 34.9914 | QLD Sumner |  |  | FALSE | #N/A | #N/A | #N/A | #N/A | #N/A | #N/A | #N/A | #N/A | #N/A | #N/A
TRUE | QLD | QSUM | Sumner | Energy Queensland | Summer | Non-coincident | 2019 | BASEYEARPOE90 | 2.3361 | NA | QLD Sumner |  |  | FALSE | #N/A | #N/A | #N/A | #N/A | #N/A | #N/A | #N/A | #N/A | #N/A | #N/A
TRUE | QLD | QSUM | Sumner | Energy Queensland | Summer | Non-coincident | 2019 | BASEYEARPOE50 | 4.0865 | 31.8154 | QLD Sumner |  |  | FALSE | #N/A | #N/A | #N/A | #N/A | #N/A | #N/A | #N/A | #N/A | #N/A | #N/A
TRUE | QLD | QSUM | Sumner | Energy Queensland | Summer | Coincident | 2020 | ACTUAL_OPG | 3.8421 | 33.0089 | QLD Sumner |  |  | FALSE | #N/A | #N/A | #N/A | #N/A | #N/A | #N/A | #N/A | #N/A | #N/A | #N/A
TRUE | QLD | QSUM | Sumner | Energy Queensland | Summer | Coincident | 2020 | ACTUAL_RAW | 3.8421 | 33.0089 | QLD Sumner |  |  | FALSE | #N/A | #N/A | #N/A | #N/A | #N/A | #N/A | #N/A | #N/A | #N/A | #N/A
TRUE | QLD | QSUM | Sumner | Energy Queensland | Summer | Non-coincident | 2020 | ACTUAL_RAW | 3.8421 | 33.3248 | QLD Sumner |  |  | FALSE | #N/A | #N/A | #N/A | #N/A | #N/A | #N/A | #N/A | #N/A | #N/A | #N/A
TRUE | QLD | QSUM | Sumner | Energy Queensland | Summer | Non-coincident | 2020 | ACTUAL_OPG | 3.8421 | 33.3248 | QLD Sumner |  |  | FALSE | #N/A | #N/A | #N/A | #N/A | #N/A | #N/A | #N/A | #N/A | #N/A | #N/A
TRUE | QLD | QSUM | Sumner | Energy Queensland | Summer | Non-coincident | 2020 | ACTUAL_ADJUSTEDOPG | 3.8421 | 33.3248 | QLD Sumner |  |  | FALSE | #N/A | #N/A | #N/A | #N/A | #N/A | #N/A | #N/A | #N/A | #N/A | #N/A
TRUE | QLD | QSUM | Sumner | Energy Queensland | Summer | Coincident_unreconciled | 2021 | POE50 | 6 | NA | QLD Sumner |  |  | FALSE | #N/A | #N/A | #N/A | #N/A | #N/A | #N/A | #N/A | #N/A | #N/A | #N/A
TRUE | QLD | QSUM | Sumner | Energy Queensland | Summer | Coincident_unreconciled | 2021 | POE90 | 4.2768 | NA | QLD Sumner |  |  | FALSE | #N/A | #N/A | #N/A | #N/A | #N/A | #N/A | #N/A | #N/A | #N/A | #N/A
TRUE | QLD | QSUM | Sumner | Energy Queensland | Summer | Non-coincident | 2021 | POE50 | 2.7044 | 30.7375 | QLD Sumner |  |  | FALSE | #N/A | #N/A | #N/A | #N/A | #N/A | #N/A | #N/A | #N/A | #N/A | #N/A
TRUE | QLD | QSUM | Sumner | Energy Queensland | Summer | Non-coincident | 2021 | POE90 | -0.05572 | NA | QLD Sumner |  |  | FALSE | #N/A | #N/A | #N/A | #N/A | #N/A | #N/A | #N/A | #N/A | #N/A | #N/A
TRUE | QLD | QSUM | Sumner | Energy Queensland | Summer | Coincident_unreconciled | 2022 | POE50 | 5.2673 | NA | QLD Sumner |  |  | FALSE | #N/A | #N/A | #N/A | #N/A | #N/A | #N/A | #N/A | #N/A | #N/A | #N/A
TRUE | QLD | QSUM | Sumner | Energy Queensland | Summer | Coincident_unreconciled | 2022 | POE90 | 3.539 | NA | QLD Sumner |  |  | FALSE | #N/A | #N/A | #N/A | #N/A | #N/A | #N/A | #N/A | #N/A | #N/A | #N/A
TRUE | QLD | QSUM | Sumner | Energy Queensland | Summer | Non-coincident | 2022 | POE50 | 1.9784 | 30.9728 | QLD Sumner |  |  | FALSE | #N/A | #N/A | #N/A | #N/A | #N/A | #N/A | #N/A | #N/A | #N/A | #N/A
TRUE | QLD | QSUM | Sumner | Energy Queensland | Summer | Non-coincident | 2022 | POE90 | -0.59797 | NA | QLD Sumner |  |  | FALSE | #N/A | #N/A | #N/A | #N/A | #N/A | #N/A | #N/A | #N/A | #N/A | #N/A
TRUE | QLD | QSUM | Sumner | Energy Queensland | Summer | Coincident_unreconciled | 2023 | POE50 | 4.6197 | NA | QLD Sumner |  |  | FALSE | #N/A | #N/A | #N/A | #N/A | #N/A | #N/A | #N/A | #N/A | #N/A | #N/A
TRUE | QLD | QSUM | Sumner | Energy Queensland | Summer | Coincident_unreconciled | 2023 | POE90 | 2.894 | NA | QLD Sumner |  |  | FALSE | #N/A | #N/A | #N/A | #N/A | #N/A | #N/A | #N/A | #N/A | #N/A | #N/A
TRUE | QLD | QSUM | Sumner | Energy Queensland | Summer | Non-coincident | 2023 | POE50 | 1.3367 | 31.1501 | QLD Sumner |  |  | FALSE | #N/A | #N/A | #N/A | #N/A | #N/A | #N/A | #N/A | #N/A | #N/A | #N/A
TRUE | QLD | QSUM | Sumner | Energy Queensland | Summer | Non-coincident | 2023 | POE90 | -1.0772 | NA | QLD Sumner |  |  | FALSE | #N/A | #N/A | #N/A | #N/A | #N/A | #N/A | #N/A | #N/A | #N/A | #N/A
TRUE | QLD | QSUM | Sumner | Energy Queensland | Summer | Coincident_unreconciled | 2024 | POE50 | 4.0424 | NA | QLD Sumner |  |  | FALSE | #N/A | #N/A | #N/A | #N/A | #N/A | #N/A | #N/A | #N/A | #N/A | #N/A
TRUE | QLD | QSUM | Sumner | Energy Queensland | Summer | Coincident_unreconciled | 2024 | POE90 | 2.3227 | NA | QLD Sumner |  |  | FALSE | #N/A | #N/A | #N/A | #N/A | #N/A | #N/A | #N/A | #N/A | #N/A | #N/A
TRUE | QLD | QSUM | Sumner | Energy Queensland | Summer | Non-coincident | 2024 | POE50 | 0.76465 | 31.6112 | QLD Sumner |  |  | FALSE | #N/A | #N/A | #N/A | #N/A | #N/A | #N/A | #N/A | #N/A | #N/A | #N/A
TRUE | QLD | QSUM | Sumner | Energy Queensland | Summer | Non-coincident | 2024 | POE90 | -1.5028 | NA | QLD Sumner |  |  | FALSE | #N/A | #N/A | #N/A | #N/A | #N/A | #N/A | #N/A | #N/A | #N/A | #N/A
TRUE | QLD | QSUM | Sumner | Energy Queensland | Summer | Coincident_unreconciled | 2025 | POE50 | 3.5617 | NA | QLD Sumner |  |  | FALSE | #N/A | #N/A | #N/A | #N/A | #N/A | #N/A | #N/A | #N/A | #N/A | #N/A
TRUE | QLD | QSUM | Sumner | Energy Queensland | Summer | Coincident_unreconciled | 2025 | POE90 | 1.8463 | NA | QLD Sumner |  |  | FALSE | #N/A | #N/A | #N/A | #N/A | #N/A | #N/A | #N/A | #N/A | #N/A | #N/A
TRUE | QLD | QSUM | Sumner | Energy Queensland | Summer | Non-coincident | 2025 | POE50 | 0.28831 | 31.6977 | QLD Sumner |  |  | FALSE | #N/A | #N/A | #N/A | #N/A | #N/A | #N/A | #N/A | #N/A | #N/A | #N/A
TRUE | QLD | QSUM | Sumner | Energy Queensland | Summer | Non-coincident | 2025 | POE90 | -1.8549 | NA | QLD Sumner |  |  | FALSE | #N/A | #N/A | #N/A | #N/A | #N/A | #N/A | #N/A | #N/A | #N/A | #N/A
TRUE | QLD | QSUM | Sumner | Energy Queensland | Summer | Coincident_unreconciled | 2026 | POE50 | 3.0591 | NA | QLD Sumner |  |  | FALSE | #N/A | #N/A | #N/A | #N/A | #N/A | #N/A | #N/A | #N/A | #N/A | #N/A
TRUE | QLD | QSUM | Sumner | Energy Queensland | Summer | Coincident_unreconciled | 2026 | POE90 | 1.3446 | NA | QLD Sumner |  |  | FALSE | #N/A | #N/A | #N/A | #N/A | #N/A | #N/A | #N/A | #N/A | #N/A | #N/A
TRUE | QLD | QSUM | Sumner | Energy Queensland | Summer | Non-coincident | 2026 | POE50 | -0.21362 | 31.8056 | QLD Sumner |  |  | FALSE | #N/A | #N/A | #N/A | #N/A | #N/A | #N/A | #N/A | #N/A | #N/A | #N/A
TRUE | QLD | QSUM | Sumner | Energy Queensland | Summer | Non-coincident | 2026 | POE90 | -2.2245 | NA | QLD Sumner |  |  | FALSE | #N/A | #N/A | #N/A | #N/A | #N/A | #N/A | #N/A | #N/A | #N/A | #N/A
TRUE | QLD | QSUM | Sumner | Energy Queensland | Summer | Coincident_unreconciled | 2027 | POE50 | 2.5679 | NA | QLD Sumner |  |  | FALSE | #N/A | #N/A | #N/A | #N/A | #N/A | #N/A | #N/A | #N/A | #N/A | #N/A
TRUE | QLD | QSUM | Sumner | Energy Queensland | Summer | Coincident_unreconciled | 2027 | POE90 | 0.84914 | NA | QLD Sumner |  |  | FALSE | #N/A | #N/A | #N/A | #N/A | #N/A | #N/A | #N/A | #N/A | #N/A | #N/A
TRUE | QLD | QSUM | Sumner | Energy Queensland | Summer | Non-coincident | 2027 | POE50 | -0.70931 | 31.7585 | QLD Sumner |  |  | FALSE | #N/A | #N/A | #N/A | #N/A | #N/A | #N/A | #N/A | #N/A | #N/A | #N/A
TRUE | QLD | QSUM | Sumner | Energy Queensland | Summer | Non-coincident | 2027 | POE90 | -2.5885 | NA | QLD Sumner |  |  | FALSE | #N/A | #N/A | #N/A | #N/A | #N/A | #N/A | #N/A | #N/A | #N/A | #N/A
TRUE | QLD | QSUM | Sumner | Energy Queensland | Summer | Coincident_unreconciled | 2028 | POE50 | 2.1648 | NA | QLD Sumner |  |  | FALSE | #N/A | #N/A | #N/A | #N/A | #N/A | #N/A | #N/A | #N/A | #N/A | #N/A
TRUE | QLD | QSUM | Sumner | Energy Queensland | Summer | Coincident_unreconciled | 2028 | POE90 | 0.44178 | NA | QLD Sumner |  |  | FALSE | #N/A | #N/A | #N/A | #N/A | #N/A | #N/A | #N/A | #N/A | #N/A | #N/A
TRUE | QLD | QSUM | Sumner | Energy Queensland | Summer | Non-coincident | 2028 | POE50 | -1.1162 | 31.8748 | QLD Sumner |  |  | FALSE | #N/A | #N/A | #N/A | #N/A | #N/A | #N/A | #N/A | #N/A | #N/A | #N/A
TRUE | QLD | QSUM | Sumner | Energy Queensland | Summer | Non-coincident | 2028 | POE90 | -2.8913 | NA | QLD Sumner |  |  | FALSE | #N/A | #N/A | #N/A | #N/A | #N/A | #N/A | #N/A | #N/A | #N/A | #N/A
TRUE | QLD | QSUM | Sumner | Energy Queensland | Summer | Coincident_unreconciled | 2029 | POE50 | 1.8072 | NA | QLD Sumner |  |  | FALSE | #N/A | #N/A | #N/A | #N/A | #N/A | #N/A | #N/A | #N/A | #N/A | #N/A
TRUE | QLD | QSUM | Sumner | Energy Queensland | Summer | Coincident_unreconciled | 2029 | POE90 | 0.07996 | NA | QLD Sumner |  |  | FALSE | #N/A | #N/A | #N/A | #N/A | #N/A | #N/A | #N/A | #N/A | #N/A | #N/A
TRUE | QLD | QSUM | Sumner | Energy Queensland | Summer | Non-coincident | 2029 | POE50 | -1.4771 | 32.0684 | QLD Sumner |  |  | FALSE | #N/A | #N/A | #N/A | #N/A | #N/A | #N/A | #N/A | #N/A | #N/A | #N/A
TRUE | QLD | QSUM | Sumner | Energy Queensland | Summer | Non-coincident | 2029 | POE90 | -3.2204 | NA | QLD Sumner |  |  | FALSE | #N/A | #N/A | #N/A | #N/A | #N/A | #N/A | #N/A | #N/A | #N/A | #N/A
TRUE | QLD | QSUM | Sumner | Energy Queensland | Summer | Coincident_unreconciled | 2030 | POE50 | 1.4999 | NA | QLD Sumner |  |  | FALSE | #N/A | #N/A | #N/A | #N/A | #N/A | #N/A | #N/A | #N/A | #N/A | #N/A
TRUE | QLD | QSUM | Sumner | Energy Queensland | Summer | Coincident_unreconciled | 2030 | POE90 | -0.23156 | NA | QLD Sumner |  |  | FALSE | #N/A | #N/A | #N/A | #N/A | #N/A | #N/A | #N/A | #N/A | #N/A | #N/A
TRUE | QLD | QSUM | Sumner | Energy Queensland | Summer | Non-coincident | 2030 | POE50 | -1.7873 | 32.0991 | QLD Sumner |  |  | FALSE | #N/A | #N/A | #N/A | #N/A | #N/A | #N/A | #N/A | #N/A | #N/A | #N/A
TRUE | QLD | QSUM | Sumner | Energy Queensland | Summer | Non-coincident | 2030 | POE90 | -3.5349 | NA | QLD Sumner |  |  | FALSE | #N/A | #N/A | #N/A | #N/A | #N/A | #N/A | #N/A | #N/A | #N/A | #N/A
TRUE | QLD | QSUM | Sumner | Energy Queensland | Winter | Coincident | 2016 | ACTUAL_OPG | 8.065 | 23.467 | QLD Sumner |  |  | FALSE | #N/A | #N/A | #N/A | #N/A | #N/A | #N/A | #N/A | #N/A | #N/A | #N/A
TRUE | QLD | QSUM | Sumner | Energy Queensland | Winter | Coincident | 2016 | ACTUAL_RAW | 8.065 | 23.467 | QLD Sumner |  |  | FALSE | #N/A | #N/A | #N/A | #N/A | #N/A | #N/A | #N/A | #N/A | #N/A | #N/A
TRUE | QLD | QSUM | Sumner | Energy Queensland | Winter | Non-coincident | 2016 | ACTUAL_RAW | 5.7938 | 24.2315 | QLD Sumner |  |  | FALSE | #N/A | #N/A | #N/A | #N/A | #N/A | #N/A | #N/A | #N/A | #N/A | #N/A
TRUE | QLD | QSUM | Sumner | Energy Queensland | Winter | Non-coincident | 2016 | ACTUAL_OPG | 5.7938 | 24.2315 | QLD Sumner |  |  | FALSE | #N/A | #N/A | #N/A | #N/A | #N/A | #N/A | #N/A | #N/A | #N/A | #N/A
TRUE | QLD | QSUM | Sumner | Energy Queensland | Winter | Non-coincident | 2016 | ACTUAL_ADJUSTEDOPG | 5.7938 | 24.2315 | QLD Sumner |  |  | FALSE | #N/A | #N/A | #N/A | #N/A | #N/A | #N/A | #N/A | #N/A | #N/A | #N/A
TRUE | QLD | QSUM | Sumner | Energy Queensland | Winter | Coincident | 2017 | ACTUAL_OPG | 5.5183 | 19.9566 | QLD Sumner |  |  | FALSE | #N/A | #N/A | #N/A | #N/A | #N/A | #N/A | #N/A | #N/A | #N/A | #N/A
TRUE | QLD | QSUM | Sumner | Energy Queensland | Winter | Coincident | 2017 | ACTUAL_RAW | 5.5183 | 19.9566 | QLD Sumner |  |  | FALSE | #N/A | #N/A | #N/A | #N/A | #N/A | #N/A | #N/A | #N/A | #N/A | #N/A
TRUE | QLD | QSUM | Sumner | Energy Queensland | Winter | Non-coincident | 2017 | ACTUAL_RAW | 5.1637 | 23.9478 | QLD Sumner |  |  | FALSE | #N/A | #N/A | #N/A | #N/A | #N/A | #N/A | #N/A | #N/A | #N/A | #N/A
TRUE | QLD | QSUM | Sumner | Energy Queensland | Winter | Non-coincident | 2017 | ACTUAL_OPG | 5.1637 | 23.9478 | QLD Sumner |  |  | FALSE | #N/A | #N/A | #N/A | #N/A | #N/A | #N/A | #N/A | #N/A | #N/A | #N/A
TRUE | QLD | QSUM | Sumner | Energy Queensland | Winter | Non-coincident | 2017 | ACTUAL_ADJUSTEDOPG | 5.1637 | 23.9478 | QLD Sumner |  |  | FALSE | #N/A | #N/A | #N/A | #N/A | #N/A | #N/A | #N/A | #N/A | #N/A | #N/A
TRUE | QLD | QSUM | Sumner | Energy Queensland | Winter | Coincident | 2018 | ACTUAL_OPG | 4.658 | 22.1056 | QLD Sumner |  |  | FALSE | #N/A | #N/A | #N/A | #N/A | #N/A | #N/A | #N/A | #N/A | #N/A | #N/A
TRUE | QLD | QSUM | Sumner | Energy Queensland | Winter | Coincident | 2018 | ACTUAL_RAW | 4.658 | 22.1056 | QLD Sumner |  |  | FALSE | #N/A | #N/A | #N/A | #N/A | #N/A | #N/A | #N/A | #N/A | #N/A | #N/A
TRUE | QLD | QSUM | Sumner | Energy Queensland | Winter | Non-coincident | 2018 | ACTUAL_RAW | 4.2106 | 24.5588 | QLD Sumner |  |  | FALSE | #N/A | #N/A | #N/A | #N/A | #N/A | #N/A | #N/A | #N/A | #N/A | #N/A
TRUE | QLD | QSUM | Sumner | Energy Queensland | Winter | Non-coincident | 2018 | ACTUAL_OPG | 4.2106 | 24.5588 | QLD Sumner |  |  | FALSE | #N/A | #N/A | #N/A | #N/A | #N/A | #N/A | #N/A | #N/A | #N/A | #N/A
TRUE | QLD | QSUM | Sumner | Energy Queensland | Winter | Non-coincident | 2018 | ACTUAL_ADJUSTEDOPG | 4.2106 | 24.5588 | QLD Sumner |  |  | FALSE | #N/A | #N/A | #N/A | #N/A | #N/A | #N/A | #N/A | #N/A | #N/A | #N/A
TRUE | QLD | QSUM | Sumner | Energy Queensland | Winter | Coincident | 2019 | ACTUAL_OPG | 6.0025 | 21.8036 | QLD Sumner |  |  | FALSE | #N/A | #N/A | #N/A | #N/A | #N/A | #N/A | #N/A | #N/A | #N/A | #N/A
TRUE | QLD | QSUM | Sumner | Energy Queensland | Winter | Coincident | 2019 | ACTUAL_RAW | 6.0025 | 21.8036 | QLD Sumner |  |  | FALSE | #N/A | #N/A | #N/A | #N/A | #N/A | #N/A | #N/A | #N/A | #N/A | #N/A
TRUE | QLD | QSUM | Sumner | Energy Queensland | Winter | Non-coincident | 2019 | ACTUAL_RAW | 3.5874 | 23.0839 | QLD Sumner |  |  | FALSE | #N/A | #N/A | #N/A | #N/A | #N/A | #N/A | #N/A | #N/A | #N/A | #N/A
TRUE | QLD | QSUM | Sumner | Energy Queensland | Winter | Non-coincident | 2019 | ACTUAL_OPG | 3.5874 | 23.0839 | QLD Sumner |  |  | FALSE | #N/A | #N/A | #N/A | #N/A | #N/A | #N/A | #N/A | #N/A | #N/A | #N/A
TRUE | QLD | QSUM | Sumner | Energy Queensland | Winter | Non-coincident | 2019 | ACTUAL_ADJUSTEDOPG | 3.5874 | 23.0839 | QLD Sumner |  |  | FALSE | #N/A | #N/A | #N/A | #N/A | #N/A | #N/A | #N/A | #N/A | #N/A | #N/A
TRUE | QLD | QSUM | Sumner | Energy Queensland | Winter | Non-coincident | 2019 | BASEYEARPOE90 | 1.8997 | NA | QLD Sumner |  |  | FALSE | #N/A | #N/A | #N/A | #N/A | #N/A | #N/A | #N/A | #N/A | #N/A | #N/A
TRUE | QLD | QSUM | Sumner | Energy Queensland | Winter | Non-coincident | 2019 | BASEYEARPOE50 | 2.8816 | 23.5613 | QLD Sumner |  |  | FALSE | #N/A | #N/A | #N/A | #N/A | #N/A | #N/A | #N/A | #N/A | #N/A | #N/A
TRUE | QLD | QSUM | Sumner | Energy Queensland | Winter | Coincident_unreconciled | 2020 | POE90 | 3 | NA | QLD Sumner |  |  | FALSE | #N/A | #N/A | #N/A | #N/A | #N/A | #N/A | #N/A | #N/A | #N/A | #N/A
TRUE | QLD | QSUM | Sumner | Energy Queensland | Winter | Coincident_unreconciled | 2020 | POE50 | 3.9357 | NA | QLD Sumner |  |  | FALSE | #N/A | #N/A | #N/A | #N/A | #N/A | #N/A | #N/A | #N/A | #N/A | #N/A
TRUE | QLD | QSUM | Sumner | Energy Queensland | Winter | Non-coincident | 2020 | POE50 | 3.5 | 23.1913 | QLD Sumner |  |  | FALSE | #N/A | #N/A | #N/A | #N/A | #N/A | #N/A | #N/A | #N/A | #N/A | #N/A
TRUE | QLD | QSUM | Sumner | Energy Queensland | Winter | Non-coincident | 2020 | POE90 | 2.2848 | NA | QLD Sumner |  |  | FALSE | #N/A | #N/A | #N/A | #N/A | #N/A | #N/A | #N/A | #N/A | #N/A | #N/A
TRUE | QLD | QSUM | Sumner | Energy Queensland | Winter | Coincident_unreconciled | 2021 | POE90 | 2.8219 | NA | QLD Sumner |  |  | FALSE | #N/A | #N/A | #N/A | #N/A | #N/A | #N/A | #N/A | #N/A | #N/A | #N/A
TRUE | QLD | QSUM | Sumner | Energy Queensland | Winter | Coincident_unreconciled | 2021 | POE50 | 3.7021 | NA | QLD Sumner |  |  | FALSE | #N/A | #N/A | #N/A | #N/A | #N/A | #N/A | #N/A | #N/A | #N/A | #N/A
TRUE | QLD | QSUM | Sumner | Energy Queensland | Winter | Non-coincident | 2021 | POE50 | 2.7018 | 23.0655 | QLD Sumner |  |  | FALSE | #N/A | #N/A | #N/A | #N/A | #N/A | #N/A | #N/A | #N/A | #N/A | #N/A
TRUE | QLD | QSUM | Sumner | Energy Queensland | Winter | Non-coincident | 2021 | POE90 | 1.4866 | NA | QLD Sumner |  |  | FALSE | #N/A | #N/A | #N/A | #N/A | #N/A | #N/A | #N/A | #N/A | #N/A | #N/A
TRUE | QLD | QSUM | Sumner | Energy Queensland | Winter | Coincident_unreconciled | 2022 | POE90 | 2.6544 | NA | QLD Sumner |  |  | FALSE | #N/A | #N/A | #N/A | #N/A | #N/A | #N/A | #N/A | #N/A | #N/A | #N/A
TRUE | QLD | QSUM | Sumner | Energy Queensland | Winter | Coincident_unreconciled | 2022 | POE50 | 3.4824 | NA | QLD Sumner |  |  | FALSE | #N/A | #N/A | #N/A | #N/A | #N/A | #N/A | #N/A | #N/A | #N/A | #N/A
TRUE | QLD | QSUM | Sumner | Energy Queensland | Winter | Non-coincident | 2022 | POE50 | 1.9537 | 22.9476 | QLD Sumner |  |  | FALSE | #N/A | #N/A | #N/A | #N/A | #N/A | #N/A | #N/A | #N/A | #N/A | #N/A
TRUE | QLD | QSUM | Sumner | Energy Queensland | Winter | Non-coincident | 2022 | POE90 | 0.73844 | NA | QLD Sumner |  |  | FALSE | #N/A | #N/A | #N/A | #N/A | #N/A | #N/A | #N/A | #N/A | #N/A | #N/A
TRUE | QLD | QSUM | Sumner | Energy Queensland | Winter | Coincident_unreconciled | 2023 | POE90 | 2.4969 | NA | QLD Sumner |  |  | FALSE | #N/A | #N/A | #N/A | #N/A | #N/A | #N/A | #N/A | #N/A | #N/A | #N/A
TRUE | QLD | QSUM | Sumner | Energy Queensland | Winter | Coincident_unreconciled | 2023 | POE50 | 3.2757 | NA | QLD Sumner |  |  | FALSE | #N/A | #N/A | #N/A | #N/A | #N/A | #N/A | #N/A | #N/A | #N/A | #N/A
TRUE | QLD | QSUM | Sumner | Energy Queensland | Winter | Non-coincident | 2023 | POE50 | 1.3273 | 22.849 | QLD Sumner |  |  | FALSE | #N/A | #N/A | #N/A | #N/A | #N/A | #N/A | #N/A | #N/A | #N/A | #N/A
TRUE | QLD | QSUM | Sumner | Energy Queensland | Winter | Non-coincident | 2023 | POE90 | 0.11209 | NA | QLD Sumner |  |  | FALSE | #N/A | #N/A | #N/A | #N/A | #N/A | #N/A | #N/A | #N/A | #N/A | #N/A
TRUE | QLD | QSUM | Sumner | Energy Queensland | Winter | Coincident_unreconciled | 2024 | POE90 | 2.3487 | NA | QLD Sumner |  |  | FALSE | #N/A | #N/A | #N/A | #N/A | #N/A | #N/A | #N/A | #N/A | #N/A | #N/A
TRUE | QLD | QSUM | Sumner | Energy Queensland | Winter | Coincident_unreconciled | 2024 | POE50 | 3.0812 | NA | QLD Sumner |  |  | FALSE | #N/A | #N/A | #N/A | #N/A | #N/A | #N/A | #N/A | #N/A | #N/A | #N/A
TRUE | QLD | QSUM | Sumner | Energy Queensland | Winter | Non-coincident | 2024 | POE50 | 0.7613 | 22.7608 | QLD Sumner |  |  | FALSE | #N/A | #N/A | #N/A | #N/A | #N/A | #N/A | #N/A | #N/A | #N/A | #N/A
TRUE | QLD | QSUM | Sumner | Energy Queensland | Winter | Non-coincident | 2024 | POE90 | -0.45392 | NA | QLD Sumner |  |  | FALSE | #N/A | #N/A | #N/A | #N/A | #N/A | #N/A | #N/A | #N/A | #N/A | #N/A
TRUE | QLD | QSUM | Sumner | Energy Queensland | Winter | Coincident_unreconciled | 2025 | POE90 | 2.2093 | NA | QLD Sumner |  |  | FALSE | #N/A | #N/A | #N/A | #N/A | #N/A | #N/A | #N/A | #N/A | #N/A | #N/A
TRUE | QLD | QSUM | Sumner | Energy Queensland | Winter | Coincident_unreconciled | 2025 | POE50 | 2.8984 | NA | QLD Sumner |  |  | FALSE | #N/A | #N/A | #N/A | #N/A | #N/A | #N/A | #N/A | #N/A | #N/A | #N/A
TRUE | QLD | QSUM | Sumner | Energy Queensland | Winter | Non-coincident | 2025 | POE50 | 0.27602 | 22.6875 | QLD Sumner |  |  | FALSE | #N/A | #N/A | #N/A | #N/A | #N/A | #N/A | #N/A | #N/A | #N/A | #N/A
TRUE | QLD | QSUM | Sumner | Energy Queensland | Winter | Non-coincident | 2025 | POE90 | -0.93919 | NA | QLD Sumner |  |  | FALSE | #N/A | #N/A | #N/A | #N/A | #N/A | #N/A | #N/A | #N/A | #N/A | #N/A
TRUE | QLD | QSUM | Sumner | Energy Queensland | Winter | Coincident_unreconciled | 2026 | POE90 | 2.0782 | NA | QLD Sumner |  |  | FALSE | #N/A | #N/A | #N/A | #N/A | #N/A | #N/A | #N/A | #N/A | #N/A | #N/A
TRUE | QLD | QSUM | Sumner | Energy Queensland | Winter | Coincident_unreconciled | 2026 | POE50 | 2.7263 | NA | QLD Sumner |  |  | FALSE | #N/A | #N/A | #N/A | #N/A | #N/A | #N/A | #N/A | #N/A | #N/A | #N/A
TRUE | QLD | QSUM | Sumner | Energy Queensland | Winter | Non-coincident | 2026 | POE50 | -0.30157 | 22.657 | QLD Sumner |  |  | FALSE | #N/A | #N/A | #N/A | #N/A | #N/A | #N/A | #N/A | #N/A | #N/A | #N/A
TRUE | QLD | QSUM | Sumner | Energy Queensland | Winter | Non-coincident | 2026 | POE90 | -1.5168 | NA | QLD Sumner |  |  | FALSE | #N/A | #N/A | #N/A | #N/A | #N/A | #N/A | #N/A | #N/A | #N/A | #N/A
TRUE | QLD | QSUM | Sumner | Energy Queensland | Winter | Coincident_unreconciled | 2027 | POE90 | 1.9548 | NA | QLD Sumner |  |  | FALSE | #N/A | #N/A | #N/A | #N/A | #N/A | #N/A | #N/A | #N/A | #N/A | #N/A
TRUE | QLD | QSUM | Sumner | Energy Queensland | Winter | Coincident_unreconciled | 2027 | POE50 | 2.5645 | NA | QLD Sumner |  |  | FALSE | #N/A | #N/A | #N/A | #N/A | #N/A | #N/A | #N/A | #N/A | #N/A | #N/A
TRUE | QLD | QSUM | Sumner | Energy Queensland | Winter | Non-coincident | 2027 | POE50 | -0.76538 | 22.6936 | QLD Sumner |  |  | FALSE | #N/A | #N/A | #N/A | #N/A | #N/A | #N/A | #N/A | #N/A | #N/A | #N/A
TRUE | QLD | QSUM | Sumner | Energy Queensland | Winter | Non-coincident | 2027 | POE90 | -1.9806 | NA | QLD Sumner |  |  | FALSE | #N/A | #N/A | #N/A | #N/A | #N/A | #N/A | #N/A | #N/A | #N/A | #N/A
TRUE | QLD | QSUM | Sumner | Energy Queensland | Winter | Coincident_unreconciled | 2028 | POE90 | 1.8388 | NA | QLD Sumner |  |  | FALSE | #N/A | #N/A | #N/A | #N/A | #N/A | #N/A | #N/A | #N/A | #N/A | #N/A
TRUE | QLD | QSUM | Sumner | Energy Queensland | Winter | Coincident_unreconciled | 2028 | POE50 | 2.4123 | NA | QLD Sumner |  |  | FALSE | #N/A | #N/A | #N/A | #N/A | #N/A | #N/A | #N/A | #N/A | #N/A | #N/A
TRUE | QLD | QSUM | Sumner | Energy Queensland | Winter | Non-coincident | 2028 | POE50 | -1.1765 | 22.8571 | QLD Sumner |  |  | FALSE | #N/A | #N/A | #N/A | #N/A | #N/A | #N/A | #N/A | #N/A | #N/A | #N/A
TRUE | QLD | QSUM | Sumner | Energy Queensland | Winter | Non-coincident | 2028 | POE90 | -2.3917 | NA | QLD Sumner |  |  | FALSE | #N/A | #N/A | #N/A | #N/A | #N/A | #N/A | #N/A | #N/A | #N/A | #N/A
TRUE | QLD | QSUM | Sumner | Energy Queensland | Winter | Coincident_unreconciled | 2029 | POE90 | 1.7296 | NA | QLD Sumner |  |  | FALSE | #N/A | #N/A | #N/A | #N/A | #N/A | #N/A | #N/A | #N/A | #N/A | #N/A
TRUE | QLD | QSUM | Sumner | Energy Queensland | Winter | Coincident_unreconciled | 2029 | POE50 | 2.2691 | NA | QLD Sumner |  |  | FALSE | #N/A | #N/A | #N/A | #N/A | #N/A | #N/A | #N/A | #N/A | #N/A | #N/A
TRUE | QLD | QSUM | Sumner | Energy Queensland | Winter | Non-coincident | 2029 | POE50 | -1.5428 | 23.0065 | QLD Sumner |  |  | FALSE | #N/A | #N/A | #N/A | #N/A | #N/A | #N/A | #N/A | #N/A | #N/A | #N/A
TRUE | QLD | QSUM | Sumner | Energy Queensland | Winter | Non-coincident | 2029 | POE90 | -2.758 | NA | QLD Sumner |  |  | FALSE | #N/A | #N/A | #N/A | #N/A | #N/A | #N/A | #N/A | #N/A | #N/A | #N/A
TRUE | QLD | QSUM | Sumner | Energy Queensland | Shoulder | Non-coincident | 2019 | BASEYEARPOE10 | NA | 23.8762 | QLD Sumner |  |  | FALSE | #N/A | #N/A | #N/A | #N/A | #N/A | #N/A | #N/A | #N/A | #N/A | #N/A
TRUE | QLD | QSUM | Sumner | Energy Queensland | Shoulder | Coincident | 2021 | POE10 | NA | 24.722 | QLD Sumner |  |  | FALSE | #N/A | #N/A | #N/A | #N/A | #N/A | #N/A | #N/A | #N/A | #N/A | #N/A
TRUE | QLD | QSUM | Sumner | Energy Queensland | Shoulder | Coincident | 2021 | POE50 | NA | 20.9226 | QLD Sumner |  |  | FALSE | #N/A | #N/A | #N/A | #N/A | #N/A | #N/A | #N/A | #N/A | #N/A | #N/A
TRUE | QLD | QSUM | Sumner | Energy Queensland | Shoulder | Non-coincident | 2021 | POE10 | NA | 25.7396 | QLD Sumner |  |  | FALSE | #N/A | #N/A | #N/A | #N/A | #N/A | #N/A | #N/A | #N/A | #N/A | #N/A
TRUE | QLD | QSUM | Sumner | Energy Queensland | Shoulder | Coincident | 2022 | POE10 | NA | 25.4773 | QLD Sumner |  |  | FALSE | #N/A | #N/A | #N/A | #N/A | #N/A | #N/A | #N/A | #N/A | #N/A | #N/A
TRUE | QLD | QSUM | Sumner | Energy Queensland | Shoulder | Coincident | 2022 | POE50 | NA | 21.2019 | QLD Sumner |  |  | FALSE | #N/A | #N/A | #N/A | #N/A | #N/A | #N/A | #N/A | #N/A | #N/A | #N/A
TRUE | QLD | QSUM | Sumner | Energy Queensland | Shoulder | Non-coincident | 2022 | POE10 | NA | 25.6933 | QLD Sumner |  |  | FALSE | #N/A | #N/A | #N/A | #N/A | #N/A | #N/A | #N/A | #N/A | #N/A | #N/A
TRUE | QLD | QSUM | Sumner | Energy Queensland | Shoulder | Coincident | 2023 | POE10 | NA | 25.5918 | QLD Sumner |  |  | FALSE | #N/A | #N/A | #N/A | #N/A | #N/A | #N/A | #N/A | #N/A | #N/A | #N/A
TRUE | QLD | QSUM | Sumner | Energy Queensland | Shoulder | Coincident | 2023 | POE50 | NA | 21.4001 | QLD Sumner |  |  | FALSE | #N/A | #N/A | #N/A | #N/A | #N/A | #N/A | #N/A | #N/A | #N/A | #N/A
TRUE | QLD | QSUM | Sumner | Energy Queensland | Shoulder | Non-coincident | 2023 | POE10 | NA | 25.7598 | QLD Sumner |  |  | FALSE | #N/A | #N/A | #N/A | #N/A | #N/A | #N/A | #N/A | #N/A | #N/A | #N/A
TRUE | QLD | QSUM | Sumner | Energy Queensland | Shoulder | Coincident | 2024 | POE10 | NA | 25.7762 | QLD Sumner |  |  | FALSE | #N/A | #N/A | #N/A | #N/A | #N/A | #N/A | #N/A | #N/A | #N/A | #N/A
TRUE | QLD | QSUM | Sumner | Energy Queensland | Shoulder | Coincident | 2024 | POE50 | NA | 21.8367 | QLD Sumner |  |  | FALSE | #N/A | #N/A | #N/A | #N/A | #N/A | #N/A | #N/A | #N/A | #N/A | #N/A
TRUE | QLD | QSUM | Sumner | Energy Queensland | Shoulder | Non-coincident | 2024 | POE10 | NA | 25.8211 | QLD Sumner |  |  | FALSE | #N/A | #N/A | #N/A | #N/A | #N/A | #N/A | #N/A | #N/A | #N/A | #N/A
TRUE | QLD | QSUM | Sumner | Energy Queensland | Shoulder | Coincident | 2025 | POE10 | NA | 25.9167 | QLD Sumner |  |  | FALSE | #N/A | #N/A | #N/A | #N/A | #N/A | #N/A | #N/A | #N/A | #N/A | #N/A
TRUE | QLD | QSUM | Sumner | Energy Queensland | Shoulder | Coincident | 2025 | POE50 | NA | 21.7952 | QLD Sumner |  |  | FALSE | #N/A | #N/A | #N/A | #N/A | #N/A | #N/A | #N/A | #N/A | #N/A | #N/A
TRUE | QLD | QSUM | Sumner | Energy Queensland | Shoulder | Non-coincident | 2025 | POE10 | NA | 25.9167 | QLD Sumner |  |  | FALSE | #N/A | #N/A | #N/A | #N/A | #N/A | #N/A | #N/A | #N/A | #N/A | #N/A
TRUE | QLD | QSUM | Sumner | Energy Queensland | Shoulder | Coincident | 2026 | POE10 | NA | 25.8528 | QLD Sumner |  |  | FALSE | #N/A | #N/A | #N/A | #N/A | #N/A | #N/A | #N/A | #N/A | #N/A | #N/A
TRUE | QLD | QSUM | Sumner | Energy Queensland | Shoulder | Coincident | 2026 | POE50 | NA | 21.8618 | QLD Sumner |  |  | FALSE | #N/A | #N/A | #N/A | #N/A | #N/A | #N/A | #N/A | #N/A | #N/A | #N/A
TRUE | QLD | QSUM | Sumner | Energy Queensland | Shoulder | Non-coincident | 2026 | POE10 | NA | 25.9513 | QLD Sumner |  |  | FALSE | #N/A | #N/A | #N/A | #N/A | #N/A | #N/A | #N/A | #N/A | #N/A | #N/A
TRUE | QLD | QSUM | Sumner | Energy Queensland | Shoulder | Coincident | 2027 | POE10 | NA | 25.8335 | QLD Sumner |  |  | FALSE | #N/A | #N/A | #N/A | #N/A | #N/A | #N/A | #N/A | #N/A | #N/A | #N/A
TRUE | QLD | QSUM | Sumner | Energy Queensland | Shoulder | Coincident | 2027 | POE50 | NA | 21.8286 | QLD Sumner |  |  | FALSE | #N/A | #N/A | #N/A | #N/A | #N/A | #N/A | #N/A | #N/A | #N/A | #N/A
TRUE | QLD | QSUM | Sumner | Energy Queensland | Shoulder | Non-coincident | 2027 | POE10 | NA | 26.0402 | QLD Sumner |  |  | FALSE | #N/A | #N/A | #N/A | #N/A | #N/A | #N/A | #N/A | #N/A | #N/A | #N/A
TRUE | QLD | QSUM | Sumner | Energy Queensland | Shoulder | Coincident | 2028 | POE10 | NA | 25.8564 | QLD Sumner |  |  | FALSE | #N/A | #N/A | #N/A | #N/A | #N/A | #N/A | #N/A | #N/A | #N/A | #N/A
TRUE | QLD | QSUM | Sumner | Energy Queensland | Shoulder | Coincident | 2028 | POE50 | NA | 21.9116 | QLD Sumner |  |  | FALSE | #N/A | #N/A | #N/A | #N/A | #N/A | #N/A | #N/A | #N/A | #N/A | #N/A
TRUE | QLD | QSUM | Sumner | Energy Queensland | Shoulder | Non-coincident | 2028 | POE10 | NA | 26.1626 | QLD Sumner |  |  | FALSE | #N/A | #N/A | #N/A | #N/A | #N/A | #N/A | #N/A | #N/A | #N/A | #N/A
TRUE | QLD | QSUM | Sumner | Energy Queensland | Shoulder | Coincident | 2029 | POE10 | NA | 26.2605 | QLD Sumner |  |  | FALSE | #N/A | #N/A | #N/A | #N/A | #N/A | #N/A | #N/A | #N/A | #N/A | #N/A
TRUE | QLD | QSUM | Sumner | Energy Queensland | Shoulder | Coincident | 2029 | POE50 | NA | 22.1412 | QLD Sumner |  |  | FALSE | #N/A | #N/A | #N/A | #N/A | #N/A | #N/A | #N/A | #N/A | #N/A | #N/A
TRUE | QLD | QSUM | Sumner | Energy Queensland | Shoulder | Non-coincident | 2029 | POE10 | NA | 26.3262 | QLD Sumner |  |  | FALSE | #N/A | #N/A | #N/A | #N/A | #N/A | #N/A | #N/A | #N/A | #N/A | #N/A
TRUE | QLD | QSUM | Sumner | Energy Queensland | Shoulder | Coincident | 2030 | POE10 | NA | 26.4561 | QLD Sumner |  |  | FALSE | #N/A | #N/A | #N/A | #N/A | #N/A | #N/A | #N/A | #N/A | #N/A | #N/A
TRUE | QLD | QSUM | Sumner | Energy Queensland | Shoulder | Coincident | 2030 | POE50 | NA | 22.3534 | QLD Sumner |  |  | FALSE | #N/A | #N/A | #N/A | #N/A | #N/A | #N/A | #N/A | #N/A | #N/A | #N/A
TRUE | QLD | QSUM | Sumner | Energy Queensland | Shoulder | Non-coincident | 2030 | POE10 | NA | 26.5239 | QLD Sumner |  |  | FALSE | #N/A | #N/A | #N/A | #N/A | #N/A | #N/A | #N/A | #N/A | #N/A | #N/A
TRUE | QLD | QSUM | Sumner | Energy Queensland | Summer | Non-coincident | 2019 | BASEYEARPOE10 | NA | 35.6573 | QLD Sumner |  |  | FALSE | #N/A | #N/A | #N/A | #N/A | #N/A | #N/A | #N/A | #N/A | #N/A | #N/A
TRUE | QLD | QSUM | Sumner | Energy Queensland | Summer | Coincident | 2021 | POE10 | NA | 33.3218 | QLD Sumner |  |  | FALSE | #N/A | #N/A | #N/A | #N/A | #N/A | #N/A | #N/A | #N/A | #N/A | #N/A
TRUE | QLD | QSUM | Sumner | Energy Queensland | Summer | Coincident | 2021 | POE50 | NA | 30.3846 | QLD Sumner |  |  | FALSE | #N/A | #N/A | #N/A | #N/A | #N/A | #N/A | #N/A | #N/A | #N/A | #N/A
TRUE | QLD | QSUM | Sumner | Energy Queensland | Summer | Non-coincident | 2021 | POE10 | NA | 36.3867 | QLD Sumner |  |  | FALSE | #N/A | #N/A | #N/A | #N/A | #N/A | #N/A | #N/A | #N/A | #N/A | #N/A
TRUE | QLD | QSUM | Sumner | Energy Queensland | Summer | Coincident | 2022 | POE10 | NA | 34.0196 | QLD Sumner |  |  | FALSE | #N/A | #N/A | #N/A | #N/A | #N/A | #N/A | #N/A | #N/A | #N/A | #N/A
TRUE | QLD | QSUM | Sumner | Energy Queensland | Summer | Coincident | 2022 | POE50 | NA | 30.9728 | QLD Sumner |  |  | FALSE | #N/A | #N/A | #N/A | #N/A | #N/A | #N/A | #N/A | #N/A | #N/A | #N/A
TRUE | QLD | QSUM | Sumner | Energy Queensland | Summer | Non-coincident | 2022 | POE10 | NA | 36.2392 | QLD Sumner |  |  | FALSE | #N/A | #N/A | #N/A | #N/A | #N/A | #N/A | #N/A | #N/A | #N/A | #N/A
TRUE | QLD | QSUM | Sumner | Energy Queensland | Summer | Coincident | 2023 | POE10 | NA | 34.2905 | QLD Sumner |  |  | FALSE | #N/A | #N/A | #N/A | #N/A | #N/A | #N/A | #N/A | #N/A | #N/A | #N/A
TRUE | QLD | QSUM | Sumner | Energy Queensland | Summer | Coincident | 2023 | POE50 | NA | 31.1501 | QLD Sumner |  |  | FALSE | #N/A | #N/A | #N/A | #N/A | #N/A | #N/A | #N/A | #N/A | #N/A | #N/A
TRUE | QLD | QSUM | Sumner | Energy Queensland | Summer | Non-coincident | 2023 | POE10 | NA | 36.1104 | QLD Sumner |  |  | FALSE | #N/A | #N/A | #N/A | #N/A | #N/A | #N/A | #N/A | #N/A | #N/A | #N/A
TRUE | QLD | QSUM | Sumner | Energy Queensland | Summer | Coincident | 2024 | POE10 | NA | 34.7653 | QLD Sumner |  |  | FALSE | #N/A | #N/A | #N/A | #N/A | #N/A | #N/A | #N/A | #N/A | #N/A | #N/A
TRUE | QLD | QSUM | Sumner | Energy Queensland | Summer | Coincident | 2024 | POE50 | NA | 31.6112 | QLD Sumner |  |  | FALSE | #N/A | #N/A | #N/A | #N/A | #N/A | #N/A | #N/A | #N/A | #N/A | #N/A
TRUE | QLD | QSUM | Sumner | Energy Queensland | Summer | Non-coincident | 2024 | POE10 | NA | 36.01 | QLD Sumner |  |  | FALSE | #N/A | #N/A | #N/A | #N/A | #N/A | #N/A | #N/A | #N/A | #N/A | #N/A
TRUE | QLD | QSUM | Sumner | Energy Queensland | Summer | Coincident | 2025 | POE10 | NA | 34.6825 | QLD Sumner |  |  | FALSE | #N/A | #N/A | #N/A | #N/A | #N/A | #N/A | #N/A | #N/A | #N/A | #N/A
TRUE | QLD | QSUM | Sumner | Energy Queensland | Summer | Coincident | 2025 | POE50 | NA | 31.6977 | QLD Sumner |  |  | FALSE | #N/A | #N/A | #N/A | #N/A | #N/A | #N/A | #N/A | #N/A | #N/A | #N/A
TRUE | QLD | QSUM | Sumner | Energy Queensland | Summer | Non-coincident | 2025 | POE10 | NA | 35.9511 | QLD Sumner |  |  | FALSE | #N/A | #N/A | #N/A | #N/A | #N/A | #N/A | #N/A | #N/A | #N/A | #N/A
TRUE | QLD | QSUM | Sumner | Energy Queensland | Summer | Coincident | 2026 | POE10 | NA | 34.9161 | QLD Sumner |  |  | FALSE | #N/A | #N/A | #N/A | #N/A | #N/A | #N/A | #N/A | #N/A | #N/A | #N/A
TRUE | QLD | QSUM | Sumner | Energy Queensland | Summer | Coincident | 2026 | POE50 | NA | 31.8056 | QLD Sumner |  |  | FALSE | #N/A | #N/A | #N/A | #N/A | #N/A | #N/A | #N/A | #N/A | #N/A | #N/A
TRUE | QLD | QSUM | Sumner | Energy Queensland | Summer | Non-coincident | 2026 | POE10 | NA | 35.8966 | QLD Sumner |  |  | FALSE | #N/A | #N/A | #N/A | #N/A | #N/A | #N/A | #N/A | #N/A | #N/A | #N/A
TRUE | QLD | QSUM | Sumner | Energy Queensland | Summer | Coincident | 2027 | POE10 | NA | 34.7419 | QLD Sumner |  |  | FALSE | #N/A | #N/A | #N/A | #N/A | #N/A | #N/A | #N/A | #N/A | #N/A | #N/A
TRUE | QLD | QSUM | Sumner | Energy Queensland | Summer | Coincident | 2027 | POE50 | NA | 31.7585 | QLD Sumner |  |  | FALSE | #N/A | #N/A | #N/A | #N/A | #N/A | #N/A | #N/A | #N/A | #N/A | #N/A
TRUE | QLD | QSUM | Sumner | Energy Queensland | Summer | Non-coincident | 2027 | POE10 | NA | 35.8616 | QLD Sumner |  |  | FALSE | #N/A | #N/A | #N/A | #N/A | #N/A | #N/A | #N/A | #N/A | #N/A | #N/A
TRUE | QLD | QSUM | Sumner | Energy Queensland | Summer | Coincident | 2028 | POE10 | NA | 34.8805 | QLD Sumner |  |  | FALSE | #N/A | #N/A | #N/A | #N/A | #N/A | #N/A | #N/A | #N/A | #N/A | #N/A
TRUE | QLD | QSUM | Sumner | Energy Queensland | Summer | Coincident | 2028 | POE50 | NA | 31.8748 | QLD Sumner |  |  | FALSE | #N/A | #N/A | #N/A | #N/A | #N/A | #N/A | #N/A | #N/A | #N/A | #N/A
TRUE | QLD | QSUM | Sumner | Energy Queensland | Summer | Non-coincident | 2028 | POE10 | NA | 35.9062 | QLD Sumner |  |  | FALSE | #N/A | #N/A | #N/A | #N/A | #N/A | #N/A | #N/A | #N/A | #N/A | #N/A
TRUE | QLD | QSUM | Sumner | Energy Queensland | Summer | Coincident | 2029 | POE10 | NA | 34.9318 | QLD Sumner |  |  | FALSE | #N/A | #N/A | #N/A | #N/A | #N/A | #N/A | #N/A | #N/A | #N/A | #N/A
TRUE | QLD | QSUM | Sumner | Energy Queensland | Summer | Coincident | 2029 | POE50 | NA | 32.0684 | QLD Sumner |  |  | FALSE | #N/A | #N/A | #N/A | #N/A | #N/A | #N/A | #N/A | #N/A | #N/A | #N/A
TRUE | QLD | QSUM | Sumner | Energy Queensland | Summer | Non-coincident | 2029 | POE10 | NA | 36.0703 | QLD Sumner |  |  | FALSE | #N/A | #N/A | #N/A | #N/A | #N/A | #N/A | #N/A | #N/A | #N/A | #N/A
TRUE | QLD | QSUM | Sumner | Energy Queensland | Summer | Coincident | 2030 | POE10 | NA | 35.1369 | QLD Sumner |  |  | FALSE | #N/A | #N/A | #N/A | #N/A | #N/A | #N/A | #N/A | #N/A | #N/A | #N/A
TRUE | QLD | QSUM | Sumner | Energy Queensland | Summer | Coincident | 2030 | POE50 | NA | 32.0991 | QLD Sumner |  |  | FALSE | #N/A | #N/A | #N/A | #N/A | #N/A | #N/A | #N/A | #N/A | #N/A | #N/A
TRUE | QLD | QSUM | Sumner | Energy Queensland | Summer | Non-coincident | 2030 | POE10 | NA | 36.2589 | QLD Sumner |  |  | FALSE | #N/A | #N/A | #N/A | #N/A | #N/A | #N/A | #N/A | #N/A | #N/A | #N/A
TRUE | QLD | QSUM | Sumner | Energy Queensland | Winter | Non-coincident | 2019 | BASEYEARPOE10 | NA | 24.4751 | QLD Sumner |  |  | FALSE | #N/A | #N/A | #N/A | #N/A | #N/A | #N/A | #N/A | #N/A | #N/A | #N/A
TRUE | QLD | QSUM | Sumner | Energy Queensland | Winter | Coincident | 2020 | POE10 | NA | 23.1011 | QLD Sumner |  |  | FALSE | #N/A | #N/A | #N/A | #N/A | #N/A | #N/A | #N/A | #N/A | #N/A | #N/A
TRUE | QLD | QSUM | Sumner | Energy Queensland | Winter | Coincident | 2020 | POE50 | NA | 21.9237 | QLD Sumner |  |  | FALSE | #N/A | #N/A | #N/A | #N/A | #N/A | #N/A | #N/A | #N/A | #N/A | #N/A
TRUE | QLD | QSUM | Sumner | Energy Queensland | Winter | Non-coincident | 2020 | POE10 | NA | 24.2251 | QLD Sumner |  |  | FALSE | #N/A | #N/A | #N/A | #N/A | #N/A | #N/A | #N/A | #N/A | #N/A | #N/A
TRUE | QLD | QSUM | Sumner | Energy Queensland | Winter | Coincident | 2021 | POE10 | NA | 22.9062 | QLD Sumner |  |  | FALSE | #N/A | #N/A | #N/A | #N/A | #N/A | #N/A | #N/A | #N/A | #N/A | #N/A
TRUE | QLD | QSUM | Sumner | Energy Queensland | Winter | Coincident | 2021 | POE50 | NA | 21.7329 | QLD Sumner |  |  | FALSE | #N/A | #N/A | #N/A | #N/A | #N/A | #N/A | #N/A | #N/A | #N/A | #N/A
TRUE | QLD | QSUM | Sumner | Energy Queensland | Winter | Non-coincident | 2021 | POE10 | NA | 24.0993 | QLD Sumner |  |  | FALSE | #N/A | #N/A | #N/A | #N/A | #N/A | #N/A | #N/A | #N/A | #N/A | #N/A
TRUE | QLD | QSUM | Sumner | Energy Queensland | Winter | Coincident | 2022 | POE10 | NA | 23.412 | QLD Sumner |  |  | FALSE | #N/A | #N/A | #N/A | #N/A | #N/A | #N/A | #N/A | #N/A | #N/A | #N/A
TRUE | QLD | QSUM | Sumner | Energy Queensland | Winter | Coincident | 2022 | POE50 | NA | 22.2166 | QLD Sumner |  |  | FALSE | #N/A | #N/A | #N/A | #N/A | #N/A | #N/A | #N/A | #N/A | #N/A | #N/A
TRUE | QLD | QSUM | Sumner | Energy Queensland | Winter | Non-coincident | 2022 | POE10 | NA | 23.9813 | QLD Sumner |  |  | FALSE | #N/A | #N/A | #N/A | #N/A | #N/A | #N/A | #N/A | #N/A | #N/A | #N/A
TRUE | QLD | QSUM | Sumner | Energy Queensland | Winter | Coincident | 2023 | POE10 | NA | 23.6265 | QLD Sumner |  |  | FALSE | #N/A | #N/A | #N/A | #N/A | #N/A | #N/A | #N/A | #N/A | #N/A | #N/A
TRUE | QLD | QSUM | Sumner | Energy Queensland | Winter | Coincident | 2023 | POE50 | NA | 22.3989 | QLD Sumner |  |  | FALSE | #N/A | #N/A | #N/A | #N/A | #N/A | #N/A | #N/A | #N/A | #N/A | #N/A
TRUE | QLD | QSUM | Sumner | Energy Queensland | Winter | Non-coincident | 2023 | POE10 | NA | 23.8828 | QLD Sumner |  |  | FALSE | #N/A | #N/A | #N/A | #N/A | #N/A | #N/A | #N/A | #N/A | #N/A | #N/A
TRUE | QLD | QSUM | Sumner | Energy Queensland | Winter | Coincident | 2024 | POE10 | NA | 23.9692 | QLD Sumner |  |  | FALSE | #N/A | #N/A | #N/A | #N/A | #N/A | #N/A | #N/A | #N/A | #N/A | #N/A
TRUE | QLD | QSUM | Sumner | Energy Queensland | Winter | Coincident | 2024 | POE50 | NA | 22.6362 | QLD Sumner |  |  | FALSE | #N/A | #N/A | #N/A | #N/A | #N/A | #N/A | #N/A | #N/A | #N/A | #N/A
TRUE | QLD | QSUM | Sumner | Energy Queensland | Winter | Non-coincident | 2024 | POE10 | NA | 23.9692 | QLD Sumner |  |  | FALSE | #N/A | #N/A | #N/A | #N/A | #N/A | #N/A | #N/A | #N/A | #N/A | #N/A
TRUE | QLD | QSUM | Sumner | Energy Queensland | Winter | Coincident | 2025 | POE10 | NA | 23.8923 | QLD Sumner |  |  | FALSE | #N/A | #N/A | #N/A | #N/A | #N/A | #N/A | #N/A | #N/A | #N/A | #N/A
TRUE | QLD | QSUM | Sumner | Energy Queensland | Winter | Coincident | 2025 | POE50 | NA | 22.612 | QLD Sumner |  |  | FALSE | #N/A | #N/A | #N/A | #N/A | #N/A | #N/A | #N/A | #N/A | #N/A | #N/A
TRUE | QLD | QSUM | Sumner | Energy Queensland | Winter | Non-coincident | 2025 | POE10 | NA | 23.8923 | QLD Sumner |  |  | FALSE | #N/A | #N/A | #N/A | #N/A | #N/A | #N/A | #N/A | #N/A | #N/A | #N/A
TRUE | QLD | QSUM | Sumner | Energy Queensland | Winter | Coincident | 2026 | POE10 | NA | 23.8939 | QLD Sumner |  |  | FALSE | #N/A | #N/A | #N/A | #N/A | #N/A | #N/A | #N/A | #N/A | #N/A | #N/A
TRUE | QLD | QSUM | Sumner | Energy Queensland | Winter | Coincident | 2026 | POE50 | NA | 22.657 | QLD Sumner |  |  | FALSE | #N/A | #N/A | #N/A | #N/A | #N/A | #N/A | #N/A | #N/A | #N/A | #N/A
TRUE | QLD | QSUM | Sumner | Energy Queensland | Winter | Non-coincident | 2026 | POE10 | NA | 23.8939 | QLD Sumner |  |  | FALSE | #N/A | #N/A | #N/A | #N/A | #N/A | #N/A | #N/A | #N/A | #N/A | #N/A
TRUE | QLD | QSUM | Sumner | Energy Queensland | Winter | Coincident | 2027 | POE10 | NA | 23.9277 | QLD Sumner |  |  | FALSE | #N/A | #N/A | #N/A | #N/A | #N/A | #N/A | #N/A | #N/A | #N/A | #N/A
TRUE | QLD | QSUM | Sumner | Energy Queensland | Winter | Coincident | 2027 | POE50 | NA | 22.6936 | QLD Sumner |  |  | FALSE | #N/A | #N/A | #N/A | #N/A | #N/A | #N/A | #N/A | #N/A | #N/A | #N/A
TRUE | QLD | QSUM | Sumner | Energy Queensland | Winter | Non-coincident | 2027 | POE10 | NA | 23.9277 | QLD Sumner |  |  | FALSE | #N/A | #N/A | #N/A | #N/A | #N/A | #N/A | #N/A | #N/A | #N/A | #N/A
TRUE | QLD | QSUM | Sumner | Energy Queensland | Winter | Coincident | 2028 | POE10 | NA | 24.2833 | QLD Sumner |  |  | FALSE | #N/A | #N/A | #N/A | #N/A | #N/A | #N/A | #N/A | #N/A | #N/A | #N/A
TRUE | QLD | QSUM | Sumner | Energy Queensland | Winter | Coincident | 2028 | POE50 | NA | 22.8571 | QLD Sumner |  |  | FALSE | #N/A | #N/A | #N/A | #N/A | #N/A | #N/A | #N/A | #N/A | #N/A | #N/A
TRUE | QLD | QSUM | Sumner | Energy Queensland | Winter | Non-coincident | 2028 | POE10 | NA | 24.2833 | QLD Sumner |  |  | FALSE | #N/A | #N/A | #N/A | #N/A | #N/A | #N/A | #N/A | #N/A | #N/A | #N/A
TRUE | QLD | QSUM | Sumner | Energy Queensland | Winter | Coincident | 2029 | POE10 | NA | 24.3086 | QLD Sumner |  |  | FALSE | #N/A | #N/A | #N/A | #N/A | #N/A | #N/A | #N/A | #N/A | #N/A | #N/A
TRUE | QLD | QSUM | Sumner | Energy Queensland | Winter | Coincident | 2029 | POE50 | NA | 23.0065 | QLD Sumner |  |  | FALSE | #N/A | #N/A | #N/A | #N/A | #N/A | #N/A | #N/A | #N/A | #N/A | #N/A
TRUE | QLD | QSUM | Sumner | Energy Queensland | Winter | Non-coincident | 2029 | POE10 | NA | 24.3086 | QLD Sumner |  |  | FALSE | #N/A | #N/A | #N/A | #N/A | #N/A | #N/A | #N/A | #N/A | #N/A | #N/A
TRUE | QLD | QSYC | Stony Creek | Energy Queensland | Shoulder | Coincident | 2017 | ACTUAL_OPG | 2.5688 | 0.014714 | QLD Stony Creek |  |  | FALSE | #N/A | #N/A | #N/A | #N/A | #N/A | #N/A | #N/A | #N/A | #N/A | #N/A
TRUE | QLD | QSYC | Stony Creek | Energy Queensland | Shoulder | Coincident | 2017 | ACTUAL_RAW | 2.5688 | 0.014714 | QLD Stony Creek |  |  | FALSE | #N/A | #N/A | #N/A | #N/A | #N/A | #N/A | #N/A | #N/A | #N/A | #N/A
TRUE | QLD | QSYC | Stony Creek | Energy Queensland | Shoulder | Non-coincident | 2017 | ACTUAL_RAW | 0.003238 | 2.6367 | QLD Stony Creek |  |  | FALSE | #N/A | #N/A | #N/A | #N/A | #N/A | #N/A | #N/A | #N/A | #N/A | #N/A
TRUE | QLD | QSYC | Stony Creek | Energy Queensland | Shoulder | Non-coincident | 2017 | ACTUAL_OPG | 0.003238 | 2.6367 | QLD Stony Creek |  |  | FALSE | #N/A | #N/A | #N/A | #N/A | #N/A | #N/A | #N/A | #N/A | #N/A | #N/A
TRUE | QLD | QSYC | Stony Creek | Energy Queensland | Shoulder | Non-coincident | 2017 | ACTUAL_ADJUSTEDOPG | 0.003238 | 2.6367 | QLD Stony Creek |  |  | FALSE | #N/A | #N/A | #N/A | #N/A | #N/A | #N/A | #N/A | #N/A | #N/A | #N/A
TRUE | QLD | QSYC | Stony Creek | Energy Queensland | Shoulder | Coincident | 2018 | ACTUAL_OPG | 0.060014 | 0.05545 | QLD Stony Creek |  |  | FALSE | #N/A | #N/A | #N/A | #N/A | #N/A | #N/A | #N/A | #N/A | #N/A | #N/A
TRUE | QLD | QSYC | Stony Creek | Energy Queensland | Shoulder | Coincident | 2018 | ACTUAL_RAW | 0.060014 | 0.05545 | QLD Stony Creek |  |  | FALSE | #N/A | #N/A | #N/A | #N/A | #N/A | #N/A | #N/A | #N/A | #N/A | #N/A
TRUE | QLD | QSYC | Stony Creek | Energy Queensland | Shoulder | Non-coincident | 2018 | ACTUAL_RAW | 0.023264 | 4.8429 | QLD Stony Creek |  |  | FALSE | #N/A | #N/A | #N/A | #N/A | #N/A | #N/A | #N/A | #N/A | #N/A | #N/A
TRUE | QLD | QSYC | Stony Creek | Energy Queensland | Shoulder | Non-coincident | 2018 | ACTUAL_OPG | 0.023264 | 4.8429 | QLD Stony Creek |  |  | FALSE | #N/A | #N/A | #N/A | #N/A | #N/A | #N/A | #N/A | #N/A | #N/A | #N/A
TRUE | QLD | QSYC | Stony Creek | Energy Queensland | Shoulder | Non-coincident | 2018 | ACTUAL_ADJUSTEDOPG | 0.023264 | 4.8429 | QLD Stony Creek |  |  | FALSE | #N/A | #N/A | #N/A | #N/A | #N/A | #N/A | #N/A | #N/A | #N/A | #N/A
TRUE | QLD | QSYC | Stony Creek | Energy Queensland | Shoulder | Coincident | 2019 | ACTUAL_OPG | 0.049504 | 2.5996 | QLD Stony Creek |  |  | FALSE | #N/A | #N/A | #N/A | #N/A | #N/A | #N/A | #N/A | #N/A | #N/A | #N/A
TRUE | QLD | QSYC | Stony Creek | Energy Queensland | Shoulder | Coincident | 2019 | ACTUAL_RAW | 0.049504 | 2.5996 | QLD Stony Creek |  |  | FALSE | #N/A | #N/A | #N/A | #N/A | #N/A | #N/A | #N/A | #N/A | #N/A | #N/A
TRUE | QLD | QSYC | Stony Creek | Energy Queensland | Shoulder | Non-coincident | 2019 | ACTUAL_RAW | 0.02767 | 2.6777 | QLD Stony Creek |  |  | FALSE | #N/A | #N/A | #N/A | #N/A | #N/A | #N/A | #N/A | #N/A | #N/A | #N/A
TRUE | QLD | QSYC | Stony Creek | Energy Queensland | Shoulder | Non-coincident | 2019 | ACTUAL_OPG | 0.02767 | 2.6777 | QLD Stony Creek |  |  | FALSE | #N/A | #N/A | #N/A | #N/A | #N/A | #N/A | #N/A | #N/A | #N/A | #N/A
TRUE | QLD | QSYC | Stony Creek | Energy Queensland | Shoulder | Non-coincident | 2019 | ACTUAL_ADJUSTEDOPG | 0.02767 | 2.6777 | QLD Stony Creek |  |  | FALSE | #N/A | #N/A | #N/A | #N/A | #N/A | #N/A | #N/A | #N/A | #N/A | #N/A
TRUE | QLD | QSYC | Stony Creek | Energy Queensland | Shoulder | Non-coincident | 2019 | BASEYEARPOE90 | -0.0754 | NA | QLD Stony Creek |  |  | FALSE | #N/A | #N/A | #N/A | #N/A | #N/A | #N/A | #N/A | #N/A | #N/A | #N/A
TRUE | QLD | QSYC | Stony Creek | Energy Queensland | Shoulder | Non-coincident | 2019 | BASEYEARPOE50 | -0.024949 | 4.5995 | QLD Stony Creek |  |  | FALSE | #N/A | #N/A | #N/A | #N/A | #N/A | #N/A | #N/A | #N/A | #N/A | #N/A
TRUE | QLD | QSYC | Stony Creek | Energy Queensland | Shoulder | Coincident | 2020 | ACTUAL_OPG | 0.052082 | 2.606 | QLD Stony Creek |  |  | FALSE | #N/A | #N/A | #N/A | #N/A | #N/A | #N/A | #N/A | #N/A | #N/A | #N/A
TRUE | QLD | QSYC | Stony Creek | Energy Queensland | Shoulder | Coincident | 2020 | ACTUAL_RAW | 0.052082 | 2.606 | QLD Stony Creek |  |  | FALSE | #N/A | #N/A | #N/A | #N/A | #N/A | #N/A | #N/A | #N/A | #N/A | #N/A
TRUE | QLD | QSYC | Stony Creek | Energy Queensland | Shoulder | Non-coincident | 2020 | ACTUAL_RAW | 0.048626 | 2.6469 | QLD Stony Creek |  |  | FALSE | #N/A | #N/A | #N/A | #N/A | #N/A | #N/A | #N/A | #N/A | #N/A | #N/A
TRUE | QLD | QSYC | Stony Creek | Energy Queensland | Shoulder | Non-coincident | 2020 | ACTUAL_OPG | 0.048626 | 2.6469 | QLD Stony Creek |  |  | FALSE | #N/A | #N/A | #N/A | #N/A | #N/A | #N/A | #N/A | #N/A | #N/A | #N/A
TRUE | QLD | QSYC | Stony Creek | Energy Queensland | Shoulder | Non-coincident | 2020 | ACTUAL_ADJUSTEDOPG | 0.048626 | 2.6469 | QLD Stony Creek |  |  | FALSE | #N/A | #N/A | #N/A | #N/A | #N/A | #N/A | #N/A | #N/A | #N/A | #N/A
TRUE | QLD | QSYC | Stony Creek | Energy Queensland | Shoulder | Coincident_unreconciled | 2021 | POE50 | -0.01418 | NA | QLD Stony Creek |  |  | FALSE | #N/A | #N/A | #N/A | #N/A | #N/A | #N/A | #N/A | #N/A | #N/A | #N/A
TRUE | QLD | QSYC | Stony Creek | Energy Queensland | Shoulder | Coincident_unreconciled | 2021 | POE90 | -0.04261 | NA | QLD Stony Creek |  |  | FALSE | #N/A | #N/A | #N/A | #N/A | #N/A | #N/A | #N/A | #N/A | #N/A | #N/A
TRUE | QLD | QSYC | Stony Creek | Energy Queensland | Shoulder | Non-coincident | 2021 | POE50 | 0.03 | 4.6016 | QLD Stony Creek |  |  | FALSE | #N/A | #N/A | #N/A | #N/A | #N/A | #N/A | #N/A | #N/A | #N/A | #N/A
TRUE | QLD | QSYC | Stony Creek | Energy Queensland | Shoulder | Non-coincident | 2021 | POE90 | -0.02045 | NA | QLD Stony Creek |  |  | FALSE | #N/A | #N/A | #N/A | #N/A | #N/A | #N/A | #N/A | #N/A | #N/A | #N/A
TRUE | QLD | QSYC | Stony Creek | Energy Queensland | Shoulder | Coincident_unreconciled | 2022 | POE50 | -0.01418 | NA | QLD Stony Creek |  |  | FALSE | #N/A | #N/A | #N/A | #N/A | #N/A | #N/A | #N/A | #N/A | #N/A | #N/A
TRUE | QLD | QSYC | Stony Creek | Energy Queensland | Shoulder | Coincident_unreconciled | 2022 | POE90 | -0.04261 | NA | QLD Stony Creek |  |  | FALSE | #N/A | #N/A | #N/A | #N/A | #N/A | #N/A | #N/A | #N/A | #N/A | #N/A
TRUE | QLD | QSYC | Stony Creek | Energy Queensland | Shoulder | Non-coincident | 2022 | POE50 | 0.03 | 4.6016 | QLD Stony Creek |  |  | FALSE | #N/A | #N/A | #N/A | #N/A | #N/A | #N/A | #N/A | #N/A | #N/A | #N/A
TRUE | QLD | QSYC | Stony Creek | Energy Queensland | Shoulder | Non-coincident | 2022 | POE90 | -0.02045 | NA | QLD Stony Creek |  |  | FALSE | #N/A | #N/A | #N/A | #N/A | #N/A | #N/A | #N/A | #N/A | #N/A | #N/A
TRUE | QLD | QSYC | Stony Creek | Energy Queensland | Shoulder | Coincident_unreconciled | 2023 | POE50 | -0.01418 | NA | QLD Stony Creek |  |  | FALSE | #N/A | #N/A | #N/A | #N/A | #N/A | #N/A | #N/A | #N/A | #N/A | #N/A
TRUE | QLD | QSYC | Stony Creek | Energy Queensland | Shoulder | Coincident_unreconciled | 2023 | POE90 | -0.04261 | NA | QLD Stony Creek |  |  | FALSE | #N/A | #N/A | #N/A | #N/A | #N/A | #N/A | #N/A | #N/A | #N/A | #N/A
TRUE | QLD | QSYC | Stony Creek | Energy Queensland | Shoulder | Non-coincident | 2023 | POE50 | 0.03 | 4.6016 | QLD Stony Creek |  |  | FALSE | #N/A | #N/A | #N/A | #N/A | #N/A | #N/A | #N/A | #N/A | #N/A | #N/A
TRUE | QLD | QSYC | Stony Creek | Energy Queensland | Shoulder | Non-coincident | 2023 | POE90 | -0.02045 | NA | QLD Stony Creek |  |  | FALSE | #N/A | #N/A | #N/A | #N/A | #N/A | #N/A | #N/A | #N/A | #N/A | #N/A
TRUE | QLD | QSYC | Stony Creek | Energy Queensland | Shoulder | Coincident_unreconciled | 2024 | POE50 | -0.01417 | NA | QLD Stony Creek |  |  | FALSE | #N/A | #N/A | #N/A | #N/A | #N/A | #N/A | #N/A | #N/A | #N/A | #N/A
TRUE | QLD | QSYC | Stony Creek | Energy Queensland | Shoulder | Coincident_unreconciled | 2024 | POE90 | -0.0426 | NA | QLD Stony Creek |  |  | FALSE | #N/A | #N/A | #N/A | #N/A | #N/A | #N/A | #N/A | #N/A | #N/A | #N/A
TRUE | QLD | QSYC | Stony Creek | Energy Queensland | Shoulder | Non-coincident | 2024 | POE50 | 0.03 | 4.6016 | QLD Stony Creek |  |  | FALSE | #N/A | #N/A | #N/A | #N/A | #N/A | #N/A | #N/A | #N/A | #N/A | #N/A
TRUE | QLD | QSYC | Stony Creek | Energy Queensland | Shoulder | Non-coincident | 2024 | POE90 | -0.02046 | NA | QLD Stony Creek |  |  | FALSE | #N/A | #N/A | #N/A | #N/A | #N/A | #N/A | #N/A | #N/A | #N/A | #N/A
TRUE | QLD | QSYC | Stony Creek | Energy Queensland | Shoulder | Coincident_unreconciled | 2025 | POE50 | -0.01415 | NA | QLD Stony Creek |  |  | FALSE | #N/A | #N/A | #N/A | #N/A | #N/A | #N/A | #N/A | #N/A | #N/A | #N/A
TRUE | QLD | QSYC | Stony Creek | Energy Queensland | Shoulder | Coincident_unreconciled | 2025 | POE90 | -0.04258 | NA | QLD Stony Creek |  |  | FALSE | #N/A | #N/A | #N/A | #N/A | #N/A | #N/A | #N/A | #N/A | #N/A | #N/A
TRUE | QLD | QSYC | Stony Creek | Energy Queensland | Shoulder | Non-coincident | 2025 | POE50 | 0.02999 | 4.6017 | QLD Stony Creek |  |  | FALSE | #N/A | #N/A | #N/A | #N/A | #N/A | #N/A | #N/A | #N/A | #N/A | #N/A
TRUE | QLD | QSYC | Stony Creek | Energy Queensland | Shoulder | Non-coincident | 2025 | POE90 | -0.02046 | NA | QLD Stony Creek |  |  | FALSE | #N/A | #N/A | #N/A | #N/A | #N/A | #N/A | #N/A | #N/A | #N/A | #N/A
TRUE | QLD | QSYC | Stony Creek | Energy Queensland | Shoulder | Coincident_unreconciled | 2026 | POE50 | -0.01413 | NA | QLD Stony Creek |  |  | FALSE | #N/A | #N/A | #N/A | #N/A | #N/A | #N/A | #N/A | #N/A | #N/A | #N/A
TRUE | QLD | QSYC | Stony Creek | Energy Queensland | Shoulder | Coincident_unreconciled | 2026 | POE90 | -0.04255 | NA | QLD Stony Creek |  |  | FALSE | #N/A | #N/A | #N/A | #N/A | #N/A | #N/A | #N/A | #N/A | #N/A | #N/A
TRUE | QLD | QSYC | Stony Creek | Energy Queensland | Shoulder | Non-coincident | 2026 | POE50 | 0.02998 | 4.6017 | QLD Stony Creek |  |  | FALSE | #N/A | #N/A | #N/A | #N/A | #N/A | #N/A | #N/A | #N/A | #N/A | #N/A
TRUE | QLD | QSYC | Stony Creek | Energy Queensland | Shoulder | Non-coincident | 2026 | POE90 | -0.02047 | NA | QLD Stony Creek |  |  | FALSE | #N/A | #N/A | #N/A | #N/A | #N/A | #N/A | #N/A | #N/A | #N/A | #N/A
TRUE | QLD | QSYC | Stony Creek | Energy Queensland | Shoulder | Coincident_unreconciled | 2027 | POE50 | -0.01408 | NA | QLD Stony Creek |  |  | FALSE | #N/A | #N/A | #N/A | #N/A | #N/A | #N/A | #N/A | #N/A | #N/A | #N/A
TRUE | QLD | QSYC | Stony Creek | Energy Queensland | Shoulder | Coincident_unreconciled | 2027 | POE90 | -0.04251 | NA | QLD Stony Creek |  |  | FALSE | #N/A | #N/A | #N/A | #N/A | #N/A | #N/A | #N/A | #N/A | #N/A | #N/A
TRUE | QLD | QSYC | Stony Creek | Energy Queensland | Shoulder | Non-coincident | 2027 | POE50 | 0.02997 | 4.6018 | QLD Stony Creek |  |  | FALSE | #N/A | #N/A | #N/A | #N/A | #N/A | #N/A | #N/A | #N/A | #N/A | #N/A
TRUE | QLD | QSYC | Stony Creek | Energy Queensland | Shoulder | Non-coincident | 2027 | POE90 | -0.02048 | NA | QLD Stony Creek |  |  | FALSE | #N/A | #N/A | #N/A | #N/A | #N/A | #N/A | #N/A | #N/A | #N/A | #N/A
TRUE | QLD | QSYC | Stony Creek | Energy Queensland | Shoulder | Coincident_unreconciled | 2028 | POE50 | -0.01403 | NA | QLD Stony Creek |  |  | FALSE | #N/A | #N/A | #N/A | #N/A | #N/A | #N/A | #N/A | #N/A | #N/A | #N/A
TRUE | QLD | QSYC | Stony Creek | Energy Queensland | Shoulder | Coincident_unreconciled | 2028 | POE90 | -0.04246 | NA | QLD Stony Creek |  |  | FALSE | #N/A | #N/A | #N/A | #N/A | #N/A | #N/A | #N/A | #N/A | #N/A | #N/A
TRUE | QLD | QSYC | Stony Creek | Energy Queensland | Shoulder | Non-coincident | 2028 | POE50 | 0.02997 | 4.6018 | QLD Stony Creek |  |  | FALSE | #N/A | #N/A | #N/A | #N/A | #N/A | #N/A | #N/A | #N/A | #N/A | #N/A
TRUE | QLD | QSYC | Stony Creek | Energy Queensland | Shoulder | Non-coincident | 2028 | POE90 | -0.02048 | NA | QLD Stony Creek |  |  | FALSE | #N/A | #N/A | #N/A | #N/A | #N/A | #N/A | #N/A | #N/A | #N/A | #N/A
TRUE | QLD | QSYC | Stony Creek | Energy Queensland | Shoulder | Coincident_unreconciled | 2029 | POE50 | -0.01398 | NA | QLD Stony Creek |  |  | FALSE | #N/A | #N/A | #N/A | #N/A | #N/A | #N/A | #N/A | #N/A | #N/A | #N/A
TRUE | QLD | QSYC | Stony Creek | Energy Queensland | Shoulder | Coincident_unreconciled | 2029 | POE90 | -0.0424 | NA | QLD Stony Creek |  |  | FALSE | #N/A | #N/A | #N/A | #N/A | #N/A | #N/A | #N/A | #N/A | #N/A | #N/A
TRUE | QLD | QSYC | Stony Creek | Energy Queensland | Shoulder | Non-coincident | 2029 | POE50 | 0.02997 | 4.6019 | QLD Stony Creek |  |  | FALSE | #N/A | #N/A | #N/A | #N/A | #N/A | #N/A | #N/A | #N/A | #N/A | #N/A
TRUE | QLD | QSYC | Stony Creek | Energy Queensland | Shoulder | Non-coincident | 2029 | POE90 | -0.02048 | NA | QLD Stony Creek |  |  | FALSE | #N/A | #N/A | #N/A | #N/A | #N/A | #N/A | #N/A | #N/A | #N/A | #N/A
TRUE | QLD | QSYC | Stony Creek | Energy Queensland | Shoulder | Coincident_unreconciled | 2030 | POE50 | -0.01389 | NA | QLD Stony Creek |  |  | FALSE | #N/A | #N/A | #N/A | #N/A | #N/A | #N/A | #N/A | #N/A | #N/A | #N/A
TRUE | QLD | QSYC | Stony Creek | Energy Queensland | Shoulder | Coincident_unreconciled | 2030 | POE90 | -0.04232 | NA | QLD Stony Creek |  |  | FALSE | #N/A | #N/A | #N/A | #N/A | #N/A | #N/A | #N/A | #N/A | #N/A | #N/A
TRUE | QLD | QSYC | Stony Creek | Energy Queensland | Shoulder | Non-coincident | 2030 | POE50 | 0.02998 | 4.602 | QLD Stony Creek |  |  | FALSE | #N/A | #N/A | #N/A | #N/A | #N/A | #N/A | #N/A | #N/A | #N/A | #N/A
TRUE | QLD | QSYC | Stony Creek | Energy Queensland | Shoulder | Non-coincident | 2030 | POE90 | -0.02047 | NA | QLD Stony Creek |  |  | FALSE | #N/A | #N/A | #N/A | #N/A | #N/A | #N/A | #N/A | #N/A | #N/A | #N/A
TRUE | QLD | QSYC | Stony Creek | Energy Queensland | Summer | Coincident | 2017 | ACTUAL_OPG | 2.5756 | 0.017724 | QLD Stony Creek |  |  | FALSE | #N/A | #N/A | #N/A | #N/A | #N/A | #N/A | #N/A | #N/A | #N/A | #N/A
TRUE | QLD | QSYC | Stony Creek | Energy Queensland | Summer | Coincident | 2017 | ACTUAL_RAW | 2.5756 | 0.017724 | QLD Stony Creek |  |  | FALSE | #N/A | #N/A | #N/A | #N/A | #N/A | #N/A | #N/A | #N/A | #N/A | #N/A
TRUE | QLD | QSYC | Stony Creek | Energy Queensland | Summer | Non-coincident | 2017 | ACTUAL_RAW | 0.002964 | 4.7803 | QLD Stony Creek |  |  | FALSE | #N/A | #N/A | #N/A | #N/A | #N/A | #N/A | #N/A | #N/A | #N/A | #N/A
TRUE | QLD | QSYC | Stony Creek | Energy Queensland | Summer | Non-coincident | 2017 | ACTUAL_OPG | 0.002964 | 4.7803 | QLD Stony Creek |  |  | FALSE | #N/A | #N/A | #N/A | #N/A | #N/A | #N/A | #N/A | #N/A | #N/A | #N/A
TRUE | QLD | QSYC | Stony Creek | Energy Queensland | Summer | Non-coincident | 2017 | ACTUAL_ADJUSTEDOPG | 0.002964 | 4.7803 | QLD Stony Creek |  |  | FALSE | #N/A | #N/A | #N/A | #N/A | #N/A | #N/A | #N/A | #N/A | #N/A | #N/A
TRUE | QLD | QSYC | Stony Creek | Energy Queensland | Summer | Coincident | 2018 | ACTUAL_OPG | 0.062754 | 0.063522 | QLD Stony Creek |  |  | FALSE | #N/A | #N/A | #N/A | #N/A | #N/A | #N/A | #N/A | #N/A | #N/A | #N/A
TRUE | QLD | QSYC | Stony Creek | Energy Queensland | Summer | Coincident | 2018 | ACTUAL_RAW | 0.062754 | 0.063522 | QLD Stony Creek |  |  | FALSE | #N/A | #N/A | #N/A | #N/A | #N/A | #N/A | #N/A | #N/A | #N/A | #N/A
TRUE | QLD | QSYC | Stony Creek | Energy Queensland | Summer | Non-coincident | 2018 | ACTUAL_RAW | 0.02525 | 2.7427 | QLD Stony Creek |  |  | FALSE | #N/A | #N/A | #N/A | #N/A | #N/A | #N/A | #N/A | #N/A | #N/A | #N/A
TRUE | QLD | QSYC | Stony Creek | Energy Queensland | Summer | Non-coincident | 2018 | ACTUAL_OPG | 0.02525 | 2.7427 | QLD Stony Creek |  |  | FALSE | #N/A | #N/A | #N/A | #N/A | #N/A | #N/A | #N/A | #N/A | #N/A | #N/A
TRUE | QLD | QSYC | Stony Creek | Energy Queensland | Summer | Non-coincident | 2018 | ACTUAL_ADJUSTEDOPG | 0.02525 | 2.7427 | QLD Stony Creek |  |  | FALSE | #N/A | #N/A | #N/A | #N/A | #N/A | #N/A | #N/A | #N/A | #N/A | #N/A
TRUE | QLD | QSYC | Stony Creek | Energy Queensland | Summer | Coincident | 2019 | ACTUAL_OPG | 2.5996 | 0.056636 | QLD Stony Creek |  |  | FALSE | #N/A | #N/A | #N/A | #N/A | #N/A | #N/A | #N/A | #N/A | #N/A | #N/A
TRUE | QLD | QSYC | Stony Creek | Energy Queensland | Summer | Coincident | 2019 | ACTUAL_RAW | 2.5996 | 0.056636 | QLD Stony Creek |  |  | FALSE | #N/A | #N/A | #N/A | #N/A | #N/A | #N/A | #N/A | #N/A | #N/A | #N/A
TRUE | QLD | QSYC | Stony Creek | Energy Queensland | Summer | Non-coincident | 2019 | ACTUAL_RAW | 0.047284 | 2.7101 | QLD Stony Creek |  |  | FALSE | #N/A | #N/A | #N/A | #N/A | #N/A | #N/A | #N/A | #N/A | #N/A | #N/A
TRUE | QLD | QSYC | Stony Creek | Energy Queensland | Summer | Non-coincident | 2019 | ACTUAL_OPG | 0.047284 | 2.7101 | QLD Stony Creek |  |  | FALSE | #N/A | #N/A | #N/A | #N/A | #N/A | #N/A | #N/A | #N/A | #N/A | #N/A
TRUE | QLD | QSYC | Stony Creek | Energy Queensland | Summer | Non-coincident | 2019 | ACTUAL_ADJUSTEDOPG | 0.047284 | 2.7101 | QLD Stony Creek |  |  | FALSE | #N/A | #N/A | #N/A | #N/A | #N/A | #N/A | #N/A | #N/A | #N/A | #N/A
TRUE | QLD | QSYC | Stony Creek | Energy Queensland | Summer | Non-coincident | 2019 | BASEYEARPOE90 | -0.87963 | NA | QLD Stony Creek |  |  | FALSE | #N/A | #N/A | #N/A | #N/A | #N/A | #N/A | #N/A | #N/A | #N/A | #N/A
TRUE | QLD | QSYC | Stony Creek | Energy Queensland | Summer | Non-coincident | 2019 | BASEYEARPOE50 | -0.79424 | 4.6184 | QLD Stony Creek |  |  | FALSE | #N/A | #N/A | #N/A | #N/A | #N/A | #N/A | #N/A | #N/A | #N/A | #N/A
TRUE | QLD | QSYC | Stony Creek | Energy Queensland | Summer | Coincident | 2020 | ACTUAL_OPG | 2.6092 | 2.5998 | QLD Stony Creek |  |  | FALSE | #N/A | #N/A | #N/A | #N/A | #N/A | #N/A | #N/A | #N/A | #N/A | #N/A
TRUE | QLD | QSYC | Stony Creek | Energy Queensland | Summer | Coincident | 2020 | ACTUAL_RAW | 2.6092 | 2.5998 | QLD Stony Creek |  |  | FALSE | #N/A | #N/A | #N/A | #N/A | #N/A | #N/A | #N/A | #N/A | #N/A | #N/A
TRUE | QLD | QSYC | Stony Creek | Energy Queensland | Summer | Non-coincident | 2020 | ACTUAL_RAW | 0.026016 | 2.7102 | QLD Stony Creek |  |  | FALSE | #N/A | #N/A | #N/A | #N/A | #N/A | #N/A | #N/A | #N/A | #N/A | #N/A
TRUE | QLD | QSYC | Stony Creek | Energy Queensland | Summer | Non-coincident | 2020 | ACTUAL_OPG | 0.026016 | 2.7102 | QLD Stony Creek |  |  | FALSE | #N/A | #N/A | #N/A | #N/A | #N/A | #N/A | #N/A | #N/A | #N/A | #N/A
TRUE | QLD | QSYC | Stony Creek | Energy Queensland | Summer | Non-coincident | 2020 | ACTUAL_ADJUSTEDOPG | 0.026016 | 2.7102 | QLD Stony Creek |  |  | FALSE | #N/A | #N/A | #N/A | #N/A | #N/A | #N/A | #N/A | #N/A | #N/A | #N/A
TRUE | QLD | QSYC | Stony Creek | Energy Queensland | Summer | Coincident_unreconciled | 2021 | POE50 | 0.05 | NA | QLD Stony Creek |  |  | FALSE | #N/A | #N/A | #N/A | #N/A | #N/A | #N/A | #N/A | #N/A | #N/A | #N/A
TRUE | QLD | QSYC | Stony Creek | Energy Queensland | Summer | Coincident_unreconciled | 2021 | POE90 | -0.0351 | NA | QLD Stony Creek |  |  | FALSE | #N/A | #N/A | #N/A | #N/A | #N/A | #N/A | #N/A | #N/A | #N/A | #N/A
TRUE | QLD | QSYC | Stony Creek | Energy Queensland | Summer | Non-coincident | 2021 | POE50 | 0.03 | 4.6184 | QLD Stony Creek |  |  | FALSE | #N/A | #N/A | #N/A | #N/A | #N/A | #N/A | #N/A | #N/A | #N/A | #N/A
TRUE | QLD | QSYC | Stony Creek | Energy Queensland | Summer | Non-coincident | 2021 | POE90 | -0.0551 | NA | QLD Stony Creek |  |  | FALSE | #N/A | #N/A | #N/A | #N/A | #N/A | #N/A | #N/A | #N/A | #N/A | #N/A
TRUE | QLD | QSYC | Stony Creek | Energy Queensland | Summer | Coincident_unreconciled | 2022 | POE50 | 0.05 | NA | QLD Stony Creek |  |  | FALSE | #N/A | #N/A | #N/A | #N/A | #N/A | #N/A | #N/A | #N/A | #N/A | #N/A
TRUE | QLD | QSYC | Stony Creek | Energy Queensland | Summer | Coincident_unreconciled | 2022 | POE90 | -0.0351 | NA | QLD Stony Creek |  |  | FALSE | #N/A | #N/A | #N/A | #N/A | #N/A | #N/A | #N/A | #N/A | #N/A | #N/A
TRUE | QLD | QSYC | Stony Creek | Energy Queensland | Summer | Non-coincident | 2022 | POE50 | 0.03 | 4.6184 | QLD Stony Creek |  |  | FALSE | #N/A | #N/A | #N/A | #N/A | #N/A | #N/A | #N/A | #N/A | #N/A | #N/A
TRUE | QLD | QSYC | Stony Creek | Energy Queensland | Summer | Non-coincident | 2022 | POE90 | -0.0551 | NA | QLD Stony Creek |  |  | FALSE | #N/A | #N/A | #N/A | #N/A | #N/A | #N/A | #N/A | #N/A | #N/A | #N/A
TRUE | QLD | QSYC | Stony Creek | Energy Queensland | Summer | Coincident_unreconciled | 2023 | POE50 | 0.05 | NA | QLD Stony Creek |  |  | FALSE | #N/A | #N/A | #N/A | #N/A | #N/A | #N/A | #N/A | #N/A | #N/A | #N/A
TRUE | QLD | QSYC | Stony Creek | Energy Queensland | Summer | Coincident_unreconciled | 2023 | POE90 | -0.0351 | NA | QLD Stony Creek |  |  | FALSE | #N/A | #N/A | #N/A | #N/A | #N/A | #N/A | #N/A | #N/A | #N/A | #N/A
TRUE | QLD | QSYC | Stony Creek | Energy Queensland | Summer | Non-coincident | 2023 | POE50 | 0.03 | 4.6184 | QLD Stony Creek |  |  | FALSE | #N/A | #N/A | #N/A | #N/A | #N/A | #N/A | #N/A | #N/A | #N/A | #N/A
TRUE | QLD | QSYC | Stony Creek | Energy Queensland | Summer | Non-coincident | 2023 | POE90 | -0.0551 | NA | QLD Stony Creek |  |  | FALSE | #N/A | #N/A | #N/A | #N/A | #N/A | #N/A | #N/A | #N/A | #N/A | #N/A
TRUE | QLD | QSYC | Stony Creek | Energy Queensland | Summer | Coincident_unreconciled | 2024 | POE50 | 0.05001 | NA | QLD Stony Creek |  |  | FALSE | #N/A | #N/A | #N/A | #N/A | #N/A | #N/A | #N/A | #N/A | #N/A | #N/A
TRUE | QLD | QSYC | Stony Creek | Energy Queensland | Summer | Coincident_unreconciled | 2024 | POE90 | -0.03509 | NA | QLD Stony Creek |  |  | FALSE | #N/A | #N/A | #N/A | #N/A | #N/A | #N/A | #N/A | #N/A | #N/A | #N/A
TRUE | QLD | QSYC | Stony Creek | Energy Queensland | Summer | Non-coincident | 2024 | POE50 | 0.03001 | 4.6184 | QLD Stony Creek |  |  | FALSE | #N/A | #N/A | #N/A | #N/A | #N/A | #N/A | #N/A | #N/A | #N/A | #N/A
TRUE | QLD | QSYC | Stony Creek | Energy Queensland | Summer | Non-coincident | 2024 | POE90 | -0.05509 | NA | QLD Stony Creek |  |  | FALSE | #N/A | #N/A | #N/A | #N/A | #N/A | #N/A | #N/A | #N/A | #N/A | #N/A
TRUE | QLD | QSYC | Stony Creek | Energy Queensland | Summer | Coincident_unreconciled | 2025 | POE50 | 0.05003 | NA | QLD Stony Creek |  |  | FALSE | #N/A | #N/A | #N/A | #N/A | #N/A | #N/A | #N/A | #N/A | #N/A | #N/A
TRUE | QLD | QSYC | Stony Creek | Energy Queensland | Summer | Coincident_unreconciled | 2025 | POE90 | -0.03507 | NA | QLD Stony Creek |  |  | FALSE | #N/A | #N/A | #N/A | #N/A | #N/A | #N/A | #N/A | #N/A | #N/A | #N/A
TRUE | QLD | QSYC | Stony Creek | Energy Queensland | Summer | Non-coincident | 2025 | POE50 | 0.03003 | 4.6184 | QLD Stony Creek |  |  | FALSE | #N/A | #N/A | #N/A | #N/A | #N/A | #N/A | #N/A | #N/A | #N/A | #N/A
TRUE | QLD | QSYC | Stony Creek | Energy Queensland | Summer | Non-coincident | 2025 | POE90 | -0.05507 | NA | QLD Stony Creek |  |  | FALSE | #N/A | #N/A | #N/A | #N/A | #N/A | #N/A | #N/A | #N/A | #N/A | #N/A
TRUE | QLD | QSYC | Stony Creek | Energy Queensland | Summer | Coincident_unreconciled | 2026 | POE50 | 0.05005 | NA | QLD Stony Creek |  |  | FALSE | #N/A | #N/A | #N/A | #N/A | #N/A | #N/A | #N/A | #N/A | #N/A | #N/A
TRUE | QLD | QSYC | Stony Creek | Energy Queensland | Summer | Coincident_unreconciled | 2026 | POE90 | -0.03505 | NA | QLD Stony Creek |  |  | FALSE | #N/A | #N/A | #N/A | #N/A | #N/A | #N/A | #N/A | #N/A | #N/A | #N/A
TRUE | QLD | QSYC | Stony Creek | Energy Queensland | Summer | Non-coincident | 2026 | POE50 | 0.03005 | 4.6184 | QLD Stony Creek |  |  | FALSE | #N/A | #N/A | #N/A | #N/A | #N/A | #N/A | #N/A | #N/A | #N/A | #N/A
TRUE | QLD | QSYC | Stony Creek | Energy Queensland | Summer | Non-coincident | 2026 | POE90 | -0.05505 | NA | QLD Stony Creek |  |  | FALSE | #N/A | #N/A | #N/A | #N/A | #N/A | #N/A | #N/A | #N/A | #N/A | #N/A
TRUE | QLD | QSYC | Stony Creek | Energy Queensland | Summer | Coincident_unreconciled | 2027 | POE50 | 0.0501 | NA | QLD Stony Creek |  |  | FALSE | #N/A | #N/A | #N/A | #N/A | #N/A | #N/A | #N/A | #N/A | #N/A | #N/A
TRUE | QLD | QSYC | Stony Creek | Energy Queensland | Summer | Coincident_unreconciled | 2027 | POE90 | -0.035 | NA | QLD Stony Creek |  |  | FALSE | #N/A | #N/A | #N/A | #N/A | #N/A | #N/A | #N/A | #N/A | #N/A | #N/A
TRUE | QLD | QSYC | Stony Creek | Energy Queensland | Summer | Non-coincident | 2027 | POE50 | 0.0301 | 4.6184 | QLD Stony Creek |  |  | FALSE | #N/A | #N/A | #N/A | #N/A | #N/A | #N/A | #N/A | #N/A | #N/A | #N/A
TRUE | QLD | QSYC | Stony Creek | Energy Queensland | Summer | Non-coincident | 2027 | POE90 | -0.055 | NA | QLD Stony Creek |  |  | FALSE | #N/A | #N/A | #N/A | #N/A | #N/A | #N/A | #N/A | #N/A | #N/A | #N/A
TRUE | QLD | QSYC | Stony Creek | Energy Queensland | Summer | Coincident_unreconciled | 2028 | POE50 | 0.05015 | NA | QLD Stony Creek |  |  | FALSE | #N/A | #N/A | #N/A | #N/A | #N/A | #N/A | #N/A | #N/A | #N/A | #N/A
TRUE | QLD | QSYC | Stony Creek | Energy Queensland | Summer | Coincident_unreconciled | 2028 | POE90 | -0.03495 | NA | QLD Stony Creek |  |  | FALSE | #N/A | #N/A | #N/A | #N/A | #N/A | #N/A | #N/A | #N/A | #N/A | #N/A
TRUE | QLD | QSYC | Stony Creek | Energy Queensland | Summer | Non-coincident | 2028 | POE50 | 0.03015 | 4.6184 | QLD Stony Creek |  |  | FALSE | #N/A | #N/A | #N/A | #N/A | #N/A | #N/A | #N/A | #N/A | #N/A | #N/A
TRUE | QLD | QSYC | Stony Creek | Energy Queensland | Summer | Non-coincident | 2028 | POE90 | -0.05495 | NA | QLD Stony Creek |  |  | FALSE | #N/A | #N/A | #N/A | #N/A | #N/A | #N/A | #N/A | #N/A | #N/A | #N/A
TRUE | QLD | QSYC | Stony Creek | Energy Queensland | Summer | Coincident_unreconciled | 2029 | POE50 | 0.0502 | NA | QLD Stony Creek |  |  | FALSE | #N/A | #N/A | #N/A | #N/A | #N/A | #N/A | #N/A | #N/A | #N/A | #N/A
TRUE | QLD | QSYC | Stony Creek | Energy Queensland | Summer | Coincident_unreconciled | 2029 | POE90 | -0.0349 | NA | QLD Stony Creek |  |  | FALSE | #N/A | #N/A | #N/A | #N/A | #N/A | #N/A | #N/A | #N/A | #N/A | #N/A
TRUE | QLD | QSYC | Stony Creek | Energy Queensland | Summer | Non-coincident | 2029 | POE50 | 0.0302 | 4.6184 | QLD Stony Creek |  |  | FALSE | #N/A | #N/A | #N/A | #N/A | #N/A | #N/A | #N/A | #N/A | #N/A | #N/A
TRUE | QLD | QSYC | Stony Creek | Energy Queensland | Summer | Non-coincident | 2029 | POE90 | -0.0549 | NA | QLD Stony Creek |  |  | FALSE | #N/A | #N/A | #N/A | #N/A | #N/A | #N/A | #N/A | #N/A | #N/A | #N/A
TRUE | QLD | QSYC | Stony Creek | Energy Queensland | Summer | Coincident_unreconciled | 2030 | POE50 | 0.05029 | NA | QLD Stony Creek |  |  | FALSE | #N/A | #N/A | #N/A | #N/A | #N/A | #N/A | #N/A | #N/A | #N/A | #N/A
TRUE | QLD | QSYC | Stony Creek | Energy Queensland | Summer | Coincident_unreconciled | 2030 | POE90 | -0.03481 | NA | QLD Stony Creek |  |  | FALSE | #N/A | #N/A | #N/A | #N/A | #N/A | #N/A | #N/A | #N/A | #N/A | #N/A
TRUE | QLD | QSYC | Stony Creek | Energy Queensland | Summer | Non-coincident | 2030 | POE50 | 0.03029 | 4.6184 | QLD Stony Creek |  |  | FALSE | #N/A | #N/A | #N/A | #N/A | #N/A | #N/A | #N/A | #N/A | #N/A | #N/A
TRUE | QLD | QSYC | Stony Creek | Energy Queensland | Summer | Non-coincident | 2030 | POE90 | -0.05481 | NA | QLD Stony Creek |  |  | FALSE | #N/A | #N/A | #N/A | #N/A | #N/A | #N/A | #N/A | #N/A | #N/A | #N/A
TRUE | QLD | QSYC | Stony Creek | Energy Queensland | Winter | Coincident | 2016 | ACTUAL_OPG | 0.030572 | 1.5896 | QLD Stony Creek |  |  | FALSE | #N/A | #N/A | #N/A | #N/A | #N/A | #N/A | #N/A | #N/A | #N/A | #N/A
TRUE | QLD | QSYC | Stony Creek | Energy Queensland | Winter | Coincident | 2016 | ACTUAL_RAW | 0.030572 | 1.5896 | QLD Stony Creek |  |  | FALSE | #N/A | #N/A | #N/A | #N/A | #N/A | #N/A | #N/A | #N/A | #N/A | #N/A
TRUE | QLD | QSYC | Stony Creek | Energy Queensland | Winter | Non-coincident | 2016 | ACTUAL_RAW | 0.003878 | 4.8448 | QLD Stony Creek |  |  | FALSE | #N/A | #N/A | #N/A | #N/A | #N/A | #N/A | #N/A | #N/A | #N/A | #N/A
TRUE | QLD | QSYC | Stony Creek | Energy Queensland | Winter | Non-coincident | 2016 | ACTUAL_OPG | 0.003878 | 4.8448 | QLD Stony Creek |  |  | FALSE | #N/A | #N/A | #N/A | #N/A | #N/A | #N/A | #N/A | #N/A | #N/A | #N/A
TRUE | QLD | QSYC | Stony Creek | Energy Queensland | Winter | Non-coincident | 2016 | ACTUAL_ADJUSTEDOPG | 0.003878 | 4.8448 | QLD Stony Creek |  |  | FALSE | #N/A | #N/A | #N/A | #N/A | #N/A | #N/A | #N/A | #N/A | #N/A | #N/A
TRUE | QLD | QSYC | Stony Creek | Energy Queensland | Winter | Coincident | 2017 | ACTUAL_OPG | 0.015814 | 2.5692 | QLD Stony Creek |  |  | FALSE | #N/A | #N/A | #N/A | #N/A | #N/A | #N/A | #N/A | #N/A | #N/A | #N/A
TRUE | QLD | QSYC | Stony Creek | Energy Queensland | Winter | Coincident | 2017 | ACTUAL_RAW | 0.015814 | 2.5692 | QLD Stony Creek |  |  | FALSE | #N/A | #N/A | #N/A | #N/A | #N/A | #N/A | #N/A | #N/A | #N/A | #N/A
TRUE | QLD | QSYC | Stony Creek | Energy Queensland | Winter | Non-coincident | 2017 | ACTUAL_RAW | 0.001462 | 5.6368 | QLD Stony Creek |  |  | FALSE | #N/A | #N/A | #N/A | #N/A | #N/A | #N/A | #N/A | #N/A | #N/A | #N/A
TRUE | QLD | QSYC | Stony Creek | Energy Queensland | Winter | Non-coincident | 2017 | ACTUAL_OPG | 0.001462 | 5.6368 | QLD Stony Creek |  |  | FALSE | #N/A | #N/A | #N/A | #N/A | #N/A | #N/A | #N/A | #N/A | #N/A | #N/A
TRUE | QLD | QSYC | Stony Creek | Energy Queensland | Winter | Non-coincident | 2017 | ACTUAL_ADJUSTEDOPG | 0.001462 | 5.6368 | QLD Stony Creek |  |  | FALSE | #N/A | #N/A | #N/A | #N/A | #N/A | #N/A | #N/A | #N/A | #N/A | #N/A
TRUE | QLD | QSYC | Stony Creek | Energy Queensland | Winter | Coincident | 2018 | ACTUAL_OPG | 2.6186 | 0.056206 | QLD Stony Creek |  |  | FALSE | #N/A | #N/A | #N/A | #N/A | #N/A | #N/A | #N/A | #N/A | #N/A | #N/A
TRUE | QLD | QSYC | Stony Creek | Energy Queensland | Winter | Coincident | 2018 | ACTUAL_RAW | 2.6186 | 0.056206 | QLD Stony Creek |  |  | FALSE | #N/A | #N/A | #N/A | #N/A | #N/A | #N/A | #N/A | #N/A | #N/A | #N/A
TRUE | QLD | QSYC | Stony Creek | Energy Queensland | Winter | Non-coincident | 2018 | ACTUAL_RAW | 0.020512 | 3.726 | QLD Stony Creek |  |  | FALSE | #N/A | #N/A | #N/A | #N/A | #N/A | #N/A | #N/A | #N/A | #N/A | #N/A
TRUE | QLD | QSYC | Stony Creek | Energy Queensland | Winter | Non-coincident | 2018 | ACTUAL_OPG | 0.020512 | 3.726 | QLD Stony Creek |  |  | FALSE | #N/A | #N/A | #N/A | #N/A | #N/A | #N/A | #N/A | #N/A | #N/A | #N/A
TRUE | QLD | QSYC | Stony Creek | Energy Queensland | Winter | Non-coincident | 2018 | ACTUAL_ADJUSTEDOPG | 0.020512 | 3.726 | QLD Stony Creek |  |  | FALSE | #N/A | #N/A | #N/A | #N/A | #N/A | #N/A | #N/A | #N/A | #N/A | #N/A
TRUE | QLD | QSYC | Stony Creek | Energy Queensland | Winter | Coincident | 2019 | ACTUAL_OPG | 2.1639 | 0.060146 | QLD Stony Creek |  |  | FALSE | #N/A | #N/A | #N/A | #N/A | #N/A | #N/A | #N/A | #N/A | #N/A | #N/A
TRUE | QLD | QSYC | Stony Creek | Energy Queensland | Winter | Coincident | 2019 | ACTUAL_RAW | 2.1639 | 0.060146 | QLD Stony Creek |  |  | FALSE | #N/A | #N/A | #N/A | #N/A | #N/A | #N/A | #N/A | #N/A | #N/A | #N/A
TRUE | QLD | QSYC | Stony Creek | Energy Queensland | Winter | Non-coincident | 2019 | ACTUAL_RAW | 0.023594 | 2.6692 | QLD Stony Creek |  |  | FALSE | #N/A | #N/A | #N/A | #N/A | #N/A | #N/A | #N/A | #N/A | #N/A | #N/A
TRUE | QLD | QSYC | Stony Creek | Energy Queensland | Winter | Non-coincident | 2019 | ACTUAL_OPG | 0.023594 | 2.6692 | QLD Stony Creek |  |  | FALSE | #N/A | #N/A | #N/A | #N/A | #N/A | #N/A | #N/A | #N/A | #N/A | #N/A
TRUE | QLD | QSYC | Stony Creek | Energy Queensland | Winter | Non-coincident | 2019 | ACTUAL_ADJUSTEDOPG | 0.023594 | 2.6692 | QLD Stony Creek |  |  | FALSE | #N/A | #N/A | #N/A | #N/A | #N/A | #N/A | #N/A | #N/A | #N/A | #N/A
TRUE | QLD | QSYC | Stony Creek | Energy Queensland | Winter | Non-coincident | 2019 | BASEYEARPOE90 | -1.157 | NA | QLD Stony Creek |  |  | FALSE | #N/A | #N/A | #N/A | #N/A | #N/A | #N/A | #N/A | #N/A | #N/A | #N/A
TRUE | QLD | QSYC | Stony Creek | Energy Queensland | Winter | Non-coincident | 2019 | BASEYEARPOE50 | -1.0555 | 4.2482 | QLD Stony Creek |  |  | FALSE | #N/A | #N/A | #N/A | #N/A | #N/A | #N/A | #N/A | #N/A | #N/A | #N/A
TRUE | QLD | QSYC | Stony Creek | Energy Queensland | Winter | Coincident_unreconciled | 2020 | POE50 | 0.05 | NA | QLD Stony Creek |  |  | FALSE | #N/A | #N/A | #N/A | #N/A | #N/A | #N/A | #N/A | #N/A | #N/A | #N/A
TRUE | QLD | QSYC | Stony Creek | Energy Queensland | Winter | Coincident_unreconciled | 2020 | POE90 | -0.05125 | NA | QLD Stony Creek |  |  | FALSE | #N/A | #N/A | #N/A | #N/A | #N/A | #N/A | #N/A | #N/A | #N/A | #N/A
TRUE | QLD | QSYC | Stony Creek | Energy Queensland | Winter | Non-coincident | 2020 | POE50 | 0.03 | 4.2507 | QLD Stony Creek |  |  | FALSE | #N/A | #N/A | #N/A | #N/A | #N/A | #N/A | #N/A | #N/A | #N/A | #N/A
TRUE | QLD | QSYC | Stony Creek | Energy Queensland | Winter | Non-coincident | 2020 | POE90 | -0.07125 | NA | QLD Stony Creek |  |  | FALSE | #N/A | #N/A | #N/A | #N/A | #N/A | #N/A | #N/A | #N/A | #N/A | #N/A
TRUE | QLD | QSYC | Stony Creek | Energy Queensland | Winter | Coincident_unreconciled | 2021 | POE50 | 0.05 | NA | QLD Stony Creek |  |  | FALSE | #N/A | #N/A | #N/A | #N/A | #N/A | #N/A | #N/A | #N/A | #N/A | #N/A
TRUE | QLD | QSYC | Stony Creek | Energy Queensland | Winter | Coincident_unreconciled | 2021 | POE90 | -0.05125 | NA | QLD Stony Creek |  |  | FALSE | #N/A | #N/A | #N/A | #N/A | #N/A | #N/A | #N/A | #N/A | #N/A | #N/A
TRUE | QLD | QSYC | Stony Creek | Energy Queensland | Winter | Non-coincident | 2021 | POE50 | 0.03 | 4.2507 | QLD Stony Creek |  |  | FALSE | #N/A | #N/A | #N/A | #N/A | #N/A | #N/A | #N/A | #N/A | #N/A | #N/A
TRUE | QLD | QSYC | Stony Creek | Energy Queensland | Winter | Non-coincident | 2021 | POE90 | -0.07125 | NA | QLD Stony Creek |  |  | FALSE | #N/A | #N/A | #N/A | #N/A | #N/A | #N/A | #N/A | #N/A | #N/A | #N/A
TRUE | QLD | QSYC | Stony Creek | Energy Queensland | Winter | Coincident_unreconciled | 2022 | POE50 | 0.05 | NA | QLD Stony Creek |  |  | FALSE | #N/A | #N/A | #N/A | #N/A | #N/A | #N/A | #N/A | #N/A | #N/A | #N/A
TRUE | QLD | QSYC | Stony Creek | Energy Queensland | Winter | Coincident_unreconciled | 2022 | POE90 | -0.05125 | NA | QLD Stony Creek |  |  | FALSE | #N/A | #N/A | #N/A | #N/A | #N/A | #N/A | #N/A | #N/A | #N/A | #N/A
TRUE | QLD | QSYC | Stony Creek | Energy Queensland | Winter | Non-coincident | 2022 | POE50 | 0.03 | 4.2507 | QLD Stony Creek |  |  | FALSE | #N/A | #N/A | #N/A | #N/A | #N/A | #N/A | #N/A | #N/A | #N/A | #N/A
TRUE | QLD | QSYC | Stony Creek | Energy Queensland | Winter | Non-coincident | 2022 | POE90 | -0.07125 | NA | QLD Stony Creek |  |  | FALSE | #N/A | #N/A | #N/A | #N/A | #N/A | #N/A | #N/A | #N/A | #N/A | #N/A
TRUE | QLD | QSYC | Stony Creek | Energy Queensland | Winter | Coincident_unreconciled | 2023 | POE50 | 0.05001 | NA | QLD Stony Creek |  |  | FALSE | #N/A | #N/A | #N/A | #N/A | #N/A | #N/A | #N/A | #N/A | #N/A | #N/A
TRUE | QLD | QSYC | Stony Creek | Energy Queensland | Winter | Coincident_unreconciled | 2023 | POE90 | -0.05124 | NA | QLD Stony Creek |  |  | FALSE | #N/A | #N/A | #N/A | #N/A | #N/A | #N/A | #N/A | #N/A | #N/A | #N/A
TRUE | QLD | QSYC | Stony Creek | Energy Queensland | Winter | Non-coincident | 2023 | POE50 | 0.03001 | 4.2507 | QLD Stony Creek |  |  | FALSE | #N/A | #N/A | #N/A | #N/A | #N/A | #N/A | #N/A | #N/A | #N/A | #N/A
TRUE | QLD | QSYC | Stony Creek | Energy Queensland | Winter | Non-coincident | 2023 | POE90 | -0.07124 | NA | QLD Stony Creek |  |  | FALSE | #N/A | #N/A | #N/A | #N/A | #N/A | #N/A | #N/A | #N/A | #N/A | #N/A
TRUE | QLD | QSYC | Stony Creek | Energy Queensland | Winter | Coincident_unreconciled | 2024 | POE50 | 0.05002 | NA | QLD Stony Creek |  |  | FALSE | #N/A | #N/A | #N/A | #N/A | #N/A | #N/A | #N/A | #N/A | #N/A | #N/A
TRUE | QLD | QSYC | Stony Creek | Energy Queensland | Winter | Coincident_unreconciled | 2024 | POE90 | -0.05123 | NA | QLD Stony Creek |  |  | FALSE | #N/A | #N/A | #N/A | #N/A | #N/A | #N/A | #N/A | #N/A | #N/A | #N/A
TRUE | QLD | QSYC | Stony Creek | Energy Queensland | Winter | Non-coincident | 2024 | POE50 | 0.03002 | 4.2507 | QLD Stony Creek |  |  | FALSE | #N/A | #N/A | #N/A | #N/A | #N/A | #N/A | #N/A | #N/A | #N/A | #N/A
TRUE | QLD | QSYC | Stony Creek | Energy Queensland | Winter | Non-coincident | 2024 | POE90 | -0.07123 | NA | QLD Stony Creek |  |  | FALSE | #N/A | #N/A | #N/A | #N/A | #N/A | #N/A | #N/A | #N/A | #N/A | #N/A
TRUE | QLD | QSYC | Stony Creek | Energy Queensland | Winter | Coincident_unreconciled | 2025 | POE50 | 0.05004 | NA | QLD Stony Creek |  |  | FALSE | #N/A | #N/A | #N/A | #N/A | #N/A | #N/A | #N/A | #N/A | #N/A | #N/A
TRUE | QLD | QSYC | Stony Creek | Energy Queensland | Winter | Coincident_unreconciled | 2025 | POE90 | -0.05121 | NA | QLD Stony Creek |  |  | FALSE | #N/A | #N/A | #N/A | #N/A | #N/A | #N/A | #N/A | #N/A | #N/A | #N/A
TRUE | QLD | QSYC | Stony Creek | Energy Queensland | Winter | Non-coincident | 2025 | POE50 | 0.03004 | 4.2507 | QLD Stony Creek |  |  | FALSE | #N/A | #N/A | #N/A | #N/A | #N/A | #N/A | #N/A | #N/A | #N/A | #N/A
TRUE | QLD | QSYC | Stony Creek | Energy Queensland | Winter | Non-coincident | 2025 | POE90 | -0.07121 | NA | QLD Stony Creek |  |  | FALSE | #N/A | #N/A | #N/A | #N/A | #N/A | #N/A | #N/A | #N/A | #N/A | #N/A
TRUE | QLD | QSYC | Stony Creek | Energy Queensland | Winter | Coincident_unreconciled | 2026 | POE50 | 0.05007 | NA | QLD Stony Creek |  |  | FALSE | #N/A | #N/A | #N/A | #N/A | #N/A | #N/A | #N/A | #N/A | #N/A | #N/A
TRUE | QLD | QSYC | Stony Creek | Energy Queensland | Winter | Coincident_unreconciled | 2026 | POE90 | -0.05118 | NA | QLD Stony Creek |  |  | FALSE | #N/A | #N/A | #N/A | #N/A | #N/A | #N/A | #N/A | #N/A | #N/A | #N/A
TRUE | QLD | QSYC | Stony Creek | Energy Queensland | Winter | Non-coincident | 2026 | POE50 | 0.03007 | 4.2507 | QLD Stony Creek |  |  | FALSE | #N/A | #N/A | #N/A | #N/A | #N/A | #N/A | #N/A | #N/A | #N/A | #N/A
TRUE | QLD | QSYC | Stony Creek | Energy Queensland | Winter | Non-coincident | 2026 | POE90 | -0.07118 | NA | QLD Stony Creek |  |  | FALSE | #N/A | #N/A | #N/A | #N/A | #N/A | #N/A | #N/A | #N/A | #N/A | #N/A
TRUE | QLD | QSYC | Stony Creek | Energy Queensland | Winter | Coincident_unreconciled | 2027 | POE50 | 0.05012 | NA | QLD Stony Creek |  |  | FALSE | #N/A | #N/A | #N/A | #N/A | #N/A | #N/A | #N/A | #N/A | #N/A | #N/A
TRUE | QLD | QSYC | Stony Creek | Energy Queensland | Winter | Coincident_unreconciled | 2027 | POE90 | -0.05113 | NA | QLD Stony Creek |  |  | FALSE | #N/A | #N/A | #N/A | #N/A | #N/A | #N/A | #N/A | #N/A | #N/A | #N/A
TRUE | QLD | QSYC | Stony Creek | Energy Queensland | Winter | Non-coincident | 2027 | POE50 | 0.03012 | 4.2508 | QLD Stony Creek |  |  | FALSE | #N/A | #N/A | #N/A | #N/A | #N/A | #N/A | #N/A | #N/A | #N/A | #N/A
TRUE | QLD | QSYC | Stony Creek | Energy Queensland | Winter | Non-coincident | 2027 | POE90 | -0.07113 | NA | QLD Stony Creek |  |  | FALSE | #N/A | #N/A | #N/A | #N/A | #N/A | #N/A | #N/A | #N/A | #N/A | #N/A
TRUE | QLD | QSYC | Stony Creek | Energy Queensland | Winter | Coincident_unreconciled | 2028 | POE50 | 0.05017 | NA | QLD Stony Creek |  |  | FALSE | #N/A | #N/A | #N/A | #N/A | #N/A | #N/A | #N/A | #N/A | #N/A | #N/A
TRUE | QLD | QSYC | Stony Creek | Energy Queensland | Winter | Coincident_unreconciled | 2028 | POE90 | -0.05108 | NA | QLD Stony Creek |  |  | FALSE | #N/A | #N/A | #N/A | #N/A | #N/A | #N/A | #N/A | #N/A | #N/A | #N/A
TRUE | QLD | QSYC | Stony Creek | Energy Queensland | Winter | Non-coincident | 2028 | POE50 | 0.03017 | 4.2508 | QLD Stony Creek |  |  | FALSE | #N/A | #N/A | #N/A | #N/A | #N/A | #N/A | #N/A | #N/A | #N/A | #N/A
TRUE | QLD | QSYC | Stony Creek | Energy Queensland | Winter | Non-coincident | 2028 | POE90 | -0.07108 | NA | QLD Stony Creek |  |  | FALSE | #N/A | #N/A | #N/A | #N/A | #N/A | #N/A | #N/A | #N/A | #N/A | #N/A
TRUE | QLD | QSYC | Stony Creek | Energy Queensland | Winter | Coincident_unreconciled | 2029 | POE50 | 0.05024 | NA | QLD Stony Creek |  |  | FALSE | #N/A | #N/A | #N/A | #N/A | #N/A | #N/A | #N/A | #N/A | #N/A | #N/A
TRUE | QLD | QSYC | Stony Creek | Energy Queensland | Winter | Coincident_unreconciled | 2029 | POE90 | -0.05101 | NA | QLD Stony Creek |  |  | FALSE | #N/A | #N/A | #N/A | #N/A | #N/A | #N/A | #N/A | #N/A | #N/A | #N/A
TRUE | QLD | QSYC | Stony Creek | Energy Queensland | Winter | Non-coincident | 2029 | POE50 | 0.03024 | 4.2509 | QLD Stony Creek |  |  | FALSE | #N/A | #N/A | #N/A | #N/A | #N/A | #N/A | #N/A | #N/A | #N/A | #N/A
TRUE | QLD | QSYC | Stony Creek | Energy Queensland | Winter | Non-coincident | 2029 | POE90 | -0.07101 | NA | QLD Stony Creek |  |  | FALSE | #N/A | #N/A | #N/A | #N/A | #N/A | #N/A | #N/A | #N/A | #N/A | #N/A
TRUE | QLD | QSYC | Stony Creek | Energy Queensland | Shoulder | Non-coincident | 2019 | BASEYEARPOE10 | NA | 4.7132 | QLD Stony Creek |  |  | FALSE | #N/A | #N/A | #N/A | #N/A | #N/A | #N/A | #N/A | #N/A | #N/A | #N/A
TRUE | QLD | QSYC | Stony Creek | Energy Queensland | Shoulder | Coincident | 2021 | POE10 | NA | 2.6566 | QLD Stony Creek |  |  | FALSE | #N/A | #N/A | #N/A | #N/A | #N/A | #N/A | #N/A | #N/A | #N/A | #N/A
TRUE | QLD | QSYC | Stony Creek | Energy Queensland | Shoulder | Coincident | 2021 | POE50 | NA | 2.6 | QLD Stony Creek |  |  | FALSE | #N/A | #N/A | #N/A | #N/A | #N/A | #N/A | #N/A | #N/A | #N/A | #N/A
TRUE | QLD | QSYC | Stony Creek | Energy Queensland | Shoulder | Non-coincident | 2021 | POE10 | NA | 4.7148 | QLD Stony Creek |  |  | FALSE | #N/A | #N/A | #N/A | #N/A | #N/A | #N/A | #N/A | #N/A | #N/A | #N/A
TRUE | QLD | QSYC | Stony Creek | Energy Queensland | Shoulder | Coincident | 2022 | POE10 | NA | 2.6566 | QLD Stony Creek |  |  | FALSE | #N/A | #N/A | #N/A | #N/A | #N/A | #N/A | #N/A | #N/A | #N/A | #N/A
TRUE | QLD | QSYC | Stony Creek | Energy Queensland | Shoulder | Coincident | 2022 | POE50 | NA | 2.6 | QLD Stony Creek |  |  | FALSE | #N/A | #N/A | #N/A | #N/A | #N/A | #N/A | #N/A | #N/A | #N/A | #N/A
TRUE | QLD | QSYC | Stony Creek | Energy Queensland | Shoulder | Non-coincident | 2022 | POE10 | NA | 4.7148 | QLD Stony Creek |  |  | FALSE | #N/A | #N/A | #N/A | #N/A | #N/A | #N/A | #N/A | #N/A | #N/A | #N/A
TRUE | QLD | QSYC | Stony Creek | Energy Queensland | Shoulder | Coincident | 2023 | POE10 | NA | 2.6566 | QLD Stony Creek |  |  | FALSE | #N/A | #N/A | #N/A | #N/A | #N/A | #N/A | #N/A | #N/A | #N/A | #N/A
TRUE | QLD | QSYC | Stony Creek | Energy Queensland | Shoulder | Coincident | 2023 | POE50 | NA | 2.6 | QLD Stony Creek |  |  | FALSE | #N/A | #N/A | #N/A | #N/A | #N/A | #N/A | #N/A | #N/A | #N/A | #N/A
TRUE | QLD | QSYC | Stony Creek | Energy Queensland | Shoulder | Non-coincident | 2023 | POE10 | NA | 4.7148 | QLD Stony Creek |  |  | FALSE | #N/A | #N/A | #N/A | #N/A | #N/A | #N/A | #N/A | #N/A | #N/A | #N/A
TRUE | QLD | QSYC | Stony Creek | Energy Queensland | Shoulder | Coincident | 2024 | POE10 | NA | 2.6566 | QLD Stony Creek |  |  | FALSE | #N/A | #N/A | #N/A | #N/A | #N/A | #N/A | #N/A | #N/A | #N/A | #N/A
TRUE | QLD | QSYC | Stony Creek | Energy Queensland | Shoulder | Coincident | 2024 | POE50 | NA | 2.6 | QLD Stony Creek |  |  | FALSE | #N/A | #N/A | #N/A | #N/A | #N/A | #N/A | #N/A | #N/A | #N/A | #N/A
TRUE | QLD | QSYC | Stony Creek | Energy Queensland | Shoulder | Non-coincident | 2024 | POE10 | NA | 4.7148 | QLD Stony Creek |  |  | FALSE | #N/A | #N/A | #N/A | #N/A | #N/A | #N/A | #N/A | #N/A | #N/A | #N/A
TRUE | QLD | QSYC | Stony Creek | Energy Queensland | Shoulder | Coincident | 2025 | POE10 | NA | 2.6566 | QLD Stony Creek |  |  | FALSE | #N/A | #N/A | #N/A | #N/A | #N/A | #N/A | #N/A | #N/A | #N/A | #N/A
TRUE | QLD | QSYC | Stony Creek | Energy Queensland | Shoulder | Coincident | 2025 | POE50 | NA | 2.6 | QLD Stony Creek |  |  | FALSE | #N/A | #N/A | #N/A | #N/A | #N/A | #N/A | #N/A | #N/A | #N/A | #N/A
TRUE | QLD | QSYC | Stony Creek | Energy Queensland | Shoulder | Non-coincident | 2025 | POE10 | NA | 4.7148 | QLD Stony Creek |  |  | FALSE | #N/A | #N/A | #N/A | #N/A | #N/A | #N/A | #N/A | #N/A | #N/A | #N/A
TRUE | QLD | QSYC | Stony Creek | Energy Queensland | Shoulder | Coincident | 2026 | POE10 | NA | 2.6566 | QLD Stony Creek |  |  | FALSE | #N/A | #N/A | #N/A | #N/A | #N/A | #N/A | #N/A | #N/A | #N/A | #N/A
TRUE | QLD | QSYC | Stony Creek | Energy Queensland | Shoulder | Coincident | 2026 | POE50 | NA | 2.6 | QLD Stony Creek |  |  | FALSE | #N/A | #N/A | #N/A | #N/A | #N/A | #N/A | #N/A | #N/A | #N/A | #N/A
TRUE | QLD | QSYC | Stony Creek | Energy Queensland | Shoulder | Non-coincident | 2026 | POE10 | NA | 4.7148 | QLD Stony Creek |  |  | FALSE | #N/A | #N/A | #N/A | #N/A | #N/A | #N/A | #N/A | #N/A | #N/A | #N/A
TRUE | QLD | QSYC | Stony Creek | Energy Queensland | Shoulder | Coincident | 2027 | POE10 | NA | 2.6566 | QLD Stony Creek |  |  | FALSE | #N/A | #N/A | #N/A | #N/A | #N/A | #N/A | #N/A | #N/A | #N/A | #N/A
TRUE | QLD | QSYC | Stony Creek | Energy Queensland | Shoulder | Coincident | 2027 | POE50 | NA | 2.6 | QLD Stony Creek |  |  | FALSE | #N/A | #N/A | #N/A | #N/A | #N/A | #N/A | #N/A | #N/A | #N/A | #N/A
TRUE | QLD | QSYC | Stony Creek | Energy Queensland | Shoulder | Non-coincident | 2027 | POE10 | NA | 4.7149 | QLD Stony Creek |  |  | FALSE | #N/A | #N/A | #N/A | #N/A | #N/A | #N/A | #N/A | #N/A | #N/A | #N/A
TRUE | QLD | QSYC | Stony Creek | Energy Queensland | Shoulder | Coincident | 2028 | POE10 | NA | 2.6566 | QLD Stony Creek |  |  | FALSE | #N/A | #N/A | #N/A | #N/A | #N/A | #N/A | #N/A | #N/A | #N/A | #N/A
TRUE | QLD | QSYC | Stony Creek | Energy Queensland | Shoulder | Coincident | 2028 | POE50 | NA | 2.6 | QLD Stony Creek |  |  | FALSE | #N/A | #N/A | #N/A | #N/A | #N/A | #N/A | #N/A | #N/A | #N/A | #N/A
TRUE | QLD | QSYC | Stony Creek | Energy Queensland | Shoulder | Non-coincident | 2028 | POE10 | NA | 4.7149 | QLD Stony Creek |  |  | FALSE | #N/A | #N/A | #N/A | #N/A | #N/A | #N/A | #N/A | #N/A | #N/A | #N/A
TRUE | QLD | QSYC | Stony Creek | Energy Queensland | Shoulder | Coincident | 2029 | POE10 | NA | 2.6566 | QLD Stony Creek |  |  | FALSE | #N/A | #N/A | #N/A | #N/A | #N/A | #N/A | #N/A | #N/A | #N/A | #N/A
TRUE | QLD | QSYC | Stony Creek | Energy Queensland | Shoulder | Coincident | 2029 | POE50 | NA | 2.6 | QLD Stony Creek |  |  | FALSE | #N/A | #N/A | #N/A | #N/A | #N/A | #N/A | #N/A | #N/A | #N/A | #N/A
TRUE | QLD | QSYC | Stony Creek | Energy Queensland | Shoulder | Non-coincident | 2029 | POE10 | NA | 4.7149 | QLD Stony Creek |  |  | FALSE | #N/A | #N/A | #N/A | #N/A | #N/A | #N/A | #N/A | #N/A | #N/A | #N/A
TRUE | QLD | QSYC | Stony Creek | Energy Queensland | Shoulder | Coincident | 2030 | POE10 | NA | 2.6567 | QLD Stony Creek |  |  | FALSE | #N/A | #N/A | #N/A | #N/A | #N/A | #N/A | #N/A | #N/A | #N/A | #N/A
TRUE | QLD | QSYC | Stony Creek | Energy Queensland | Shoulder | Coincident | 2030 | POE50 | NA | 2.6 | QLD Stony Creek |  |  | FALSE | #N/A | #N/A | #N/A | #N/A | #N/A | #N/A | #N/A | #N/A | #N/A | #N/A
TRUE | QLD | QSYC | Stony Creek | Energy Queensland | Shoulder | Non-coincident | 2030 | POE10 | NA | 4.715 | QLD Stony Creek |  |  | FALSE | #N/A | #N/A | #N/A | #N/A | #N/A | #N/A | #N/A | #N/A | #N/A | #N/A
TRUE | QLD | QSYC | Stony Creek | Energy Queensland | Summer | Non-coincident | 2019 | BASEYEARPOE10 | NA | 4.7973 | QLD Stony Creek |  |  | FALSE | #N/A | #N/A | #N/A | #N/A | #N/A | #N/A | #N/A | #N/A | #N/A | #N/A
TRUE | QLD | QSYC | Stony Creek | Energy Queensland | Summer | Coincident | 2021 | POE10 | NA | 2.6483 | QLD Stony Creek |  |  | FALSE | #N/A | #N/A | #N/A | #N/A | #N/A | #N/A | #N/A | #N/A | #N/A | #N/A
TRUE | QLD | QSYC | Stony Creek | Energy Queensland | Summer | Coincident | 2021 | POE50 | NA | 2.6 | QLD Stony Creek |  |  | FALSE | #N/A | #N/A | #N/A | #N/A | #N/A | #N/A | #N/A | #N/A | #N/A | #N/A
TRUE | QLD | QSYC | Stony Creek | Energy Queensland | Summer | Non-coincident | 2021 | POE10 | NA | 4.7983 | QLD Stony Creek |  |  | FALSE | #N/A | #N/A | #N/A | #N/A | #N/A | #N/A | #N/A | #N/A | #N/A | #N/A
TRUE | QLD | QSYC | Stony Creek | Energy Queensland | Summer | Coincident | 2022 | POE10 | NA | 2.6483 | QLD Stony Creek |  |  | FALSE | #N/A | #N/A | #N/A | #N/A | #N/A | #N/A | #N/A | #N/A | #N/A | #N/A
TRUE | QLD | QSYC | Stony Creek | Energy Queensland | Summer | Coincident | 2022 | POE50 | NA | 2.6 | QLD Stony Creek |  |  | FALSE | #N/A | #N/A | #N/A | #N/A | #N/A | #N/A | #N/A | #N/A | #N/A | #N/A
TRUE | QLD | QSYC | Stony Creek | Energy Queensland | Summer | Non-coincident | 2022 | POE10 | NA | 4.7983 | QLD Stony Creek |  |  | FALSE | #N/A | #N/A | #N/A | #N/A | #N/A | #N/A | #N/A | #N/A | #N/A | #N/A
TRUE | QLD | QSYC | Stony Creek | Energy Queensland | Summer | Coincident | 2023 | POE10 | NA | 2.6483 | QLD Stony Creek |  |  | FALSE | #N/A | #N/A | #N/A | #N/A | #N/A | #N/A | #N/A | #N/A | #N/A | #N/A
TRUE | QLD | QSYC | Stony Creek | Energy Queensland | Summer | Coincident | 2023 | POE50 | NA | 2.6 | QLD Stony Creek |  |  | FALSE | #N/A | #N/A | #N/A | #N/A | #N/A | #N/A | #N/A | #N/A | #N/A | #N/A
TRUE | QLD | QSYC | Stony Creek | Energy Queensland | Summer | Non-coincident | 2023 | POE10 | NA | 4.7983 | QLD Stony Creek |  |  | FALSE | #N/A | #N/A | #N/A | #N/A | #N/A | #N/A | #N/A | #N/A | #N/A | #N/A
TRUE | QLD | QSYC | Stony Creek | Energy Queensland | Summer | Coincident | 2024 | POE10 | NA | 2.6483 | QLD Stony Creek |  |  | FALSE | #N/A | #N/A | #N/A | #N/A | #N/A | #N/A | #N/A | #N/A | #N/A | #N/A
TRUE | QLD | QSYC | Stony Creek | Energy Queensland | Summer | Coincident | 2024 | POE50 | NA | 2.6 | QLD Stony Creek |  |  | FALSE | #N/A | #N/A | #N/A | #N/A | #N/A | #N/A | #N/A | #N/A | #N/A | #N/A
TRUE | QLD | QSYC | Stony Creek | Energy Queensland | Summer | Non-coincident | 2024 | POE10 | NA | 4.7983 | QLD Stony Creek |  |  | FALSE | #N/A | #N/A | #N/A | #N/A | #N/A | #N/A | #N/A | #N/A | #N/A | #N/A
TRUE | QLD | QSYC | Stony Creek | Energy Queensland | Summer | Coincident | 2025 | POE10 | NA | 2.6483 | QLD Stony Creek |  |  | FALSE | #N/A | #N/A | #N/A | #N/A | #N/A | #N/A | #N/A | #N/A | #N/A | #N/A
TRUE | QLD | QSYC | Stony Creek | Energy Queensland | Summer | Coincident | 2025 | POE50 | NA | 2.6 | QLD Stony Creek |  |  | FALSE | #N/A | #N/A | #N/A | #N/A | #N/A | #N/A | #N/A | #N/A | #N/A | #N/A
TRUE | QLD | QSYC | Stony Creek | Energy Queensland | Summer | Non-coincident | 2025 | POE10 | NA | 4.7983 | QLD Stony Creek |  |  | FALSE | #N/A | #N/A | #N/A | #N/A | #N/A | #N/A | #N/A | #N/A | #N/A | #N/A
TRUE | QLD | QSYC | Stony Creek | Energy Queensland | Summer | Coincident | 2026 | POE10 | NA | 2.6483 | QLD Stony Creek |  |  | FALSE | #N/A | #N/A | #N/A | #N/A | #N/A | #N/A | #N/A | #N/A | #N/A | #N/A
TRUE | QLD | QSYC | Stony Creek | Energy Queensland | Summer | Coincident | 2026 | POE50 | NA | 2.6 | QLD Stony Creek |  |  | FALSE | #N/A | #N/A | #N/A | #N/A | #N/A | #N/A | #N/A | #N/A | #N/A | #N/A
TRUE | QLD | QSYC | Stony Creek | Energy Queensland | Summer | Non-coincident | 2026 | POE10 | NA | 4.7983 | QLD Stony Creek |  |  | FALSE | #N/A | #N/A | #N/A | #N/A | #N/A | #N/A | #N/A | #N/A | #N/A | #N/A
TRUE | QLD | QSYC | Stony Creek | Energy Queensland | Summer | Coincident | 2027 | POE10 | NA | 2.6483 | QLD Stony Creek |  |  | FALSE | #N/A | #N/A | #N/A | #N/A | #N/A | #N/A | #N/A | #N/A | #N/A | #N/A
TRUE | QLD | QSYC | Stony Creek | Energy Queensland | Summer | Coincident | 2027 | POE50 | NA | 2.6 | QLD Stony Creek |  |  | FALSE | #N/A | #N/A | #N/A | #N/A | #N/A | #N/A | #N/A | #N/A | #N/A | #N/A
TRUE | QLD | QSYC | Stony Creek | Energy Queensland | Summer | Non-coincident | 2027 | POE10 | NA | 4.7984 | QLD Stony Creek |  |  | FALSE | #N/A | #N/A | #N/A | #N/A | #N/A | #N/A | #N/A | #N/A | #N/A | #N/A
TRUE | QLD | QSYC | Stony Creek | Energy Queensland | Summer | Coincident | 2028 | POE10 | NA | 2.6483 | QLD Stony Creek |  |  | FALSE | #N/A | #N/A | #N/A | #N/A | #N/A | #N/A | #N/A | #N/A | #N/A | #N/A
TRUE | QLD | QSYC | Stony Creek | Energy Queensland | Summer | Coincident | 2028 | POE50 | NA | 2.6 | QLD Stony Creek |  |  | FALSE | #N/A | #N/A | #N/A | #N/A | #N/A | #N/A | #N/A | #N/A | #N/A | #N/A
TRUE | QLD | QSYC | Stony Creek | Energy Queensland | Summer | Non-coincident | 2028 | POE10 | NA | 4.7984 | QLD Stony Creek |  |  | FALSE | #N/A | #N/A | #N/A | #N/A | #N/A | #N/A | #N/A | #N/A | #N/A | #N/A
TRUE | QLD | QSYC | Stony Creek | Energy Queensland | Summer | Coincident | 2029 | POE10 | NA | 2.6483 | QLD Stony Creek |  |  | FALSE | #N/A | #N/A | #N/A | #N/A | #N/A | #N/A | #N/A | #N/A | #N/A | #N/A
TRUE | QLD | QSYC | Stony Creek | Energy Queensland | Summer | Coincident | 2029 | POE50 | NA | 2.6 | QLD Stony Creek |  |  | FALSE | #N/A | #N/A | #N/A | #N/A | #N/A | #N/A | #N/A | #N/A | #N/A | #N/A
TRUE | QLD | QSYC | Stony Creek | Energy Queensland | Summer | Non-coincident | 2029 | POE10 | NA | 4.7984 | QLD Stony Creek |  |  | FALSE | #N/A | #N/A | #N/A | #N/A | #N/A | #N/A | #N/A | #N/A | #N/A | #N/A
TRUE | QLD | QSYC | Stony Creek | Energy Queensland | Summer | Coincident | 2030 | POE10 | NA | 2.6483 | QLD Stony Creek |  |  | FALSE | #N/A | #N/A | #N/A | #N/A | #N/A | #N/A | #N/A | #N/A | #N/A | #N/A
TRUE | QLD | QSYC | Stony Creek | Energy Queensland | Summer | Coincident | 2030 | POE50 | NA | 2.6 | QLD Stony Creek |  |  | FALSE | #N/A | #N/A | #N/A | #N/A | #N/A | #N/A | #N/A | #N/A | #N/A | #N/A
TRUE | QLD | QSYC | Stony Creek | Energy Queensland | Summer | Non-coincident | 2030 | POE10 | NA | 4.7985 | QLD Stony Creek |  |  | FALSE | #N/A | #N/A | #N/A | #N/A | #N/A | #N/A | #N/A | #N/A | #N/A | #N/A
TRUE | QLD | QSYC | Stony Creek | Energy Queensland | Winter | Non-coincident | 2019 | BASEYEARPOE10 | NA | 5.3654 | QLD Stony Creek |  |  | FALSE | #N/A | #N/A | #N/A | #N/A | #N/A | #N/A | #N/A | #N/A | #N/A | #N/A
TRUE | QLD | QSYC | Stony Creek | Energy Queensland | Winter | Coincident | 2020 | POE10 | NA | 2.642 | QLD Stony Creek |  |  | FALSE | #N/A | #N/A | #N/A | #N/A | #N/A | #N/A | #N/A | #N/A | #N/A | #N/A
TRUE | QLD | QSYC | Stony Creek | Energy Queensland | Winter | Coincident | 2020 | POE50 | NA | 2.6 | QLD Stony Creek |  |  | FALSE | #N/A | #N/A | #N/A | #N/A | #N/A | #N/A | #N/A | #N/A | #N/A | #N/A
TRUE | QLD | QSYC | Stony Creek | Energy Queensland | Winter | Non-coincident | 2020 | POE10 | NA | 5.3676 | QLD Stony Creek |  |  | FALSE | #N/A | #N/A | #N/A | #N/A | #N/A | #N/A | #N/A | #N/A | #N/A | #N/A
TRUE | QLD | QSYC | Stony Creek | Energy Queensland | Winter | Coincident | 2021 | POE10 | NA | 2.642 | QLD Stony Creek |  |  | FALSE | #N/A | #N/A | #N/A | #N/A | #N/A | #N/A | #N/A | #N/A | #N/A | #N/A
TRUE | QLD | QSYC | Stony Creek | Energy Queensland | Winter | Coincident | 2021 | POE50 | NA | 2.6 | QLD Stony Creek |  |  | FALSE | #N/A | #N/A | #N/A | #N/A | #N/A | #N/A | #N/A | #N/A | #N/A | #N/A
TRUE | QLD | QSYC | Stony Creek | Energy Queensland | Winter | Non-coincident | 2021 | POE10 | NA | 5.3676 | QLD Stony Creek |  |  | FALSE | #N/A | #N/A | #N/A | #N/A | #N/A | #N/A | #N/A | #N/A | #N/A | #N/A
TRUE | QLD | QSYC | Stony Creek | Energy Queensland | Winter | Coincident | 2022 | POE10 | NA | 2.642 | QLD Stony Creek |  |  | FALSE | #N/A | #N/A | #N/A | #N/A | #N/A | #N/A | #N/A | #N/A | #N/A | #N/A
TRUE | QLD | QSYC | Stony Creek | Energy Queensland | Winter | Coincident | 2022 | POE50 | NA | 2.6 | QLD Stony Creek |  |  | FALSE | #N/A | #N/A | #N/A | #N/A | #N/A | #N/A | #N/A | #N/A | #N/A | #N/A
TRUE | QLD | QSYC | Stony Creek | Energy Queensland | Winter | Non-coincident | 2022 | POE10 | NA | 5.3676 | QLD Stony Creek |  |  | FALSE | #N/A | #N/A | #N/A | #N/A | #N/A | #N/A | #N/A | #N/A | #N/A | #N/A
TRUE | QLD | QSYC | Stony Creek | Energy Queensland | Winter | Coincident | 2023 | POE10 | NA | 2.642 | QLD Stony Creek |  |  | FALSE | #N/A | #N/A | #N/A | #N/A | #N/A | #N/A | #N/A | #N/A | #N/A | #N/A
TRUE | QLD | QSYC | Stony Creek | Energy Queensland | Winter | Coincident | 2023 | POE50 | NA | 2.6 | QLD Stony Creek |  |  | FALSE | #N/A | #N/A | #N/A | #N/A | #N/A | #N/A | #N/A | #N/A | #N/A | #N/A
TRUE | QLD | QSYC | Stony Creek | Energy Queensland | Winter | Non-coincident | 2023 | POE10 | NA | 5.3676 | QLD Stony Creek |  |  | FALSE | #N/A | #N/A | #N/A | #N/A | #N/A | #N/A | #N/A | #N/A | #N/A | #N/A
TRUE | QLD | QSYC | Stony Creek | Energy Queensland | Winter | Coincident | 2024 | POE10 | NA | 2.642 | QLD Stony Creek |  |  | FALSE | #N/A | #N/A | #N/A | #N/A | #N/A | #N/A | #N/A | #N/A | #N/A | #N/A
TRUE | QLD | QSYC | Stony Creek | Energy Queensland | Winter | Coincident | 2024 | POE50 | NA | 2.6 | QLD Stony Creek |  |  | FALSE | #N/A | #N/A | #N/A | #N/A | #N/A | #N/A | #N/A | #N/A | #N/A | #N/A
TRUE | QLD | QSYC | Stony Creek | Energy Queensland | Winter | Non-coincident | 2024 | POE10 | NA | 5.3676 | QLD Stony Creek |  |  | FALSE | #N/A | #N/A | #N/A | #N/A | #N/A | #N/A | #N/A | #N/A | #N/A | #N/A
TRUE | QLD | QSYC | Stony Creek | Energy Queensland | Winter | Coincident | 2025 | POE10 | NA | 2.642 | QLD Stony Creek |  |  | FALSE | #N/A | #N/A | #N/A | #N/A | #N/A | #N/A | #N/A | #N/A | #N/A | #N/A
TRUE | QLD | QSYC | Stony Creek | Energy Queensland | Winter | Coincident | 2025 | POE50 | NA | 2.6 | QLD Stony Creek |  |  | FALSE | #N/A | #N/A | #N/A | #N/A | #N/A | #N/A | #N/A | #N/A | #N/A | #N/A
TRUE | QLD | QSYC | Stony Creek | Energy Queensland | Winter | Non-coincident | 2025 | POE10 | NA | 5.3676 | QLD Stony Creek |  |  | FALSE | #N/A | #N/A | #N/A | #N/A | #N/A | #N/A | #N/A | #N/A | #N/A | #N/A
TRUE | QLD | QSYC | Stony Creek | Energy Queensland | Winter | Coincident | 2026 | POE10 | NA | 2.642 | QLD Stony Creek |  |  | FALSE | #N/A | #N/A | #N/A | #N/A | #N/A | #N/A | #N/A | #N/A | #N/A | #N/A
TRUE | QLD | QSYC | Stony Creek | Energy Queensland | Winter | Coincident | 2026 | POE50 | NA | 2.6 | QLD Stony Creek |  |  | FALSE | #N/A | #N/A | #N/A | #N/A | #N/A | #N/A | #N/A | #N/A | #N/A | #N/A
TRUE | QLD | QSYC | Stony Creek | Energy Queensland | Winter | Non-coincident | 2026 | POE10 | NA | 5.3676 | QLD Stony Creek |  |  | FALSE | #N/A | #N/A | #N/A | #N/A | #N/A | #N/A | #N/A | #N/A | #N/A | #N/A
TRUE | QLD | QSYC | Stony Creek | Energy Queensland | Winter | Coincident | 2027 | POE10 | NA | 2.642 | QLD Stony Creek |  |  | FALSE | #N/A | #N/A | #N/A | #N/A | #N/A | #N/A | #N/A | #N/A | #N/A | #N/A
TRUE | QLD | QSYC | Stony Creek | Energy Queensland | Winter | Coincident | 2027 | POE50 | NA | 2.6 | QLD Stony Creek |  |  | FALSE | #N/A | #N/A | #N/A | #N/A | #N/A | #N/A | #N/A | #N/A | #N/A | #N/A
TRUE | QLD | QSYC | Stony Creek | Energy Queensland | Winter | Non-coincident | 2027 | POE10 | NA | 5.3677 | QLD Stony Creek |  |  | FALSE | #N/A | #N/A | #N/A | #N/A | #N/A | #N/A | #N/A | #N/A | #N/A | #N/A
TRUE | QLD | QSYC | Stony Creek | Energy Queensland | Winter | Coincident | 2028 | POE10 | NA | 2.642 | QLD Stony Creek |  |  | FALSE | #N/A | #N/A | #N/A | #N/A | #N/A | #N/A | #N/A | #N/A | #N/A | #N/A
TRUE | QLD | QSYC | Stony Creek | Energy Queensland | Winter | Coincident | 2028 | POE50 | NA | 2.6 | QLD Stony Creek |  |  | FALSE | #N/A | #N/A | #N/A | #N/A | #N/A | #N/A | #N/A | #N/A | #N/A | #N/A
TRUE | QLD | QSYC | Stony Creek | Energy Queensland | Winter | Non-coincident | 2028 | POE10 | NA | 5.3677 | QLD Stony Creek |  |  | FALSE | #N/A | #N/A | #N/A | #N/A | #N/A | #N/A | #N/A | #N/A | #N/A | #N/A
TRUE | QLD | QSYC | Stony Creek | Energy Queensland | Winter | Coincident | 2029 | POE10 | NA | 2.642 | QLD Stony Creek |  |  | FALSE | #N/A | #N/A | #N/A | #N/A | #N/A | #N/A | #N/A | #N/A | #N/A | #N/A
TRUE | QLD | QSYC | Stony Creek | Energy Queensland | Winter | Coincident | 2029 | POE50 | NA | 2.6 | QLD Stony Creek |  |  | FALSE | #N/A | #N/A | #N/A | #N/A | #N/A | #N/A | #N/A | #N/A | #N/A | #N/A
TRUE | QLD | QSYC | Stony Creek | Energy Queensland | Winter | Non-coincident | 2029 | POE10 | NA | 5.3678 | QLD Stony Creek |  |  | FALSE | #N/A | #N/A | #N/A | #N/A | #N/A | #N/A | #N/A | #N/A | #N/A | #N/A
TRUE | QLD | QTBC | Teebar Creek | Energy Queensland | Shoulder | Coincident | 2017 | ACTUAL_OPG | 39.3434 | 77.4831 | QLD Teebar Creek |  |  | FALSE | #N/A | #N/A | #N/A | #N/A | #N/A | #N/A | #N/A | #N/A | #N/A | #N/A
TRUE | QLD | QTBC | Teebar Creek | Energy Queensland | Shoulder | Coincident | 2017 | ACTUAL_RAW | 39.3434 | 77.4831 | QLD Teebar Creek |  |  | FALSE | #N/A | #N/A | #N/A | #N/A | #N/A | #N/A | #N/A | #N/A | #N/A | #N/A
TRUE | QLD | QTBC | Teebar Creek | Energy Queensland | Shoulder | Non-coincident | 2017 | ACTUAL_RAW | 24.8427 | 92.3253 | QLD Teebar Creek |  |  | FALSE | #N/A | #N/A | #N/A | #N/A | #N/A | #N/A | #N/A | #N/A | #N/A | #N/A
TRUE | QLD | QTBC | Teebar Creek | Energy Queensland | Shoulder | Non-coincident | 2017 | ACTUAL_OPG | 24.8427 | 92.3253 | QLD Teebar Creek |  |  | FALSE | #N/A | #N/A | #N/A | #N/A | #N/A | #N/A | #N/A | #N/A | #N/A | #N/A
TRUE | QLD | QTBC | Teebar Creek | Energy Queensland | Shoulder | Non-coincident | 2017 | ACTUAL_ADJUSTEDOPG | 24.8427 | 92.3253 | QLD Teebar Creek |  |  | FALSE | #N/A | #N/A | #N/A | #N/A | #N/A | #N/A | #N/A | #N/A | #N/A | #N/A
TRUE | QLD | QTBC | Teebar Creek | Energy Queensland | Shoulder | Coincident | 2018 | ACTUAL_OPG | 40.9715 | 69.6342 | QLD Teebar Creek |  |  | FALSE | #N/A | #N/A | #N/A | #N/A | #N/A | #N/A | #N/A | #N/A | #N/A | #N/A
TRUE | QLD | QTBC | Teebar Creek | Energy Queensland | Shoulder | Coincident | 2018 | ACTUAL_RAW | 40.9715 | 69.6342 | QLD Teebar Creek |  |  | FALSE | #N/A | #N/A | #N/A | #N/A | #N/A | #N/A | #N/A | #N/A | #N/A | #N/A
TRUE | QLD | QTBC | Teebar Creek | Energy Queensland | Shoulder | Non-coincident | 2018 | ACTUAL_RAW | 7.8647 | 107.4887 | QLD Teebar Creek |  |  | FALSE | #N/A | #N/A | #N/A | #N/A | #N/A | #N/A | #N/A | #N/A | #N/A | #N/A
TRUE | QLD | QTBC | Teebar Creek | Energy Queensland | Shoulder | Non-coincident | 2018 | ACTUAL_OPG | 7.8647 | 107.4887 | QLD Teebar Creek |  |  | FALSE | #N/A | #N/A | #N/A | #N/A | #N/A | #N/A | #N/A | #N/A | #N/A | #N/A
TRUE | QLD | QTBC | Teebar Creek | Energy Queensland | Shoulder | Non-coincident | 2018 | ACTUAL_ADJUSTEDOPG | 7.8647 | 107.4887 | QLD Teebar Creek |  |  | FALSE | #N/A | #N/A | #N/A | #N/A | #N/A | #N/A | #N/A | #N/A | #N/A | #N/A
TRUE | QLD | QTBC | Teebar Creek | Energy Queensland | Shoulder | Coincident | 2019 | ACTUAL_OPG | 12.5086 | 51.8111 | QLD Teebar Creek |  |  | FALSE | #N/A | #N/A | #N/A | #N/A | #N/A | #N/A | #N/A | #N/A | #N/A | #N/A
TRUE | QLD | QTBC | Teebar Creek | Energy Queensland | Shoulder | Coincident | 2019 | ACTUAL_RAW | 12.5086 | 51.8111 | QLD Teebar Creek |  |  | FALSE | #N/A | #N/A | #N/A | #N/A | #N/A | #N/A | #N/A | #N/A | #N/A | #N/A
TRUE | QLD | QTBC | Teebar Creek | Energy Queensland | Shoulder | Non-coincident | 2019 | ACTUAL_RAW | -51.7115 | 130.8499 | QLD Teebar Creek |  |  | FALSE | #N/A | #N/A | #N/A | #N/A | #N/A | #N/A | #N/A | #N/A | #N/A | #N/A
TRUE | QLD | QTBC | Teebar Creek | Energy Queensland | Shoulder | Non-coincident | 2019 | ACTUAL_OPG | -13.4259 | 130.6699 | QLD Teebar Creek |  |  | FALSE | #N/A | #N/A | #N/A | #N/A | #N/A | #N/A | #N/A | #N/A | #N/A | #N/A
TRUE | QLD | QTBC | Teebar Creek | Energy Queensland | Shoulder | Non-coincident | 2019 | ACTUAL_ADJUSTEDOPG | -13.4259 | 130.6699 | QLD Teebar Creek |  |  | FALSE | #N/A | #N/A | #N/A | #N/A | #N/A | #N/A | #N/A | #N/A | #N/A | #N/A
TRUE | QLD | QTBC | Teebar Creek | Energy Queensland | Shoulder | Non-coincident | 2019 | BASEYEARPOE90 | -15.9574 | NA | QLD Teebar Creek |  |  | FALSE | #N/A | #N/A | #N/A | #N/A | #N/A | #N/A | #N/A | #N/A | #N/A | #N/A
TRUE | QLD | QTBC | Teebar Creek | Energy Queensland | Shoulder | Non-coincident | 2019 | BASEYEARPOE50 | -10.8318 | 104.1351 | QLD Teebar Creek |  |  | FALSE | #N/A | #N/A | #N/A | #N/A | #N/A | #N/A | #N/A | #N/A | #N/A | #N/A
TRUE | QLD | QTBC | Teebar Creek | Energy Queensland | Shoulder | Coincident | 2020 | ACTUAL_OPG | 38.5682 | 84.7772 | QLD Teebar Creek |  |  | FALSE | #N/A | #N/A | #N/A | #N/A | #N/A | #N/A | #N/A | #N/A | #N/A | #N/A
TRUE | QLD | QTBC | Teebar Creek | Energy Queensland | Shoulder | Coincident | 2020 | ACTUAL_RAW | -87.1898 | 84.9612 | QLD Teebar Creek |  |  | FALSE | #N/A | #N/A | #N/A | #N/A | #N/A | #N/A | #N/A | #N/A | #N/A | #N/A
TRUE | QLD | QTBC | Teebar Creek | Energy Queensland | Shoulder | Non-coincident | 2020 | ACTUAL_RAW | -103.9336 | 93.0529 | QLD Teebar Creek |  |  | FALSE | #N/A | #N/A | #N/A | #N/A | #N/A | #N/A | #N/A | #N/A | #N/A | #N/A
TRUE | QLD | QTBC | Teebar Creek | Energy Queensland | Shoulder | Non-coincident | 2020 | ACTUAL_OPG | 9.483 | 92.8429 | QLD Teebar Creek |  |  | FALSE | #N/A | #N/A | #N/A | #N/A | #N/A | #N/A | #N/A | #N/A | #N/A | #N/A
TRUE | QLD | QTBC | Teebar Creek | Energy Queensland | Shoulder | Non-coincident | 2020 | ACTUAL_ADJUSTEDOPG | 9.483 | 92.8429 | QLD Teebar Creek |  |  | FALSE | #N/A | #N/A | #N/A | #N/A | #N/A | #N/A | #N/A | #N/A | #N/A | #N/A
TRUE | QLD | QTBC | Teebar Creek | Energy Queensland | Shoulder | Coincident_unreconciled | 2021 | POE90 | 21.345 | NA | QLD Teebar Creek |  |  | FALSE | #N/A | #N/A | #N/A | #N/A | #N/A | #N/A | #N/A | #N/A | #N/A | #N/A
TRUE | QLD | QTBC | Teebar Creek | Energy Queensland | Shoulder | Coincident_unreconciled | 2021 | POE50 | 30.63 | NA | QLD Teebar Creek |  |  | FALSE | #N/A | #N/A | #N/A | #N/A | #N/A | #N/A | #N/A | #N/A | #N/A | #N/A
TRUE | QLD | QTBC | Teebar Creek | Energy Queensland | Shoulder | Non-coincident | 2021 | POE50 | -18.9085 | 101.9331 | QLD Teebar Creek |  |  | FALSE | #N/A | #N/A | #N/A | #N/A | #N/A | #N/A | #N/A | #N/A | #N/A | #N/A
TRUE | QLD | QTBC | Teebar Creek | Energy Queensland | Shoulder | Non-coincident | 2021 | POE90 | -24.9392 | NA | QLD Teebar Creek |  |  | FALSE | #N/A | #N/A | #N/A | #N/A | #N/A | #N/A | #N/A | #N/A | #N/A | #N/A
TRUE | QLD | QTBC | Teebar Creek | Energy Queensland | Shoulder | Coincident_unreconciled | 2022 | POE90 | 21.345 | NA | QLD Teebar Creek |  |  | FALSE | #N/A | #N/A | #N/A | #N/A | #N/A | #N/A | #N/A | #N/A | #N/A | #N/A
TRUE | QLD | QTBC | Teebar Creek | Energy Queensland | Shoulder | Coincident_unreconciled | 2022 | POE50 | 30.63 | NA | QLD Teebar Creek |  |  | FALSE | #N/A | #N/A | #N/A | #N/A | #N/A | #N/A | #N/A | #N/A | #N/A | #N/A
TRUE | QLD | QTBC | Teebar Creek | Energy Queensland | Shoulder | Non-coincident | 2022 | POE50 | -22.4971 | 102.5023 | QLD Teebar Creek |  |  | FALSE | #N/A | #N/A | #N/A | #N/A | #N/A | #N/A | #N/A | #N/A | #N/A | #N/A
TRUE | QLD | QTBC | Teebar Creek | Energy Queensland | Shoulder | Non-coincident | 2022 | POE90 | -28.5672 | NA | QLD Teebar Creek |  |  | FALSE | #N/A | #N/A | #N/A | #N/A | #N/A | #N/A | #N/A | #N/A | #N/A | #N/A
TRUE | QLD | QTBC | Teebar Creek | Energy Queensland | Shoulder | Coincident_unreconciled | 2023 | POE90 | 21.345 | NA | QLD Teebar Creek |  |  | FALSE | #N/A | #N/A | #N/A | #N/A | #N/A | #N/A | #N/A | #N/A | #N/A | #N/A
TRUE | QLD | QTBC | Teebar Creek | Energy Queensland | Shoulder | Coincident_unreconciled | 2023 | POE50 | 30.63 | NA | QLD Teebar Creek |  |  | FALSE | #N/A | #N/A | #N/A | #N/A | #N/A | #N/A | #N/A | #N/A | #N/A | #N/A
TRUE | QLD | QTBC | Teebar Creek | Energy Queensland | Shoulder | Non-coincident | 2023 | POE50 | -26.9051 | 103.1244 | QLD Teebar Creek |  |  | FALSE | #N/A | #N/A | #N/A | #N/A | #N/A | #N/A | #N/A | #N/A | #N/A | #N/A
TRUE | QLD | QTBC | Teebar Creek | Energy Queensland | Shoulder | Non-coincident | 2023 | POE90 | -33.017 | NA | QLD Teebar Creek |  |  | FALSE | #N/A | #N/A | #N/A | #N/A | #N/A | #N/A | #N/A | #N/A | #N/A | #N/A
TRUE | QLD | QTBC | Teebar Creek | Energy Queensland | Shoulder | Coincident_unreconciled | 2024 | POE90 | 21.345 | NA | QLD Teebar Creek |  |  | FALSE | #N/A | #N/A | #N/A | #N/A | #N/A | #N/A | #N/A | #N/A | #N/A | #N/A
TRUE | QLD | QTBC | Teebar Creek | Energy Queensland | Shoulder | Coincident_unreconciled | 2024 | POE50 | 30.63 | NA | QLD Teebar Creek |  |  | FALSE | #N/A | #N/A | #N/A | #N/A | #N/A | #N/A | #N/A | #N/A | #N/A | #N/A
TRUE | QLD | QTBC | Teebar Creek | Energy Queensland | Shoulder | Non-coincident | 2024 | POE50 | -30.0825 | 103.7271 | QLD Teebar Creek |  |  | FALSE | #N/A | #N/A | #N/A | #N/A | #N/A | #N/A | #N/A | #N/A | #N/A | #N/A
TRUE | QLD | QTBC | Teebar Creek | Energy Queensland | Shoulder | Non-coincident | 2024 | POE90 | -36.236 | NA | QLD Teebar Creek |  |  | FALSE | #N/A | #N/A | #N/A | #N/A | #N/A | #N/A | #N/A | #N/A | #N/A | #N/A
TRUE | QLD | QTBC | Teebar Creek | Energy Queensland | Shoulder | Coincident_unreconciled | 2025 | POE90 | 21.345 | NA | QLD Teebar Creek |  |  | FALSE | #N/A | #N/A | #N/A | #N/A | #N/A | #N/A | #N/A | #N/A | #N/A | #N/A
TRUE | QLD | QTBC | Teebar Creek | Energy Queensland | Shoulder | Coincident_unreconciled | 2025 | POE50 | 30.63 | NA | QLD Teebar Creek |  |  | FALSE | #N/A | #N/A | #N/A | #N/A | #N/A | #N/A | #N/A | #N/A | #N/A | #N/A
TRUE | QLD | QTBC | Teebar Creek | Energy Queensland | Shoulder | Non-coincident | 2025 | POE50 | -32.672 | 104.3166 | QLD Teebar Creek |  |  | FALSE | #N/A | #N/A | #N/A | #N/A | #N/A | #N/A | #N/A | #N/A | #N/A | #N/A
TRUE | QLD | QTBC | Teebar Creek | Energy Queensland | Shoulder | Non-coincident | 2025 | POE90 | -38.8673 | NA | QLD Teebar Creek |  |  | FALSE | #N/A | #N/A | #N/A | #N/A | #N/A | #N/A | #N/A | #N/A | #N/A | #N/A
TRUE | QLD | QTBC | Teebar Creek | Energy Queensland | Shoulder | Coincident_unreconciled | 2026 | POE90 | 21.345 | NA | QLD Teebar Creek |  |  | FALSE | #N/A | #N/A | #N/A | #N/A | #N/A | #N/A | #N/A | #N/A | #N/A | #N/A
TRUE | QLD | QTBC | Teebar Creek | Energy Queensland | Shoulder | Coincident_unreconciled | 2026 | POE50 | 30.63 | NA | QLD Teebar Creek |  |  | FALSE | #N/A | #N/A | #N/A | #N/A | #N/A | #N/A | #N/A | #N/A | #N/A | #N/A
TRUE | QLD | QTBC | Teebar Creek | Energy Queensland | Shoulder | Non-coincident | 2026 | POE50 | -35.2783 | 104.9742 | QLD Teebar Creek |  |  | FALSE | #N/A | #N/A | #N/A | #N/A | #N/A | #N/A | #N/A | #N/A | #N/A | #N/A
TRUE | QLD | QTBC | Teebar Creek | Energy Queensland | Shoulder | Non-coincident | 2026 | POE90 | -41.5153 | NA | QLD Teebar Creek |  |  | FALSE | #N/A | #N/A | #N/A | #N/A | #N/A | #N/A | #N/A | #N/A | #N/A | #N/A
TRUE | QLD | QTBC | Teebar Creek | Energy Queensland | Shoulder | Coincident_unreconciled | 2027 | POE90 | 21.345 | NA | QLD Teebar Creek |  |  | FALSE | #N/A | #N/A | #N/A | #N/A | #N/A | #N/A | #N/A | #N/A | #N/A | #N/A
TRUE | QLD | QTBC | Teebar Creek | Energy Queensland | Shoulder | Coincident_unreconciled | 2027 | POE50 | 30.63 | NA | QLD Teebar Creek |  |  | FALSE | #N/A | #N/A | #N/A | #N/A | #N/A | #N/A | #N/A | #N/A | #N/A | #N/A
TRUE | QLD | QTBC | Teebar Creek | Energy Queensland | Shoulder | Non-coincident | 2027 | POE50 | -37.4993 | 105.8343 | QLD Teebar Creek |  |  | FALSE | #N/A | #N/A | #N/A | #N/A | #N/A | #N/A | #N/A | #N/A | #N/A | #N/A
TRUE | QLD | QTBC | Teebar Creek | Energy Queensland | Shoulder | Non-coincident | 2027 | POE90 | -43.7803 | NA | QLD Teebar Creek |  |  | FALSE | #N/A | #N/A | #N/A | #N/A | #N/A | #N/A | #N/A | #N/A | #N/A | #N/A
TRUE | QLD | QTBC | Teebar Creek | Energy Queensland | Shoulder | Coincident_unreconciled | 2028 | POE90 | 21.345 | NA | QLD Teebar Creek |  |  | FALSE | #N/A | #N/A | #N/A | #N/A | #N/A | #N/A | #N/A | #N/A | #N/A | #N/A
TRUE | QLD | QTBC | Teebar Creek | Energy Queensland | Shoulder | Coincident_unreconciled | 2028 | POE50 | 30.63 | NA | QLD Teebar Creek |  |  | FALSE | #N/A | #N/A | #N/A | #N/A | #N/A | #N/A | #N/A | #N/A | #N/A | #N/A
TRUE | QLD | QTBC | Teebar Creek | Energy Queensland | Shoulder | Non-coincident | 2028 | POE50 | -39.2836 | 106.9703 | QLD Teebar Creek |  |  | FALSE | #N/A | #N/A | #N/A | #N/A | #N/A | #N/A | #N/A | #N/A | #N/A | #N/A
TRUE | QLD | QTBC | Teebar Creek | Energy Queensland | Shoulder | Non-coincident | 2028 | POE90 | -45.61 | NA | QLD Teebar Creek |  |  | FALSE | #N/A | #N/A | #N/A | #N/A | #N/A | #N/A | #N/A | #N/A | #N/A | #N/A
TRUE | QLD | QTBC | Teebar Creek | Energy Queensland | Shoulder | Coincident_unreconciled | 2029 | POE90 | 21.345 | NA | QLD Teebar Creek |  |  | FALSE | #N/A | #N/A | #N/A | #N/A | #N/A | #N/A | #N/A | #N/A | #N/A | #N/A
TRUE | QLD | QTBC | Teebar Creek | Energy Queensland | Shoulder | Coincident_unreconciled | 2029 | POE50 | 30.63 | NA | QLD Teebar Creek |  |  | FALSE | #N/A | #N/A | #N/A | #N/A | #N/A | #N/A | #N/A | #N/A | #N/A | #N/A
TRUE | QLD | QTBC | Teebar Creek | Energy Queensland | Shoulder | Non-coincident | 2029 | POE50 | -40.9325 | 108.3372 | QLD Teebar Creek |  |  | FALSE | #N/A | #N/A | #N/A | #N/A | #N/A | #N/A | #N/A | #N/A | #N/A | #N/A
TRUE | QLD | QTBC | Teebar Creek | Energy Queensland | Shoulder | Non-coincident | 2029 | POE90 | -47.3043 | NA | QLD Teebar Creek |  |  | FALSE | #N/A | #N/A | #N/A | #N/A | #N/A | #N/A | #N/A | #N/A | #N/A | #N/A
TRUE | QLD | QTBC | Teebar Creek | Energy Queensland | Shoulder | Coincident_unreconciled | 2030 | POE90 | 21.345 | NA | QLD Teebar Creek |  |  | FALSE | #N/A | #N/A | #N/A | #N/A | #N/A | #N/A | #N/A | #N/A | #N/A | #N/A
TRUE | QLD | QTBC | Teebar Creek | Energy Queensland | Shoulder | Coincident_unreconciled | 2030 | POE50 | 30.63 | NA | QLD Teebar Creek |  |  | FALSE | #N/A | #N/A | #N/A | #N/A | #N/A | #N/A | #N/A | #N/A | #N/A | #N/A
TRUE | QLD | QTBC | Teebar Creek | Energy Queensland | Shoulder | Non-coincident | 2030 | POE50 | -42.3569 | 109.9238 | QLD Teebar Creek |  |  | FALSE | #N/A | #N/A | #N/A | #N/A | #N/A | #N/A | #N/A | #N/A | #N/A | #N/A
TRUE | QLD | QTBC | Teebar Creek | Energy Queensland | Shoulder | Non-coincident | 2030 | POE90 | -48.7742 | NA | QLD Teebar Creek |  |  | FALSE | #N/A | #N/A | #N/A | #N/A | #N/A | #N/A | #N/A | #N/A | #N/A | #N/A
TRUE | QLD | QTBC | Teebar Creek | Energy Queensland | Summer | Coincident | 2017 | ACTUAL_OPG | 44.4905 | 99.0918 | QLD Teebar Creek |  |  | FALSE | #N/A | #N/A | #N/A | #N/A | #N/A | #N/A | #N/A | #N/A | #N/A | #N/A
TRUE | QLD | QTBC | Teebar Creek | Energy Queensland | Summer | Coincident | 2017 | ACTUAL_RAW | 44.4905 | 99.0918 | QLD Teebar Creek |  |  | FALSE | #N/A | #N/A | #N/A | #N/A | #N/A | #N/A | #N/A | #N/A | #N/A | #N/A
TRUE | QLD | QTBC | Teebar Creek | Energy Queensland | Summer | Non-coincident | 2017 | ACTUAL_RAW | 32.2075 | 119.9923 | QLD Teebar Creek |  |  | FALSE | #N/A | #N/A | #N/A | #N/A | #N/A | #N/A | #N/A | #N/A | #N/A | #N/A
TRUE | QLD | QTBC | Teebar Creek | Energy Queensland | Summer | Non-coincident | 2017 | ACTUAL_OPG | 32.2075 | 119.9923 | QLD Teebar Creek |  |  | FALSE | #N/A | #N/A | #N/A | #N/A | #N/A | #N/A | #N/A | #N/A | #N/A | #N/A
TRUE | QLD | QTBC | Teebar Creek | Energy Queensland | Summer | Non-coincident | 2017 | ACTUAL_ADJUSTEDOPG | 32.2075 | 119.9923 | QLD Teebar Creek |  |  | FALSE | #N/A | #N/A | #N/A | #N/A | #N/A | #N/A | #N/A | #N/A | #N/A | #N/A
TRUE | QLD | QTBC | Teebar Creek | Energy Queensland | Summer | Coincident | 2018 | ACTUAL_OPG | 31.7048 | 109.1601 | QLD Teebar Creek |  |  | FALSE | #N/A | #N/A | #N/A | #N/A | #N/A | #N/A | #N/A | #N/A | #N/A | #N/A
TRUE | QLD | QTBC | Teebar Creek | Energy Queensland | Summer | Coincident | 2018 | ACTUAL_RAW | 31.7048 | 109.1601 | QLD Teebar Creek |  |  | FALSE | #N/A | #N/A | #N/A | #N/A | #N/A | #N/A | #N/A | #N/A | #N/A | #N/A
TRUE | QLD | QTBC | Teebar Creek | Energy Queensland | Summer | Non-coincident | 2018 | ACTUAL_RAW | -12.0021 | 137.9264 | QLD Teebar Creek |  |  | FALSE | #N/A | #N/A | #N/A | #N/A | #N/A | #N/A | #N/A | #N/A | #N/A | #N/A
TRUE | QLD | QTBC | Teebar Creek | Energy Queensland | Summer | Non-coincident | 2018 | ACTUAL_OPG | -12.0021 | 137.9264 | QLD Teebar Creek |  |  | FALSE | #N/A | #N/A | #N/A | #N/A | #N/A | #N/A | #N/A | #N/A | #N/A | #N/A
TRUE | QLD | QTBC | Teebar Creek | Energy Queensland | Summer | Non-coincident | 2018 | ACTUAL_ADJUSTEDOPG | -12.0021 | 137.9264 | QLD Teebar Creek |  |  | FALSE | #N/A | #N/A | #N/A | #N/A | #N/A | #N/A | #N/A | #N/A | #N/A | #N/A
TRUE | QLD | QTBC | Teebar Creek | Energy Queensland | Summer | Coincident | 2019 | ACTUAL_OPG | 26.6124 | 102.1044 | QLD Teebar Creek |  |  | FALSE | #N/A | #N/A | #N/A | #N/A | #N/A | #N/A | #N/A | #N/A | #N/A | #N/A
TRUE | QLD | QTBC | Teebar Creek | Energy Queensland | Summer | Coincident | 2019 | ACTUAL_RAW | 26.7124 | 94.8864 | QLD Teebar Creek |  |  | FALSE | #N/A | #N/A | #N/A | #N/A | #N/A | #N/A | #N/A | #N/A | #N/A | #N/A
TRUE | QLD | QTBC | Teebar Creek | Energy Queensland | Summer | Non-coincident | 2019 | ACTUAL_RAW | -30.0947 | 131.8807 | QLD Teebar Creek |  |  | FALSE | #N/A | #N/A | #N/A | #N/A | #N/A | #N/A | #N/A | #N/A | #N/A | #N/A
TRUE | QLD | QTBC | Teebar Creek | Energy Queensland | Summer | Non-coincident | 2019 | ACTUAL_OPG | 2.9413 | 132.5387 | QLD Teebar Creek |  |  | FALSE | #N/A | #N/A | #N/A | #N/A | #N/A | #N/A | #N/A | #N/A | #N/A | #N/A
TRUE | QLD | QTBC | Teebar Creek | Energy Queensland | Summer | Non-coincident | 2019 | ACTUAL_ADJUSTEDOPG | 2.9413 | 132.5387 | QLD Teebar Creek |  |  | FALSE | #N/A | #N/A | #N/A | #N/A | #N/A | #N/A | #N/A | #N/A | #N/A | #N/A
TRUE | QLD | QTBC | Teebar Creek | Energy Queensland | Summer | Non-coincident | 2019 | BASEYEARPOE90 | -19.3103 | NA | QLD Teebar Creek |  |  | FALSE | #N/A | #N/A | #N/A | #N/A | #N/A | #N/A | #N/A | #N/A | #N/A | #N/A
TRUE | QLD | QTBC | Teebar Creek | Energy Queensland | Summer | Non-coincident | 2019 | BASEYEARPOE50 | -6.0019 | 126.9638 | QLD Teebar Creek |  |  | FALSE | #N/A | #N/A | #N/A | #N/A | #N/A | #N/A | #N/A | #N/A | #N/A | #N/A
TRUE | QLD | QTBC | Teebar Creek | Energy Queensland | Summer | Coincident | 2020 | ACTUAL_OPG | 35.5165 | 122.8726 | QLD Teebar Creek |  |  | FALSE | #N/A | #N/A | #N/A | #N/A | #N/A | #N/A | #N/A | #N/A | #N/A | #N/A
TRUE | QLD | QTBC | Teebar Creek | Energy Queensland | Summer | Coincident | 2020 | ACTUAL_RAW | -32.9655 | 80.8006 | QLD Teebar Creek |  |  | FALSE | #N/A | #N/A | #N/A | #N/A | #N/A | #N/A | #N/A | #N/A | #N/A | #N/A
TRUE | QLD | QTBC | Teebar Creek | Energy Queensland | Summer | Non-coincident | 2020 | ACTUAL_RAW | -69.6736 | 135.3879 | QLD Teebar Creek |  |  | FALSE | #N/A | #N/A | #N/A | #N/A | #N/A | #N/A | #N/A | #N/A | #N/A | #N/A
TRUE | QLD | QTBC | Teebar Creek | Energy Queensland | Summer | Non-coincident | 2020 | ACTUAL_OPG | 20.8368 | 135.6222 | QLD Teebar Creek |  |  | FALSE | #N/A | #N/A | #N/A | #N/A | #N/A | #N/A | #N/A | #N/A | #N/A | #N/A
TRUE | QLD | QTBC | Teebar Creek | Energy Queensland | Summer | Non-coincident | 2020 | ACTUAL_ADJUSTEDOPG | 20.8368 | 135.6222 | QLD Teebar Creek |  |  | FALSE | #N/A | #N/A | #N/A | #N/A | #N/A | #N/A | #N/A | #N/A | #N/A | #N/A
TRUE | QLD | QTBC | Teebar Creek | Energy Queensland | Summer | Coincident_unreconciled | 2021 | POE90 | 30 | NA | QLD Teebar Creek |  |  | FALSE | #N/A | #N/A | #N/A | #N/A | #N/A | #N/A | #N/A | #N/A | #N/A | #N/A
TRUE | QLD | QTBC | Teebar Creek | Energy Queensland | Summer | Coincident_unreconciled | 2021 | POE50 | 40.3246 | NA | QLD Teebar Creek |  |  | FALSE | #N/A | #N/A | #N/A | #N/A | #N/A | #N/A | #N/A | #N/A | #N/A | #N/A
TRUE | QLD | QTBC | Teebar Creek | Energy Queensland | Summer | Non-coincident | 2021 | POE50 | -12.9308 | 128.0893 | QLD Teebar Creek |  |  | FALSE | #N/A | #N/A | #N/A | #N/A | #N/A | #N/A | #N/A | #N/A | #N/A | #N/A
TRUE | QLD | QTBC | Teebar Creek | Energy Queensland | Summer | Non-coincident | 2021 | POE90 | -25.7692 | NA | QLD Teebar Creek |  |  | FALSE | #N/A | #N/A | #N/A | #N/A | #N/A | #N/A | #N/A | #N/A | #N/A | #N/A
TRUE | QLD | QTBC | Teebar Creek | Energy Queensland | Summer | Coincident_unreconciled | 2022 | POE90 | 30 | NA | QLD Teebar Creek |  |  | FALSE | #N/A | #N/A | #N/A | #N/A | #N/A | #N/A | #N/A | #N/A | #N/A | #N/A
TRUE | QLD | QTBC | Teebar Creek | Energy Queensland | Summer | Coincident_unreconciled | 2022 | POE50 | 40.3246 | NA | QLD Teebar Creek |  |  | FALSE | #N/A | #N/A | #N/A | #N/A | #N/A | #N/A | #N/A | #N/A | #N/A | #N/A
TRUE | QLD | QTBC | Teebar Creek | Energy Queensland | Summer | Non-coincident | 2022 | POE50 | -16.5333 | 128.8191 | QLD Teebar Creek |  |  | FALSE | #N/A | #N/A | #N/A | #N/A | #N/A | #N/A | #N/A | #N/A | #N/A | #N/A
TRUE | QLD | QTBC | Teebar Creek | Energy Queensland | Summer | Non-coincident | 2022 | POE90 | -29.4542 | NA | QLD Teebar Creek |  |  | FALSE | #N/A | #N/A | #N/A | #N/A | #N/A | #N/A | #N/A | #N/A | #N/A | #N/A
TRUE | QLD | QTBC | Teebar Creek | Energy Queensland | Summer | Coincident_unreconciled | 2023 | POE90 | 30 | NA | QLD Teebar Creek |  |  | FALSE | #N/A | #N/A | #N/A | #N/A | #N/A | #N/A | #N/A | #N/A | #N/A | #N/A
TRUE | QLD | QTBC | Teebar Creek | Energy Queensland | Summer | Coincident_unreconciled | 2023 | POE50 | 40.3246 | NA | QLD Teebar Creek |  |  | FALSE | #N/A | #N/A | #N/A | #N/A | #N/A | #N/A | #N/A | #N/A | #N/A | #N/A
TRUE | QLD | QTBC | Teebar Creek | Energy Queensland | Summer | Non-coincident | 2023 | POE50 | -20.8326 | 129.6071 | QLD Teebar Creek |  |  | FALSE | #N/A | #N/A | #N/A | #N/A | #N/A | #N/A | #N/A | #N/A | #N/A | #N/A
TRUE | QLD | QTBC | Teebar Creek | Energy Queensland | Summer | Non-coincident | 2023 | POE90 | -33.8408 | NA | QLD Teebar Creek |  |  | FALSE | #N/A | #N/A | #N/A | #N/A | #N/A | #N/A | #N/A | #N/A | #N/A | #N/A
TRUE | QLD | QTBC | Teebar Creek | Energy Queensland | Summer | Coincident_unreconciled | 2024 | POE90 | 30 | NA | QLD Teebar Creek |  |  | FALSE | #N/A | #N/A | #N/A | #N/A | #N/A | #N/A | #N/A | #N/A | #N/A | #N/A
TRUE | QLD | QTBC | Teebar Creek | Energy Queensland | Summer | Coincident_unreconciled | 2024 | POE50 | 40.3246 | NA | QLD Teebar Creek |  |  | FALSE | #N/A | #N/A | #N/A | #N/A | #N/A | #N/A | #N/A | #N/A | #N/A | #N/A
TRUE | QLD | QTBC | Teebar Creek | Energy Queensland | Summer | Non-coincident | 2024 | POE50 | -23.8476 | 130.3813 | QLD Teebar Creek |  |  | FALSE | #N/A | #N/A | #N/A | #N/A | #N/A | #N/A | #N/A | #N/A | #N/A | #N/A
TRUE | QLD | QTBC | Teebar Creek | Energy Queensland | Summer | Non-coincident | 2024 | POE90 | -36.943 | NA | QLD Teebar Creek |  |  | FALSE | #N/A | #N/A | #N/A | #N/A | #N/A | #N/A | #N/A | #N/A | #N/A | #N/A
TRUE | QLD | QTBC | Teebar Creek | Energy Queensland | Summer | Coincident_unreconciled | 2025 | POE90 | 30 | NA | QLD Teebar Creek |  |  | FALSE | #N/A | #N/A | #N/A | #N/A | #N/A | #N/A | #N/A | #N/A | #N/A | #N/A
TRUE | QLD | QTBC | Teebar Creek | Energy Queensland | Summer | Coincident_unreconciled | 2025 | POE50 | 40.3246 | NA | QLD Teebar Creek |  |  | FALSE | #N/A | #N/A | #N/A | #N/A | #N/A | #N/A | #N/A | #N/A | #N/A | #N/A
TRUE | QLD | QTBC | Teebar Creek | Energy Queensland | Summer | Non-coincident | 2025 | POE50 | -26.3482 | 131.1585 | QLD Teebar Creek |  |  | FALSE | #N/A | #N/A | #N/A | #N/A | #N/A | #N/A | #N/A | #N/A | #N/A | #N/A
TRUE | QLD | QTBC | Teebar Creek | Energy Queensland | Summer | Non-coincident | 2025 | POE90 | -39.5308 | NA | QLD Teebar Creek |  |  | FALSE | #N/A | #N/A | #N/A | #N/A | #N/A | #N/A | #N/A | #N/A | #N/A | #N/A
TRUE | QLD | QTBC | Teebar Creek | Energy Queensland | Summer | Coincident_unreconciled | 2026 | POE90 | 30 | NA | QLD Teebar Creek |  |  | FALSE | #N/A | #N/A | #N/A | #N/A | #N/A | #N/A | #N/A | #N/A | #N/A | #N/A
TRUE | QLD | QTBC | Teebar Creek | Energy Queensland | Summer | Coincident_unreconciled | 2026 | POE50 | 40.3246 | NA | QLD Teebar Creek |  |  | FALSE | #N/A | #N/A | #N/A | #N/A | #N/A | #N/A | #N/A | #N/A | #N/A | #N/A
TRUE | QLD | QTBC | Teebar Creek | Energy Queensland | Summer | Non-coincident | 2026 | POE50 | -28.9027 | 132.0117 | QLD Teebar Creek |  |  | FALSE | #N/A | #N/A | #N/A | #N/A | #N/A | #N/A | #N/A | #N/A | #N/A | #N/A
TRUE | QLD | QTBC | Teebar Creek | Energy Queensland | Summer | Non-coincident | 2026 | POE90 | -42.1725 | NA | QLD Teebar Creek |  |  | FALSE | #N/A | #N/A | #N/A | #N/A | #N/A | #N/A | #N/A | #N/A | #N/A | #N/A
TRUE | QLD | QTBC | Teebar Creek | Energy Queensland | Summer | Coincident_unreconciled | 2027 | POE90 | 30 | NA | QLD Teebar Creek |  |  | FALSE | #N/A | #N/A | #N/A | #N/A | #N/A | #N/A | #N/A | #N/A | #N/A | #N/A
TRUE | QLD | QTBC | Teebar Creek | Energy Queensland | Summer | Coincident_unreconciled | 2027 | POE50 | 40.3246 | NA | QLD Teebar Creek |  |  | FALSE | #N/A | #N/A | #N/A | #N/A | #N/A | #N/A | #N/A | #N/A | #N/A | #N/A
TRUE | QLD | QTBC | Teebar Creek | Energy Queensland | Summer | Non-coincident | 2027 | POE50 | -31.0585 | 133.0805 | QLD Teebar Creek |  |  | FALSE | #N/A | #N/A | #N/A | #N/A | #N/A | #N/A | #N/A | #N/A | #N/A | #N/A
TRUE | QLD | QTBC | Teebar Creek | Energy Queensland | Summer | Non-coincident | 2027 | POE90 | -44.4201 | NA | QLD Teebar Creek |  |  | FALSE | #N/A | #N/A | #N/A | #N/A | #N/A | #N/A | #N/A | #N/A | #N/A | #N/A
TRUE | QLD | QTBC | Teebar Creek | Energy Queensland | Summer | Coincident_unreconciled | 2028 | POE90 | 30 | NA | QLD Teebar Creek |  |  | FALSE | #N/A | #N/A | #N/A | #N/A | #N/A | #N/A | #N/A | #N/A | #N/A | #N/A
TRUE | QLD | QTBC | Teebar Creek | Energy Queensland | Summer | Coincident_unreconciled | 2028 | POE50 | 40.3246 | NA | QLD Teebar Creek |  |  | FALSE | #N/A | #N/A | #N/A | #N/A | #N/A | #N/A | #N/A | #N/A | #N/A | #N/A
TRUE | QLD | QTBC | Teebar Creek | Energy Queensland | Summer | Non-coincident | 2028 | POE50 | -32.7782 | 134.4239 | QLD Teebar Creek |  |  | FALSE | #N/A | #N/A | #N/A | #N/A | #N/A | #N/A | #N/A | #N/A | #N/A | #N/A
TRUE | QLD | QTBC | Teebar Creek | Energy Queensland | Summer | Non-coincident | 2028 | POE90 | -46.2348 | NA | QLD Teebar Creek |  |  | FALSE | #N/A | #N/A | #N/A | #N/A | #N/A | #N/A | #N/A | #N/A | #N/A | #N/A
TRUE | QLD | QTBC | Teebar Creek | Energy Queensland | Summer | Coincident_unreconciled | 2029 | POE90 | 30 | NA | QLD Teebar Creek |  |  | FALSE | #N/A | #N/A | #N/A | #N/A | #N/A | #N/A | #N/A | #N/A | #N/A | #N/A
TRUE | QLD | QTBC | Teebar Creek | Energy Queensland | Summer | Coincident_unreconciled | 2029 | POE50 | 40.3246 | NA | QLD Teebar Creek |  |  | FALSE | #N/A | #N/A | #N/A | #N/A | #N/A | #N/A | #N/A | #N/A | #N/A | #N/A
TRUE | QLD | QTBC | Teebar Creek | Energy Queensland | Summer | Non-coincident | 2029 | POE50 | -34.3596 | 135.9839 | QLD Teebar Creek |  |  | FALSE | #N/A | #N/A | #N/A | #N/A | #N/A | #N/A | #N/A | #N/A | #N/A | #N/A
TRUE | QLD | QTBC | Teebar Creek | Energy Queensland | Summer | Non-coincident | 2029 | POE90 | -47.9113 | NA | QLD Teebar Creek |  |  | FALSE | #N/A | #N/A | #N/A | #N/A | #N/A | #N/A | #N/A | #N/A | #N/A | #N/A
TRUE | QLD | QTBC | Teebar Creek | Energy Queensland | Summer | Coincident_unreconciled | 2030 | POE90 | 30 | NA | QLD Teebar Creek |  |  | FALSE | #N/A | #N/A | #N/A | #N/A | #N/A | #N/A | #N/A | #N/A | #N/A | #N/A
TRUE | QLD | QTBC | Teebar Creek | Energy Queensland | Summer | Coincident_unreconciled | 2030 | POE50 | 40.3246 | NA | QLD Teebar Creek |  |  | FALSE | #N/A | #N/A | #N/A | #N/A | #N/A | #N/A | #N/A | #N/A | #N/A | #N/A
TRUE | QLD | QTBC | Teebar Creek | Energy Queensland | Summer | Non-coincident | 2030 | POE50 | -35.7134 | 137.7801 | QLD Teebar Creek |  |  | FALSE | #N/A | #N/A | #N/A | #N/A | #N/A | #N/A | #N/A | #N/A | #N/A | #N/A
TRUE | QLD | QTBC | Teebar Creek | Energy Queensland | Summer | Non-coincident | 2030 | POE90 | -49.3601 | NA | QLD Teebar Creek |  |  | FALSE | #N/A | #N/A | #N/A | #N/A | #N/A | #N/A | #N/A | #N/A | #N/A | #N/A
TRUE | QLD | QTBC | Teebar Creek | Energy Queensland | Winter | Coincident | 2016 | ACTUAL_OPG | 32.2652 | 72.9611 | QLD Teebar Creek |  |  | FALSE | #N/A | #N/A | #N/A | #N/A | #N/A | #N/A | #N/A | #N/A | #N/A | #N/A
TRUE | QLD | QTBC | Teebar Creek | Energy Queensland | Winter | Coincident | 2016 | ACTUAL_RAW | 32.2652 | 72.9611 | QLD Teebar Creek |  |  | FALSE | #N/A | #N/A | #N/A | #N/A | #N/A | #N/A | #N/A | #N/A | #N/A | #N/A
TRUE | QLD | QTBC | Teebar Creek | Energy Queensland | Winter | Non-coincident | 2016 | ACTUAL_RAW | 16.8645 | 91.0591 | QLD Teebar Creek |  |  | FALSE | #N/A | #N/A | #N/A | #N/A | #N/A | #N/A | #N/A | #N/A | #N/A | #N/A
TRUE | QLD | QTBC | Teebar Creek | Energy Queensland | Winter | Non-coincident | 2016 | ACTUAL_OPG | 16.8645 | 91.0591 | QLD Teebar Creek |  |  | FALSE | #N/A | #N/A | #N/A | #N/A | #N/A | #N/A | #N/A | #N/A | #N/A | #N/A
TRUE | QLD | QTBC | Teebar Creek | Energy Queensland | Winter | Non-coincident | 2016 | ACTUAL_ADJUSTEDOPG | 16.8645 | 91.0591 | QLD Teebar Creek |  |  | FALSE | #N/A | #N/A | #N/A | #N/A | #N/A | #N/A | #N/A | #N/A | #N/A | #N/A
TRUE | QLD | QTBC | Teebar Creek | Energy Queensland | Winter | Coincident | 2017 | ACTUAL_OPG | 38.0178 | 90.4828 | QLD Teebar Creek |  |  | FALSE | #N/A | #N/A | #N/A | #N/A | #N/A | #N/A | #N/A | #N/A | #N/A | #N/A
TRUE | QLD | QTBC | Teebar Creek | Energy Queensland | Winter | Coincident | 2017 | ACTUAL_RAW | 38.0178 | 90.4828 | QLD Teebar Creek |  |  | FALSE | #N/A | #N/A | #N/A | #N/A | #N/A | #N/A | #N/A | #N/A | #N/A | #N/A
TRUE | QLD | QTBC | Teebar Creek | Energy Queensland | Winter | Non-coincident | 2017 | ACTUAL_RAW | -2.3341 | 103.1337 | QLD Teebar Creek |  |  | FALSE | #N/A | #N/A | #N/A | #N/A | #N/A | #N/A | #N/A | #N/A | #N/A | #N/A
TRUE | QLD | QTBC | Teebar Creek | Energy Queensland | Winter | Non-coincident | 2017 | ACTUAL_OPG | -2.3341 | 103.1337 | QLD Teebar Creek |  |  | FALSE | #N/A | #N/A | #N/A | #N/A | #N/A | #N/A | #N/A | #N/A | #N/A | #N/A
TRUE | QLD | QTBC | Teebar Creek | Energy Queensland | Winter | Non-coincident | 2017 | ACTUAL_ADJUSTEDOPG | -2.3341 | 103.1337 | QLD Teebar Creek |  |  | FALSE | #N/A | #N/A | #N/A | #N/A | #N/A | #N/A | #N/A | #N/A | #N/A | #N/A
TRUE | QLD | QTBC | Teebar Creek | Energy Queensland | Winter | Coincident | 2018 | ACTUAL_OPG | 21.2032 | 90.0281 | QLD Teebar Creek |  |  | FALSE | #N/A | #N/A | #N/A | #N/A | #N/A | #N/A | #N/A | #N/A | #N/A | #N/A
TRUE | QLD | QTBC | Teebar Creek | Energy Queensland | Winter | Coincident | 2018 | ACTUAL_RAW | 21.2032 | 90.0281 | QLD Teebar Creek |  |  | FALSE | #N/A | #N/A | #N/A | #N/A | #N/A | #N/A | #N/A | #N/A | #N/A | #N/A
TRUE | QLD | QTBC | Teebar Creek | Energy Queensland | Winter | Non-coincident | 2018 | ACTUAL_RAW | 16.0653 | 98.1174 | QLD Teebar Creek |  |  | FALSE | #N/A | #N/A | #N/A | #N/A | #N/A | #N/A | #N/A | #N/A | #N/A | #N/A
TRUE | QLD | QTBC | Teebar Creek | Energy Queensland | Winter | Non-coincident | 2018 | ACTUAL_OPG | 16.0653 | 98.1174 | QLD Teebar Creek |  |  | FALSE | #N/A | #N/A | #N/A | #N/A | #N/A | #N/A | #N/A | #N/A | #N/A | #N/A
TRUE | QLD | QTBC | Teebar Creek | Energy Queensland | Winter | Non-coincident | 2018 | ACTUAL_ADJUSTEDOPG | 16.0653 | 98.1174 | QLD Teebar Creek |  |  | FALSE | #N/A | #N/A | #N/A | #N/A | #N/A | #N/A | #N/A | #N/A | #N/A | #N/A
TRUE | QLD | QTBC | Teebar Creek | Energy Queensland | Winter | Coincident | 2019 | ACTUAL_OPG | 25.974 | 119.1773 | QLD Teebar Creek |  |  | FALSE | #N/A | #N/A | #N/A | #N/A | #N/A | #N/A | #N/A | #N/A | #N/A | #N/A
TRUE | QLD | QTBC | Teebar Creek | Energy Queensland | Winter | Coincident | 2019 | ACTUAL_RAW | -49.004 | 119.3593 | QLD Teebar Creek |  |  | FALSE | #N/A | #N/A | #N/A | #N/A | #N/A | #N/A | #N/A | #N/A | #N/A | #N/A
TRUE | QLD | QTBC | Teebar Creek | Energy Queensland | Winter | Non-coincident | 2019 | ACTUAL_RAW | -49.004 | 122.8074 | QLD Teebar Creek |  |  | FALSE | #N/A | #N/A | #N/A | #N/A | #N/A | #N/A | #N/A | #N/A | #N/A | #N/A
TRUE | QLD | QTBC | Teebar Creek | Energy Queensland | Winter | Non-coincident | 2019 | ACTUAL_OPG | 15.2495 | 122.6294 | QLD Teebar Creek |  |  | FALSE | #N/A | #N/A | #N/A | #N/A | #N/A | #N/A | #N/A | #N/A | #N/A | #N/A
TRUE | QLD | QTBC | Teebar Creek | Energy Queensland | Winter | Non-coincident | 2019 | ACTUAL_ADJUSTEDOPG | 15.2495 | 122.6294 | QLD Teebar Creek |  |  | FALSE | #N/A | #N/A | #N/A | #N/A | #N/A | #N/A | #N/A | #N/A | #N/A | #N/A
TRUE | QLD | QTBC | Teebar Creek | Energy Queensland | Winter | Non-coincident | 2019 | BASEYEARPOE90 | -8.9178 | NA | QLD Teebar Creek |  |  | FALSE | #N/A | #N/A | #N/A | #N/A | #N/A | #N/A | #N/A | #N/A | #N/A | #N/A
TRUE | QLD | QTBC | Teebar Creek | Energy Queensland | Winter | Non-coincident | 2019 | BASEYEARPOE50 | -0.90351 | 110.4029 | QLD Teebar Creek |  |  | FALSE | #N/A | #N/A | #N/A | #N/A | #N/A | #N/A | #N/A | #N/A | #N/A | #N/A
TRUE | QLD | QTBC | Teebar Creek | Energy Queensland | Winter | Coincident_unreconciled | 2020 | POE90 | 21.345 | NA | QLD Teebar Creek |  |  | FALSE | #N/A | #N/A | #N/A | #N/A | #N/A | #N/A | #N/A | #N/A | #N/A | #N/A
TRUE | QLD | QTBC | Teebar Creek | Energy Queensland | Winter | Coincident_unreconciled | 2020 | POE50 | 30.63 | NA | QLD Teebar Creek |  |  | FALSE | #N/A | #N/A | #N/A | #N/A | #N/A | #N/A | #N/A | #N/A | #N/A | #N/A
TRUE | QLD | QTBC | Teebar Creek | Energy Queensland | Winter | Non-coincident | 2020 | POE50 | -12.5524 | 111.3713 | QLD Teebar Creek |  |  | FALSE | #N/A | #N/A | #N/A | #N/A | #N/A | #N/A | #N/A | #N/A | #N/A | #N/A
TRUE | QLD | QTBC | Teebar Creek | Energy Queensland | Winter | Non-coincident | 2020 | POE90 | -23.6518 | NA | QLD Teebar Creek |  |  | FALSE | #N/A | #N/A | #N/A | #N/A | #N/A | #N/A | #N/A | #N/A | #N/A | #N/A
TRUE | QLD | QTBC | Teebar Creek | Energy Queensland | Winter | Coincident_unreconciled | 2021 | POE90 | 21.345 | NA | QLD Teebar Creek |  |  | FALSE | #N/A | #N/A | #N/A | #N/A | #N/A | #N/A | #N/A | #N/A | #N/A | #N/A
TRUE | QLD | QTBC | Teebar Creek | Energy Queensland | Winter | Coincident_unreconciled | 2021 | POE50 | 30.63 | NA | QLD Teebar Creek |  |  | FALSE | #N/A | #N/A | #N/A | #N/A | #N/A | #N/A | #N/A | #N/A | #N/A | #N/A
TRUE | QLD | QTBC | Teebar Creek | Energy Queensland | Winter | Non-coincident | 2021 | POE50 | -14.2189 | 111.9433 | QLD Teebar Creek |  |  | FALSE | #N/A | #N/A | #N/A | #N/A | #N/A | #N/A | #N/A | #N/A | #N/A | #N/A
TRUE | QLD | QTBC | Teebar Creek | Energy Queensland | Winter | Non-coincident | 2021 | POE90 | -25.0135 | NA | QLD Teebar Creek |  |  | FALSE | #N/A | #N/A | #N/A | #N/A | #N/A | #N/A | #N/A | #N/A | #N/A | #N/A
TRUE | QLD | QTBC | Teebar Creek | Energy Queensland | Winter | Coincident_unreconciled | 2022 | POE90 | 21.345 | NA | QLD Teebar Creek |  |  | FALSE | #N/A | #N/A | #N/A | #N/A | #N/A | #N/A | #N/A | #N/A | #N/A | #N/A
TRUE | QLD | QTBC | Teebar Creek | Energy Queensland | Winter | Coincident_unreconciled | 2022 | POE50 | 30.63 | NA | QLD Teebar Creek |  |  | FALSE | #N/A | #N/A | #N/A | #N/A | #N/A | #N/A | #N/A | #N/A | #N/A | #N/A
TRUE | QLD | QTBC | Teebar Creek | Energy Queensland | Winter | Non-coincident | 2022 | POE50 | -18.7415 | 112.5846 | QLD Teebar Creek |  |  | FALSE | #N/A | #N/A | #N/A | #N/A | #N/A | #N/A | #N/A | #N/A | #N/A | #N/A
TRUE | QLD | QTBC | Teebar Creek | Energy Queensland | Winter | Non-coincident | 2022 | POE90 | -28.567 | NA | QLD Teebar Creek |  |  | FALSE | #N/A | #N/A | #N/A | #N/A | #N/A | #N/A | #N/A | #N/A | #N/A | #N/A
TRUE | QLD | QTBC | Teebar Creek | Energy Queensland | Winter | Coincident_unreconciled | 2023 | POE90 | 21.345 | NA | QLD Teebar Creek |  |  | FALSE | #N/A | #N/A | #N/A | #N/A | #N/A | #N/A | #N/A | #N/A | #N/A | #N/A
TRUE | QLD | QTBC | Teebar Creek | Energy Queensland | Winter | Coincident_unreconciled | 2023 | POE50 | 30.63 | NA | QLD Teebar Creek |  |  | FALSE | #N/A | #N/A | #N/A | #N/A | #N/A | #N/A | #N/A | #N/A | #N/A | #N/A
TRUE | QLD | QTBC | Teebar Creek | Energy Queensland | Winter | Non-coincident | 2023 | POE50 | -22.3221 | 113.2854 | QLD Teebar Creek |  |  | FALSE | #N/A | #N/A | #N/A | #N/A | #N/A | #N/A | #N/A | #N/A | #N/A | #N/A
TRUE | QLD | QTBC | Teebar Creek | Energy Queensland | Winter | Non-coincident | 2023 | POE90 | -31.4006 | NA | QLD Teebar Creek |  |  | FALSE | #N/A | #N/A | #N/A | #N/A | #N/A | #N/A | #N/A | #N/A | #N/A | #N/A
TRUE | QLD | QTBC | Teebar Creek | Energy Queensland | Winter | Coincident_unreconciled | 2024 | POE90 | 21.345 | NA | QLD Teebar Creek |  |  | FALSE | #N/A | #N/A | #N/A | #N/A | #N/A | #N/A | #N/A | #N/A | #N/A | #N/A
TRUE | QLD | QTBC | Teebar Creek | Energy Queensland | Winter | Coincident_unreconciled | 2024 | POE50 | 30.63 | NA | QLD Teebar Creek |  |  | FALSE | #N/A | #N/A | #N/A | #N/A | #N/A | #N/A | #N/A | #N/A | #N/A | #N/A
TRUE | QLD | QTBC | Teebar Creek | Energy Queensland | Winter | Non-coincident | 2024 | POE50 | -24.9707 | 113.8758 | QLD Teebar Creek |  |  | FALSE | #N/A | #N/A | #N/A | #N/A | #N/A | #N/A | #N/A | #N/A | #N/A | #N/A
TRUE | QLD | QTBC | Teebar Creek | Energy Queensland | Winter | Non-coincident | 2024 | POE90 | -34.0686 | NA | QLD Teebar Creek |  |  | FALSE | #N/A | #N/A | #N/A | #N/A | #N/A | #N/A | #N/A | #N/A | #N/A | #N/A
TRUE | QLD | QTBC | Teebar Creek | Energy Queensland | Winter | Coincident_unreconciled | 2025 | POE90 | 21.345 | NA | QLD Teebar Creek |  |  | FALSE | #N/A | #N/A | #N/A | #N/A | #N/A | #N/A | #N/A | #N/A | #N/A | #N/A
TRUE | QLD | QTBC | Teebar Creek | Energy Queensland | Winter | Coincident_unreconciled | 2025 | POE50 | 30.63 | NA | QLD Teebar Creek |  |  | FALSE | #N/A | #N/A | #N/A | #N/A | #N/A | #N/A | #N/A | #N/A | #N/A | #N/A
TRUE | QLD | QTBC | Teebar Creek | Energy Queensland | Winter | Non-coincident | 2025 | POE50 | -27.3209 | 114.4681 | QLD Teebar Creek |  |  | FALSE | #N/A | #N/A | #N/A | #N/A | #N/A | #N/A | #N/A | #N/A | #N/A | #N/A
TRUE | QLD | QTBC | Teebar Creek | Energy Queensland | Winter | Non-coincident | 2025 | POE90 | -36.48 | NA | QLD Teebar Creek |  |  | FALSE | #N/A | #N/A | #N/A | #N/A | #N/A | #N/A | #N/A | #N/A | #N/A | #N/A
TRUE | QLD | QTBC | Teebar Creek | Energy Queensland | Winter | Coincident_unreconciled | 2026 | POE90 | 21.345 | NA | QLD Teebar Creek |  |  | FALSE | #N/A | #N/A | #N/A | #N/A | #N/A | #N/A | #N/A | #N/A | #N/A | #N/A
TRUE | QLD | QTBC | Teebar Creek | Energy Queensland | Winter | Coincident_unreconciled | 2026 | POE50 | 30.63 | NA | QLD Teebar Creek |  |  | FALSE | #N/A | #N/A | #N/A | #N/A | #N/A | #N/A | #N/A | #N/A | #N/A | #N/A
TRUE | QLD | QTBC | Teebar Creek | Energy Queensland | Winter | Non-coincident | 2026 | POE50 | -29.8365 | 115.1107 | QLD Teebar Creek |  |  | FALSE | #N/A | #N/A | #N/A | #N/A | #N/A | #N/A | #N/A | #N/A | #N/A | #N/A
TRUE | QLD | QTBC | Teebar Creek | Energy Queensland | Winter | Non-coincident | 2026 | POE90 | -39.0573 | NA | QLD Teebar Creek |  |  | FALSE | #N/A | #N/A | #N/A | #N/A | #N/A | #N/A | #N/A | #N/A | #N/A | #N/A
TRUE | QLD | QTBC | Teebar Creek | Energy Queensland | Winter | Coincident_unreconciled | 2027 | POE90 | 21.345 | NA | QLD Teebar Creek |  |  | FALSE | #N/A | #N/A | #N/A | #N/A | #N/A | #N/A | #N/A | #N/A | #N/A | #N/A
TRUE | QLD | QTBC | Teebar Creek | Energy Queensland | Winter | Coincident_unreconciled | 2027 | POE50 | 30.63 | NA | QLD Teebar Creek |  |  | FALSE | #N/A | #N/A | #N/A | #N/A | #N/A | #N/A | #N/A | #N/A | #N/A | #N/A
TRUE | QLD | QTBC | Teebar Creek | Energy Queensland | Winter | Non-coincident | 2027 | POE50 | -31.5351 | 115.973 | QLD Teebar Creek |  |  | FALSE | #N/A | #N/A | #N/A | #N/A | #N/A | #N/A | #N/A | #N/A | #N/A | #N/A
TRUE | QLD | QTBC | Teebar Creek | Energy Queensland | Winter | Non-coincident | 2027 | POE90 | -40.8225 | NA | QLD Teebar Creek |  |  | FALSE | #N/A | #N/A | #N/A | #N/A | #N/A | #N/A | #N/A | #N/A | #N/A | #N/A
TRUE | QLD | QTBC | Teebar Creek | Energy Queensland | Winter | Coincident_unreconciled | 2028 | POE90 | 21.345 | NA | QLD Teebar Creek |  |  | FALSE | #N/A | #N/A | #N/A | #N/A | #N/A | #N/A | #N/A | #N/A | #N/A | #N/A
TRUE | QLD | QTBC | Teebar Creek | Energy Queensland | Winter | Coincident_unreconciled | 2028 | POE50 | 30.63 | NA | QLD Teebar Creek |  |  | FALSE | #N/A | #N/A | #N/A | #N/A | #N/A | #N/A | #N/A | #N/A | #N/A | #N/A
TRUE | QLD | QTBC | Teebar Creek | Energy Queensland | Winter | Non-coincident | 2028 | POE50 | -33.136 | 117.0773 | QLD Teebar Creek |  |  | FALSE | #N/A | #N/A | #N/A | #N/A | #N/A | #N/A | #N/A | #N/A | #N/A | #N/A
TRUE | QLD | QTBC | Teebar Creek | Energy Queensland | Winter | Non-coincident | 2028 | POE90 | -42.4901 | NA | QLD Teebar Creek |  |  | FALSE | #N/A | #N/A | #N/A | #N/A | #N/A | #N/A | #N/A | #N/A | #N/A | #N/A
TRUE | QLD | QTBC | Teebar Creek | Energy Queensland | Winter | Coincident_unreconciled | 2029 | POE90 | 21.345 | NA | QLD Teebar Creek |  |  | FALSE | #N/A | #N/A | #N/A | #N/A | #N/A | #N/A | #N/A | #N/A | #N/A | #N/A
TRUE | QLD | QTBC | Teebar Creek | Energy Queensland | Winter | Coincident_unreconciled | 2029 | POE50 | 30.63 | NA | QLD Teebar Creek |  |  | FALSE | #N/A | #N/A | #N/A | #N/A | #N/A | #N/A | #N/A | #N/A | #N/A | #N/A
TRUE | QLD | QTBC | Teebar Creek | Energy Queensland | Winter | Non-coincident | 2029 | POE50 | -34.4515 | 118.3196 | QLD Teebar Creek |  |  | FALSE | #N/A | #N/A | #N/A | #N/A | #N/A | #N/A | #N/A | #N/A | #N/A | #N/A
TRUE | QLD | QTBC | Teebar Creek | Energy Queensland | Winter | Non-coincident | 2029 | POE90 | -43.8722 | NA | QLD Teebar Creek |  |  | FALSE | #N/A | #N/A | #N/A | #N/A | #N/A | #N/A | #N/A | #N/A | #N/A | #N/A
TRUE | QLD | QTBC | Teebar Creek | Energy Queensland | Shoulder | Non-coincident | 2019 | BASEYEARPOE10 | NA | 106.4346 | QLD Teebar Creek |  |  | FALSE | #N/A | #N/A | #N/A | #N/A | #N/A | #N/A | #N/A | #N/A | #N/A | #N/A
TRUE | QLD | QTBC | Teebar Creek | Energy Queensland | Shoulder | Coincident | 2021 | POE10 | NA | 67.8444 | QLD Teebar Creek |  |  | FALSE | #N/A | #N/A | #N/A | #N/A | #N/A | #N/A | #N/A | #N/A | #N/A | #N/A
TRUE | QLD | QTBC | Teebar Creek | Energy Queensland | Shoulder | Coincident | 2021 | POE50 | NA | 68.5898 | QLD Teebar Creek |  |  | FALSE | #N/A | #N/A | #N/A | #N/A | #N/A | #N/A | #N/A | #N/A | #N/A | #N/A
TRUE | QLD | QTBC | Teebar Creek | Energy Queensland | Shoulder | Non-coincident | 2021 | POE10 | NA | 111.0493 | QLD Teebar Creek |  |  | FALSE | #N/A | #N/A | #N/A | #N/A | #N/A | #N/A | #N/A | #N/A | #N/A | #N/A
TRUE | QLD | QTBC | Teebar Creek | Energy Queensland | Shoulder | Coincident | 2022 | POE10 | NA | 70.1065 | QLD Teebar Creek |  |  | FALSE | #N/A | #N/A | #N/A | #N/A | #N/A | #N/A | #N/A | #N/A | #N/A | #N/A
TRUE | QLD | QTBC | Teebar Creek | Energy Queensland | Shoulder | Coincident | 2022 | POE50 | NA | 69.6931 | QLD Teebar Creek |  |  | FALSE | #N/A | #N/A | #N/A | #N/A | #N/A | #N/A | #N/A | #N/A | #N/A | #N/A
TRUE | QLD | QTBC | Teebar Creek | Energy Queensland | Shoulder | Non-coincident | 2022 | POE10 | NA | 111.6328 | QLD Teebar Creek |  |  | FALSE | #N/A | #N/A | #N/A | #N/A | #N/A | #N/A | #N/A | #N/A | #N/A | #N/A
TRUE | QLD | QTBC | Teebar Creek | Energy Queensland | Shoulder | Coincident | 2023 | POE10 | NA | 70.6673 | QLD Teebar Creek |  |  | FALSE | #N/A | #N/A | #N/A | #N/A | #N/A | #N/A | #N/A | #N/A | #N/A | #N/A
TRUE | QLD | QTBC | Teebar Creek | Energy Queensland | Shoulder | Coincident | 2023 | POE50 | NA | 70.5892 | QLD Teebar Creek |  |  | FALSE | #N/A | #N/A | #N/A | #N/A | #N/A | #N/A | #N/A | #N/A | #N/A | #N/A
TRUE | QLD | QTBC | Teebar Creek | Energy Queensland | Shoulder | Non-coincident | 2023 | POE10 | NA | 112.2702 | QLD Teebar Creek |  |  | FALSE | #N/A | #N/A | #N/A | #N/A | #N/A | #N/A | #N/A | #N/A | #N/A | #N/A
TRUE | QLD | QTBC | Teebar Creek | Energy Queensland | Shoulder | Coincident | 2024 | POE10 | NA | 71.4239 | QLD Teebar Creek |  |  | FALSE | #N/A | #N/A | #N/A | #N/A | #N/A | #N/A | #N/A | #N/A | #N/A | #N/A
TRUE | QLD | QTBC | Teebar Creek | Energy Queensland | Shoulder | Coincident | 2024 | POE50 | NA | 72.2824 | QLD Teebar Creek |  |  | FALSE | #N/A | #N/A | #N/A | #N/A | #N/A | #N/A | #N/A | #N/A | #N/A | #N/A
TRUE | QLD | QTBC | Teebar Creek | Energy Queensland | Shoulder | Non-coincident | 2024 | POE10 | NA | 112.8881 | QLD Teebar Creek |  |  | FALSE | #N/A | #N/A | #N/A | #N/A | #N/A | #N/A | #N/A | #N/A | #N/A | #N/A
TRUE | QLD | QTBC | Teebar Creek | Energy Queensland | Shoulder | Coincident | 2025 | POE10 | NA | 72.0551 | QLD Teebar Creek |  |  | FALSE | #N/A | #N/A | #N/A | #N/A | #N/A | #N/A | #N/A | #N/A | #N/A | #N/A
TRUE | QLD | QTBC | Teebar Creek | Energy Queensland | Shoulder | Coincident | 2025 | POE50 | NA | 72.3908 | QLD Teebar Creek |  |  | FALSE | #N/A | #N/A | #N/A | #N/A | #N/A | #N/A | #N/A | #N/A | #N/A | #N/A
TRUE | QLD | QTBC | Teebar Creek | Energy Queensland | Shoulder | Non-coincident | 2025 | POE10 | NA | 113.4929 | QLD Teebar Creek |  |  | FALSE | #N/A | #N/A | #N/A | #N/A | #N/A | #N/A | #N/A | #N/A | #N/A | #N/A
TRUE | QLD | QTBC | Teebar Creek | Energy Queensland | Shoulder | Coincident | 2026 | POE10 | NA | 72.1357 | QLD Teebar Creek |  |  | FALSE | #N/A | #N/A | #N/A | #N/A | #N/A | #N/A | #N/A | #N/A | #N/A | #N/A
TRUE | QLD | QTBC | Teebar Creek | Energy Queensland | Shoulder | Coincident | 2026 | POE50 | NA | 72.8709 | QLD Teebar Creek |  |  | FALSE | #N/A | #N/A | #N/A | #N/A | #N/A | #N/A | #N/A | #N/A | #N/A | #N/A
TRUE | QLD | QTBC | Teebar Creek | Energy Queensland | Shoulder | Non-coincident | 2026 | POE10 | NA | 114.1657 | QLD Teebar Creek |  |  | FALSE | #N/A | #N/A | #N/A | #N/A | #N/A | #N/A | #N/A | #N/A | #N/A | #N/A
TRUE | QLD | QTBC | Teebar Creek | Energy Queensland | Shoulder | Coincident | 2027 | POE10 | NA | 72.4225 | QLD Teebar Creek |  |  | FALSE | #N/A | #N/A | #N/A | #N/A | #N/A | #N/A | #N/A | #N/A | #N/A | #N/A
TRUE | QLD | QTBC | Teebar Creek | Energy Queensland | Shoulder | Coincident | 2027 | POE50 | NA | 73.091 | QLD Teebar Creek |  |  | FALSE | #N/A | #N/A | #N/A | #N/A | #N/A | #N/A | #N/A | #N/A | #N/A | #N/A
TRUE | QLD | QTBC | Teebar Creek | Energy Queensland | Shoulder | Non-coincident | 2027 | POE10 | NA | 115.0418 | QLD Teebar Creek |  |  | FALSE | #N/A | #N/A | #N/A | #N/A | #N/A | #N/A | #N/A | #N/A | #N/A | #N/A
TRUE | QLD | QTBC | Teebar Creek | Energy Queensland | Shoulder | Coincident | 2028 | POE10 | NA | 72.9165 | QLD Teebar Creek |  |  | FALSE | #N/A | #N/A | #N/A | #N/A | #N/A | #N/A | #N/A | #N/A | #N/A | #N/A
TRUE | QLD | QTBC | Teebar Creek | Energy Queensland | Shoulder | Coincident | 2028 | POE50 | NA | 73.7733 | QLD Teebar Creek |  |  | FALSE | #N/A | #N/A | #N/A | #N/A | #N/A | #N/A | #N/A | #N/A | #N/A | #N/A
TRUE | QLD | QTBC | Teebar Creek | Energy Queensland | Shoulder | Non-coincident | 2028 | POE10 | NA | 116.1943 | QLD Teebar Creek |  |  | FALSE | #N/A | #N/A | #N/A | #N/A | #N/A | #N/A | #N/A | #N/A | #N/A | #N/A
TRUE | QLD | QTBC | Teebar Creek | Energy Queensland | Shoulder | Coincident | 2029 | POE10 | NA | 74.5274 | QLD Teebar Creek |  |  | FALSE | #N/A | #N/A | #N/A | #N/A | #N/A | #N/A | #N/A | #N/A | #N/A | #N/A
TRUE | QLD | QTBC | Teebar Creek | Energy Queensland | Shoulder | Coincident | 2029 | POE50 | NA | 74.9672 | QLD Teebar Creek |  |  | FALSE | #N/A | #N/A | #N/A | #N/A | #N/A | #N/A | #N/A | #N/A | #N/A | #N/A
TRUE | QLD | QTBC | Teebar Creek | Energy Queensland | Shoulder | Non-coincident | 2029 | POE10 | NA | 117.5778 | QLD Teebar Creek |  |  | FALSE | #N/A | #N/A | #N/A | #N/A | #N/A | #N/A | #N/A | #N/A | #N/A | #N/A
TRUE | QLD | QTBC | Teebar Creek | Energy Queensland | Shoulder | Coincident | 2030 | POE10 | NA | 75.6021 | QLD Teebar Creek |  |  | FALSE | #N/A | #N/A | #N/A | #N/A | #N/A | #N/A | #N/A | #N/A | #N/A | #N/A
TRUE | QLD | QTBC | Teebar Creek | Energy Queensland | Shoulder | Coincident | 2030 | POE50 | NA | 76.1379 | QLD Teebar Creek |  |  | FALSE | #N/A | #N/A | #N/A | #N/A | #N/A | #N/A | #N/A | #N/A | #N/A | #N/A
TRUE | QLD | QTBC | Teebar Creek | Energy Queensland | Shoulder | Non-coincident | 2030 | POE10 | NA | 119.181 | QLD Teebar Creek |  |  | FALSE | #N/A | #N/A | #N/A | #N/A | #N/A | #N/A | #N/A | #N/A | #N/A | #N/A
TRUE | QLD | QTBC | Teebar Creek | Energy Queensland | Summer | Non-coincident | 2019 | BASEYEARPOE10 | NA | 132.9908 | QLD Teebar Creek |  |  | FALSE | #N/A | #N/A | #N/A | #N/A | #N/A | #N/A | #N/A | #N/A | #N/A | #N/A
TRUE | QLD | QTBC | Teebar Creek | Energy Queensland | Summer | Coincident | 2021 | POE10 | NA | 106.7242 | QLD Teebar Creek |  |  | FALSE | #N/A | #N/A | #N/A | #N/A | #N/A | #N/A | #N/A | #N/A | #N/A | #N/A
TRUE | QLD | QTBC | Teebar Creek | Energy Queensland | Summer | Coincident | 2021 | POE50 | NA | 105.522 | QLD Teebar Creek |  |  | FALSE | #N/A | #N/A | #N/A | #N/A | #N/A | #N/A | #N/A | #N/A | #N/A | #N/A
TRUE | QLD | QTBC | Teebar Creek | Energy Queensland | Summer | Non-coincident | 2021 | POE10 | NA | 135.3991 | QLD Teebar Creek |  |  | FALSE | #N/A | #N/A | #N/A | #N/A | #N/A | #N/A | #N/A | #N/A | #N/A | #N/A
TRUE | QLD | QTBC | Teebar Creek | Energy Queensland | Summer | Coincident | 2022 | POE10 | NA | 109.2861 | QLD Teebar Creek |  |  | FALSE | #N/A | #N/A | #N/A | #N/A | #N/A | #N/A | #N/A | #N/A | #N/A | #N/A
TRUE | QLD | QTBC | Teebar Creek | Energy Queensland | Summer | Coincident | 2022 | POE50 | NA | 107.8865 | QLD Teebar Creek |  |  | FALSE | #N/A | #N/A | #N/A | #N/A | #N/A | #N/A | #N/A | #N/A | #N/A | #N/A
TRUE | QLD | QTBC | Teebar Creek | Energy Queensland | Summer | Non-coincident | 2022 | POE10 | NA | 136.176 | QLD Teebar Creek |  |  | FALSE | #N/A | #N/A | #N/A | #N/A | #N/A | #N/A | #N/A | #N/A | #N/A | #N/A
TRUE | QLD | QTBC | Teebar Creek | Energy Queensland | Summer | Coincident | 2023 | POE10 | NA | 110.5642 | QLD Teebar Creek |  |  | FALSE | #N/A | #N/A | #N/A | #N/A | #N/A | #N/A | #N/A | #N/A | #N/A | #N/A
TRUE | QLD | QTBC | Teebar Creek | Energy Queensland | Summer | Coincident | 2023 | POE50 | NA | 108.9048 | QLD Teebar Creek |  |  | FALSE | #N/A | #N/A | #N/A | #N/A | #N/A | #N/A | #N/A | #N/A | #N/A | #N/A
TRUE | QLD | QTBC | Teebar Creek | Energy Queensland | Summer | Non-coincident | 2023 | POE10 | NA | 137.0141 | QLD Teebar Creek |  |  | FALSE | #N/A | #N/A | #N/A | #N/A | #N/A | #N/A | #N/A | #N/A | #N/A | #N/A
TRUE | QLD | QTBC | Teebar Creek | Energy Queensland | Summer | Coincident | 2024 | POE10 | NA | 112.5088 | QLD Teebar Creek |  |  | FALSE | #N/A | #N/A | #N/A | #N/A | #N/A | #N/A | #N/A | #N/A | #N/A | #N/A
TRUE | QLD | QTBC | Teebar Creek | Energy Queensland | Summer | Coincident | 2024 | POE50 | NA | 110.9248 | QLD Teebar Creek |  |  | FALSE | #N/A | #N/A | #N/A | #N/A | #N/A | #N/A | #N/A | #N/A | #N/A | #N/A
TRUE | QLD | QTBC | Teebar Creek | Energy Queensland | Summer | Non-coincident | 2024 | POE10 | NA | 137.8382 | QLD Teebar Creek |  |  | FALSE | #N/A | #N/A | #N/A | #N/A | #N/A | #N/A | #N/A | #N/A | #N/A | #N/A
TRUE | QLD | QTBC | Teebar Creek | Energy Queensland | Summer | Coincident | 2025 | POE10 | NA | 112.6542 | QLD Teebar Creek |  |  | FALSE | #N/A | #N/A | #N/A | #N/A | #N/A | #N/A | #N/A | #N/A | #N/A | #N/A
TRUE | QLD | QTBC | Teebar Creek | Energy Queensland | Summer | Coincident | 2025 | POE50 | NA | 111.6389 | QLD Teebar Creek |  |  | FALSE | #N/A | #N/A | #N/A | #N/A | #N/A | #N/A | #N/A | #N/A | #N/A | #N/A
TRUE | QLD | QTBC | Teebar Creek | Energy Queensland | Summer | Non-coincident | 2025 | POE10 | NA | 138.6654 | QLD Teebar Creek |  |  | FALSE | #N/A | #N/A | #N/A | #N/A | #N/A | #N/A | #N/A | #N/A | #N/A | #N/A
TRUE | QLD | QTBC | Teebar Creek | Energy Queensland | Summer | Coincident | 2026 | POE10 | NA | 113.8628 | QLD Teebar Creek |  |  | FALSE | #N/A | #N/A | #N/A | #N/A | #N/A | #N/A | #N/A | #N/A | #N/A | #N/A
TRUE | QLD | QTBC | Teebar Creek | Energy Queensland | Summer | Coincident | 2026 | POE50 | NA | 112.463 | QLD Teebar Creek |  |  | FALSE | #N/A | #N/A | #N/A | #N/A | #N/A | #N/A | #N/A | #N/A | #N/A | #N/A
TRUE | QLD | QTBC | Teebar Creek | Energy Queensland | Summer | Non-coincident | 2026 | POE10 | NA | 139.5685 | QLD Teebar Creek |  |  | FALSE | #N/A | #N/A | #N/A | #N/A | #N/A | #N/A | #N/A | #N/A | #N/A | #N/A
TRUE | QLD | QTBC | Teebar Creek | Energy Queensland | Summer | Coincident | 2027 | POE10 | NA | 113.8695 | QLD Teebar Creek |  |  | FALSE | #N/A | #N/A | #N/A | #N/A | #N/A | #N/A | #N/A | #N/A | #N/A | #N/A
TRUE | QLD | QTBC | Teebar Creek | Energy Queensland | Summer | Coincident | 2027 | POE50 | NA | 112.8659 | QLD Teebar Creek |  |  | FALSE | #N/A | #N/A | #N/A | #N/A | #N/A | #N/A | #N/A | #N/A | #N/A | #N/A
TRUE | QLD | QTBC | Teebar Creek | Energy Queensland | Summer | Non-coincident | 2027 | POE10 | NA | 140.6899 | QLD Teebar Creek |  |  | FALSE | #N/A | #N/A | #N/A | #N/A | #N/A | #N/A | #N/A | #N/A | #N/A | #N/A
TRUE | QLD | QTBC | Teebar Creek | Energy Queensland | Summer | Coincident | 2028 | POE10 | NA | 115.0314 | QLD Teebar Creek |  |  | FALSE | #N/A | #N/A | #N/A | #N/A | #N/A | #N/A | #N/A | #N/A | #N/A | #N/A
TRUE | QLD | QTBC | Teebar Creek | Energy Queensland | Summer | Coincident | 2028 | POE50 | NA | 113.9772 | QLD Teebar Creek |  |  | FALSE | #N/A | #N/A | #N/A | #N/A | #N/A | #N/A | #N/A | #N/A | #N/A | #N/A
TRUE | QLD | QTBC | Teebar Creek | Energy Queensland | Summer | Non-coincident | 2028 | POE10 | NA | 142.0877 | QLD Teebar Creek |  |  | FALSE | #N/A | #N/A | #N/A | #N/A | #N/A | #N/A | #N/A | #N/A | #N/A | #N/A
TRUE | QLD | QTBC | Teebar Creek | Energy Queensland | Summer | Coincident | 2029 | POE10 | NA | 115.9789 | QLD Teebar Creek |  |  | FALSE | #N/A | #N/A | #N/A | #N/A | #N/A | #N/A | #N/A | #N/A | #N/A | #N/A
TRUE | QLD | QTBC | Teebar Creek | Energy Queensland | Summer | Coincident | 2029 | POE50 | NA | 115.4366 | QLD Teebar Creek |  |  | FALSE | #N/A | #N/A | #N/A | #N/A | #N/A | #N/A | #N/A | #N/A | #N/A | #N/A
TRUE | QLD | QTBC | Teebar Creek | Energy Queensland | Summer | Non-coincident | 2029 | POE10 | NA | 143.7021 | QLD Teebar Creek |  |  | FALSE | #N/A | #N/A | #N/A | #N/A | #N/A | #N/A | #N/A | #N/A | #N/A | #N/A
TRUE | QLD | QTBC | Teebar Creek | Energy Queensland | Summer | Coincident | 2030 | POE10 | NA | 117.5478 | QLD Teebar Creek |  |  | FALSE | #N/A | #N/A | #N/A | #N/A | #N/A | #N/A | #N/A | #N/A | #N/A | #N/A
TRUE | QLD | QTBC | Teebar Creek | Energy Queensland | Summer | Coincident | 2030 | POE50 | NA | 116.4171 | QLD Teebar Creek |  |  | FALSE | #N/A | #N/A | #N/A | #N/A | #N/A | #N/A | #N/A | #N/A | #N/A | #N/A
TRUE | QLD | QTBC | Teebar Creek | Energy Queensland | Summer | Non-coincident | 2030 | POE10 | NA | 145.5527 | QLD Teebar Creek |  |  | FALSE | #N/A | #N/A | #N/A | #N/A | #N/A | #N/A | #N/A | #N/A | #N/A | #N/A
TRUE | QLD | QTBC | Teebar Creek | Energy Queensland | Winter | Non-coincident | 2019 | BASEYEARPOE10 | NA | 116.4533 | QLD Teebar Creek |  |  | FALSE | #N/A | #N/A | #N/A | #N/A | #N/A | #N/A | #N/A | #N/A | #N/A | #N/A
TRUE | QLD | QTBC | Teebar Creek | Energy Queensland | Winter | Coincident | 2020 | POE10 | NA | 109.8369 | QLD Teebar Creek |  |  | FALSE | #N/A | #N/A | #N/A | #N/A | #N/A | #N/A | #N/A | #N/A | #N/A | #N/A
TRUE | QLD | QTBC | Teebar Creek | Energy Queensland | Winter | Coincident | 2020 | POE50 | NA | 102.3673 | QLD Teebar Creek |  |  | FALSE | #N/A | #N/A | #N/A | #N/A | #N/A | #N/A | #N/A | #N/A | #N/A | #N/A
TRUE | QLD | QTBC | Teebar Creek | Energy Queensland | Winter | Non-coincident | 2020 | POE10 | NA | 122.4885 | QLD Teebar Creek |  |  | FALSE | #N/A | #N/A | #N/A | #N/A | #N/A | #N/A | #N/A | #N/A | #N/A | #N/A
TRUE | QLD | QTBC | Teebar Creek | Energy Queensland | Winter | Coincident | 2021 | POE10 | NA | 109.4793 | QLD Teebar Creek |  |  | FALSE | #N/A | #N/A | #N/A | #N/A | #N/A | #N/A | #N/A | #N/A | #N/A | #N/A
TRUE | QLD | QTBC | Teebar Creek | Energy Queensland | Winter | Coincident | 2021 | POE50 | NA | 102.0015 | QLD Teebar Creek |  |  | FALSE | #N/A | #N/A | #N/A | #N/A | #N/A | #N/A | #N/A | #N/A | #N/A | #N/A
TRUE | QLD | QTBC | Teebar Creek | Energy Queensland | Winter | Non-coincident | 2021 | POE10 | NA | 122.8958 | QLD Teebar Creek |  |  | FALSE | #N/A | #N/A | #N/A | #N/A | #N/A | #N/A | #N/A | #N/A | #N/A | #N/A
TRUE | QLD | QTBC | Teebar Creek | Energy Queensland | Winter | Coincident | 2022 | POE10 | NA | 112.5502 | QLD Teebar Creek |  |  | FALSE | #N/A | #N/A | #N/A | #N/A | #N/A | #N/A | #N/A | #N/A | #N/A | #N/A
TRUE | QLD | QTBC | Teebar Creek | Energy Queensland | Winter | Coincident | 2022 | POE50 | NA | 104.8738 | QLD Teebar Creek |  |  | FALSE | #N/A | #N/A | #N/A | #N/A | #N/A | #N/A | #N/A | #N/A | #N/A | #N/A
TRUE | QLD | QTBC | Teebar Creek | Energy Queensland | Winter | Non-coincident | 2022 | POE10 | NA | 122.8004 | QLD Teebar Creek |  |  | FALSE | #N/A | #N/A | #N/A | #N/A | #N/A | #N/A | #N/A | #N/A | #N/A | #N/A
TRUE | QLD | QTBC | Teebar Creek | Energy Queensland | Winter | Coincident | 2023 | POE10 | NA | 114.3007 | QLD Teebar Creek |  |  | FALSE | #N/A | #N/A | #N/A | #N/A | #N/A | #N/A | #N/A | #N/A | #N/A | #N/A
TRUE | QLD | QTBC | Teebar Creek | Energy Queensland | Winter | Coincident | 2023 | POE50 | NA | 106.4007 | QLD Teebar Creek |  |  | FALSE | #N/A | #N/A | #N/A | #N/A | #N/A | #N/A | #N/A | #N/A | #N/A | #N/A
TRUE | QLD | QTBC | Teebar Creek | Energy Queensland | Winter | Non-coincident | 2023 | POE10 | NA | 122.8654 | QLD Teebar Creek |  |  | FALSE | #N/A | #N/A | #N/A | #N/A | #N/A | #N/A | #N/A | #N/A | #N/A | #N/A
TRUE | QLD | QTBC | Teebar Creek | Energy Queensland | Winter | Coincident | 2024 | POE10 | NA | 116.6217 | QLD Teebar Creek |  |  | FALSE | #N/A | #N/A | #N/A | #N/A | #N/A | #N/A | #N/A | #N/A | #N/A | #N/A
TRUE | QLD | QTBC | Teebar Creek | Energy Queensland | Winter | Coincident | 2024 | POE50 | NA | 108.1349 | QLD Teebar Creek |  |  | FALSE | #N/A | #N/A | #N/A | #N/A | #N/A | #N/A | #N/A | #N/A | #N/A | #N/A
TRUE | QLD | QTBC | Teebar Creek | Energy Queensland | Winter | Non-coincident | 2024 | POE10 | NA | 123.2253 | QLD Teebar Creek |  |  | FALSE | #N/A | #N/A | #N/A | #N/A | #N/A | #N/A | #N/A | #N/A | #N/A | #N/A
TRUE | QLD | QTBC | Teebar Creek | Energy Queensland | Winter | Coincident | 2025 | POE10 | NA | 116.877 | QLD Teebar Creek |  |  | FALSE | #N/A | #N/A | #N/A | #N/A | #N/A | #N/A | #N/A | #N/A | #N/A | #N/A
TRUE | QLD | QTBC | Teebar Creek | Energy Queensland | Winter | Coincident | 2025 | POE50 | NA | 108.5958 | QLD Teebar Creek |  |  | FALSE | #N/A | #N/A | #N/A | #N/A | #N/A | #N/A | #N/A | #N/A | #N/A | #N/A
TRUE | QLD | QTBC | Teebar Creek | Energy Queensland | Winter | Non-coincident | 2025 | POE10 | NA | 123.7247 | QLD Teebar Creek |  |  | FALSE | #N/A | #N/A | #N/A | #N/A | #N/A | #N/A | #N/A | #N/A | #N/A | #N/A
TRUE | QLD | QTBC | Teebar Creek | Energy Queensland | Winter | Coincident | 2026 | POE10 | NA | 117.4615 | QLD Teebar Creek |  |  | FALSE | #N/A | #N/A | #N/A | #N/A | #N/A | #N/A | #N/A | #N/A | #N/A | #N/A
TRUE | QLD | QTBC | Teebar Creek | Energy Queensland | Winter | Coincident | 2026 | POE50 | NA | 109.3382 | QLD Teebar Creek |  |  | FALSE | #N/A | #N/A | #N/A | #N/A | #N/A | #N/A | #N/A | #N/A | #N/A | #N/A
TRUE | QLD | QTBC | Teebar Creek | Energy Queensland | Winter | Non-coincident | 2026 | POE10 | NA | 124.3127 | QLD Teebar Creek |  |  | FALSE | #N/A | #N/A | #N/A | #N/A | #N/A | #N/A | #N/A | #N/A | #N/A | #N/A
TRUE | QLD | QTBC | Teebar Creek | Energy Queensland | Winter | Coincident | 2027 | POE10 | NA | 118.2247 | QLD Teebar Creek |  |  | FALSE | #N/A | #N/A | #N/A | #N/A | #N/A | #N/A | #N/A | #N/A | #N/A | #N/A
TRUE | QLD | QTBC | Teebar Creek | Energy Queensland | Winter | Coincident | 2027 | POE50 | NA | 110.0615 | QLD Teebar Creek |  |  | FALSE | #N/A | #N/A | #N/A | #N/A | #N/A | #N/A | #N/A | #N/A | #N/A | #N/A
TRUE | QLD | QTBC | Teebar Creek | Energy Queensland | Winter | Non-coincident | 2027 | POE10 | NA | 125.2373 | QLD Teebar Creek |  |  | FALSE | #N/A | #N/A | #N/A | #N/A | #N/A | #N/A | #N/A | #N/A | #N/A | #N/A
TRUE | QLD | QTBC | Teebar Creek | Energy Queensland | Winter | Coincident | 2028 | POE10 | NA | 120.5335 | QLD Teebar Creek |  |  | FALSE | #N/A | #N/A | #N/A | #N/A | #N/A | #N/A | #N/A | #N/A | #N/A | #N/A
TRUE | QLD | QTBC | Teebar Creek | Energy Queensland | Winter | Coincident | 2028 | POE50 | NA | 111.357 | QLD Teebar Creek |  |  | FALSE | #N/A | #N/A | #N/A | #N/A | #N/A | #N/A | #N/A | #N/A | #N/A | #N/A
TRUE | QLD | QTBC | Teebar Creek | Energy Queensland | Winter | Non-coincident | 2028 | POE10 | NA | 126.2376 | QLD Teebar Creek |  |  | FALSE | #N/A | #N/A | #N/A | #N/A | #N/A | #N/A | #N/A | #N/A | #N/A | #N/A
TRUE | QLD | QTBC | Teebar Creek | Energy Queensland | Winter | Coincident | 2029 | POE10 | NA | 121.1323 | QLD Teebar Creek |  |  | FALSE | #N/A | #N/A | #N/A | #N/A | #N/A | #N/A | #N/A | #N/A | #N/A | #N/A
TRUE | QLD | QTBC | Teebar Creek | Energy Queensland | Winter | Coincident | 2029 | POE50 | NA | 112.5169 | QLD Teebar Creek |  |  | FALSE | #N/A | #N/A | #N/A | #N/A | #N/A | #N/A | #N/A | #N/A | #N/A | #N/A
TRUE | QLD | QTBC | Teebar Creek | Energy Queensland | Winter | Non-coincident | 2029 | POE10 | NA | 127.4998 | QLD Teebar Creek |  |  | FALSE | #N/A | #N/A | #N/A | #N/A | #N/A | #N/A | #N/A | #N/A | #N/A | #N/A
TRUE | QLD | QTKM | Tangkam | Energy Queensland | Shoulder | Coincident | 2017 | ACTUAL_OPG | -17.6248 | -8.3771 | QLD Tangkam |  |  | FALSE | #N/A | #N/A | #N/A | #N/A | #N/A | #N/A | #N/A | #N/A | #N/A | #N/A
TRUE | QLD | QTKM | Tangkam | Energy Queensland | Shoulder | Coincident | 2017 | ACTUAL_RAW | -17.6248 | -8.3771 | QLD Tangkam |  |  | FALSE | #N/A | #N/A | #N/A | #N/A | #N/A | #N/A | #N/A | #N/A | #N/A | #N/A
TRUE | QLD | QTKM | Tangkam | Energy Queensland | Shoulder | Non-coincident | 2017 | ACTUAL_RAW | -20.2547 | 18.6755 | QLD Tangkam |  |  | FALSE | #N/A | #N/A | #N/A | #N/A | #N/A | #N/A | #N/A | #N/A | #N/A | #N/A
TRUE | QLD | QTKM | Tangkam | Energy Queensland | Shoulder | Non-coincident | 2017 | ACTUAL_OPG | -20.2547 | 18.6755 | QLD Tangkam |  |  | FALSE | #N/A | #N/A | #N/A | #N/A | #N/A | #N/A | #N/A | #N/A | #N/A | #N/A
TRUE | QLD | QTKM | Tangkam | Energy Queensland | Shoulder | Non-coincident | 2017 | ACTUAL_ADJUSTEDOPG | -20.2547 | 18.6755 | QLD Tangkam |  |  | FALSE | #N/A | #N/A | #N/A | #N/A | #N/A | #N/A | #N/A | #N/A | #N/A | #N/A
TRUE | QLD | QTKM | Tangkam | Energy Queensland | Shoulder | Coincident | 2018 | ACTUAL_OPG | -18.4328 | -2.8762 | QLD Tangkam |  |  | FALSE | #N/A | #N/A | #N/A | #N/A | #N/A | #N/A | #N/A | #N/A | #N/A | #N/A
TRUE | QLD | QTKM | Tangkam | Energy Queensland | Shoulder | Coincident | 2018 | ACTUAL_RAW | -18.4328 | -2.8762 | QLD Tangkam |  |  | FALSE | #N/A | #N/A | #N/A | #N/A | #N/A | #N/A | #N/A | #N/A | #N/A | #N/A
TRUE | QLD | QTKM | Tangkam | Energy Queensland | Shoulder | Non-coincident | 2018 | ACTUAL_RAW | -21.2921 | 30.3297 | QLD Tangkam |  |  | FALSE | #N/A | #N/A | #N/A | #N/A | #N/A | #N/A | #N/A | #N/A | #N/A | #N/A
TRUE | QLD | QTKM | Tangkam | Energy Queensland | Shoulder | Non-coincident | 2018 | ACTUAL_OPG | -21.2921 | 30.3297 | QLD Tangkam |  |  | FALSE | #N/A | #N/A | #N/A | #N/A | #N/A | #N/A | #N/A | #N/A | #N/A | #N/A
TRUE | QLD | QTKM | Tangkam | Energy Queensland | Shoulder | Non-coincident | 2018 | ACTUAL_ADJUSTEDOPG | -21.2921 | 25.0066 | QLD Tangkam |  |  | FALSE | #N/A | #N/A | #N/A | #N/A | #N/A | #N/A | #N/A | #N/A | #N/A | #N/A
TRUE | QLD | QTKM | Tangkam | Energy Queensland | Shoulder | Coincident | 2019 | ACTUAL_OPG | 12.7215 | 5.8539 | QLD Tangkam |  |  | FALSE | #N/A | #N/A | #N/A | #N/A | #N/A | #N/A | #N/A | #N/A | #N/A | #N/A
TRUE | QLD | QTKM | Tangkam | Energy Queensland | Shoulder | Coincident | 2019 | ACTUAL_RAW | 12.7215 | 5.8539 | QLD Tangkam |  |  | FALSE | #N/A | #N/A | #N/A | #N/A | #N/A | #N/A | #N/A | #N/A | #N/A | #N/A
TRUE | QLD | QTKM | Tangkam | Energy Queensland | Shoulder | Non-coincident | 2019 | ACTUAL_RAW | -20.7813 | 22.7064 | QLD Tangkam |  |  | FALSE | #N/A | #N/A | #N/A | #N/A | #N/A | #N/A | #N/A | #N/A | #N/A | #N/A
TRUE | QLD | QTKM | Tangkam | Energy Queensland | Shoulder | Non-coincident | 2019 | ACTUAL_OPG | -20.7813 | 22.7064 | QLD Tangkam |  |  | FALSE | #N/A | #N/A | #N/A | #N/A | #N/A | #N/A | #N/A | #N/A | #N/A | #N/A
TRUE | QLD | QTKM | Tangkam | Energy Queensland | Shoulder | Non-coincident | 2019 | ACTUAL_ADJUSTEDOPG | -20.7813 | 22.7064 | QLD Tangkam |  |  | FALSE | #N/A | #N/A | #N/A | #N/A | #N/A | #N/A | #N/A | #N/A | #N/A | #N/A
TRUE | QLD | QTKM | Tangkam | Energy Queensland | Shoulder | Non-coincident | 2019 | BASEYEARPOE90 | -23.0775 | NA | QLD Tangkam |  |  | FALSE | #N/A | #N/A | #N/A | #N/A | #N/A | #N/A | #N/A | #N/A | #N/A | #N/A
TRUE | QLD | QTKM | Tangkam | Energy Queensland | Shoulder | Non-coincident | 2019 | BASEYEARPOE50 | -21.4638 | 4.6574 | QLD Tangkam |  |  | FALSE | #N/A | #N/A | #N/A | #N/A | #N/A | #N/A | #N/A | #N/A | #N/A | #N/A
TRUE | QLD | QTKM | Tangkam | Energy Queensland | Shoulder | Coincident | 2020 | ACTUAL_OPG | 8.4895 | -4.8364 | QLD Tangkam |  |  | FALSE | #N/A | #N/A | #N/A | #N/A | #N/A | #N/A | #N/A | #N/A | #N/A | #N/A
TRUE | QLD | QTKM | Tangkam | Energy Queensland | Shoulder | Coincident | 2020 | ACTUAL_RAW | 8.4895 | -4.8364 | QLD Tangkam |  |  | FALSE | #N/A | #N/A | #N/A | #N/A | #N/A | #N/A | #N/A | #N/A | #N/A | #N/A
TRUE | QLD | QTKM | Tangkam | Energy Queensland | Shoulder | Non-coincident | 2020 | ACTUAL_RAW | -20.3551 | 18.5539 | QLD Tangkam |  |  | FALSE | #N/A | #N/A | #N/A | #N/A | #N/A | #N/A | #N/A | #N/A | #N/A | #N/A
TRUE | QLD | QTKM | Tangkam | Energy Queensland | Shoulder | Non-coincident | 2020 | ACTUAL_OPG | -20.3551 | 18.5539 | QLD Tangkam |  |  | FALSE | #N/A | #N/A | #N/A | #N/A | #N/A | #N/A | #N/A | #N/A | #N/A | #N/A
TRUE | QLD | QTKM | Tangkam | Energy Queensland | Shoulder | Non-coincident | 2020 | ACTUAL_ADJUSTEDOPG | -20.3551 | 18.5539 | QLD Tangkam |  |  | FALSE | #N/A | #N/A | #N/A | #N/A | #N/A | #N/A | #N/A | #N/A | #N/A | #N/A
TRUE | QLD | QTKM | Tangkam | Energy Queensland | Shoulder | Coincident_unreconciled | 2021 | POE90 | 5.1 | NA | QLD Tangkam |  |  | FALSE | #N/A | #N/A | #N/A | #N/A | #N/A | #N/A | #N/A | #N/A | #N/A | #N/A
TRUE | QLD | QTKM | Tangkam | Energy Queensland | Shoulder | Coincident_unreconciled | 2021 | POE50 | 7.3 | NA | QLD Tangkam |  |  | FALSE | #N/A | #N/A | #N/A | #N/A | #N/A | #N/A | #N/A | #N/A | #N/A | #N/A
TRUE | QLD | QTKM | Tangkam | Energy Queensland | Shoulder | Non-coincident | 2021 | POE50 | -18.811 | 17.6583 | QLD Tangkam |  |  | FALSE | #N/A | #N/A | #N/A | #N/A | #N/A | #N/A | #N/A | #N/A | #N/A | #N/A
TRUE | QLD | QTKM | Tangkam | Energy Queensland | Shoulder | Non-coincident | 2021 | POE90 | -20.8236 | NA | QLD Tangkam |  |  | FALSE | #N/A | #N/A | #N/A | #N/A | #N/A | #N/A | #N/A | #N/A | #N/A | #N/A
TRUE | QLD | QTKM | Tangkam | Energy Queensland | Shoulder | Coincident_unreconciled | 2022 | POE90 | 5.1 | NA | QLD Tangkam |  |  | FALSE | #N/A | #N/A | #N/A | #N/A | #N/A | #N/A | #N/A | #N/A | #N/A | #N/A
TRUE | QLD | QTKM | Tangkam | Energy Queensland | Shoulder | Coincident_unreconciled | 2022 | POE50 | 7.3 | NA | QLD Tangkam |  |  | FALSE | #N/A | #N/A | #N/A | #N/A | #N/A | #N/A | #N/A | #N/A | #N/A | #N/A
TRUE | QLD | QTKM | Tangkam | Energy Queensland | Shoulder | Non-coincident | 2022 | POE50 | -19.1948 | 17.767 | QLD Tangkam |  |  | FALSE | #N/A | #N/A | #N/A | #N/A | #N/A | #N/A | #N/A | #N/A | #N/A | #N/A
TRUE | QLD | QTKM | Tangkam | Energy Queensland | Shoulder | Non-coincident | 2022 | POE90 | -21.2156 | NA | QLD Tangkam |  |  | FALSE | #N/A | #N/A | #N/A | #N/A | #N/A | #N/A | #N/A | #N/A | #N/A | #N/A
TRUE | QLD | QTKM | Tangkam | Energy Queensland | Shoulder | Coincident_unreconciled | 2023 | POE90 | 5.1 | NA | QLD Tangkam |  |  | FALSE | #N/A | #N/A | #N/A | #N/A | #N/A | #N/A | #N/A | #N/A | #N/A | #N/A
TRUE | QLD | QTKM | Tangkam | Energy Queensland | Shoulder | Coincident_unreconciled | 2023 | POE50 | 7.3 | NA | QLD Tangkam |  |  | FALSE | #N/A | #N/A | #N/A | #N/A | #N/A | #N/A | #N/A | #N/A | #N/A | #N/A
TRUE | QLD | QTKM | Tangkam | Energy Queensland | Shoulder | Non-coincident | 2023 | POE50 | -6.9812 | 22.4058 | QLD Tangkam |  |  | FALSE | #N/A | #N/A | #N/A | #N/A | #N/A | #N/A | #N/A | #N/A | #N/A | #N/A
TRUE | QLD | QTKM | Tangkam | Energy Queensland | Shoulder | Non-coincident | 2023 | POE90 | -8.9585 | NA | QLD Tangkam |  |  | FALSE | #N/A | #N/A | #N/A | #N/A | #N/A | #N/A | #N/A | #N/A | #N/A | #N/A
TRUE | QLD | QTKM | Tangkam | Energy Queensland | Shoulder | Coincident_unreconciled | 2024 | POE90 | 5.1 | NA | QLD Tangkam |  |  | FALSE | #N/A | #N/A | #N/A | #N/A | #N/A | #N/A | #N/A | #N/A | #N/A | #N/A
TRUE | QLD | QTKM | Tangkam | Energy Queensland | Shoulder | Coincident_unreconciled | 2024 | POE50 | 7.3 | NA | QLD Tangkam |  |  | FALSE | #N/A | #N/A | #N/A | #N/A | #N/A | #N/A | #N/A | #N/A | #N/A | #N/A
TRUE | QLD | QTKM | Tangkam | Energy Queensland | Shoulder | Non-coincident | 2024 | POE50 | 5.2086 | 27.0385 | QLD Tangkam |  |  | FALSE | #N/A | #N/A | #N/A | #N/A | #N/A | #N/A | #N/A | #N/A | #N/A | #N/A
TRUE | QLD | QTKM | Tangkam | Energy Queensland | Shoulder | Non-coincident | 2024 | POE90 | 3.3233 | NA | QLD Tangkam |  |  | FALSE | #N/A | #N/A | #N/A | #N/A | #N/A | #N/A | #N/A | #N/A | #N/A | #N/A
TRUE | QLD | QTKM | Tangkam | Energy Queensland | Shoulder | Coincident_unreconciled | 2025 | POE90 | 5.1 | NA | QLD Tangkam |  |  | FALSE | #N/A | #N/A | #N/A | #N/A | #N/A | #N/A | #N/A | #N/A | #N/A | #N/A
TRUE | QLD | QTKM | Tangkam | Energy Queensland | Shoulder | Coincident_unreconciled | 2025 | POE50 | 7.3 | NA | QLD Tangkam |  |  | FALSE | #N/A | #N/A | #N/A | #N/A | #N/A | #N/A | #N/A | #N/A | #N/A | #N/A
TRUE | QLD | QTKM | Tangkam | Energy Queensland | Shoulder | Non-coincident | 2025 | POE50 | 4.912 | 27.1682 | QLD Tangkam |  |  | FALSE | #N/A | #N/A | #N/A | #N/A | #N/A | #N/A | #N/A | #N/A | #N/A | #N/A
TRUE | QLD | QTKM | Tangkam | Energy Queensland | Shoulder | Non-coincident | 2025 | POE90 | 3.0333 | NA | QLD Tangkam |  |  | FALSE | #N/A | #N/A | #N/A | #N/A | #N/A | #N/A | #N/A | #N/A | #N/A | #N/A
TRUE | QLD | QTKM | Tangkam | Energy Queensland | Shoulder | Coincident_unreconciled | 2026 | POE90 | 5.1 | NA | QLD Tangkam |  |  | FALSE | #N/A | #N/A | #N/A | #N/A | #N/A | #N/A | #N/A | #N/A | #N/A | #N/A
TRUE | QLD | QTKM | Tangkam | Energy Queensland | Shoulder | Coincident_unreconciled | 2026 | POE50 | 7.3 | NA | QLD Tangkam |  |  | FALSE | #N/A | #N/A | #N/A | #N/A | #N/A | #N/A | #N/A | #N/A | #N/A | #N/A
TRUE | QLD | QTKM | Tangkam | Energy Queensland | Shoulder | Non-coincident | 2026 | POE50 | 4.6267 | 27.3037 | QLD Tangkam |  |  | FALSE | #N/A | #N/A | #N/A | #N/A | #N/A | #N/A | #N/A | #N/A | #N/A | #N/A
TRUE | QLD | QTKM | Tangkam | Energy Queensland | Shoulder | Non-coincident | 2026 | POE90 | 2.7383 | NA | QLD Tangkam |  |  | FALSE | #N/A | #N/A | #N/A | #N/A | #N/A | #N/A | #N/A | #N/A | #N/A | #N/A
TRUE | QLD | QTKM | Tangkam | Energy Queensland | Shoulder | Coincident_unreconciled | 2027 | POE90 | 5.1 | NA | QLD Tangkam |  |  | FALSE | #N/A | #N/A | #N/A | #N/A | #N/A | #N/A | #N/A | #N/A | #N/A | #N/A
TRUE | QLD | QTKM | Tangkam | Energy Queensland | Shoulder | Coincident_unreconciled | 2027 | POE50 | 7.3 | NA | QLD Tangkam |  |  | FALSE | #N/A | #N/A | #N/A | #N/A | #N/A | #N/A | #N/A | #N/A | #N/A | #N/A
TRUE | QLD | QTKM | Tangkam | Energy Queensland | Shoulder | Non-coincident | 2027 | POE50 | 4.3813 | 27.4535 | QLD Tangkam |  |  | FALSE | #N/A | #N/A | #N/A | #N/A | #N/A | #N/A | #N/A | #N/A | #N/A | #N/A
TRUE | QLD | QTKM | Tangkam | Energy Queensland | Shoulder | Non-coincident | 2027 | POE90 | 2.4833 | NA | QLD Tangkam |  |  | FALSE | #N/A | #N/A | #N/A | #N/A | #N/A | #N/A | #N/A | #N/A | #N/A | #N/A
TRUE | QLD | QTKM | Tangkam | Energy Queensland | Shoulder | Coincident_unreconciled | 2028 | POE90 | 5.1 | NA | QLD Tangkam |  |  | FALSE | #N/A | #N/A | #N/A | #N/A | #N/A | #N/A | #N/A | #N/A | #N/A | #N/A
TRUE | QLD | QTKM | Tangkam | Energy Queensland | Shoulder | Coincident_unreconciled | 2028 | POE50 | 7.3 | NA | QLD Tangkam |  |  | FALSE | #N/A | #N/A | #N/A | #N/A | #N/A | #N/A | #N/A | #N/A | #N/A | #N/A
TRUE | QLD | QTKM | Tangkam | Energy Queensland | Shoulder | Non-coincident | 2028 | POE50 | 4.2262 | 27.6214 | QLD Tangkam |  |  | FALSE | #N/A | #N/A | #N/A | #N/A | #N/A | #N/A | #N/A | #N/A | #N/A | #N/A
TRUE | QLD | QTKM | Tangkam | Energy Queensland | Shoulder | Non-coincident | 2028 | POE90 | 2.3187 | NA | QLD Tangkam |  |  | FALSE | #N/A | #N/A | #N/A | #N/A | #N/A | #N/A | #N/A | #N/A | #N/A | #N/A
TRUE | QLD | QTKM | Tangkam | Energy Queensland | Shoulder | Coincident_unreconciled | 2029 | POE90 | 5.1 | NA | QLD Tangkam |  |  | FALSE | #N/A | #N/A | #N/A | #N/A | #N/A | #N/A | #N/A | #N/A | #N/A | #N/A
TRUE | QLD | QTKM | Tangkam | Energy Queensland | Shoulder | Coincident_unreconciled | 2029 | POE50 | 7.3 | NA | QLD Tangkam |  |  | FALSE | #N/A | #N/A | #N/A | #N/A | #N/A | #N/A | #N/A | #N/A | #N/A | #N/A
TRUE | QLD | QTKM | Tangkam | Energy Queensland | Shoulder | Non-coincident | 2029 | POE50 | 4.059 | 27.8473 | QLD Tangkam |  |  | FALSE | #N/A | #N/A | #N/A | #N/A | #N/A | #N/A | #N/A | #N/A | #N/A | #N/A
TRUE | QLD | QTKM | Tangkam | Energy Queensland | Shoulder | Non-coincident | 2029 | POE90 | 2.1419 | NA | QLD Tangkam |  |  | FALSE | #N/A | #N/A | #N/A | #N/A | #N/A | #N/A | #N/A | #N/A | #N/A | #N/A
TRUE | QLD | QTKM | Tangkam | Energy Queensland | Shoulder | Coincident_unreconciled | 2030 | POE90 | 5.1 | NA | QLD Tangkam |  |  | FALSE | #N/A | #N/A | #N/A | #N/A | #N/A | #N/A | #N/A | #N/A | #N/A | #N/A
TRUE | QLD | QTKM | Tangkam | Energy Queensland | Shoulder | Coincident_unreconciled | 2030 | POE50 | 7.3 | NA | QLD Tangkam |  |  | FALSE | #N/A | #N/A | #N/A | #N/A | #N/A | #N/A | #N/A | #N/A | #N/A | #N/A
TRUE | QLD | QTKM | Tangkam | Energy Queensland | Shoulder | Non-coincident | 2030 | POE50 | 3.9073 | 28.1633 | QLD Tangkam |  |  | FALSE | #N/A | #N/A | #N/A | #N/A | #N/A | #N/A | #N/A | #N/A | #N/A | #N/A
TRUE | QLD | QTKM | Tangkam | Energy Queensland | Shoulder | Non-coincident | 2030 | POE90 | 1.9806 | NA | QLD Tangkam |  |  | FALSE | #N/A | #N/A | #N/A | #N/A | #N/A | #N/A | #N/A | #N/A | #N/A | #N/A
TRUE | QLD | QTKM | Tangkam | Energy Queensland | Summer | Coincident | 2017 | ACTUAL_OPG | -16.7128 | 2.9748 | QLD Tangkam |  |  | FALSE | #N/A | #N/A | #N/A | #N/A | #N/A | #N/A | #N/A | #N/A | #N/A | #N/A
TRUE | QLD | QTKM | Tangkam | Energy Queensland | Summer | Coincident | 2017 | ACTUAL_RAW | -16.7128 | 2.9748 | QLD Tangkam |  |  | FALSE | #N/A | #N/A | #N/A | #N/A | #N/A | #N/A | #N/A | #N/A | #N/A | #N/A
TRUE | QLD | QTKM | Tangkam | Energy Queensland | Summer | Non-coincident | 2017 | ACTUAL_RAW | -20.3773 | 23.7006 | QLD Tangkam |  |  | FALSE | #N/A | #N/A | #N/A | #N/A | #N/A | #N/A | #N/A | #N/A | #N/A | #N/A
TRUE | QLD | QTKM | Tangkam | Energy Queensland | Summer | Non-coincident | 2017 | ACTUAL_OPG | -20.3773 | 23.7006 | QLD Tangkam |  |  | FALSE | #N/A | #N/A | #N/A | #N/A | #N/A | #N/A | #N/A | #N/A | #N/A | #N/A
TRUE | QLD | QTKM | Tangkam | Energy Queensland | Summer | Non-coincident | 2017 | ACTUAL_ADJUSTEDOPG | -20.3773 | 23.7006 | QLD Tangkam |  |  | FALSE | #N/A | #N/A | #N/A | #N/A | #N/A | #N/A | #N/A | #N/A | #N/A | #N/A
TRUE | QLD | QTKM | Tangkam | Energy Queensland | Summer | Coincident | 2018 | ACTUAL_OPG | -8.675 | 7.6162 | QLD Tangkam |  |  | FALSE | #N/A | #N/A | #N/A | #N/A | #N/A | #N/A | #N/A | #N/A | #N/A | #N/A
TRUE | QLD | QTKM | Tangkam | Energy Queensland | Summer | Coincident | 2018 | ACTUAL_RAW | -8.675 | 7.6162 | QLD Tangkam |  |  | FALSE | #N/A | #N/A | #N/A | #N/A | #N/A | #N/A | #N/A | #N/A | #N/A | #N/A
TRUE | QLD | QTKM | Tangkam | Energy Queensland | Summer | Non-coincident | 2018 | ACTUAL_RAW | -19.3487 | 30.5165 | QLD Tangkam |  |  | FALSE | #N/A | #N/A | #N/A | #N/A | #N/A | #N/A | #N/A | #N/A | #N/A | #N/A
TRUE | QLD | QTKM | Tangkam | Energy Queensland | Summer | Non-coincident | 2018 | ACTUAL_OPG | -19.3487 | 30.5165 | QLD Tangkam |  |  | FALSE | #N/A | #N/A | #N/A | #N/A | #N/A | #N/A | #N/A | #N/A | #N/A | #N/A
TRUE | QLD | QTKM | Tangkam | Energy Queensland | Summer | Non-coincident | 2018 | ACTUAL_ADJUSTEDOPG | -19.3487 | 30.5165 | QLD Tangkam |  |  | FALSE | #N/A | #N/A | #N/A | #N/A | #N/A | #N/A | #N/A | #N/A | #N/A | #N/A
TRUE | QLD | QTKM | Tangkam | Energy Queensland | Summer | Coincident | 2019 | ACTUAL_OPG | -20.5911 | 5.3459 | QLD Tangkam |  |  | FALSE | #N/A | #N/A | #N/A | #N/A | #N/A | #N/A | #N/A | #N/A | #N/A | #N/A
TRUE | QLD | QTKM | Tangkam | Energy Queensland | Summer | Coincident | 2019 | ACTUAL_RAW | -20.5911 | 5.3459 | QLD Tangkam |  |  | FALSE | #N/A | #N/A | #N/A | #N/A | #N/A | #N/A | #N/A | #N/A | #N/A | #N/A
TRUE | QLD | QTKM | Tangkam | Energy Queensland | Summer | Non-coincident | 2019 | ACTUAL_RAW | -22.2372 | 25.659 | QLD Tangkam |  |  | FALSE | #N/A | #N/A | #N/A | #N/A | #N/A | #N/A | #N/A | #N/A | #N/A | #N/A
TRUE | QLD | QTKM | Tangkam | Energy Queensland | Summer | Non-coincident | 2019 | ACTUAL_OPG | -22.2372 | 25.659 | QLD Tangkam |  |  | FALSE | #N/A | #N/A | #N/A | #N/A | #N/A | #N/A | #N/A | #N/A | #N/A | #N/A
TRUE | QLD | QTKM | Tangkam | Energy Queensland | Summer | Non-coincident | 2019 | ACTUAL_ADJUSTEDOPG | -22.2372 | 25.659 | QLD Tangkam |  |  | FALSE | #N/A | #N/A | #N/A | #N/A | #N/A | #N/A | #N/A | #N/A | #N/A | #N/A
TRUE | QLD | QTKM | Tangkam | Energy Queensland | Summer | Non-coincident | 2019 | BASEYEARPOE90 | -26.0458 | NA | QLD Tangkam |  |  | FALSE | #N/A | #N/A | #N/A | #N/A | #N/A | #N/A | #N/A | #N/A | #N/A | #N/A
TRUE | QLD | QTKM | Tangkam | Energy Queensland | Summer | Non-coincident | 2019 | BASEYEARPOE50 | -24.5038 | 11.3815 | QLD Tangkam |  |  | FALSE | #N/A | #N/A | #N/A | #N/A | #N/A | #N/A | #N/A | #N/A | #N/A | #N/A
TRUE | QLD | QTKM | Tangkam | Energy Queensland | Summer | Coincident | 2020 | ACTUAL_OPG | -19.4847 | -2.0726 | QLD Tangkam |  |  | FALSE | #N/A | #N/A | #N/A | #N/A | #N/A | #N/A | #N/A | #N/A | #N/A | #N/A
TRUE | QLD | QTKM | Tangkam | Energy Queensland | Summer | Coincident | 2020 | ACTUAL_RAW | -19.4847 | -2.0726 | QLD Tangkam |  |  | FALSE | #N/A | #N/A | #N/A | #N/A | #N/A | #N/A | #N/A | #N/A | #N/A | #N/A
TRUE | QLD | QTKM | Tangkam | Energy Queensland | Summer | Non-coincident | 2020 | ACTUAL_RAW | -21.6769 | 22.4978 | QLD Tangkam |  |  | FALSE | #N/A | #N/A | #N/A | #N/A | #N/A | #N/A | #N/A | #N/A | #N/A | #N/A
TRUE | QLD | QTKM | Tangkam | Energy Queensland | Summer | Non-coincident | 2020 | ACTUAL_OPG | -21.6769 | 22.4978 | QLD Tangkam |  |  | FALSE | #N/A | #N/A | #N/A | #N/A | #N/A | #N/A | #N/A | #N/A | #N/A | #N/A
TRUE | QLD | QTKM | Tangkam | Energy Queensland | Summer | Non-coincident | 2020 | ACTUAL_ADJUSTEDOPG | -21.6769 | 22.4978 | QLD Tangkam |  |  | FALSE | #N/A | #N/A | #N/A | #N/A | #N/A | #N/A | #N/A | #N/A | #N/A | #N/A
TRUE | QLD | QTKM | Tangkam | Energy Queensland | Summer | Coincident_unreconciled | 2021 | POE50 | -19.6902 | NA | QLD Tangkam |  |  | FALSE | #N/A | #N/A | #N/A | #N/A | #N/A | #N/A | #N/A | #N/A | #N/A | #N/A
TRUE | QLD | QTKM | Tangkam | Energy Queensland | Summer | Coincident_unreconciled | 2021 | POE90 | -21.3248 | NA | QLD Tangkam |  |  | FALSE | #N/A | #N/A | #N/A | #N/A | #N/A | #N/A | #N/A | #N/A | #N/A | #N/A
TRUE | QLD | QTKM | Tangkam | Energy Queensland | Summer | Non-coincident | 2021 | POE50 | -16.2344 | 22.3944 | QLD Tangkam |  |  | FALSE | #N/A | #N/A | #N/A | #N/A | #N/A | #N/A | #N/A | #N/A | #N/A | #N/A
TRUE | QLD | QTKM | Tangkam | Energy Queensland | Summer | Non-coincident | 2021 | POE90 | -18.9724 | NA | QLD Tangkam |  |  | FALSE | #N/A | #N/A | #N/A | #N/A | #N/A | #N/A | #N/A | #N/A | #N/A | #N/A
TRUE | QLD | QTKM | Tangkam | Energy Queensland | Summer | Coincident_unreconciled | 2022 | POE50 | -20.0213 | NA | QLD Tangkam |  |  | FALSE | #N/A | #N/A | #N/A | #N/A | #N/A | #N/A | #N/A | #N/A | #N/A | #N/A
TRUE | QLD | QTKM | Tangkam | Energy Queensland | Summer | Coincident_unreconciled | 2022 | POE90 | -21.6626 | NA | QLD Tangkam |  |  | FALSE | #N/A | #N/A | #N/A | #N/A | #N/A | #N/A | #N/A | #N/A | #N/A | #N/A
TRUE | QLD | QTKM | Tangkam | Energy Queensland | Summer | Non-coincident | 2022 | POE50 | -16.6588 | 22.469 | QLD Tangkam |  |  | FALSE | #N/A | #N/A | #N/A | #N/A | #N/A | #N/A | #N/A | #N/A | #N/A | #N/A
TRUE | QLD | QTKM | Tangkam | Energy Queensland | Summer | Non-coincident | 2022 | POE90 | -19.0755 | NA | QLD Tangkam |  |  | FALSE | #N/A | #N/A | #N/A | #N/A | #N/A | #N/A | #N/A | #N/A | #N/A | #N/A
TRUE | QLD | QTKM | Tangkam | Energy Queensland | Summer | Coincident_unreconciled | 2023 | POE50 | -20.3097 | NA | QLD Tangkam |  |  | FALSE | #N/A | #N/A | #N/A | #N/A | #N/A | #N/A | #N/A | #N/A | #N/A | #N/A
TRUE | QLD | QTKM | Tangkam | Energy Queensland | Summer | Coincident_unreconciled | 2023 | POE90 | -21.9595 | NA | QLD Tangkam |  |  | FALSE | #N/A | #N/A | #N/A | #N/A | #N/A | #N/A | #N/A | #N/A | #N/A | #N/A
TRUE | QLD | QTKM | Tangkam | Energy Queensland | Summer | Non-coincident | 2023 | POE50 | -17.0284 | 22.5833 | QLD Tangkam |  |  | FALSE | #N/A | #N/A | #N/A | #N/A | #N/A | #N/A | #N/A | #N/A | #N/A | #N/A
TRUE | QLD | QTKM | Tangkam | Energy Queensland | Summer | Non-coincident | 2023 | POE90 | -19.1583 | NA | QLD Tangkam |  |  | FALSE | #N/A | #N/A | #N/A | #N/A | #N/A | #N/A | #N/A | #N/A | #N/A | #N/A
TRUE | QLD | QTKM | Tangkam | Energy Queensland | Summer | Coincident_unreconciled | 2024 | POE50 | 2.1988 | NA | QLD Tangkam |  |  | FALSE | #N/A | #N/A | #N/A | #N/A | #N/A | #N/A | #N/A | #N/A | #N/A | #N/A
TRUE | QLD | QTKM | Tangkam | Energy Queensland | Summer | Coincident_unreconciled | 2024 | POE90 | -0.39404 | NA | QLD Tangkam |  |  | FALSE | #N/A | #N/A | #N/A | #N/A | #N/A | #N/A | #N/A | #N/A | #N/A | #N/A
TRUE | QLD | QTKM | Tangkam | Energy Queensland | Summer | Non-coincident | 2024 | POE50 | 7.561 | 31.6696 | QLD Tangkam |  |  | FALSE | #N/A | #N/A | #N/A | #N/A | #N/A | #N/A | #N/A | #N/A | #N/A | #N/A
TRUE | QLD | QTKM | Tangkam | Energy Queensland | Summer | Non-coincident | 2024 | POE90 | 5.4354 | NA | QLD Tangkam |  |  | FALSE | #N/A | #N/A | #N/A | #N/A | #N/A | #N/A | #N/A | #N/A | #N/A | #N/A
TRUE | QLD | QTKM | Tangkam | Energy Queensland | Summer | Coincident_unreconciled | 2025 | POE50 | 1.903 | NA | QLD Tangkam |  |  | FALSE | #N/A | #N/A | #N/A | #N/A | #N/A | #N/A | #N/A | #N/A | #N/A | #N/A
TRUE | QLD | QTKM | Tangkam | Energy Queensland | Summer | Coincident_unreconciled | 2025 | POE90 | -0.70317 | NA | QLD Tangkam |  |  | FALSE | #N/A | #N/A | #N/A | #N/A | #N/A | #N/A | #N/A | #N/A | #N/A | #N/A
TRUE | QLD | QTKM | Tangkam | Energy Queensland | Summer | Non-coincident | 2025 | POE50 | 7.3186 | 31.7392 | QLD Tangkam |  |  | FALSE | #N/A | #N/A | #N/A | #N/A | #N/A | #N/A | #N/A | #N/A | #N/A | #N/A
TRUE | QLD | QTKM | Tangkam | Energy Queensland | Summer | Non-coincident | 2025 | POE90 | 5.182 | NA | QLD Tangkam |  |  | FALSE | #N/A | #N/A | #N/A | #N/A | #N/A | #N/A | #N/A | #N/A | #N/A | #N/A
TRUE | QLD | QTKM | Tangkam | Energy Queensland | Summer | Coincident_unreconciled | 2026 | POE50 | 1.6233 | NA | QLD Tangkam |  |  | FALSE | #N/A | #N/A | #N/A | #N/A | #N/A | #N/A | #N/A | #N/A | #N/A | #N/A
TRUE | QLD | QTKM | Tangkam | Energy Queensland | Summer | Coincident_unreconciled | 2026 | POE90 | -0.99626 | NA | QLD Tangkam |  |  | FALSE | #N/A | #N/A | #N/A | #N/A | #N/A | #N/A | #N/A | #N/A | #N/A | #N/A
TRUE | QLD | QTKM | Tangkam | Energy Queensland | Summer | Non-coincident | 2026 | POE50 | 7.0892 | 31.7977 | QLD Tangkam |  |  | FALSE | #N/A | #N/A | #N/A | #N/A | #N/A | #N/A | #N/A | #N/A | #N/A | #N/A
TRUE | QLD | QTKM | Tangkam | Energy Queensland | Summer | Non-coincident | 2026 | POE90 | 4.9417 | NA | QLD Tangkam |  |  | FALSE | #N/A | #N/A | #N/A | #N/A | #N/A | #N/A | #N/A | #N/A | #N/A | #N/A
TRUE | QLD | QTKM | Tangkam | Energy Queensland | Summer | Coincident_unreconciled | 2027 | POE50 | 1.4014 | NA | QLD Tangkam |  |  | FALSE | #N/A | #N/A | #N/A | #N/A | #N/A | #N/A | #N/A | #N/A | #N/A | #N/A
TRUE | QLD | QTKM | Tangkam | Energy Queensland | Summer | Coincident_unreconciled | 2027 | POE90 | -1.2314 | NA | QLD Tangkam |  |  | FALSE | #N/A | #N/A | #N/A | #N/A | #N/A | #N/A | #N/A | #N/A | #N/A | #N/A
TRUE | QLD | QTKM | Tangkam | Energy Queensland | Summer | Non-coincident | 2027 | POE50 | 6.9073 | 31.8453 | QLD Tangkam |  |  | FALSE | #N/A | #N/A | #N/A | #N/A | #N/A | #N/A | #N/A | #N/A | #N/A | #N/A
TRUE | QLD | QTKM | Tangkam | Energy Queensland | Summer | Non-coincident | 2027 | POE90 | 4.7489 | NA | QLD Tangkam |  |  | FALSE | #N/A | #N/A | #N/A | #N/A | #N/A | #N/A | #N/A | #N/A | #N/A | #N/A
TRUE | QLD | QTKM | Tangkam | Energy Queensland | Summer | Coincident_unreconciled | 2028 | POE50 | 1.3002 | NA | QLD Tangkam |  |  | FALSE | #N/A | #N/A | #N/A | #N/A | #N/A | #N/A | #N/A | #N/A | #N/A | #N/A
TRUE | QLD | QTKM | Tangkam | Energy Queensland | Summer | Coincident_unreconciled | 2028 | POE90 | -1.3458 | NA | QLD Tangkam |  |  | FALSE | #N/A | #N/A | #N/A | #N/A | #N/A | #N/A | #N/A | #N/A | #N/A | #N/A
TRUE | QLD | QTKM | Tangkam | Energy Queensland | Summer | Non-coincident | 2028 | POE50 | 6.8244 | 31.8803 | QLD Tangkam |  |  | FALSE | #N/A | #N/A | #N/A | #N/A | #N/A | #N/A | #N/A | #N/A | #N/A | #N/A
TRUE | QLD | QTKM | Tangkam | Energy Queensland | Summer | Non-coincident | 2028 | POE90 | 4.6551 | NA | QLD Tangkam |  |  | FALSE | #N/A | #N/A | #N/A | #N/A | #N/A | #N/A | #N/A | #N/A | #N/A | #N/A
TRUE | QLD | QTKM | Tangkam | Energy Queensland | Summer | Coincident_unreconciled | 2029 | POE50 | 1.1406 | NA | QLD Tangkam |  |  | FALSE | #N/A | #N/A | #N/A | #N/A | #N/A | #N/A | #N/A | #N/A | #N/A | #N/A
TRUE | QLD | QTKM | Tangkam | Energy Queensland | Summer | Coincident_unreconciled | 2029 | POE90 | -1.5187 | NA | QLD Tangkam |  |  | FALSE | #N/A | #N/A | #N/A | #N/A | #N/A | #N/A | #N/A | #N/A | #N/A | #N/A
TRUE | QLD | QTKM | Tangkam | Energy Queensland | Summer | Non-coincident | 2029 | POE50 | 6.6935 | 31.9987 | QLD Tangkam |  |  | FALSE | #N/A | #N/A | #N/A | #N/A | #N/A | #N/A | #N/A | #N/A | #N/A | #N/A
TRUE | QLD | QTKM | Tangkam | Energy Queensland | Summer | Non-coincident | 2029 | POE90 | 4.5134 | NA | QLD Tangkam |  |  | FALSE | #N/A | #N/A | #N/A | #N/A | #N/A | #N/A | #N/A | #N/A | #N/A | #N/A
TRUE | QLD | QTKM | Tangkam | Energy Queensland | Summer | Coincident_unreconciled | 2030 | POE50 | 1.0269 | NA | QLD Tangkam |  |  | FALSE | #N/A | #N/A | #N/A | #N/A | #N/A | #N/A | #N/A | #N/A | #N/A | #N/A
TRUE | QLD | QTKM | Tangkam | Energy Queensland | Summer | Coincident_unreconciled | 2030 | POE90 | -1.6458 | NA | QLD Tangkam |  |  | FALSE | #N/A | #N/A | #N/A | #N/A | #N/A | #N/A | #N/A | #N/A | #N/A | #N/A
TRUE | QLD | QTKM | Tangkam | Energy Queensland | Summer | Non-coincident | 2030 | POE50 | 6.6003 | 32.1378 | QLD Tangkam |  |  | FALSE | #N/A | #N/A | #N/A | #N/A | #N/A | #N/A | #N/A | #N/A | #N/A | #N/A
TRUE | QLD | QTKM | Tangkam | Energy Queensland | Summer | Non-coincident | 2030 | POE90 | 4.4092 | NA | QLD Tangkam |  |  | FALSE | #N/A | #N/A | #N/A | #N/A | #N/A | #N/A | #N/A | #N/A | #N/A | #N/A
TRUE | QLD | QTKM | Tangkam | Energy Queensland | Winter | Coincident | 2016 | ACTUAL_OPG | -14.148 | 1.2725 | QLD Tangkam |  |  | FALSE | #N/A | #N/A | #N/A | #N/A | #N/A | #N/A | #N/A | #N/A | #N/A | #N/A
TRUE | QLD | QTKM | Tangkam | Energy Queensland | Winter | Coincident | 2016 | ACTUAL_RAW | -14.148 | 1.2725 | QLD Tangkam |  |  | FALSE | #N/A | #N/A | #N/A | #N/A | #N/A | #N/A | #N/A | #N/A | #N/A | #N/A
TRUE | QLD | QTKM | Tangkam | Energy Queensland | Winter | Non-coincident | 2016 | ACTUAL_RAW | -17.9214 | 23 | QLD Tangkam |  |  | FALSE | #N/A | #N/A | #N/A | #N/A | #N/A | #N/A | #N/A | #N/A | #N/A | #N/A
TRUE | QLD | QTKM | Tangkam | Energy Queensland | Winter | Non-coincident | 2016 | ACTUAL_OPG | -17.9214 | 23 | QLD Tangkam |  |  | FALSE | #N/A | #N/A | #N/A | #N/A | #N/A | #N/A | #N/A | #N/A | #N/A | #N/A
TRUE | QLD | QTKM | Tangkam | Energy Queensland | Winter | Non-coincident | 2016 | ACTUAL_ADJUSTEDOPG | -17.9214 | 23 | QLD Tangkam |  |  | FALSE | #N/A | #N/A | #N/A | #N/A | #N/A | #N/A | #N/A | #N/A | #N/A | #N/A
TRUE | QLD | QTKM | Tangkam | Energy Queensland | Winter | Coincident | 2017 | ACTUAL_OPG | -17.1958 | -3.19 | QLD Tangkam |  |  | FALSE | #N/A | #N/A | #N/A | #N/A | #N/A | #N/A | #N/A | #N/A | #N/A | #N/A
TRUE | QLD | QTKM | Tangkam | Energy Queensland | Winter | Coincident | 2017 | ACTUAL_RAW | -17.1958 | -3.19 | QLD Tangkam |  |  | FALSE | #N/A | #N/A | #N/A | #N/A | #N/A | #N/A | #N/A | #N/A | #N/A | #N/A
TRUE | QLD | QTKM | Tangkam | Energy Queensland | Winter | Non-coincident | 2017 | ACTUAL_RAW | -19.7443 | 20.2258 | QLD Tangkam |  |  | FALSE | #N/A | #N/A | #N/A | #N/A | #N/A | #N/A | #N/A | #N/A | #N/A | #N/A
TRUE | QLD | QTKM | Tangkam | Energy Queensland | Winter | Non-coincident | 2017 | ACTUAL_OPG | -19.7443 | 20.2258 | QLD Tangkam |  |  | FALSE | #N/A | #N/A | #N/A | #N/A | #N/A | #N/A | #N/A | #N/A | #N/A | #N/A
TRUE | QLD | QTKM | Tangkam | Energy Queensland | Winter | Non-coincident | 2017 | ACTUAL_ADJUSTEDOPG | -19.7443 | 20.2258 | QLD Tangkam |  |  | FALSE | #N/A | #N/A | #N/A | #N/A | #N/A | #N/A | #N/A | #N/A | #N/A | #N/A
TRUE | QLD | QTKM | Tangkam | Energy Queensland | Winter | Coincident | 2018 | ACTUAL_OPG | 13.1526 | 31.1361 | QLD Tangkam |  |  | FALSE | #N/A | #N/A | #N/A | #N/A | #N/A | #N/A | #N/A | #N/A | #N/A | #N/A
TRUE | QLD | QTKM | Tangkam | Energy Queensland | Winter | Coincident | 2018 | ACTUAL_RAW | 13.1526 | 31.1361 | QLD Tangkam |  |  | FALSE | #N/A | #N/A | #N/A | #N/A | #N/A | #N/A | #N/A | #N/A | #N/A | #N/A
TRUE | QLD | QTKM | Tangkam | Energy Queensland | Winter | Non-coincident | 2018 | ACTUAL_RAW | -14.859 | 33.4972 | QLD Tangkam |  |  | FALSE | #N/A | #N/A | #N/A | #N/A | #N/A | #N/A | #N/A | #N/A | #N/A | #N/A
TRUE | QLD | QTKM | Tangkam | Energy Queensland | Winter | Non-coincident | 2018 | ACTUAL_OPG | -14.859 | 33.4972 | QLD Tangkam |  |  | FALSE | #N/A | #N/A | #N/A | #N/A | #N/A | #N/A | #N/A | #N/A | #N/A | #N/A
TRUE | QLD | QTKM | Tangkam | Energy Queensland | Winter | Non-coincident | 2018 | ACTUAL_ADJUSTEDOPG | -14.859 | 33.4972 | QLD Tangkam |  |  | FALSE | #N/A | #N/A | #N/A | #N/A | #N/A | #N/A | #N/A | #N/A | #N/A | #N/A
TRUE | QLD | QTKM | Tangkam | Energy Queensland | Winter | Coincident | 2019 | ACTUAL_OPG | -21.8666 | 0.60111 | QLD Tangkam |  |  | FALSE | #N/A | #N/A | #N/A | #N/A | #N/A | #N/A | #N/A | #N/A | #N/A | #N/A
TRUE | QLD | QTKM | Tangkam | Energy Queensland | Winter | Coincident | 2019 | ACTUAL_RAW | -21.8666 | 0.60111 | QLD Tangkam |  |  | FALSE | #N/A | #N/A | #N/A | #N/A | #N/A | #N/A | #N/A | #N/A | #N/A | #N/A
TRUE | QLD | QTKM | Tangkam | Energy Queensland | Winter | Non-coincident | 2019 | ACTUAL_RAW | -22.1 | 16.3887 | QLD Tangkam |  |  | FALSE | #N/A | #N/A | #N/A | #N/A | #N/A | #N/A | #N/A | #N/A | #N/A | #N/A
TRUE | QLD | QTKM | Tangkam | Energy Queensland | Winter | Non-coincident | 2019 | ACTUAL_OPG | -22.1 | 16.3887 | QLD Tangkam |  |  | FALSE | #N/A | #N/A | #N/A | #N/A | #N/A | #N/A | #N/A | #N/A | #N/A | #N/A
TRUE | QLD | QTKM | Tangkam | Energy Queensland | Winter | Non-coincident | 2019 | ACTUAL_ADJUSTEDOPG | -22.1 | 16.3887 | QLD Tangkam |  |  | FALSE | #N/A | #N/A | #N/A | #N/A | #N/A | #N/A | #N/A | #N/A | #N/A | #N/A
TRUE | QLD | QTKM | Tangkam | Energy Queensland | Winter | Non-coincident | 2019 | BASEYEARPOE90 | -17.2285 | NA | QLD Tangkam |  |  | FALSE | #N/A | #N/A | #N/A | #N/A | #N/A | #N/A | #N/A | #N/A | #N/A | #N/A
TRUE | QLD | QTKM | Tangkam | Energy Queensland | Winter | Non-coincident | 2019 | BASEYEARPOE50 | -15.2025 | 15.432 | QLD Tangkam |  |  | FALSE | #N/A | #N/A | #N/A | #N/A | #N/A | #N/A | #N/A | #N/A | #N/A | #N/A
TRUE | QLD | QTKM | Tangkam | Energy Queensland | Winter | Coincident_unreconciled | 2020 | POE90 | 5.1 | NA | QLD Tangkam |  |  | FALSE | #N/A | #N/A | #N/A | #N/A | #N/A | #N/A | #N/A | #N/A | #N/A | #N/A
TRUE | QLD | QTKM | Tangkam | Energy Queensland | Winter | Coincident_unreconciled | 2020 | POE50 | 7.3 | NA | QLD Tangkam |  |  | FALSE | #N/A | #N/A | #N/A | #N/A | #N/A | #N/A | #N/A | #N/A | #N/A | #N/A
TRUE | QLD | QTKM | Tangkam | Energy Queensland | Winter | Non-coincident | 2020 | POE50 | -14.1029 | 24.8947 | QLD Tangkam |  |  | FALSE | #N/A | #N/A | #N/A | #N/A | #N/A | #N/A | #N/A | #N/A | #N/A | #N/A
TRUE | QLD | QTKM | Tangkam | Energy Queensland | Winter | Non-coincident | 2020 | POE90 | -16.0837 | NA | QLD Tangkam |  |  | FALSE | #N/A | #N/A | #N/A | #N/A | #N/A | #N/A | #N/A | #N/A | #N/A | #N/A
TRUE | QLD | QTKM | Tangkam | Energy Queensland | Winter | Coincident_unreconciled | 2021 | POE90 | 5.1 | NA | QLD Tangkam |  |  | FALSE | #N/A | #N/A | #N/A | #N/A | #N/A | #N/A | #N/A | #N/A | #N/A | #N/A
TRUE | QLD | QTKM | Tangkam | Energy Queensland | Winter | Coincident_unreconciled | 2021 | POE50 | 7.3 | NA | QLD Tangkam |  |  | FALSE | #N/A | #N/A | #N/A | #N/A | #N/A | #N/A | #N/A | #N/A | #N/A | #N/A
TRUE | QLD | QTKM | Tangkam | Energy Queensland | Winter | Non-coincident | 2021 | POE50 | -14.7549 | 24.8341 | QLD Tangkam |  |  | FALSE | #N/A | #N/A | #N/A | #N/A | #N/A | #N/A | #N/A | #N/A | #N/A | #N/A
TRUE | QLD | QTKM | Tangkam | Energy Queensland | Winter | Non-coincident | 2021 | POE90 | -16.7412 | NA | QLD Tangkam |  |  | FALSE | #N/A | #N/A | #N/A | #N/A | #N/A | #N/A | #N/A | #N/A | #N/A | #N/A
TRUE | QLD | QTKM | Tangkam | Energy Queensland | Winter | Coincident_unreconciled | 2022 | POE90 | 5.1 | NA | QLD Tangkam |  |  | FALSE | #N/A | #N/A | #N/A | #N/A | #N/A | #N/A | #N/A | #N/A | #N/A | #N/A
TRUE | QLD | QTKM | Tangkam | Energy Queensland | Winter | Coincident_unreconciled | 2022 | POE50 | 7.3 | NA | QLD Tangkam |  |  | FALSE | #N/A | #N/A | #N/A | #N/A | #N/A | #N/A | #N/A | #N/A | #N/A | #N/A
TRUE | QLD | QTKM | Tangkam | Energy Queensland | Winter | Non-coincident | 2022 | POE50 | -15.1511 | 24.9168 | QLD Tangkam |  |  | FALSE | #N/A | #N/A | #N/A | #N/A | #N/A | #N/A | #N/A | #N/A | #N/A | #N/A
TRUE | QLD | QTKM | Tangkam | Energy Queensland | Winter | Non-coincident | 2022 | POE90 | -17.1478 | NA | QLD Tangkam |  |  | FALSE | #N/A | #N/A | #N/A | #N/A | #N/A | #N/A | #N/A | #N/A | #N/A | #N/A
TRUE | QLD | QTKM | Tangkam | Energy Queensland | Winter | Coincident_unreconciled | 2023 | POE90 | 5.1 | NA | QLD Tangkam |  |  | FALSE | #N/A | #N/A | #N/A | #N/A | #N/A | #N/A | #N/A | #N/A | #N/A | #N/A
TRUE | QLD | QTKM | Tangkam | Energy Queensland | Winter | Coincident_unreconciled | 2023 | POE50 | 7.3 | NA | QLD Tangkam |  |  | FALSE | #N/A | #N/A | #N/A | #N/A | #N/A | #N/A | #N/A | #N/A | #N/A | #N/A
TRUE | QLD | QTKM | Tangkam | Energy Queensland | Winter | Non-coincident | 2023 | POE50 | 5.9592 | 30.9928 | QLD Tangkam |  |  | FALSE | #N/A | #N/A | #N/A | #N/A | #N/A | #N/A | #N/A | #N/A | #N/A | #N/A
TRUE | QLD | QTKM | Tangkam | Energy Queensland | Winter | Non-coincident | 2023 | POE90 | 3.9521 | NA | QLD Tangkam |  |  | FALSE | #N/A | #N/A | #N/A | #N/A | #N/A | #N/A | #N/A | #N/A | #N/A | #N/A
TRUE | QLD | QTKM | Tangkam | Energy Queensland | Winter | Coincident_unreconciled | 2024 | POE90 | 5.1 | NA | QLD Tangkam |  |  | FALSE | #N/A | #N/A | #N/A | #N/A | #N/A | #N/A | #N/A | #N/A | #N/A | #N/A
TRUE | QLD | QTKM | Tangkam | Energy Queensland | Winter | Coincident_unreconciled | 2024 | POE50 | 7.3 | NA | QLD Tangkam |  |  | FALSE | #N/A | #N/A | #N/A | #N/A | #N/A | #N/A | #N/A | #N/A | #N/A | #N/A
TRUE | QLD | QTKM | Tangkam | Energy Queensland | Winter | Non-coincident | 2024 | POE50 | 5.6503 | 31.0919 | QLD Tangkam |  |  | FALSE | #N/A | #N/A | #N/A | #N/A | #N/A | #N/A | #N/A | #N/A | #N/A | #N/A
TRUE | QLD | QTKM | Tangkam | Energy Queensland | Winter | Non-coincident | 2024 | POE90 | 3.6329 | NA | QLD Tangkam |  |  | FALSE | #N/A | #N/A | #N/A | #N/A | #N/A | #N/A | #N/A | #N/A | #N/A | #N/A
TRUE | QLD | QTKM | Tangkam | Energy Queensland | Winter | Coincident_unreconciled | 2025 | POE90 | 5.1 | NA | QLD Tangkam |  |  | FALSE | #N/A | #N/A | #N/A | #N/A | #N/A | #N/A | #N/A | #N/A | #N/A | #N/A
TRUE | QLD | QTKM | Tangkam | Energy Queensland | Winter | Coincident_unreconciled | 2025 | POE50 | 7.3 | NA | QLD Tangkam |  |  | FALSE | #N/A | #N/A | #N/A | #N/A | #N/A | #N/A | #N/A | #N/A | #N/A | #N/A
TRUE | QLD | QTKM | Tangkam | Energy Queensland | Winter | Non-coincident | 2025 | POE50 | 5.4087 | 31.2076 | QLD Tangkam |  |  | FALSE | #N/A | #N/A | #N/A | #N/A | #N/A | #N/A | #N/A | #N/A | #N/A | #N/A
TRUE | QLD | QTKM | Tangkam | Energy Queensland | Winter | Non-coincident | 2025 | POE90 | 3.3809 | NA | QLD Tangkam |  |  | FALSE | #N/A | #N/A | #N/A | #N/A | #N/A | #N/A | #N/A | #N/A | #N/A | #N/A
TRUE | QLD | QTKM | Tangkam | Energy Queensland | Winter | Coincident_unreconciled | 2026 | POE90 | 5.1 | NA | QLD Tangkam |  |  | FALSE | #N/A | #N/A | #N/A | #N/A | #N/A | #N/A | #N/A | #N/A | #N/A | #N/A
TRUE | QLD | QTKM | Tangkam | Energy Queensland | Winter | Coincident_unreconciled | 2026 | POE50 | 7.3 | NA | QLD Tangkam |  |  | FALSE | #N/A | #N/A | #N/A | #N/A | #N/A | #N/A | #N/A | #N/A | #N/A | #N/A
TRUE | QLD | QTKM | Tangkam | Energy Queensland | Winter | Non-coincident | 2026 | POE50 | 5.1586 | 31.3217 | QLD Tangkam |  |  | FALSE | #N/A | #N/A | #N/A | #N/A | #N/A | #N/A | #N/A | #N/A | #N/A | #N/A
TRUE | QLD | QTKM | Tangkam | Energy Queensland | Winter | Non-coincident | 2026 | POE90 | 3.1205 | NA | QLD Tangkam |  |  | FALSE | #N/A | #N/A | #N/A | #N/A | #N/A | #N/A | #N/A | #N/A | #N/A | #N/A
TRUE | QLD | QTKM | Tangkam | Energy Queensland | Winter | Coincident_unreconciled | 2027 | POE90 | 5.1 | NA | QLD Tangkam |  |  | FALSE | #N/A | #N/A | #N/A | #N/A | #N/A | #N/A | #N/A | #N/A | #N/A | #N/A
TRUE | QLD | QTKM | Tangkam | Energy Queensland | Winter | Coincident_unreconciled | 2027 | POE50 | 7.3 | NA | QLD Tangkam |  |  | FALSE | #N/A | #N/A | #N/A | #N/A | #N/A | #N/A | #N/A | #N/A | #N/A | #N/A
TRUE | QLD | QTKM | Tangkam | Energy Queensland | Winter | Non-coincident | 2027 | POE50 | 5.0159 | 31.4632 | QLD Tangkam |  |  | FALSE | #N/A | #N/A | #N/A | #N/A | #N/A | #N/A | #N/A | #N/A | #N/A | #N/A
TRUE | QLD | QTKM | Tangkam | Energy Queensland | Winter | Non-coincident | 2027 | POE90 | 2.9674 | NA | QLD Tangkam |  |  | FALSE | #N/A | #N/A | #N/A | #N/A | #N/A | #N/A | #N/A | #N/A | #N/A | #N/A
TRUE | QLD | QTKM | Tangkam | Energy Queensland | Winter | Coincident_unreconciled | 2028 | POE90 | 5.1 | NA | QLD Tangkam |  |  | FALSE | #N/A | #N/A | #N/A | #N/A | #N/A | #N/A | #N/A | #N/A | #N/A | #N/A
TRUE | QLD | QTKM | Tangkam | Energy Queensland | Winter | Coincident_unreconciled | 2028 | POE50 | 7.3 | NA | QLD Tangkam |  |  | FALSE | #N/A | #N/A | #N/A | #N/A | #N/A | #N/A | #N/A | #N/A | #N/A | #N/A
TRUE | QLD | QTKM | Tangkam | Energy Queensland | Winter | Non-coincident | 2028 | POE50 | 4.9825 | 31.6355 | QLD Tangkam |  |  | FALSE | #N/A | #N/A | #N/A | #N/A | #N/A | #N/A | #N/A | #N/A | #N/A | #N/A
TRUE | QLD | QTKM | Tangkam | Energy Queensland | Winter | Non-coincident | 2028 | POE90 | 2.9238 | NA | QLD Tangkam |  |  | FALSE | #N/A | #N/A | #N/A | #N/A | #N/A | #N/A | #N/A | #N/A | #N/A | #N/A
TRUE | QLD | QTKM | Tangkam | Energy Queensland | Winter | Coincident_unreconciled | 2029 | POE90 | 5.1 | NA | QLD Tangkam |  |  | FALSE | #N/A | #N/A | #N/A | #N/A | #N/A | #N/A | #N/A | #N/A | #N/A | #N/A
TRUE | QLD | QTKM | Tangkam | Energy Queensland | Winter | Coincident_unreconciled | 2029 | POE50 | 7.3 | NA | QLD Tangkam |  |  | FALSE | #N/A | #N/A | #N/A | #N/A | #N/A | #N/A | #N/A | #N/A | #N/A | #N/A
TRUE | QLD | QTKM | Tangkam | Energy Queensland | Winter | Non-coincident | 2029 | POE50 | 4.8056 | 31.7555 | QLD Tangkam |  |  | FALSE | #N/A | #N/A | #N/A | #N/A | #N/A | #N/A | #N/A | #N/A | #N/A | #N/A
TRUE | QLD | QTKM | Tangkam | Energy Queensland | Winter | Non-coincident | 2029 | POE90 | 2.7366 | NA | QLD Tangkam |  |  | FALSE | #N/A | #N/A | #N/A | #N/A | #N/A | #N/A | #N/A | #N/A | #N/A | #N/A
TRUE | QLD | QTKM | Tangkam | Energy Queensland | Shoulder | Non-coincident | 2019 | BASEYEARPOE10 | NA | 5.6911 | QLD Tangkam |  |  | FALSE | #N/A | #N/A | #N/A | #N/A | #N/A | #N/A | #N/A | #N/A | #N/A | #N/A
TRUE | QLD | QTKM | Tangkam | Energy Queensland | Shoulder | Coincident | 2021 | POE10 | NA | 9.3487 | QLD Tangkam |  |  | FALSE | #N/A | #N/A | #N/A | #N/A | #N/A | #N/A | #N/A | #N/A | #N/A | #N/A
TRUE | QLD | QTKM | Tangkam | Energy Queensland | Shoulder | Coincident | 2021 | POE50 | NA | 9.1053 | QLD Tangkam |  |  | FALSE | #N/A | #N/A | #N/A | #N/A | #N/A | #N/A | #N/A | #N/A | #N/A | #N/A
TRUE | QLD | QTKM | Tangkam | Energy Queensland | Shoulder | Non-coincident | 2021 | POE10 | NA | 18.7295 | QLD Tangkam |  |  | FALSE | #N/A | #N/A | #N/A | #N/A | #N/A | #N/A | #N/A | #N/A | #N/A | #N/A
TRUE | QLD | QTKM | Tangkam | Energy Queensland | Shoulder | Coincident | 2022 | POE10 | NA | 9.6646 | QLD Tangkam |  |  | FALSE | #N/A | #N/A | #N/A | #N/A | #N/A | #N/A | #N/A | #N/A | #N/A | #N/A
TRUE | QLD | QTKM | Tangkam | Energy Queensland | Shoulder | Coincident | 2022 | POE50 | NA | 9.257 | QLD Tangkam |  |  | FALSE | #N/A | #N/A | #N/A | #N/A | #N/A | #N/A | #N/A | #N/A | #N/A | #N/A
TRUE | QLD | QTKM | Tangkam | Energy Queensland | Shoulder | Non-coincident | 2022 | POE10 | NA | 18.8427 | QLD Tangkam |  |  | FALSE | #N/A | #N/A | #N/A | #N/A | #N/A | #N/A | #N/A | #N/A | #N/A | #N/A
TRUE | QLD | QTKM | Tangkam | Energy Queensland | Shoulder | Coincident | 2023 | POE10 | NA | 12.0696 | QLD Tangkam |  |  | FALSE | #N/A | #N/A | #N/A | #N/A | #N/A | #N/A | #N/A | #N/A | #N/A | #N/A
TRUE | QLD | QTKM | Tangkam | Energy Queensland | Shoulder | Coincident | 2023 | POE50 | NA | 11.7527 | QLD Tangkam |  |  | FALSE | #N/A | #N/A | #N/A | #N/A | #N/A | #N/A | #N/A | #N/A | #N/A | #N/A
TRUE | QLD | QTKM | Tangkam | Energy Queensland | Shoulder | Non-coincident | 2023 | POE10 | NA | 23.487 | QLD Tangkam |  |  | FALSE | #N/A | #N/A | #N/A | #N/A | #N/A | #N/A | #N/A | #N/A | #N/A | #N/A
TRUE | QLD | QTKM | Tangkam | Energy Queensland | Shoulder | Coincident | 2024 | POE10 | NA | 14.5228 | QLD Tangkam |  |  | FALSE | #N/A | #N/A | #N/A | #N/A | #N/A | #N/A | #N/A | #N/A | #N/A | #N/A
TRUE | QLD | QTKM | Tangkam | Energy Queensland | Shoulder | Coincident | 2024 | POE50 | NA | 14.4385 | QLD Tangkam |  |  | FALSE | #N/A | #N/A | #N/A | #N/A | #N/A | #N/A | #N/A | #N/A | #N/A | #N/A
TRUE | QLD | QTKM | Tangkam | Energy Queensland | Shoulder | Non-coincident | 2024 | POE10 | NA | 28.1253 | QLD Tangkam |  |  | FALSE | #N/A | #N/A | #N/A | #N/A | #N/A | #N/A | #N/A | #N/A | #N/A | #N/A
TRUE | QLD | QTKM | Tangkam | Energy Queensland | Shoulder | Coincident | 2025 | POE10 | NA | 14.6381 | QLD Tangkam |  |  | FALSE | #N/A | #N/A | #N/A | #N/A | #N/A | #N/A | #N/A | #N/A | #N/A | #N/A
TRUE | QLD | QTKM | Tangkam | Energy Queensland | Shoulder | Coincident | 2025 | POE50 | NA | 14.4474 | QLD Tangkam |  |  | FALSE | #N/A | #N/A | #N/A | #N/A | #N/A | #N/A | #N/A | #N/A | #N/A | #N/A
TRUE | QLD | QTKM | Tangkam | Energy Queensland | Shoulder | Non-coincident | 2025 | POE10 | NA | 28.2607 | QLD Tangkam |  |  | FALSE | #N/A | #N/A | #N/A | #N/A | #N/A | #N/A | #N/A | #N/A | #N/A | #N/A
TRUE | QLD | QTKM | Tangkam | Energy Queensland | Shoulder | Coincident | 2026 | POE10 | NA | 14.6353 | QLD Tangkam |  |  | FALSE | #N/A | #N/A | #N/A | #N/A | #N/A | #N/A | #N/A | #N/A | #N/A | #N/A
TRUE | QLD | QTKM | Tangkam | Energy Queensland | Shoulder | Coincident | 2026 | POE50 | NA | 14.5242 | QLD Tangkam |  |  | FALSE | #N/A | #N/A | #N/A | #N/A | #N/A | #N/A | #N/A | #N/A | #N/A | #N/A
TRUE | QLD | QTKM | Tangkam | Energy Queensland | Shoulder | Non-coincident | 2026 | POE10 | NA | 28.4018 | QLD Tangkam |  |  | FALSE | #N/A | #N/A | #N/A | #N/A | #N/A | #N/A | #N/A | #N/A | #N/A | #N/A
TRUE | QLD | QTKM | Tangkam | Energy Queensland | Shoulder | Coincident | 2027 | POE10 | NA | 14.6541 | QLD Tangkam |  |  | FALSE | #N/A | #N/A | #N/A | #N/A | #N/A | #N/A | #N/A | #N/A | #N/A | #N/A
TRUE | QLD | QTKM | Tangkam | Energy Queensland | Shoulder | Coincident | 2027 | POE50 | NA | 14.5289 | QLD Tangkam |  |  | FALSE | #N/A | #N/A | #N/A | #N/A | #N/A | #N/A | #N/A | #N/A | #N/A | #N/A
TRUE | QLD | QTKM | Tangkam | Energy Queensland | Shoulder | Non-coincident | 2027 | POE10 | NA | 28.5571 | QLD Tangkam |  |  | FALSE | #N/A | #N/A | #N/A | #N/A | #N/A | #N/A | #N/A | #N/A | #N/A | #N/A
TRUE | QLD | QTKM | Tangkam | Energy Queensland | Shoulder | Coincident | 2028 | POE10 | NA | 14.6872 | QLD Tangkam |  |  | FALSE | #N/A | #N/A | #N/A | #N/A | #N/A | #N/A | #N/A | #N/A | #N/A | #N/A
TRUE | QLD | QTKM | Tangkam | Energy Queensland | Shoulder | Coincident | 2028 | POE50 | NA | 14.5976 | QLD Tangkam |  |  | FALSE | #N/A | #N/A | #N/A | #N/A | #N/A | #N/A | #N/A | #N/A | #N/A | #N/A
TRUE | QLD | QTKM | Tangkam | Energy Queensland | Shoulder | Non-coincident | 2028 | POE10 | NA | 28.7306 | QLD Tangkam |  |  | FALSE | #N/A | #N/A | #N/A | #N/A | #N/A | #N/A | #N/A | #N/A | #N/A | #N/A
TRUE | QLD | QTKM | Tangkam | Energy Queensland | Shoulder | Coincident | 2029 | POE10 | NA | 14.9435 | QLD Tangkam |  |  | FALSE | #N/A | #N/A | #N/A | #N/A | #N/A | #N/A | #N/A | #N/A | #N/A | #N/A
TRUE | QLD | QTKM | Tangkam | Energy Queensland | Shoulder | Coincident | 2029 | POE50 | NA | 14.7665 | QLD Tangkam |  |  | FALSE | #N/A | #N/A | #N/A | #N/A | #N/A | #N/A | #N/A | #N/A | #N/A | #N/A
TRUE | QLD | QTKM | Tangkam | Energy Queensland | Shoulder | Non-coincident | 2029 | POE10 | NA | 28.9621 | QLD Tangkam |  |  | FALSE | #N/A | #N/A | #N/A | #N/A | #N/A | #N/A | #N/A | #N/A | #N/A | #N/A
TRUE | QLD | QTKM | Tangkam | Energy Queensland | Shoulder | Coincident | 2030 | POE10 | NA | 15.1085 | QLD Tangkam |  |  | FALSE | #N/A | #N/A | #N/A | #N/A | #N/A | #N/A | #N/A | #N/A | #N/A | #N/A
TRUE | QLD | QTKM | Tangkam | Energy Queensland | Shoulder | Coincident | 2030 | POE50 | NA | 14.9483 | QLD Tangkam |  |  | FALSE | #N/A | #N/A | #N/A | #N/A | #N/A | #N/A | #N/A | #N/A | #N/A | #N/A
TRUE | QLD | QTKM | Tangkam | Energy Queensland | Shoulder | Non-coincident | 2030 | POE10 | NA | 29.2836 | QLD Tangkam |  |  | FALSE | #N/A | #N/A | #N/A | #N/A | #N/A | #N/A | #N/A | #N/A | #N/A | #N/A
TRUE | QLD | QTKM | Tangkam | Energy Queensland | Summer | Non-coincident | 2019 | BASEYEARPOE10 | NA | 14.6675 | QLD Tangkam |  |  | FALSE | #N/A | #N/A | #N/A | #N/A | #N/A | #N/A | #N/A | #N/A | #N/A | #N/A
TRUE | QLD | QTKM | Tangkam | Energy Queensland | Summer | Coincident | 2021 | POE10 | NA | 3.153 | QLD Tangkam |  |  | FALSE | #N/A | #N/A | #N/A | #N/A | #N/A | #N/A | #N/A | #N/A | #N/A | #N/A
TRUE | QLD | QTKM | Tangkam | Energy Queensland | Summer | Coincident | 2021 | POE50 | NA | 2.7346 | QLD Tangkam |  |  | FALSE | #N/A | #N/A | #N/A | #N/A | #N/A | #N/A | #N/A | #N/A | #N/A | #N/A
TRUE | QLD | QTKM | Tangkam | Energy Queensland | Summer | Non-coincident | 2021 | POE10 | NA | 26.987 | QLD Tangkam |  |  | FALSE | #N/A | #N/A | #N/A | #N/A | #N/A | #N/A | #N/A | #N/A | #N/A | #N/A
TRUE | QLD | QTKM | Tangkam | Energy Queensland | Summer | Coincident | 2022 | POE10 | NA | 3.2214 | QLD Tangkam |  |  | FALSE | #N/A | #N/A | #N/A | #N/A | #N/A | #N/A | #N/A | #N/A | #N/A | #N/A
TRUE | QLD | QTKM | Tangkam | Energy Queensland | Summer | Coincident | 2022 | POE50 | NA | 2.7893 | QLD Tangkam |  |  | FALSE | #N/A | #N/A | #N/A | #N/A | #N/A | #N/A | #N/A | #N/A | #N/A | #N/A
TRUE | QLD | QTKM | Tangkam | Energy Queensland | Summer | Non-coincident | 2022 | POE10 | NA | 27.0805 | QLD Tangkam |  |  | FALSE | #N/A | #N/A | #N/A | #N/A | #N/A | #N/A | #N/A | #N/A | #N/A | #N/A
TRUE | QLD | QTKM | Tangkam | Energy Queensland | Summer | Coincident | 2023 | POE10 | NA | 3.2557 | QLD Tangkam |  |  | FALSE | #N/A | #N/A | #N/A | #N/A | #N/A | #N/A | #N/A | #N/A | #N/A | #N/A
TRUE | QLD | QTKM | Tangkam | Energy Queensland | Summer | Coincident | 2023 | POE50 | NA | 2.8127 | QLD Tangkam |  |  | FALSE | #N/A | #N/A | #N/A | #N/A | #N/A | #N/A | #N/A | #N/A | #N/A | #N/A
TRUE | QLD | QTKM | Tangkam | Energy Queensland | Summer | Non-coincident | 2023 | POE10 | NA | 27.2187 | QLD Tangkam |  |  | FALSE | #N/A | #N/A | #N/A | #N/A | #N/A | #N/A | #N/A | #N/A | #N/A | #N/A
TRUE | QLD | QTKM | Tangkam | Energy Queensland | Summer | Coincident | 2024 | POE10 | NA | 4.3953 | QLD Tangkam |  |  | FALSE | #N/A | #N/A | #N/A | #N/A | #N/A | #N/A | #N/A | #N/A | #N/A | #N/A
TRUE | QLD | QTKM | Tangkam | Energy Queensland | Summer | Coincident | 2024 | POE50 | NA | 3.9937 | QLD Tangkam |  |  | FALSE | #N/A | #N/A | #N/A | #N/A | #N/A | #N/A | #N/A | #N/A | #N/A | #N/A
TRUE | QLD | QTKM | Tangkam | Energy Queensland | Summer | Non-coincident | 2024 | POE10 | NA | 36.329 | QLD Tangkam |  |  | FALSE | #N/A | #N/A | #N/A | #N/A | #N/A | #N/A | #N/A | #N/A | #N/A | #N/A
TRUE | QLD | QTKM | Tangkam | Energy Queensland | Summer | Coincident | 2025 | POE10 | NA | 4.3861 | QLD Tangkam |  |  | FALSE | #N/A | #N/A | #N/A | #N/A | #N/A | #N/A | #N/A | #N/A | #N/A | #N/A
TRUE | QLD | QTKM | Tangkam | Energy Queensland | Summer | Coincident | 2025 | POE50 | NA | 4.0044 | QLD Tangkam |  |  | FALSE | #N/A | #N/A | #N/A | #N/A | #N/A | #N/A | #N/A | #N/A | #N/A | #N/A
TRUE | QLD | QTKM | Tangkam | Energy Queensland | Summer | Non-coincident | 2025 | POE10 | NA | 36.4227 | QLD Tangkam |  |  | FALSE | #N/A | #N/A | #N/A | #N/A | #N/A | #N/A | #N/A | #N/A | #N/A | #N/A
TRUE | QLD | QTKM | Tangkam | Energy Queensland | Summer | Coincident | 2026 | POE10 | NA | 4.4144 | QLD Tangkam |  |  | FALSE | #N/A | #N/A | #N/A | #N/A | #N/A | #N/A | #N/A | #N/A | #N/A | #N/A
TRUE | QLD | QTKM | Tangkam | Energy Queensland | Summer | Coincident | 2026 | POE50 | NA | 4.0153 | QLD Tangkam |  |  | FALSE | #N/A | #N/A | #N/A | #N/A | #N/A | #N/A | #N/A | #N/A | #N/A | #N/A
TRUE | QLD | QTKM | Tangkam | Energy Queensland | Summer | Non-coincident | 2026 | POE10 | NA | 36.5051 | QLD Tangkam |  |  | FALSE | #N/A | #N/A | #N/A | #N/A | #N/A | #N/A | #N/A | #N/A | #N/A | #N/A
TRUE | QLD | QTKM | Tangkam | Energy Queensland | Summer | Coincident | 2027 | POE10 | NA | 4.388 | QLD Tangkam |  |  | FALSE | #N/A | #N/A | #N/A | #N/A | #N/A | #N/A | #N/A | #N/A | #N/A | #N/A
TRUE | QLD | QTKM | Tangkam | Energy Queensland | Summer | Coincident | 2027 | POE50 | NA | 4.0033 | QLD Tangkam |  |  | FALSE | #N/A | #N/A | #N/A | #N/A | #N/A | #N/A | #N/A | #N/A | #N/A | #N/A
TRUE | QLD | QTKM | Tangkam | Energy Queensland | Summer | Non-coincident | 2027 | POE10 | NA | 36.5766 | QLD Tangkam |  |  | FALSE | #N/A | #N/A | #N/A | #N/A | #N/A | #N/A | #N/A | #N/A | #N/A | #N/A
TRUE | QLD | QTKM | Tangkam | Energy Queensland | Summer | Coincident | 2028 | POE10 | NA | 4.3963 | QLD Tangkam |  |  | FALSE | #N/A | #N/A | #N/A | #N/A | #N/A | #N/A | #N/A | #N/A | #N/A | #N/A
TRUE | QLD | QTKM | Tangkam | Energy Queensland | Summer | Coincident | 2028 | POE50 | NA | 4.0067 | QLD Tangkam |  |  | FALSE | #N/A | #N/A | #N/A | #N/A | #N/A | #N/A | #N/A | #N/A | #N/A | #N/A
TRUE | QLD | QTKM | Tangkam | Energy Queensland | Summer | Non-coincident | 2028 | POE10 | NA | 36.6354 | QLD Tangkam |  |  | FALSE | #N/A | #N/A | #N/A | #N/A | #N/A | #N/A | #N/A | #N/A | #N/A | #N/A
TRUE | QLD | QTKM | Tangkam | Energy Queensland | Summer | Coincident | 2029 | POE10 | NA | 4.3997 | QLD Tangkam |  |  | FALSE | #N/A | #N/A | #N/A | #N/A | #N/A | #N/A | #N/A | #N/A | #N/A | #N/A
TRUE | QLD | QTKM | Tangkam | Energy Queensland | Summer | Coincident | 2029 | POE50 | NA | 4.0263 | QLD Tangkam |  |  | FALSE | #N/A | #N/A | #N/A | #N/A | #N/A | #N/A | #N/A | #N/A | #N/A | #N/A
TRUE | QLD | QTKM | Tangkam | Energy Queensland | Summer | Non-coincident | 2029 | POE10 | NA | 36.7777 | QLD Tangkam |  |  | FALSE | #N/A | #N/A | #N/A | #N/A | #N/A | #N/A | #N/A | #N/A | #N/A | #N/A
TRUE | QLD | QTKM | Tangkam | Energy Queensland | Summer | Coincident | 2030 | POE10 | NA | 4.422 | QLD Tangkam |  |  | FALSE | #N/A | #N/A | #N/A | #N/A | #N/A | #N/A | #N/A | #N/A | #N/A | #N/A
TRUE | QLD | QTKM | Tangkam | Energy Queensland | Summer | Coincident | 2030 | POE50 | NA | 4.025 | QLD Tangkam |  |  | FALSE | #N/A | #N/A | #N/A | #N/A | #N/A | #N/A | #N/A | #N/A | #N/A | #N/A
TRUE | QLD | QTKM | Tangkam | Energy Queensland | Summer | Non-coincident | 2030 | POE10 | NA | 36.9407 | QLD Tangkam |  |  | FALSE | #N/A | #N/A | #N/A | #N/A | #N/A | #N/A | #N/A | #N/A | #N/A | #N/A
TRUE | QLD | QTKM | Tangkam | Energy Queensland | Winter | Non-coincident | 2019 | BASEYEARPOE10 | NA | 17.8356 | QLD Tangkam |  |  | FALSE | #N/A | #N/A | #N/A | #N/A | #N/A | #N/A | #N/A | #N/A | #N/A | #N/A
TRUE | QLD | QTKM | Tangkam | Energy Queensland | Winter | Coincident | 2020 | POE10 | NA | 14.4864 | QLD Tangkam |  |  | FALSE | #N/A | #N/A | #N/A | #N/A | #N/A | #N/A | #N/A | #N/A | #N/A | #N/A
TRUE | QLD | QTKM | Tangkam | Energy Queensland | Winter | Coincident | 2020 | POE50 | NA | 13.6141 | QLD Tangkam |  |  | FALSE | #N/A | #N/A | #N/A | #N/A | #N/A | #N/A | #N/A | #N/A | #N/A | #N/A
TRUE | QLD | QTKM | Tangkam | Energy Queensland | Winter | Non-coincident | 2020 | POE10 | NA | 27.9475 | QLD Tangkam |  |  | FALSE | #N/A | #N/A | #N/A | #N/A | #N/A | #N/A | #N/A | #N/A | #N/A | #N/A
TRUE | QLD | QTKM | Tangkam | Energy Queensland | Winter | Coincident | 2021 | POE10 | NA | 14.4097 | QLD Tangkam |  |  | FALSE | #N/A | #N/A | #N/A | #N/A | #N/A | #N/A | #N/A | #N/A | #N/A | #N/A
TRUE | QLD | QTKM | Tangkam | Energy Queensland | Winter | Coincident | 2021 | POE50 | NA | 13.5387 | QLD Tangkam |  |  | FALSE | #N/A | #N/A | #N/A | #N/A | #N/A | #N/A | #N/A | #N/A | #N/A | #N/A
TRUE | QLD | QTKM | Tangkam | Energy Queensland | Winter | Non-coincident | 2021 | POE10 | NA | 27.8953 | QLD Tangkam |  |  | FALSE | #N/A | #N/A | #N/A | #N/A | #N/A | #N/A | #N/A | #N/A | #N/A | #N/A
TRUE | QLD | QTKM | Tangkam | Energy Queensland | Winter | Coincident | 2022 | POE10 | NA | 14.8189 | QLD Tangkam |  |  | FALSE | #N/A | #N/A | #N/A | #N/A | #N/A | #N/A | #N/A | #N/A | #N/A | #N/A
TRUE | QLD | QTKM | Tangkam | Energy Queensland | Winter | Coincident | 2022 | POE50 | NA | 13.9262 | QLD Tangkam |  |  | FALSE | #N/A | #N/A | #N/A | #N/A | #N/A | #N/A | #N/A | #N/A | #N/A | #N/A
TRUE | QLD | QTKM | Tangkam | Energy Queensland | Winter | Non-coincident | 2022 | POE10 | NA | 27.9939 | QLD Tangkam |  |  | FALSE | #N/A | #N/A | #N/A | #N/A | #N/A | #N/A | #N/A | #N/A | #N/A | #N/A
TRUE | QLD | QTKM | Tangkam | Energy Queensland | Winter | Coincident | 2023 | POE10 | NA | 17.9941 | QLD Tangkam |  |  | FALSE | #N/A | #N/A | #N/A | #N/A | #N/A | #N/A | #N/A | #N/A | #N/A | #N/A
TRUE | QLD | QTKM | Tangkam | Energy Queensland | Winter | Coincident | 2023 | POE50 | NA | 17.0402 | QLD Tangkam |  |  | FALSE | #N/A | #N/A | #N/A | #N/A | #N/A | #N/A | #N/A | #N/A | #N/A | #N/A
TRUE | QLD | QTKM | Tangkam | Energy Queensland | Winter | Non-coincident | 2023 | POE10 | NA | 34.086 | QLD Tangkam |  |  | FALSE | #N/A | #N/A | #N/A | #N/A | #N/A | #N/A | #N/A | #N/A | #N/A | #N/A
TRUE | QLD | QTKM | Tangkam | Energy Queensland | Winter | Coincident | 2024 | POE10 | NA | 18.333 | QLD Tangkam |  |  | FALSE | #N/A | #N/A | #N/A | #N/A | #N/A | #N/A | #N/A | #N/A | #N/A | #N/A
TRUE | QLD | QTKM | Tangkam | Energy Queensland | Winter | Coincident | 2024 | POE50 | NA | 17.2935 | QLD Tangkam |  |  | FALSE | #N/A | #N/A | #N/A | #N/A | #N/A | #N/A | #N/A | #N/A | #N/A | #N/A
TRUE | QLD | QTKM | Tangkam | Energy Queensland | Winter | Non-coincident | 2024 | POE10 | NA | 34.201 | QLD Tangkam |  |  | FALSE | #N/A | #N/A | #N/A | #N/A | #N/A | #N/A | #N/A | #N/A | #N/A | #N/A
TRUE | QLD | QTKM | Tangkam | Energy Queensland | Winter | Coincident | 2025 | POE10 | NA | 18.342 | QLD Tangkam |  |  | FALSE | #N/A | #N/A | #N/A | #N/A | #N/A | #N/A | #N/A | #N/A | #N/A | #N/A
TRUE | QLD | QTKM | Tangkam | Energy Queensland | Winter | Coincident | 2025 | POE50 | NA | 17.3381 | QLD Tangkam |  |  | FALSE | #N/A | #N/A | #N/A | #N/A | #N/A | #N/A | #N/A | #N/A | #N/A | #N/A
TRUE | QLD | QTKM | Tangkam | Energy Queensland | Winter | Non-coincident | 2025 | POE10 | NA | 34.3328 | QLD Tangkam |  |  | FALSE | #N/A | #N/A | #N/A | #N/A | #N/A | #N/A | #N/A | #N/A | #N/A | #N/A
TRUE | QLD | QTKM | Tangkam | Energy Queensland | Winter | Coincident | 2026 | POE10 | NA | 18.3907 | QLD Tangkam |  |  | FALSE | #N/A | #N/A | #N/A | #N/A | #N/A | #N/A | #N/A | #N/A | #N/A | #N/A
TRUE | QLD | QTKM | Tangkam | Energy Queensland | Winter | Coincident | 2026 | POE50 | NA | 17.4156 | QLD Tangkam |  |  | FALSE | #N/A | #N/A | #N/A | #N/A | #N/A | #N/A | #N/A | #N/A | #N/A | #N/A
TRUE | QLD | QTKM | Tangkam | Energy Queensland | Winter | Non-coincident | 2026 | POE10 | NA | 34.4628 | QLD Tangkam |  |  | FALSE | #N/A | #N/A | #N/A | #N/A | #N/A | #N/A | #N/A | #N/A | #N/A | #N/A
TRUE | QLD | QTKM | Tangkam | Energy Queensland | Winter | Coincident | 2027 | POE10 | NA | 18.4309 | QLD Tangkam |  |  | FALSE | #N/A | #N/A | #N/A | #N/A | #N/A | #N/A | #N/A | #N/A | #N/A | #N/A
TRUE | QLD | QTKM | Tangkam | Energy Queensland | Winter | Coincident | 2027 | POE50 | NA | 17.454 | QLD Tangkam |  |  | FALSE | #N/A | #N/A | #N/A | #N/A | #N/A | #N/A | #N/A | #N/A | #N/A | #N/A
TRUE | QLD | QTKM | Tangkam | Energy Queensland | Winter | Non-coincident | 2027 | POE10 | NA | 34.6202 | QLD Tangkam |  |  | FALSE | #N/A | #N/A | #N/A | #N/A | #N/A | #N/A | #N/A | #N/A | #N/A | #N/A
TRUE | QLD | QTKM | Tangkam | Energy Queensland | Winter | Coincident | 2028 | POE10 | NA | 18.6641 | QLD Tangkam |  |  | FALSE | #N/A | #N/A | #N/A | #N/A | #N/A | #N/A | #N/A | #N/A | #N/A | #N/A
TRUE | QLD | QTKM | Tangkam | Energy Queensland | Winter | Coincident | 2028 | POE50 | NA | 17.5361 | QLD Tangkam |  |  | FALSE | #N/A | #N/A | #N/A | #N/A | #N/A | #N/A | #N/A | #N/A | #N/A | #N/A
TRUE | QLD | QTKM | Tangkam | Energy Queensland | Winter | Non-coincident | 2028 | POE10 | NA | 34.8083 | QLD Tangkam |  |  | FALSE | #N/A | #N/A | #N/A | #N/A | #N/A | #N/A | #N/A | #N/A | #N/A | #N/A
TRUE | QLD | QTKM | Tangkam | Energy Queensland | Winter | Coincident | 2029 | POE10 | NA | 18.6901 | QLD Tangkam |  |  | FALSE | #N/A | #N/A | #N/A | #N/A | #N/A | #N/A | #N/A | #N/A | #N/A | #N/A
TRUE | QLD | QTKM | Tangkam | Energy Queensland | Winter | Coincident | 2029 | POE50 | NA | 17.6535 | QLD Tangkam |  |  | FALSE | #N/A | #N/A | #N/A | #N/A | #N/A | #N/A | #N/A | #N/A | #N/A | #N/A
TRUE | QLD | QTKM | Tangkam | Energy Queensland | Winter | Non-coincident | 2029 | POE10 | NA | 34.9443 | QLD Tangkam |  |  | FALSE | #N/A | #N/A | #N/A | #N/A | #N/A | #N/A | #N/A | #N/A | #N/A | #N/A
TRUE | QLD | QTLL | Tully | Energy Queensland | Shoulder | Coincident | 2017 | ACTUAL_OPG | 2.8944 | 2.4559 | QLD Tully |  |  | FALSE | #N/A | #N/A | #N/A | #N/A | #N/A | #N/A | #N/A | #N/A | #N/A | #N/A
TRUE | QLD | QTLL | Tully | Energy Queensland | Shoulder | Coincident | 2017 | ACTUAL_RAW | 2.8944 | 2.4559 | QLD Tully |  |  | FALSE | #N/A | #N/A | #N/A | #N/A | #N/A | #N/A | #N/A | #N/A | #N/A | #N/A
TRUE | QLD | QTLL | Tully | Energy Queensland | Shoulder | Non-coincident | 2017 | ACTUAL_RAW | -5.8267 | 12.1517 | QLD Tully |  |  | FALSE | #N/A | #N/A | #N/A | #N/A | #N/A | #N/A | #N/A | #N/A | #N/A | #N/A
TRUE | QLD | QTLL | Tully | Energy Queensland | Shoulder | Non-coincident | 2017 | ACTUAL_OPG | -5.8267 | 12.1517 | QLD Tully |  |  | FALSE | #N/A | #N/A | #N/A | #N/A | #N/A | #N/A | #N/A | #N/A | #N/A | #N/A
TRUE | QLD | QTLL | Tully | Energy Queensland | Shoulder | Non-coincident | 2017 | ACTUAL_ADJUSTEDOPG | -5.8267 | 12.1517 | QLD Tully |  |  | FALSE | #N/A | #N/A | #N/A | #N/A | #N/A | #N/A | #N/A | #N/A | #N/A | #N/A
TRUE | QLD | QTLL | Tully | Energy Queensland | Shoulder | Coincident | 2018 | ACTUAL_OPG | 4.3189 | 0.05931 | QLD Tully |  |  | FALSE | #N/A | #N/A | #N/A | #N/A | #N/A | #N/A | #N/A | #N/A | #N/A | #N/A
TRUE | QLD | QTLL | Tully | Energy Queensland | Shoulder | Coincident | 2018 | ACTUAL_RAW | 4.3189 | 0.05931 | QLD Tully |  |  | FALSE | #N/A | #N/A | #N/A | #N/A | #N/A | #N/A | #N/A | #N/A | #N/A | #N/A
TRUE | QLD | QTLL | Tully | Energy Queensland | Shoulder | Non-coincident | 2018 | ACTUAL_RAW | -5.8429 | 12.3752 | QLD Tully |  |  | FALSE | #N/A | #N/A | #N/A | #N/A | #N/A | #N/A | #N/A | #N/A | #N/A | #N/A
TRUE | QLD | QTLL | Tully | Energy Queensland | Shoulder | Non-coincident | 2018 | ACTUAL_OPG | -5.8429 | 12.3752 | QLD Tully |  |  | FALSE | #N/A | #N/A | #N/A | #N/A | #N/A | #N/A | #N/A | #N/A | #N/A | #N/A
TRUE | QLD | QTLL | Tully | Energy Queensland | Shoulder | Non-coincident | 2018 | ACTUAL_ADJUSTEDOPG | -5.8429 | 12.3752 | QLD Tully |  |  | FALSE | #N/A | #N/A | #N/A | #N/A | #N/A | #N/A | #N/A | #N/A | #N/A | #N/A
TRUE | QLD | QTLL | Tully | Energy Queensland | Shoulder | Coincident | 2019 | ACTUAL_OPG | -3.5245 | -0.12748 | QLD Tully |  |  | FALSE | #N/A | #N/A | #N/A | #N/A | #N/A | #N/A | #N/A | #N/A | #N/A | #N/A
TRUE | QLD | QTLL | Tully | Energy Queensland | Shoulder | Coincident | 2019 | ACTUAL_RAW | -3.5245 | -0.12748 | QLD Tully |  |  | FALSE | #N/A | #N/A | #N/A | #N/A | #N/A | #N/A | #N/A | #N/A | #N/A | #N/A
TRUE | QLD | QTLL | Tully | Energy Queensland | Shoulder | Non-coincident | 2019 | ACTUAL_RAW | -5.8326 | 13.315 | QLD Tully |  |  | FALSE | #N/A | #N/A | #N/A | #N/A | #N/A | #N/A | #N/A | #N/A | #N/A | #N/A
TRUE | QLD | QTLL | Tully | Energy Queensland | Shoulder | Non-coincident | 2019 | ACTUAL_OPG | -5.8326 | 13.315 | QLD Tully |  |  | FALSE | #N/A | #N/A | #N/A | #N/A | #N/A | #N/A | #N/A | #N/A | #N/A | #N/A
TRUE | QLD | QTLL | Tully | Energy Queensland | Shoulder | Non-coincident | 2019 | ACTUAL_ADJUSTEDOPG | -5.8326 | 13.315 | QLD Tully |  |  | FALSE | #N/A | #N/A | #N/A | #N/A | #N/A | #N/A | #N/A | #N/A | #N/A | #N/A
TRUE | QLD | QTLL | Tully | Energy Queensland | Shoulder | Non-coincident | 2019 | BASEYEARPOE90 | -6.7825 | NA | QLD Tully |  |  | FALSE | #N/A | #N/A | #N/A | #N/A | #N/A | #N/A | #N/A | #N/A | #N/A | #N/A
TRUE | QLD | QTLL | Tully | Energy Queensland | Shoulder | Non-coincident | 2019 | BASEYEARPOE50 | -6.3494 | 9.3563 | QLD Tully |  |  | FALSE | #N/A | #N/A | #N/A | #N/A | #N/A | #N/A | #N/A | #N/A | #N/A | #N/A
TRUE | QLD | QTLL | Tully | Energy Queensland | Shoulder | Coincident | 2020 | ACTUAL_OPG | -5.4447 | 1.2498 | QLD Tully |  |  | FALSE | #N/A | #N/A | #N/A | #N/A | #N/A | #N/A | #N/A | #N/A | #N/A | #N/A
TRUE | QLD | QTLL | Tully | Energy Queensland | Shoulder | Coincident | 2020 | ACTUAL_RAW | -5.4447 | 1.2498 | QLD Tully |  |  | FALSE | #N/A | #N/A | #N/A | #N/A | #N/A | #N/A | #N/A | #N/A | #N/A | #N/A
TRUE | QLD | QTLL | Tully | Energy Queensland | Shoulder | Non-coincident | 2020 | ACTUAL_RAW | -6.3469 | 12.8689 | QLD Tully |  |  | FALSE | #N/A | #N/A | #N/A | #N/A | #N/A | #N/A | #N/A | #N/A | #N/A | #N/A
TRUE | QLD | QTLL | Tully | Energy Queensland | Shoulder | Non-coincident | 2020 | ACTUAL_OPG | -6.3469 | 12.8689 | QLD Tully |  |  | FALSE | #N/A | #N/A | #N/A | #N/A | #N/A | #N/A | #N/A | #N/A | #N/A | #N/A
TRUE | QLD | QTLL | Tully | Energy Queensland | Shoulder | Non-coincident | 2020 | ACTUAL_ADJUSTEDOPG | -6.3469 | 12.8689 | QLD Tully |  |  | FALSE | #N/A | #N/A | #N/A | #N/A | #N/A | #N/A | #N/A | #N/A | #N/A | #N/A
TRUE | QLD | QTLL | Tully | Energy Queensland | Shoulder | Coincident_unreconciled | 2021 | POE90 | -6.1045 | NA | QLD Tully |  |  | FALSE | #N/A | #N/A | #N/A | #N/A | #N/A | #N/A | #N/A | #N/A | #N/A | #N/A
TRUE | QLD | QTLL | Tully | Energy Queensland | Shoulder | Coincident_unreconciled | 2021 | POE50 | -4.0423 | NA | QLD Tully |  |  | FALSE | #N/A | #N/A | #N/A | #N/A | #N/A | #N/A | #N/A | #N/A | #N/A | #N/A
TRUE | QLD | QTLL | Tully | Energy Queensland | Shoulder | Non-coincident | 2021 | POE50 | -5.5 | 13.1293 | QLD Tully |  |  | FALSE | #N/A | #N/A | #N/A | #N/A | #N/A | #N/A | #N/A | #N/A | #N/A | #N/A
TRUE | QLD | QTLL | Tully | Energy Queensland | Shoulder | Non-coincident | 2021 | POE90 | -5.9138 | NA | QLD Tully |  |  | FALSE | #N/A | #N/A | #N/A | #N/A | #N/A | #N/A | #N/A | #N/A | #N/A | #N/A
TRUE | QLD | QTLL | Tully | Energy Queensland | Shoulder | Coincident_unreconciled | 2022 | POE90 | -6.2143 | NA | QLD Tully |  |  | FALSE | #N/A | #N/A | #N/A | #N/A | #N/A | #N/A | #N/A | #N/A | #N/A | #N/A
TRUE | QLD | QTLL | Tully | Energy Queensland | Shoulder | Coincident_unreconciled | 2022 | POE50 | -4.1517 | NA | QLD Tully |  |  | FALSE | #N/A | #N/A | #N/A | #N/A | #N/A | #N/A | #N/A | #N/A | #N/A | #N/A
TRUE | QLD | QTLL | Tully | Energy Queensland | Shoulder | Non-coincident | 2022 | POE50 | -5.7514 | 13.15 | QLD Tully |  |  | FALSE | #N/A | #N/A | #N/A | #N/A | #N/A | #N/A | #N/A | #N/A | #N/A | #N/A
TRUE | QLD | QTLL | Tully | Energy Queensland | Shoulder | Non-coincident | 2022 | POE90 | -6.1661 | NA | QLD Tully |  |  | FALSE | #N/A | #N/A | #N/A | #N/A | #N/A | #N/A | #N/A | #N/A | #N/A | #N/A
TRUE | QLD | QTLL | Tully | Energy Queensland | Shoulder | Coincident_unreconciled | 2023 | POE90 | -6.3068 | NA | QLD Tully |  |  | FALSE | #N/A | #N/A | #N/A | #N/A | #N/A | #N/A | #N/A | #N/A | #N/A | #N/A
TRUE | QLD | QTLL | Tully | Energy Queensland | Shoulder | Coincident_unreconciled | 2023 | POE50 | -4.2439 | NA | QLD Tully |  |  | FALSE | #N/A | #N/A | #N/A | #N/A | #N/A | #N/A | #N/A | #N/A | #N/A | #N/A
TRUE | QLD | QTLL | Tully | Energy Queensland | Shoulder | Non-coincident | 2023 | POE50 | -5.9632 | 13.1662 | QLD Tully |  |  | FALSE | #N/A | #N/A | #N/A | #N/A | #N/A | #N/A | #N/A | #N/A | #N/A | #N/A
TRUE | QLD | QTLL | Tully | Energy Queensland | Shoulder | Non-coincident | 2023 | POE90 | -6.3786 | NA | QLD Tully |  |  | FALSE | #N/A | #N/A | #N/A | #N/A | #N/A | #N/A | #N/A | #N/A | #N/A | #N/A
TRUE | QLD | QTLL | Tully | Energy Queensland | Shoulder | Coincident_unreconciled | 2024 | POE90 | -6.3938 | NA | QLD Tully |  |  | FALSE | #N/A | #N/A | #N/A | #N/A | #N/A | #N/A | #N/A | #N/A | #N/A | #N/A
TRUE | QLD | QTLL | Tully | Energy Queensland | Shoulder | Coincident_unreconciled | 2024 | POE50 | -4.3306 | NA | QLD Tully |  |  | FALSE | #N/A | #N/A | #N/A | #N/A | #N/A | #N/A | #N/A | #N/A | #N/A | #N/A
TRUE | QLD | QTLL | Tully | Energy Queensland | Shoulder | Non-coincident | 2024 | POE50 | -6.1623 | 13.1783 | QLD Tully |  |  | FALSE | #N/A | #N/A | #N/A | #N/A | #N/A | #N/A | #N/A | #N/A | #N/A | #N/A
TRUE | QLD | QTLL | Tully | Energy Queensland | Shoulder | Non-coincident | 2024 | POE90 | -6.5785 | NA | QLD Tully |  |  | FALSE | #N/A | #N/A | #N/A | #N/A | #N/A | #N/A | #N/A | #N/A | #N/A | #N/A
TRUE | QLD | QTLL | Tully | Energy Queensland | Shoulder | Coincident_unreconciled | 2025 | POE90 | -6.4611 | NA | QLD Tully |  |  | FALSE | #N/A | #N/A | #N/A | #N/A | #N/A | #N/A | #N/A | #N/A | #N/A | #N/A
TRUE | QLD | QTLL | Tully | Energy Queensland | Shoulder | Coincident_unreconciled | 2025 | POE50 | -4.3975 | NA | QLD Tully |  |  | FALSE | #N/A | #N/A | #N/A | #N/A | #N/A | #N/A | #N/A | #N/A | #N/A | #N/A
TRUE | QLD | QTLL | Tully | Energy Queensland | Shoulder | Non-coincident | 2025 | POE50 | -6.3162 | 13.1878 | QLD Tully |  |  | FALSE | #N/A | #N/A | #N/A | #N/A | #N/A | #N/A | #N/A | #N/A | #N/A | #N/A
TRUE | QLD | QTLL | Tully | Energy Queensland | Shoulder | Non-coincident | 2025 | POE90 | -6.7331 | NA | QLD Tully |  |  | FALSE | #N/A | #N/A | #N/A | #N/A | #N/A | #N/A | #N/A | #N/A | #N/A | #N/A
TRUE | QLD | QTLL | Tully | Energy Queensland | Shoulder | Coincident_unreconciled | 2026 | POE90 | -6.5274 | NA | QLD Tully |  |  | FALSE | #N/A | #N/A | #N/A | #N/A | #N/A | #N/A | #N/A | #N/A | #N/A | #N/A
TRUE | QLD | QTLL | Tully | Energy Queensland | Shoulder | Coincident_unreconciled | 2026 | POE50 | -4.4635 | NA | QLD Tully |  |  | FALSE | #N/A | #N/A | #N/A | #N/A | #N/A | #N/A | #N/A | #N/A | #N/A | #N/A
TRUE | QLD | QTLL | Tully | Energy Queensland | Shoulder | Non-coincident | 2026 | POE50 | -6.4678 | 13.1995 | QLD Tully |  |  | FALSE | #N/A | #N/A | #N/A | #N/A | #N/A | #N/A | #N/A | #N/A | #N/A | #N/A
TRUE | QLD | QTLL | Tully | Energy Queensland | Shoulder | Non-coincident | 2026 | POE90 | -6.8855 | NA | QLD Tully |  |  | FALSE | #N/A | #N/A | #N/A | #N/A | #N/A | #N/A | #N/A | #N/A | #N/A | #N/A
TRUE | QLD | QTLL | Tully | Energy Queensland | Shoulder | Coincident_unreconciled | 2027 | POE90 | -6.5847 | NA | QLD Tully |  |  | FALSE | #N/A | #N/A | #N/A | #N/A | #N/A | #N/A | #N/A | #N/A | #N/A | #N/A
TRUE | QLD | QTLL | Tully | Energy Queensland | Shoulder | Coincident_unreconciled | 2027 | POE50 | -4.5205 | NA | QLD Tully |  |  | FALSE | #N/A | #N/A | #N/A | #N/A | #N/A | #N/A | #N/A | #N/A | #N/A | #N/A
TRUE | QLD | QTLL | Tully | Energy Queensland | Shoulder | Non-coincident | 2027 | POE50 | -6.5987 | 13.2195 | QLD Tully |  |  | FALSE | #N/A | #N/A | #N/A | #N/A | #N/A | #N/A | #N/A | #N/A | #N/A | #N/A
TRUE | QLD | QTLL | Tully | Energy Queensland | Shoulder | Non-coincident | 2027 | POE90 | -7.0172 | NA | QLD Tully |  |  | FALSE | #N/A | #N/A | #N/A | #N/A | #N/A | #N/A | #N/A | #N/A | #N/A | #N/A
TRUE | QLD | QTLL | Tully | Energy Queensland | Shoulder | Coincident_unreconciled | 2028 | POE90 | -6.6333 | NA | QLD Tully |  |  | FALSE | #N/A | #N/A | #N/A | #N/A | #N/A | #N/A | #N/A | #N/A | #N/A | #N/A
TRUE | QLD | QTLL | Tully | Energy Queensland | Shoulder | Coincident_unreconciled | 2028 | POE50 | -4.5687 | NA | QLD Tully |  |  | FALSE | #N/A | #N/A | #N/A | #N/A | #N/A | #N/A | #N/A | #N/A | #N/A | #N/A
TRUE | QLD | QTLL | Tully | Energy Queensland | Shoulder | Non-coincident | 2028 | POE50 | -6.7094 | 13.2632 | QLD Tully |  |  | FALSE | #N/A | #N/A | #N/A | #N/A | #N/A | #N/A | #N/A | #N/A | #N/A | #N/A
TRUE | QLD | QTLL | Tully | Energy Queensland | Shoulder | Non-coincident | 2028 | POE90 | -7.1287 | NA | QLD Tully |  |  | FALSE | #N/A | #N/A | #N/A | #N/A | #N/A | #N/A | #N/A | #N/A | #N/A | #N/A
TRUE | QLD | QTLL | Tully | Energy Queensland | Shoulder | Coincident_unreconciled | 2029 | POE90 | -6.6783 | NA | QLD Tully |  |  | FALSE | #N/A | #N/A | #N/A | #N/A | #N/A | #N/A | #N/A | #N/A | #N/A | #N/A
TRUE | QLD | QTLL | Tully | Energy Queensland | Shoulder | Coincident_unreconciled | 2029 | POE50 | -4.6134 | NA | QLD Tully |  |  | FALSE | #N/A | #N/A | #N/A | #N/A | #N/A | #N/A | #N/A | #N/A | #N/A | #N/A
TRUE | QLD | QTLL | Tully | Energy Queensland | Shoulder | Non-coincident | 2029 | POE50 | -6.8121 | 13.3391 | QLD Tully |  |  | FALSE | #N/A | #N/A | #N/A | #N/A | #N/A | #N/A | #N/A | #N/A | #N/A | #N/A
TRUE | QLD | QTLL | Tully | Energy Queensland | Shoulder | Non-coincident | 2029 | POE90 | -7.2322 | NA | QLD Tully |  |  | FALSE | #N/A | #N/A | #N/A | #N/A | #N/A | #N/A | #N/A | #N/A | #N/A | #N/A
TRUE | QLD | QTLL | Tully | Energy Queensland | Shoulder | Coincident_unreconciled | 2030 | POE90 | -6.7074 | NA | QLD Tully |  |  | FALSE | #N/A | #N/A | #N/A | #N/A | #N/A | #N/A | #N/A | #N/A | #N/A | #N/A
TRUE | QLD | QTLL | Tully | Energy Queensland | Shoulder | Coincident_unreconciled | 2030 | POE50 | -4.6422 | NA | QLD Tully |  |  | FALSE | #N/A | #N/A | #N/A | #N/A | #N/A | #N/A | #N/A | #N/A | #N/A | #N/A
TRUE | QLD | QTLL | Tully | Energy Queensland | Shoulder | Non-coincident | 2030 | POE50 | -6.8783 | 13.4314 | QLD Tully |  |  | FALSE | #N/A | #N/A | #N/A | #N/A | #N/A | #N/A | #N/A | #N/A | #N/A | #N/A
TRUE | QLD | QTLL | Tully | Energy Queensland | Shoulder | Non-coincident | 2030 | POE90 | -7.2992 | NA | QLD Tully |  |  | FALSE | #N/A | #N/A | #N/A | #N/A | #N/A | #N/A | #N/A | #N/A | #N/A | #N/A
TRUE | QLD | QTLL | Tully | Energy Queensland | Summer | Coincident | 2017 | ACTUAL_OPG | 5.8898 | 8.1185 | QLD Tully |  |  | FALSE | #N/A | #N/A | #N/A | #N/A | #N/A | #N/A | #N/A | #N/A | #N/A | #N/A
TRUE | QLD | QTLL | Tully | Energy Queensland | Summer | Coincident | 2017 | ACTUAL_RAW | 5.8898 | 8.1185 | QLD Tully |  |  | FALSE | #N/A | #N/A | #N/A | #N/A | #N/A | #N/A | #N/A | #N/A | #N/A | #N/A
TRUE | QLD | QTLL | Tully | Energy Queensland | Summer | Non-coincident | 2017 | ACTUAL_RAW | -5.1826 | 15.2499 | QLD Tully |  |  | FALSE | #N/A | #N/A | #N/A | #N/A | #N/A | #N/A | #N/A | #N/A | #N/A | #N/A
TRUE | QLD | QTLL | Tully | Energy Queensland | Summer | Non-coincident | 2017 | ACTUAL_OPG | -5.1826 | 15.2499 | QLD Tully |  |  | FALSE | #N/A | #N/A | #N/A | #N/A | #N/A | #N/A | #N/A | #N/A | #N/A | #N/A
TRUE | QLD | QTLL | Tully | Energy Queensland | Summer | Non-coincident | 2017 | ACTUAL_ADJUSTEDOPG | -5.1826 | 15.2499 | QLD Tully |  |  | FALSE | #N/A | #N/A | #N/A | #N/A | #N/A | #N/A | #N/A | #N/A | #N/A | #N/A
TRUE | QLD | QTLL | Tully | Energy Queensland | Summer | Coincident | 2018 | ACTUAL_OPG | -5.3902 | 11.7158 | QLD Tully |  |  | FALSE | #N/A | #N/A | #N/A | #N/A | #N/A | #N/A | #N/A | #N/A | #N/A | #N/A
TRUE | QLD | QTLL | Tully | Energy Queensland | Summer | Coincident | 2018 | ACTUAL_RAW | -5.3902 | 11.7158 | QLD Tully |  |  | FALSE | #N/A | #N/A | #N/A | #N/A | #N/A | #N/A | #N/A | #N/A | #N/A | #N/A
TRUE | QLD | QTLL | Tully | Energy Queensland | Summer | Non-coincident | 2018 | ACTUAL_RAW | -5.9181 | 13.7044 | QLD Tully |  |  | FALSE | #N/A | #N/A | #N/A | #N/A | #N/A | #N/A | #N/A | #N/A | #N/A | #N/A
TRUE | QLD | QTLL | Tully | Energy Queensland | Summer | Non-coincident | 2018 | ACTUAL_OPG | -5.9181 | 13.7044 | QLD Tully |  |  | FALSE | #N/A | #N/A | #N/A | #N/A | #N/A | #N/A | #N/A | #N/A | #N/A | #N/A
TRUE | QLD | QTLL | Tully | Energy Queensland | Summer | Non-coincident | 2018 | ACTUAL_ADJUSTEDOPG | -5.9181 | 13.7044 | QLD Tully |  |  | FALSE | #N/A | #N/A | #N/A | #N/A | #N/A | #N/A | #N/A | #N/A | #N/A | #N/A
TRUE | QLD | QTLL | Tully | Energy Queensland | Summer | Coincident | 2019 | ACTUAL_OPG | 4.7941 | 12.2406 | QLD Tully |  |  | FALSE | #N/A | #N/A | #N/A | #N/A | #N/A | #N/A | #N/A | #N/A | #N/A | #N/A
TRUE | QLD | QTLL | Tully | Energy Queensland | Summer | Coincident | 2019 | ACTUAL_RAW | 4.7941 | 12.2406 | QLD Tully |  |  | FALSE | #N/A | #N/A | #N/A | #N/A | #N/A | #N/A | #N/A | #N/A | #N/A | #N/A
TRUE | QLD | QTLL | Tully | Energy Queensland | Summer | Non-coincident | 2019 | ACTUAL_RAW | -5.7474 | 15.3146 | QLD Tully |  |  | FALSE | #N/A | #N/A | #N/A | #N/A | #N/A | #N/A | #N/A | #N/A | #N/A | #N/A
TRUE | QLD | QTLL | Tully | Energy Queensland | Summer | Non-coincident | 2019 | ACTUAL_OPG | -5.7474 | 15.3146 | QLD Tully |  |  | FALSE | #N/A | #N/A | #N/A | #N/A | #N/A | #N/A | #N/A | #N/A | #N/A | #N/A
TRUE | QLD | QTLL | Tully | Energy Queensland | Summer | Non-coincident | 2019 | ACTUAL_ADJUSTEDOPG | -5.7474 | 15.3146 | QLD Tully |  |  | FALSE | #N/A | #N/A | #N/A | #N/A | #N/A | #N/A | #N/A | #N/A | #N/A | #N/A
TRUE | QLD | QTLL | Tully | Energy Queensland | Summer | Non-coincident | 2019 | BASEYEARPOE90 | -4.0993 | NA | QLD Tully |  |  | FALSE | #N/A | #N/A | #N/A | #N/A | #N/A | #N/A | #N/A | #N/A | #N/A | #N/A
TRUE | QLD | QTLL | Tully | Energy Queensland | Summer | Non-coincident | 2019 | BASEYEARPOE50 | -3.4992 | 13.7461 | QLD Tully |  |  | FALSE | #N/A | #N/A | #N/A | #N/A | #N/A | #N/A | #N/A | #N/A | #N/A | #N/A
TRUE | QLD | QTLL | Tully | Energy Queensland | Summer | Coincident | 2020 | ACTUAL_OPG | -2.9479 | 9.1187 | QLD Tully |  |  | FALSE | #N/A | #N/A | #N/A | #N/A | #N/A | #N/A | #N/A | #N/A | #N/A | #N/A
TRUE | QLD | QTLL | Tully | Energy Queensland | Summer | Coincident | 2020 | ACTUAL_RAW | -2.9479 | 9.1187 | QLD Tully |  |  | FALSE | #N/A | #N/A | #N/A | #N/A | #N/A | #N/A | #N/A | #N/A | #N/A | #N/A
TRUE | QLD | QTLL | Tully | Energy Queensland | Summer | Non-coincident | 2020 | ACTUAL_RAW | -4.5759 | 14.379 | QLD Tully |  |  | FALSE | #N/A | #N/A | #N/A | #N/A | #N/A | #N/A | #N/A | #N/A | #N/A | #N/A
TRUE | QLD | QTLL | Tully | Energy Queensland | Summer | Non-coincident | 2020 | ACTUAL_OPG | -4.5759 | 14.379 | QLD Tully |  |  | FALSE | #N/A | #N/A | #N/A | #N/A | #N/A | #N/A | #N/A | #N/A | #N/A | #N/A
TRUE | QLD | QTLL | Tully | Energy Queensland | Summer | Non-coincident | 2020 | ACTUAL_ADJUSTEDOPG | -4.5759 | 14.379 | QLD Tully |  |  | FALSE | #N/A | #N/A | #N/A | #N/A | #N/A | #N/A | #N/A | #N/A | #N/A | #N/A
TRUE | QLD | QTLL | Tully | Energy Queensland | Summer | Coincident_unreconciled | 2021 | POE50 | 5.0227 | NA | QLD Tully |  |  | FALSE | #N/A | #N/A | #N/A | #N/A | #N/A | #N/A | #N/A | #N/A | #N/A | #N/A
TRUE | QLD | QTLL | Tully | Energy Queensland | Summer | Coincident_unreconciled | 2021 | POE90 | 3.0092 | NA | QLD Tully |  |  | FALSE | #N/A | #N/A | #N/A | #N/A | #N/A | #N/A | #N/A | #N/A | #N/A | #N/A
TRUE | QLD | QTLL | Tully | Energy Queensland | Summer | Non-coincident | 2021 | POE50 | -5 | 15.0006 | QLD Tully |  |  | FALSE | #N/A | #N/A | #N/A | #N/A | #N/A | #N/A | #N/A | #N/A | #N/A | #N/A
TRUE | QLD | QTLL | Tully | Energy Queensland | Summer | Non-coincident | 2021 | POE90 | -5.6147 | NA | QLD Tully |  |  | FALSE | #N/A | #N/A | #N/A | #N/A | #N/A | #N/A | #N/A | #N/A | #N/A | #N/A
TRUE | QLD | QTLL | Tully | Energy Queensland | Summer | Coincident_unreconciled | 2022 | POE50 | 4.3008 | NA | QLD Tully |  |  | FALSE | #N/A | #N/A | #N/A | #N/A | #N/A | #N/A | #N/A | #N/A | #N/A | #N/A
TRUE | QLD | QTLL | Tully | Energy Queensland | Summer | Coincident_unreconciled | 2022 | POE90 | 2.2828 | NA | QLD Tully |  |  | FALSE | #N/A | #N/A | #N/A | #N/A | #N/A | #N/A | #N/A | #N/A | #N/A | #N/A
TRUE | QLD | QTLL | Tully | Energy Queensland | Summer | Non-coincident | 2022 | POE50 | -5.2204 | 15.0315 | QLD Tully |  |  | FALSE | #N/A | #N/A | #N/A | #N/A | #N/A | #N/A | #N/A | #N/A | #N/A | #N/A
TRUE | QLD | QTLL | Tully | Energy Queensland | Summer | Non-coincident | 2022 | POE90 | -5.8365 | NA | QLD Tully |  |  | FALSE | #N/A | #N/A | #N/A | #N/A | #N/A | #N/A | #N/A | #N/A | #N/A | #N/A
TRUE | QLD | QTLL | Tully | Energy Queensland | Summer | Coincident_unreconciled | 2023 | POE50 | 3.6757 | NA | QLD Tully |  |  | FALSE | #N/A | #N/A | #N/A | #N/A | #N/A | #N/A | #N/A | #N/A | #N/A | #N/A
TRUE | QLD | QTLL | Tully | Energy Queensland | Summer | Coincident_unreconciled | 2023 | POE90 | 1.6541 | NA | QLD Tully |  |  | FALSE | #N/A | #N/A | #N/A | #N/A | #N/A | #N/A | #N/A | #N/A | #N/A | #N/A
TRUE | QLD | QTLL | Tully | Energy Queensland | Summer | Non-coincident | 2023 | POE50 | -5.4113 | 15.0554 | QLD Tully |  |  | FALSE | #N/A | #N/A | #N/A | #N/A | #N/A | #N/A | #N/A | #N/A | #N/A | #N/A
TRUE | QLD | QTLL | Tully | Energy Queensland | Summer | Non-coincident | 2023 | POE90 | -6.0284 | NA | QLD Tully |  |  | FALSE | #N/A | #N/A | #N/A | #N/A | #N/A | #N/A | #N/A | #N/A | #N/A | #N/A
TRUE | QLD | QTLL | Tully | Energy Queensland | Summer | Coincident_unreconciled | 2024 | POE50 | 3.0677 | NA | QLD Tully |  |  | FALSE | #N/A | #N/A | #N/A | #N/A | #N/A | #N/A | #N/A | #N/A | #N/A | #N/A
TRUE | QLD | QTLL | Tully | Energy Queensland | Summer | Coincident_unreconciled | 2024 | POE90 | 1.0425 | NA | QLD Tully |  |  | FALSE | #N/A | #N/A | #N/A | #N/A | #N/A | #N/A | #N/A | #N/A | #N/A | #N/A
TRUE | QLD | QTLL | Tully | Energy Queensland | Summer | Non-coincident | 2024 | POE50 | -5.5969 | 15.0747 | QLD Tully |  |  | FALSE | #N/A | #N/A | #N/A | #N/A | #N/A | #N/A | #N/A | #N/A | #N/A | #N/A
TRUE | QLD | QTLL | Tully | Energy Queensland | Summer | Non-coincident | 2024 | POE90 | -6.2152 | NA | QLD Tully |  |  | FALSE | #N/A | #N/A | #N/A | #N/A | #N/A | #N/A | #N/A | #N/A | #N/A | #N/A
TRUE | QLD | QTLL | Tully | Energy Queensland | Summer | Coincident_unreconciled | 2025 | POE50 | 2.5957 | NA | QLD Tully |  |  | FALSE | #N/A | #N/A | #N/A | #N/A | #N/A | #N/A | #N/A | #N/A | #N/A | #N/A
TRUE | QLD | QTLL | Tully | Energy Queensland | Summer | Coincident_unreconciled | 2025 | POE90 | 0.56679 | NA | QLD Tully |  |  | FALSE | #N/A | #N/A | #N/A | #N/A | #N/A | #N/A | #N/A | #N/A | #N/A | #N/A
TRUE | QLD | QTLL | Tully | Energy Queensland | Summer | Non-coincident | 2025 | POE50 | -5.741 | 15.0913 | QLD Tully |  |  | FALSE | #N/A | #N/A | #N/A | #N/A | #N/A | #N/A | #N/A | #N/A | #N/A | #N/A
TRUE | QLD | QTLL | Tully | Energy Queensland | Summer | Non-coincident | 2025 | POE90 | -6.3604 | NA | QLD Tully |  |  | FALSE | #N/A | #N/A | #N/A | #N/A | #N/A | #N/A | #N/A | #N/A | #N/A | #N/A
TRUE | QLD | QTLL | Tully | Energy Queensland | Summer | Coincident_unreconciled | 2026 | POE50 | 2.1197 | NA | QLD Tully |  |  | FALSE | #N/A | #N/A | #N/A | #N/A | #N/A | #N/A | #N/A | #N/A | #N/A | #N/A
TRUE | QLD | QTLL | Tully | Energy Queensland | Summer | Coincident_unreconciled | 2026 | POE90 | 0.08723 | NA | QLD Tully |  |  | FALSE | #N/A | #N/A | #N/A | #N/A | #N/A | #N/A | #N/A | #N/A | #N/A | #N/A
TRUE | QLD | QTLL | Tully | Energy Queensland | Summer | Non-coincident | 2026 | POE50 | -5.8863 | 15.1111 | QLD Tully |  |  | FALSE | #N/A | #N/A | #N/A | #N/A | #N/A | #N/A | #N/A | #N/A | #N/A | #N/A
TRUE | QLD | QTLL | Tully | Energy Queensland | Summer | Non-coincident | 2026 | POE90 | -6.5068 | NA | QLD Tully |  |  | FALSE | #N/A | #N/A | #N/A | #N/A | #N/A | #N/A | #N/A | #N/A | #N/A | #N/A
TRUE | QLD | QTLL | Tully | Energy Queensland | Summer | Coincident_unreconciled | 2027 | POE50 | 1.7026 | NA | QLD Tully |  |  | FALSE | #N/A | #N/A | #N/A | #N/A | #N/A | #N/A | #N/A | #N/A | #N/A | #N/A
TRUE | QLD | QTLL | Tully | Energy Queensland | Summer | Coincident_unreconciled | 2027 | POE90 | 0.12994 | NA | QLD Tully |  |  | FALSE | #N/A | #N/A | #N/A | #N/A | #N/A | #N/A | #N/A | #N/A | #N/A | #N/A
TRUE | QLD | QTLL | Tully | Energy Queensland | Summer | Non-coincident | 2027 | POE50 | -6.0136 | 15.1424 | QLD Tully |  |  | FALSE | #N/A | #N/A | #N/A | #N/A | #N/A | #N/A | #N/A | #N/A | #N/A | #N/A
TRUE | QLD | QTLL | Tully | Energy Queensland | Summer | Non-coincident | 2027 | POE90 | -6.6353 | NA | QLD Tully |  |  | FALSE | #N/A | #N/A | #N/A | #N/A | #N/A | #N/A | #N/A | #N/A | #N/A | #N/A
TRUE | QLD | QTLL | Tully | Energy Queensland | Summer | Coincident_unreconciled | 2028 | POE50 | 1.3499 | NA | QLD Tully |  |  | FALSE | #N/A | #N/A | #N/A | #N/A | #N/A | #N/A | #N/A | #N/A | #N/A | #N/A
TRUE | QLD | QTLL | Tully | Energy Queensland | Summer | Coincident_unreconciled | 2028 | POE90 | 0.26882 | NA | QLD Tully |  |  | FALSE | #N/A | #N/A | #N/A | #N/A | #N/A | #N/A | #N/A | #N/A | #N/A | #N/A
TRUE | QLD | QTLL | Tully | Energy Queensland | Summer | Non-coincident | 2028 | POE50 | -6.1213 | 15.202 | QLD Tully |  |  | FALSE | #N/A | #N/A | #N/A | #N/A | #N/A | #N/A | #N/A | #N/A | #N/A | #N/A
TRUE | QLD | QTLL | Tully | Energy Queensland | Summer | Non-coincident | 2028 | POE90 | -6.7442 | NA | QLD Tully |  |  | FALSE | #N/A | #N/A | #N/A | #N/A | #N/A | #N/A | #N/A | #N/A | #N/A | #N/A
TRUE | QLD | QTLL | Tully | Energy Queensland | Summer | Coincident_unreconciled | 2029 | POE50 | 1.0361 | NA | QLD Tully |  |  | FALSE | #N/A | #N/A | #N/A | #N/A | #N/A | #N/A | #N/A | #N/A | #N/A | #N/A
TRUE | QLD | QTLL | Tully | Energy Queensland | Summer | Coincident_unreconciled | 2029 | POE90 | 0.39255 | NA | QLD Tully |  |  | FALSE | #N/A | #N/A | #N/A | #N/A | #N/A | #N/A | #N/A | #N/A | #N/A | #N/A
TRUE | QLD | QTLL | Tully | Energy Queensland | Summer | Non-coincident | 2029 | POE50 | -6.2171 | 15.2888 | QLD Tully |  |  | FALSE | #N/A | #N/A | #N/A | #N/A | #N/A | #N/A | #N/A | #N/A | #N/A | #N/A
TRUE | QLD | QTLL | Tully | Energy Queensland | Summer | Non-coincident | 2029 | POE90 | -6.8412 | NA | QLD Tully |  |  | FALSE | #N/A | #N/A | #N/A | #N/A | #N/A | #N/A | #N/A | #N/A | #N/A | #N/A
TRUE | QLD | QTLL | Tully | Energy Queensland | Summer | Coincident_unreconciled | 2030 | POE50 | 0.82313 | NA | QLD Tully |  |  | FALSE | #N/A | #N/A | #N/A | #N/A | #N/A | #N/A | #N/A | #N/A | #N/A | #N/A
TRUE | QLD | QTLL | Tully | Energy Queensland | Summer | Coincident_unreconciled | 2030 | POE90 | 0.47699 | NA | QLD Tully |  |  | FALSE | #N/A | #N/A | #N/A | #N/A | #N/A | #N/A | #N/A | #N/A | #N/A | #N/A
TRUE | QLD | QTLL | Tully | Energy Queensland | Summer | Non-coincident | 2030 | POE50 | -6.2821 | 15.3915 | QLD Tully |  |  | FALSE | #N/A | #N/A | #N/A | #N/A | #N/A | #N/A | #N/A | #N/A | #N/A | #N/A
TRUE | QLD | QTLL | Tully | Energy Queensland | Summer | Non-coincident | 2030 | POE90 | -6.9074 | NA | QLD Tully |  |  | FALSE | #N/A | #N/A | #N/A | #N/A | #N/A | #N/A | #N/A | #N/A | #N/A | #N/A
TRUE | QLD | QTLL | Tully | Energy Queensland | Winter | Coincident | 2016 | ACTUAL_OPG | -4.2898 | -0.77532 | QLD Tully |  |  | FALSE | #N/A | #N/A | #N/A | #N/A | #N/A | #N/A | #N/A | #N/A | #N/A | #N/A
TRUE | QLD | QTLL | Tully | Energy Queensland | Winter | Coincident | 2016 | ACTUAL_RAW | -4.2898 | -0.77532 | QLD Tully |  |  | FALSE | #N/A | #N/A | #N/A | #N/A | #N/A | #N/A | #N/A | #N/A | #N/A | #N/A
TRUE | QLD | QTLL | Tully | Energy Queensland | Winter | Non-coincident | 2016 | ACTUAL_RAW | -6.0175 | 11.4992 | QLD Tully |  |  | FALSE | #N/A | #N/A | #N/A | #N/A | #N/A | #N/A | #N/A | #N/A | #N/A | #N/A
TRUE | QLD | QTLL | Tully | Energy Queensland | Winter | Non-coincident | 2016 | ACTUAL_OPG | -6.0175 | 11.4992 | QLD Tully |  |  | FALSE | #N/A | #N/A | #N/A | #N/A | #N/A | #N/A | #N/A | #N/A | #N/A | #N/A
TRUE | QLD | QTLL | Tully | Energy Queensland | Winter | Non-coincident | 2016 | ACTUAL_ADJUSTEDOPG | -6.0175 | 11.4992 | QLD Tully |  |  | FALSE | #N/A | #N/A | #N/A | #N/A | #N/A | #N/A | #N/A | #N/A | #N/A | #N/A
TRUE | QLD | QTLL | Tully | Energy Queensland | Winter | Coincident | 2017 | ACTUAL_OPG | -5.3992 | 0.26433 | QLD Tully |  |  | FALSE | #N/A | #N/A | #N/A | #N/A | #N/A | #N/A | #N/A | #N/A | #N/A | #N/A
TRUE | QLD | QTLL | Tully | Energy Queensland | Winter | Coincident | 2017 | ACTUAL_RAW | -5.3992 | 0.26433 | QLD Tully |  |  | FALSE | #N/A | #N/A | #N/A | #N/A | #N/A | #N/A | #N/A | #N/A | #N/A | #N/A
TRUE | QLD | QTLL | Tully | Energy Queensland | Winter | Non-coincident | 2017 | ACTUAL_RAW | -6.2248 | 13.9901 | QLD Tully |  |  | FALSE | #N/A | #N/A | #N/A | #N/A | #N/A | #N/A | #N/A | #N/A | #N/A | #N/A
TRUE | QLD | QTLL | Tully | Energy Queensland | Winter | Non-coincident | 2017 | ACTUAL_OPG | -6.2248 | 13.9901 | QLD Tully |  |  | FALSE | #N/A | #N/A | #N/A | #N/A | #N/A | #N/A | #N/A | #N/A | #N/A | #N/A
TRUE | QLD | QTLL | Tully | Energy Queensland | Winter | Non-coincident | 2017 | ACTUAL_ADJUSTEDOPG | -6.2248 | 13.9901 | QLD Tully |  |  | FALSE | #N/A | #N/A | #N/A | #N/A | #N/A | #N/A | #N/A | #N/A | #N/A | #N/A
TRUE | QLD | QTLL | Tully | Energy Queensland | Winter | Coincident | 2018 | ACTUAL_OPG | -5.3879 | 3.6534 | QLD Tully |  |  | FALSE | #N/A | #N/A | #N/A | #N/A | #N/A | #N/A | #N/A | #N/A | #N/A | #N/A
TRUE | QLD | QTLL | Tully | Energy Queensland | Winter | Coincident | 2018 | ACTUAL_RAW | -5.3879 | 3.6534 | QLD Tully |  |  | FALSE | #N/A | #N/A | #N/A | #N/A | #N/A | #N/A | #N/A | #N/A | #N/A | #N/A
TRUE | QLD | QTLL | Tully | Energy Queensland | Winter | Non-coincident | 2018 | ACTUAL_RAW | -6.3484 | 12.5239 | QLD Tully |  |  | FALSE | #N/A | #N/A | #N/A | #N/A | #N/A | #N/A | #N/A | #N/A | #N/A | #N/A
TRUE | QLD | QTLL | Tully | Energy Queensland | Winter | Non-coincident | 2018 | ACTUAL_OPG | -6.3484 | 12.5239 | QLD Tully |  |  | FALSE | #N/A | #N/A | #N/A | #N/A | #N/A | #N/A | #N/A | #N/A | #N/A | #N/A
TRUE | QLD | QTLL | Tully | Energy Queensland | Winter | Non-coincident | 2018 | ACTUAL_ADJUSTEDOPG | -6.3484 | 12.5239 | QLD Tully |  |  | FALSE | #N/A | #N/A | #N/A | #N/A | #N/A | #N/A | #N/A | #N/A | #N/A | #N/A
TRUE | QLD | QTLL | Tully | Energy Queensland | Winter | Coincident | 2019 | ACTUAL_OPG | -6.3818 | 8.1769 | QLD Tully |  |  | FALSE | #N/A | #N/A | #N/A | #N/A | #N/A | #N/A | #N/A | #N/A | #N/A | #N/A
TRUE | QLD | QTLL | Tully | Energy Queensland | Winter | Coincident | 2019 | ACTUAL_RAW | -6.3818 | 8.1769 | QLD Tully |  |  | FALSE | #N/A | #N/A | #N/A | #N/A | #N/A | #N/A | #N/A | #N/A | #N/A | #N/A
TRUE | QLD | QTLL | Tully | Energy Queensland | Winter | Non-coincident | 2019 | ACTUAL_RAW | -7.3255 | 10.8728 | QLD Tully |  |  | FALSE | #N/A | #N/A | #N/A | #N/A | #N/A | #N/A | #N/A | #N/A | #N/A | #N/A
TRUE | QLD | QTLL | Tully | Energy Queensland | Winter | Non-coincident | 2019 | ACTUAL_OPG | -7.3255 | 10.8728 | QLD Tully |  |  | FALSE | #N/A | #N/A | #N/A | #N/A | #N/A | #N/A | #N/A | #N/A | #N/A | #N/A
TRUE | QLD | QTLL | Tully | Energy Queensland | Winter | Non-coincident | 2019 | ACTUAL_ADJUSTEDOPG | -7.3255 | 10.8728 | QLD Tully |  |  | FALSE | #N/A | #N/A | #N/A | #N/A | #N/A | #N/A | #N/A | #N/A | #N/A | #N/A
TRUE | QLD | QTLL | Tully | Energy Queensland | Winter | Non-coincident | 2019 | BASEYEARPOE90 | -6.8428 | NA | QLD Tully |  |  | FALSE | #N/A | #N/A | #N/A | #N/A | #N/A | #N/A | #N/A | #N/A | #N/A | #N/A
TRUE | QLD | QTLL | Tully | Energy Queensland | Winter | Non-coincident | 2019 | BASEYEARPOE50 | -6.2973 | 4.7305 | QLD Tully |  |  | FALSE | #N/A | #N/A | #N/A | #N/A | #N/A | #N/A | #N/A | #N/A | #N/A | #N/A
TRUE | QLD | QTLL | Tully | Energy Queensland | Winter | Coincident_unreconciled | 2020 | POE50 | -5.5051 | NA | QLD Tully |  |  | FALSE | #N/A | #N/A | #N/A | #N/A | #N/A | #N/A | #N/A | #N/A | #N/A | #N/A
TRUE | QLD | QTLL | Tully | Energy Queensland | Winter | Coincident_unreconciled | 2020 | POE90 | -6.0324 | NA | QLD Tully |  |  | FALSE | #N/A | #N/A | #N/A | #N/A | #N/A | #N/A | #N/A | #N/A | #N/A | #N/A
TRUE | QLD | QTLL | Tully | Energy Queensland | Winter | Non-coincident | 2020 | POE50 | -6 | 13.1293 | QLD Tully |  |  | FALSE | #N/A | #N/A | #N/A | #N/A | #N/A | #N/A | #N/A | #N/A | #N/A | #N/A
TRUE | QLD | QTLL | Tully | Energy Queensland | Winter | Non-coincident | 2020 | POE90 | -6.747 | NA | QLD Tully |  |  | FALSE | #N/A | #N/A | #N/A | #N/A | #N/A | #N/A | #N/A | #N/A | #N/A | #N/A
TRUE | QLD | QTLL | Tully | Energy Queensland | Winter | Coincident_unreconciled | 2021 | POE50 | -5.7457 | NA | QLD Tully |  |  | FALSE | #N/A | #N/A | #N/A | #N/A | #N/A | #N/A | #N/A | #N/A | #N/A | #N/A
TRUE | QLD | QTLL | Tully | Energy Queensland | Winter | Coincident_unreconciled | 2021 | POE90 | -6.2744 | NA | QLD Tully |  |  | FALSE | #N/A | #N/A | #N/A | #N/A | #N/A | #N/A | #N/A | #N/A | #N/A | #N/A
TRUE | QLD | QTLL | Tully | Energy Queensland | Winter | Non-coincident | 2021 | POE50 | -6.3408 | 13.154 | QLD Tully |  |  | FALSE | #N/A | #N/A | #N/A | #N/A | #N/A | #N/A | #N/A | #N/A | #N/A | #N/A
TRUE | QLD | QTLL | Tully | Energy Queensland | Winter | Non-coincident | 2021 | POE90 | -7.0899 | NA | QLD Tully |  |  | FALSE | #N/A | #N/A | #N/A | #N/A | #N/A | #N/A | #N/A | #N/A | #N/A | #N/A
TRUE | QLD | QTLL | Tully | Energy Queensland | Winter | Coincident_unreconciled | 2022 | POE50 | -5.8987 | NA | QLD Tully |  |  | FALSE | #N/A | #N/A | #N/A | #N/A | #N/A | #N/A | #N/A | #N/A | #N/A | #N/A
TRUE | QLD | QTLL | Tully | Energy Queensland | Winter | Coincident_unreconciled | 2022 | POE90 | -6.4285 | NA | QLD Tully |  |  | FALSE | #N/A | #N/A | #N/A | #N/A | #N/A | #N/A | #N/A | #N/A | #N/A | #N/A
TRUE | QLD | QTLL | Tully | Energy Queensland | Winter | Non-coincident | 2022 | POE50 | -6.5576 | 13.1691 | QLD Tully |  |  | FALSE | #N/A | #N/A | #N/A | #N/A | #N/A | #N/A | #N/A | #N/A | #N/A | #N/A
TRUE | QLD | QTLL | Tully | Energy Queensland | Winter | Non-coincident | 2022 | POE90 | -7.3081 | NA | QLD Tully |  |  | FALSE | #N/A | #N/A | #N/A | #N/A | #N/A | #N/A | #N/A | #N/A | #N/A | #N/A
TRUE | QLD | QTLL | Tully | Energy Queensland | Winter | Coincident_unreconciled | 2023 | POE50 | -6.0549 | NA | QLD Tully |  |  | FALSE | #N/A | #N/A | #N/A | #N/A | #N/A | #N/A | #N/A | #N/A | #N/A | #N/A
TRUE | QLD | QTLL | Tully | Energy Queensland | Winter | Coincident_unreconciled | 2023 | POE90 | -6.5855 | NA | QLD Tully |  |  | FALSE | #N/A | #N/A | #N/A | #N/A | #N/A | #N/A | #N/A | #N/A | #N/A | #N/A
TRUE | QLD | QTLL | Tully | Energy Queensland | Winter | Non-coincident | 2023 | POE50 | -6.7788 | 13.182 | QLD Tully |  |  | FALSE | #N/A | #N/A | #N/A | #N/A | #N/A | #N/A | #N/A | #N/A | #N/A | #N/A
TRUE | QLD | QTLL | Tully | Energy Queensland | Winter | Non-coincident | 2023 | POE90 | -7.5306 | NA | QLD Tully |  |  | FALSE | #N/A | #N/A | #N/A | #N/A | #N/A | #N/A | #N/A | #N/A | #N/A | #N/A
TRUE | QLD | QTLL | Tully | Energy Queensland | Winter | Coincident_unreconciled | 2024 | POE50 | -6.1825 | NA | QLD Tully |  |  | FALSE | #N/A | #N/A | #N/A | #N/A | #N/A | #N/A | #N/A | #N/A | #N/A | #N/A
TRUE | QLD | QTLL | Tully | Energy Queensland | Winter | Coincident_unreconciled | 2024 | POE90 | -6.7141 | NA | QLD Tully |  |  | FALSE | #N/A | #N/A | #N/A | #N/A | #N/A | #N/A | #N/A | #N/A | #N/A | #N/A
TRUE | QLD | QTLL | Tully | Energy Queensland | Winter | Non-coincident | 2024 | POE50 | -6.9596 | 13.1778 | QLD Tully |  |  | FALSE | #N/A | #N/A | #N/A | #N/A | #N/A | #N/A | #N/A | #N/A | #N/A | #N/A
TRUE | QLD | QTLL | Tully | Energy Queensland | Winter | Non-coincident | 2024 | POE90 | -7.7127 | NA | QLD Tully |  |  | FALSE | #N/A | #N/A | #N/A | #N/A | #N/A | #N/A | #N/A | #N/A | #N/A | #N/A
TRUE | QLD | QTLL | Tully | Energy Queensland | Winter | Coincident_unreconciled | 2025 | POE50 | -6.2907 | NA | QLD Tully |  |  | FALSE | #N/A | #N/A | #N/A | #N/A | #N/A | #N/A | #N/A | #N/A | #N/A | #N/A
TRUE | QLD | QTLL | Tully | Energy Queensland | Winter | Coincident_unreconciled | 2025 | POE90 | -6.8233 | NA | QLD Tully |  |  | FALSE | #N/A | #N/A | #N/A | #N/A | #N/A | #N/A | #N/A | #N/A | #N/A | #N/A
TRUE | QLD | QTLL | Tully | Energy Queensland | Winter | Non-coincident | 2025 | POE50 | -7.113 | 13.1698 | QLD Tully |  |  | FALSE | #N/A | #N/A | #N/A | #N/A | #N/A | #N/A | #N/A | #N/A | #N/A | #N/A
TRUE | QLD | QTLL | Tully | Energy Queensland | Winter | Non-coincident | 2025 | POE90 | -7.8675 | NA | QLD Tully |  |  | FALSE | #N/A | #N/A | #N/A | #N/A | #N/A | #N/A | #N/A | #N/A | #N/A | #N/A
TRUE | QLD | QTLL | Tully | Energy Queensland | Winter | Coincident_unreconciled | 2026 | POE50 | -6.4103 | NA | QLD Tully |  |  | FALSE | #N/A | #N/A | #N/A | #N/A | #N/A | #N/A | #N/A | #N/A | #N/A | #N/A
TRUE | QLD | QTLL | Tully | Energy Queensland | Winter | Coincident_unreconciled | 2026 | POE90 | -6.9439 | NA | QLD Tully |  |  | FALSE | #N/A | #N/A | #N/A | #N/A | #N/A | #N/A | #N/A | #N/A | #N/A | #N/A
TRUE | QLD | QTLL | Tully | Energy Queensland | Winter | Non-coincident | 2026 | POE50 | -7.2824 | 13.1592 | QLD Tully |  |  | FALSE | #N/A | #N/A | #N/A | #N/A | #N/A | #N/A | #N/A | #N/A | #N/A | #N/A
TRUE | QLD | QTLL | Tully | Energy Queensland | Winter | Non-coincident | 2026 | POE90 | -8.0382 | NA | QLD Tully |  |  | FALSE | #N/A | #N/A | #N/A | #N/A | #N/A | #N/A | #N/A | #N/A | #N/A | #N/A
TRUE | QLD | QTLL | Tully | Energy Queensland | Winter | Coincident_unreconciled | 2027 | POE50 | -6.4952 | NA | QLD Tully |  |  | FALSE | #N/A | #N/A | #N/A | #N/A | #N/A | #N/A | #N/A | #N/A | #N/A | #N/A
TRUE | QLD | QTLL | Tully | Energy Queensland | Winter | Coincident_unreconciled | 2027 | POE90 | -7.0298 | NA | QLD Tully |  |  | FALSE | #N/A | #N/A | #N/A | #N/A | #N/A | #N/A | #N/A | #N/A | #N/A | #N/A
TRUE | QLD | QTLL | Tully | Energy Queensland | Winter | Non-coincident | 2027 | POE50 | -7.4026 | 13.1496 | QLD Tully |  |  | FALSE | #N/A | #N/A | #N/A | #N/A | #N/A | #N/A | #N/A | #N/A | #N/A | #N/A
TRUE | QLD | QTLL | Tully | Energy Queensland | Winter | Non-coincident | 2027 | POE90 | -8.16 | NA | QLD Tully |  |  | FALSE | #N/A | #N/A | #N/A | #N/A | #N/A | #N/A | #N/A | #N/A | #N/A | #N/A
TRUE | QLD | QTLL | Tully | Energy Queensland | Winter | Coincident_unreconciled | 2028 | POE50 | -6.5827 | NA | QLD Tully |  |  | FALSE | #N/A | #N/A | #N/A | #N/A | #N/A | #N/A | #N/A | #N/A | #N/A | #N/A
TRUE | QLD | QTLL | Tully | Energy Queensland | Winter | Coincident_unreconciled | 2028 | POE90 | -7.1183 | NA | QLD Tully |  |  | FALSE | #N/A | #N/A | #N/A | #N/A | #N/A | #N/A | #N/A | #N/A | #N/A | #N/A
TRUE | QLD | QTLL | Tully | Energy Queensland | Winter | Non-coincident | 2028 | POE50 | -7.5266 | 13.1782 | QLD Tully |  |  | FALSE | #N/A | #N/A | #N/A | #N/A | #N/A | #N/A | #N/A | #N/A | #N/A | #N/A
TRUE | QLD | QTLL | Tully | Energy Queensland | Winter | Non-coincident | 2028 | POE90 | -8.2854 | NA | QLD Tully |  |  | FALSE | #N/A | #N/A | #N/A | #N/A | #N/A | #N/A | #N/A | #N/A | #N/A | #N/A
TRUE | QLD | QTLL | Tully | Energy Queensland | Winter | Coincident_unreconciled | 2029 | POE50 | -6.6513 | NA | QLD Tully |  |  | FALSE | #N/A | #N/A | #N/A | #N/A | #N/A | #N/A | #N/A | #N/A | #N/A | #N/A
TRUE | QLD | QTLL | Tully | Energy Queensland | Winter | Coincident_unreconciled | 2029 | POE90 | -7.188 | NA | QLD Tully |  |  | FALSE | #N/A | #N/A | #N/A | #N/A | #N/A | #N/A | #N/A | #N/A | #N/A | #N/A
TRUE | QLD | QTLL | Tully | Energy Queensland | Winter | Non-coincident | 2029 | POE50 | -7.6238 | 13.2121 | QLD Tully |  |  | FALSE | #N/A | #N/A | #N/A | #N/A | #N/A | #N/A | #N/A | #N/A | #N/A | #N/A
TRUE | QLD | QTLL | Tully | Energy Queensland | Winter | Non-coincident | 2029 | POE90 | -8.3841 | NA | QLD Tully |  |  | FALSE | #N/A | #N/A | #N/A | #N/A | #N/A | #N/A | #N/A | #N/A | #N/A | #N/A
TRUE | QLD | QTLL | Tully | Energy Queensland | Shoulder | Non-coincident | 2019 | BASEYEARPOE10 | NA | 9.8231 | QLD Tully |  |  | FALSE | #N/A | #N/A | #N/A | #N/A | #N/A | #N/A | #N/A | #N/A | #N/A | #N/A
TRUE | QLD | QTLL | Tully | Energy Queensland | Shoulder | Coincident | 2021 | POE10 | NA | 0.48999 | QLD Tully |  |  | FALSE | #N/A | #N/A | #N/A | #N/A | #N/A | #N/A | #N/A | #N/A | #N/A | #N/A
TRUE | QLD | QTLL | Tully | Energy Queensland | Shoulder | Coincident | 2021 | POE50 | NA | 0.1708 | QLD Tully |  |  | FALSE | #N/A | #N/A | #N/A | #N/A | #N/A | #N/A | #N/A | #N/A | #N/A | #N/A
TRUE | QLD | QTLL | Tully | Energy Queensland | Shoulder | Non-coincident | 2021 | POE10 | NA | 13.9289 | QLD Tully |  |  | FALSE | #N/A | #N/A | #N/A | #N/A | #N/A | #N/A | #N/A | #N/A | #N/A | #N/A
TRUE | QLD | QTLL | Tully | Energy Queensland | Shoulder | Coincident | 2022 | POE10 | NA | 0.50422 | QLD Tully |  |  | FALSE | #N/A | #N/A | #N/A | #N/A | #N/A | #N/A | #N/A | #N/A | #N/A | #N/A
TRUE | QLD | QTLL | Tully | Energy Queensland | Shoulder | Coincident | 2022 | POE50 | NA | 0.17325 | QLD Tully |  |  | FALSE | #N/A | #N/A | #N/A | #N/A | #N/A | #N/A | #N/A | #N/A | #N/A | #N/A
TRUE | QLD | QTLL | Tully | Energy Queensland | Shoulder | Non-coincident | 2022 | POE10 | NA | 13.9514 | QLD Tully |  |  | FALSE | #N/A | #N/A | #N/A | #N/A | #N/A | #N/A | #N/A | #N/A | #N/A | #N/A
TRUE | QLD | QTLL | Tully | Energy Queensland | Shoulder | Coincident | 2023 | POE10 | NA | 0.50574 | QLD Tully |  |  | FALSE | #N/A | #N/A | #N/A | #N/A | #N/A | #N/A | #N/A | #N/A | #N/A | #N/A
TRUE | QLD | QTLL | Tully | Energy Queensland | Shoulder | Coincident | 2023 | POE50 | NA | 0.17495 | QLD Tully |  |  | FALSE | #N/A | #N/A | #N/A | #N/A | #N/A | #N/A | #N/A | #N/A | #N/A | #N/A
TRUE | QLD | QTLL | Tully | Energy Queensland | Shoulder | Non-coincident | 2023 | POE10 | NA | 13.9689 | QLD Tully |  |  | FALSE | #N/A | #N/A | #N/A | #N/A | #N/A | #N/A | #N/A | #N/A | #N/A | #N/A
TRUE | QLD | QTLL | Tully | Energy Queensland | Shoulder | Coincident | 2024 | POE10 | NA | 0.50861 | QLD Tully |  |  | FALSE | #N/A | #N/A | #N/A | #N/A | #N/A | #N/A | #N/A | #N/A | #N/A | #N/A
TRUE | QLD | QTLL | Tully | Energy Queensland | Shoulder | Coincident | 2024 | POE50 | NA | 0.1785 | QLD Tully |  |  | FALSE | #N/A | #N/A | #N/A | #N/A | #N/A | #N/A | #N/A | #N/A | #N/A | #N/A
TRUE | QLD | QTLL | Tully | Energy Queensland | Shoulder | Non-coincident | 2024 | POE10 | NA | 13.9825 | QLD Tully |  |  | FALSE | #N/A | #N/A | #N/A | #N/A | #N/A | #N/A | #N/A | #N/A | #N/A | #N/A
TRUE | QLD | QTLL | Tully | Energy Queensland | Shoulder | Coincident | 2025 | POE10 | NA | 0.51054 | QLD Tully |  |  | FALSE | #N/A | #N/A | #N/A | #N/A | #N/A | #N/A | #N/A | #N/A | #N/A | #N/A
TRUE | QLD | QTLL | Tully | Energy Queensland | Shoulder | Coincident | 2025 | POE50 | NA | 0.17807 | QLD Tully |  |  | FALSE | #N/A | #N/A | #N/A | #N/A | #N/A | #N/A | #N/A | #N/A | #N/A | #N/A
TRUE | QLD | QTLL | Tully | Energy Queensland | Shoulder | Non-coincident | 2025 | POE10 | NA | 13.9934 | QLD Tully |  |  | FALSE | #N/A | #N/A | #N/A | #N/A | #N/A | #N/A | #N/A | #N/A | #N/A | #N/A
TRUE | QLD | QTLL | Tully | Energy Queensland | Shoulder | Coincident | 2026 | POE10 | NA | 0.50833 | QLD Tully |  |  | FALSE | #N/A | #N/A | #N/A | #N/A | #N/A | #N/A | #N/A | #N/A | #N/A | #N/A
TRUE | QLD | QTLL | Tully | Energy Queensland | Shoulder | Coincident | 2026 | POE50 | NA | 0.17852 | QLD Tully |  |  | FALSE | #N/A | #N/A | #N/A | #N/A | #N/A | #N/A | #N/A | #N/A | #N/A | #N/A
TRUE | QLD | QTLL | Tully | Energy Queensland | Shoulder | Non-coincident | 2026 | POE10 | NA | 14.0066 | QLD Tully |  |  | FALSE | #N/A | #N/A | #N/A | #N/A | #N/A | #N/A | #N/A | #N/A | #N/A | #N/A
TRUE | QLD | QTLL | Tully | Energy Queensland | Shoulder | Coincident | 2027 | POE10 | NA | 0.5069 | QLD Tully |  |  | FALSE | #N/A | #N/A | #N/A | #N/A | #N/A | #N/A | #N/A | #N/A | #N/A | #N/A
TRUE | QLD | QTLL | Tully | Energy Queensland | Shoulder | Coincident | 2027 | POE50 | NA | 0.17825 | QLD Tully |  |  | FALSE | #N/A | #N/A | #N/A | #N/A | #N/A | #N/A | #N/A | #N/A | #N/A | #N/A
TRUE | QLD | QTLL | Tully | Energy Queensland | Shoulder | Non-coincident | 2027 | POE10 | NA | 14.0281 | QLD Tully |  |  | FALSE | #N/A | #N/A | #N/A | #N/A | #N/A | #N/A | #N/A | #N/A | #N/A | #N/A
TRUE | QLD | QTLL | Tully | Energy Queensland | Shoulder | Coincident | 2028 | POE10 | NA | 0.5064 | QLD Tully |  |  | FALSE | #N/A | #N/A | #N/A | #N/A | #N/A | #N/A | #N/A | #N/A | #N/A | #N/A
TRUE | QLD | QTLL | Tully | Energy Queensland | Shoulder | Coincident | 2028 | POE50 | NA | 0.17944 | QLD Tully |  |  | FALSE | #N/A | #N/A | #N/A | #N/A | #N/A | #N/A | #N/A | #N/A | #N/A | #N/A
TRUE | QLD | QTLL | Tully | Energy Queensland | Shoulder | Non-coincident | 2028 | POE10 | NA | 14.0734 | QLD Tully |  |  | FALSE | #N/A | #N/A | #N/A | #N/A | #N/A | #N/A | #N/A | #N/A | #N/A | #N/A
TRUE | QLD | QTLL | Tully | Energy Queensland | Shoulder | Coincident | 2029 | POE10 | NA | 0.5136 | QLD Tully |  |  | FALSE | #N/A | #N/A | #N/A | #N/A | #N/A | #N/A | #N/A | #N/A | #N/A | #N/A
TRUE | QLD | QTLL | Tully | Energy Queensland | Shoulder | Coincident | 2029 | POE50 | NA | 0.18253 | QLD Tully |  |  | FALSE | #N/A | #N/A | #N/A | #N/A | #N/A | #N/A | #N/A | #N/A | #N/A | #N/A
TRUE | QLD | QTLL | Tully | Energy Queensland | Shoulder | Non-coincident | 2029 | POE10 | NA | 14.1508 | QLD Tully |  |  | FALSE | #N/A | #N/A | #N/A | #N/A | #N/A | #N/A | #N/A | #N/A | #N/A | #N/A
TRUE | QLD | QTLL | Tully | Energy Queensland | Shoulder | Coincident | 2030 | POE10 | NA | 0.51656 | QLD Tully |  |  | FALSE | #N/A | #N/A | #N/A | #N/A | #N/A | #N/A | #N/A | #N/A | #N/A | #N/A
TRUE | QLD | QTLL | Tully | Energy Queensland | Shoulder | Coincident | 2030 | POE50 | NA | 0.18574 | QLD Tully |  |  | FALSE | #N/A | #N/A | #N/A | #N/A | #N/A | #N/A | #N/A | #N/A | #N/A | #N/A
TRUE | QLD | QTLL | Tully | Energy Queensland | Shoulder | Non-coincident | 2030 | POE10 | NA | 14.2447 | QLD Tully |  |  | FALSE | #N/A | #N/A | #N/A | #N/A | #N/A | #N/A | #N/A | #N/A | #N/A | #N/A
TRUE | QLD | QTLL | Tully | Energy Queensland | Summer | Non-coincident | 2019 | BASEYEARPOE10 | NA | 15.1271 | QLD Tully |  |  | FALSE | #N/A | #N/A | #N/A | #N/A | #N/A | #N/A | #N/A | #N/A | #N/A | #N/A
TRUE | QLD | QTLL | Tully | Energy Queensland | Summer | Coincident | 2021 | POE10 | NA | 10.1052 | QLD Tully |  |  | FALSE | #N/A | #N/A | #N/A | #N/A | #N/A | #N/A | #N/A | #N/A | #N/A | #N/A
TRUE | QLD | QTLL | Tully | Energy Queensland | Summer | Coincident | 2021 | POE50 | NA | 9.5771 | QLD Tully |  |  | FALSE | #N/A | #N/A | #N/A | #N/A | #N/A | #N/A | #N/A | #N/A | #N/A | #N/A
TRUE | QLD | QTLL | Tully | Energy Queensland | Summer | Non-coincident | 2021 | POE10 | NA | 16.2893 | QLD Tully |  |  | FALSE | #N/A | #N/A | #N/A | #N/A | #N/A | #N/A | #N/A | #N/A | #N/A | #N/A
TRUE | QLD | QTLL | Tully | Energy Queensland | Summer | Coincident | 2022 | POE10 | NA | 10.3139 | QLD Tully |  |  | FALSE | #N/A | #N/A | #N/A | #N/A | #N/A | #N/A | #N/A | #N/A | #N/A | #N/A
TRUE | QLD | QTLL | Tully | Energy Queensland | Summer | Coincident | 2022 | POE50 | NA | 9.7602 | QLD Tully |  |  | FALSE | #N/A | #N/A | #N/A | #N/A | #N/A | #N/A | #N/A | #N/A | #N/A | #N/A
TRUE | QLD | QTLL | Tully | Energy Queensland | Summer | Non-coincident | 2022 | POE10 | NA | 16.3231 | QLD Tully |  |  | FALSE | #N/A | #N/A | #N/A | #N/A | #N/A | #N/A | #N/A | #N/A | #N/A | #N/A
TRUE | QLD | QTLL | Tully | Energy Queensland | Summer | Coincident | 2023 | POE10 | NA | 10.3903 | QLD Tully |  |  | FALSE | #N/A | #N/A | #N/A | #N/A | #N/A | #N/A | #N/A | #N/A | #N/A | #N/A
TRUE | QLD | QTLL | Tully | Energy Queensland | Summer | Coincident | 2023 | POE50 | NA | 9.8111 | QLD Tully |  |  | FALSE | #N/A | #N/A | #N/A | #N/A | #N/A | #N/A | #N/A | #N/A | #N/A | #N/A
TRUE | QLD | QTLL | Tully | Energy Queensland | Summer | Non-coincident | 2023 | POE10 | NA | 16.3493 | QLD Tully |  |  | FALSE | #N/A | #N/A | #N/A | #N/A | #N/A | #N/A | #N/A | #N/A | #N/A | #N/A
TRUE | QLD | QTLL | Tully | Energy Queensland | Summer | Coincident | 2024 | POE10 | NA | 10.5262 | QLD Tully |  |  | FALSE | #N/A | #N/A | #N/A | #N/A | #N/A | #N/A | #N/A | #N/A | #N/A | #N/A
TRUE | QLD | QTLL | Tully | Energy Queensland | Summer | Coincident | 2024 | POE50 | NA | 9.949 | QLD Tully |  |  | FALSE | #N/A | #N/A | #N/A | #N/A | #N/A | #N/A | #N/A | #N/A | #N/A | #N/A
TRUE | QLD | QTLL | Tully | Energy Queensland | Summer | Non-coincident | 2024 | POE10 | NA | 16.3709 | QLD Tully |  |  | FALSE | #N/A | #N/A | #N/A | #N/A | #N/A | #N/A | #N/A | #N/A | #N/A | #N/A
TRUE | QLD | QTLL | Tully | Energy Queensland | Summer | Coincident | 2025 | POE10 | NA | 10.4912 | QLD Tully |  |  | FALSE | #N/A | #N/A | #N/A | #N/A | #N/A | #N/A | #N/A | #N/A | #N/A | #N/A
TRUE | QLD | QTLL | Tully | Energy Queensland | Summer | Coincident | 2025 | POE50 | NA | 9.9668 | QLD Tully |  |  | FALSE | #N/A | #N/A | #N/A | #N/A | #N/A | #N/A | #N/A | #N/A | #N/A | #N/A
TRUE | QLD | QTLL | Tully | Energy Queensland | Summer | Non-coincident | 2025 | POE10 | NA | 16.3899 | QLD Tully |  |  | FALSE | #N/A | #N/A | #N/A | #N/A | #N/A | #N/A | #N/A | #N/A | #N/A | #N/A
TRUE | QLD | QTLL | Tully | Energy Queensland | Summer | Coincident | 2026 | POE10 | NA | 10.5519 | QLD Tully |  |  | FALSE | #N/A | #N/A | #N/A | #N/A | #N/A | #N/A | #N/A | #N/A | #N/A | #N/A
TRUE | QLD | QTLL | Tully | Energy Queensland | Summer | Coincident | 2026 | POE50 | NA | 9.9911 | QLD Tully |  |  | FALSE | #N/A | #N/A | #N/A | #N/A | #N/A | #N/A | #N/A | #N/A | #N/A | #N/A
TRUE | QLD | QTLL | Tully | Energy Queensland | Summer | Non-coincident | 2026 | POE10 | NA | 16.412 | QLD Tully |  |  | FALSE | #N/A | #N/A | #N/A | #N/A | #N/A | #N/A | #N/A | #N/A | #N/A | #N/A
TRUE | QLD | QTLL | Tully | Energy Queensland | Summer | Coincident | 2027 | POE10 | NA | 10.4937 | QLD Tully |  |  | FALSE | #N/A | #N/A | #N/A | #N/A | #N/A | #N/A | #N/A | #N/A | #N/A | #N/A
TRUE | QLD | QTLL | Tully | Energy Queensland | Summer | Coincident | 2027 | POE50 | NA | 9.971 | QLD Tully |  |  | FALSE | #N/A | #N/A | #N/A | #N/A | #N/A | #N/A | #N/A | #N/A | #N/A | #N/A
TRUE | QLD | QTLL | Tully | Energy Queensland | Summer | Non-coincident | 2027 | POE10 | NA | 16.4457 | QLD Tully |  |  | FALSE | #N/A | #N/A | #N/A | #N/A | #N/A | #N/A | #N/A | #N/A | #N/A | #N/A
TRUE | QLD | QTLL | Tully | Energy Queensland | Summer | Coincident | 2028 | POE10 | NA | 10.5432 | QLD Tully |  |  | FALSE | #N/A | #N/A | #N/A | #N/A | #N/A | #N/A | #N/A | #N/A | #N/A | #N/A
TRUE | QLD | QTLL | Tully | Energy Queensland | Summer | Coincident | 2028 | POE50 | NA | 10.0154 | QLD Tully |  |  | FALSE | #N/A | #N/A | #N/A | #N/A | #N/A | #N/A | #N/A | #N/A | #N/A | #N/A
TRUE | QLD | QTLL | Tully | Energy Queensland | Summer | Non-coincident | 2028 | POE10 | NA | 16.5079 | QLD Tully |  |  | FALSE | #N/A | #N/A | #N/A | #N/A | #N/A | #N/A | #N/A | #N/A | #N/A | #N/A
TRUE | QLD | QTLL | Tully | Energy Queensland | Summer | Coincident | 2029 | POE10 | NA | 10.5774 | QLD Tully |  |  | FALSE | #N/A | #N/A | #N/A | #N/A | #N/A | #N/A | #N/A | #N/A | #N/A | #N/A
TRUE | QLD | QTLL | Tully | Energy Queensland | Summer | Coincident | 2029 | POE50 | NA | 10.0956 | QLD Tully |  |  | FALSE | #N/A | #N/A | #N/A | #N/A | #N/A | #N/A | #N/A | #N/A | #N/A | #N/A
TRUE | QLD | QTLL | Tully | Energy Queensland | Summer | Non-coincident | 2029 | POE10 | NA | 16.5971 | QLD Tully |  |  | FALSE | #N/A | #N/A | #N/A | #N/A | #N/A | #N/A | #N/A | #N/A | #N/A | #N/A
TRUE | QLD | QTLL | Tully | Energy Queensland | Summer | Coincident | 2030 | POE10 | NA | 10.6629 | QLD Tully |  |  | FALSE | #N/A | #N/A | #N/A | #N/A | #N/A | #N/A | #N/A | #N/A | #N/A | #N/A
TRUE | QLD | QTLL | Tully | Energy Queensland | Summer | Coincident | 2030 | POE50 | NA | 10.1291 | QLD Tully |  |  | FALSE | #N/A | #N/A | #N/A | #N/A | #N/A | #N/A | #N/A | #N/A | #N/A | #N/A
TRUE | QLD | QTLL | Tully | Energy Queensland | Summer | Non-coincident | 2030 | POE10 | NA | 16.7023 | QLD Tully |  |  | FALSE | #N/A | #N/A | #N/A | #N/A | #N/A | #N/A | #N/A | #N/A | #N/A | #N/A
TRUE | QLD | QTLL | Tully | Energy Queensland | Winter | Non-coincident | 2019 | BASEYEARPOE10 | NA | 5.3118 | QLD Tully |  |  | FALSE | #N/A | #N/A | #N/A | #N/A | #N/A | #N/A | #N/A | #N/A | #N/A | #N/A
TRUE | QLD | QTLL | Tully | Energy Queensland | Winter | Coincident | 2020 | POE10 | NA | 1.3807 | QLD Tully |  |  | FALSE | #N/A | #N/A | #N/A | #N/A | #N/A | #N/A | #N/A | #N/A | #N/A | #N/A
TRUE | QLD | QTLL | Tully | Energy Queensland | Winter | Coincident | 2020 | POE50 | NA | 1.1339 | QLD Tully |  |  | FALSE | #N/A | #N/A | #N/A | #N/A | #N/A | #N/A | #N/A | #N/A | #N/A | #N/A
TRUE | QLD | QTLL | Tully | Energy Queensland | Winter | Non-coincident | 2020 | POE10 | NA | 13.7862 | QLD Tully |  |  | FALSE | #N/A | #N/A | #N/A | #N/A | #N/A | #N/A | #N/A | #N/A | #N/A | #N/A
TRUE | QLD | QTLL | Tully | Energy Queensland | Winter | Coincident | 2021 | POE10 | NA | 1.3785 | QLD Tully |  |  | FALSE | #N/A | #N/A | #N/A | #N/A | #N/A | #N/A | #N/A | #N/A | #N/A | #N/A
TRUE | QLD | QTLL | Tully | Energy Queensland | Winter | Coincident | 2021 | POE50 | NA | 1.1327 | QLD Tully |  |  | FALSE | #N/A | #N/A | #N/A | #N/A | #N/A | #N/A | #N/A | #N/A | #N/A | #N/A
TRUE | QLD | QTLL | Tully | Energy Queensland | Winter | Non-coincident | 2021 | POE10 | NA | 13.8127 | QLD Tully |  |  | FALSE | #N/A | #N/A | #N/A | #N/A | #N/A | #N/A | #N/A | #N/A | #N/A | #N/A
TRUE | QLD | QTLL | Tully | Energy Queensland | Winter | Coincident | 2022 | POE10 | NA | 1.4149 | QLD Tully |  |  | FALSE | #N/A | #N/A | #N/A | #N/A | #N/A | #N/A | #N/A | #N/A | #N/A | #N/A
TRUE | QLD | QTLL | Tully | Energy Queensland | Winter | Coincident | 2022 | POE50 | NA | 1.1634 | QLD Tully |  |  | FALSE | #N/A | #N/A | #N/A | #N/A | #N/A | #N/A | #N/A | #N/A | #N/A | #N/A
TRUE | QLD | QTLL | Tully | Energy Queensland | Winter | Non-coincident | 2022 | POE10 | NA | 13.8291 | QLD Tully |  |  | FALSE | #N/A | #N/A | #N/A | #N/A | #N/A | #N/A | #N/A | #N/A | #N/A | #N/A
TRUE | QLD | QTLL | Tully | Energy Queensland | Winter | Coincident | 2023 | POE10 | NA | 1.433 | QLD Tully |  |  | FALSE | #N/A | #N/A | #N/A | #N/A | #N/A | #N/A | #N/A | #N/A | #N/A | #N/A
TRUE | QLD | QTLL | Tully | Energy Queensland | Winter | Coincident | 2023 | POE50 | NA | 1.1777 | QLD Tully |  |  | FALSE | #N/A | #N/A | #N/A | #N/A | #N/A | #N/A | #N/A | #N/A | #N/A | #N/A
TRUE | QLD | QTLL | Tully | Energy Queensland | Winter | Non-coincident | 2023 | POE10 | NA | 13.8431 | QLD Tully |  |  | FALSE | #N/A | #N/A | #N/A | #N/A | #N/A | #N/A | #N/A | #N/A | #N/A | #N/A
TRUE | QLD | QTLL | Tully | Energy Queensland | Winter | Coincident | 2024 | POE10 | NA | 1.4533 | QLD Tully |  |  | FALSE | #N/A | #N/A | #N/A | #N/A | #N/A | #N/A | #N/A | #N/A | #N/A | #N/A
TRUE | QLD | QTLL | Tully | Energy Queensland | Winter | Coincident | 2024 | POE50 | NA | 1.1891 | QLD Tully |  |  | FALSE | #N/A | #N/A | #N/A | #N/A | #N/A | #N/A | #N/A | #N/A | #N/A | #N/A
TRUE | QLD | QTLL | Tully | Energy Queensland | Winter | Non-coincident | 2024 | POE10 | NA | 13.8401 | QLD Tully |  |  | FALSE | #N/A | #N/A | #N/A | #N/A | #N/A | #N/A | #N/A | #N/A | #N/A | #N/A
TRUE | QLD | QTLL | Tully | Energy Queensland | Winter | Coincident | 2025 | POE10 | NA | 1.4463 | QLD Tully |  |  | FALSE | #N/A | #N/A | #N/A | #N/A | #N/A | #N/A | #N/A | #N/A | #N/A | #N/A
TRUE | QLD | QTLL | Tully | Energy Queensland | Winter | Coincident | 2025 | POE50 | NA | 1.1851 | QLD Tully |  |  | FALSE | #N/A | #N/A | #N/A | #N/A | #N/A | #N/A | #N/A | #N/A | #N/A | #N/A
TRUE | QLD | QTLL | Tully | Energy Queensland | Winter | Non-coincident | 2025 | POE10 | NA | 13.8333 | QLD Tully |  |  | FALSE | #N/A | #N/A | #N/A | #N/A | #N/A | #N/A | #N/A | #N/A | #N/A | #N/A
TRUE | QLD | QTLL | Tully | Energy Queensland | Winter | Coincident | 2026 | POE10 | NA | 1.4419 | QLD Tully |  |  | FALSE | #N/A | #N/A | #N/A | #N/A | #N/A | #N/A | #N/A | #N/A | #N/A | #N/A
TRUE | QLD | QTLL | Tully | Energy Queensland | Winter | Coincident | 2026 | POE50 | NA | 1.1826 | QLD Tully |  |  | FALSE | #N/A | #N/A | #N/A | #N/A | #N/A | #N/A | #N/A | #N/A | #N/A | #N/A
TRUE | QLD | QTLL | Tully | Energy Queensland | Winter | Non-coincident | 2026 | POE10 | NA | 13.8239 | QLD Tully |  |  | FALSE | #N/A | #N/A | #N/A | #N/A | #N/A | #N/A | #N/A | #N/A | #N/A | #N/A
TRUE | QLD | QTLL | Tully | Energy Queensland | Winter | Coincident | 2027 | POE10 | NA | 1.4374 | QLD Tully |  |  | FALSE | #N/A | #N/A | #N/A | #N/A | #N/A | #N/A | #N/A | #N/A | #N/A | #N/A
TRUE | QLD | QTLL | Tully | Energy Queensland | Winter | Coincident | 2027 | POE50 | NA | 1.1781 | QLD Tully |  |  | FALSE | #N/A | #N/A | #N/A | #N/A | #N/A | #N/A | #N/A | #N/A | #N/A | #N/A
TRUE | QLD | QTLL | Tully | Energy Queensland | Winter | Non-coincident | 2027 | POE10 | NA | 13.8156 | QLD Tully |  |  | FALSE | #N/A | #N/A | #N/A | #N/A | #N/A | #N/A | #N/A | #N/A | #N/A | #N/A
TRUE | QLD | QTLL | Tully | Energy Queensland | Winter | Coincident | 2028 | POE10 | NA | 1.463 | QLD Tully |  |  | FALSE | #N/A | #N/A | #N/A | #N/A | #N/A | #N/A | #N/A | #N/A | #N/A | #N/A
TRUE | QLD | QTLL | Tully | Energy Queensland | Winter | Coincident | 2028 | POE50 | NA | 1.1912 | QLD Tully |  |  | FALSE | #N/A | #N/A | #N/A | #N/A | #N/A | #N/A | #N/A | #N/A | #N/A | #N/A
TRUE | QLD | QTLL | Tully | Energy Queensland | Winter | Non-coincident | 2028 | POE10 | NA | 13.8454 | QLD Tully |  |  | FALSE | #N/A | #N/A | #N/A | #N/A | #N/A | #N/A | #N/A | #N/A | #N/A | #N/A
TRUE | QLD | QTLL | Tully | Energy Queensland | Winter | Coincident | 2029 | POE10 | NA | 1.4681 | QLD Tully |  |  | FALSE | #N/A | #N/A | #N/A | #N/A | #N/A | #N/A | #N/A | #N/A | #N/A | #N/A
TRUE | QLD | QTLL | Tully | Energy Queensland | Winter | Coincident | 2029 | POE50 | NA | 1.2033 | QLD Tully |  |  | FALSE | #N/A | #N/A | #N/A | #N/A | #N/A | #N/A | #N/A | #N/A | #N/A | #N/A
TRUE | QLD | QTLL | Tully | Energy Queensland | Winter | Non-coincident | 2029 | POE10 | NA | 13.8806 | QLD Tully |  |  | FALSE | #N/A | #N/A | #N/A | #N/A | #N/A | #N/A | #N/A | #N/A | #N/A | #N/A
TRUE | QLD | QTNS | Tennyson | Energy Queensland | Shoulder | Coincident | 2017 | ACTUAL_OPG | 56.0566 | 108.3555 | QLD Tennyson |  |  | FALSE | #N/A | #N/A | #N/A | #N/A | #N/A | #N/A | #N/A | #N/A | #N/A | #N/A
TRUE | QLD | QTNS | Tennyson | Energy Queensland | Shoulder | Coincident | 2017 | ACTUAL_RAW | 56.0566 | 108.3555 | QLD Tennyson |  |  | FALSE | #N/A | #N/A | #N/A | #N/A | #N/A | #N/A | #N/A | #N/A | #N/A | #N/A
TRUE | QLD | QTNS | Tennyson | Energy Queensland | Shoulder | Non-coincident | 2017 | ACTUAL_RAW | 48.849 | 108.3555 | QLD Tennyson |  |  | FALSE | #N/A | #N/A | #N/A | #N/A | #N/A | #N/A | #N/A | #N/A | #N/A | #N/A
TRUE | QLD | QTNS | Tennyson | Energy Queensland | Shoulder | Non-coincident | 2017 | ACTUAL_OPG | 48.849 | 108.3555 | QLD Tennyson |  |  | FALSE | #N/A | #N/A | #N/A | #N/A | #N/A | #N/A | #N/A | #N/A | #N/A | #N/A
TRUE | QLD | QTNS | Tennyson | Energy Queensland | Shoulder | Non-coincident | 2017 | ACTUAL_ADJUSTEDOPG | 48.849 | 108.3555 | QLD Tennyson |  |  | FALSE | #N/A | #N/A | #N/A | #N/A | #N/A | #N/A | #N/A | #N/A | #N/A | #N/A
TRUE | QLD | QTNS | Tennyson | Energy Queensland | Shoulder | Coincident | 2018 | ACTUAL_OPG | 47.2068 | 122.1615 | QLD Tennyson |  |  | FALSE | #N/A | #N/A | #N/A | #N/A | #N/A | #N/A | #N/A | #N/A | #N/A | #N/A
TRUE | QLD | QTNS | Tennyson | Energy Queensland | Shoulder | Coincident | 2018 | ACTUAL_RAW | 47.2068 | 122.1615 | QLD Tennyson |  |  | FALSE | #N/A | #N/A | #N/A | #N/A | #N/A | #N/A | #N/A | #N/A | #N/A | #N/A
TRUE | QLD | QTNS | Tennyson | Energy Queensland | Shoulder | Non-coincident | 2018 | ACTUAL_RAW | 46.1429 | 130.5033 | QLD Tennyson |  |  | FALSE | #N/A | #N/A | #N/A | #N/A | #N/A | #N/A | #N/A | #N/A | #N/A | #N/A
TRUE | QLD | QTNS | Tennyson | Energy Queensland | Shoulder | Non-coincident | 2018 | ACTUAL_OPG | 46.1429 | 130.5033 | QLD Tennyson |  |  | FALSE | #N/A | #N/A | #N/A | #N/A | #N/A | #N/A | #N/A | #N/A | #N/A | #N/A
TRUE | QLD | QTNS | Tennyson | Energy Queensland | Shoulder | Non-coincident | 2018 | ACTUAL_ADJUSTEDOPG | 46.1429 | 130.5033 | QLD Tennyson |  |  | FALSE | #N/A | #N/A | #N/A | #N/A | #N/A | #N/A | #N/A | #N/A | #N/A | #N/A
TRUE | QLD | QTNS | Tennyson | Energy Queensland | Shoulder | Coincident | 2019 | ACTUAL_OPG | 51.0404 | 124.4254 | QLD Tennyson |  |  | FALSE | #N/A | #N/A | #N/A | #N/A | #N/A | #N/A | #N/A | #N/A | #N/A | #N/A
TRUE | QLD | QTNS | Tennyson | Energy Queensland | Shoulder | Coincident | 2019 | ACTUAL_RAW | 51.0404 | 124.4254 | QLD Tennyson |  |  | FALSE | #N/A | #N/A | #N/A | #N/A | #N/A | #N/A | #N/A | #N/A | #N/A | #N/A
TRUE | QLD | QTNS | Tennyson | Energy Queensland | Shoulder | Non-coincident | 2019 | ACTUAL_RAW | 41.5638 | 124.4254 | QLD Tennyson |  |  | FALSE | #N/A | #N/A | #N/A | #N/A | #N/A | #N/A | #N/A | #N/A | #N/A | #N/A
TRUE | QLD | QTNS | Tennyson | Energy Queensland | Shoulder | Non-coincident | 2019 | ACTUAL_OPG | 41.5638 | 124.4254 | QLD Tennyson |  |  | FALSE | #N/A | #N/A | #N/A | #N/A | #N/A | #N/A | #N/A | #N/A | #N/A | #N/A
TRUE | QLD | QTNS | Tennyson | Energy Queensland | Shoulder | Non-coincident | 2019 | ACTUAL_ADJUSTEDOPG | 41.5638 | 124.4254 | QLD Tennyson |  |  | FALSE | #N/A | #N/A | #N/A | #N/A | #N/A | #N/A | #N/A | #N/A | #N/A | #N/A
TRUE | QLD | QTNS | Tennyson | Energy Queensland | Shoulder | Non-coincident | 2019 | BASEYEARPOE90 | 40.639 | NA | QLD Tennyson |  |  | FALSE | #N/A | #N/A | #N/A | #N/A | #N/A | #N/A | #N/A | #N/A | #N/A | #N/A
TRUE | QLD | QTNS | Tennyson | Energy Queensland | Shoulder | Non-coincident | 2019 | BASEYEARPOE50 | 43.9225 | 111.6807 | QLD Tennyson |  |  | FALSE | #N/A | #N/A | #N/A | #N/A | #N/A | #N/A | #N/A | #N/A | #N/A | #N/A
TRUE | QLD | QTNS | Tennyson | Energy Queensland | Shoulder | Coincident | 2020 | ACTUAL_OPG | 48.4777 | 117.9328 | QLD Tennyson |  |  | FALSE | #N/A | #N/A | #N/A | #N/A | #N/A | #N/A | #N/A | #N/A | #N/A | #N/A
TRUE | QLD | QTNS | Tennyson | Energy Queensland | Shoulder | Coincident | 2020 | ACTUAL_RAW | 48.4777 | 117.9328 | QLD Tennyson |  |  | FALSE | #N/A | #N/A | #N/A | #N/A | #N/A | #N/A | #N/A | #N/A | #N/A | #N/A
TRUE | QLD | QTNS | Tennyson | Energy Queensland | Shoulder | Non-coincident | 2020 | ACTUAL_RAW | 47.8311 | 117.9328 | QLD Tennyson |  |  | FALSE | #N/A | #N/A | #N/A | #N/A | #N/A | #N/A | #N/A | #N/A | #N/A | #N/A
TRUE | QLD | QTNS | Tennyson | Energy Queensland | Shoulder | Non-coincident | 2020 | ACTUAL_OPG | 47.8311 | 117.9328 | QLD Tennyson |  |  | FALSE | #N/A | #N/A | #N/A | #N/A | #N/A | #N/A | #N/A | #N/A | #N/A | #N/A
TRUE | QLD | QTNS | Tennyson | Energy Queensland | Shoulder | Non-coincident | 2020 | ACTUAL_ADJUSTEDOPG | 47.8311 | 117.9328 | QLD Tennyson |  |  | FALSE | #N/A | #N/A | #N/A | #N/A | #N/A | #N/A | #N/A | #N/A | #N/A | #N/A
TRUE | QLD | QTNS | Tennyson | Energy Queensland | Shoulder | Coincident_unreconciled | 2021 | POE50 | 45 | NA | QLD Tennyson |  |  | FALSE | #N/A | #N/A | #N/A | #N/A | #N/A | #N/A | #N/A | #N/A | #N/A | #N/A
TRUE | QLD | QTNS | Tennyson | Energy Queensland | Shoulder | Coincident_unreconciled | 2021 | POE90 | 40.047 | NA | QLD Tennyson |  |  | FALSE | #N/A | #N/A | #N/A | #N/A | #N/A | #N/A | #N/A | #N/A | #N/A | #N/A
TRUE | QLD | QTNS | Tennyson | Energy Queensland | Shoulder | Non-coincident | 2021 | POE50 | 36.1657 | 125.103 | QLD Tennyson |  |  | FALSE | #N/A | #N/A | #N/A | #N/A | #N/A | #N/A | #N/A | #N/A | #N/A | #N/A
TRUE | QLD | QTNS | Tennyson | Energy Queensland | Shoulder | Non-coincident | 2021 | POE90 | 26.8213 | NA | QLD Tennyson |  |  | FALSE | #N/A | #N/A | #N/A | #N/A | #N/A | #N/A | #N/A | #N/A | #N/A | #N/A
TRUE | QLD | QTNS | Tennyson | Energy Queensland | Shoulder | Coincident_unreconciled | 2022 | POE50 | 40.411 | NA | QLD Tennyson |  |  | FALSE | #N/A | #N/A | #N/A | #N/A | #N/A | #N/A | #N/A | #N/A | #N/A | #N/A
TRUE | QLD | QTNS | Tennyson | Energy Queensland | Shoulder | Coincident_unreconciled | 2022 | POE90 | 35.4191 | NA | QLD Tennyson |  |  | FALSE | #N/A | #N/A | #N/A | #N/A | #N/A | #N/A | #N/A | #N/A | #N/A | #N/A
TRUE | QLD | QTNS | Tennyson | Energy Queensland | Shoulder | Non-coincident | 2022 | POE50 | 32.1981 | 127.1351 | QLD Tennyson |  |  | FALSE | #N/A | #N/A | #N/A | #N/A | #N/A | #N/A | #N/A | #N/A | #N/A | #N/A
TRUE | QLD | QTNS | Tennyson | Energy Queensland | Shoulder | Non-coincident | 2022 | POE90 | 25.1812 | NA | QLD Tennyson |  |  | FALSE | #N/A | #N/A | #N/A | #N/A | #N/A | #N/A | #N/A | #N/A | #N/A | #N/A
TRUE | QLD | QTNS | Tennyson | Energy Queensland | Shoulder | Coincident_unreconciled | 2023 | POE50 | 37.4882 | NA | QLD Tennyson |  |  | FALSE | #N/A | #N/A | #N/A | #N/A | #N/A | #N/A | #N/A | #N/A | #N/A | #N/A
TRUE | QLD | QTNS | Tennyson | Energy Queensland | Shoulder | Coincident_unreconciled | 2023 | POE90 | 32.4614 | NA | QLD Tennyson |  |  | FALSE | #N/A | #N/A | #N/A | #N/A | #N/A | #N/A | #N/A | #N/A | #N/A | #N/A
TRUE | QLD | QTNS | Tennyson | Energy Queensland | Shoulder | Non-coincident | 2023 | POE50 | 29.671 | 128.6487 | QLD Tennyson |  |  | FALSE | #N/A | #N/A | #N/A | #N/A | #N/A | #N/A | #N/A | #N/A | #N/A | #N/A
TRUE | QLD | QTNS | Tennyson | Energy Queensland | Shoulder | Non-coincident | 2023 | POE90 | 24.1426 | NA | QLD Tennyson |  |  | FALSE | #N/A | #N/A | #N/A | #N/A | #N/A | #N/A | #N/A | #N/A | #N/A | #N/A
TRUE | QLD | QTNS | Tennyson | Energy Queensland | Shoulder | Coincident_unreconciled | 2024 | POE50 | 35.3442 | NA | QLD Tennyson |  |  | FALSE | #N/A | #N/A | #N/A | #N/A | #N/A | #N/A | #N/A | #N/A | #N/A | #N/A
TRUE | QLD | QTNS | Tennyson | Energy Queensland | Shoulder | Coincident_unreconciled | 2024 | POE90 | 30.2824 | NA | QLD Tennyson |  |  | FALSE | #N/A | #N/A | #N/A | #N/A | #N/A | #N/A | #N/A | #N/A | #N/A | #N/A
TRUE | QLD | QTNS | Tennyson | Energy Queensland | Shoulder | Non-coincident | 2024 | POE50 | 27.8173 | 131.6255 | QLD Tennyson |  |  | FALSE | #N/A | #N/A | #N/A | #N/A | #N/A | #N/A | #N/A | #N/A | #N/A | #N/A
TRUE | QLD | QTNS | Tennyson | Energy Queensland | Shoulder | Non-coincident | 2024 | POE90 | 23.3843 | NA | QLD Tennyson |  |  | FALSE | #N/A | #N/A | #N/A | #N/A | #N/A | #N/A | #N/A | #N/A | #N/A | #N/A
TRUE | QLD | QTNS | Tennyson | Energy Queensland | Shoulder | Coincident_unreconciled | 2025 | POE50 | 33.2591 | NA | QLD Tennyson |  |  | FALSE | #N/A | #N/A | #N/A | #N/A | #N/A | #N/A | #N/A | #N/A | #N/A | #N/A
TRUE | QLD | QTNS | Tennyson | Energy Queensland | Shoulder | Coincident_unreconciled | 2025 | POE90 | 28.1624 | NA | QLD Tennyson |  |  | FALSE | #N/A | #N/A | #N/A | #N/A | #N/A | #N/A | #N/A | #N/A | #N/A | #N/A
TRUE | QLD | QTNS | Tennyson | Energy Queensland | Shoulder | Non-coincident | 2025 | POE50 | 26.0145 | 131.7491 | QLD Tennyson |  |  | FALSE | #N/A | #N/A | #N/A | #N/A | #N/A | #N/A | #N/A | #N/A | #N/A | #N/A
TRUE | QLD | QTNS | Tennyson | Energy Queensland | Shoulder | Non-coincident | 2025 | POE90 | 21.6079 | NA | QLD Tennyson |  |  | FALSE | #N/A | #N/A | #N/A | #N/A | #N/A | #N/A | #N/A | #N/A | #N/A | #N/A
TRUE | QLD | QTNS | Tennyson | Energy Queensland | Shoulder | Coincident_unreconciled | 2026 | POE50 | 31.142 | NA | QLD Tennyson |  |  | FALSE | #N/A | #N/A | #N/A | #N/A | #N/A | #N/A | #N/A | #N/A | #N/A | #N/A
TRUE | QLD | QTNS | Tennyson | Energy Queensland | Shoulder | Coincident_unreconciled | 2026 | POE90 | 26.0104 | NA | QLD Tennyson |  |  | FALSE | #N/A | #N/A | #N/A | #N/A | #N/A | #N/A | #N/A | #N/A | #N/A | #N/A
TRUE | QLD | QTNS | Tennyson | Energy Queensland | Shoulder | Non-coincident | 2026 | POE50 | 24.1841 | 132.5397 | QLD Tennyson |  |  | FALSE | #N/A | #N/A | #N/A | #N/A | #N/A | #N/A | #N/A | #N/A | #N/A | #N/A
TRUE | QLD | QTNS | Tennyson | Energy Queensland | Shoulder | Non-coincident | 2026 | POE90 | 19.7473 | NA | QLD Tennyson |  |  | FALSE | #N/A | #N/A | #N/A | #N/A | #N/A | #N/A | #N/A | #N/A | #N/A | #N/A
TRUE | QLD | QTNS | Tennyson | Energy Queensland | Shoulder | Coincident_unreconciled | 2027 | POE50 | 29.3258 | NA | QLD Tennyson |  |  | FALSE | #N/A | #N/A | #N/A | #N/A | #N/A | #N/A | #N/A | #N/A | #N/A | #N/A
TRUE | QLD | QTNS | Tennyson | Energy Queensland | Shoulder | Coincident_unreconciled | 2027 | POE90 | 24.1604 | NA | QLD Tennyson |  |  | FALSE | #N/A | #N/A | #N/A | #N/A | #N/A | #N/A | #N/A | #N/A | #N/A | #N/A
TRUE | QLD | QTNS | Tennyson | Energy Queensland | Shoulder | Non-coincident | 2027 | POE50 | 22.6138 | 132.7297 | QLD Tennyson |  |  | FALSE | #N/A | #N/A | #N/A | #N/A | #N/A | #N/A | #N/A | #N/A | #N/A | #N/A
TRUE | QLD | QTNS | Tennyson | Energy Queensland | Shoulder | Non-coincident | 2027 | POE90 | 18.1478 | NA | QLD Tennyson |  |  | FALSE | #N/A | #N/A | #N/A | #N/A | #N/A | #N/A | #N/A | #N/A | #N/A | #N/A
TRUE | QLD | QTNS | Tennyson | Energy Queensland | Shoulder | Coincident_unreconciled | 2028 | POE50 | 27.9423 | NA | QLD Tennyson |  |  | FALSE | #N/A | #N/A | #N/A | #N/A | #N/A | #N/A | #N/A | #N/A | #N/A | #N/A
TRUE | QLD | QTNS | Tennyson | Energy Queensland | Shoulder | Coincident_unreconciled | 2028 | POE90 | 22.7438 | NA | QLD Tennyson |  |  | FALSE | #N/A | #N/A | #N/A | #N/A | #N/A | #N/A | #N/A | #N/A | #N/A | #N/A
TRUE | QLD | QTNS | Tennyson | Energy Queensland | Shoulder | Non-coincident | 2028 | POE50 | 21.4176 | 133.5802 | QLD Tennyson |  |  | FALSE | #N/A | #N/A | #N/A | #N/A | #N/A | #N/A | #N/A | #N/A | #N/A | #N/A
TRUE | QLD | QTNS | Tennyson | Energy Queensland | Shoulder | Non-coincident | 2028 | POE90 | 16.923 | NA | QLD Tennyson |  |  | FALSE | #N/A | #N/A | #N/A | #N/A | #N/A | #N/A | #N/A | #N/A | #N/A | #N/A
TRUE | QLD | QTNS | Tennyson | Energy Queensland | Shoulder | Coincident_unreconciled | 2029 | POE50 | 26.8841 | NA | QLD Tennyson |  |  | FALSE | #N/A | #N/A | #N/A | #N/A | #N/A | #N/A | #N/A | #N/A | #N/A | #N/A
TRUE | QLD | QTNS | Tennyson | Energy Queensland | Shoulder | Coincident_unreconciled | 2029 | POE90 | 21.6525 | NA | QLD Tennyson |  |  | FALSE | #N/A | #N/A | #N/A | #N/A | #N/A | #N/A | #N/A | #N/A | #N/A | #N/A
TRUE | QLD | QTNS | Tennyson | Energy Queensland | Shoulder | Non-coincident | 2029 | POE50 | 20.5027 | 135.269 | QLD Tennyson |  |  | FALSE | #N/A | #N/A | #N/A | #N/A | #N/A | #N/A | #N/A | #N/A | #N/A | #N/A
TRUE | QLD | QTNS | Tennyson | Energy Queensland | Shoulder | Non-coincident | 2029 | POE90 | 15.9795 | NA | QLD Tennyson |  |  | FALSE | #N/A | #N/A | #N/A | #N/A | #N/A | #N/A | #N/A | #N/A | #N/A | #N/A
TRUE | QLD | QTNS | Tennyson | Energy Queensland | Shoulder | Coincident_unreconciled | 2030 | POE50 | 26.077 | NA | QLD Tennyson |  |  | FALSE | #N/A | #N/A | #N/A | #N/A | #N/A | #N/A | #N/A | #N/A | #N/A | #N/A
TRUE | QLD | QTNS | Tennyson | Energy Queensland | Shoulder | Coincident_unreconciled | 2030 | POE90 | 20.8124 | NA | QLD Tennyson |  |  | FALSE | #N/A | #N/A | #N/A | #N/A | #N/A | #N/A | #N/A | #N/A | #N/A | #N/A
TRUE | QLD | QTNS | Tennyson | Energy Queensland | Shoulder | Non-coincident | 2030 | POE50 | 19.8049 | 136.8562 | QLD Tennyson |  |  | FALSE | #N/A | #N/A | #N/A | #N/A | #N/A | #N/A | #N/A | #N/A | #N/A | #N/A
TRUE | QLD | QTNS | Tennyson | Energy Queensland | Shoulder | Non-coincident | 2030 | POE90 | 15.2532 | NA | QLD Tennyson |  |  | FALSE | #N/A | #N/A | #N/A | #N/A | #N/A | #N/A | #N/A | #N/A | #N/A | #N/A
TRUE | QLD | QTNS | Tennyson | Energy Queensland | Summer | Coincident | 2017 | ACTUAL_OPG | 54.0612 | 160.3139 | QLD Tennyson |  |  | FALSE | #N/A | #N/A | #N/A | #N/A | #N/A | #N/A | #N/A | #N/A | #N/A | #N/A
TRUE | QLD | QTNS | Tennyson | Energy Queensland | Summer | Coincident | 2017 | ACTUAL_RAW | 54.0612 | 160.3139 | QLD Tennyson |  |  | FALSE | #N/A | #N/A | #N/A | #N/A | #N/A | #N/A | #N/A | #N/A | #N/A | #N/A
TRUE | QLD | QTNS | Tennyson | Energy Queensland | Summer | Non-coincident | 2017 | ACTUAL_RAW | 53.4932 | 172.6827 | QLD Tennyson |  |  | FALSE | #N/A | #N/A | #N/A | #N/A | #N/A | #N/A | #N/A | #N/A | #N/A | #N/A
TRUE | QLD | QTNS | Tennyson | Energy Queensland | Summer | Non-coincident | 2017 | ACTUAL_OPG | 53.4932 | 172.6827 | QLD Tennyson |  |  | FALSE | #N/A | #N/A | #N/A | #N/A | #N/A | #N/A | #N/A | #N/A | #N/A | #N/A
TRUE | QLD | QTNS | Tennyson | Energy Queensland | Summer | Non-coincident | 2017 | ACTUAL_ADJUSTEDOPG | 53.4932 | 172.6827 | QLD Tennyson |  |  | FALSE | #N/A | #N/A | #N/A | #N/A | #N/A | #N/A | #N/A | #N/A | #N/A | #N/A
TRUE | QLD | QTNS | Tennyson | Energy Queensland | Summer | Coincident | 2018 | ACTUAL_OPG | 54.9317 | 169.6425 | QLD Tennyson |  |  | FALSE | #N/A | #N/A | #N/A | #N/A | #N/A | #N/A | #N/A | #N/A | #N/A | #N/A
TRUE | QLD | QTNS | Tennyson | Energy Queensland | Summer | Coincident | 2018 | ACTUAL_RAW | 54.9317 | 169.6425 | QLD Tennyson |  |  | FALSE | #N/A | #N/A | #N/A | #N/A | #N/A | #N/A | #N/A | #N/A | #N/A | #N/A
TRUE | QLD | QTNS | Tennyson | Energy Queensland | Summer | Non-coincident | 2018 | ACTUAL_RAW | 46.1001 | 174.0993 | QLD Tennyson |  |  | FALSE | #N/A | #N/A | #N/A | #N/A | #N/A | #N/A | #N/A | #N/A | #N/A | #N/A
TRUE | QLD | QTNS | Tennyson | Energy Queensland | Summer | Non-coincident | 2018 | ACTUAL_OPG | 46.1001 | 174.0993 | QLD Tennyson |  |  | FALSE | #N/A | #N/A | #N/A | #N/A | #N/A | #N/A | #N/A | #N/A | #N/A | #N/A
TRUE | QLD | QTNS | Tennyson | Energy Queensland | Summer | Non-coincident | 2018 | ACTUAL_ADJUSTEDOPG | 46.1001 | 174.0993 | QLD Tennyson |  |  | FALSE | #N/A | #N/A | #N/A | #N/A | #N/A | #N/A | #N/A | #N/A | #N/A | #N/A
TRUE | QLD | QTNS | Tennyson | Energy Queensland | Summer | Coincident | 2019 | ACTUAL_OPG | 51.3022 | 177.2153 | QLD Tennyson |  |  | FALSE | #N/A | #N/A | #N/A | #N/A | #N/A | #N/A | #N/A | #N/A | #N/A | #N/A
TRUE | QLD | QTNS | Tennyson | Energy Queensland | Summer | Coincident | 2019 | ACTUAL_RAW | 51.3022 | 177.2153 | QLD Tennyson |  |  | FALSE | #N/A | #N/A | #N/A | #N/A | #N/A | #N/A | #N/A | #N/A | #N/A | #N/A
TRUE | QLD | QTNS | Tennyson | Energy Queensland | Summer | Non-coincident | 2019 | ACTUAL_RAW | 39.9291 | 178.7318 | QLD Tennyson |  |  | FALSE | #N/A | #N/A | #N/A | #N/A | #N/A | #N/A | #N/A | #N/A | #N/A | #N/A
TRUE | QLD | QTNS | Tennyson | Energy Queensland | Summer | Non-coincident | 2019 | ACTUAL_OPG | 39.9291 | 178.7318 | QLD Tennyson |  |  | FALSE | #N/A | #N/A | #N/A | #N/A | #N/A | #N/A | #N/A | #N/A | #N/A | #N/A
TRUE | QLD | QTNS | Tennyson | Energy Queensland | Summer | Non-coincident | 2019 | ACTUAL_ADJUSTEDOPG | 39.9291 | 178.7318 | QLD Tennyson |  |  | FALSE | #N/A | #N/A | #N/A | #N/A | #N/A | #N/A | #N/A | #N/A | #N/A | #N/A
TRUE | QLD | QTNS | Tennyson | Energy Queensland | Summer | Non-coincident | 2019 | BASEYEARPOE90 | 44.6926 | NA | QLD Tennyson |  |  | FALSE | #N/A | #N/A | #N/A | #N/A | #N/A | #N/A | #N/A | #N/A | #N/A | #N/A
TRUE | QLD | QTNS | Tennyson | Energy Queensland | Summer | Non-coincident | 2019 | BASEYEARPOE50 | 48.9236 | 153.8376 | QLD Tennyson |  |  | FALSE | #N/A | #N/A | #N/A | #N/A | #N/A | #N/A | #N/A | #N/A | #N/A | #N/A
TRUE | QLD | QTNS | Tennyson | Energy Queensland | Summer | Coincident | 2020 | ACTUAL_OPG | 53.712 | 170.6255 | QLD Tennyson |  |  | FALSE | #N/A | #N/A | #N/A | #N/A | #N/A | #N/A | #N/A | #N/A | #N/A | #N/A
TRUE | QLD | QTNS | Tennyson | Energy Queensland | Summer | Coincident | 2020 | ACTUAL_RAW | 53.712 | 170.6255 | QLD Tennyson |  |  | FALSE | #N/A | #N/A | #N/A | #N/A | #N/A | #N/A | #N/A | #N/A | #N/A | #N/A
TRUE | QLD | QTNS | Tennyson | Energy Queensland | Summer | Non-coincident | 2020 | ACTUAL_RAW | 51.0864 | 171.1252 | QLD Tennyson |  |  | FALSE | #N/A | #N/A | #N/A | #N/A | #N/A | #N/A | #N/A | #N/A | #N/A | #N/A
TRUE | QLD | QTNS | Tennyson | Energy Queensland | Summer | Non-coincident | 2020 | ACTUAL_OPG | 51.0864 | 171.1252 | QLD Tennyson |  |  | FALSE | #N/A | #N/A | #N/A | #N/A | #N/A | #N/A | #N/A | #N/A | #N/A | #N/A
TRUE | QLD | QTNS | Tennyson | Energy Queensland | Summer | Non-coincident | 2020 | ACTUAL_ADJUSTEDOPG | 51.0864 | 171.1252 | QLD Tennyson |  |  | FALSE | #N/A | #N/A | #N/A | #N/A | #N/A | #N/A | #N/A | #N/A | #N/A | #N/A
TRUE | QLD | QTNS | Tennyson | Energy Queensland | Summer | Coincident_unreconciled | 2021 | POE50 | 50 | NA | QLD Tennyson |  |  | FALSE | #N/A | #N/A | #N/A | #N/A | #N/A | #N/A | #N/A | #N/A | #N/A | #N/A
TRUE | QLD | QTNS | Tennyson | Energy Queensland | Summer | Coincident_unreconciled | 2021 | POE90 | 39.9639 | NA | QLD Tennyson |  |  | FALSE | #N/A | #N/A | #N/A | #N/A | #N/A | #N/A | #N/A | #N/A | #N/A | #N/A
TRUE | QLD | QTNS | Tennyson | Energy Queensland | Summer | Non-coincident | 2021 | POE50 | 44.9095 | 168.2505 | QLD Tennyson |  |  | FALSE | #N/A | #N/A | #N/A | #N/A | #N/A | #N/A | #N/A | #N/A | #N/A | #N/A
TRUE | QLD | QTNS | Tennyson | Energy Queensland | Summer | Non-coincident | 2021 | POE90 | 32.1386 | NA | QLD Tennyson |  |  | FALSE | #N/A | #N/A | #N/A | #N/A | #N/A | #N/A | #N/A | #N/A | #N/A | #N/A
TRUE | QLD | QTNS | Tennyson | Energy Queensland | Summer | Coincident_unreconciled | 2022 | POE50 | 46.0989 | NA | QLD Tennyson |  |  | FALSE | #N/A | #N/A | #N/A | #N/A | #N/A | #N/A | #N/A | #N/A | #N/A | #N/A
TRUE | QLD | QTNS | Tennyson | Energy Queensland | Summer | Coincident_unreconciled | 2022 | POE90 | 35.9879 | NA | QLD Tennyson |  |  | FALSE | #N/A | #N/A | #N/A | #N/A | #N/A | #N/A | #N/A | #N/A | #N/A | #N/A
TRUE | QLD | QTNS | Tennyson | Energy Queensland | Summer | Non-coincident | 2022 | POE50 | 43.3042 | 172.0476 | QLD Tennyson |  |  | FALSE | #N/A | #N/A | #N/A | #N/A | #N/A | #N/A | #N/A | #N/A | #N/A | #N/A
TRUE | QLD | QTNS | Tennyson | Energy Queensland | Summer | Non-coincident | 2022 | POE90 | 30.4382 | NA | QLD Tennyson |  |  | FALSE | #N/A | #N/A | #N/A | #N/A | #N/A | #N/A | #N/A | #N/A | #N/A | #N/A
TRUE | QLD | QTNS | Tennyson | Energy Queensland | Summer | Coincident_unreconciled | 2023 | POE50 | 43.6291 | NA | QLD Tennyson |  |  | FALSE | #N/A | #N/A | #N/A | #N/A | #N/A | #N/A | #N/A | #N/A | #N/A | #N/A
TRUE | QLD | QTNS | Tennyson | Energy Queensland | Summer | Coincident_unreconciled | 2023 | POE90 | 33.4509 | NA | QLD Tennyson |  |  | FALSE | #N/A | #N/A | #N/A | #N/A | #N/A | #N/A | #N/A | #N/A | #N/A | #N/A
TRUE | QLD | QTNS | Tennyson | Energy Queensland | Summer | Non-coincident | 2023 | POE50 | 41.5192 | 173.5238 | QLD Tennyson |  |  | FALSE | #N/A | #N/A | #N/A | #N/A | #N/A | #N/A | #N/A | #N/A | #N/A | #N/A
TRUE | QLD | QTNS | Tennyson | Energy Queensland | Summer | Non-coincident | 2023 | POE90 | 29.3684 | NA | QLD Tennyson |  |  | FALSE | #N/A | #N/A | #N/A | #N/A | #N/A | #N/A | #N/A | #N/A | #N/A | #N/A
TRUE | QLD | QTNS | Tennyson | Energy Queensland | Summer | Coincident_unreconciled | 2024 | POE50 | 41.8251 | NA | QLD Tennyson |  |  | FALSE | #N/A | #N/A | #N/A | #N/A | #N/A | #N/A | #N/A | #N/A | #N/A | #N/A
TRUE | QLD | QTNS | Tennyson | Energy Queensland | Summer | Coincident_unreconciled | 2024 | POE90 | 31.5797 | NA | QLD Tennyson |  |  | FALSE | #N/A | #N/A | #N/A | #N/A | #N/A | #N/A | #N/A | #N/A | #N/A | #N/A
TRUE | QLD | QTNS | Tennyson | Energy Queensland | Summer | Non-coincident | 2024 | POE50 | 39.7539 | 176.605 | QLD Tennyson |  |  | FALSE | #N/A | #N/A | #N/A | #N/A | #N/A | #N/A | #N/A | #N/A | #N/A | #N/A
TRUE | QLD | QTNS | Tennyson | Energy Queensland | Summer | Non-coincident | 2024 | POE90 | 28.5991 | NA | QLD Tennyson |  |  | FALSE | #N/A | #N/A | #N/A | #N/A | #N/A | #N/A | #N/A | #N/A | #N/A | #N/A
TRUE | QLD | QTNS | Tennyson | Energy Queensland | Summer | Coincident_unreconciled | 2025 | POE50 | 40.0404 | NA | QLD Tennyson |  |  | FALSE | #N/A | #N/A | #N/A | #N/A | #N/A | #N/A | #N/A | #N/A | #N/A | #N/A
TRUE | QLD | QTNS | Tennyson | Energy Queensland | Summer | Coincident_unreconciled | 2025 | POE90 | 29.7279 | NA | QLD Tennyson |  |  | FALSE | #N/A | #N/A | #N/A | #N/A | #N/A | #N/A | #N/A | #N/A | #N/A | #N/A
TRUE | QLD | QTNS | Tennyson | Energy Queensland | Summer | Non-coincident | 2025 | POE50 | 38.0076 | 177.6183 | QLD Tennyson |  |  | FALSE | #N/A | #N/A | #N/A | #N/A | #N/A | #N/A | #N/A | #N/A | #N/A | #N/A
TRUE | QLD | QTNS | Tennyson | Energy Queensland | Summer | Non-coincident | 2025 | POE90 | 27.8439 | NA | QLD Tennyson |  |  | FALSE | #N/A | #N/A | #N/A | #N/A | #N/A | #N/A | #N/A | #N/A | #N/A | #N/A
TRUE | QLD | QTNS | Tennyson | Energy Queensland | Summer | Coincident_unreconciled | 2026 | POE50 | 38.231 | NA | QLD Tennyson |  |  | FALSE | #N/A | #N/A | #N/A | #N/A | #N/A | #N/A | #N/A | #N/A | #N/A | #N/A
TRUE | QLD | QTNS | Tennyson | Energy Queensland | Summer | Coincident_unreconciled | 2026 | POE90 | 27.8513 | NA | QLD Tennyson |  |  | FALSE | #N/A | #N/A | #N/A | #N/A | #N/A | #N/A | #N/A | #N/A | #N/A | #N/A
TRUE | QLD | QTNS | Tennyson | Energy Queensland | Summer | Non-coincident | 2026 | POE50 | 36.2371 | 178.7815 | QLD Tennyson |  |  | FALSE | #N/A | #N/A | #N/A | #N/A | #N/A | #N/A | #N/A | #N/A | #N/A | #N/A
TRUE | QLD | QTNS | Tennyson | Energy Queensland | Summer | Non-coincident | 2026 | POE90 | 26.0807 | NA | QLD Tennyson |  |  | FALSE | #N/A | #N/A | #N/A | #N/A | #N/A | #N/A | #N/A | #N/A | #N/A | #N/A
TRUE | QLD | QTNS | Tennyson | Energy Queensland | Summer | Coincident_unreconciled | 2027 | POE50 | 36.7096 | NA | QLD Tennyson |  |  | FALSE | #N/A | #N/A | #N/A | #N/A | #N/A | #N/A | #N/A | #N/A | #N/A | #N/A
TRUE | QLD | QTNS | Tennyson | Energy Queensland | Summer | Coincident_unreconciled | 2027 | POE90 | 26.2648 | NA | QLD Tennyson |  |  | FALSE | #N/A | #N/A | #N/A | #N/A | #N/A | #N/A | #N/A | #N/A | #N/A | #N/A
TRUE | QLD | QTNS | Tennyson | Energy Queensland | Summer | Non-coincident | 2027 | POE50 | 34.7485 | 179.1192 | QLD Tennyson |  |  | FALSE | #N/A | #N/A | #N/A | #N/A | #N/A | #N/A | #N/A | #N/A | #N/A | #N/A
TRUE | QLD | QTNS | Tennyson | Energy Queensland | Summer | Non-coincident | 2027 | POE90 | 24.5283 | NA | QLD Tennyson |  |  | FALSE | #N/A | #N/A | #N/A | #N/A | #N/A | #N/A | #N/A | #N/A | #N/A | #N/A
TRUE | QLD | QTNS | Tennyson | Energy Queensland | Summer | Coincident_unreconciled | 2028 | POE50 | 35.58 | NA | QLD Tennyson |  |  | FALSE | #N/A | #N/A | #N/A | #N/A | #N/A | #N/A | #N/A | #N/A | #N/A | #N/A
TRUE | QLD | QTNS | Tennyson | Energy Queensland | Summer | Coincident_unreconciled | 2028 | POE90 | 25.0716 | NA | QLD Tennyson |  |  | FALSE | #N/A | #N/A | #N/A | #N/A | #N/A | #N/A | #N/A | #N/A | #N/A | #N/A
TRUE | QLD | QTNS | Tennyson | Energy Queensland | Summer | Non-coincident | 2028 | POE50 | 33.6431 | 180.386 | QLD Tennyson |  |  | FALSE | #N/A | #N/A | #N/A | #N/A | #N/A | #N/A | #N/A | #N/A | #N/A | #N/A
TRUE | QLD | QTNS | Tennyson | Energy Queensland | Summer | Non-coincident | 2028 | POE90 | 23.3608 | NA | QLD Tennyson |  |  | FALSE | #N/A | #N/A | #N/A | #N/A | #N/A | #N/A | #N/A | #N/A | #N/A | #N/A
TRUE | QLD | QTNS | Tennyson | Energy Queensland | Summer | Coincident_unreconciled | 2029 | POE50 | 34.761 | NA | QLD Tennyson |  |  | FALSE | #N/A | #N/A | #N/A | #N/A | #N/A | #N/A | #N/A | #N/A | #N/A | #N/A
TRUE | QLD | QTNS | Tennyson | Energy Queensland | Summer | Coincident_unreconciled | 2029 | POE90 | 24.1891 | NA | QLD Tennyson |  |  | FALSE | #N/A | #N/A | #N/A | #N/A | #N/A | #N/A | #N/A | #N/A | #N/A | #N/A
TRUE | QLD | QTNS | Tennyson | Energy Queensland | Summer | Non-coincident | 2029 | POE50 | 32.8417 | 182.1116 | QLD Tennyson |  |  | FALSE | #N/A | #N/A | #N/A | #N/A | #N/A | #N/A | #N/A | #N/A | #N/A | #N/A
TRUE | QLD | QTNS | Tennyson | Energy Queensland | Summer | Non-coincident | 2029 | POE90 | 22.4972 | NA | QLD Tennyson |  |  | FALSE | #N/A | #N/A | #N/A | #N/A | #N/A | #N/A | #N/A | #N/A | #N/A | #N/A
TRUE | QLD | QTNS | Tennyson | Energy Queensland | Summer | Coincident_unreconciled | 2030 | POE50 | 34.1879 | NA | QLD Tennyson |  |  | FALSE | #N/A | #N/A | #N/A | #N/A | #N/A | #N/A | #N/A | #N/A | #N/A | #N/A
TRUE | QLD | QTNS | Tennyson | Energy Queensland | Summer | Coincident_unreconciled | 2030 | POE90 | 23.5524 | NA | QLD Tennyson |  |  | FALSE | #N/A | #N/A | #N/A | #N/A | #N/A | #N/A | #N/A | #N/A | #N/A | #N/A
TRUE | QLD | QTNS | Tennyson | Energy Queensland | Summer | Non-coincident | 2030 | POE50 | 32.281 | 182.9616 | QLD Tennyson |  |  | FALSE | #N/A | #N/A | #N/A | #N/A | #N/A | #N/A | #N/A | #N/A | #N/A | #N/A
TRUE | QLD | QTNS | Tennyson | Energy Queensland | Summer | Non-coincident | 2030 | POE90 | 21.8743 | NA | QLD Tennyson |  |  | FALSE | #N/A | #N/A | #N/A | #N/A | #N/A | #N/A | #N/A | #N/A | #N/A | #N/A
TRUE | QLD | QTNS | Tennyson | Energy Queensland | Winter | Coincident | 2016 | ACTUAL_OPG | 65.1463 | 130.475 | QLD Tennyson |  |  | FALSE | #N/A | #N/A | #N/A | #N/A | #N/A | #N/A | #N/A | #N/A | #N/A | #N/A
TRUE | QLD | QTNS | Tennyson | Energy Queensland | Winter | Coincident | 2016 | ACTUAL_RAW | 65.1463 | 130.475 | QLD Tennyson |  |  | FALSE | #N/A | #N/A | #N/A | #N/A | #N/A | #N/A | #N/A | #N/A | #N/A | #N/A
TRUE | QLD | QTNS | Tennyson | Energy Queensland | Winter | Non-coincident | 2016 | ACTUAL_RAW | 53.0021 | 140.1323 | QLD Tennyson |  |  | FALSE | #N/A | #N/A | #N/A | #N/A | #N/A | #N/A | #N/A | #N/A | #N/A | #N/A
TRUE | QLD | QTNS | Tennyson | Energy Queensland | Winter | Non-coincident | 2016 | ACTUAL_OPG | 53.0021 | 140.1323 | QLD Tennyson |  |  | FALSE | #N/A | #N/A | #N/A | #N/A | #N/A | #N/A | #N/A | #N/A | #N/A | #N/A
TRUE | QLD | QTNS | Tennyson | Energy Queensland | Winter | Non-coincident | 2016 | ACTUAL_ADJUSTEDOPG | 53.0021 | 140.1323 | QLD Tennyson |  |  | FALSE | #N/A | #N/A | #N/A | #N/A | #N/A | #N/A | #N/A | #N/A | #N/A | #N/A
TRUE | QLD | QTNS | Tennyson | Energy Queensland | Winter | Coincident | 2017 | ACTUAL_OPG | 60.9221 | 116.4819 | QLD Tennyson |  |  | FALSE | #N/A | #N/A | #N/A | #N/A | #N/A | #N/A | #N/A | #N/A | #N/A | #N/A
TRUE | QLD | QTNS | Tennyson | Energy Queensland | Winter | Coincident | 2017 | ACTUAL_RAW | 60.9221 | 116.4819 | QLD Tennyson |  |  | FALSE | #N/A | #N/A | #N/A | #N/A | #N/A | #N/A | #N/A | #N/A | #N/A | #N/A
TRUE | QLD | QTNS | Tennyson | Energy Queensland | Winter | Non-coincident | 2017 | ACTUAL_RAW | 48.3848 | 125.7813 | QLD Tennyson |  |  | FALSE | #N/A | #N/A | #N/A | #N/A | #N/A | #N/A | #N/A | #N/A | #N/A | #N/A
TRUE | QLD | QTNS | Tennyson | Energy Queensland | Winter | Non-coincident | 2017 | ACTUAL_OPG | 48.3848 | 125.7813 | QLD Tennyson |  |  | FALSE | #N/A | #N/A | #N/A | #N/A | #N/A | #N/A | #N/A | #N/A | #N/A | #N/A
TRUE | QLD | QTNS | Tennyson | Energy Queensland | Winter | Non-coincident | 2017 | ACTUAL_ADJUSTEDOPG | 48.3848 | 125.7813 | QLD Tennyson |  |  | FALSE | #N/A | #N/A | #N/A | #N/A | #N/A | #N/A | #N/A | #N/A | #N/A | #N/A
TRUE | QLD | QTNS | Tennyson | Energy Queensland | Winter | Coincident | 2018 | ACTUAL_OPG | 51.1556 | 104.2528 | QLD Tennyson |  |  | FALSE | #N/A | #N/A | #N/A | #N/A | #N/A | #N/A | #N/A | #N/A | #N/A | #N/A
TRUE | QLD | QTNS | Tennyson | Energy Queensland | Winter | Coincident | 2018 | ACTUAL_RAW | 51.1556 | 104.2528 | QLD Tennyson |  |  | FALSE | #N/A | #N/A | #N/A | #N/A | #N/A | #N/A | #N/A | #N/A | #N/A | #N/A
TRUE | QLD | QTNS | Tennyson | Energy Queensland | Winter | Non-coincident | 2018 | ACTUAL_RAW | 46.8091 | 118.6464 | QLD Tennyson |  |  | FALSE | #N/A | #N/A | #N/A | #N/A | #N/A | #N/A | #N/A | #N/A | #N/A | #N/A
TRUE | QLD | QTNS | Tennyson | Energy Queensland | Winter | Non-coincident | 2018 | ACTUAL_OPG | 46.8091 | 118.6464 | QLD Tennyson |  |  | FALSE | #N/A | #N/A | #N/A | #N/A | #N/A | #N/A | #N/A | #N/A | #N/A | #N/A
TRUE | QLD | QTNS | Tennyson | Energy Queensland | Winter | Non-coincident | 2018 | ACTUAL_ADJUSTEDOPG | 46.8091 | 118.6464 | QLD Tennyson |  |  | FALSE | #N/A | #N/A | #N/A | #N/A | #N/A | #N/A | #N/A | #N/A | #N/A | #N/A
TRUE | QLD | QTNS | Tennyson | Energy Queensland | Winter | Coincident | 2019 | ACTUAL_OPG | 62.4547 | 133.3632 | QLD Tennyson |  |  | FALSE | #N/A | #N/A | #N/A | #N/A | #N/A | #N/A | #N/A | #N/A | #N/A | #N/A
TRUE | QLD | QTNS | Tennyson | Energy Queensland | Winter | Coincident | 2019 | ACTUAL_RAW | 62.4547 | 133.3632 | QLD Tennyson |  |  | FALSE | #N/A | #N/A | #N/A | #N/A | #N/A | #N/A | #N/A | #N/A | #N/A | #N/A
TRUE | QLD | QTNS | Tennyson | Energy Queensland | Winter | Non-coincident | 2019 | ACTUAL_RAW | 52.9534 | 133.3632 | QLD Tennyson |  |  | FALSE | #N/A | #N/A | #N/A | #N/A | #N/A | #N/A | #N/A | #N/A | #N/A | #N/A
TRUE | QLD | QTNS | Tennyson | Energy Queensland | Winter | Non-coincident | 2019 | ACTUAL_OPG | 52.9534 | 133.3632 | QLD Tennyson |  |  | FALSE | #N/A | #N/A | #N/A | #N/A | #N/A | #N/A | #N/A | #N/A | #N/A | #N/A
TRUE | QLD | QTNS | Tennyson | Energy Queensland | Winter | Non-coincident | 2019 | ACTUAL_ADJUSTEDOPG | 52.9534 | 133.3632 | QLD Tennyson |  |  | FALSE | #N/A | #N/A | #N/A | #N/A | #N/A | #N/A | #N/A | #N/A | #N/A | #N/A
TRUE | QLD | QTNS | Tennyson | Energy Queensland | Winter | Non-coincident | 2019 | BASEYEARPOE90 | 41.0997 | NA | QLD Tennyson |  |  | FALSE | #N/A | #N/A | #N/A | #N/A | #N/A | #N/A | #N/A | #N/A | #N/A | #N/A
TRUE | QLD | QTNS | Tennyson | Energy Queensland | Winter | Non-coincident | 2019 | BASEYEARPOE50 | 46.6076 | 135.2035 | QLD Tennyson |  |  | FALSE | #N/A | #N/A | #N/A | #N/A | #N/A | #N/A | #N/A | #N/A | #N/A | #N/A
TRUE | QLD | QTNS | Tennyson | Energy Queensland | Winter | Coincident_unreconciled | 2020 | POE50 | 45 | NA | QLD Tennyson |  |  | FALSE | #N/A | #N/A | #N/A | #N/A | #N/A | #N/A | #N/A | #N/A | #N/A | #N/A
TRUE | QLD | QTNS | Tennyson | Energy Queensland | Winter | Coincident_unreconciled | 2020 | POE90 | 40.3221 | NA | QLD Tennyson |  |  | FALSE | #N/A | #N/A | #N/A | #N/A | #N/A | #N/A | #N/A | #N/A | #N/A | #N/A
TRUE | QLD | QTNS | Tennyson | Energy Queensland | Winter | Non-coincident | 2020 | POE50 | 39.7807 | 135.2656 | QLD Tennyson |  |  | FALSE | #N/A | #N/A | #N/A | #N/A | #N/A | #N/A | #N/A | #N/A | #N/A | #N/A
TRUE | QLD | QTNS | Tennyson | Energy Queensland | Winter | Non-coincident | 2020 | POE90 | 35.9173 | NA | QLD Tennyson |  |  | FALSE | #N/A | #N/A | #N/A | #N/A | #N/A | #N/A | #N/A | #N/A | #N/A | #N/A
TRUE | QLD | QTNS | Tennyson | Energy Queensland | Winter | Coincident_unreconciled | 2021 | POE50 | 39.0296 | NA | QLD Tennyson |  |  | FALSE | #N/A | #N/A | #N/A | #N/A | #N/A | #N/A | #N/A | #N/A | #N/A | #N/A
TRUE | QLD | QTNS | Tennyson | Energy Queensland | Winter | Coincident_unreconciled | 2021 | POE90 | 34.2974 | NA | QLD Tennyson |  |  | FALSE | #N/A | #N/A | #N/A | #N/A | #N/A | #N/A | #N/A | #N/A | #N/A | #N/A
TRUE | QLD | QTNS | Tennyson | Energy Queensland | Winter | Non-coincident | 2021 | POE50 | 34.8498 | 136.2768 | QLD Tennyson |  |  | FALSE | #N/A | #N/A | #N/A | #N/A | #N/A | #N/A | #N/A | #N/A | #N/A | #N/A
TRUE | QLD | QTNS | Tennyson | Energy Queensland | Winter | Non-coincident | 2021 | POE90 | 30.9414 | NA | QLD Tennyson |  |  | FALSE | #N/A | #N/A | #N/A | #N/A | #N/A | #N/A | #N/A | #N/A | #N/A | #N/A
TRUE | QLD | QTNS | Tennyson | Energy Queensland | Winter | Coincident_unreconciled | 2022 | POE50 | 35.372 | NA | QLD Tennyson |  |  | FALSE | #N/A | #N/A | #N/A | #N/A | #N/A | #N/A | #N/A | #N/A | #N/A | #N/A
TRUE | QLD | QTNS | Tennyson | Energy Queensland | Winter | Coincident_unreconciled | 2022 | POE90 | 30.5965 | NA | QLD Tennyson |  |  | FALSE | #N/A | #N/A | #N/A | #N/A | #N/A | #N/A | #N/A | #N/A | #N/A | #N/A
TRUE | QLD | QTNS | Tennyson | Energy Queensland | Winter | Non-coincident | 2022 | POE50 | 31.829 | 137.0822 | QLD Tennyson |  |  | FALSE | #N/A | #N/A | #N/A | #N/A | #N/A | #N/A | #N/A | #N/A | #N/A | #N/A
TRUE | QLD | QTNS | Tennyson | Energy Queensland | Winter | Non-coincident | 2022 | POE90 | 27.8848 | NA | QLD Tennyson |  |  | FALSE | #N/A | #N/A | #N/A | #N/A | #N/A | #N/A | #N/A | #N/A | #N/A | #N/A
TRUE | QLD | QTNS | Tennyson | Energy Queensland | Winter | Coincident_unreconciled | 2023 | POE50 | 32.9689 | NA | QLD Tennyson |  |  | FALSE | #N/A | #N/A | #N/A | #N/A | #N/A | #N/A | #N/A | #N/A | #N/A | #N/A
TRUE | QLD | QTNS | Tennyson | Energy Queensland | Winter | Coincident_unreconciled | 2023 | POE90 | 28.15 | NA | QLD Tennyson |  |  | FALSE | #N/A | #N/A | #N/A | #N/A | #N/A | #N/A | #N/A | #N/A | #N/A | #N/A
TRUE | QLD | QTNS | Tennyson | Energy Queensland | Winter | Non-coincident | 2023 | POE50 | 29.8443 | 137.8871 | QLD Tennyson |  |  | FALSE | #N/A | #N/A | #N/A | #N/A | #N/A | #N/A | #N/A | #N/A | #N/A | #N/A
TRUE | QLD | QTNS | Tennyson | Energy Queensland | Winter | Non-coincident | 2023 | POE90 | 25.8643 | NA | QLD Tennyson |  |  | FALSE | #N/A | #N/A | #N/A | #N/A | #N/A | #N/A | #N/A | #N/A | #N/A | #N/A
TRUE | QLD | QTNS | Tennyson | Energy Queensland | Winter | Coincident_unreconciled | 2024 | POE50 | 30.9429 | NA | QLD Tennyson |  |  | FALSE | #N/A | #N/A | #N/A | #N/A | #N/A | #N/A | #N/A | #N/A | #N/A | #N/A
TRUE | QLD | QTNS | Tennyson | Energy Queensland | Winter | Coincident_unreconciled | 2024 | POE90 | 26.0806 | NA | QLD Tennyson |  |  | FALSE | #N/A | #N/A | #N/A | #N/A | #N/A | #N/A | #N/A | #N/A | #N/A | #N/A
TRUE | QLD | QTNS | Tennyson | Energy Queensland | Winter | Non-coincident | 2024 | POE50 | 28.171 | 138.6774 | QLD Tennyson |  |  | FALSE | #N/A | #N/A | #N/A | #N/A | #N/A | #N/A | #N/A | #N/A | #N/A | #N/A
TRUE | QLD | QTNS | Tennyson | Energy Queensland | Winter | Non-coincident | 2024 | POE90 | 24.1552 | NA | QLD Tennyson |  |  | FALSE | #N/A | #N/A | #N/A | #N/A | #N/A | #N/A | #N/A | #N/A | #N/A | #N/A
TRUE | QLD | QTNS | Tennyson | Energy Queensland | Winter | Coincident_unreconciled | 2025 | POE50 | 28.7981 | NA | QLD Tennyson |  |  | FALSE | #N/A | #N/A | #N/A | #N/A | #N/A | #N/A | #N/A | #N/A | #N/A | #N/A
TRUE | QLD | QTNS | Tennyson | Energy Queensland | Winter | Coincident_unreconciled | 2025 | POE90 | 23.8925 | NA | QLD Tennyson |  |  | FALSE | #N/A | #N/A | #N/A | #N/A | #N/A | #N/A | #N/A | #N/A | #N/A | #N/A
TRUE | QLD | QTNS | Tennyson | Energy Queensland | Winter | Non-coincident | 2025 | POE50 | 26.3996 | 139.5081 | QLD Tennyson |  |  | FALSE | #N/A | #N/A | #N/A | #N/A | #N/A | #N/A | #N/A | #N/A | #N/A | #N/A
TRUE | QLD | QTNS | Tennyson | Energy Queensland | Winter | Non-coincident | 2025 | POE90 | 22.348 | NA | QLD Tennyson |  |  | FALSE | #N/A | #N/A | #N/A | #N/A | #N/A | #N/A | #N/A | #N/A | #N/A | #N/A
TRUE | QLD | QTNS | Tennyson | Energy Queensland | Winter | Coincident_unreconciled | 2026 | POE50 | 26.7672 | NA | QLD Tennyson |  |  | FALSE | #N/A | #N/A | #N/A | #N/A | #N/A | #N/A | #N/A | #N/A | #N/A | #N/A
TRUE | QLD | QTNS | Tennyson | Energy Queensland | Winter | Coincident_unreconciled | 2026 | POE90 | 21.8183 | NA | QLD Tennyson |  |  | FALSE | #N/A | #N/A | #N/A | #N/A | #N/A | #N/A | #N/A | #N/A | #N/A | #N/A
TRUE | QLD | QTNS | Tennyson | Energy Queensland | Winter | Non-coincident | 2026 | POE50 | 24.7222 | 140.4298 | QLD Tennyson |  |  | FALSE | #N/A | #N/A | #N/A | #N/A | #N/A | #N/A | #N/A | #N/A | #N/A | #N/A
TRUE | QLD | QTNS | Tennyson | Energy Queensland | Winter | Non-coincident | 2026 | POE90 | 20.6349 | NA | QLD Tennyson |  |  | FALSE | #N/A | #N/A | #N/A | #N/A | #N/A | #N/A | #N/A | #N/A | #N/A | #N/A
TRUE | QLD | QTNS | Tennyson | Energy Queensland | Winter | Coincident_unreconciled | 2027 | POE50 | 25.2357 | NA | QLD Tennyson |  |  | FALSE | #N/A | #N/A | #N/A | #N/A | #N/A | #N/A | #N/A | #N/A | #N/A | #N/A
TRUE | QLD | QTNS | Tennyson | Energy Queensland | Winter | Coincident_unreconciled | 2027 | POE90 | 20.2459 | NA | QLD Tennyson |  |  | FALSE | #N/A | #N/A | #N/A | #N/A | #N/A | #N/A | #N/A | #N/A | #N/A | #N/A
TRUE | QLD | QTNS | Tennyson | Energy Queensland | Winter | Non-coincident | 2027 | POE50 | 23.4574 | 141.468 | QLD Tennyson |  |  | FALSE | #N/A | #N/A | #N/A | #N/A | #N/A | #N/A | #N/A | #N/A | #N/A | #N/A
TRUE | QLD | QTNS | Tennyson | Energy Queensland | Winter | Non-coincident | 2027 | POE90 | 19.3363 | NA | QLD Tennyson |  |  | FALSE | #N/A | #N/A | #N/A | #N/A | #N/A | #N/A | #N/A | #N/A | #N/A | #N/A
TRUE | QLD | QTNS | Tennyson | Energy Queensland | Winter | Coincident_unreconciled | 2028 | POE50 | 24.1495 | NA | QLD Tennyson |  |  | FALSE | #N/A | #N/A | #N/A | #N/A | #N/A | #N/A | #N/A | #N/A | #N/A | #N/A
TRUE | QLD | QTNS | Tennyson | Energy Queensland | Winter | Coincident_unreconciled | 2028 | POE90 | 19.1186 | NA | QLD Tennyson |  |  | FALSE | #N/A | #N/A | #N/A | #N/A | #N/A | #N/A | #N/A | #N/A | #N/A | #N/A
TRUE | QLD | QTNS | Tennyson | Energy Queensland | Winter | Non-coincident | 2028 | POE50 | 22.5603 | 142.687 | QLD Tennyson |  |  | FALSE | #N/A | #N/A | #N/A | #N/A | #N/A | #N/A | #N/A | #N/A | #N/A | #N/A
TRUE | QLD | QTNS | Tennyson | Energy Queensland | Winter | Non-coincident | 2028 | POE90 | 18.4052 | NA | QLD Tennyson |  |  | FALSE | #N/A | #N/A | #N/A | #N/A | #N/A | #N/A | #N/A | #N/A | #N/A | #N/A
TRUE | QLD | QTNS | Tennyson | Energy Queensland | Winter | Coincident_unreconciled | 2029 | POE50 | 23.3404 | NA | QLD Tennyson |  |  | FALSE | #N/A | #N/A | #N/A | #N/A | #N/A | #N/A | #N/A | #N/A | #N/A | #N/A
TRUE | QLD | QTNS | Tennyson | Energy Queensland | Winter | Coincident_unreconciled | 2029 | POE90 | 18.2685 | NA | QLD Tennyson |  |  | FALSE | #N/A | #N/A | #N/A | #N/A | #N/A | #N/A | #N/A | #N/A | #N/A | #N/A
TRUE | QLD | QTNS | Tennyson | Energy Queensland | Winter | Non-coincident | 2029 | POE50 | 21.892 | 144.0996 | QLD Tennyson |  |  | FALSE | #N/A | #N/A | #N/A | #N/A | #N/A | #N/A | #N/A | #N/A | #N/A | #N/A
TRUE | QLD | QTNS | Tennyson | Energy Queensland | Winter | Non-coincident | 2029 | POE90 | 17.7031 | NA | QLD Tennyson |  |  | FALSE | #N/A | #N/A | #N/A | #N/A | #N/A | #N/A | #N/A | #N/A | #N/A | #N/A
TRUE | QLD | QTNS | Tennyson | Energy Queensland | Shoulder | Non-coincident | 2019 | BASEYEARPOE10 | NA | 114.296 | QLD Tennyson |  |  | FALSE | #N/A | #N/A | #N/A | #N/A | #N/A | #N/A | #N/A | #N/A | #N/A | #N/A
TRUE | QLD | QTNS | Tennyson | Energy Queensland | Shoulder | Coincident | 2021 | POE10 | NA | 123.5277 | QLD Tennyson |  |  | FALSE | #N/A | #N/A | #N/A | #N/A | #N/A | #N/A | #N/A | #N/A | #N/A | #N/A
TRUE | QLD | QTNS | Tennyson | Energy Queensland | Shoulder | Coincident | 2021 | POE50 | NA | 125.103 | QLD Tennyson |  |  | FALSE | #N/A | #N/A | #N/A | #N/A | #N/A | #N/A | #N/A | #N/A | #N/A | #N/A
TRUE | QLD | QTNS | Tennyson | Energy Queensland | Shoulder | Non-coincident | 2021 | POE10 | NA | 141.0434 | QLD Tennyson |  |  | FALSE | #N/A | #N/A | #N/A | #N/A | #N/A | #N/A | #N/A | #N/A | #N/A | #N/A
TRUE | QLD | QTNS | Tennyson | Energy Queensland | Shoulder | Coincident | 2022 | POE10 | NA | 127.6703 | QLD Tennyson |  |  | FALSE | #N/A | #N/A | #N/A | #N/A | #N/A | #N/A | #N/A | #N/A | #N/A | #N/A
TRUE | QLD | QTNS | Tennyson | Energy Queensland | Shoulder | Coincident | 2022 | POE50 | NA | 127.1351 | QLD Tennyson |  |  | FALSE | #N/A | #N/A | #N/A | #N/A | #N/A | #N/A | #N/A | #N/A | #N/A | #N/A
TRUE | QLD | QTNS | Tennyson | Energy Queensland | Shoulder | Non-coincident | 2022 | POE10 | NA | 141.7641 | QLD Tennyson |  |  | FALSE | #N/A | #N/A | #N/A | #N/A | #N/A | #N/A | #N/A | #N/A | #N/A | #N/A
TRUE | QLD | QTNS | Tennyson | Energy Queensland | Shoulder | Coincident | 2023 | POE10 | NA | 128.5742 | QLD Tennyson |  |  | FALSE | #N/A | #N/A | #N/A | #N/A | #N/A | #N/A | #N/A | #N/A | #N/A | #N/A
TRUE | QLD | QTNS | Tennyson | Energy Queensland | Shoulder | Coincident | 2023 | POE50 | NA | 128.6487 | QLD Tennyson |  |  | FALSE | #N/A | #N/A | #N/A | #N/A | #N/A | #N/A | #N/A | #N/A | #N/A | #N/A
TRUE | QLD | QTNS | Tennyson | Energy Queensland | Shoulder | Non-coincident | 2023 | POE10 | NA | 142.411 | QLD Tennyson |  |  | FALSE | #N/A | #N/A | #N/A | #N/A | #N/A | #N/A | #N/A | #N/A | #N/A | #N/A
TRUE | QLD | QTNS | Tennyson | Energy Queensland | Shoulder | Coincident | 2024 | POE10 | NA | 129.8467 | QLD Tennyson |  |  | FALSE | #N/A | #N/A | #N/A | #N/A | #N/A | #N/A | #N/A | #N/A | #N/A | #N/A
TRUE | QLD | QTNS | Tennyson | Energy Queensland | Shoulder | Coincident | 2024 | POE50 | NA | 131.6255 | QLD Tennyson |  |  | FALSE | #N/A | #N/A | #N/A | #N/A | #N/A | #N/A | #N/A | #N/A | #N/A | #N/A
TRUE | QLD | QTNS | Tennyson | Energy Queensland | Shoulder | Non-coincident | 2024 | POE10 | NA | 143.0475 | QLD Tennyson |  |  | FALSE | #N/A | #N/A | #N/A | #N/A | #N/A | #N/A | #N/A | #N/A | #N/A | #N/A
TRUE | QLD | QTNS | Tennyson | Energy Queensland | Shoulder | Coincident | 2025 | POE10 | NA | 130.9237 | QLD Tennyson |  |  | FALSE | #N/A | #N/A | #N/A | #N/A | #N/A | #N/A | #N/A | #N/A | #N/A | #N/A
TRUE | QLD | QTNS | Tennyson | Energy Queensland | Shoulder | Coincident | 2025 | POE50 | NA | 131.7491 | QLD Tennyson |  |  | FALSE | #N/A | #N/A | #N/A | #N/A | #N/A | #N/A | #N/A | #N/A | #N/A | #N/A
TRUE | QLD | QTNS | Tennyson | Energy Queensland | Shoulder | Non-coincident | 2025 | POE10 | NA | 143.7004 | QLD Tennyson |  |  | FALSE | #N/A | #N/A | #N/A | #N/A | #N/A | #N/A | #N/A | #N/A | #N/A | #N/A
TRUE | QLD | QTNS | Tennyson | Energy Queensland | Shoulder | Coincident | 2026 | POE10 | NA | 130.9911 | QLD Tennyson |  |  | FALSE | #N/A | #N/A | #N/A | #N/A | #N/A | #N/A | #N/A | #N/A | #N/A | #N/A
TRUE | QLD | QTNS | Tennyson | Energy Queensland | Shoulder | Coincident | 2026 | POE50 | NA | 132.5397 | QLD Tennyson |  |  | FALSE | #N/A | #N/A | #N/A | #N/A | #N/A | #N/A | #N/A | #N/A | #N/A | #N/A
TRUE | QLD | QTNS | Tennyson | Energy Queensland | Shoulder | Non-coincident | 2026 | POE10 | NA | 144.4255 | QLD Tennyson |  |  | FALSE | #N/A | #N/A | #N/A | #N/A | #N/A | #N/A | #N/A | #N/A | #N/A | #N/A
TRUE | QLD | QTNS | Tennyson | Energy Queensland | Shoulder | Coincident | 2027 | POE10 | NA | 131.3081 | QLD Tennyson |  |  | FALSE | #N/A | #N/A | #N/A | #N/A | #N/A | #N/A | #N/A | #N/A | #N/A | #N/A
TRUE | QLD | QTNS | Tennyson | Energy Queensland | Shoulder | Coincident | 2027 | POE50 | NA | 132.7297 | QLD Tennyson |  |  | FALSE | #N/A | #N/A | #N/A | #N/A | #N/A | #N/A | #N/A | #N/A | #N/A | #N/A
TRUE | QLD | QTNS | Tennyson | Energy Queensland | Shoulder | Non-coincident | 2027 | POE10 | NA | 145.2697 | QLD Tennyson |  |  | FALSE | #N/A | #N/A | #N/A | #N/A | #N/A | #N/A | #N/A | #N/A | #N/A | #N/A
TRUE | QLD | QTNS | Tennyson | Energy Queensland | Shoulder | Coincident | 2028 | POE10 | NA | 131.8278 | QLD Tennyson |  |  | FALSE | #N/A | #N/A | #N/A | #N/A | #N/A | #N/A | #N/A | #N/A | #N/A | #N/A
TRUE | QLD | QTNS | Tennyson | Energy Queensland | Shoulder | Coincident | 2028 | POE50 | NA | 133.5802 | QLD Tennyson |  |  | FALSE | #N/A | #N/A | #N/A | #N/A | #N/A | #N/A | #N/A | #N/A | #N/A | #N/A
TRUE | QLD | QTNS | Tennyson | Energy Queensland | Shoulder | Non-coincident | 2028 | POE10 | NA | 146.2711 | QLD Tennyson |  |  | FALSE | #N/A | #N/A | #N/A | #N/A | #N/A | #N/A | #N/A | #N/A | #N/A | #N/A
TRUE | QLD | QTNS | Tennyson | Energy Queensland | Shoulder | Coincident | 2029 | POE10 | NA | 134.2799 | QLD Tennyson |  |  | FALSE | #N/A | #N/A | #N/A | #N/A | #N/A | #N/A | #N/A | #N/A | #N/A | #N/A
TRUE | QLD | QTNS | Tennyson | Energy Queensland | Shoulder | Coincident | 2029 | POE50 | NA | 135.269 | QLD Tennyson |  |  | FALSE | #N/A | #N/A | #N/A | #N/A | #N/A | #N/A | #N/A | #N/A | #N/A | #N/A
TRUE | QLD | QTNS | Tennyson | Energy Queensland | Shoulder | Non-coincident | 2029 | POE10 | NA | 147.4641 | QLD Tennyson |  |  | FALSE | #N/A | #N/A | #N/A | #N/A | #N/A | #N/A | #N/A | #N/A | #N/A | #N/A
TRUE | QLD | QTNS | Tennyson | Energy Queensland | Shoulder | Coincident | 2030 | POE10 | NA | 135.7061 | QLD Tennyson |  |  | FALSE | #N/A | #N/A | #N/A | #N/A | #N/A | #N/A | #N/A | #N/A | #N/A | #N/A
TRUE | QLD | QTNS | Tennyson | Energy Queensland | Shoulder | Coincident | 2030 | POE50 | NA | 136.8562 | QLD Tennyson |  |  | FALSE | #N/A | #N/A | #N/A | #N/A | #N/A | #N/A | #N/A | #N/A | #N/A | #N/A
TRUE | QLD | QTNS | Tennyson | Energy Queensland | Shoulder | Non-coincident | 2030 | POE10 | NA | 148.8624 | QLD Tennyson |  |  | FALSE | #N/A | #N/A | #N/A | #N/A | #N/A | #N/A | #N/A | #N/A | #N/A | #N/A
TRUE | QLD | QTNS | Tennyson | Energy Queensland | Summer | Non-coincident | 2019 | BASEYEARPOE10 | NA | 166.6112 | QLD Tennyson |  |  | FALSE | #N/A | #N/A | #N/A | #N/A | #N/A | #N/A | #N/A | #N/A | #N/A | #N/A
TRUE | QLD | QTNS | Tennyson | Energy Queensland | Summer | Coincident | 2021 | POE10 | NA | 172.3431 | QLD Tennyson |  |  | FALSE | #N/A | #N/A | #N/A | #N/A | #N/A | #N/A | #N/A | #N/A | #N/A | #N/A
TRUE | QLD | QTNS | Tennyson | Energy Queensland | Summer | Coincident | 2021 | POE50 | NA | 168.2505 | QLD Tennyson |  |  | FALSE | #N/A | #N/A | #N/A | #N/A | #N/A | #N/A | #N/A | #N/A | #N/A | #N/A
TRUE | QLD | QTNS | Tennyson | Energy Queensland | Summer | Non-coincident | 2021 | POE10 | NA | 172.3431 | QLD Tennyson |  |  | FALSE | #N/A | #N/A | #N/A | #N/A | #N/A | #N/A | #N/A | #N/A | #N/A | #N/A
TRUE | QLD | QTNS | Tennyson | Energy Queensland | Summer | Coincident | 2022 | POE10 | NA | 176.5273 | QLD Tennyson |  |  | FALSE | #N/A | #N/A | #N/A | #N/A | #N/A | #N/A | #N/A | #N/A | #N/A | #N/A
TRUE | QLD | QTNS | Tennyson | Energy Queensland | Summer | Coincident | 2022 | POE50 | NA | 172.0476 | QLD Tennyson |  |  | FALSE | #N/A | #N/A | #N/A | #N/A | #N/A | #N/A | #N/A | #N/A | #N/A | #N/A
TRUE | QLD | QTNS | Tennyson | Energy Queensland | Summer | Non-coincident | 2022 | POE10 | NA | 176.5273 | QLD Tennyson |  |  | FALSE | #N/A | #N/A | #N/A | #N/A | #N/A | #N/A | #N/A | #N/A | #N/A | #N/A
TRUE | QLD | QTNS | Tennyson | Energy Queensland | Summer | Coincident | 2023 | POE10 | NA | 178.4569 | QLD Tennyson |  |  | FALSE | #N/A | #N/A | #N/A | #N/A | #N/A | #N/A | #N/A | #N/A | #N/A | #N/A
TRUE | QLD | QTNS | Tennyson | Energy Queensland | Summer | Coincident | 2023 | POE50 | NA | 173.5238 | QLD Tennyson |  |  | FALSE | #N/A | #N/A | #N/A | #N/A | #N/A | #N/A | #N/A | #N/A | #N/A | #N/A
TRUE | QLD | QTNS | Tennyson | Energy Queensland | Summer | Non-coincident | 2023 | POE10 | NA | 178.4569 | QLD Tennyson |  |  | FALSE | #N/A | #N/A | #N/A | #N/A | #N/A | #N/A | #N/A | #N/A | #N/A | #N/A
TRUE | QLD | QTNS | Tennyson | Energy Queensland | Summer | Coincident | 2024 | POE10 | NA | 181.4712 | QLD Tennyson |  |  | FALSE | #N/A | #N/A | #N/A | #N/A | #N/A | #N/A | #N/A | #N/A | #N/A | #N/A
TRUE | QLD | QTNS | Tennyson | Energy Queensland | Summer | Coincident | 2024 | POE50 | NA | 176.605 | QLD Tennyson |  |  | FALSE | #N/A | #N/A | #N/A | #N/A | #N/A | #N/A | #N/A | #N/A | #N/A | #N/A
TRUE | QLD | QTNS | Tennyson | Energy Queensland | Summer | Non-coincident | 2024 | POE10 | NA | 181.4712 | QLD Tennyson |  |  | FALSE | #N/A | #N/A | #N/A | #N/A | #N/A | #N/A | #N/A | #N/A | #N/A | #N/A
TRUE | QLD | QTNS | Tennyson | Energy Queensland | Summer | Coincident | 2025 | POE10 | NA | 181.595 | QLD Tennyson |  |  | FALSE | #N/A | #N/A | #N/A | #N/A | #N/A | #N/A | #N/A | #N/A | #N/A | #N/A
TRUE | QLD | QTNS | Tennyson | Energy Queensland | Summer | Coincident | 2025 | POE50 | NA | 177.6183 | QLD Tennyson |  |  | FALSE | #N/A | #N/A | #N/A | #N/A | #N/A | #N/A | #N/A | #N/A | #N/A | #N/A
TRUE | QLD | QTNS | Tennyson | Energy Queensland | Summer | Non-coincident | 2025 | POE10 | NA | 181.595 | QLD Tennyson |  |  | FALSE | #N/A | #N/A | #N/A | #N/A | #N/A | #N/A | #N/A | #N/A | #N/A | #N/A
TRUE | QLD | QTNS | Tennyson | Energy Queensland | Summer | Coincident | 2026 | POE10 | NA | 183.4072 | QLD Tennyson |  |  | FALSE | #N/A | #N/A | #N/A | #N/A | #N/A | #N/A | #N/A | #N/A | #N/A | #N/A
TRUE | QLD | QTNS | Tennyson | Energy Queensland | Summer | Coincident | 2026 | POE50 | NA | 178.7815 | QLD Tennyson |  |  | FALSE | #N/A | #N/A | #N/A | #N/A | #N/A | #N/A | #N/A | #N/A | #N/A | #N/A
TRUE | QLD | QTNS | Tennyson | Energy Queensland | Summer | Non-coincident | 2026 | POE10 | NA | 183.4072 | QLD Tennyson |  |  | FALSE | #N/A | #N/A | #N/A | #N/A | #N/A | #N/A | #N/A | #N/A | #N/A | #N/A
TRUE | QLD | QTNS | Tennyson | Energy Queensland | Summer | Coincident | 2027 | POE10 | NA | 183.1249 | QLD Tennyson |  |  | FALSE | #N/A | #N/A | #N/A | #N/A | #N/A | #N/A | #N/A | #N/A | #N/A | #N/A
TRUE | QLD | QTNS | Tennyson | Energy Queensland | Summer | Coincident | 2027 | POE50 | NA | 179.1192 | QLD Tennyson |  |  | FALSE | #N/A | #N/A | #N/A | #N/A | #N/A | #N/A | #N/A | #N/A | #N/A | #N/A
TRUE | QLD | QTNS | Tennyson | Energy Queensland | Summer | Non-coincident | 2027 | POE10 | NA | 183.1249 | QLD Tennyson |  |  | FALSE | #N/A | #N/A | #N/A | #N/A | #N/A | #N/A | #N/A | #N/A | #N/A | #N/A
TRUE | QLD | QTNS | Tennyson | Energy Queensland | Summer | Coincident | 2028 | POE10 | NA | 184.5061 | QLD Tennyson |  |  | FALSE | #N/A | #N/A | #N/A | #N/A | #N/A | #N/A | #N/A | #N/A | #N/A | #N/A
TRUE | QLD | QTNS | Tennyson | Energy Queensland | Summer | Coincident | 2028 | POE50 | NA | 180.386 | QLD Tennyson |  |  | FALSE | #N/A | #N/A | #N/A | #N/A | #N/A | #N/A | #N/A | #N/A | #N/A | #N/A
TRUE | QLD | QTNS | Tennyson | Energy Queensland | Summer | Non-coincident | 2028 | POE10 | NA | 184.5061 | QLD Tennyson |  |  | FALSE | #N/A | #N/A | #N/A | #N/A | #N/A | #N/A | #N/A | #N/A | #N/A | #N/A
TRUE | QLD | QTNS | Tennyson | Energy Queensland | Summer | Coincident | 2029 | POE10 | NA | 185.454 | QLD Tennyson |  |  | FALSE | #N/A | #N/A | #N/A | #N/A | #N/A | #N/A | #N/A | #N/A | #N/A | #N/A
TRUE | QLD | QTNS | Tennyson | Energy Queensland | Summer | Coincident | 2029 | POE50 | NA | 182.1116 | QLD Tennyson |  |  | FALSE | #N/A | #N/A | #N/A | #N/A | #N/A | #N/A | #N/A | #N/A | #N/A | #N/A
TRUE | QLD | QTNS | Tennyson | Energy Queensland | Summer | Non-coincident | 2029 | POE10 | NA | 185.454 | QLD Tennyson |  |  | FALSE | #N/A | #N/A | #N/A | #N/A | #N/A | #N/A | #N/A | #N/A | #N/A | #N/A
TRUE | QLD | QTNS | Tennyson | Energy Queensland | Summer | Coincident | 2030 | POE10 | NA | 187.2759 | QLD Tennyson |  |  | FALSE | #N/A | #N/A | #N/A | #N/A | #N/A | #N/A | #N/A | #N/A | #N/A | #N/A
TRUE | QLD | QTNS | Tennyson | Energy Queensland | Summer | Coincident | 2030 | POE50 | NA | 182.9616 | QLD Tennyson |  |  | FALSE | #N/A | #N/A | #N/A | #N/A | #N/A | #N/A | #N/A | #N/A | #N/A | #N/A
TRUE | QLD | QTNS | Tennyson | Energy Queensland | Summer | Non-coincident | 2030 | POE10 | NA | 187.2759 | QLD Tennyson |  |  | FALSE | #N/A | #N/A | #N/A | #N/A | #N/A | #N/A | #N/A | #N/A | #N/A | #N/A
TRUE | QLD | QTNS | Tennyson | Energy Queensland | Winter | Non-coincident | 2019 | BASEYEARPOE10 | NA | 139.3467 | QLD Tennyson |  |  | FALSE | #N/A | #N/A | #N/A | #N/A | #N/A | #N/A | #N/A | #N/A | #N/A | #N/A
TRUE | QLD | QTNS | Tennyson | Energy Queensland | Winter | Coincident | 2020 | POE10 | NA | 134.7583 | QLD Tennyson |  |  | FALSE | #N/A | #N/A | #N/A | #N/A | #N/A | #N/A | #N/A | #N/A | #N/A | #N/A
TRUE | QLD | QTNS | Tennyson | Energy Queensland | Winter | Coincident | 2020 | POE50 | NA | 129.8486 | QLD Tennyson |  |  | FALSE | #N/A | #N/A | #N/A | #N/A | #N/A | #N/A | #N/A | #N/A | #N/A | #N/A
TRUE | QLD | QTNS | Tennyson | Energy Queensland | Winter | Non-coincident | 2020 | POE10 | NA | 138.8669 | QLD Tennyson |  |  | FALSE | #N/A | #N/A | #N/A | #N/A | #N/A | #N/A | #N/A | #N/A | #N/A | #N/A
TRUE | QLD | QTNS | Tennyson | Energy Queensland | Winter | Coincident | 2021 | POE10 | NA | 134.6333 | QLD Tennyson |  |  | FALSE | #N/A | #N/A | #N/A | #N/A | #N/A | #N/A | #N/A | #N/A | #N/A | #N/A
TRUE | QLD | QTNS | Tennyson | Energy Queensland | Winter | Coincident | 2021 | POE50 | NA | 129.6858 | QLD Tennyson |  |  | FALSE | #N/A | #N/A | #N/A | #N/A | #N/A | #N/A | #N/A | #N/A | #N/A | #N/A
TRUE | QLD | QTNS | Tennyson | Energy Queensland | Winter | Non-coincident | 2021 | POE10 | NA | 139.9134 | QLD Tennyson |  |  | FALSE | #N/A | #N/A | #N/A | #N/A | #N/A | #N/A | #N/A | #N/A | #N/A | #N/A
TRUE | QLD | QTNS | Tennyson | Energy Queensland | Winter | Coincident | 2022 | POE10 | NA | 138.4323 | QLD Tennyson |  |  | FALSE | #N/A | #N/A | #N/A | #N/A | #N/A | #N/A | #N/A | #N/A | #N/A | #N/A
TRUE | QLD | QTNS | Tennyson | Energy Queensland | Winter | Coincident | 2022 | POE50 | NA | 133.3617 | QLD Tennyson |  |  | FALSE | #N/A | #N/A | #N/A | #N/A | #N/A | #N/A | #N/A | #N/A | #N/A | #N/A
TRUE | QLD | QTNS | Tennyson | Energy Queensland | Winter | Non-coincident | 2022 | POE10 | NA | 140.747 | QLD Tennyson |  |  | FALSE | #N/A | #N/A | #N/A | #N/A | #N/A | #N/A | #N/A | #N/A | #N/A | #N/A
TRUE | QLD | QTNS | Tennyson | Energy Queensland | Winter | Coincident | 2023 | POE10 | NA | 140.538 | QLD Tennyson |  |  | FALSE | #N/A | #N/A | #N/A | #N/A | #N/A | #N/A | #N/A | #N/A | #N/A | #N/A
TRUE | QLD | QTNS | Tennyson | Energy Queensland | Winter | Coincident | 2023 | POE50 | NA | 135.2559 | QLD Tennyson |  |  | FALSE | #N/A | #N/A | #N/A | #N/A | #N/A | #N/A | #N/A | #N/A | #N/A | #N/A
TRUE | QLD | QTNS | Tennyson | Energy Queensland | Winter | Non-coincident | 2023 | POE10 | NA | 141.5801 | QLD Tennyson |  |  | FALSE | #N/A | #N/A | #N/A | #N/A | #N/A | #N/A | #N/A | #N/A | #N/A | #N/A
TRUE | QLD | QTNS | Tennyson | Energy Queensland | Winter | Coincident | 2024 | POE10 | NA | 143.4602 | QLD Tennyson |  |  | FALSE | #N/A | #N/A | #N/A | #N/A | #N/A | #N/A | #N/A | #N/A | #N/A | #N/A
TRUE | QLD | QTNS | Tennyson | Energy Queensland | Winter | Coincident | 2024 | POE50 | NA | 137.5315 | QLD Tennyson |  |  | FALSE | #N/A | #N/A | #N/A | #N/A | #N/A | #N/A | #N/A | #N/A | #N/A | #N/A
TRUE | QLD | QTNS | Tennyson | Energy Queensland | Winter | Non-coincident | 2024 | POE10 | NA | 143.4602 | QLD Tennyson |  |  | FALSE | #N/A | #N/A | #N/A | #N/A | #N/A | #N/A | #N/A | #N/A | #N/A | #N/A
TRUE | QLD | QTNS | Tennyson | Energy Queensland | Winter | Coincident | 2025 | POE10 | NA | 143.8806 | QLD Tennyson |  |  | FALSE | #N/A | #N/A | #N/A | #N/A | #N/A | #N/A | #N/A | #N/A | #N/A | #N/A
TRUE | QLD | QTNS | Tennyson | Energy Queensland | Winter | Coincident | 2025 | POE50 | NA | 138.226 | QLD Tennyson |  |  | FALSE | #N/A | #N/A | #N/A | #N/A | #N/A | #N/A | #N/A | #N/A | #N/A | #N/A
TRUE | QLD | QTNS | Tennyson | Energy Queensland | Winter | Non-coincident | 2025 | POE10 | NA | 143.8806 | QLD Tennyson |  |  | FALSE | #N/A | #N/A | #N/A | #N/A | #N/A | #N/A | #N/A | #N/A | #N/A | #N/A
TRUE | QLD | QTNS | Tennyson | Energy Queensland | Winter | Coincident | 2026 | POE10 | NA | 144.7369 | QLD Tennyson |  |  | FALSE | #N/A | #N/A | #N/A | #N/A | #N/A | #N/A | #N/A | #N/A | #N/A | #N/A
TRUE | QLD | QTNS | Tennyson | Energy Queensland | Winter | Coincident | 2026 | POE50 | NA | 139.3083 | QLD Tennyson |  |  | FALSE | #N/A | #N/A | #N/A | #N/A | #N/A | #N/A | #N/A | #N/A | #N/A | #N/A
TRUE | QLD | QTNS | Tennyson | Energy Queensland | Winter | Non-coincident | 2026 | POE10 | NA | 144.7369 | QLD Tennyson |  |  | FALSE | #N/A | #N/A | #N/A | #N/A | #N/A | #N/A | #N/A | #N/A | #N/A | #N/A
TRUE | QLD | QTNS | Tennyson | Energy Queensland | Winter | Coincident | 2027 | POE10 | NA | 145.6644 | QLD Tennyson |  |  | FALSE | #N/A | #N/A | #N/A | #N/A | #N/A | #N/A | #N/A | #N/A | #N/A | #N/A
TRUE | QLD | QTNS | Tennyson | Energy Queensland | Winter | Coincident | 2027 | POE50 | NA | 140.2165 | QLD Tennyson |  |  | FALSE | #N/A | #N/A | #N/A | #N/A | #N/A | #N/A | #N/A | #N/A | #N/A | #N/A
TRUE | QLD | QTNS | Tennyson | Energy Queensland | Winter | Non-coincident | 2027 | POE10 | NA | 145.6644 | QLD Tennyson |  |  | FALSE | #N/A | #N/A | #N/A | #N/A | #N/A | #N/A | #N/A | #N/A | #N/A | #N/A
TRUE | QLD | QTNS | Tennyson | Energy Queensland | Winter | Coincident | 2028 | POE10 | NA | 148.3899 | QLD Tennyson |  |  | FALSE | #N/A | #N/A | #N/A | #N/A | #N/A | #N/A | #N/A | #N/A | #N/A | #N/A
TRUE | QLD | QTNS | Tennyson | Energy Queensland | Winter | Coincident | 2028 | POE50 | NA | 141.7395 | QLD Tennyson |  |  | FALSE | #N/A | #N/A | #N/A | #N/A | #N/A | #N/A | #N/A | #N/A | #N/A | #N/A
TRUE | QLD | QTNS | Tennyson | Energy Queensland | Winter | Non-coincident | 2028 | POE10 | NA | 148.3899 | QLD Tennyson |  |  | FALSE | #N/A | #N/A | #N/A | #N/A | #N/A | #N/A | #N/A | #N/A | #N/A | #N/A
TRUE | QLD | QTNS | Tennyson | Energy Queensland | Winter | Coincident | 2029 | POE10 | NA | 149.0409 | QLD Tennyson |  |  | FALSE | #N/A | #N/A | #N/A | #N/A | #N/A | #N/A | #N/A | #N/A | #N/A | #N/A
TRUE | QLD | QTNS | Tennyson | Energy Queensland | Winter | Coincident | 2029 | POE50 | NA | 143.1152 | QLD Tennyson |  |  | FALSE | #N/A | #N/A | #N/A | #N/A | #N/A | #N/A | #N/A | #N/A | #N/A | #N/A
TRUE | QLD | QTNS | Tennyson | Energy Queensland | Winter | Non-coincident | 2029 | POE10 | NA | 149.0409 | QLD Tennyson |  |  | FALSE | #N/A | #N/A | #N/A | #N/A | #N/A | #N/A | #N/A | #N/A | #N/A | #N/A
TRUE | QLD | QTRL | Tarong | Energy Queensland | Shoulder | Coincident | 2017 | ACTUAL_OPG | 21.1662 | 22.4196 | QLD Tarong |  |  | FALSE | #N/A | #N/A | #N/A | #N/A | #N/A | #N/A | #N/A | #N/A | #N/A | #N/A
TRUE | QLD | QTRL | Tarong | Energy Queensland | Shoulder | Coincident | 2017 | ACTUAL_RAW | 21.1662 | 22.4196 | QLD Tarong |  |  | FALSE | #N/A | #N/A | #N/A | #N/A | #N/A | #N/A | #N/A | #N/A | #N/A | #N/A
TRUE | QLD | QTRL | Tarong | Energy Queensland | Shoulder | Non-coincident | 2017 | ACTUAL_RAW | 11.8843 | 36.8801 | QLD Tarong |  |  | FALSE | #N/A | #N/A | #N/A | #N/A | #N/A | #N/A | #N/A | #N/A | #N/A | #N/A
TRUE | QLD | QTRL | Tarong | Energy Queensland | Shoulder | Non-coincident | 2017 | ACTUAL_OPG | 11.8843 | 36.8801 | QLD Tarong |  |  | FALSE | #N/A | #N/A | #N/A | #N/A | #N/A | #N/A | #N/A | #N/A | #N/A | #N/A
TRUE | QLD | QTRL | Tarong | Energy Queensland | Shoulder | Non-coincident | 2017 | ACTUAL_ADJUSTEDOPG | 11.8843 | 36.8801 | QLD Tarong |  |  | FALSE | #N/A | #N/A | #N/A | #N/A | #N/A | #N/A | #N/A | #N/A | #N/A | #N/A
TRUE | QLD | QTRL | Tarong | Energy Queensland | Shoulder | Coincident | 2018 | ACTUAL_OPG | 17.8088 | 34.0382 | QLD Tarong |  |  | FALSE | #N/A | #N/A | #N/A | #N/A | #N/A | #N/A | #N/A | #N/A | #N/A | #N/A
TRUE | QLD | QTRL | Tarong | Energy Queensland | Shoulder | Coincident | 2018 | ACTUAL_RAW | 17.8088 | 34.0382 | QLD Tarong |  |  | FALSE | #N/A | #N/A | #N/A | #N/A | #N/A | #N/A | #N/A | #N/A | #N/A | #N/A
TRUE | QLD | QTRL | Tarong | Energy Queensland | Shoulder | Non-coincident | 2018 | ACTUAL_RAW | 14.9821 | 43.3735 | QLD Tarong |  |  | FALSE | #N/A | #N/A | #N/A | #N/A | #N/A | #N/A | #N/A | #N/A | #N/A | #N/A
TRUE | QLD | QTRL | Tarong | Energy Queensland | Shoulder | Non-coincident | 2018 | ACTUAL_OPG | 14.9821 | 43.3735 | QLD Tarong |  |  | FALSE | #N/A | #N/A | #N/A | #N/A | #N/A | #N/A | #N/A | #N/A | #N/A | #N/A
TRUE | QLD | QTRL | Tarong | Energy Queensland | Shoulder | Non-coincident | 2018 | ACTUAL_ADJUSTEDOPG | 14.9821 | 43.3735 | QLD Tarong |  |  | FALSE | #N/A | #N/A | #N/A | #N/A | #N/A | #N/A | #N/A | #N/A | #N/A | #N/A
TRUE | QLD | QTRL | Tarong | Energy Queensland | Shoulder | Coincident | 2019 | ACTUAL_OPG | 24.7974 | 33.4087 | QLD Tarong |  |  | FALSE | #N/A | #N/A | #N/A | #N/A | #N/A | #N/A | #N/A | #N/A | #N/A | #N/A
TRUE | QLD | QTRL | Tarong | Energy Queensland | Shoulder | Coincident | 2019 | ACTUAL_RAW | 24.7974 | 33.4087 | QLD Tarong |  |  | FALSE | #N/A | #N/A | #N/A | #N/A | #N/A | #N/A | #N/A | #N/A | #N/A | #N/A
TRUE | QLD | QTRL | Tarong | Energy Queensland | Shoulder | Non-coincident | 2019 | ACTUAL_RAW | 11.3029 | 41.4676 | QLD Tarong |  |  | FALSE | #N/A | #N/A | #N/A | #N/A | #N/A | #N/A | #N/A | #N/A | #N/A | #N/A
TRUE | QLD | QTRL | Tarong | Energy Queensland | Shoulder | Non-coincident | 2019 | ACTUAL_OPG | 11.3029 | 41.4676 | QLD Tarong |  |  | FALSE | #N/A | #N/A | #N/A | #N/A | #N/A | #N/A | #N/A | #N/A | #N/A | #N/A
TRUE | QLD | QTRL | Tarong | Energy Queensland | Shoulder | Non-coincident | 2019 | ACTUAL_ADJUSTEDOPG | 11.3029 | 41.4676 | QLD Tarong |  |  | FALSE | #N/A | #N/A | #N/A | #N/A | #N/A | #N/A | #N/A | #N/A | #N/A | #N/A
TRUE | QLD | QTRL | Tarong | Energy Queensland | Shoulder | Non-coincident | 2019 | BASEYEARPOE90 | 10.9035 | NA | QLD Tarong |  |  | FALSE | #N/A | #N/A | #N/A | #N/A | #N/A | #N/A | #N/A | #N/A | #N/A | #N/A
TRUE | QLD | QTRL | Tarong | Energy Queensland | Shoulder | Non-coincident | 2019 | BASEYEARPOE50 | 12.0197 | 40.3762 | QLD Tarong |  |  | FALSE | #N/A | #N/A | #N/A | #N/A | #N/A | #N/A | #N/A | #N/A | #N/A | #N/A
TRUE | QLD | QTRL | Tarong | Energy Queensland | Shoulder | Coincident | 2020 | ACTUAL_OPG | 17.543 | 36.516 | QLD Tarong |  |  | FALSE | #N/A | #N/A | #N/A | #N/A | #N/A | #N/A | #N/A | #N/A | #N/A | #N/A
TRUE | QLD | QTRL | Tarong | Energy Queensland | Shoulder | Coincident | 2020 | ACTUAL_RAW | 17.543 | 36.516 | QLD Tarong |  |  | FALSE | #N/A | #N/A | #N/A | #N/A | #N/A | #N/A | #N/A | #N/A | #N/A | #N/A
TRUE | QLD | QTRL | Tarong | Energy Queensland | Shoulder | Non-coincident | 2020 | ACTUAL_RAW | 10.8249 | 40.0702 | QLD Tarong |  |  | FALSE | #N/A | #N/A | #N/A | #N/A | #N/A | #N/A | #N/A | #N/A | #N/A | #N/A
TRUE | QLD | QTRL | Tarong | Energy Queensland | Shoulder | Non-coincident | 2020 | ACTUAL_OPG | 10.8249 | 40.0702 | QLD Tarong |  |  | FALSE | #N/A | #N/A | #N/A | #N/A | #N/A | #N/A | #N/A | #N/A | #N/A | #N/A
TRUE | QLD | QTRL | Tarong | Energy Queensland | Shoulder | Non-coincident | 2020 | ACTUAL_ADJUSTEDOPG | 10.8249 | 40.0702 | QLD Tarong |  |  | FALSE | #N/A | #N/A | #N/A | #N/A | #N/A | #N/A | #N/A | #N/A | #N/A | #N/A
TRUE | QLD | QTRL | Tarong | Energy Queensland | Shoulder | Coincident_unreconciled | 2021 | POE50 | 16.9824 | NA | QLD Tarong |  |  | FALSE | #N/A | #N/A | #N/A | #N/A | #N/A | #N/A | #N/A | #N/A | #N/A | #N/A
TRUE | QLD | QTRL | Tarong | Energy Queensland | Shoulder | Coincident_unreconciled | 2021 | POE90 | 15.038 | NA | QLD Tarong |  |  | FALSE | #N/A | #N/A | #N/A | #N/A | #N/A | #N/A | #N/A | #N/A | #N/A | #N/A
TRUE | QLD | QTRL | Tarong | Energy Queensland | Shoulder | Non-coincident | 2021 | POE50 | 10 | 40.6095 | QLD Tarong |  |  | FALSE | #N/A | #N/A | #N/A | #N/A | #N/A | #N/A | #N/A | #N/A | #N/A | #N/A
TRUE | QLD | QTRL | Tarong | Energy Queensland | Shoulder | Non-coincident | 2021 | POE90 | 9.0478 | NA | QLD Tarong |  |  | FALSE | #N/A | #N/A | #N/A | #N/A | #N/A | #N/A | #N/A | #N/A | #N/A | #N/A
TRUE | QLD | QTRL | Tarong | Energy Queensland | Shoulder | Coincident_unreconciled | 2022 | POE50 | 15.0122 | NA | QLD Tarong |  |  | FALSE | #N/A | #N/A | #N/A | #N/A | #N/A | #N/A | #N/A | #N/A | #N/A | #N/A
TRUE | QLD | QTRL | Tarong | Energy Queensland | Shoulder | Coincident_unreconciled | 2022 | POE90 | 13.0511 | NA | QLD Tarong |  |  | FALSE | #N/A | #N/A | #N/A | #N/A | #N/A | #N/A | #N/A | #N/A | #N/A | #N/A
TRUE | QLD | QTRL | Tarong | Energy Queensland | Shoulder | Non-coincident | 2022 | POE50 | 9.3219 | 40.7191 | QLD Tarong |  |  | FALSE | #N/A | #N/A | #N/A | #N/A | #N/A | #N/A | #N/A | #N/A | #N/A | #N/A
TRUE | QLD | QTRL | Tarong | Energy Queensland | Shoulder | Non-coincident | 2022 | POE90 | 8.5136 | NA | QLD Tarong |  |  | FALSE | #N/A | #N/A | #N/A | #N/A | #N/A | #N/A | #N/A | #N/A | #N/A | #N/A
TRUE | QLD | QTRL | Tarong | Energy Queensland | Shoulder | Coincident_unreconciled | 2023 | POE50 | 13.4011 | NA | QLD Tarong |  |  | FALSE | #N/A | #N/A | #N/A | #N/A | #N/A | #N/A | #N/A | #N/A | #N/A | #N/A
TRUE | QLD | QTRL | Tarong | Energy Queensland | Shoulder | Coincident_unreconciled | 2023 | POE90 | 11.4162 | NA | QLD Tarong |  |  | FALSE | #N/A | #N/A | #N/A | #N/A | #N/A | #N/A | #N/A | #N/A | #N/A | #N/A
TRUE | QLD | QTRL | Tarong | Energy Queensland | Shoulder | Non-coincident | 2023 | POE50 | 8.7673 | 40.8784 | QLD Tarong |  |  | FALSE | #N/A | #N/A | #N/A | #N/A | #N/A | #N/A | #N/A | #N/A | #N/A | #N/A
TRUE | QLD | QTRL | Tarong | Energy Queensland | Shoulder | Non-coincident | 2023 | POE90 | 8.074 | NA | QLD Tarong |  |  | FALSE | #N/A | #N/A | #N/A | #N/A | #N/A | #N/A | #N/A | #N/A | #N/A | #N/A
TRUE | QLD | QTRL | Tarong | Energy Queensland | Shoulder | Coincident_unreconciled | 2024 | POE50 | 12.1174 | NA | QLD Tarong |  |  | FALSE | #N/A | #N/A | #N/A | #N/A | #N/A | #N/A | #N/A | #N/A | #N/A | #N/A
TRUE | QLD | QTRL | Tarong | Energy Queensland | Shoulder | Coincident_unreconciled | 2024 | POE90 | 10.1088 | NA | QLD Tarong |  |  | FALSE | #N/A | #N/A | #N/A | #N/A | #N/A | #N/A | #N/A | #N/A | #N/A | #N/A
TRUE | QLD | QTRL | Tarong | Energy Queensland | Shoulder | Non-coincident | 2024 | POE50 | 8.3255 | 41.0157 | QLD Tarong |  |  | FALSE | #N/A | #N/A | #N/A | #N/A | #N/A | #N/A | #N/A | #N/A | #N/A | #N/A
TRUE | QLD | QTRL | Tarong | Energy Queensland | Shoulder | Non-coincident | 2024 | POE90 | 7.6341 | NA | QLD Tarong |  |  | FALSE | #N/A | #N/A | #N/A | #N/A | #N/A | #N/A | #N/A | #N/A | #N/A | #N/A
TRUE | QLD | QTRL | Tarong | Energy Queensland | Shoulder | Coincident_unreconciled | 2025 | POE50 | 11.0447 | NA | QLD Tarong |  |  | FALSE | #N/A | #N/A | #N/A | #N/A | #N/A | #N/A | #N/A | #N/A | #N/A | #N/A
TRUE | QLD | QTRL | Tarong | Energy Queensland | Shoulder | Coincident_unreconciled | 2025 | POE90 | 9.0124 | NA | QLD Tarong |  |  | FALSE | #N/A | #N/A | #N/A | #N/A | #N/A | #N/A | #N/A | #N/A | #N/A | #N/A
TRUE | QLD | QTRL | Tarong | Energy Queensland | Shoulder | Non-coincident | 2025 | POE50 | 7.9562 | 41.1339 | QLD Tarong |  |  | FALSE | #N/A | #N/A | #N/A | #N/A | #N/A | #N/A | #N/A | #N/A | #N/A | #N/A
TRUE | QLD | QTRL | Tarong | Energy Queensland | Shoulder | Non-coincident | 2025 | POE90 | 7.2567 | NA | QLD Tarong |  |  | FALSE | #N/A | #N/A | #N/A | #N/A | #N/A | #N/A | #N/A | #N/A | #N/A | #N/A
TRUE | QLD | QTRL | Tarong | Energy Queensland | Shoulder | Coincident_unreconciled | 2026 | POE50 | 10.0773 | NA | QLD Tarong |  |  | FALSE | #N/A | #N/A | #N/A | #N/A | #N/A | #N/A | #N/A | #N/A | #N/A | #N/A
TRUE | QLD | QTRL | Tarong | Energy Queensland | Shoulder | Coincident_unreconciled | 2026 | POE90 | 8.0212 | NA | QLD Tarong |  |  | FALSE | #N/A | #N/A | #N/A | #N/A | #N/A | #N/A | #N/A | #N/A | #N/A | #N/A
TRUE | QLD | QTRL | Tarong | Energy Queensland | Shoulder | Non-coincident | 2026 | POE50 | 7.6232 | 41.252 | QLD Tarong |  |  | FALSE | #N/A | #N/A | #N/A | #N/A | #N/A | #N/A | #N/A | #N/A | #N/A | #N/A
TRUE | QLD | QTRL | Tarong | Energy Queensland | Shoulder | Non-coincident | 2026 | POE90 | 6.9155 | NA | QLD Tarong |  |  | FALSE | #N/A | #N/A | #N/A | #N/A | #N/A | #N/A | #N/A | #N/A | #N/A | #N/A
TRUE | QLD | QTRL | Tarong | Energy Queensland | Shoulder | Coincident_unreconciled | 2027 | POE50 | 9.3645 | NA | QLD Tarong |  |  | FALSE | #N/A | #N/A | #N/A | #N/A | #N/A | #N/A | #N/A | #N/A | #N/A | #N/A
TRUE | QLD | QTRL | Tarong | Energy Queensland | Shoulder | Coincident_unreconciled | 2027 | POE90 | 7.2848 | NA | QLD Tarong |  |  | FALSE | #N/A | #N/A | #N/A | #N/A | #N/A | #N/A | #N/A | #N/A | #N/A | #N/A
TRUE | QLD | QTRL | Tarong | Energy Queensland | Shoulder | Non-coincident | 2027 | POE50 | 7.3779 | 41.372 | QLD Tarong |  |  | FALSE | #N/A | #N/A | #N/A | #N/A | #N/A | #N/A | #N/A | #N/A | #N/A | #N/A
TRUE | QLD | QTRL | Tarong | Energy Queensland | Shoulder | Non-coincident | 2027 | POE90 | 6.662 | NA | QLD Tarong |  |  | FALSE | #N/A | #N/A | #N/A | #N/A | #N/A | #N/A | #N/A | #N/A | #N/A | #N/A
TRUE | QLD | QTRL | Tarong | Energy Queensland | Shoulder | Coincident_unreconciled | 2028 | POE50 | 8.8857 | NA | QLD Tarong |  |  | FALSE | #N/A | #N/A | #N/A | #N/A | #N/A | #N/A | #N/A | #N/A | #N/A | #N/A
TRUE | QLD | QTRL | Tarong | Energy Queensland | Shoulder | Coincident_unreconciled | 2028 | POE90 | 6.7826 | NA | QLD Tarong |  |  | FALSE | #N/A | #N/A | #N/A | #N/A | #N/A | #N/A | #N/A | #N/A | #N/A | #N/A
TRUE | QLD | QTRL | Tarong | Energy Queensland | Shoulder | Non-coincident | 2028 | POE50 | 7.2131 | 41.5275 | QLD Tarong |  |  | FALSE | #N/A | #N/A | #N/A | #N/A | #N/A | #N/A | #N/A | #N/A | #N/A | #N/A
TRUE | QLD | QTRL | Tarong | Energy Queensland | Shoulder | Non-coincident | 2028 | POE90 | 6.4892 | NA | QLD Tarong |  |  | FALSE | #N/A | #N/A | #N/A | #N/A | #N/A | #N/A | #N/A | #N/A | #N/A | #N/A
TRUE | QLD | QTRL | Tarong | Energy Queensland | Shoulder | Coincident_unreconciled | 2029 | POE50 | 8.4159 | NA | QLD Tarong |  |  | FALSE | #N/A | #N/A | #N/A | #N/A | #N/A | #N/A | #N/A | #N/A | #N/A | #N/A
TRUE | QLD | QTRL | Tarong | Energy Queensland | Shoulder | Coincident_unreconciled | 2029 | POE90 | 6.2895 | NA | QLD Tarong |  |  | FALSE | #N/A | #N/A | #N/A | #N/A | #N/A | #N/A | #N/A | #N/A | #N/A | #N/A
TRUE | QLD | QTRL | Tarong | Energy Queensland | Shoulder | Non-coincident | 2029 | POE50 | 7.0514 | 41.7527 | QLD Tarong |  |  | FALSE | #N/A | #N/A | #N/A | #N/A | #N/A | #N/A | #N/A | #N/A | #N/A | #N/A
TRUE | QLD | QTRL | Tarong | Energy Queensland | Shoulder | Non-coincident | 2029 | POE90 | 6.3194 | NA | QLD Tarong |  |  | FALSE | #N/A | #N/A | #N/A | #N/A | #N/A | #N/A | #N/A | #N/A | #N/A | #N/A
TRUE | QLD | QTRL | Tarong | Energy Queensland | Shoulder | Coincident_unreconciled | 2030 | POE50 | 8.1816 | NA | QLD Tarong |  |  | FALSE | #N/A | #N/A | #N/A | #N/A | #N/A | #N/A | #N/A | #N/A | #N/A | #N/A
TRUE | QLD | QTRL | Tarong | Energy Queensland | Shoulder | Coincident_unreconciled | 2030 | POE90 | 6.0317 | NA | QLD Tarong |  |  | FALSE | #N/A | #N/A | #N/A | #N/A | #N/A | #N/A | #N/A | #N/A | #N/A | #N/A
TRUE | QLD | QTRL | Tarong | Energy Queensland | Shoulder | Non-coincident | 2030 | POE50 | 6.9707 | 42.0138 | QLD Tarong |  |  | FALSE | #N/A | #N/A | #N/A | #N/A | #N/A | #N/A | #N/A | #N/A | #N/A | #N/A
TRUE | QLD | QTRL | Tarong | Energy Queensland | Shoulder | Non-coincident | 2030 | POE90 | 6.2307 | NA | QLD Tarong |  |  | FALSE | #N/A | #N/A | #N/A | #N/A | #N/A | #N/A | #N/A | #N/A | #N/A | #N/A
TRUE | QLD | QTRL | Tarong | Energy Queensland | Summer | Coincident | 2017 | ACTUAL_OPG | 14.633 | 37.1474 | QLD Tarong |  |  | FALSE | #N/A | #N/A | #N/A | #N/A | #N/A | #N/A | #N/A | #N/A | #N/A | #N/A
TRUE | QLD | QTRL | Tarong | Energy Queensland | Summer | Coincident | 2017 | ACTUAL_RAW | 14.633 | 37.1474 | QLD Tarong |  |  | FALSE | #N/A | #N/A | #N/A | #N/A | #N/A | #N/A | #N/A | #N/A | #N/A | #N/A
TRUE | QLD | QTRL | Tarong | Energy Queensland | Summer | Non-coincident | 2017 | ACTUAL_RAW | 1.2973 | 44.2977 | QLD Tarong |  |  | FALSE | #N/A | #N/A | #N/A | #N/A | #N/A | #N/A | #N/A | #N/A | #N/A | #N/A
TRUE | QLD | QTRL | Tarong | Energy Queensland | Summer | Non-coincident | 2017 | ACTUAL_OPG | 1.2973 | 44.2977 | QLD Tarong |  |  | FALSE | #N/A | #N/A | #N/A | #N/A | #N/A | #N/A | #N/A | #N/A | #N/A | #N/A
TRUE | QLD | QTRL | Tarong | Energy Queensland | Summer | Non-coincident | 2017 | ACTUAL_ADJUSTEDOPG | 11.1063 | 44.2977 | QLD Tarong |  |  | FALSE | #N/A | #N/A | #N/A | #N/A | #N/A | #N/A | #N/A | #N/A | #N/A | #N/A
TRUE | QLD | QTRL | Tarong | Energy Queensland | Summer | Coincident | 2018 | ACTUAL_OPG | 19.563 | 36.5554 | QLD Tarong |  |  | FALSE | #N/A | #N/A | #N/A | #N/A | #N/A | #N/A | #N/A | #N/A | #N/A | #N/A
TRUE | QLD | QTRL | Tarong | Energy Queensland | Summer | Coincident | 2018 | ACTUAL_RAW | 19.563 | 36.5554 | QLD Tarong |  |  | FALSE | #N/A | #N/A | #N/A | #N/A | #N/A | #N/A | #N/A | #N/A | #N/A | #N/A
TRUE | QLD | QTRL | Tarong | Energy Queensland | Summer | Non-coincident | 2018 | ACTUAL_RAW | 11.8597 | 44.0166 | QLD Tarong |  |  | FALSE | #N/A | #N/A | #N/A | #N/A | #N/A | #N/A | #N/A | #N/A | #N/A | #N/A
TRUE | QLD | QTRL | Tarong | Energy Queensland | Summer | Non-coincident | 2018 | ACTUAL_OPG | 11.8597 | 44.0166 | QLD Tarong |  |  | FALSE | #N/A | #N/A | #N/A | #N/A | #N/A | #N/A | #N/A | #N/A | #N/A | #N/A
TRUE | QLD | QTRL | Tarong | Energy Queensland | Summer | Non-coincident | 2018 | ACTUAL_ADJUSTEDOPG | 11.8597 | 44.0166 | QLD Tarong |  |  | FALSE | #N/A | #N/A | #N/A | #N/A | #N/A | #N/A | #N/A | #N/A | #N/A | #N/A
TRUE | QLD | QTRL | Tarong | Energy Queensland | Summer | Coincident | 2019 | ACTUAL_OPG | 15.184 | 44.8498 | QLD Tarong |  |  | FALSE | #N/A | #N/A | #N/A | #N/A | #N/A | #N/A | #N/A | #N/A | #N/A | #N/A
TRUE | QLD | QTRL | Tarong | Energy Queensland | Summer | Coincident | 2019 | ACTUAL_RAW | 15.184 | 44.8498 | QLD Tarong |  |  | FALSE | #N/A | #N/A | #N/A | #N/A | #N/A | #N/A | #N/A | #N/A | #N/A | #N/A
TRUE | QLD | QTRL | Tarong | Energy Queensland | Summer | Non-coincident | 2019 | ACTUAL_RAW | 9.8905 | 45.7125 | QLD Tarong |  |  | FALSE | #N/A | #N/A | #N/A | #N/A | #N/A | #N/A | #N/A | #N/A | #N/A | #N/A
TRUE | QLD | QTRL | Tarong | Energy Queensland | Summer | Non-coincident | 2019 | ACTUAL_OPG | 9.8905 | 45.7125 | QLD Tarong |  |  | FALSE | #N/A | #N/A | #N/A | #N/A | #N/A | #N/A | #N/A | #N/A | #N/A | #N/A
TRUE | QLD | QTRL | Tarong | Energy Queensland | Summer | Non-coincident | 2019 | ACTUAL_ADJUSTEDOPG | 9.8905 | 45.7125 | QLD Tarong |  |  | FALSE | #N/A | #N/A | #N/A | #N/A | #N/A | #N/A | #N/A | #N/A | #N/A | #N/A
TRUE | QLD | QTRL | Tarong | Energy Queensland | Summer | Non-coincident | 2019 | BASEYEARPOE90 | 10.6719 | NA | QLD Tarong |  |  | FALSE | #N/A | #N/A | #N/A | #N/A | #N/A | #N/A | #N/A | #N/A | #N/A | #N/A
TRUE | QLD | QTRL | Tarong | Energy Queensland | Summer | Non-coincident | 2019 | BASEYEARPOE50 | 12.8302 | 45.3538 | QLD Tarong |  |  | FALSE | #N/A | #N/A | #N/A | #N/A | #N/A | #N/A | #N/A | #N/A | #N/A | #N/A
TRUE | QLD | QTRL | Tarong | Energy Queensland | Summer | Coincident | 2020 | ACTUAL_OPG | 11.8383 | 45.9131 | QLD Tarong |  |  | FALSE | #N/A | #N/A | #N/A | #N/A | #N/A | #N/A | #N/A | #N/A | #N/A | #N/A
TRUE | QLD | QTRL | Tarong | Energy Queensland | Summer | Coincident | 2020 | ACTUAL_RAW | 11.8383 | 45.9131 | QLD Tarong |  |  | FALSE | #N/A | #N/A | #N/A | #N/A | #N/A | #N/A | #N/A | #N/A | #N/A | #N/A
TRUE | QLD | QTRL | Tarong | Energy Queensland | Summer | Non-coincident | 2020 | ACTUAL_RAW | 10.6924 | 48.068 | QLD Tarong |  |  | FALSE | #N/A | #N/A | #N/A | #N/A | #N/A | #N/A | #N/A | #N/A | #N/A | #N/A
TRUE | QLD | QTRL | Tarong | Energy Queensland | Summer | Non-coincident | 2020 | ACTUAL_OPG | 10.6924 | 48.068 | QLD Tarong |  |  | FALSE | #N/A | #N/A | #N/A | #N/A | #N/A | #N/A | #N/A | #N/A | #N/A | #N/A
TRUE | QLD | QTRL | Tarong | Energy Queensland | Summer | Non-coincident | 2020 | ACTUAL_ADJUSTEDOPG | 10.6924 | 48.068 | QLD Tarong |  |  | FALSE | #N/A | #N/A | #N/A | #N/A | #N/A | #N/A | #N/A | #N/A | #N/A | #N/A
TRUE | QLD | QTRL | Tarong | Energy Queensland | Summer | Coincident_unreconciled | 2021 | POE50 | 14 | NA | QLD Tarong |  |  | FALSE | #N/A | #N/A | #N/A | #N/A | #N/A | #N/A | #N/A | #N/A | #N/A | #N/A
TRUE | QLD | QTRL | Tarong | Energy Queensland | Summer | Coincident_unreconciled | 2021 | POE90 | 9.0732 | NA | QLD Tarong |  |  | FALSE | #N/A | #N/A | #N/A | #N/A | #N/A | #N/A | #N/A | #N/A | #N/A | #N/A
TRUE | QLD | QTRL | Tarong | Energy Queensland | Summer | Non-coincident | 2021 | POE50 | 10 | 45.6811 | QLD Tarong |  |  | FALSE | #N/A | #N/A | #N/A | #N/A | #N/A | #N/A | #N/A | #N/A | #N/A | #N/A
TRUE | QLD | QTRL | Tarong | Energy Queensland | Summer | Non-coincident | 2021 | POE90 | 8.077 | NA | QLD Tarong |  |  | FALSE | #N/A | #N/A | #N/A | #N/A | #N/A | #N/A | #N/A | #N/A | #N/A | #N/A
TRUE | QLD | QTRL | Tarong | Energy Queensland | Summer | Coincident_unreconciled | 2022 | POE50 | 12.2669 | NA | QLD Tarong |  |  | FALSE | #N/A | #N/A | #N/A | #N/A | #N/A | #N/A | #N/A | #N/A | #N/A | #N/A
TRUE | QLD | QTRL | Tarong | Energy Queensland | Summer | Coincident_unreconciled | 2022 | POE90 | 7.3219 | NA | QLD Tarong |  |  | FALSE | #N/A | #N/A | #N/A | #N/A | #N/A | #N/A | #N/A | #N/A | #N/A | #N/A
TRUE | QLD | QTRL | Tarong | Energy Queensland | Summer | Non-coincident | 2022 | POE50 | 9.3235 | 45.7862 | QLD Tarong |  |  | FALSE | #N/A | #N/A | #N/A | #N/A | #N/A | #N/A | #N/A | #N/A | #N/A | #N/A
TRUE | QLD | QTRL | Tarong | Energy Queensland | Summer | Non-coincident | 2022 | POE90 | 7.3934 | NA | QLD Tarong |  |  | FALSE | #N/A | #N/A | #N/A | #N/A | #N/A | #N/A | #N/A | #N/A | #N/A | #N/A
TRUE | QLD | QTRL | Tarong | Energy Queensland | Summer | Coincident_unreconciled | 2023 | POE50 | 10.8838 | NA | QLD Tarong |  |  | FALSE | #N/A | #N/A | #N/A | #N/A | #N/A | #N/A | #N/A | #N/A | #N/A | #N/A
TRUE | QLD | QTRL | Tarong | Energy Queensland | Summer | Coincident_unreconciled | 2023 | POE90 | 5.913 | NA | QLD Tarong |  |  | FALSE | #N/A | #N/A | #N/A | #N/A | #N/A | #N/A | #N/A | #N/A | #N/A | #N/A
TRUE | QLD | QTRL | Tarong | Energy Queensland | Summer | Non-coincident | 2023 | POE50 | 8.7837 | 45.9534 | QLD Tarong |  |  | FALSE | #N/A | #N/A | #N/A | #N/A | #N/A | #N/A | #N/A | #N/A | #N/A | #N/A
TRUE | QLD | QTRL | Tarong | Energy Queensland | Summer | Non-coincident | 2023 | POE90 | 6.8435 | NA | QLD Tarong |  |  | FALSE | #N/A | #N/A | #N/A | #N/A | #N/A | #N/A | #N/A | #N/A | #N/A | #N/A
TRUE | QLD | QTRL | Tarong | Energy Queensland | Summer | Coincident_unreconciled | 2024 | POE50 | 9.7667 | NA | QLD Tarong |  |  | FALSE | #N/A | #N/A | #N/A | #N/A | #N/A | #N/A | #N/A | #N/A | #N/A | #N/A
TRUE | QLD | QTRL | Tarong | Energy Queensland | Summer | Coincident_unreconciled | 2024 | POE90 | 4.7702 | NA | QLD Tarong |  |  | FALSE | #N/A | #N/A | #N/A | #N/A | #N/A | #N/A | #N/A | #N/A | #N/A | #N/A
TRUE | QLD | QTRL | Tarong | Energy Queensland | Summer | Non-coincident | 2024 | POE50 | 8.3476 | 46.1069 | QLD Tarong |  |  | FALSE | #N/A | #N/A | #N/A | #N/A | #N/A | #N/A | #N/A | #N/A | #N/A | #N/A
TRUE | QLD | QTRL | Tarong | Energy Queensland | Summer | Non-coincident | 2024 | POE90 | 6.3974 | NA | QLD Tarong |  |  | FALSE | #N/A | #N/A | #N/A | #N/A | #N/A | #N/A | #N/A | #N/A | #N/A | #N/A
TRUE | QLD | QTRL | Tarong | Energy Queensland | Summer | Coincident_unreconciled | 2025 | POE50 | 8.8236 | NA | QLD Tarong |  |  | FALSE | #N/A | #N/A | #N/A | #N/A | #N/A | #N/A | #N/A | #N/A | #N/A | #N/A
TRUE | QLD | QTRL | Tarong | Energy Queensland | Summer | Coincident_unreconciled | 2025 | POE90 | 3.8014 | NA | QLD Tarong |  |  | FALSE | #N/A | #N/A | #N/A | #N/A | #N/A | #N/A | #N/A | #N/A | #N/A | #N/A
TRUE | QLD | QTRL | Tarong | Energy Queensland | Summer | Non-coincident | 2025 | POE50 | 7.9795 | 46.2507 | QLD Tarong |  |  | FALSE | #N/A | #N/A | #N/A | #N/A | #N/A | #N/A | #N/A | #N/A | #N/A | #N/A
TRUE | QLD | QTRL | Tarong | Energy Queensland | Summer | Non-coincident | 2025 | POE90 | 6.0193 | NA | QLD Tarong |  |  | FALSE | #N/A | #N/A | #N/A | #N/A | #N/A | #N/A | #N/A | #N/A | #N/A | #N/A
TRUE | QLD | QTRL | Tarong | Energy Queensland | Summer | Coincident_unreconciled | 2026 | POE50 | 7.9642 | NA | QLD Tarong |  |  | FALSE | #N/A | #N/A | #N/A | #N/A | #N/A | #N/A | #N/A | #N/A | #N/A | #N/A
TRUE | QLD | QTRL | Tarong | Energy Queensland | Summer | Coincident_unreconciled | 2026 | POE90 | 2.9162 | NA | QLD Tarong |  |  | FALSE | #N/A | #N/A | #N/A | #N/A | #N/A | #N/A | #N/A | #N/A | #N/A | #N/A
TRUE | QLD | QTRL | Tarong | Energy Queensland | Summer | Non-coincident | 2026 | POE50 | 7.6441 | 46.4002 | QLD Tarong |  |  | FALSE | #N/A | #N/A | #N/A | #N/A | #N/A | #N/A | #N/A | #N/A | #N/A | #N/A
TRUE | QLD | QTRL | Tarong | Energy Queensland | Summer | Non-coincident | 2026 | POE90 | 5.6738 | NA | QLD Tarong |  |  | FALSE | #N/A | #N/A | #N/A | #N/A | #N/A | #N/A | #N/A | #N/A | #N/A | #N/A
TRUE | QLD | QTRL | Tarong | Energy Queensland | Summer | Coincident_unreconciled | 2027 | POE50 | 7.3334 | NA | QLD Tarong |  |  | FALSE | #N/A | #N/A | #N/A | #N/A | #N/A | #N/A | #N/A | #N/A | #N/A | #N/A
TRUE | QLD | QTRL | Tarong | Energy Queensland | Summer | Coincident_unreconciled | 2027 | POE90 | 2.2598 | NA | QLD Tarong |  |  | FALSE | #N/A | #N/A | #N/A | #N/A | #N/A | #N/A | #N/A | #N/A | #N/A | #N/A
TRUE | QLD | QTRL | Tarong | Energy Queensland | Summer | Non-coincident | 2027 | POE50 | 7.3979 | 46.5581 | QLD Tarong |  |  | FALSE | #N/A | #N/A | #N/A | #N/A | #N/A | #N/A | #N/A | #N/A | #N/A | #N/A
TRUE | QLD | QTRL | Tarong | Energy Queensland | Summer | Non-coincident | 2027 | POE90 | 5.4176 | NA | QLD Tarong |  |  | FALSE | #N/A | #N/A | #N/A | #N/A | #N/A | #N/A | #N/A | #N/A | #N/A | #N/A
TRUE | QLD | QTRL | Tarong | Energy Queensland | Summer | Coincident_unreconciled | 2028 | POE50 | 6.9089 | NA | QLD Tarong |  |  | FALSE | #N/A | #N/A | #N/A | #N/A | #N/A | #N/A | #N/A | #N/A | #N/A | #N/A
TRUE | QLD | QTRL | Tarong | Energy Queensland | Summer | Coincident_unreconciled | 2028 | POE90 | 1.81 | NA | QLD Tarong |  |  | FALSE | #N/A | #N/A | #N/A | #N/A | #N/A | #N/A | #N/A | #N/A | #N/A | #N/A
TRUE | QLD | QTRL | Tarong | Energy Queensland | Summer | Non-coincident | 2028 | POE50 | 7.2322 | 46.7512 | QLD Tarong |  |  | FALSE | #N/A | #N/A | #N/A | #N/A | #N/A | #N/A | #N/A | #N/A | #N/A | #N/A
TRUE | QLD | QTRL | Tarong | Energy Queensland | Summer | Non-coincident | 2028 | POE90 | 5.242 | NA | QLD Tarong |  |  | FALSE | #N/A | #N/A | #N/A | #N/A | #N/A | #N/A | #N/A | #N/A | #N/A | #N/A
TRUE | QLD | QTRL | Tarong | Energy Queensland | Summer | Coincident_unreconciled | 2029 | POE50 | 6.5003 | NA | QLD Tarong |  |  | FALSE | #N/A | #N/A | #N/A | #N/A | #N/A | #N/A | #N/A | #N/A | #N/A | #N/A
TRUE | QLD | QTRL | Tarong | Energy Queensland | Summer | Coincident_unreconciled | 2029 | POE90 | 1.376 | NA | QLD Tarong |  |  | FALSE | #N/A | #N/A | #N/A | #N/A | #N/A | #N/A | #N/A | #N/A | #N/A | #N/A
TRUE | QLD | QTRL | Tarong | Energy Queensland | Summer | Non-coincident | 2029 | POE50 | 7.0727 | 47.0045 | QLD Tarong |  |  | FALSE | #N/A | #N/A | #N/A | #N/A | #N/A | #N/A | #N/A | #N/A | #N/A | #N/A
TRUE | QLD | QTRL | Tarong | Energy Queensland | Summer | Non-coincident | 2029 | POE90 | 5.0726 | NA | QLD Tarong |  |  | FALSE | #N/A | #N/A | #N/A | #N/A | #N/A | #N/A | #N/A | #N/A | #N/A | #N/A
TRUE | QLD | QTRL | Tarong | Energy Queensland | Summer | Coincident_unreconciled | 2030 | POE50 | 6.3206 | NA | QLD Tarong |  |  | FALSE | #N/A | #N/A | #N/A | #N/A | #N/A | #N/A | #N/A | #N/A | #N/A | #N/A
TRUE | QLD | QTRL | Tarong | Energy Queensland | Summer | Coincident_unreconciled | 2030 | POE90 | 1.1708 | NA | QLD Tarong |  |  | FALSE | #N/A | #N/A | #N/A | #N/A | #N/A | #N/A | #N/A | #N/A | #N/A | #N/A
TRUE | QLD | QTRL | Tarong | Energy Queensland | Summer | Non-coincident | 2030 | POE50 | 7.0026 | 47.2922 | QLD Tarong |  |  | FALSE | #N/A | #N/A | #N/A | #N/A | #N/A | #N/A | #N/A | #N/A | #N/A | #N/A
TRUE | QLD | QTRL | Tarong | Energy Queensland | Summer | Non-coincident | 2030 | POE90 | 4.9925 | NA | QLD Tarong |  |  | FALSE | #N/A | #N/A | #N/A | #N/A | #N/A | #N/A | #N/A | #N/A | #N/A | #N/A
TRUE | QLD | QTRL | Tarong | Energy Queensland | Winter | Coincident | 2016 | ACTUAL_OPG | 19.6731 | 36.466 | QLD Tarong |  |  | FALSE | #N/A | #N/A | #N/A | #N/A | #N/A | #N/A | #N/A | #N/A | #N/A | #N/A
TRUE | QLD | QTRL | Tarong | Energy Queensland | Winter | Coincident | 2016 | ACTUAL_RAW | 19.6731 | 36.466 | QLD Tarong |  |  | FALSE | #N/A | #N/A | #N/A | #N/A | #N/A | #N/A | #N/A | #N/A | #N/A | #N/A
TRUE | QLD | QTRL | Tarong | Energy Queensland | Winter | Non-coincident | 2016 | ACTUAL_RAW | 12.7716 | 38.2806 | QLD Tarong |  |  | FALSE | #N/A | #N/A | #N/A | #N/A | #N/A | #N/A | #N/A | #N/A | #N/A | #N/A
TRUE | QLD | QTRL | Tarong | Energy Queensland | Winter | Non-coincident | 2016 | ACTUAL_OPG | 12.7716 | 38.2806 | QLD Tarong |  |  | FALSE | #N/A | #N/A | #N/A | #N/A | #N/A | #N/A | #N/A | #N/A | #N/A | #N/A
TRUE | QLD | QTRL | Tarong | Energy Queensland | Winter | Non-coincident | 2016 | ACTUAL_ADJUSTEDOPG | 12.7716 | 38.2806 | QLD Tarong |  |  | FALSE | #N/A | #N/A | #N/A | #N/A | #N/A | #N/A | #N/A | #N/A | #N/A | #N/A
TRUE | QLD | QTRL | Tarong | Energy Queensland | Winter | Coincident | 2017 | ACTUAL_OPG | 20.6924 | 38.9654 | QLD Tarong |  |  | FALSE | #N/A | #N/A | #N/A | #N/A | #N/A | #N/A | #N/A | #N/A | #N/A | #N/A
TRUE | QLD | QTRL | Tarong | Energy Queensland | Winter | Coincident | 2017 | ACTUAL_RAW | 20.6924 | 38.9654 | QLD Tarong |  |  | FALSE | #N/A | #N/A | #N/A | #N/A | #N/A | #N/A | #N/A | #N/A | #N/A | #N/A
TRUE | QLD | QTRL | Tarong | Energy Queensland | Winter | Non-coincident | 2017 | ACTUAL_RAW | 14.3563 | 40.8475 | QLD Tarong |  |  | FALSE | #N/A | #N/A | #N/A | #N/A | #N/A | #N/A | #N/A | #N/A | #N/A | #N/A
TRUE | QLD | QTRL | Tarong | Energy Queensland | Winter | Non-coincident | 2017 | ACTUAL_OPG | 14.3563 | 40.8475 | QLD Tarong |  |  | FALSE | #N/A | #N/A | #N/A | #N/A | #N/A | #N/A | #N/A | #N/A | #N/A | #N/A
TRUE | QLD | QTRL | Tarong | Energy Queensland | Winter | Non-coincident | 2017 | ACTUAL_ADJUSTEDOPG | 14.3563 | 40.8475 | QLD Tarong |  |  | FALSE | #N/A | #N/A | #N/A | #N/A | #N/A | #N/A | #N/A | #N/A | #N/A | #N/A
TRUE | QLD | QTRL | Tarong | Energy Queensland | Winter | Coincident | 2018 | ACTUAL_OPG | 16.8533 | 41.8734 | QLD Tarong |  |  | FALSE | #N/A | #N/A | #N/A | #N/A | #N/A | #N/A | #N/A | #N/A | #N/A | #N/A
TRUE | QLD | QTRL | Tarong | Energy Queensland | Winter | Coincident | 2018 | ACTUAL_RAW | 16.8533 | 41.8734 | QLD Tarong |  |  | FALSE | #N/A | #N/A | #N/A | #N/A | #N/A | #N/A | #N/A | #N/A | #N/A | #N/A
TRUE | QLD | QTRL | Tarong | Energy Queensland | Winter | Non-coincident | 2018 | ACTUAL_RAW | 14.7592 | 43.839 | QLD Tarong |  |  | FALSE | #N/A | #N/A | #N/A | #N/A | #N/A | #N/A | #N/A | #N/A | #N/A | #N/A
TRUE | QLD | QTRL | Tarong | Energy Queensland | Winter | Non-coincident | 2018 | ACTUAL_OPG | 14.7592 | 43.839 | QLD Tarong |  |  | FALSE | #N/A | #N/A | #N/A | #N/A | #N/A | #N/A | #N/A | #N/A | #N/A | #N/A
TRUE | QLD | QTRL | Tarong | Energy Queensland | Winter | Non-coincident | 2018 | ACTUAL_ADJUSTEDOPG | 14.7592 | 43.839 | QLD Tarong |  |  | FALSE | #N/A | #N/A | #N/A | #N/A | #N/A | #N/A | #N/A | #N/A | #N/A | #N/A
TRUE | QLD | QTRL | Tarong | Energy Queensland | Winter | Coincident | 2019 | ACTUAL_OPG | 14.6396 | 38.5015 | QLD Tarong |  |  | FALSE | #N/A | #N/A | #N/A | #N/A | #N/A | #N/A | #N/A | #N/A | #N/A | #N/A
TRUE | QLD | QTRL | Tarong | Energy Queensland | Winter | Coincident | 2019 | ACTUAL_RAW | 14.6396 | 38.5015 | QLD Tarong |  |  | FALSE | #N/A | #N/A | #N/A | #N/A | #N/A | #N/A | #N/A | #N/A | #N/A | #N/A
TRUE | QLD | QTRL | Tarong | Energy Queensland | Winter | Non-coincident | 2019 | ACTUAL_RAW | 12.3347 | 44.4342 | QLD Tarong |  |  | FALSE | #N/A | #N/A | #N/A | #N/A | #N/A | #N/A | #N/A | #N/A | #N/A | #N/A
TRUE | QLD | QTRL | Tarong | Energy Queensland | Winter | Non-coincident | 2019 | ACTUAL_OPG | 12.3347 | 44.4342 | QLD Tarong |  |  | FALSE | #N/A | #N/A | #N/A | #N/A | #N/A | #N/A | #N/A | #N/A | #N/A | #N/A
TRUE | QLD | QTRL | Tarong | Energy Queensland | Winter | Non-coincident | 2019 | ACTUAL_ADJUSTEDOPG | 12.3347 | 44.4342 | QLD Tarong |  |  | FALSE | #N/A | #N/A | #N/A | #N/A | #N/A | #N/A | #N/A | #N/A | #N/A | #N/A
TRUE | QLD | QTRL | Tarong | Energy Queensland | Winter | Non-coincident | 2019 | BASEYEARPOE90 | 10.8443 | NA | QLD Tarong |  |  | FALSE | #N/A | #N/A | #N/A | #N/A | #N/A | #N/A | #N/A | #N/A | #N/A | #N/A
TRUE | QLD | QTRL | Tarong | Energy Queensland | Winter | Non-coincident | 2019 | BASEYEARPOE50 | 12.4851 | 42.6643 | QLD Tarong |  |  | FALSE | #N/A | #N/A | #N/A | #N/A | #N/A | #N/A | #N/A | #N/A | #N/A | #N/A
TRUE | QLD | QTRL | Tarong | Energy Queensland | Winter | Coincident_unreconciled | 2020 | POE50 | 13 | NA | QLD Tarong |  |  | FALSE | #N/A | #N/A | #N/A | #N/A | #N/A | #N/A | #N/A | #N/A | #N/A | #N/A
TRUE | QLD | QTRL | Tarong | Energy Queensland | Winter | Coincident_unreconciled | 2020 | POE90 | 11.1161 | NA | QLD Tarong |  |  | FALSE | #N/A | #N/A | #N/A | #N/A | #N/A | #N/A | #N/A | #N/A | #N/A | #N/A
TRUE | QLD | QTRL | Tarong | Energy Queensland | Winter | Non-coincident | 2020 | POE50 | 10 | 42.9669 | QLD Tarong |  |  | FALSE | #N/A | #N/A | #N/A | #N/A | #N/A | #N/A | #N/A | #N/A | #N/A | #N/A
TRUE | QLD | QTRL | Tarong | Energy Queensland | Winter | Non-coincident | 2020 | POE90 | 8.5941 | NA | QLD Tarong |  |  | FALSE | #N/A | #N/A | #N/A | #N/A | #N/A | #N/A | #N/A | #N/A | #N/A | #N/A
TRUE | QLD | QTRL | Tarong | Energy Queensland | Winter | Coincident_unreconciled | 2021 | POE50 | 12.1228 | NA | QLD Tarong |  |  | FALSE | #N/A | #N/A | #N/A | #N/A | #N/A | #N/A | #N/A | #N/A | #N/A | #N/A
TRUE | QLD | QTRL | Tarong | Energy Queensland | Winter | Coincident_unreconciled | 2021 | POE90 | 10.2348 | NA | QLD Tarong |  |  | FALSE | #N/A | #N/A | #N/A | #N/A | #N/A | #N/A | #N/A | #N/A | #N/A | #N/A
TRUE | QLD | QTRL | Tarong | Energy Queensland | Winter | Non-coincident | 2021 | POE50 | 9.3454 | 43.0207 | QLD Tarong |  |  | FALSE | #N/A | #N/A | #N/A | #N/A | #N/A | #N/A | #N/A | #N/A | #N/A | #N/A
TRUE | QLD | QTRL | Tarong | Energy Queensland | Winter | Non-coincident | 2021 | POE90 | 7.9365 | NA | QLD Tarong |  |  | FALSE | #N/A | #N/A | #N/A | #N/A | #N/A | #N/A | #N/A | #N/A | #N/A | #N/A
TRUE | QLD | QTRL | Tarong | Energy Queensland | Winter | Coincident_unreconciled | 2022 | POE50 | 11.3062 | NA | QLD Tarong |  |  | FALSE | #N/A | #N/A | #N/A | #N/A | #N/A | #N/A | #N/A | #N/A | #N/A | #N/A
TRUE | QLD | QTRL | Tarong | Energy Queensland | Winter | Coincident_unreconciled | 2022 | POE90 | 9.4067 | NA | QLD Tarong |  |  | FALSE | #N/A | #N/A | #N/A | #N/A | #N/A | #N/A | #N/A | #N/A | #N/A | #N/A
TRUE | QLD | QTRL | Tarong | Energy Queensland | Winter | Non-coincident | 2022 | POE50 | 8.736 | 43.1895 | QLD Tarong |  |  | FALSE | #N/A | #N/A | #N/A | #N/A | #N/A | #N/A | #N/A | #N/A | #N/A | #N/A
TRUE | QLD | QTRL | Tarong | Energy Queensland | Winter | Non-coincident | 2022 | POE90 | 7.3185 | NA | QLD Tarong |  |  | FALSE | #N/A | #N/A | #N/A | #N/A | #N/A | #N/A | #N/A | #N/A | #N/A | #N/A
TRUE | QLD | QTRL | Tarong | Energy Queensland | Winter | Coincident_unreconciled | 2023 | POE50 | 10.7133 | NA | QLD Tarong |  |  | FALSE | #N/A | #N/A | #N/A | #N/A | #N/A | #N/A | #N/A | #N/A | #N/A | #N/A
TRUE | QLD | QTRL | Tarong | Energy Queensland | Winter | Coincident_unreconciled | 2023 | POE90 | 8.8024 | NA | QLD Tarong |  |  | FALSE | #N/A | #N/A | #N/A | #N/A | #N/A | #N/A | #N/A | #N/A | #N/A | #N/A
TRUE | QLD | QTRL | Tarong | Energy Queensland | Winter | Non-coincident | 2023 | POE50 | 8.2936 | 43.3552 | QLD Tarong |  |  | FALSE | #N/A | #N/A | #N/A | #N/A | #N/A | #N/A | #N/A | #N/A | #N/A | #N/A
TRUE | QLD | QTRL | Tarong | Energy Queensland | Winter | Non-coincident | 2023 | POE90 | 6.8676 | NA | QLD Tarong |  |  | FALSE | #N/A | #N/A | #N/A | #N/A | #N/A | #N/A | #N/A | #N/A | #N/A | #N/A
TRUE | QLD | QTRL | Tarong | Energy Queensland | Winter | Coincident_unreconciled | 2024 | POE50 | 10.1911 | NA | QLD Tarong |  |  | FALSE | #N/A | #N/A | #N/A | #N/A | #N/A | #N/A | #N/A | #N/A | #N/A | #N/A
TRUE | QLD | QTRL | Tarong | Energy Queensland | Winter | Coincident_unreconciled | 2024 | POE90 | 8.2688 | NA | QLD Tarong |  |  | FALSE | #N/A | #N/A | #N/A | #N/A | #N/A | #N/A | #N/A | #N/A | #N/A | #N/A
TRUE | QLD | QTRL | Tarong | Energy Queensland | Winter | Non-coincident | 2024 | POE50 | 7.9039 | 43.4729 | QLD Tarong |  |  | FALSE | #N/A | #N/A | #N/A | #N/A | #N/A | #N/A | #N/A | #N/A | #N/A | #N/A
TRUE | QLD | QTRL | Tarong | Energy Queensland | Winter | Non-coincident | 2024 | POE90 | 6.4694 | NA | QLD Tarong |  |  | FALSE | #N/A | #N/A | #N/A | #N/A | #N/A | #N/A | #N/A | #N/A | #N/A | #N/A
TRUE | QLD | QTRL | Tarong | Energy Queensland | Winter | Coincident_unreconciled | 2025 | POE50 | 9.7674 | NA | QLD Tarong |  |  | FALSE | #N/A | #N/A | #N/A | #N/A | #N/A | #N/A | #N/A | #N/A | #N/A | #N/A
TRUE | QLD | QTRL | Tarong | Energy Queensland | Winter | Coincident_unreconciled | 2025 | POE90 | 7.8336 | NA | QLD Tarong |  |  | FALSE | #N/A | #N/A | #N/A | #N/A | #N/A | #N/A | #N/A | #N/A | #N/A | #N/A
TRUE | QLD | QTRL | Tarong | Energy Queensland | Winter | Non-coincident | 2025 | POE50 | 7.5877 | 43.5824 | QLD Tarong |  |  | FALSE | #N/A | #N/A | #N/A | #N/A | #N/A | #N/A | #N/A | #N/A | #N/A | #N/A
TRUE | QLD | QTRL | Tarong | Energy Queensland | Winter | Non-coincident | 2025 | POE90 | 6.1446 | NA | QLD Tarong |  |  | FALSE | #N/A | #N/A | #N/A | #N/A | #N/A | #N/A | #N/A | #N/A | #N/A | #N/A
TRUE | QLD | QTRL | Tarong | Energy Queensland | Winter | Coincident_unreconciled | 2026 | POE50 | 9.3544 | NA | QLD Tarong |  |  | FALSE | #N/A | #N/A | #N/A | #N/A | #N/A | #N/A | #N/A | #N/A | #N/A | #N/A
TRUE | QLD | QTRL | Tarong | Energy Queensland | Winter | Coincident_unreconciled | 2026 | POE90 | 7.4092 | NA | QLD Tarong |  |  | FALSE | #N/A | #N/A | #N/A | #N/A | #N/A | #N/A | #N/A | #N/A | #N/A | #N/A
TRUE | QLD | QTRL | Tarong | Energy Queensland | Winter | Non-coincident | 2026 | POE50 | 7.2795 | 43.6871 | QLD Tarong |  |  | FALSE | #N/A | #N/A | #N/A | #N/A | #N/A | #N/A | #N/A | #N/A | #N/A | #N/A
TRUE | QLD | QTRL | Tarong | Energy Queensland | Winter | Non-coincident | 2026 | POE90 | 5.8279 | NA | QLD Tarong |  |  | FALSE | #N/A | #N/A | #N/A | #N/A | #N/A | #N/A | #N/A | #N/A | #N/A | #N/A
TRUE | QLD | QTRL | Tarong | Energy Queensland | Winter | Coincident_unreconciled | 2027 | POE50 | 9.1433 | NA | QLD Tarong |  |  | FALSE | #N/A | #N/A | #N/A | #N/A | #N/A | #N/A | #N/A | #N/A | #N/A | #N/A
TRUE | QLD | QTRL | Tarong | Energy Queensland | Winter | Coincident_unreconciled | 2027 | POE90 | 7.1869 | NA | QLD Tarong |  |  | FALSE | #N/A | #N/A | #N/A | #N/A | #N/A | #N/A | #N/A | #N/A | #N/A | #N/A
TRUE | QLD | QTRL | Tarong | Energy Queensland | Winter | Non-coincident | 2027 | POE50 | 7.122 | 43.7885 | QLD Tarong |  |  | FALSE | #N/A | #N/A | #N/A | #N/A | #N/A | #N/A | #N/A | #N/A | #N/A | #N/A
TRUE | QLD | QTRL | Tarong | Energy Queensland | Winter | Non-coincident | 2027 | POE90 | 5.662 | NA | QLD Tarong |  |  | FALSE | #N/A | #N/A | #N/A | #N/A | #N/A | #N/A | #N/A | #N/A | #N/A | #N/A
TRUE | QLD | QTRL | Tarong | Energy Queensland | Winter | Coincident_unreconciled | 2028 | POE50 | 8.9714 | NA | QLD Tarong |  |  | FALSE | #N/A | #N/A | #N/A | #N/A | #N/A | #N/A | #N/A | #N/A | #N/A | #N/A
TRUE | QLD | QTRL | Tarong | Energy Queensland | Winter | Coincident_unreconciled | 2028 | POE90 | 7.0037 | NA | QLD Tarong |  |  | FALSE | #N/A | #N/A | #N/A | #N/A | #N/A | #N/A | #N/A | #N/A | #N/A | #N/A
TRUE | QLD | QTRL | Tarong | Energy Queensland | Winter | Non-coincident | 2028 | POE50 | 6.9937 | 43.9592 | QLD Tarong |  |  | FALSE | #N/A | #N/A | #N/A | #N/A | #N/A | #N/A | #N/A | #N/A | #N/A | #N/A
TRUE | QLD | QTRL | Tarong | Energy Queensland | Winter | Non-coincident | 2028 | POE90 | 5.5253 | NA | QLD Tarong |  |  | FALSE | #N/A | #N/A | #N/A | #N/A | #N/A | #N/A | #N/A | #N/A | #N/A | #N/A
TRUE | QLD | QTRL | Tarong | Energy Queensland | Winter | Coincident_unreconciled | 2029 | POE50 | 8.8331 | NA | QLD Tarong |  |  | FALSE | #N/A | #N/A | #N/A | #N/A | #N/A | #N/A | #N/A | #N/A | #N/A | #N/A
TRUE | QLD | QTRL | Tarong | Energy Queensland | Winter | Coincident_unreconciled | 2029 | POE90 | 6.8542 | NA | QLD Tarong |  |  | FALSE | #N/A | #N/A | #N/A | #N/A | #N/A | #N/A | #N/A | #N/A | #N/A | #N/A
TRUE | QLD | QTRL | Tarong | Energy Queensland | Winter | Non-coincident | 2029 | POE50 | 6.8904 | 44.2125 | QLD Tarong |  |  | FALSE | #N/A | #N/A | #N/A | #N/A | #N/A | #N/A | #N/A | #N/A | #N/A | #N/A
TRUE | QLD | QTRL | Tarong | Energy Queensland | Winter | Non-coincident | 2029 | POE90 | 5.4137 | NA | QLD Tarong |  |  | FALSE | #N/A | #N/A | #N/A | #N/A | #N/A | #N/A | #N/A | #N/A | #N/A | #N/A
TRUE | QLD | QTRL | Tarong | Energy Queensland | Shoulder | Non-coincident | 2019 | BASEYEARPOE10 | NA | 41.4261 | QLD Tarong |  |  | FALSE | #N/A | #N/A | #N/A | #N/A | #N/A | #N/A | #N/A | #N/A | #N/A | #N/A
TRUE | QLD | QTRL | Tarong | Energy Queensland | Shoulder | Coincident | 2021 | POE10 | NA | 34.4277 | QLD Tarong |  |  | FALSE | #N/A | #N/A | #N/A | #N/A | #N/A | #N/A | #N/A | #N/A | #N/A | #N/A
TRUE | QLD | QTRL | Tarong | Energy Queensland | Shoulder | Coincident | 2021 | POE50 | NA | 34.9236 | QLD Tarong |  |  | FALSE | #N/A | #N/A | #N/A | #N/A | #N/A | #N/A | #N/A | #N/A | #N/A | #N/A
TRUE | QLD | QTRL | Tarong | Energy Queensland | Shoulder | Non-coincident | 2021 | POE10 | NA | 41.3558 | QLD Tarong |  |  | FALSE | #N/A | #N/A | #N/A | #N/A | #N/A | #N/A | #N/A | #N/A | #N/A | #N/A
TRUE | QLD | QTRL | Tarong | Energy Queensland | Shoulder | Coincident | 2022 | POE10 | NA | 35.4743 | QLD Tarong |  |  | FALSE | #N/A | #N/A | #N/A | #N/A | #N/A | #N/A | #N/A | #N/A | #N/A | #N/A
TRUE | QLD | QTRL | Tarong | Energy Queensland | Shoulder | Coincident | 2022 | POE50 | NA | 35.3836 | QLD Tarong |  |  | FALSE | #N/A | #N/A | #N/A | #N/A | #N/A | #N/A | #N/A | #N/A | #N/A | #N/A
TRUE | QLD | QTRL | Tarong | Energy Queensland | Shoulder | Non-coincident | 2022 | POE10 | NA | 41.469 | QLD Tarong |  |  | FALSE | #N/A | #N/A | #N/A | #N/A | #N/A | #N/A | #N/A | #N/A | #N/A | #N/A
TRUE | QLD | QTRL | Tarong | Energy Queensland | Shoulder | Coincident | 2023 | POE10 | NA | 35.6827 | QLD Tarong |  |  | FALSE | #N/A | #N/A | #N/A | #N/A | #N/A | #N/A | #N/A | #N/A | #N/A | #N/A
TRUE | QLD | QTRL | Tarong | Energy Queensland | Shoulder | Coincident | 2023 | POE50 | NA | 35.7617 | QLD Tarong |  |  | FALSE | #N/A | #N/A | #N/A | #N/A | #N/A | #N/A | #N/A | #N/A | #N/A | #N/A
TRUE | QLD | QTRL | Tarong | Energy Queensland | Shoulder | Non-coincident | 2023 | POE10 | NA | 41.6335 | QLD Tarong |  |  | FALSE | #N/A | #N/A | #N/A | #N/A | #N/A | #N/A | #N/A | #N/A | #N/A | #N/A
TRUE | QLD | QTRL | Tarong | Energy Queensland | Shoulder | Coincident | 2024 | POE10 | NA | 35.9772 | QLD Tarong |  |  | FALSE | #N/A | #N/A | #N/A | #N/A | #N/A | #N/A | #N/A | #N/A | #N/A | #N/A
TRUE | QLD | QTRL | Tarong | Energy Queensland | Shoulder | Coincident | 2024 | POE50 | NA | 36.529 | QLD Tarong |  |  | FALSE | #N/A | #N/A | #N/A | #N/A | #N/A | #N/A | #N/A | #N/A | #N/A | #N/A
TRUE | QLD | QTRL | Tarong | Energy Queensland | Shoulder | Non-coincident | 2024 | POE10 | NA | 41.776 | QLD Tarong |  |  | FALSE | #N/A | #N/A | #N/A | #N/A | #N/A | #N/A | #N/A | #N/A | #N/A | #N/A
TRUE | QLD | QTRL | Tarong | Energy Queensland | Shoulder | Coincident | 2025 | POE10 | NA | 36.1957 | QLD Tarong |  |  | FALSE | #N/A | #N/A | #N/A | #N/A | #N/A | #N/A | #N/A | #N/A | #N/A | #N/A
TRUE | QLD | QTRL | Tarong | Energy Queensland | Shoulder | Coincident | 2025 | POE50 | NA | 36.4818 | QLD Tarong |  |  | FALSE | #N/A | #N/A | #N/A | #N/A | #N/A | #N/A | #N/A | #N/A | #N/A | #N/A
TRUE | QLD | QTRL | Tarong | Energy Queensland | Shoulder | Non-coincident | 2025 | POE10 | NA | 41.8993 | QLD Tarong |  |  | FALSE | #N/A | #N/A | #N/A | #N/A | #N/A | #N/A | #N/A | #N/A | #N/A | #N/A
TRUE | QLD | QTRL | Tarong | Energy Queensland | Shoulder | Coincident | 2026 | POE10 | NA | 36.115 | QLD Tarong |  |  | FALSE | #N/A | #N/A | #N/A | #N/A | #N/A | #N/A | #N/A | #N/A | #N/A | #N/A
TRUE | QLD | QTRL | Tarong | Energy Queensland | Shoulder | Coincident | 2026 | POE50 | NA | 36.5986 | QLD Tarong |  |  | FALSE | #N/A | #N/A | #N/A | #N/A | #N/A | #N/A | #N/A | #N/A | #N/A | #N/A
TRUE | QLD | QTRL | Tarong | Energy Queensland | Shoulder | Non-coincident | 2026 | POE10 | NA | 42.0226 | QLD Tarong |  |  | FALSE | #N/A | #N/A | #N/A | #N/A | #N/A | #N/A | #N/A | #N/A | #N/A | #N/A
TRUE | QLD | QTRL | Tarong | Energy Queensland | Shoulder | Coincident | 2027 | POE10 | NA | 36.0719 | QLD Tarong |  |  | FALSE | #N/A | #N/A | #N/A | #N/A | #N/A | #N/A | #N/A | #N/A | #N/A | #N/A
TRUE | QLD | QTRL | Tarong | Energy Queensland | Shoulder | Coincident | 2027 | POE50 | NA | 36.5167 | QLD Tarong |  |  | FALSE | #N/A | #N/A | #N/A | #N/A | #N/A | #N/A | #N/A | #N/A | #N/A | #N/A
TRUE | QLD | QTRL | Tarong | Energy Queensland | Shoulder | Non-coincident | 2027 | POE10 | NA | 42.1477 | QLD Tarong |  |  | FALSE | #N/A | #N/A | #N/A | #N/A | #N/A | #N/A | #N/A | #N/A | #N/A | #N/A
TRUE | QLD | QTRL | Tarong | Energy Queensland | Shoulder | Coincident | 2028 | POE10 | NA | 36.0719 | QLD Tarong |  |  | FALSE | #N/A | #N/A | #N/A | #N/A | #N/A | #N/A | #N/A | #N/A | #N/A | #N/A
TRUE | QLD | QTRL | Tarong | Energy Queensland | Shoulder | Coincident | 2028 | POE50 | NA | 36.6032 | QLD Tarong |  |  | FALSE | #N/A | #N/A | #N/A | #N/A | #N/A | #N/A | #N/A | #N/A | #N/A | #N/A
TRUE | QLD | QTRL | Tarong | Energy Queensland | Shoulder | Non-coincident | 2028 | POE10 | NA | 42.3082 | QLD Tarong |  |  | FALSE | #N/A | #N/A | #N/A | #N/A | #N/A | #N/A | #N/A | #N/A | #N/A | #N/A
TRUE | QLD | QTRL | Tarong | Energy Queensland | Shoulder | Coincident | 2029 | POE10 | NA | 36.6061 | QLD Tarong |  |  | FALSE | #N/A | #N/A | #N/A | #N/A | #N/A | #N/A | #N/A | #N/A | #N/A | #N/A
TRUE | QLD | QTRL | Tarong | Energy Queensland | Shoulder | Coincident | 2029 | POE50 | NA | 36.9254 | QLD Tarong |  |  | FALSE | #N/A | #N/A | #N/A | #N/A | #N/A | #N/A | #N/A | #N/A | #N/A | #N/A
TRUE | QLD | QTRL | Tarong | Energy Queensland | Shoulder | Non-coincident | 2029 | POE10 | NA | 42.5385 | QLD Tarong |  |  | FALSE | #N/A | #N/A | #N/A | #N/A | #N/A | #N/A | #N/A | #N/A | #N/A | #N/A
TRUE | QLD | QTRL | Tarong | Energy Queensland | Shoulder | Coincident | 2030 | POE10 | NA | 36.8329 | QLD Tarong |  |  | FALSE | #N/A | #N/A | #N/A | #N/A | #N/A | #N/A | #N/A | #N/A | #N/A | #N/A
TRUE | QLD | QTRL | Tarong | Energy Queensland | Shoulder | Coincident | 2030 | POE50 | NA | 37.192 | QLD Tarong |  |  | FALSE | #N/A | #N/A | #N/A | #N/A | #N/A | #N/A | #N/A | #N/A | #N/A | #N/A
TRUE | QLD | QTRL | Tarong | Energy Queensland | Shoulder | Non-coincident | 2030 | POE10 | NA | 42.8048 | QLD Tarong |  |  | FALSE | #N/A | #N/A | #N/A | #N/A | #N/A | #N/A | #N/A | #N/A | #N/A | #N/A
TRUE | QLD | QTRL | Tarong | Energy Queensland | Summer | Non-coincident | 2019 | BASEYEARPOE10 | NA | 48.4099 | QLD Tarong |  |  | FALSE | #N/A | #N/A | #N/A | #N/A | #N/A | #N/A | #N/A | #N/A | #N/A | #N/A
TRUE | QLD | QTRL | Tarong | Energy Queensland | Summer | Coincident | 2021 | POE10 | NA | 43.6168 | QLD Tarong |  |  | FALSE | #N/A | #N/A | #N/A | #N/A | #N/A | #N/A | #N/A | #N/A | #N/A | #N/A
TRUE | QLD | QTRL | Tarong | Energy Queensland | Summer | Coincident | 2021 | POE50 | NA | 42.1922 | QLD Tarong |  |  | FALSE | #N/A | #N/A | #N/A | #N/A | #N/A | #N/A | #N/A | #N/A | #N/A | #N/A
TRUE | QLD | QTRL | Tarong | Energy Queensland | Summer | Non-coincident | 2021 | POE10 | NA | 49.3561 | QLD Tarong |  |  | FALSE | #N/A | #N/A | #N/A | #N/A | #N/A | #N/A | #N/A | #N/A | #N/A | #N/A
TRUE | QLD | QTRL | Tarong | Energy Queensland | Summer | Coincident | 2022 | POE10 | NA | 44.5163 | QLD Tarong |  |  | FALSE | #N/A | #N/A | #N/A | #N/A | #N/A | #N/A | #N/A | #N/A | #N/A | #N/A
TRUE | QLD | QTRL | Tarong | Energy Queensland | Summer | Coincident | 2022 | POE50 | NA | 42.992 | QLD Tarong |  |  | FALSE | #N/A | #N/A | #N/A | #N/A | #N/A | #N/A | #N/A | #N/A | #N/A | #N/A
TRUE | QLD | QTRL | Tarong | Energy Queensland | Summer | Non-coincident | 2022 | POE10 | NA | 49.4754 | QLD Tarong |  |  | FALSE | #N/A | #N/A | #N/A | #N/A | #N/A | #N/A | #N/A | #N/A | #N/A | #N/A
TRUE | QLD | QTRL | Tarong | Energy Queensland | Summer | Coincident | 2023 | POE10 | NA | 44.931 | QLD Tarong |  |  | FALSE | #N/A | #N/A | #N/A | #N/A | #N/A | #N/A | #N/A | #N/A | #N/A | #N/A
TRUE | QLD | QTRL | Tarong | Energy Queensland | Summer | Coincident | 2023 | POE50 | NA | 43.2914 | QLD Tarong |  |  | FALSE | #N/A | #N/A | #N/A | #N/A | #N/A | #N/A | #N/A | #N/A | #N/A | #N/A
TRUE | QLD | QTRL | Tarong | Energy Queensland | Summer | Non-coincident | 2023 | POE10 | NA | 49.6627 | QLD Tarong |  |  | FALSE | #N/A | #N/A | #N/A | #N/A | #N/A | #N/A | #N/A | #N/A | #N/A | #N/A
TRUE | QLD | QTRL | Tarong | Energy Queensland | Summer | Coincident | 2024 | POE10 | NA | 45.6066 | QLD Tarong |  |  | FALSE | #N/A | #N/A | #N/A | #N/A | #N/A | #N/A | #N/A | #N/A | #N/A | #N/A
TRUE | QLD | QTRL | Tarong | Energy Queensland | Summer | Coincident | 2024 | POE50 | NA | 43.9789 | QLD Tarong |  |  | FALSE | #N/A | #N/A | #N/A | #N/A | #N/A | #N/A | #N/A | #N/A | #N/A | #N/A
TRUE | QLD | QTRL | Tarong | Energy Queensland | Summer | Non-coincident | 2024 | POE10 | NA | 49.8362 | QLD Tarong |  |  | FALSE | #N/A | #N/A | #N/A | #N/A | #N/A | #N/A | #N/A | #N/A | #N/A | #N/A
TRUE | QLD | QTRL | Tarong | Energy Queensland | Summer | Coincident | 2025 | POE10 | NA | 45.5425 | QLD Tarong |  |  | FALSE | #N/A | #N/A | #N/A | #N/A | #N/A | #N/A | #N/A | #N/A | #N/A | #N/A
TRUE | QLD | QTRL | Tarong | Energy Queensland | Summer | Coincident | 2025 | POE50 | NA | 44.1371 | QLD Tarong |  |  | FALSE | #N/A | #N/A | #N/A | #N/A | #N/A | #N/A | #N/A | #N/A | #N/A | #N/A
TRUE | QLD | QTRL | Tarong | Energy Queensland | Summer | Non-coincident | 2025 | POE10 | NA | 50.0002 | QLD Tarong |  |  | FALSE | #N/A | #N/A | #N/A | #N/A | #N/A | #N/A | #N/A | #N/A | #N/A | #N/A
TRUE | QLD | QTRL | Tarong | Energy Queensland | Summer | Coincident | 2026 | POE10 | NA | 45.8885 | QLD Tarong |  |  | FALSE | #N/A | #N/A | #N/A | #N/A | #N/A | #N/A | #N/A | #N/A | #N/A | #N/A
TRUE | QLD | QTRL | Tarong | Energy Queensland | Summer | Coincident | 2026 | POE50 | NA | 44.3184 | QLD Tarong |  |  | FALSE | #N/A | #N/A | #N/A | #N/A | #N/A | #N/A | #N/A | #N/A | #N/A | #N/A
TRUE | QLD | QTRL | Tarong | Energy Queensland | Summer | Non-coincident | 2026 | POE10 | NA | 50.1699 | QLD Tarong |  |  | FALSE | #N/A | #N/A | #N/A | #N/A | #N/A | #N/A | #N/A | #N/A | #N/A | #N/A
TRUE | QLD | QTRL | Tarong | Energy Queensland | Summer | Coincident | 2027 | POE10 | NA | 45.6867 | QLD Tarong |  |  | FALSE | #N/A | #N/A | #N/A | #N/A | #N/A | #N/A | #N/A | #N/A | #N/A | #N/A
TRUE | QLD | QTRL | Tarong | Energy Queensland | Summer | Coincident | 2027 | POE50 | NA | 44.27 | QLD Tarong |  |  | FALSE | #N/A | #N/A | #N/A | #N/A | #N/A | #N/A | #N/A | #N/A | #N/A | #N/A
TRUE | QLD | QTRL | Tarong | Energy Queensland | Summer | Non-coincident | 2027 | POE10 | NA | 50.3477 | QLD Tarong |  |  | FALSE | #N/A | #N/A | #N/A | #N/A | #N/A | #N/A | #N/A | #N/A | #N/A | #N/A
TRUE | QLD | QTRL | Tarong | Energy Queensland | Summer | Coincident | 2028 | POE10 | NA | 45.8921 | QLD Tarong |  |  | FALSE | #N/A | #N/A | #N/A | #N/A | #N/A | #N/A | #N/A | #N/A | #N/A | #N/A
TRUE | QLD | QTRL | Tarong | Energy Queensland | Summer | Coincident | 2028 | POE50 | NA | 44.4427 | QLD Tarong |  |  | FALSE | #N/A | #N/A | #N/A | #N/A | #N/A | #N/A | #N/A | #N/A | #N/A | #N/A
TRUE | QLD | QTRL | Tarong | Energy Queensland | Summer | Non-coincident | 2028 | POE10 | NA | 50.5606 | QLD Tarong |  |  | FALSE | #N/A | #N/A | #N/A | #N/A | #N/A | #N/A | #N/A | #N/A | #N/A | #N/A
TRUE | QLD | QTRL | Tarong | Energy Queensland | Summer | Coincident | 2029 | POE10 | NA | 45.9974 | QLD Tarong |  |  | FALSE | #N/A | #N/A | #N/A | #N/A | #N/A | #N/A | #N/A | #N/A | #N/A | #N/A
TRUE | QLD | QTRL | Tarong | Energy Queensland | Summer | Coincident | 2029 | POE50 | NA | 44.7365 | QLD Tarong |  |  | FALSE | #N/A | #N/A | #N/A | #N/A | #N/A | #N/A | #N/A | #N/A | #N/A | #N/A
TRUE | QLD | QTRL | Tarong | Energy Queensland | Summer | Non-coincident | 2029 | POE10 | NA | 50.8337 | QLD Tarong |  |  | FALSE | #N/A | #N/A | #N/A | #N/A | #N/A | #N/A | #N/A | #N/A | #N/A | #N/A
TRUE | QLD | QTRL | Tarong | Energy Queensland | Summer | Coincident | 2030 | POE10 | NA | 46.3054 | QLD Tarong |  |  | FALSE | #N/A | #N/A | #N/A | #N/A | #N/A | #N/A | #N/A | #N/A | #N/A | #N/A
TRUE | QLD | QTRL | Tarong | Energy Queensland | Summer | Coincident | 2030 | POE50 | NA | 44.8008 | QLD Tarong |  |  | FALSE | #N/A | #N/A | #N/A | #N/A | #N/A | #N/A | #N/A | #N/A | #N/A | #N/A
TRUE | QLD | QTRL | Tarong | Energy Queensland | Summer | Non-coincident | 2030 | POE10 | NA | 51.1413 | QLD Tarong |  |  | FALSE | #N/A | #N/A | #N/A | #N/A | #N/A | #N/A | #N/A | #N/A | #N/A | #N/A
TRUE | QLD | QTRL | Tarong | Energy Queensland | Winter | Non-coincident | 2019 | BASEYEARPOE10 | NA | 44.2226 | QLD Tarong |  |  | FALSE | #N/A | #N/A | #N/A | #N/A | #N/A | #N/A | #N/A | #N/A | #N/A | #N/A
TRUE | QLD | QTRL | Tarong | Energy Queensland | Winter | Coincident | 2020 | POE10 | NA | 41.3862 | QLD Tarong |  |  | FALSE | #N/A | #N/A | #N/A | #N/A | #N/A | #N/A | #N/A | #N/A | #N/A | #N/A
TRUE | QLD | QTRL | Tarong | Energy Queensland | Winter | Coincident | 2020 | POE50 | NA | 39.6192 | QLD Tarong |  |  | FALSE | #N/A | #N/A | #N/A | #N/A | #N/A | #N/A | #N/A | #N/A | #N/A | #N/A
TRUE | QLD | QTRL | Tarong | Energy Queensland | Winter | Non-coincident | 2020 | POE10 | NA | 44.3994 | QLD Tarong |  |  | FALSE | #N/A | #N/A | #N/A | #N/A | #N/A | #N/A | #N/A | #N/A | #N/A | #N/A
TRUE | QLD | QTRL | Tarong | Energy Queensland | Winter | Coincident | 2021 | POE10 | NA | 41.0912 | QLD Tarong |  |  | FALSE | #N/A | #N/A | #N/A | #N/A | #N/A | #N/A | #N/A | #N/A | #N/A | #N/A
TRUE | QLD | QTRL | Tarong | Energy Queensland | Winter | Coincident | 2021 | POE50 | NA | 39.3251 | QLD Tarong |  |  | FALSE | #N/A | #N/A | #N/A | #N/A | #N/A | #N/A | #N/A | #N/A | #N/A | #N/A
TRUE | QLD | QTRL | Tarong | Energy Queensland | Winter | Non-coincident | 2021 | POE10 | NA | 44.4564 | QLD Tarong |  |  | FALSE | #N/A | #N/A | #N/A | #N/A | #N/A | #N/A | #N/A | #N/A | #N/A | #N/A
TRUE | QLD | QTRL | Tarong | Energy Queensland | Winter | Coincident | 2022 | POE10 | NA | 42.168 | QLD Tarong |  |  | FALSE | #N/A | #N/A | #N/A | #N/A | #N/A | #N/A | #N/A | #N/A | #N/A | #N/A
TRUE | QLD | QTRL | Tarong | Energy Queensland | Winter | Coincident | 2022 | POE50 | NA | 40.3599 | QLD Tarong |  |  | FALSE | #N/A | #N/A | #N/A | #N/A | #N/A | #N/A | #N/A | #N/A | #N/A | #N/A
TRUE | QLD | QTRL | Tarong | Energy Queensland | Winter | Non-coincident | 2022 | POE10 | NA | 44.6337 | QLD Tarong |  |  | FALSE | #N/A | #N/A | #N/A | #N/A | #N/A | #N/A | #N/A | #N/A | #N/A | #N/A
TRUE | QLD | QTRL | Tarong | Energy Queensland | Winter | Coincident | 2023 | POE10 | NA | 42.7238 | QLD Tarong |  |  | FALSE | #N/A | #N/A | #N/A | #N/A | #N/A | #N/A | #N/A | #N/A | #N/A | #N/A
TRUE | QLD | QTRL | Tarong | Energy Queensland | Winter | Coincident | 2023 | POE50 | NA | 40.8503 | QLD Tarong |  |  | FALSE | #N/A | #N/A | #N/A | #N/A | #N/A | #N/A | #N/A | #N/A | #N/A | #N/A
TRUE | QLD | QTRL | Tarong | Energy Queensland | Winter | Non-coincident | 2023 | POE10 | NA | 44.8081 | QLD Tarong |  |  | FALSE | #N/A | #N/A | #N/A | #N/A | #N/A | #N/A | #N/A | #N/A | #N/A | #N/A
TRUE | QLD | QTRL | Tarong | Energy Queensland | Winter | Coincident | 2024 | POE10 | NA | 43.4837 | QLD Tarong |  |  | FALSE | #N/A | #N/A | #N/A | #N/A | #N/A | #N/A | #N/A | #N/A | #N/A | #N/A
TRUE | QLD | QTRL | Tarong | Energy Queensland | Winter | Coincident | 2024 | POE50 | NA | 41.413 | QLD Tarong |  |  | FALSE | #N/A | #N/A | #N/A | #N/A | #N/A | #N/A | #N/A | #N/A | #N/A | #N/A
TRUE | QLD | QTRL | Tarong | Energy Queensland | Winter | Non-coincident | 2024 | POE10 | NA | 44.9344 | QLD Tarong |  |  | FALSE | #N/A | #N/A | #N/A | #N/A | #N/A | #N/A | #N/A | #N/A | #N/A | #N/A
TRUE | QLD | QTRL | Tarong | Energy Queensland | Winter | Coincident | 2025 | POE10 | NA | 43.4636 | QLD Tarong |  |  | FALSE | #N/A | #N/A | #N/A | #N/A | #N/A | #N/A | #N/A | #N/A | #N/A | #N/A
TRUE | QLD | QTRL | Tarong | Energy Queensland | Winter | Coincident | 2025 | POE50 | NA | 41.4785 | QLD Tarong |  |  | FALSE | #N/A | #N/A | #N/A | #N/A | #N/A | #N/A | #N/A | #N/A | #N/A | #N/A
TRUE | QLD | QTRL | Tarong | Energy Queensland | Winter | Non-coincident | 2025 | POE10 | NA | 45.0525 | QLD Tarong |  |  | FALSE | #N/A | #N/A | #N/A | #N/A | #N/A | #N/A | #N/A | #N/A | #N/A | #N/A
TRUE | QLD | QTRL | Tarong | Energy Queensland | Winter | Coincident | 2026 | POE10 | NA | 43.5436 | QLD Tarong |  |  | FALSE | #N/A | #N/A | #N/A | #N/A | #N/A | #N/A | #N/A | #N/A | #N/A | #N/A
TRUE | QLD | QTRL | Tarong | Energy Queensland | Winter | Coincident | 2026 | POE50 | NA | 41.6287 | QLD Tarong |  |  | FALSE | #N/A | #N/A | #N/A | #N/A | #N/A | #N/A | #N/A | #N/A | #N/A | #N/A
TRUE | QLD | QTRL | Tarong | Energy Queensland | Winter | Non-coincident | 2026 | POE10 | NA | 45.1659 | QLD Tarong |  |  | FALSE | #N/A | #N/A | #N/A | #N/A | #N/A | #N/A | #N/A | #N/A | #N/A | #N/A
TRUE | QLD | QTRL | Tarong | Energy Queensland | Winter | Coincident | 2027 | POE10 | NA | 43.6073 | QLD Tarong |  |  | FALSE | #N/A | #N/A | #N/A | #N/A | #N/A | #N/A | #N/A | #N/A | #N/A | #N/A
TRUE | QLD | QTRL | Tarong | Energy Queensland | Winter | Coincident | 2027 | POE50 | NA | 41.6891 | QLD Tarong |  |  | FALSE | #N/A | #N/A | #N/A | #N/A | #N/A | #N/A | #N/A | #N/A | #N/A | #N/A
TRUE | QLD | QTRL | Tarong | Energy Queensland | Winter | Non-coincident | 2027 | POE10 | NA | 45.2758 | QLD Tarong |  |  | FALSE | #N/A | #N/A | #N/A | #N/A | #N/A | #N/A | #N/A | #N/A | #N/A | #N/A
TRUE | QLD | QTRL | Tarong | Energy Queensland | Winter | Coincident | 2028 | POE10 | NA | 44.2199 | QLD Tarong |  |  | FALSE | #N/A | #N/A | #N/A | #N/A | #N/A | #N/A | #N/A | #N/A | #N/A | #N/A
TRUE | QLD | QTRL | Tarong | Energy Queensland | Winter | Coincident | 2028 | POE50 | NA | 41.9448 | QLD Tarong |  |  | FALSE | #N/A | #N/A | #N/A | #N/A | #N/A | #N/A | #N/A | #N/A | #N/A | #N/A
TRUE | QLD | QTRL | Tarong | Energy Queensland | Winter | Non-coincident | 2028 | POE10 | NA | 45.455 | QLD Tarong |  |  | FALSE | #N/A | #N/A | #N/A | #N/A | #N/A | #N/A | #N/A | #N/A | #N/A | #N/A
TRUE | QLD | QTRL | Tarong | Energy Queensland | Winter | Coincident | 2029 | POE10 | NA | 44.2352 | QLD Tarong |  |  | FALSE | #N/A | #N/A | #N/A | #N/A | #N/A | #N/A | #N/A | #N/A | #N/A | #N/A
TRUE | QLD | QTRL | Tarong | Energy Queensland | Winter | Coincident | 2029 | POE50 | NA | 42.1784 | QLD Tarong |  |  | FALSE | #N/A | #N/A | #N/A | #N/A | #N/A | #N/A | #N/A | #N/A | #N/A | #N/A
TRUE | QLD | QTRL | Tarong | Energy Queensland | Winter | Non-coincident | 2029 | POE10 | NA | 45.7169 | QLD Tarong |  |  | FALSE | #N/A | #N/A | #N/A | #N/A | #N/A | #N/A | #N/A | #N/A | #N/A | #N/A
TRUE | QLD | QTUH | Turkinje 132 | Energy Queensland | Shoulder | Coincident | 2017 | ACTUAL_OPG | 9.4901 | 17.4802 | QLD Turkinje 132 |  |  | FALSE | #N/A | #N/A | #N/A | #N/A | #N/A | #N/A | #N/A | #N/A | #N/A | #N/A
TRUE | QLD | QTUH | Turkinje 132 | Energy Queensland | Shoulder | Coincident | 2017 | ACTUAL_RAW | 9.4901 | 17.4802 | QLD Turkinje 132 |  |  | FALSE | #N/A | #N/A | #N/A | #N/A | #N/A | #N/A | #N/A | #N/A | #N/A | #N/A
TRUE | QLD | QTUH | Turkinje 132 | Energy Queensland | Shoulder | Non-coincident | 2017 | ACTUAL_RAW | 7.7273 | 20.393 | QLD Turkinje 132 |  |  | FALSE | #N/A | #N/A | #N/A | #N/A | #N/A | #N/A | #N/A | #N/A | #N/A | #N/A
TRUE | QLD | QTUH | Turkinje 132 | Energy Queensland | Shoulder | Non-coincident | 2017 | ACTUAL_OPG | 7.7273 | 20.393 | QLD Turkinje 132 |  |  | FALSE | #N/A | #N/A | #N/A | #N/A | #N/A | #N/A | #N/A | #N/A | #N/A | #N/A
TRUE | QLD | QTUH | Turkinje 132 | Energy Queensland | Shoulder | Non-coincident | 2017 | ACTUAL_ADJUSTEDOPG | 7.7273 | 20.393 | QLD Turkinje 132 |  |  | FALSE | #N/A | #N/A | #N/A | #N/A | #N/A | #N/A | #N/A | #N/A | #N/A | #N/A
TRUE | QLD | QTUH | Turkinje 132 | Energy Queensland | Shoulder | Coincident | 2018 | ACTUAL_OPG | 9.1681 | 17.7781 | QLD Turkinje 132 |  |  | FALSE | #N/A | #N/A | #N/A | #N/A | #N/A | #N/A | #N/A | #N/A | #N/A | #N/A
TRUE | QLD | QTUH | Turkinje 132 | Energy Queensland | Shoulder | Coincident | 2018 | ACTUAL_RAW | 9.1681 | 17.7781 | QLD Turkinje 132 |  |  | FALSE | #N/A | #N/A | #N/A | #N/A | #N/A | #N/A | #N/A | #N/A | #N/A | #N/A
TRUE | QLD | QTUH | Turkinje 132 | Energy Queensland | Shoulder | Non-coincident | 2018 | ACTUAL_RAW | 7.6856 | 19.7498 | QLD Turkinje 132 |  |  | FALSE | #N/A | #N/A | #N/A | #N/A | #N/A | #N/A | #N/A | #N/A | #N/A | #N/A
TRUE | QLD | QTUH | Turkinje 132 | Energy Queensland | Shoulder | Non-coincident | 2018 | ACTUAL_OPG | 7.6856 | 19.7498 | QLD Turkinje 132 |  |  | FALSE | #N/A | #N/A | #N/A | #N/A | #N/A | #N/A | #N/A | #N/A | #N/A | #N/A
TRUE | QLD | QTUH | Turkinje 132 | Energy Queensland | Shoulder | Non-coincident | 2018 | ACTUAL_ADJUSTEDOPG | 7.6856 | 19.7498 | QLD Turkinje 132 |  |  | FALSE | #N/A | #N/A | #N/A | #N/A | #N/A | #N/A | #N/A | #N/A | #N/A | #N/A
TRUE | QLD | QTUH | Turkinje 132 | Energy Queensland | Shoulder | Coincident | 2019 | ACTUAL_OPG | 11.6606 | 16.6636 | QLD Turkinje 132 |  |  | FALSE | #N/A | #N/A | #N/A | #N/A | #N/A | #N/A | #N/A | #N/A | #N/A | #N/A
TRUE | QLD | QTUH | Turkinje 132 | Energy Queensland | Shoulder | Coincident | 2019 | ACTUAL_RAW | 11.6606 | 16.6636 | QLD Turkinje 132 |  |  | FALSE | #N/A | #N/A | #N/A | #N/A | #N/A | #N/A | #N/A | #N/A | #N/A | #N/A
TRUE | QLD | QTUH | Turkinje 132 | Energy Queensland | Shoulder | Non-coincident | 2019 | ACTUAL_RAW | 7.6075 | 18.808 | QLD Turkinje 132 |  |  | FALSE | #N/A | #N/A | #N/A | #N/A | #N/A | #N/A | #N/A | #N/A | #N/A | #N/A
TRUE | QLD | QTUH | Turkinje 132 | Energy Queensland | Shoulder | Non-coincident | 2019 | ACTUAL_OPG | 7.6075 | 18.808 | QLD Turkinje 132 |  |  | FALSE | #N/A | #N/A | #N/A | #N/A | #N/A | #N/A | #N/A | #N/A | #N/A | #N/A
TRUE | QLD | QTUH | Turkinje 132 | Energy Queensland | Shoulder | Non-coincident | 2019 | ACTUAL_ADJUSTEDOPG | 7.6075 | 18.808 | QLD Turkinje 132 |  |  | FALSE | #N/A | #N/A | #N/A | #N/A | #N/A | #N/A | #N/A | #N/A | #N/A | #N/A
TRUE | QLD | QTUH | Turkinje 132 | Energy Queensland | Shoulder | Non-coincident | 2019 | BASEYEARPOE90 | 7.5355 | NA | QLD Turkinje 132 |  |  | FALSE | #N/A | #N/A | #N/A | #N/A | #N/A | #N/A | #N/A | #N/A | #N/A | #N/A
TRUE | QLD | QTUH | Turkinje 132 | Energy Queensland | Shoulder | Non-coincident | 2019 | BASEYEARPOE50 | 8.0803 | 18.5972 | QLD Turkinje 132 |  |  | FALSE | #N/A | #N/A | #N/A | #N/A | #N/A | #N/A | #N/A | #N/A | #N/A | #N/A
TRUE | QLD | QTUH | Turkinje 132 | Energy Queensland | Shoulder | Coincident | 2020 | ACTUAL_OPG | 9.9572 | 16.0335 | QLD Turkinje 132 |  |  | FALSE | #N/A | #N/A | #N/A | #N/A | #N/A | #N/A | #N/A | #N/A | #N/A | #N/A
TRUE | QLD | QTUH | Turkinje 132 | Energy Queensland | Shoulder | Coincident | 2020 | ACTUAL_RAW | 9.9572 | 16.0335 | QLD Turkinje 132 |  |  | FALSE | #N/A | #N/A | #N/A | #N/A | #N/A | #N/A | #N/A | #N/A | #N/A | #N/A
TRUE | QLD | QTUH | Turkinje 132 | Energy Queensland | Shoulder | Non-coincident | 2020 | ACTUAL_RAW | 7.5964 | 17.3365 | QLD Turkinje 132 |  |  | FALSE | #N/A | #N/A | #N/A | #N/A | #N/A | #N/A | #N/A | #N/A | #N/A | #N/A
TRUE | QLD | QTUH | Turkinje 132 | Energy Queensland | Shoulder | Non-coincident | 2020 | ACTUAL_OPG | 7.5964 | 17.3365 | QLD Turkinje 132 |  |  | FALSE | #N/A | #N/A | #N/A | #N/A | #N/A | #N/A | #N/A | #N/A | #N/A | #N/A
TRUE | QLD | QTUH | Turkinje 132 | Energy Queensland | Shoulder | Non-coincident | 2020 | ACTUAL_ADJUSTEDOPG | 7.5964 | 17.3365 | QLD Turkinje 132 |  |  | FALSE | #N/A | #N/A | #N/A | #N/A | #N/A | #N/A | #N/A | #N/A | #N/A | #N/A
TRUE | QLD | QTUH | Turkinje 132 | Energy Queensland | Shoulder | Coincident_unreconciled | 2021 | POE90 | 9.5 | NA | QLD Turkinje 132 |  |  | FALSE | #N/A | #N/A | #N/A | #N/A | #N/A | #N/A | #N/A | #N/A | #N/A | #N/A
TRUE | QLD | QTUH | Turkinje 132 | Energy Queensland | Shoulder | Coincident_unreconciled | 2021 | POE50 | 15.0386 | NA | QLD Turkinje 132 |  |  | FALSE | #N/A | #N/A | #N/A | #N/A | #N/A | #N/A | #N/A | #N/A | #N/A | #N/A
TRUE | QLD | QTUH | Turkinje 132 | Energy Queensland | Shoulder | Non-coincident | 2021 | POE50 | 8.1047 | 18.6323 | QLD Turkinje 132 |  |  | FALSE | #N/A | #N/A | #N/A | #N/A | #N/A | #N/A | #N/A | #N/A | #N/A | #N/A
TRUE | QLD | QTUH | Turkinje 132 | Energy Queensland | Shoulder | Non-coincident | 2021 | POE90 | 7.5605 | NA | QLD Turkinje 132 |  |  | FALSE | #N/A | #N/A | #N/A | #N/A | #N/A | #N/A | #N/A | #N/A | #N/A | #N/A
TRUE | QLD | QTUH | Turkinje 132 | Energy Queensland | Shoulder | Coincident_unreconciled | 2022 | POE90 | 9.0924 | NA | QLD Turkinje 132 |  |  | FALSE | #N/A | #N/A | #N/A | #N/A | #N/A | #N/A | #N/A | #N/A | #N/A | #N/A
TRUE | QLD | QTUH | Turkinje 132 | Energy Queensland | Shoulder | Coincident_unreconciled | 2022 | POE50 | 14.6329 | NA | QLD Turkinje 132 |  |  | FALSE | #N/A | #N/A | #N/A | #N/A | #N/A | #N/A | #N/A | #N/A | #N/A | #N/A
TRUE | QLD | QTUH | Turkinje 132 | Energy Queensland | Shoulder | Non-coincident | 2022 | POE50 | 8.1222 | 18.6755 | QLD Turkinje 132 |  |  | FALSE | #N/A | #N/A | #N/A | #N/A | #N/A | #N/A | #N/A | #N/A | #N/A | #N/A
TRUE | QLD | QTUH | Turkinje 132 | Energy Queensland | Shoulder | Non-coincident | 2022 | POE90 | 7.5767 | NA | QLD Turkinje 132 |  |  | FALSE | #N/A | #N/A | #N/A | #N/A | #N/A | #N/A | #N/A | #N/A | #N/A | #N/A
TRUE | QLD | QTUH | Turkinje 132 | Energy Queensland | Shoulder | Coincident_unreconciled | 2023 | POE90 | 8.6933 | NA | QLD Turkinje 132 |  |  | FALSE | #N/A | #N/A | #N/A | #N/A | #N/A | #N/A | #N/A | #N/A | #N/A | #N/A
TRUE | QLD | QTUH | Turkinje 132 | Energy Queensland | Shoulder | Coincident_unreconciled | 2023 | POE50 | 14.2357 | NA | QLD Turkinje 132 |  |  | FALSE | #N/A | #N/A | #N/A | #N/A | #N/A | #N/A | #N/A | #N/A | #N/A | #N/A
TRUE | QLD | QTUH | Turkinje 132 | Energy Queensland | Shoulder | Non-coincident | 2023 | POE50 | 8.1389 | 18.7164 | QLD Turkinje 132 |  |  | FALSE | #N/A | #N/A | #N/A | #N/A | #N/A | #N/A | #N/A | #N/A | #N/A | #N/A
TRUE | QLD | QTUH | Turkinje 132 | Energy Queensland | Shoulder | Non-coincident | 2023 | POE90 | 7.5922 | NA | QLD Turkinje 132 |  |  | FALSE | #N/A | #N/A | #N/A | #N/A | #N/A | #N/A | #N/A | #N/A | #N/A | #N/A
TRUE | QLD | QTUH | Turkinje 132 | Energy Queensland | Shoulder | Coincident_unreconciled | 2024 | POE90 | 8.3067 | NA | QLD Turkinje 132 |  |  | FALSE | #N/A | #N/A | #N/A | #N/A | #N/A | #N/A | #N/A | #N/A | #N/A | #N/A
TRUE | QLD | QTUH | Turkinje 132 | Energy Queensland | Shoulder | Coincident_unreconciled | 2024 | POE50 | 13.851 | NA | QLD Turkinje 132 |  |  | FALSE | #N/A | #N/A | #N/A | #N/A | #N/A | #N/A | #N/A | #N/A | #N/A | #N/A
TRUE | QLD | QTUH | Turkinje 132 | Energy Queensland | Shoulder | Non-coincident | 2024 | POE50 | 8.1538 | 18.7577 | QLD Turkinje 132 |  |  | FALSE | #N/A | #N/A | #N/A | #N/A | #N/A | #N/A | #N/A | #N/A | #N/A | #N/A
TRUE | QLD | QTUH | Turkinje 132 | Energy Queensland | Shoulder | Non-coincident | 2024 | POE90 | 7.6059 | NA | QLD Turkinje 132 |  |  | FALSE | #N/A | #N/A | #N/A | #N/A | #N/A | #N/A | #N/A | #N/A | #N/A | #N/A
TRUE | QLD | QTUH | Turkinje 132 | Energy Queensland | Shoulder | Coincident_unreconciled | 2025 | POE90 | 7.926 | NA | QLD Turkinje 132 |  |  | FALSE | #N/A | #N/A | #N/A | #N/A | #N/A | #N/A | #N/A | #N/A | #N/A | #N/A
TRUE | QLD | QTUH | Turkinje 132 | Energy Queensland | Shoulder | Coincident_unreconciled | 2025 | POE50 | 13.4722 | NA | QLD Turkinje 132 |  |  | FALSE | #N/A | #N/A | #N/A | #N/A | #N/A | #N/A | #N/A | #N/A | #N/A | #N/A
TRUE | QLD | QTUH | Turkinje 132 | Energy Queensland | Shoulder | Non-coincident | 2025 | POE50 | 8.1673 | 18.8035 | QLD Turkinje 132 |  |  | FALSE | #N/A | #N/A | #N/A | #N/A | #N/A | #N/A | #N/A | #N/A | #N/A | #N/A
TRUE | QLD | QTUH | Turkinje 132 | Energy Queensland | Shoulder | Non-coincident | 2025 | POE90 | 7.6182 | NA | QLD Turkinje 132 |  |  | FALSE | #N/A | #N/A | #N/A | #N/A | #N/A | #N/A | #N/A | #N/A | #N/A | #N/A
TRUE | QLD | QTUH | Turkinje 132 | Energy Queensland | Shoulder | Coincident_unreconciled | 2026 | POE90 | 7.5815 | NA | QLD Turkinje 132 |  |  | FALSE | #N/A | #N/A | #N/A | #N/A | #N/A | #N/A | #N/A | #N/A | #N/A | #N/A
TRUE | QLD | QTUH | Turkinje 132 | Energy Queensland | Shoulder | Coincident_unreconciled | 2026 | POE50 | 13.1296 | NA | QLD Turkinje 132 |  |  | FALSE | #N/A | #N/A | #N/A | #N/A | #N/A | #N/A | #N/A | #N/A | #N/A | #N/A
TRUE | QLD | QTUH | Turkinje 132 | Energy Queensland | Shoulder | Non-coincident | 2026 | POE50 | 8.1805 | 18.8579 | QLD Turkinje 132 |  |  | FALSE | #N/A | #N/A | #N/A | #N/A | #N/A | #N/A | #N/A | #N/A | #N/A | #N/A
TRUE | QLD | QTUH | Turkinje 132 | Energy Queensland | Shoulder | Non-coincident | 2026 | POE90 | 7.6302 | NA | QLD Turkinje 132 |  |  | FALSE | #N/A | #N/A | #N/A | #N/A | #N/A | #N/A | #N/A | #N/A | #N/A | #N/A
TRUE | QLD | QTUH | Turkinje 132 | Energy Queensland | Shoulder | Coincident_unreconciled | 2027 | POE90 | 7.335 | NA | QLD Turkinje 132 |  |  | FALSE | #N/A | #N/A | #N/A | #N/A | #N/A | #N/A | #N/A | #N/A | #N/A | #N/A
TRUE | QLD | QTUH | Turkinje 132 | Energy Queensland | Shoulder | Coincident_unreconciled | 2027 | POE50 | 12.8854 | NA | QLD Turkinje 132 |  |  | FALSE | #N/A | #N/A | #N/A | #N/A | #N/A | #N/A | #N/A | #N/A | #N/A | #N/A
TRUE | QLD | QTUH | Turkinje 132 | Energy Queensland | Shoulder | Non-coincident | 2027 | POE50 | 8.2 | 18.9406 | QLD Turkinje 132 |  |  | FALSE | #N/A | #N/A | #N/A | #N/A | #N/A | #N/A | #N/A | #N/A | #N/A | #N/A
TRUE | QLD | QTUH | Turkinje 132 | Energy Queensland | Shoulder | Non-coincident | 2027 | POE90 | 7.6482 | NA | QLD Turkinje 132 |  |  | FALSE | #N/A | #N/A | #N/A | #N/A | #N/A | #N/A | #N/A | #N/A | #N/A | #N/A
TRUE | QLD | QTUH | Turkinje 132 | Energy Queensland | Shoulder | Coincident_unreconciled | 2028 | POE90 | 7.1467 | NA | QLD Turkinje 132 |  |  | FALSE | #N/A | #N/A | #N/A | #N/A | #N/A | #N/A | #N/A | #N/A | #N/A | #N/A
TRUE | QLD | QTUH | Turkinje 132 | Energy Queensland | Shoulder | Coincident_unreconciled | 2028 | POE50 | 12.6997 | NA | QLD Turkinje 132 |  |  | FALSE | #N/A | #N/A | #N/A | #N/A | #N/A | #N/A | #N/A | #N/A | #N/A | #N/A
TRUE | QLD | QTUH | Turkinje 132 | Energy Queensland | Shoulder | Non-coincident | 2028 | POE50 | 8.0996 | 19.0567 | QLD Turkinje 132 |  |  | FALSE | #N/A | #N/A | #N/A | #N/A | #N/A | #N/A | #N/A | #N/A | #N/A | #N/A
TRUE | QLD | QTUH | Turkinje 132 | Energy Queensland | Shoulder | Non-coincident | 2028 | POE90 | 7.5466 | NA | QLD Turkinje 132 |  |  | FALSE | #N/A | #N/A | #N/A | #N/A | #N/A | #N/A | #N/A | #N/A | #N/A | #N/A
TRUE | QLD | QTUH | Turkinje 132 | Energy Queensland | Shoulder | Coincident_unreconciled | 2029 | POE90 | 7.0113 | NA | QLD Turkinje 132 |  |  | FALSE | #N/A | #N/A | #N/A | #N/A | #N/A | #N/A | #N/A | #N/A | #N/A | #N/A
TRUE | QLD | QTUH | Turkinje 132 | Energy Queensland | Shoulder | Coincident_unreconciled | 2029 | POE50 | 12.567 | NA | QLD Turkinje 132 |  |  | FALSE | #N/A | #N/A | #N/A | #N/A | #N/A | #N/A | #N/A | #N/A | #N/A | #N/A
TRUE | QLD | QTUH | Turkinje 132 | Energy Queensland | Shoulder | Non-coincident | 2029 | POE50 | 8.015 | 19.1994 | QLD Turkinje 132 |  |  | FALSE | #N/A | #N/A | #N/A | #N/A | #N/A | #N/A | #N/A | #N/A | #N/A | #N/A
TRUE | QLD | QTUH | Turkinje 132 | Energy Queensland | Shoulder | Non-coincident | 2029 | POE90 | 7.4603 | NA | QLD Turkinje 132 |  |  | FALSE | #N/A | #N/A | #N/A | #N/A | #N/A | #N/A | #N/A | #N/A | #N/A | #N/A
TRUE | QLD | QTUH | Turkinje 132 | Energy Queensland | Shoulder | Coincident_unreconciled | 2030 | POE90 | 6.9281 | NA | QLD Turkinje 132 |  |  | FALSE | #N/A | #N/A | #N/A | #N/A | #N/A | #N/A | #N/A | #N/A | #N/A | #N/A
TRUE | QLD | QTUH | Turkinje 132 | Energy Queensland | Shoulder | Coincident_unreconciled | 2030 | POE50 | 12.4864 | NA | QLD Turkinje 132 |  |  | FALSE | #N/A | #N/A | #N/A | #N/A | #N/A | #N/A | #N/A | #N/A | #N/A | #N/A
TRUE | QLD | QTUH | Turkinje 132 | Energy Queensland | Shoulder | Non-coincident | 2030 | POE50 | 7.9636 | 19.3737 | QLD Turkinje 132 |  |  | FALSE | #N/A | #N/A | #N/A | #N/A | #N/A | #N/A | #N/A | #N/A | #N/A | #N/A
TRUE | QLD | QTUH | Turkinje 132 | Energy Queensland | Shoulder | Non-coincident | 2030 | POE90 | 7.4072 | NA | QLD Turkinje 132 |  |  | FALSE | #N/A | #N/A | #N/A | #N/A | #N/A | #N/A | #N/A | #N/A | #N/A | #N/A
TRUE | QLD | QTUH | Turkinje 132 | Energy Queensland | Summer | Coincident | 2017 | ACTUAL_OPG | 11.0164 | 18.3278 | QLD Turkinje 132 |  |  | FALSE | #N/A | #N/A | #N/A | #N/A | #N/A | #N/A | #N/A | #N/A | #N/A | #N/A
TRUE | QLD | QTUH | Turkinje 132 | Energy Queensland | Summer | Coincident | 2017 | ACTUAL_RAW | 11.0164 | 18.3278 | QLD Turkinje 132 |  |  | FALSE | #N/A | #N/A | #N/A | #N/A | #N/A | #N/A | #N/A | #N/A | #N/A | #N/A
TRUE | QLD | QTUH | Turkinje 132 | Energy Queensland | Summer | Non-coincident | 2017 | ACTUAL_RAW | 9.1841 | 21.2249 | QLD Turkinje 132 |  |  | FALSE | #N/A | #N/A | #N/A | #N/A | #N/A | #N/A | #N/A | #N/A | #N/A | #N/A
TRUE | QLD | QTUH | Turkinje 132 | Energy Queensland | Summer | Non-coincident | 2017 | ACTUAL_OPG | 9.1841 | 21.2249 | QLD Turkinje 132 |  |  | FALSE | #N/A | #N/A | #N/A | #N/A | #N/A | #N/A | #N/A | #N/A | #N/A | #N/A
TRUE | QLD | QTUH | Turkinje 132 | Energy Queensland | Summer | Non-coincident | 2017 | ACTUAL_ADJUSTEDOPG | 9.1841 | 21.2249 | QLD Turkinje 132 |  |  | FALSE | #N/A | #N/A | #N/A | #N/A | #N/A | #N/A | #N/A | #N/A | #N/A | #N/A
TRUE | QLD | QTUH | Turkinje 132 | Energy Queensland | Summer | Coincident | 2018 | ACTUAL_OPG | 10.328 | 17.9146 | QLD Turkinje 132 |  |  | FALSE | #N/A | #N/A | #N/A | #N/A | #N/A | #N/A | #N/A | #N/A | #N/A | #N/A
TRUE | QLD | QTUH | Turkinje 132 | Energy Queensland | Summer | Coincident | 2018 | ACTUAL_RAW | 10.328 | 17.9146 | QLD Turkinje 132 |  |  | FALSE | #N/A | #N/A | #N/A | #N/A | #N/A | #N/A | #N/A | #N/A | #N/A | #N/A
TRUE | QLD | QTUH | Turkinje 132 | Energy Queensland | Summer | Non-coincident | 2018 | ACTUAL_RAW | 8.5851 | 22.6348 | QLD Turkinje 132 |  |  | FALSE | #N/A | #N/A | #N/A | #N/A | #N/A | #N/A | #N/A | #N/A | #N/A | #N/A
TRUE | QLD | QTUH | Turkinje 132 | Energy Queensland | Summer | Non-coincident | 2018 | ACTUAL_OPG | 8.5851 | 22.6348 | QLD Turkinje 132 |  |  | FALSE | #N/A | #N/A | #N/A | #N/A | #N/A | #N/A | #N/A | #N/A | #N/A | #N/A
TRUE | QLD | QTUH | Turkinje 132 | Energy Queensland | Summer | Non-coincident | 2018 | ACTUAL_ADJUSTEDOPG | 8.5851 | 22.6348 | QLD Turkinje 132 |  |  | FALSE | #N/A | #N/A | #N/A | #N/A | #N/A | #N/A | #N/A | #N/A | #N/A | #N/A
TRUE | QLD | QTUH | Turkinje 132 | Energy Queensland | Summer | Coincident | 2019 | ACTUAL_OPG | 10.8585 | 20.1213 | QLD Turkinje 132 |  |  | FALSE | #N/A | #N/A | #N/A | #N/A | #N/A | #N/A | #N/A | #N/A | #N/A | #N/A
TRUE | QLD | QTUH | Turkinje 132 | Energy Queensland | Summer | Coincident | 2019 | ACTUAL_RAW | 10.8585 | 20.1213 | QLD Turkinje 132 |  |  | FALSE | #N/A | #N/A | #N/A | #N/A | #N/A | #N/A | #N/A | #N/A | #N/A | #N/A
TRUE | QLD | QTUH | Turkinje 132 | Energy Queensland | Summer | Non-coincident | 2019 | ACTUAL_RAW | 8.2808 | 23.0116 | QLD Turkinje 132 |  |  | FALSE | #N/A | #N/A | #N/A | #N/A | #N/A | #N/A | #N/A | #N/A | #N/A | #N/A
TRUE | QLD | QTUH | Turkinje 132 | Energy Queensland | Summer | Non-coincident | 2019 | ACTUAL_OPG | 8.2808 | 23.0116 | QLD Turkinje 132 |  |  | FALSE | #N/A | #N/A | #N/A | #N/A | #N/A | #N/A | #N/A | #N/A | #N/A | #N/A
TRUE | QLD | QTUH | Turkinje 132 | Energy Queensland | Summer | Non-coincident | 2019 | ACTUAL_ADJUSTEDOPG | 8.2808 | 23.0116 | QLD Turkinje 132 |  |  | FALSE | #N/A | #N/A | #N/A | #N/A | #N/A | #N/A | #N/A | #N/A | #N/A | #N/A
TRUE | QLD | QTUH | Turkinje 132 | Energy Queensland | Summer | Non-coincident | 2019 | BASEYEARPOE90 | 8.6625 | NA | QLD Turkinje 132 |  |  | FALSE | #N/A | #N/A | #N/A | #N/A | #N/A | #N/A | #N/A | #N/A | #N/A | #N/A
TRUE | QLD | QTUH | Turkinje 132 | Energy Queensland | Summer | Non-coincident | 2019 | BASEYEARPOE50 | 9.0949 | 21.578 | QLD Turkinje 132 |  |  | FALSE | #N/A | #N/A | #N/A | #N/A | #N/A | #N/A | #N/A | #N/A | #N/A | #N/A
TRUE | QLD | QTUH | Turkinje 132 | Energy Queensland | Summer | Coincident | 2020 | ACTUAL_OPG | 11.6781 | 15.8204 | QLD Turkinje 132 |  |  | FALSE | #N/A | #N/A | #N/A | #N/A | #N/A | #N/A | #N/A | #N/A | #N/A | #N/A
TRUE | QLD | QTUH | Turkinje 132 | Energy Queensland | Summer | Coincident | 2020 | ACTUAL_RAW | 11.6781 | 15.8204 | QLD Turkinje 132 |  |  | FALSE | #N/A | #N/A | #N/A | #N/A | #N/A | #N/A | #N/A | #N/A | #N/A | #N/A
TRUE | QLD | QTUH | Turkinje 132 | Energy Queensland | Summer | Non-coincident | 2020 | ACTUAL_RAW | 8.2495 | 20.5743 | QLD Turkinje 132 |  |  | FALSE | #N/A | #N/A | #N/A | #N/A | #N/A | #N/A | #N/A | #N/A | #N/A | #N/A
TRUE | QLD | QTUH | Turkinje 132 | Energy Queensland | Summer | Non-coincident | 2020 | ACTUAL_OPG | 8.2495 | 20.5743 | QLD Turkinje 132 |  |  | FALSE | #N/A | #N/A | #N/A | #N/A | #N/A | #N/A | #N/A | #N/A | #N/A | #N/A
TRUE | QLD | QTUH | Turkinje 132 | Energy Queensland | Summer | Non-coincident | 2020 | ACTUAL_ADJUSTEDOPG | 8.2495 | 20.5743 | QLD Turkinje 132 |  |  | FALSE | #N/A | #N/A | #N/A | #N/A | #N/A | #N/A | #N/A | #N/A | #N/A | #N/A
TRUE | QLD | QTUH | Turkinje 132 | Energy Queensland | Summer | Coincident_unreconciled | 2021 | POE50 | 10.8905 | NA | QLD Turkinje 132 |  |  | FALSE | #N/A | #N/A | #N/A | #N/A | #N/A | #N/A | #N/A | #N/A | #N/A | #N/A
TRUE | QLD | QTUH | Turkinje 132 | Energy Queensland | Summer | Coincident_unreconciled | 2021 | POE90 | 9.1681 | NA | QLD Turkinje 132 |  |  | FALSE | #N/A | #N/A | #N/A | #N/A | #N/A | #N/A | #N/A | #N/A | #N/A | #N/A
TRUE | QLD | QTUH | Turkinje 132 | Energy Queensland | Summer | Non-coincident | 2021 | POE50 | 9.0884 | 21.7275 | QLD Turkinje 132 |  |  | FALSE | #N/A | #N/A | #N/A | #N/A | #N/A | #N/A | #N/A | #N/A | #N/A | #N/A
TRUE | QLD | QTUH | Turkinje 132 | Energy Queensland | Summer | Non-coincident | 2021 | POE90 | 8.6563 | NA | QLD Turkinje 132 |  |  | FALSE | #N/A | #N/A | #N/A | #N/A | #N/A | #N/A | #N/A | #N/A | #N/A | #N/A
TRUE | QLD | QTUH | Turkinje 132 | Energy Queensland | Summer | Coincident_unreconciled | 2022 | POE50 | 10.5437 | NA | QLD Turkinje 132 |  |  | FALSE | #N/A | #N/A | #N/A | #N/A | #N/A | #N/A | #N/A | #N/A | #N/A | #N/A
TRUE | QLD | QTUH | Turkinje 132 | Energy Queensland | Summer | Coincident_unreconciled | 2022 | POE90 | 8.8172 | NA | QLD Turkinje 132 |  |  | FALSE | #N/A | #N/A | #N/A | #N/A | #N/A | #N/A | #N/A | #N/A | #N/A | #N/A
TRUE | QLD | QTUH | Turkinje 132 | Energy Queensland | Summer | Non-coincident | 2022 | POE50 | 9.1074 | 21.774 | QLD Turkinje 132 |  |  | FALSE | #N/A | #N/A | #N/A | #N/A | #N/A | #N/A | #N/A | #N/A | #N/A | #N/A
TRUE | QLD | QTUH | Turkinje 132 | Energy Queensland | Summer | Non-coincident | 2022 | POE90 | 8.6743 | NA | QLD Turkinje 132 |  |  | FALSE | #N/A | #N/A | #N/A | #N/A | #N/A | #N/A | #N/A | #N/A | #N/A | #N/A
TRUE | QLD | QTUH | Turkinje 132 | Energy Queensland | Summer | Coincident_unreconciled | 2023 | POE50 | 10.1902 | NA | QLD Turkinje 132 |  |  | FALSE | #N/A | #N/A | #N/A | #N/A | #N/A | #N/A | #N/A | #N/A | #N/A | #N/A
TRUE | QLD | QTUH | Turkinje 132 | Energy Queensland | Summer | Coincident_unreconciled | 2023 | POE90 | 8.46 | NA | QLD Turkinje 132 |  |  | FALSE | #N/A | #N/A | #N/A | #N/A | #N/A | #N/A | #N/A | #N/A | #N/A | #N/A
TRUE | QLD | QTUH | Turkinje 132 | Energy Queensland | Summer | Non-coincident | 2023 | POE50 | 9.1255 | 21.8183 | QLD Turkinje 132 |  |  | FALSE | #N/A | #N/A | #N/A | #N/A | #N/A | #N/A | #N/A | #N/A | #N/A | #N/A
TRUE | QLD | QTUH | Turkinje 132 | Energy Queensland | Summer | Non-coincident | 2023 | POE90 | 8.6915 | NA | QLD Turkinje 132 |  |  | FALSE | #N/A | #N/A | #N/A | #N/A | #N/A | #N/A | #N/A | #N/A | #N/A | #N/A
TRUE | QLD | QTUH | Turkinje 132 | Energy Queensland | Summer | Coincident_unreconciled | 2024 | POE50 | 9.8492 | NA | QLD Turkinje 132 |  |  | FALSE | #N/A | #N/A | #N/A | #N/A | #N/A | #N/A | #N/A | #N/A | #N/A | #N/A
TRUE | QLD | QTUH | Turkinje 132 | Energy Queensland | Summer | Coincident_unreconciled | 2024 | POE90 | 8.1152 | NA | QLD Turkinje 132 |  |  | FALSE | #N/A | #N/A | #N/A | #N/A | #N/A | #N/A | #N/A | #N/A | #N/A | #N/A
TRUE | QLD | QTUH | Turkinje 132 | Energy Queensland | Summer | Non-coincident | 2024 | POE50 | 9.1407 | 21.8599 | QLD Turkinje 132 |  |  | FALSE | #N/A | #N/A | #N/A | #N/A | #N/A | #N/A | #N/A | #N/A | #N/A | #N/A
TRUE | QLD | QTUH | Turkinje 132 | Energy Queensland | Summer | Non-coincident | 2024 | POE90 | 8.6573 | NA | QLD Turkinje 132 |  |  | FALSE | #N/A | #N/A | #N/A | #N/A | #N/A | #N/A | #N/A | #N/A | #N/A | #N/A
TRUE | QLD | QTUH | Turkinje 132 | Energy Queensland | Summer | Coincident_unreconciled | 2025 | POE50 | 9.5099 | NA | QLD Turkinje 132 |  |  | FALSE | #N/A | #N/A | #N/A | #N/A | #N/A | #N/A | #N/A | #N/A | #N/A | #N/A
TRUE | QLD | QTUH | Turkinje 132 | Energy Queensland | Summer | Coincident_unreconciled | 2025 | POE90 | 7.772 | NA | QLD Turkinje 132 |  |  | FALSE | #N/A | #N/A | #N/A | #N/A | #N/A | #N/A | #N/A | #N/A | #N/A | #N/A
TRUE | QLD | QTUH | Turkinje 132 | Energy Queensland | Summer | Non-coincident | 2025 | POE50 | 9.1533 | 21.9031 | QLD Turkinje 132 |  |  | FALSE | #N/A | #N/A | #N/A | #N/A | #N/A | #N/A | #N/A | #N/A | #N/A | #N/A
TRUE | QLD | QTUH | Turkinje 132 | Energy Queensland | Summer | Non-coincident | 2025 | POE90 | 8.429 | NA | QLD Turkinje 132 |  |  | FALSE | #N/A | #N/A | #N/A | #N/A | #N/A | #N/A | #N/A | #N/A | #N/A | #N/A
TRUE | QLD | QTUH | Turkinje 132 | Energy Queensland | Summer | Coincident_unreconciled | 2026 | POE50 | 9.2073 | NA | QLD Turkinje 132 |  |  | FALSE | #N/A | #N/A | #N/A | #N/A | #N/A | #N/A | #N/A | #N/A | #N/A | #N/A
TRUE | QLD | QTUH | Turkinje 132 | Energy Queensland | Summer | Coincident_unreconciled | 2026 | POE90 | 7.4656 | NA | QLD Turkinje 132 |  |  | FALSE | #N/A | #N/A | #N/A | #N/A | #N/A | #N/A | #N/A | #N/A | #N/A | #N/A
TRUE | QLD | QTUH | Turkinje 132 | Energy Queensland | Summer | Non-coincident | 2026 | POE50 | 9.1645 | 21.9544 | QLD Turkinje 132 |  |  | FALSE | #N/A | #N/A | #N/A | #N/A | #N/A | #N/A | #N/A | #N/A | #N/A | #N/A
TRUE | QLD | QTUH | Turkinje 132 | Energy Queensland | Summer | Non-coincident | 2026 | POE90 | 8.2251 | NA | QLD Turkinje 132 |  |  | FALSE | #N/A | #N/A | #N/A | #N/A | #N/A | #N/A | #N/A | #N/A | #N/A | #N/A
TRUE | QLD | QTUH | Turkinje 132 | Energy Queensland | Summer | Coincident_unreconciled | 2027 | POE50 | 8.9996 | NA | QLD Turkinje 132 |  |  | FALSE | #N/A | #N/A | #N/A | #N/A | #N/A | #N/A | #N/A | #N/A | #N/A | #N/A
TRUE | QLD | QTUH | Turkinje 132 | Energy Queensland | Summer | Coincident_unreconciled | 2027 | POE90 | 7.2534 | NA | QLD Turkinje 132 |  |  | FALSE | #N/A | #N/A | #N/A | #N/A | #N/A | #N/A | #N/A | #N/A | #N/A | #N/A
TRUE | QLD | QTUH | Turkinje 132 | Energy Queensland | Summer | Non-coincident | 2027 | POE50 | 9.1819 | 22.0386 | QLD Turkinje 132 |  |  | FALSE | #N/A | #N/A | #N/A | #N/A | #N/A | #N/A | #N/A | #N/A | #N/A | #N/A
TRUE | QLD | QTUH | Turkinje 132 | Energy Queensland | Summer | Non-coincident | 2027 | POE90 | 8.0838 | NA | QLD Turkinje 132 |  |  | FALSE | #N/A | #N/A | #N/A | #N/A | #N/A | #N/A | #N/A | #N/A | #N/A | #N/A
TRUE | QLD | QTUH | Turkinje 132 | Energy Queensland | Summer | Coincident_unreconciled | 2028 | POE50 | 8.8454 | NA | QLD Turkinje 132 |  |  | FALSE | #N/A | #N/A | #N/A | #N/A | #N/A | #N/A | #N/A | #N/A | #N/A | #N/A
TRUE | QLD | QTUH | Turkinje 132 | Energy Queensland | Summer | Coincident_unreconciled | 2028 | POE90 | 7.0938 | NA | QLD Turkinje 132 |  |  | FALSE | #N/A | #N/A | #N/A | #N/A | #N/A | #N/A | #N/A | #N/A | #N/A | #N/A
TRUE | QLD | QTUH | Turkinje 132 | Energy Queensland | Summer | Non-coincident | 2028 | POE50 | 9.1432 | 22.1584 | QLD Turkinje 132 |  |  | FALSE | #N/A | #N/A | #N/A | #N/A | #N/A | #N/A | #N/A | #N/A | #N/A | #N/A
TRUE | QLD | QTUH | Turkinje 132 | Energy Queensland | Summer | Non-coincident | 2028 | POE90 | 7.9776 | NA | QLD Turkinje 132 |  |  | FALSE | #N/A | #N/A | #N/A | #N/A | #N/A | #N/A | #N/A | #N/A | #N/A | #N/A
TRUE | QLD | QTUH | Turkinje 132 | Energy Queensland | Summer | Coincident_unreconciled | 2029 | POE50 | 8.7421 | NA | QLD Turkinje 132 |  |  | FALSE | #N/A | #N/A | #N/A | #N/A | #N/A | #N/A | #N/A | #N/A | #N/A | #N/A
TRUE | QLD | QTUH | Turkinje 132 | Energy Queensland | Summer | Coincident_unreconciled | 2029 | POE90 | 6.985 | NA | QLD Turkinje 132 |  |  | FALSE | #N/A | #N/A | #N/A | #N/A | #N/A | #N/A | #N/A | #N/A | #N/A | #N/A
TRUE | QLD | QTUH | Turkinje 132 | Energy Queensland | Summer | Non-coincident | 2029 | POE50 | 9.0744 | 22.3045 | QLD Turkinje 132 |  |  | FALSE | #N/A | #N/A | #N/A | #N/A | #N/A | #N/A | #N/A | #N/A | #N/A | #N/A
TRUE | QLD | QTUH | Turkinje 132 | Energy Queensland | Summer | Non-coincident | 2029 | POE90 | 7.9053 | NA | QLD Turkinje 132 |  |  | FALSE | #N/A | #N/A | #N/A | #N/A | #N/A | #N/A | #N/A | #N/A | #N/A | #N/A
TRUE | QLD | QTUH | Turkinje 132 | Energy Queensland | Summer | Coincident_unreconciled | 2030 | POE50 | 8.6891 | NA | QLD Turkinje 132 |  |  | FALSE | #N/A | #N/A | #N/A | #N/A | #N/A | #N/A | #N/A | #N/A | #N/A | #N/A
TRUE | QLD | QTUH | Turkinje 132 | Energy Queensland | Summer | Coincident_unreconciled | 2030 | POE90 | 6.9267 | NA | QLD Turkinje 132 |  |  | FALSE | #N/A | #N/A | #N/A | #N/A | #N/A | #N/A | #N/A | #N/A | #N/A | #N/A
TRUE | QLD | QTUH | Turkinje 132 | Energy Queensland | Summer | Non-coincident | 2030 | POE50 | 9.0392 | 22.4774 | QLD Turkinje 132 |  |  | FALSE | #N/A | #N/A | #N/A | #N/A | #N/A | #N/A | #N/A | #N/A | #N/A | #N/A
TRUE | QLD | QTUH | Turkinje 132 | Energy Queensland | Summer | Non-coincident | 2030 | POE90 | 7.8665 | NA | QLD Turkinje 132 |  |  | FALSE | #N/A | #N/A | #N/A | #N/A | #N/A | #N/A | #N/A | #N/A | #N/A | #N/A
TRUE | QLD | QTUH | Turkinje 132 | Energy Queensland | Winter | Coincident | 2016 | ACTUAL_OPG | 9.1727 | 17.4776 | QLD Turkinje 132 |  |  | FALSE | #N/A | #N/A | #N/A | #N/A | #N/A | #N/A | #N/A | #N/A | #N/A | #N/A
TRUE | QLD | QTUH | Turkinje 132 | Energy Queensland | Winter | Coincident | 2016 | ACTUAL_RAW | 9.1727 | 17.4776 | QLD Turkinje 132 |  |  | FALSE | #N/A | #N/A | #N/A | #N/A | #N/A | #N/A | #N/A | #N/A | #N/A | #N/A
TRUE | QLD | QTUH | Turkinje 132 | Energy Queensland | Winter | Non-coincident | 2016 | ACTUAL_RAW | 7.629 | 17.918 | QLD Turkinje 132 |  |  | FALSE | #N/A | #N/A | #N/A | #N/A | #N/A | #N/A | #N/A | #N/A | #N/A | #N/A
TRUE | QLD | QTUH | Turkinje 132 | Energy Queensland | Winter | Non-coincident | 2016 | ACTUAL_OPG | 7.629 | 17.918 | QLD Turkinje 132 |  |  | FALSE | #N/A | #N/A | #N/A | #N/A | #N/A | #N/A | #N/A | #N/A | #N/A | #N/A
TRUE | QLD | QTUH | Turkinje 132 | Energy Queensland | Winter | Non-coincident | 2016 | ACTUAL_ADJUSTEDOPG | 7.629 | 17.918 | QLD Turkinje 132 |  |  | FALSE | #N/A | #N/A | #N/A | #N/A | #N/A | #N/A | #N/A | #N/A | #N/A | #N/A
TRUE | QLD | QTUH | Turkinje 132 | Energy Queensland | Winter | Coincident | 2017 | ACTUAL_OPG | 12.7021 | 14.3942 | QLD Turkinje 132 |  |  | FALSE | #N/A | #N/A | #N/A | #N/A | #N/A | #N/A | #N/A | #N/A | #N/A | #N/A
TRUE | QLD | QTUH | Turkinje 132 | Energy Queensland | Winter | Coincident | 2017 | ACTUAL_RAW | 12.7021 | 14.3942 | QLD Turkinje 132 |  |  | FALSE | #N/A | #N/A | #N/A | #N/A | #N/A | #N/A | #N/A | #N/A | #N/A | #N/A
TRUE | QLD | QTUH | Turkinje 132 | Energy Queensland | Winter | Non-coincident | 2017 | ACTUAL_RAW | 7.7599 | 17.8778 | QLD Turkinje 132 |  |  | FALSE | #N/A | #N/A | #N/A | #N/A | #N/A | #N/A | #N/A | #N/A | #N/A | #N/A
TRUE | QLD | QTUH | Turkinje 132 | Energy Queensland | Winter | Non-coincident | 2017 | ACTUAL_OPG | 7.7599 | 17.8778 | QLD Turkinje 132 |  |  | FALSE | #N/A | #N/A | #N/A | #N/A | #N/A | #N/A | #N/A | #N/A | #N/A | #N/A
TRUE | QLD | QTUH | Turkinje 132 | Energy Queensland | Winter | Non-coincident | 2017 | ACTUAL_ADJUSTEDOPG | 7.7599 | 17.8778 | QLD Turkinje 132 |  |  | FALSE | #N/A | #N/A | #N/A | #N/A | #N/A | #N/A | #N/A | #N/A | #N/A | #N/A
TRUE | QLD | QTUH | Turkinje 132 | Energy Queensland | Winter | Coincident | 2018 | ACTUAL_OPG | 11.6659 | 15.1535 | QLD Turkinje 132 |  |  | FALSE | #N/A | #N/A | #N/A | #N/A | #N/A | #N/A | #N/A | #N/A | #N/A | #N/A
TRUE | QLD | QTUH | Turkinje 132 | Energy Queensland | Winter | Coincident | 2018 | ACTUAL_RAW | 11.6659 | 15.1535 | QLD Turkinje 132 |  |  | FALSE | #N/A | #N/A | #N/A | #N/A | #N/A | #N/A | #N/A | #N/A | #N/A | #N/A
TRUE | QLD | QTUH | Turkinje 132 | Energy Queensland | Winter | Non-coincident | 2018 | ACTUAL_RAW | 7.5167 | 16.9333 | QLD Turkinje 132 |  |  | FALSE | #N/A | #N/A | #N/A | #N/A | #N/A | #N/A | #N/A | #N/A | #N/A | #N/A
TRUE | QLD | QTUH | Turkinje 132 | Energy Queensland | Winter | Non-coincident | 2018 | ACTUAL_OPG | 7.5167 | 16.9333 | QLD Turkinje 132 |  |  | FALSE | #N/A | #N/A | #N/A | #N/A | #N/A | #N/A | #N/A | #N/A | #N/A | #N/A
TRUE | QLD | QTUH | Turkinje 132 | Energy Queensland | Winter | Non-coincident | 2018 | ACTUAL_ADJUSTEDOPG | 7.5167 | 16.9333 | QLD Turkinje 132 |  |  | FALSE | #N/A | #N/A | #N/A | #N/A | #N/A | #N/A | #N/A | #N/A | #N/A | #N/A
TRUE | QLD | QTUH | Turkinje 132 | Energy Queensland | Winter | Coincident | 2019 | ACTUAL_OPG | 10.7927 | 13.9491 | QLD Turkinje 132 |  |  | FALSE | #N/A | #N/A | #N/A | #N/A | #N/A | #N/A | #N/A | #N/A | #N/A | #N/A
TRUE | QLD | QTUH | Turkinje 132 | Energy Queensland | Winter | Coincident | 2019 | ACTUAL_RAW | 10.7927 | 13.9491 | QLD Turkinje 132 |  |  | FALSE | #N/A | #N/A | #N/A | #N/A | #N/A | #N/A | #N/A | #N/A | #N/A | #N/A
TRUE | QLD | QTUH | Turkinje 132 | Energy Queensland | Winter | Non-coincident | 2019 | ACTUAL_RAW | 7.4288 | 16.9528 | QLD Turkinje 132 |  |  | FALSE | #N/A | #N/A | #N/A | #N/A | #N/A | #N/A | #N/A | #N/A | #N/A | #N/A
TRUE | QLD | QTUH | Turkinje 132 | Energy Queensland | Winter | Non-coincident | 2019 | ACTUAL_OPG | 7.4288 | 16.9528 | QLD Turkinje 132 |  |  | FALSE | #N/A | #N/A | #N/A | #N/A | #N/A | #N/A | #N/A | #N/A | #N/A | #N/A
TRUE | QLD | QTUH | Turkinje 132 | Energy Queensland | Winter | Non-coincident | 2019 | ACTUAL_ADJUSTEDOPG | 7.4288 | 16.9528 | QLD Turkinje 132 |  |  | FALSE | #N/A | #N/A | #N/A | #N/A | #N/A | #N/A | #N/A | #N/A | #N/A | #N/A
TRUE | QLD | QTUH | Turkinje 132 | Energy Queensland | Winter | Non-coincident | 2019 | BASEYEARPOE90 | 7.096 | NA | QLD Turkinje 132 |  |  | FALSE | #N/A | #N/A | #N/A | #N/A | #N/A | #N/A | #N/A | #N/A | #N/A | #N/A
TRUE | QLD | QTUH | Turkinje 132 | Energy Queensland | Winter | Non-coincident | 2019 | BASEYEARPOE50 | 7.5968 | 17.401 | QLD Turkinje 132 |  |  | FALSE | #N/A | #N/A | #N/A | #N/A | #N/A | #N/A | #N/A | #N/A | #N/A | #N/A
TRUE | QLD | QTUH | Turkinje 132 | Energy Queensland | Winter | Coincident_unreconciled | 2020 | POE50 | 10.566 | NA | QLD Turkinje 132 |  |  | FALSE | #N/A | #N/A | #N/A | #N/A | #N/A | #N/A | #N/A | #N/A | #N/A | #N/A
TRUE | QLD | QTUH | Turkinje 132 | Energy Queensland | Winter | Coincident_unreconciled | 2020 | POE90 | 9.9988 | NA | QLD Turkinje 132 |  |  | FALSE | #N/A | #N/A | #N/A | #N/A | #N/A | #N/A | #N/A | #N/A | #N/A | #N/A
TRUE | QLD | QTUH | Turkinje 132 | Energy Queensland | Winter | Non-coincident | 2020 | POE50 | 7.5638 | 17.3482 | QLD Turkinje 132 |  |  | FALSE | #N/A | #N/A | #N/A | #N/A | #N/A | #N/A | #N/A | #N/A | #N/A | #N/A
TRUE | QLD | QTUH | Turkinje 132 | Energy Queensland | Winter | Non-coincident | 2020 | POE90 | 7.0651 | NA | QLD Turkinje 132 |  |  | FALSE | #N/A | #N/A | #N/A | #N/A | #N/A | #N/A | #N/A | #N/A | #N/A | #N/A
TRUE | QLD | QTUH | Turkinje 132 | Energy Queensland | Winter | Coincident_unreconciled | 2021 | POE50 | 10.1761 | NA | QLD Turkinje 132 |  |  | FALSE | #N/A | #N/A | #N/A | #N/A | #N/A | #N/A | #N/A | #N/A | #N/A | #N/A
TRUE | QLD | QTUH | Turkinje 132 | Energy Queensland | Winter | Coincident_unreconciled | 2021 | POE90 | 9.6075 | NA | QLD Turkinje 132 |  |  | FALSE | #N/A | #N/A | #N/A | #N/A | #N/A | #N/A | #N/A | #N/A | #N/A | #N/A
TRUE | QLD | QTUH | Turkinje 132 | Energy Queensland | Winter | Non-coincident | 2021 | POE50 | 7.5816 | 17.3916 | QLD Turkinje 132 |  |  | FALSE | #N/A | #N/A | #N/A | #N/A | #N/A | #N/A | #N/A | #N/A | #N/A | #N/A
TRUE | QLD | QTUH | Turkinje 132 | Energy Queensland | Winter | Non-coincident | 2021 | POE90 | 7.0817 | NA | QLD Turkinje 132 |  |  | FALSE | #N/A | #N/A | #N/A | #N/A | #N/A | #N/A | #N/A | #N/A | #N/A | #N/A
TRUE | QLD | QTUH | Turkinje 132 | Energy Queensland | Winter | Coincident_unreconciled | 2022 | POE50 | 9.8919 | NA | QLD Turkinje 132 |  |  | FALSE | #N/A | #N/A | #N/A | #N/A | #N/A | #N/A | #N/A | #N/A | #N/A | #N/A
TRUE | QLD | QTUH | Turkinje 132 | Energy Queensland | Winter | Coincident_unreconciled | 2022 | POE90 | 9.3221 | NA | QLD Turkinje 132 |  |  | FALSE | #N/A | #N/A | #N/A | #N/A | #N/A | #N/A | #N/A | #N/A | #N/A | #N/A
TRUE | QLD | QTUH | Turkinje 132 | Energy Queensland | Winter | Non-coincident | 2022 | POE50 | 7.5969 | 17.4289 | QLD Turkinje 132 |  |  | FALSE | #N/A | #N/A | #N/A | #N/A | #N/A | #N/A | #N/A | #N/A | #N/A | #N/A
TRUE | QLD | QTUH | Turkinje 132 | Energy Queensland | Winter | Non-coincident | 2022 | POE90 | 7.0959 | NA | QLD Turkinje 132 |  |  | FALSE | #N/A | #N/A | #N/A | #N/A | #N/A | #N/A | #N/A | #N/A | #N/A | #N/A
TRUE | QLD | QTUH | Turkinje 132 | Energy Queensland | Winter | Coincident_unreconciled | 2023 | POE50 | 9.5731 | NA | QLD Turkinje 132 |  |  | FALSE | #N/A | #N/A | #N/A | #N/A | #N/A | #N/A | #N/A | #N/A | #N/A | #N/A
TRUE | QLD | QTUH | Turkinje 132 | Energy Queensland | Winter | Coincident_unreconciled | 2023 | POE90 | 9.0021 | NA | QLD Turkinje 132 |  |  | FALSE | #N/A | #N/A | #N/A | #N/A | #N/A | #N/A | #N/A | #N/A | #N/A | #N/A
TRUE | QLD | QTUH | Turkinje 132 | Energy Queensland | Winter | Non-coincident | 2023 | POE50 | 7.6125 | 17.4674 | QLD Turkinje 132 |  |  | FALSE | #N/A | #N/A | #N/A | #N/A | #N/A | #N/A | #N/A | #N/A | #N/A | #N/A
TRUE | QLD | QTUH | Turkinje 132 | Energy Queensland | Winter | Non-coincident | 2023 | POE90 | 7.1104 | NA | QLD Turkinje 132 |  |  | FALSE | #N/A | #N/A | #N/A | #N/A | #N/A | #N/A | #N/A | #N/A | #N/A | #N/A
TRUE | QLD | QTUH | Turkinje 132 | Energy Queensland | Winter | Coincident_unreconciled | 2024 | POE50 | 9.2996 | NA | QLD Turkinje 132 |  |  | FALSE | #N/A | #N/A | #N/A | #N/A | #N/A | #N/A | #N/A | #N/A | #N/A | #N/A
TRUE | QLD | QTUH | Turkinje 132 | Energy Queensland | Winter | Coincident_unreconciled | 2024 | POE90 | 8.7273 | NA | QLD Turkinje 132 |  |  | FALSE | #N/A | #N/A | #N/A | #N/A | #N/A | #N/A | #N/A | #N/A | #N/A | #N/A
TRUE | QLD | QTUH | Turkinje 132 | Energy Queensland | Winter | Non-coincident | 2024 | POE50 | 7.6251 | 17.5045 | QLD Turkinje 132 |  |  | FALSE | #N/A | #N/A | #N/A | #N/A | #N/A | #N/A | #N/A | #N/A | #N/A | #N/A
TRUE | QLD | QTUH | Turkinje 132 | Energy Queensland | Winter | Non-coincident | 2024 | POE90 | 7.1219 | NA | QLD Turkinje 132 |  |  | FALSE | #N/A | #N/A | #N/A | #N/A | #N/A | #N/A | #N/A | #N/A | #N/A | #N/A
TRUE | QLD | QTUH | Turkinje 132 | Energy Queensland | Winter | Coincident_unreconciled | 2025 | POE50 | 8.999 | NA | QLD Turkinje 132 |  |  | FALSE | #N/A | #N/A | #N/A | #N/A | #N/A | #N/A | #N/A | #N/A | #N/A | #N/A
TRUE | QLD | QTUH | Turkinje 132 | Energy Queensland | Winter | Coincident_unreconciled | 2025 | POE90 | 8.4254 | NA | QLD Turkinje 132 |  |  | FALSE | #N/A | #N/A | #N/A | #N/A | #N/A | #N/A | #N/A | #N/A | #N/A | #N/A
TRUE | QLD | QTUH | Turkinje 132 | Energy Queensland | Winter | Non-coincident | 2025 | POE50 | 7.5211 | 17.5482 | QLD Turkinje 132 |  |  | FALSE | #N/A | #N/A | #N/A | #N/A | #N/A | #N/A | #N/A | #N/A | #N/A | #N/A
TRUE | QLD | QTUH | Turkinje 132 | Energy Queensland | Winter | Non-coincident | 2025 | POE90 | 7.0417 | NA | QLD Turkinje 132 |  |  | FALSE | #N/A | #N/A | #N/A | #N/A | #N/A | #N/A | #N/A | #N/A | #N/A | #N/A
TRUE | QLD | QTUH | Turkinje 132 | Energy Queensland | Winter | Coincident_unreconciled | 2026 | POE50 | 8.7757 | NA | QLD Turkinje 132 |  |  | FALSE | #N/A | #N/A | #N/A | #N/A | #N/A | #N/A | #N/A | #N/A | #N/A | #N/A
TRUE | QLD | QTUH | Turkinje 132 | Energy Queensland | Winter | Coincident_unreconciled | 2026 | POE90 | 8.2008 | NA | QLD Turkinje 132 |  |  | FALSE | #N/A | #N/A | #N/A | #N/A | #N/A | #N/A | #N/A | #N/A | #N/A | #N/A
TRUE | QLD | QTUH | Turkinje 132 | Energy Queensland | Winter | Non-coincident | 2026 | POE50 | 7.3344 | 17.6024 | QLD Turkinje 132 |  |  | FALSE | #N/A | #N/A | #N/A | #N/A | #N/A | #N/A | #N/A | #N/A | #N/A | #N/A
TRUE | QLD | QTUH | Turkinje 132 | Energy Queensland | Winter | Non-coincident | 2026 | POE90 | 6.854 | NA | QLD Turkinje 132 |  |  | FALSE | #N/A | #N/A | #N/A | #N/A | #N/A | #N/A | #N/A | #N/A | #N/A | #N/A
TRUE | QLD | QTUH | Turkinje 132 | Energy Queensland | Winter | Coincident_unreconciled | 2027 | POE50 | 8.6077 | NA | QLD Turkinje 132 |  |  | FALSE | #N/A | #N/A | #N/A | #N/A | #N/A | #N/A | #N/A | #N/A | #N/A | #N/A
TRUE | QLD | QTUH | Turkinje 132 | Energy Queensland | Winter | Coincident_unreconciled | 2027 | POE90 | 8.0311 | NA | QLD Turkinje 132 |  |  | FALSE | #N/A | #N/A | #N/A | #N/A | #N/A | #N/A | #N/A | #N/A | #N/A | #N/A
TRUE | QLD | QTUH | Turkinje 132 | Energy Queensland | Winter | Non-coincident | 2027 | POE50 | 7.194 | 17.6959 | QLD Turkinje 132 |  |  | FALSE | #N/A | #N/A | #N/A | #N/A | #N/A | #N/A | #N/A | #N/A | #N/A | #N/A
TRUE | QLD | QTUH | Turkinje 132 | Energy Queensland | Winter | Non-coincident | 2027 | POE90 | 6.7121 | NA | QLD Turkinje 132 |  |  | FALSE | #N/A | #N/A | #N/A | #N/A | #N/A | #N/A | #N/A | #N/A | #N/A | #N/A
TRUE | QLD | QTUH | Turkinje 132 | Energy Queensland | Winter | Coincident_unreconciled | 2028 | POE50 | 8.4864 | NA | QLD Turkinje 132 |  |  | FALSE | #N/A | #N/A | #N/A | #N/A | #N/A | #N/A | #N/A | #N/A | #N/A | #N/A
TRUE | QLD | QTUH | Turkinje 132 | Energy Queensland | Winter | Coincident_unreconciled | 2028 | POE90 | 7.908 | NA | QLD Turkinje 132 |  |  | FALSE | #N/A | #N/A | #N/A | #N/A | #N/A | #N/A | #N/A | #N/A | #N/A | #N/A
TRUE | QLD | QTUH | Turkinje 132 | Energy Queensland | Winter | Non-coincident | 2028 | POE50 | 7.0926 | 17.8149 | QLD Turkinje 132 |  |  | FALSE | #N/A | #N/A | #N/A | #N/A | #N/A | #N/A | #N/A | #N/A | #N/A | #N/A
TRUE | QLD | QTUH | Turkinje 132 | Energy Queensland | Winter | Non-coincident | 2028 | POE90 | 6.6092 | NA | QLD Turkinje 132 |  |  | FALSE | #N/A | #N/A | #N/A | #N/A | #N/A | #N/A | #N/A | #N/A | #N/A | #N/A
TRUE | QLD | QTUH | Turkinje 132 | Energy Queensland | Winter | Coincident_unreconciled | 2029 | POE50 | 8.3959 | NA | QLD Turkinje 132 |  |  | FALSE | #N/A | #N/A | #N/A | #N/A | #N/A | #N/A | #N/A | #N/A | #N/A | #N/A
TRUE | QLD | QTUH | Turkinje 132 | Energy Queensland | Winter | Coincident_unreconciled | 2029 | POE90 | 7.8158 | NA | QLD Turkinje 132 |  |  | FALSE | #N/A | #N/A | #N/A | #N/A | #N/A | #N/A | #N/A | #N/A | #N/A | #N/A
TRUE | QLD | QTUH | Turkinje 132 | Energy Queensland | Winter | Non-coincident | 2029 | POE50 | 7.0171 | 17.961 | QLD Turkinje 132 |  |  | FALSE | #N/A | #N/A | #N/A | #N/A | #N/A | #N/A | #N/A | #N/A | #N/A | #N/A
TRUE | QLD | QTUH | Turkinje 132 | Energy Queensland | Winter | Non-coincident | 2029 | POE90 | 6.5322 | NA | QLD Turkinje 132 |  |  | FALSE | #N/A | #N/A | #N/A | #N/A | #N/A | #N/A | #N/A | #N/A | #N/A | #N/A
TRUE | QLD | QTUH | Turkinje 132 | Energy Queensland | Shoulder | Non-coincident | 2019 | BASEYEARPOE10 | NA | 19.1179 | QLD Turkinje 132 |  |  | FALSE | #N/A | #N/A | #N/A | #N/A | #N/A | #N/A | #N/A | #N/A | #N/A | #N/A
TRUE | QLD | QTUH | Turkinje 132 | Energy Queensland | Shoulder | Coincident | 2021 | POE10 | NA | 17.3003 | QLD Turkinje 132 |  |  | FALSE | #N/A | #N/A | #N/A | #N/A | #N/A | #N/A | #N/A | #N/A | #N/A | #N/A
TRUE | QLD | QTUH | Turkinje 132 | Energy Queensland | Shoulder | Coincident | 2021 | POE50 | NA | 17.3639 | QLD Turkinje 132 |  |  | FALSE | #N/A | #N/A | #N/A | #N/A | #N/A | #N/A | #N/A | #N/A | #N/A | #N/A
TRUE | QLD | QTUH | Turkinje 132 | Energy Queensland | Shoulder | Non-coincident | 2021 | POE10 | NA | 19.1776 | QLD Turkinje 132 |  |  | FALSE | #N/A | #N/A | #N/A | #N/A | #N/A | #N/A | #N/A | #N/A | #N/A | #N/A
TRUE | QLD | QTUH | Turkinje 132 | Energy Queensland | Shoulder | Coincident | 2022 | POE10 | NA | 17.8188 | QLD Turkinje 132 |  |  | FALSE | #N/A | #N/A | #N/A | #N/A | #N/A | #N/A | #N/A | #N/A | #N/A | #N/A
TRUE | QLD | QTUH | Turkinje 132 | Energy Queensland | Shoulder | Coincident | 2022 | POE50 | NA | 17.5859 | QLD Turkinje 132 |  |  | FALSE | #N/A | #N/A | #N/A | #N/A | #N/A | #N/A | #N/A | #N/A | #N/A | #N/A
TRUE | QLD | QTUH | Turkinje 132 | Energy Queensland | Shoulder | Non-coincident | 2022 | POE10 | NA | 19.222 | QLD Turkinje 132 |  |  | FALSE | #N/A | #N/A | #N/A | #N/A | #N/A | #N/A | #N/A | #N/A | #N/A | #N/A
TRUE | QLD | QTUH | Turkinje 132 | Energy Queensland | Shoulder | Coincident | 2023 | POE10 | NA | 17.8918 | QLD Turkinje 132 |  |  | FALSE | #N/A | #N/A | #N/A | #N/A | #N/A | #N/A | #N/A | #N/A | #N/A | #N/A
TRUE | QLD | QTUH | Turkinje 132 | Energy Queensland | Shoulder | Coincident | 2023 | POE50 | NA | 17.7434 | QLD Turkinje 132 |  |  | FALSE | #N/A | #N/A | #N/A | #N/A | #N/A | #N/A | #N/A | #N/A | #N/A | #N/A
TRUE | QLD | QTUH | Turkinje 132 | Energy Queensland | Shoulder | Non-coincident | 2023 | POE10 | NA | 19.2642 | QLD Turkinje 132 |  |  | FALSE | #N/A | #N/A | #N/A | #N/A | #N/A | #N/A | #N/A | #N/A | #N/A | #N/A
TRUE | QLD | QTUH | Turkinje 132 | Energy Queensland | Shoulder | Coincident | 2024 | POE10 | NA | 18.0176 | QLD Turkinje 132 |  |  | FALSE | #N/A | #N/A | #N/A | #N/A | #N/A | #N/A | #N/A | #N/A | #N/A | #N/A
TRUE | QLD | QTUH | Turkinje 132 | Energy Queensland | Shoulder | Coincident | 2024 | POE50 | NA | 18.1033 | QLD Turkinje 132 |  |  | FALSE | #N/A | #N/A | #N/A | #N/A | #N/A | #N/A | #N/A | #N/A | #N/A | #N/A
TRUE | QLD | QTUH | Turkinje 132 | Energy Queensland | Shoulder | Non-coincident | 2024 | POE10 | NA | 19.3067 | QLD Turkinje 132 |  |  | FALSE | #N/A | #N/A | #N/A | #N/A | #N/A | #N/A | #N/A | #N/A | #N/A | #N/A
TRUE | QLD | QTUH | Turkinje 132 | Energy Queensland | Shoulder | Coincident | 2025 | POE10 | NA | 18.1177 | QLD Turkinje 132 |  |  | FALSE | #N/A | #N/A | #N/A | #N/A | #N/A | #N/A | #N/A | #N/A | #N/A | #N/A
TRUE | QLD | QTUH | Turkinje 132 | Energy Queensland | Shoulder | Coincident | 2025 | POE50 | NA | 18.0719 | QLD Turkinje 132 |  |  | FALSE | #N/A | #N/A | #N/A | #N/A | #N/A | #N/A | #N/A | #N/A | #N/A | #N/A
TRUE | QLD | QTUH | Turkinje 132 | Energy Queensland | Shoulder | Non-coincident | 2025 | POE10 | NA | 19.3536 | QLD Turkinje 132 |  |  | FALSE | #N/A | #N/A | #N/A | #N/A | #N/A | #N/A | #N/A | #N/A | #N/A | #N/A
TRUE | QLD | QTUH | Turkinje 132 | Energy Queensland | Shoulder | Coincident | 2026 | POE10 | NA | 18.076 | QLD Turkinje 132 |  |  | FALSE | #N/A | #N/A | #N/A | #N/A | #N/A | #N/A | #N/A | #N/A | #N/A | #N/A
TRUE | QLD | QTUH | Turkinje 132 | Energy Queensland | Shoulder | Coincident | 2026 | POE50 | NA | 18.1301 | QLD Turkinje 132 |  |  | FALSE | #N/A | #N/A | #N/A | #N/A | #N/A | #N/A | #N/A | #N/A | #N/A | #N/A
TRUE | QLD | QTUH | Turkinje 132 | Energy Queensland | Shoulder | Non-coincident | 2026 | POE10 | NA | 19.4093 | QLD Turkinje 132 |  |  | FALSE | #N/A | #N/A | #N/A | #N/A | #N/A | #N/A | #N/A | #N/A | #N/A | #N/A
TRUE | QLD | QTUH | Turkinje 132 | Energy Queensland | Shoulder | Coincident | 2027 | POE10 | NA | 18.0789 | QLD Turkinje 132 |  |  | FALSE | #N/A | #N/A | #N/A | #N/A | #N/A | #N/A | #N/A | #N/A | #N/A | #N/A
TRUE | QLD | QTUH | Turkinje 132 | Energy Queensland | Shoulder | Coincident | 2027 | POE50 | NA | 18.1162 | QLD Turkinje 132 |  |  | FALSE | #N/A | #N/A | #N/A | #N/A | #N/A | #N/A | #N/A | #N/A | #N/A | #N/A
TRUE | QLD | QTUH | Turkinje 132 | Energy Queensland | Shoulder | Non-coincident | 2027 | POE10 | NA | 19.4934 | QLD Turkinje 132 |  |  | FALSE | #N/A | #N/A | #N/A | #N/A | #N/A | #N/A | #N/A | #N/A | #N/A | #N/A
TRUE | QLD | QTUH | Turkinje 132 | Energy Queensland | Shoulder | Coincident | 2028 | POE10 | NA | 18.1191 | QLD Turkinje 132 |  |  | FALSE | #N/A | #N/A | #N/A | #N/A | #N/A | #N/A | #N/A | #N/A | #N/A | #N/A
TRUE | QLD | QTUH | Turkinje 132 | Energy Queensland | Shoulder | Coincident | 2028 | POE50 | NA | 18.202 | QLD Turkinje 132 |  |  | FALSE | #N/A | #N/A | #N/A | #N/A | #N/A | #N/A | #N/A | #N/A | #N/A | #N/A
TRUE | QLD | QTUH | Turkinje 132 | Energy Queensland | Shoulder | Non-coincident | 2028 | POE10 | NA | 19.6112 | QLD Turkinje 132 |  |  | FALSE | #N/A | #N/A | #N/A | #N/A | #N/A | #N/A | #N/A | #N/A | #N/A | #N/A
TRUE | QLD | QTUH | Turkinje 132 | Energy Queensland | Shoulder | Coincident | 2029 | POE10 | NA | 18.4226 | QLD Turkinje 132 |  |  | FALSE | #N/A | #N/A | #N/A | #N/A | #N/A | #N/A | #N/A | #N/A | #N/A | #N/A
TRUE | QLD | QTUH | Turkinje 132 | Energy Queensland | Shoulder | Coincident | 2029 | POE50 | NA | 18.4 | QLD Turkinje 132 |  |  | FALSE | #N/A | #N/A | #N/A | #N/A | #N/A | #N/A | #N/A | #N/A | #N/A | #N/A
TRUE | QLD | QTUH | Turkinje 132 | Energy Queensland | Shoulder | Non-coincident | 2029 | POE10 | NA | 19.7556 | QLD Turkinje 132 |  |  | FALSE | #N/A | #N/A | #N/A | #N/A | #N/A | #N/A | #N/A | #N/A | #N/A | #N/A
TRUE | QLD | QTUH | Turkinje 132 | Energy Queensland | Shoulder | Coincident | 2030 | POE10 | NA | 18.5856 | QLD Turkinje 132 |  |  | FALSE | #N/A | #N/A | #N/A | #N/A | #N/A | #N/A | #N/A | #N/A | #N/A | #N/A
TRUE | QLD | QTUH | Turkinje 132 | Energy Queensland | Shoulder | Coincident | 2030 | POE50 | NA | 18.5848 | QLD Turkinje 132 |  |  | FALSE | #N/A | #N/A | #N/A | #N/A | #N/A | #N/A | #N/A | #N/A | #N/A | #N/A
TRUE | QLD | QTUH | Turkinje 132 | Energy Queensland | Shoulder | Non-coincident | 2030 | POE10 | NA | 19.9317 | QLD Turkinje 132 |  |  | FALSE | #N/A | #N/A | #N/A | #N/A | #N/A | #N/A | #N/A | #N/A | #N/A | #N/A
TRUE | QLD | QTUH | Turkinje 132 | Energy Queensland | Summer | Non-coincident | 2019 | BASEYEARPOE10 | NA | 22.5739 | QLD Turkinje 132 |  |  | FALSE | #N/A | #N/A | #N/A | #N/A | #N/A | #N/A | #N/A | #N/A | #N/A | #N/A
TRUE | QLD | QTUH | Turkinje 132 | Energy Queensland | Summer | Coincident | 2021 | POE10 | NA | 17.8991 | QLD Turkinje 132 |  |  | FALSE | #N/A | #N/A | #N/A | #N/A | #N/A | #N/A | #N/A | #N/A | #N/A | #N/A
TRUE | QLD | QTUH | Turkinje 132 | Energy Queensland | Summer | Coincident | 2021 | POE50 | NA | 17.6601 | QLD Turkinje 132 |  |  | FALSE | #N/A | #N/A | #N/A | #N/A | #N/A | #N/A | #N/A | #N/A | #N/A | #N/A
TRUE | QLD | QTUH | Turkinje 132 | Energy Queensland | Summer | Non-coincident | 2021 | POE10 | NA | 23.0161 | QLD Turkinje 132 |  |  | FALSE | #N/A | #N/A | #N/A | #N/A | #N/A | #N/A | #N/A | #N/A | #N/A | #N/A
TRUE | QLD | QTUH | Turkinje 132 | Energy Queensland | Summer | Coincident | 2022 | POE10 | NA | 18.2634 | QLD Turkinje 132 |  |  | FALSE | #N/A | #N/A | #N/A | #N/A | #N/A | #N/A | #N/A | #N/A | #N/A | #N/A
TRUE | QLD | QTUH | Turkinje 132 | Energy Queensland | Summer | Coincident | 2022 | POE50 | NA | 17.992 | QLD Turkinje 132 |  |  | FALSE | #N/A | #N/A | #N/A | #N/A | #N/A | #N/A | #N/A | #N/A | #N/A | #N/A
TRUE | QLD | QTUH | Turkinje 132 | Energy Queensland | Summer | Non-coincident | 2022 | POE10 | NA | 23.0657 | QLD Turkinje 132 |  |  | FALSE | #N/A | #N/A | #N/A | #N/A | #N/A | #N/A | #N/A | #N/A | #N/A | #N/A
TRUE | QLD | QTUH | Turkinje 132 | Energy Queensland | Summer | Coincident | 2023 | POE10 | NA | 18.4015 | QLD Turkinje 132 |  |  | FALSE | #N/A | #N/A | #N/A | #N/A | #N/A | #N/A | #N/A | #N/A | #N/A | #N/A
TRUE | QLD | QTUH | Turkinje 132 | Energy Queensland | Summer | Coincident | 2023 | POE50 | NA | 18.0881 | QLD Turkinje 132 |  |  | FALSE | #N/A | #N/A | #N/A | #N/A | #N/A | #N/A | #N/A | #N/A | #N/A | #N/A
TRUE | QLD | QTUH | Turkinje 132 | Energy Queensland | Summer | Non-coincident | 2023 | POE10 | NA | 23.1128 | QLD Turkinje 132 |  |  | FALSE | #N/A | #N/A | #N/A | #N/A | #N/A | #N/A | #N/A | #N/A | #N/A | #N/A
TRUE | QLD | QTUH | Turkinje 132 | Energy Queensland | Summer | Coincident | 2024 | POE10 | NA | 18.649 | QLD Turkinje 132 |  |  | FALSE | #N/A | #N/A | #N/A | #N/A | #N/A | #N/A | #N/A | #N/A | #N/A | #N/A
TRUE | QLD | QTUH | Turkinje 132 | Energy Queensland | Summer | Coincident | 2024 | POE50 | NA | 18.3491 | QLD Turkinje 132 |  |  | FALSE | #N/A | #N/A | #N/A | #N/A | #N/A | #N/A | #N/A | #N/A | #N/A | #N/A
TRUE | QLD | QTUH | Turkinje 132 | Energy Queensland | Summer | Non-coincident | 2024 | POE10 | NA | 23.1572 | QLD Turkinje 132 |  |  | FALSE | #N/A | #N/A | #N/A | #N/A | #N/A | #N/A | #N/A | #N/A | #N/A | #N/A
TRUE | QLD | QTUH | Turkinje 132 | Energy Queensland | Summer | Coincident | 2025 | POE10 | NA | 18.5986 | QLD Turkinje 132 |  |  | FALSE | #N/A | #N/A | #N/A | #N/A | #N/A | #N/A | #N/A | #N/A | #N/A | #N/A
TRUE | QLD | QTUH | Turkinje 132 | Energy Queensland | Summer | Coincident | 2025 | POE50 | NA | 18.394 | QLD Turkinje 132 |  |  | FALSE | #N/A | #N/A | #N/A | #N/A | #N/A | #N/A | #N/A | #N/A | #N/A | #N/A
TRUE | QLD | QTUH | Turkinje 132 | Energy Queensland | Summer | Non-coincident | 2025 | POE10 | NA | 23.2032 | QLD Turkinje 132 |  |  | FALSE | #N/A | #N/A | #N/A | #N/A | #N/A | #N/A | #N/A | #N/A | #N/A | #N/A
TRUE | QLD | QTUH | Turkinje 132 | Energy Queensland | Summer | Coincident | 2026 | POE10 | NA | 18.7201 | QLD Turkinje 132 |  |  | FALSE | #N/A | #N/A | #N/A | #N/A | #N/A | #N/A | #N/A | #N/A | #N/A | #N/A
TRUE | QLD | QTUH | Turkinje 132 | Energy Queensland | Summer | Coincident | 2026 | POE50 | NA | 18.4532 | QLD Turkinje 132 |  |  | FALSE | #N/A | #N/A | #N/A | #N/A | #N/A | #N/A | #N/A | #N/A | #N/A | #N/A
TRUE | QLD | QTUH | Turkinje 132 | Energy Queensland | Summer | Non-coincident | 2026 | POE10 | NA | 23.2574 | QLD Turkinje 132 |  |  | FALSE | #N/A | #N/A | #N/A | #N/A | #N/A | #N/A | #N/A | #N/A | #N/A | #N/A
TRUE | QLD | QTUH | Turkinje 132 | Energy Queensland | Summer | Coincident | 2027 | POE10 | NA | 18.6419 | QLD Turkinje 132 |  |  | FALSE | #N/A | #N/A | #N/A | #N/A | #N/A | #N/A | #N/A | #N/A | #N/A | #N/A
TRUE | QLD | QTUH | Turkinje 132 | Energy Queensland | Summer | Coincident | 2027 | POE50 | NA | 18.441 | QLD Turkinje 132 |  |  | FALSE | #N/A | #N/A | #N/A | #N/A | #N/A | #N/A | #N/A | #N/A | #N/A | #N/A
TRUE | QLD | QTUH | Turkinje 132 | Energy Queensland | Summer | Non-coincident | 2027 | POE10 | NA | 23.345 | QLD Turkinje 132 |  |  | FALSE | #N/A | #N/A | #N/A | #N/A | #N/A | #N/A | #N/A | #N/A | #N/A | #N/A
TRUE | QLD | QTUH | Turkinje 132 | Energy Queensland | Summer | Coincident | 2028 | POE10 | NA | 18.7458 | QLD Turkinje 132 |  |  | FALSE | #N/A | #N/A | #N/A | #N/A | #N/A | #N/A | #N/A | #N/A | #N/A | #N/A
TRUE | QLD | QTUH | Turkinje 132 | Energy Queensland | Summer | Coincident | 2028 | POE50 | NA | 18.5366 | QLD Turkinje 132 |  |  | FALSE | #N/A | #N/A | #N/A | #N/A | #N/A | #N/A | #N/A | #N/A | #N/A | #N/A
TRUE | QLD | QTUH | Turkinje 132 | Energy Queensland | Summer | Non-coincident | 2028 | POE10 | NA | 23.4689 | QLD Turkinje 132 |  |  | FALSE | #N/A | #N/A | #N/A | #N/A | #N/A | #N/A | #N/A | #N/A | #N/A | #N/A
TRUE | QLD | QTUH | Turkinje 132 | Energy Queensland | Summer | Coincident | 2029 | POE10 | NA | 18.8074 | QLD Turkinje 132 |  |  | FALSE | #N/A | #N/A | #N/A | #N/A | #N/A | #N/A | #N/A | #N/A | #N/A | #N/A
TRUE | QLD | QTUH | Turkinje 132 | Energy Queensland | Summer | Coincident | 2029 | POE50 | NA | 18.681 | QLD Turkinje 132 |  |  | FALSE | #N/A | #N/A | #N/A | #N/A | #N/A | #N/A | #N/A | #N/A | #N/A | #N/A
TRUE | QLD | QTUH | Turkinje 132 | Energy Queensland | Summer | Non-coincident | 2029 | POE10 | NA | 23.619 | QLD Turkinje 132 |  |  | FALSE | #N/A | #N/A | #N/A | #N/A | #N/A | #N/A | #N/A | #N/A | #N/A | #N/A
TRUE | QLD | QTUH | Turkinje 132 | Energy Queensland | Summer | Coincident | 2030 | POE10 | NA | 18.9605 | QLD Turkinje 132 |  |  | FALSE | #N/A | #N/A | #N/A | #N/A | #N/A | #N/A | #N/A | #N/A | #N/A | #N/A
TRUE | QLD | QTUH | Turkinje 132 | Energy Queensland | Summer | Coincident | 2030 | POE50 | NA | 18.7382 | QLD Turkinje 132 |  |  | FALSE | #N/A | #N/A | #N/A | #N/A | #N/A | #N/A | #N/A | #N/A | #N/A | #N/A
TRUE | QLD | QTUH | Turkinje 132 | Energy Queensland | Summer | Non-coincident | 2030 | POE10 | NA | 23.796 | QLD Turkinje 132 |  |  | FALSE | #N/A | #N/A | #N/A | #N/A | #N/A | #N/A | #N/A | #N/A | #N/A | #N/A
TRUE | QLD | QTUH | Turkinje 132 | Energy Queensland | Winter | Non-coincident | 2019 | BASEYEARPOE10 | NA | 17.8039 | QLD Turkinje 132 |  |  | FALSE | #N/A | #N/A | #N/A | #N/A | #N/A | #N/A | #N/A | #N/A | #N/A | #N/A
TRUE | QLD | QTUH | Turkinje 132 | Energy Queensland | Winter | Coincident | 2020 | POE10 | NA | 15.0422 | QLD Turkinje 132 |  |  | FALSE | #N/A | #N/A | #N/A | #N/A | #N/A | #N/A | #N/A | #N/A | #N/A | #N/A
TRUE | QLD | QTUH | Turkinje 132 | Energy Queensland | Winter | Coincident | 2020 | POE50 | NA | 14.5401 | QLD Turkinje 132 |  |  | FALSE | #N/A | #N/A | #N/A | #N/A | #N/A | #N/A | #N/A | #N/A | #N/A | #N/A
TRUE | QLD | QTUH | Turkinje 132 | Energy Queensland | Winter | Non-coincident | 2020 | POE10 | NA | 17.7538 | QLD Turkinje 132 |  |  | FALSE | #N/A | #N/A | #N/A | #N/A | #N/A | #N/A | #N/A | #N/A | #N/A | #N/A
TRUE | QLD | QTUH | Turkinje 132 | Energy Queensland | Winter | Coincident | 2021 | POE10 | NA | 14.9532 | QLD Turkinje 132 |  |  | FALSE | #N/A | #N/A | #N/A | #N/A | #N/A | #N/A | #N/A | #N/A | #N/A | #N/A
TRUE | QLD | QTUH | Turkinje 132 | Energy Queensland | Winter | Coincident | 2021 | POE50 | NA | 14.4502 | QLD Turkinje 132 |  |  | FALSE | #N/A | #N/A | #N/A | #N/A | #N/A | #N/A | #N/A | #N/A | #N/A | #N/A
TRUE | QLD | QTUH | Turkinje 132 | Energy Queensland | Winter | Non-coincident | 2021 | POE10 | NA | 17.7983 | QLD Turkinje 132 |  |  | FALSE | #N/A | #N/A | #N/A | #N/A | #N/A | #N/A | #N/A | #N/A | #N/A | #N/A
TRUE | QLD | QTUH | Turkinje 132 | Energy Queensland | Winter | Coincident | 2022 | POE10 | NA | 15.3168 | QLD Turkinje 132 |  |  | FALSE | #N/A | #N/A | #N/A | #N/A | #N/A | #N/A | #N/A | #N/A | #N/A | #N/A
TRUE | QLD | QTUH | Turkinje 132 | Energy Queensland | Winter | Coincident | 2022 | POE50 | NA | 14.8041 | QLD Turkinje 132 |  |  | FALSE | #N/A | #N/A | #N/A | #N/A | #N/A | #N/A | #N/A | #N/A | #N/A | #N/A
TRUE | QLD | QTUH | Turkinje 132 | Energy Queensland | Winter | Non-coincident | 2022 | POE10 | NA | 17.8364 | QLD Turkinje 132 |  |  | FALSE | #N/A | #N/A | #N/A | #N/A | #N/A | #N/A | #N/A | #N/A | #N/A | #N/A
TRUE | QLD | QTUH | Turkinje 132 | Energy Queensland | Winter | Coincident | 2023 | POE10 | NA | 15.4925 | QLD Turkinje 132 |  |  | FALSE | #N/A | #N/A | #N/A | #N/A | #N/A | #N/A | #N/A | #N/A | #N/A | #N/A
TRUE | QLD | QTUH | Turkinje 132 | Energy Queensland | Winter | Coincident | 2023 | POE50 | NA | 14.9597 | QLD Turkinje 132 |  |  | FALSE | #N/A | #N/A | #N/A | #N/A | #N/A | #N/A | #N/A | #N/A | #N/A | #N/A
TRUE | QLD | QTUH | Turkinje 132 | Energy Queensland | Winter | Non-coincident | 2023 | POE10 | NA | 17.8758 | QLD Turkinje 132 |  |  | FALSE | #N/A | #N/A | #N/A | #N/A | #N/A | #N/A | #N/A | #N/A | #N/A | #N/A
TRUE | QLD | QTUH | Turkinje 132 | Energy Queensland | Winter | Coincident | 2024 | POE10 | NA | 15.7572 | QLD Turkinje 132 |  |  | FALSE | #N/A | #N/A | #N/A | #N/A | #N/A | #N/A | #N/A | #N/A | #N/A | #N/A
TRUE | QLD | QTUH | Turkinje 132 | Energy Queensland | Winter | Coincident | 2024 | POE50 | NA | 15.1569 | QLD Turkinje 132 |  |  | FALSE | #N/A | #N/A | #N/A | #N/A | #N/A | #N/A | #N/A | #N/A | #N/A | #N/A
TRUE | QLD | QTUH | Turkinje 132 | Energy Queensland | Winter | Non-coincident | 2024 | POE10 | NA | 17.9139 | QLD Turkinje 132 |  |  | FALSE | #N/A | #N/A | #N/A | #N/A | #N/A | #N/A | #N/A | #N/A | #N/A | #N/A
TRUE | QLD | QTUH | Turkinje 132 | Energy Queensland | Winter | Coincident | 2025 | POE10 | NA | 15.7477 | QLD Turkinje 132 |  |  | FALSE | #N/A | #N/A | #N/A | #N/A | #N/A | #N/A | #N/A | #N/A | #N/A | #N/A
TRUE | QLD | QTUH | Turkinje 132 | Energy Queensland | Winter | Coincident | 2025 | POE50 | NA | 15.1805 | QLD Turkinje 132 |  |  | FALSE | #N/A | #N/A | #N/A | #N/A | #N/A | #N/A | #N/A | #N/A | #N/A | #N/A
TRUE | QLD | QTUH | Turkinje 132 | Energy Queensland | Winter | Non-coincident | 2025 | POE10 | NA | 17.9585 | QLD Turkinje 132 |  |  | FALSE | #N/A | #N/A | #N/A | #N/A | #N/A | #N/A | #N/A | #N/A | #N/A | #N/A
TRUE | QLD | QTUH | Turkinje 132 | Energy Queensland | Winter | Coincident | 2026 | POE10 | NA | 15.7854 | QLD Turkinje 132 |  |  | FALSE | #N/A | #N/A | #N/A | #N/A | #N/A | #N/A | #N/A | #N/A | #N/A | #N/A
TRUE | QLD | QTUH | Turkinje 132 | Energy Queensland | Winter | Coincident | 2026 | POE50 | NA | 15.2459 | QLD Turkinje 132 |  |  | FALSE | #N/A | #N/A | #N/A | #N/A | #N/A | #N/A | #N/A | #N/A | #N/A | #N/A
TRUE | QLD | QTUH | Turkinje 132 | Energy Queensland | Winter | Non-coincident | 2026 | POE10 | NA | 18.0136 | QLD Turkinje 132 |  |  | FALSE | #N/A | #N/A | #N/A | #N/A | #N/A | #N/A | #N/A | #N/A | #N/A | #N/A
TRUE | QLD | QTUH | Turkinje 132 | Energy Queensland | Winter | Coincident | 2027 | POE10 | NA | 15.853 | QLD Turkinje 132 |  |  | FALSE | #N/A | #N/A | #N/A | #N/A | #N/A | #N/A | #N/A | #N/A | #N/A | #N/A
TRUE | QLD | QTUH | Turkinje 132 | Energy Queensland | Winter | Coincident | 2027 | POE50 | NA | 15.3136 | QLD Turkinje 132 |  |  | FALSE | #N/A | #N/A | #N/A | #N/A | #N/A | #N/A | #N/A | #N/A | #N/A | #N/A
TRUE | QLD | QTUH | Turkinje 132 | Energy Queensland | Winter | Non-coincident | 2027 | POE10 | NA | 18.1083 | QLD Turkinje 132 |  |  | FALSE | #N/A | #N/A | #N/A | #N/A | #N/A | #N/A | #N/A | #N/A | #N/A | #N/A
TRUE | QLD | QTUH | Turkinje 132 | Energy Queensland | Winter | Coincident | 2028 | POE10 | NA | 16.1187 | QLD Turkinje 132 |  |  | FALSE | #N/A | #N/A | #N/A | #N/A | #N/A | #N/A | #N/A | #N/A | #N/A | #N/A
TRUE | QLD | QTUH | Turkinje 132 | Energy Queensland | Winter | Coincident | 2028 | POE50 | NA | 15.4509 | QLD Turkinje 132 |  |  | FALSE | #N/A | #N/A | #N/A | #N/A | #N/A | #N/A | #N/A | #N/A | #N/A | #N/A
TRUE | QLD | QTUH | Turkinje 132 | Energy Queensland | Winter | Non-coincident | 2028 | POE10 | NA | 18.2286 | QLD Turkinje 132 |  |  | FALSE | #N/A | #N/A | #N/A | #N/A | #N/A | #N/A | #N/A | #N/A | #N/A | #N/A
TRUE | QLD | QTUH | Turkinje 132 | Energy Queensland | Winter | Coincident | 2029 | POE10 | NA | 16.1615 | QLD Turkinje 132 |  |  | FALSE | #N/A | #N/A | #N/A | #N/A | #N/A | #N/A | #N/A | #N/A | #N/A | #N/A
TRUE | QLD | QTUH | Turkinje 132 | Energy Queensland | Winter | Coincident | 2029 | POE50 | NA | 15.5746 | QLD Turkinje 132 |  |  | FALSE | #N/A | #N/A | #N/A | #N/A | #N/A | #N/A | #N/A | #N/A | #N/A | #N/A
TRUE | QLD | QTUH | Turkinje 132 | Energy Queensland | Winter | Non-coincident | 2029 | POE10 | NA | 18.3759 | QLD Turkinje 132 |  |  | FALSE | #N/A | #N/A | #N/A | #N/A | #N/A | #N/A | #N/A | #N/A | #N/A | #N/A
TRUE | QLD | QTUL | Turkinje 66 | Energy Queensland | Shoulder | Coincident | 2017 | ACTUAL_OPG | 24.5733 | 48.3822 | QLD Turkinje 66 |  |  | FALSE | #N/A | #N/A | #N/A | #N/A | #N/A | #N/A | #N/A | #N/A | #N/A | #N/A
TRUE | QLD | QTUL | Turkinje 66 | Energy Queensland | Shoulder | Coincident | 2017 | ACTUAL_RAW | 24.5733 | 48.3822 | QLD Turkinje 66 |  |  | FALSE | #N/A | #N/A | #N/A | #N/A | #N/A | #N/A | #N/A | #N/A | #N/A | #N/A
TRUE | QLD | QTUL | Turkinje 66 | Energy Queensland | Shoulder | Non-coincident | 2017 | ACTUAL_RAW | 20.5394 | 55.2006 | QLD Turkinje 66 |  |  | FALSE | #N/A | #N/A | #N/A | #N/A | #N/A | #N/A | #N/A | #N/A | #N/A | #N/A
TRUE | QLD | QTUL | Turkinje 66 | Energy Queensland | Shoulder | Non-coincident | 2017 | ACTUAL_OPG | 20.5394 | 55.2006 | QLD Turkinje 66 |  |  | FALSE | #N/A | #N/A | #N/A | #N/A | #N/A | #N/A | #N/A | #N/A | #N/A | #N/A
TRUE | QLD | QTUL | Turkinje 66 | Energy Queensland | Shoulder | Non-coincident | 2017 | ACTUAL_ADJUSTEDOPG | 20.5394 | 55.2006 | QLD Turkinje 66 |  |  | FALSE | #N/A | #N/A | #N/A | #N/A | #N/A | #N/A | #N/A | #N/A | #N/A | #N/A
TRUE | QLD | QTUL | Turkinje 66 | Energy Queensland | Shoulder | Coincident | 2018 | ACTUAL_OPG | 26.6177 | 49.4662 | QLD Turkinje 66 |  |  | FALSE | #N/A | #N/A | #N/A | #N/A | #N/A | #N/A | #N/A | #N/A | #N/A | #N/A
TRUE | QLD | QTUL | Turkinje 66 | Energy Queensland | Shoulder | Coincident | 2018 | ACTUAL_RAW | 26.6177 | 49.4662 | QLD Turkinje 66 |  |  | FALSE | #N/A | #N/A | #N/A | #N/A | #N/A | #N/A | #N/A | #N/A | #N/A | #N/A
TRUE | QLD | QTUL | Turkinje 66 | Energy Queensland | Shoulder | Non-coincident | 2018 | ACTUAL_RAW | 20.9447 | 59.5901 | QLD Turkinje 66 |  |  | FALSE | #N/A | #N/A | #N/A | #N/A | #N/A | #N/A | #N/A | #N/A | #N/A | #N/A
TRUE | QLD | QTUL | Turkinje 66 | Energy Queensland | Shoulder | Non-coincident | 2018 | ACTUAL_OPG | 20.9447 | 59.5901 | QLD Turkinje 66 |  |  | FALSE | #N/A | #N/A | #N/A | #N/A | #N/A | #N/A | #N/A | #N/A | #N/A | #N/A
TRUE | QLD | QTUL | Turkinje 66 | Energy Queensland | Shoulder | Non-coincident | 2018 | ACTUAL_ADJUSTEDOPG | 20.9447 | 59.5901 | QLD Turkinje 66 |  |  | FALSE | #N/A | #N/A | #N/A | #N/A | #N/A | #N/A | #N/A | #N/A | #N/A | #N/A
TRUE | QLD | QTUL | Turkinje 66 | Energy Queensland | Shoulder | Coincident | 2019 | ACTUAL_OPG | 31.9871 | 47.8422 | QLD Turkinje 66 |  |  | FALSE | #N/A | #N/A | #N/A | #N/A | #N/A | #N/A | #N/A | #N/A | #N/A | #N/A
TRUE | QLD | QTUL | Turkinje 66 | Energy Queensland | Shoulder | Coincident | 2019 | ACTUAL_RAW | 31.9871 | 47.8422 | QLD Turkinje 66 |  |  | FALSE | #N/A | #N/A | #N/A | #N/A | #N/A | #N/A | #N/A | #N/A | #N/A | #N/A
TRUE | QLD | QTUL | Turkinje 66 | Energy Queensland | Shoulder | Non-coincident | 2019 | ACTUAL_RAW | 22.4419 | 61.2573 | QLD Turkinje 66 |  |  | FALSE | #N/A | #N/A | #N/A | #N/A | #N/A | #N/A | #N/A | #N/A | #N/A | #N/A
TRUE | QLD | QTUL | Turkinje 66 | Energy Queensland | Shoulder | Non-coincident | 2019 | ACTUAL_OPG | 22.4419 | 61.2573 | QLD Turkinje 66 |  |  | FALSE | #N/A | #N/A | #N/A | #N/A | #N/A | #N/A | #N/A | #N/A | #N/A | #N/A
TRUE | QLD | QTUL | Turkinje 66 | Energy Queensland | Shoulder | Non-coincident | 2019 | ACTUAL_ADJUSTEDOPG | 22.4419 | 61.2573 | QLD Turkinje 66 |  |  | FALSE | #N/A | #N/A | #N/A | #N/A | #N/A | #N/A | #N/A | #N/A | #N/A | #N/A
TRUE | QLD | QTUL | Turkinje 66 | Energy Queensland | Shoulder | Non-coincident | 2019 | BASEYEARPOE90 | 13.5828 | NA | QLD Turkinje 66 |  |  | FALSE | #N/A | #N/A | #N/A | #N/A | #N/A | #N/A | #N/A | #N/A | #N/A | #N/A
TRUE | QLD | QTUL | Turkinje 66 | Energy Queensland | Shoulder | Non-coincident | 2019 | BASEYEARPOE50 | 17.0731 | 61.1758 | QLD Turkinje 66 |  |  | FALSE | #N/A | #N/A | #N/A | #N/A | #N/A | #N/A | #N/A | #N/A | #N/A | #N/A
TRUE | QLD | QTUL | Turkinje 66 | Energy Queensland | Shoulder | Coincident | 2020 | ACTUAL_OPG | 25.0114 | 56.2506 | QLD Turkinje 66 |  |  | FALSE | #N/A | #N/A | #N/A | #N/A | #N/A | #N/A | #N/A | #N/A | #N/A | #N/A
TRUE | QLD | QTUL | Turkinje 66 | Energy Queensland | Shoulder | Coincident | 2020 | ACTUAL_RAW | 25.0114 | 56.2506 | QLD Turkinje 66 |  |  | FALSE | #N/A | #N/A | #N/A | #N/A | #N/A | #N/A | #N/A | #N/A | #N/A | #N/A
TRUE | QLD | QTUL | Turkinje 66 | Energy Queensland | Shoulder | Non-coincident | 2020 | ACTUAL_RAW | 22.0628 | 62.522 | QLD Turkinje 66 |  |  | FALSE | #N/A | #N/A | #N/A | #N/A | #N/A | #N/A | #N/A | #N/A | #N/A | #N/A
TRUE | QLD | QTUL | Turkinje 66 | Energy Queensland | Shoulder | Non-coincident | 2020 | ACTUAL_OPG | 22.0628 | 62.522 | QLD Turkinje 66 |  |  | FALSE | #N/A | #N/A | #N/A | #N/A | #N/A | #N/A | #N/A | #N/A | #N/A | #N/A
TRUE | QLD | QTUL | Turkinje 66 | Energy Queensland | Shoulder | Non-coincident | 2020 | ACTUAL_ADJUSTEDOPG | 22.0628 | 62.522 | QLD Turkinje 66 |  |  | FALSE | #N/A | #N/A | #N/A | #N/A | #N/A | #N/A | #N/A | #N/A | #N/A | #N/A
TRUE | QLD | QTUL | Turkinje 66 | Energy Queensland | Shoulder | Coincident_unreconciled | 2021 | POE50 | 23 | NA | QLD Turkinje 66 |  |  | FALSE | #N/A | #N/A | #N/A | #N/A | #N/A | #N/A | #N/A | #N/A | #N/A | #N/A
TRUE | QLD | QTUL | Turkinje 66 | Energy Queensland | Shoulder | Coincident_unreconciled | 2021 | POE90 | 15.7163 | NA | QLD Turkinje 66 |  |  | FALSE | #N/A | #N/A | #N/A | #N/A | #N/A | #N/A | #N/A | #N/A | #N/A | #N/A
TRUE | QLD | QTUL | Turkinje 66 | Energy Queensland | Shoulder | Non-coincident | 2021 | POE50 | 22 | 62.1109 | QLD Turkinje 66 |  |  | FALSE | #N/A | #N/A | #N/A | #N/A | #N/A | #N/A | #N/A | #N/A | #N/A | #N/A
TRUE | QLD | QTUL | Turkinje 66 | Energy Queensland | Shoulder | Non-coincident | 2021 | POE90 | 17.4102 | NA | QLD Turkinje 66 |  |  | FALSE | #N/A | #N/A | #N/A | #N/A | #N/A | #N/A | #N/A | #N/A | #N/A | #N/A
TRUE | QLD | QTUL | Turkinje 66 | Energy Queensland | Shoulder | Coincident_unreconciled | 2022 | POE50 | 20.192 | NA | QLD Turkinje 66 |  |  | FALSE | #N/A | #N/A | #N/A | #N/A | #N/A | #N/A | #N/A | #N/A | #N/A | #N/A
TRUE | QLD | QTUL | Turkinje 66 | Energy Queensland | Shoulder | Coincident_unreconciled | 2022 | POE90 | 12.8627 | NA | QLD Turkinje 66 |  |  | FALSE | #N/A | #N/A | #N/A | #N/A | #N/A | #N/A | #N/A | #N/A | #N/A | #N/A
TRUE | QLD | QTUL | Turkinje 66 | Energy Queensland | Shoulder | Non-coincident | 2022 | POE50 | 20.2306 | 62.4486 | QLD Turkinje 66 |  |  | FALSE | #N/A | #N/A | #N/A | #N/A | #N/A | #N/A | #N/A | #N/A | #N/A | #N/A
TRUE | QLD | QTUL | Turkinje 66 | Energy Queensland | Shoulder | Non-coincident | 2022 | POE90 | 15.612 | NA | QLD Turkinje 66 |  |  | FALSE | #N/A | #N/A | #N/A | #N/A | #N/A | #N/A | #N/A | #N/A | #N/A | #N/A
TRUE | QLD | QTUL | Turkinje 66 | Energy Queensland | Shoulder | Coincident_unreconciled | 2023 | POE50 | 18.0084 | NA | QLD Turkinje 66 |  |  | FALSE | #N/A | #N/A | #N/A | #N/A | #N/A | #N/A | #N/A | #N/A | #N/A | #N/A
TRUE | QLD | QTUL | Turkinje 66 | Energy Queensland | Shoulder | Coincident_unreconciled | 2023 | POE90 | 10.6316 | NA | QLD Turkinje 66 |  |  | FALSE | #N/A | #N/A | #N/A | #N/A | #N/A | #N/A | #N/A | #N/A | #N/A | #N/A
TRUE | QLD | QTUL | Turkinje 66 | Energy Queensland | Shoulder | Non-coincident | 2023 | POE50 | 18.8545 | 62.7996 | QLD Turkinje 66 |  |  | FALSE | #N/A | #N/A | #N/A | #N/A | #N/A | #N/A | #N/A | #N/A | #N/A | #N/A
TRUE | QLD | QTUL | Turkinje 66 | Energy Queensland | Shoulder | Non-coincident | 2023 | POE90 | 14.2061 | NA | QLD Turkinje 66 |  |  | FALSE | #N/A | #N/A | #N/A | #N/A | #N/A | #N/A | #N/A | #N/A | #N/A | #N/A
TRUE | QLD | QTUL | Turkinje 66 | Energy Queensland | Shoulder | Coincident_unreconciled | 2024 | POE50 | 16.0161 | NA | QLD Turkinje 66 |  |  | FALSE | #N/A | #N/A | #N/A | #N/A | #N/A | #N/A | #N/A | #N/A | #N/A | #N/A
TRUE | QLD | QTUL | Turkinje 66 | Energy Queensland | Shoulder | Coincident_unreconciled | 2024 | POE90 | 8.6199 | NA | QLD Turkinje 66 |  |  | FALSE | #N/A | #N/A | #N/A | #N/A | #N/A | #N/A | #N/A | #N/A | #N/A | #N/A
TRUE | QLD | QTUL | Turkinje 66 | Energy Queensland | Shoulder | Non-coincident | 2024 | POE50 | 17.5991 | 63.1369 | QLD Turkinje 66 |  |  | FALSE | #N/A | #N/A | #N/A | #N/A | #N/A | #N/A | #N/A | #N/A | #N/A | #N/A
TRUE | QLD | QTUL | Turkinje 66 | Energy Queensland | Shoulder | Non-coincident | 2024 | POE90 | 12.9207 | NA | QLD Turkinje 66 |  |  | FALSE | #N/A | #N/A | #N/A | #N/A | #N/A | #N/A | #N/A | #N/A | #N/A | #N/A
TRUE | QLD | QTUL | Turkinje 66 | Energy Queensland | Shoulder | Coincident_unreconciled | 2025 | POE50 | 14.2217 | NA | QLD Turkinje 66 |  |  | FALSE | #N/A | #N/A | #N/A | #N/A | #N/A | #N/A | #N/A | #N/A | #N/A | #N/A
TRUE | QLD | QTUL | Turkinje 66 | Energy Queensland | Shoulder | Coincident_unreconciled | 2025 | POE90 | 8.1405 | NA | QLD Turkinje 66 |  |  | FALSE | #N/A | #N/A | #N/A | #N/A | #N/A | #N/A | #N/A | #N/A | #N/A | #N/A
TRUE | QLD | QTUL | Turkinje 66 | Energy Queensland | Shoulder | Non-coincident | 2025 | POE50 | 16.4684 | 63.4691 | QLD Turkinje 66 |  |  | FALSE | #N/A | #N/A | #N/A | #N/A | #N/A | #N/A | #N/A | #N/A | #N/A | #N/A
TRUE | QLD | QTUL | Turkinje 66 | Energy Queensland | Shoulder | Non-coincident | 2025 | POE90 | 11.7601 | NA | QLD Turkinje 66 |  |  | FALSE | #N/A | #N/A | #N/A | #N/A | #N/A | #N/A | #N/A | #N/A | #N/A | #N/A
TRUE | QLD | QTUL | Turkinje 66 | Energy Queensland | Shoulder | Coincident_unreconciled | 2026 | POE50 | 18.16 | NA | QLD Turkinje 66 |  |  | FALSE | #N/A | #N/A | #N/A | #N/A | #N/A | #N/A | #N/A | #N/A | #N/A | #N/A
TRUE | QLD | QTUL | Turkinje 66 | Energy Queensland | Shoulder | Coincident_unreconciled | 2026 | POE90 | 10.641 | NA | QLD Turkinje 66 |  |  | FALSE | #N/A | #N/A | #N/A | #N/A | #N/A | #N/A | #N/A | #N/A | #N/A | #N/A
TRUE | QLD | QTUL | Turkinje 66 | Energy Queensland | Shoulder | Non-coincident | 2026 | POE50 | 18.9501 | 64.1673 | QLD Turkinje 66 |  |  | FALSE | #N/A | #N/A | #N/A | #N/A | #N/A | #N/A | #N/A | #N/A | #N/A | #N/A
TRUE | QLD | QTUL | Turkinje 66 | Energy Queensland | Shoulder | Non-coincident | 2026 | POE90 | 14.2119 | NA | QLD Turkinje 66 |  |  | FALSE | #N/A | #N/A | #N/A | #N/A | #N/A | #N/A | #N/A | #N/A | #N/A | #N/A
TRUE | QLD | QTUL | Turkinje 66 | Energy Queensland | Shoulder | Coincident_unreconciled | 2027 | POE50 | 22.4558 | NA | QLD Turkinje 66 |  |  | FALSE | #N/A | #N/A | #N/A | #N/A | #N/A | #N/A | #N/A | #N/A | #N/A | #N/A
TRUE | QLD | QTUL | Turkinje 66 | Energy Queensland | Shoulder | Coincident_unreconciled | 2027 | POE90 | 14.8871 | NA | QLD Turkinje 66 |  |  | FALSE | #N/A | #N/A | #N/A | #N/A | #N/A | #N/A | #N/A | #N/A | #N/A | #N/A
TRUE | QLD | QTUL | Turkinje 66 | Energy Queensland | Shoulder | Non-coincident | 2027 | POE50 | 21.6571 | 64.9333 | QLD Turkinje 66 |  |  | FALSE | #N/A | #N/A | #N/A | #N/A | #N/A | #N/A | #N/A | #N/A | #N/A | #N/A
TRUE | QLD | QTUL | Turkinje 66 | Energy Queensland | Shoulder | Non-coincident | 2027 | POE90 | 16.8876 | NA | QLD Turkinje 66 |  |  | FALSE | #N/A | #N/A | #N/A | #N/A | #N/A | #N/A | #N/A | #N/A | #N/A | #N/A
TRUE | QLD | QTUL | Turkinje 66 | Energy Queensland | Shoulder | Coincident_unreconciled | 2028 | POE50 | 21.3962 | NA | QLD Turkinje 66 |  |  | FALSE | #N/A | #N/A | #N/A | #N/A | #N/A | #N/A | #N/A | #N/A | #N/A | #N/A
TRUE | QLD | QTUL | Turkinje 66 | Energy Queensland | Shoulder | Coincident_unreconciled | 2028 | POE90 | 13.7762 | NA | QLD Turkinje 66 |  |  | FALSE | #N/A | #N/A | #N/A | #N/A | #N/A | #N/A | #N/A | #N/A | #N/A | #N/A
TRUE | QLD | QTUL | Turkinje 66 | Energy Queensland | Shoulder | Non-coincident | 2028 | POE50 | 20.9894 | 65.4694 | QLD Turkinje 66 |  |  | FALSE | #N/A | #N/A | #N/A | #N/A | #N/A | #N/A | #N/A | #N/A | #N/A | #N/A
TRUE | QLD | QTUL | Turkinje 66 | Energy Queensland | Shoulder | Non-coincident | 2028 | POE90 | 16.1876 | NA | QLD Turkinje 66 |  |  | FALSE | #N/A | #N/A | #N/A | #N/A | #N/A | #N/A | #N/A | #N/A | #N/A | #N/A
TRUE | QLD | QTUL | Turkinje 66 | Energy Queensland | Shoulder | Coincident_unreconciled | 2029 | POE50 | 20.4633 | NA | QLD Turkinje 66 |  |  | FALSE | #N/A | #N/A | #N/A | #N/A | #N/A | #N/A | #N/A | #N/A | #N/A | #N/A
TRUE | QLD | QTUL | Turkinje 66 | Energy Queensland | Shoulder | Coincident_unreconciled | 2029 | POE90 | 12.792 | NA | QLD Turkinje 66 |  |  | FALSE | #N/A | #N/A | #N/A | #N/A | #N/A | #N/A | #N/A | #N/A | #N/A | #N/A
TRUE | QLD | QTUL | Turkinje 66 | Energy Queensland | Shoulder | Non-coincident | 2029 | POE50 | 20.4015 | 66.1554 | QLD Turkinje 66 |  |  | FALSE | #N/A | #N/A | #N/A | #N/A | #N/A | #N/A | #N/A | #N/A | #N/A | #N/A
TRUE | QLD | QTUL | Turkinje 66 | Energy Queensland | Shoulder | Non-coincident | 2029 | POE90 | 15.5674 | NA | QLD Turkinje 66 |  |  | FALSE | #N/A | #N/A | #N/A | #N/A | #N/A | #N/A | #N/A | #N/A | #N/A | #N/A
TRUE | QLD | QTUL | Turkinje 66 | Energy Queensland | Shoulder | Coincident_unreconciled | 2030 | POE50 | 19.7778 | NA | QLD Turkinje 66 |  |  | FALSE | #N/A | #N/A | #N/A | #N/A | #N/A | #N/A | #N/A | #N/A | #N/A | #N/A
TRUE | QLD | QTUL | Turkinje 66 | Energy Queensland | Shoulder | Coincident_unreconciled | 2030 | POE90 | 12.0553 | NA | QLD Turkinje 66 |  |  | FALSE | #N/A | #N/A | #N/A | #N/A | #N/A | #N/A | #N/A | #N/A | #N/A | #N/A
TRUE | QLD | QTUL | Turkinje 66 | Energy Queensland | Shoulder | Non-coincident | 2030 | POE50 | 19.9695 | 66.9663 | QLD Turkinje 66 |  |  | FALSE | #N/A | #N/A | #N/A | #N/A | #N/A | #N/A | #N/A | #N/A | #N/A | #N/A
TRUE | QLD | QTUL | Turkinje 66 | Energy Queensland | Shoulder | Non-coincident | 2030 | POE90 | 15.1032 | NA | QLD Turkinje 66 |  |  | FALSE | #N/A | #N/A | #N/A | #N/A | #N/A | #N/A | #N/A | #N/A | #N/A | #N/A
TRUE | QLD | QTUL | Turkinje 66 | Energy Queensland | Summer | Coincident | 2017 | ACTUAL_OPG | 29.5241 | 39.278 | QLD Turkinje 66 |  |  | FALSE | #N/A | #N/A | #N/A | #N/A | #N/A | #N/A | #N/A | #N/A | #N/A | #N/A
TRUE | QLD | QTUL | Turkinje 66 | Energy Queensland | Summer | Coincident | 2017 | ACTUAL_RAW | 29.5241 | 39.278 | QLD Turkinje 66 |  |  | FALSE | #N/A | #N/A | #N/A | #N/A | #N/A | #N/A | #N/A | #N/A | #N/A | #N/A
TRUE | QLD | QTUL | Turkinje 66 | Energy Queensland | Summer | Non-coincident | 2017 | ACTUAL_RAW | 19.9865 | 54.1174 | QLD Turkinje 66 |  |  | FALSE | #N/A | #N/A | #N/A | #N/A | #N/A | #N/A | #N/A | #N/A | #N/A | #N/A
TRUE | QLD | QTUL | Turkinje 66 | Energy Queensland | Summer | Non-coincident | 2017 | ACTUAL_OPG | 19.9865 | 54.1174 | QLD Turkinje 66 |  |  | FALSE | #N/A | #N/A | #N/A | #N/A | #N/A | #N/A | #N/A | #N/A | #N/A | #N/A
TRUE | QLD | QTUL | Turkinje 66 | Energy Queensland | Summer | Non-coincident | 2017 | ACTUAL_ADJUSTEDOPG | 19.9865 | 54.1174 | QLD Turkinje 66 |  |  | FALSE | #N/A | #N/A | #N/A | #N/A | #N/A | #N/A | #N/A | #N/A | #N/A | #N/A
TRUE | QLD | QTUL | Turkinje 66 | Energy Queensland | Summer | Coincident | 2018 | ACTUAL_OPG | 27.0698 | 54.5915 | QLD Turkinje 66 |  |  | FALSE | #N/A | #N/A | #N/A | #N/A | #N/A | #N/A | #N/A | #N/A | #N/A | #N/A
TRUE | QLD | QTUL | Turkinje 66 | Energy Queensland | Summer | Coincident | 2018 | ACTUAL_RAW | 27.0698 | 54.5915 | QLD Turkinje 66 |  |  | FALSE | #N/A | #N/A | #N/A | #N/A | #N/A | #N/A | #N/A | #N/A | #N/A | #N/A
TRUE | QLD | QTUL | Turkinje 66 | Energy Queensland | Summer | Non-coincident | 2018 | ACTUAL_RAW | 24.0245 | 62.0363 | QLD Turkinje 66 |  |  | FALSE | #N/A | #N/A | #N/A | #N/A | #N/A | #N/A | #N/A | #N/A | #N/A | #N/A
TRUE | QLD | QTUL | Turkinje 66 | Energy Queensland | Summer | Non-coincident | 2018 | ACTUAL_OPG | 24.0245 | 62.0363 | QLD Turkinje 66 |  |  | FALSE | #N/A | #N/A | #N/A | #N/A | #N/A | #N/A | #N/A | #N/A | #N/A | #N/A
TRUE | QLD | QTUL | Turkinje 66 | Energy Queensland | Summer | Non-coincident | 2018 | ACTUAL_ADJUSTEDOPG | 24.0245 | 62.0363 | QLD Turkinje 66 |  |  | FALSE | #N/A | #N/A | #N/A | #N/A | #N/A | #N/A | #N/A | #N/A | #N/A | #N/A
TRUE | QLD | QTUL | Turkinje 66 | Energy Queensland | Summer | Coincident | 2019 | ACTUAL_OPG | 30.5883 | 51.4193 | QLD Turkinje 66 |  |  | FALSE | #N/A | #N/A | #N/A | #N/A | #N/A | #N/A | #N/A | #N/A | #N/A | #N/A
TRUE | QLD | QTUL | Turkinje 66 | Energy Queensland | Summer | Coincident | 2019 | ACTUAL_RAW | 30.5883 | 51.4193 | QLD Turkinje 66 |  |  | FALSE | #N/A | #N/A | #N/A | #N/A | #N/A | #N/A | #N/A | #N/A | #N/A | #N/A
TRUE | QLD | QTUL | Turkinje 66 | Energy Queensland | Summer | Non-coincident | 2019 | ACTUAL_RAW | 19.8583 | 68.3583 | QLD Turkinje 66 |  |  | FALSE | #N/A | #N/A | #N/A | #N/A | #N/A | #N/A | #N/A | #N/A | #N/A | #N/A
TRUE | QLD | QTUL | Turkinje 66 | Energy Queensland | Summer | Non-coincident | 2019 | ACTUAL_OPG | 19.8583 | 68.3583 | QLD Turkinje 66 |  |  | FALSE | #N/A | #N/A | #N/A | #N/A | #N/A | #N/A | #N/A | #N/A | #N/A | #N/A
TRUE | QLD | QTUL | Turkinje 66 | Energy Queensland | Summer | Non-coincident | 2019 | ACTUAL_ADJUSTEDOPG | 19.8583 | 68.3583 | QLD Turkinje 66 |  |  | FALSE | #N/A | #N/A | #N/A | #N/A | #N/A | #N/A | #N/A | #N/A | #N/A | #N/A
TRUE | QLD | QTUL | Turkinje 66 | Energy Queensland | Summer | Non-coincident | 2019 | BASEYEARPOE90 | 16.0816 | NA | QLD Turkinje 66 |  |  | FALSE | #N/A | #N/A | #N/A | #N/A | #N/A | #N/A | #N/A | #N/A | #N/A | #N/A
TRUE | QLD | QTUL | Turkinje 66 | Energy Queensland | Summer | Non-coincident | 2019 | BASEYEARPOE50 | 19.2616 | 64.0335 | QLD Turkinje 66 |  |  | FALSE | #N/A | #N/A | #N/A | #N/A | #N/A | #N/A | #N/A | #N/A | #N/A | #N/A
TRUE | QLD | QTUL | Turkinje 66 | Energy Queensland | Summer | Coincident | 2020 | ACTUAL_OPG | 36.6082 | 43.6039 | QLD Turkinje 66 |  |  | FALSE | #N/A | #N/A | #N/A | #N/A | #N/A | #N/A | #N/A | #N/A | #N/A | #N/A
TRUE | QLD | QTUL | Turkinje 66 | Energy Queensland | Summer | Coincident | 2020 | ACTUAL_RAW | 36.6082 | 43.6039 | QLD Turkinje 66 |  |  | FALSE | #N/A | #N/A | #N/A | #N/A | #N/A | #N/A | #N/A | #N/A | #N/A | #N/A
TRUE | QLD | QTUL | Turkinje 66 | Energy Queensland | Summer | Non-coincident | 2020 | ACTUAL_RAW | 18.0144 | 67.0259 | QLD Turkinje 66 |  |  | FALSE | #N/A | #N/A | #N/A | #N/A | #N/A | #N/A | #N/A | #N/A | #N/A | #N/A
TRUE | QLD | QTUL | Turkinje 66 | Energy Queensland | Summer | Non-coincident | 2020 | ACTUAL_OPG | 18.0144 | 67.0259 | QLD Turkinje 66 |  |  | FALSE | #N/A | #N/A | #N/A | #N/A | #N/A | #N/A | #N/A | #N/A | #N/A | #N/A
TRUE | QLD | QTUL | Turkinje 66 | Energy Queensland | Summer | Non-coincident | 2020 | ACTUAL_ADJUSTEDOPG | 18.0144 | 67.0259 | QLD Turkinje 66 |  |  | FALSE | #N/A | #N/A | #N/A | #N/A | #N/A | #N/A | #N/A | #N/A | #N/A | #N/A
TRUE | QLD | QTUL | Turkinje 66 | Energy Queensland | Summer | Coincident_unreconciled | 2021 | POE50 | 27 | NA | QLD Turkinje 66 |  |  | FALSE | #N/A | #N/A | #N/A | #N/A | #N/A | #N/A | #N/A | #N/A | #N/A | #N/A
TRUE | QLD | QTUL | Turkinje 66 | Energy Queensland | Summer | Coincident_unreconciled | 2021 | POE90 | 19.7141 | NA | QLD Turkinje 66 |  |  | FALSE | #N/A | #N/A | #N/A | #N/A | #N/A | #N/A | #N/A | #N/A | #N/A | #N/A
TRUE | QLD | QTUL | Turkinje 66 | Energy Queensland | Summer | Non-coincident | 2021 | POE50 | 15.4092 | 64.8766 | QLD Turkinje 66 |  |  | FALSE | #N/A | #N/A | #N/A | #N/A | #N/A | #N/A | #N/A | #N/A | #N/A | #N/A
TRUE | QLD | QTUL | Turkinje 66 | Energy Queensland | Summer | Non-coincident | 2021 | POE90 | 12.3495 | NA | QLD Turkinje 66 |  |  | FALSE | #N/A | #N/A | #N/A | #N/A | #N/A | #N/A | #N/A | #N/A | #N/A | #N/A
TRUE | QLD | QTUL | Turkinje 66 | Energy Queensland | Summer | Coincident_unreconciled | 2022 | POE50 | 23.1961 | NA | QLD Turkinje 66 |  |  | FALSE | #N/A | #N/A | #N/A | #N/A | #N/A | #N/A | #N/A | #N/A | #N/A | #N/A
TRUE | QLD | QTUL | Turkinje 66 | Energy Queensland | Summer | Coincident_unreconciled | 2022 | POE90 | 15.8664 | NA | QLD Turkinje 66 |  |  | FALSE | #N/A | #N/A | #N/A | #N/A | #N/A | #N/A | #N/A | #N/A | #N/A | #N/A
TRUE | QLD | QTUL | Turkinje 66 | Energy Queensland | Summer | Non-coincident | 2022 | POE50 | 13.8118 | 65.2356 | QLD Turkinje 66 |  |  | FALSE | #N/A | #N/A | #N/A | #N/A | #N/A | #N/A | #N/A | #N/A | #N/A | #N/A
TRUE | QLD | QTUL | Turkinje 66 | Energy Queensland | Summer | Non-coincident | 2022 | POE90 | 10.7337 | NA | QLD Turkinje 66 |  |  | FALSE | #N/A | #N/A | #N/A | #N/A | #N/A | #N/A | #N/A | #N/A | #N/A | #N/A
TRUE | QLD | QTUL | Turkinje 66 | Energy Queensland | Summer | Coincident_unreconciled | 2023 | POE50 | 20.1903 | NA | QLD Turkinje 66 |  |  | FALSE | #N/A | #N/A | #N/A | #N/A | #N/A | #N/A | #N/A | #N/A | #N/A | #N/A
TRUE | QLD | QTUL | Turkinje 66 | Energy Queensland | Summer | Coincident_unreconciled | 2023 | POE90 | 12.8151 | NA | QLD Turkinje 66 |  |  | FALSE | #N/A | #N/A | #N/A | #N/A | #N/A | #N/A | #N/A | #N/A | #N/A | #N/A
TRUE | QLD | QTUL | Turkinje 66 | Energy Queensland | Summer | Non-coincident | 2023 | POE50 | 12.5495 | 65.6075 | QLD Turkinje 66 |  |  | FALSE | #N/A | #N/A | #N/A | #N/A | #N/A | #N/A | #N/A | #N/A | #N/A | #N/A
TRUE | QLD | QTUL | Turkinje 66 | Energy Queensland | Summer | Non-coincident | 2023 | POE90 | 9.4523 | NA | QLD Turkinje 66 |  |  | FALSE | #N/A | #N/A | #N/A | #N/A | #N/A | #N/A | #N/A | #N/A | #N/A | #N/A
TRUE | QLD | QTUL | Turkinje 66 | Energy Queensland | Summer | Coincident_unreconciled | 2024 | POE50 | 17.4315 | NA | QLD Turkinje 66 |  |  | FALSE | #N/A | #N/A | #N/A | #N/A | #N/A | #N/A | #N/A | #N/A | #N/A | #N/A
TRUE | QLD | QTUL | Turkinje 66 | Energy Queensland | Summer | Coincident_unreconciled | 2024 | POE90 | 10.0109 | NA | QLD Turkinje 66 |  |  | FALSE | #N/A | #N/A | #N/A | #N/A | #N/A | #N/A | #N/A | #N/A | #N/A | #N/A
TRUE | QLD | QTUL | Turkinje 66 | Energy Queensland | Summer | Non-coincident | 2024 | POE50 | 11.391 | 65.9781 | QLD Turkinje 66 |  |  | FALSE | #N/A | #N/A | #N/A | #N/A | #N/A | #N/A | #N/A | #N/A | #N/A | #N/A
TRUE | QLD | QTUL | Turkinje 66 | Energy Queensland | Summer | Non-coincident | 2024 | POE90 | 8.2747 | NA | QLD Turkinje 66 |  |  | FALSE | #N/A | #N/A | #N/A | #N/A | #N/A | #N/A | #N/A | #N/A | #N/A | #N/A
TRUE | QLD | QTUL | Turkinje 66 | Energy Queensland | Summer | Coincident_unreconciled | 2025 | POE50 | 14.9689 | NA | QLD Turkinje 66 |  |  | FALSE | #N/A | #N/A | #N/A | #N/A | #N/A | #N/A | #N/A | #N/A | #N/A | #N/A
TRUE | QLD | QTUL | Turkinje 66 | Energy Queensland | Summer | Coincident_unreconciled | 2025 | POE90 | 7.5027 | NA | QLD Turkinje 66 |  |  | FALSE | #N/A | #N/A | #N/A | #N/A | #N/A | #N/A | #N/A | #N/A | #N/A | #N/A
TRUE | QLD | QTUL | Turkinje 66 | Energy Queensland | Summer | Non-coincident | 2025 | POE50 | 10.3568 | 66.3575 | QLD Turkinje 66 |  |  | FALSE | #N/A | #N/A | #N/A | #N/A | #N/A | #N/A | #N/A | #N/A | #N/A | #N/A
TRUE | QLD | QTUL | Turkinje 66 | Energy Queensland | Summer | Non-coincident | 2025 | POE90 | 7.2214 | NA | QLD Turkinje 66 |  |  | FALSE | #N/A | #N/A | #N/A | #N/A | #N/A | #N/A | #N/A | #N/A | #N/A | #N/A
TRUE | QLD | QTUL | Turkinje 66 | Energy Queensland | Summer | Coincident_unreconciled | 2026 | POE50 | 18.9463 | NA | QLD Turkinje 66 |  |  | FALSE | #N/A | #N/A | #N/A | #N/A | #N/A | #N/A | #N/A | #N/A | #N/A | #N/A
TRUE | QLD | QTUL | Turkinje 66 | Energy Queensland | Summer | Coincident_unreconciled | 2026 | POE90 | 11.4347 | NA | QLD Turkinje 66 |  |  | FALSE | #N/A | #N/A | #N/A | #N/A | #N/A | #N/A | #N/A | #N/A | #N/A | #N/A
TRUE | QLD | QTUL | Turkinje 66 | Energy Queensland | Summer | Non-coincident | 2026 | POE50 | 12.0271 | 66.8995 | QLD Turkinje 66 |  |  | FALSE | #N/A | #N/A | #N/A | #N/A | #N/A | #N/A | #N/A | #N/A | #N/A | #N/A
TRUE | QLD | QTUL | Turkinje 66 | Energy Queensland | Summer | Non-coincident | 2026 | POE90 | 8.8726 | NA | QLD Turkinje 66 |  |  | FALSE | #N/A | #N/A | #N/A | #N/A | #N/A | #N/A | #N/A | #N/A | #N/A | #N/A
TRUE | QLD | QTUL | Turkinje 66 | Energy Queensland | Summer | Coincident_unreconciled | 2027 | POE50 | 21.4033 | NA | QLD Turkinje 66 |  |  | FALSE | #N/A | #N/A | #N/A | #N/A | #N/A | #N/A | #N/A | #N/A | #N/A | #N/A
TRUE | QLD | QTUL | Turkinje 66 | Energy Queensland | Summer | Coincident_unreconciled | 2027 | POE90 | 13.8441 | NA | QLD Turkinje 66 |  |  | FALSE | #N/A | #N/A | #N/A | #N/A | #N/A | #N/A | #N/A | #N/A | #N/A | #N/A
TRUE | QLD | QTUL | Turkinje 66 | Energy Queensland | Summer | Non-coincident | 2027 | POE50 | 13.0589 | 67.4746 | QLD Turkinje 66 |  |  | FALSE | #N/A | #N/A | #N/A | #N/A | #N/A | #N/A | #N/A | #N/A | #N/A | #N/A
TRUE | QLD | QTUL | Turkinje 66 | Energy Queensland | Summer | Non-coincident | 2027 | POE90 | 9.8844 | NA | QLD Turkinje 66 |  |  | FALSE | #N/A | #N/A | #N/A | #N/A | #N/A | #N/A | #N/A | #N/A | #N/A | #N/A
TRUE | QLD | QTUL | Turkinje 66 | Energy Queensland | Summer | Coincident_unreconciled | 2028 | POE50 | 20.0653 | NA | QLD Turkinje 66 |  |  | FALSE | #N/A | #N/A | #N/A | #N/A | #N/A | #N/A | #N/A | #N/A | #N/A | #N/A
TRUE | QLD | QTUL | Turkinje 66 | Energy Queensland | Summer | Coincident_unreconciled | 2028 | POE90 | 12.4568 | NA | QLD Turkinje 66 |  |  | FALSE | #N/A | #N/A | #N/A | #N/A | #N/A | #N/A | #N/A | #N/A | #N/A | #N/A
TRUE | QLD | QTUL | Turkinje 66 | Energy Queensland | Summer | Non-coincident | 2028 | POE50 | 12.497 | 68.0826 | QLD Turkinje 66 |  |  | FALSE | #N/A | #N/A | #N/A | #N/A | #N/A | #N/A | #N/A | #N/A | #N/A | #N/A
TRUE | QLD | QTUL | Turkinje 66 | Energy Queensland | Summer | Non-coincident | 2028 | POE90 | 9.3019 | NA | QLD Turkinje 66 |  |  | FALSE | #N/A | #N/A | #N/A | #N/A | #N/A | #N/A | #N/A | #N/A | #N/A | #N/A
TRUE | QLD | QTUL | Turkinje 66 | Energy Queensland | Summer | Coincident_unreconciled | 2029 | POE50 | 18.912 | NA | QLD Turkinje 66 |  |  | FALSE | #N/A | #N/A | #N/A | #N/A | #N/A | #N/A | #N/A | #N/A | #N/A | #N/A
TRUE | QLD | QTUL | Turkinje 66 | Energy Queensland | Summer | Coincident_unreconciled | 2029 | POE90 | 11.2543 | NA | QLD Turkinje 66 |  |  | FALSE | #N/A | #N/A | #N/A | #N/A | #N/A | #N/A | #N/A | #N/A | #N/A | #N/A
TRUE | QLD | QTUL | Turkinje 66 | Energy Queensland | Summer | Non-coincident | 2029 | POE50 | 12.0127 | 68.8385 | QLD Turkinje 66 |  |  | FALSE | #N/A | #N/A | #N/A | #N/A | #N/A | #N/A | #N/A | #N/A | #N/A | #N/A
TRUE | QLD | QTUL | Turkinje 66 | Energy Queensland | Summer | Non-coincident | 2029 | POE90 | 8.7969 | NA | QLD Turkinje 66 |  |  | FALSE | #N/A | #N/A | #N/A | #N/A | #N/A | #N/A | #N/A | #N/A | #N/A | #N/A
TRUE | QLD | QTUL | Turkinje 66 | Energy Queensland | Summer | Coincident_unreconciled | 2030 | POE50 | 18.1728 | NA | QLD Turkinje 66 |  |  | FALSE | #N/A | #N/A | #N/A | #N/A | #N/A | #N/A | #N/A | #N/A | #N/A | #N/A
TRUE | QLD | QTUL | Turkinje 66 | Energy Queensland | Summer | Coincident_unreconciled | 2030 | POE90 | 10.4661 | NA | QLD Turkinje 66 |  |  | FALSE | #N/A | #N/A | #N/A | #N/A | #N/A | #N/A | #N/A | #N/A | #N/A | #N/A
TRUE | QLD | QTUL | Turkinje 66 | Energy Queensland | Summer | Non-coincident | 2030 | POE50 | 11.7023 | 69.7173 | QLD Turkinje 66 |  |  | FALSE | #N/A | #N/A | #N/A | #N/A | #N/A | #N/A | #N/A | #N/A | #N/A | #N/A
TRUE | QLD | QTUL | Turkinje 66 | Energy Queensland | Summer | Non-coincident | 2030 | POE90 | 8.4659 | NA | QLD Turkinje 66 |  |  | FALSE | #N/A | #N/A | #N/A | #N/A | #N/A | #N/A | #N/A | #N/A | #N/A | #N/A
TRUE | QLD | QTUL | Turkinje 66 | Energy Queensland | Winter | Coincident | 2016 | ACTUAL_OPG | 23.3941 | 43.893 | QLD Turkinje 66 |  |  | FALSE | #N/A | #N/A | #N/A | #N/A | #N/A | #N/A | #N/A | #N/A | #N/A | #N/A
TRUE | QLD | QTUL | Turkinje 66 | Energy Queensland | Winter | Coincident | 2016 | ACTUAL_RAW | 23.3941 | 43.893 | QLD Turkinje 66 |  |  | FALSE | #N/A | #N/A | #N/A | #N/A | #N/A | #N/A | #N/A | #N/A | #N/A | #N/A
TRUE | QLD | QTUL | Turkinje 66 | Energy Queensland | Winter | Non-coincident | 2016 | ACTUAL_RAW | 18.4053 | 47.4257 | QLD Turkinje 66 |  |  | FALSE | #N/A | #N/A | #N/A | #N/A | #N/A | #N/A | #N/A | #N/A | #N/A | #N/A
TRUE | QLD | QTUL | Turkinje 66 | Energy Queensland | Winter | Non-coincident | 2016 | ACTUAL_OPG | 18.4053 | 47.4257 | QLD Turkinje 66 |  |  | FALSE | #N/A | #N/A | #N/A | #N/A | #N/A | #N/A | #N/A | #N/A | #N/A | #N/A
TRUE | QLD | QTUL | Turkinje 66 | Energy Queensland | Winter | Non-coincident | 2016 | ACTUAL_ADJUSTEDOPG | 18.4053 | 47.4257 | QLD Turkinje 66 |  |  | FALSE | #N/A | #N/A | #N/A | #N/A | #N/A | #N/A | #N/A | #N/A | #N/A | #N/A
TRUE | QLD | QTUL | Turkinje 66 | Energy Queensland | Winter | Coincident | 2017 | ACTUAL_OPG | 31.9139 | 43.5259 | QLD Turkinje 66 |  |  | FALSE | #N/A | #N/A | #N/A | #N/A | #N/A | #N/A | #N/A | #N/A | #N/A | #N/A
TRUE | QLD | QTUL | Turkinje 66 | Energy Queensland | Winter | Coincident | 2017 | ACTUAL_RAW | 31.9139 | 43.5259 | QLD Turkinje 66 |  |  | FALSE | #N/A | #N/A | #N/A | #N/A | #N/A | #N/A | #N/A | #N/A | #N/A | #N/A
TRUE | QLD | QTUL | Turkinje 66 | Energy Queensland | Winter | Non-coincident | 2017 | ACTUAL_RAW | 20.7865 | 56.7853 | QLD Turkinje 66 |  |  | FALSE | #N/A | #N/A | #N/A | #N/A | #N/A | #N/A | #N/A | #N/A | #N/A | #N/A
TRUE | QLD | QTUL | Turkinje 66 | Energy Queensland | Winter | Non-coincident | 2017 | ACTUAL_OPG | 20.7865 | 56.7853 | QLD Turkinje 66 |  |  | FALSE | #N/A | #N/A | #N/A | #N/A | #N/A | #N/A | #N/A | #N/A | #N/A | #N/A
TRUE | QLD | QTUL | Turkinje 66 | Energy Queensland | Winter | Non-coincident | 2017 | ACTUAL_ADJUSTEDOPG | 20.7865 | 56.7853 | QLD Turkinje 66 |  |  | FALSE | #N/A | #N/A | #N/A | #N/A | #N/A | #N/A | #N/A | #N/A | #N/A | #N/A
TRUE | QLD | QTUL | Turkinje 66 | Energy Queensland | Winter | Coincident | 2018 | ACTUAL_OPG | 27.296 | 56.3846 | QLD Turkinje 66 |  |  | FALSE | #N/A | #N/A | #N/A | #N/A | #N/A | #N/A | #N/A | #N/A | #N/A | #N/A
TRUE | QLD | QTUL | Turkinje 66 | Energy Queensland | Winter | Coincident | 2018 | ACTUAL_RAW | 27.296 | 56.3846 | QLD Turkinje 66 |  |  | FALSE | #N/A | #N/A | #N/A | #N/A | #N/A | #N/A | #N/A | #N/A | #N/A | #N/A
TRUE | QLD | QTUL | Turkinje 66 | Energy Queensland | Winter | Non-coincident | 2018 | ACTUAL_RAW | 22.0029 | 60.6011 | QLD Turkinje 66 |  |  | FALSE | #N/A | #N/A | #N/A | #N/A | #N/A | #N/A | #N/A | #N/A | #N/A | #N/A
TRUE | QLD | QTUL | Turkinje 66 | Energy Queensland | Winter | Non-coincident | 2018 | ACTUAL_OPG | 22.0029 | 60.6011 | QLD Turkinje 66 |  |  | FALSE | #N/A | #N/A | #N/A | #N/A | #N/A | #N/A | #N/A | #N/A | #N/A | #N/A
TRUE | QLD | QTUL | Turkinje 66 | Energy Queensland | Winter | Non-coincident | 2018 | ACTUAL_ADJUSTEDOPG | 22.0029 | 60.6011 | QLD Turkinje 66 |  |  | FALSE | #N/A | #N/A | #N/A | #N/A | #N/A | #N/A | #N/A | #N/A | #N/A | #N/A
TRUE | QLD | QTUL | Turkinje 66 | Energy Queensland | Winter | Coincident | 2019 | ACTUAL_OPG | 25.6347 | 48.7363 | QLD Turkinje 66 |  |  | FALSE | #N/A | #N/A | #N/A | #N/A | #N/A | #N/A | #N/A | #N/A | #N/A | #N/A
TRUE | QLD | QTUL | Turkinje 66 | Energy Queensland | Winter | Coincident | 2019 | ACTUAL_RAW | 25.6347 | 48.7363 | QLD Turkinje 66 |  |  | FALSE | #N/A | #N/A | #N/A | #N/A | #N/A | #N/A | #N/A | #N/A | #N/A | #N/A
TRUE | QLD | QTUL | Turkinje 66 | Energy Queensland | Winter | Non-coincident | 2019 | ACTUAL_RAW | 17.2365 | 60.7839 | QLD Turkinje 66 |  |  | FALSE | #N/A | #N/A | #N/A | #N/A | #N/A | #N/A | #N/A | #N/A | #N/A | #N/A
TRUE | QLD | QTUL | Turkinje 66 | Energy Queensland | Winter | Non-coincident | 2019 | ACTUAL_OPG | 17.2365 | 60.7839 | QLD Turkinje 66 |  |  | FALSE | #N/A | #N/A | #N/A | #N/A | #N/A | #N/A | #N/A | #N/A | #N/A | #N/A
TRUE | QLD | QTUL | Turkinje 66 | Energy Queensland | Winter | Non-coincident | 2019 | ACTUAL_ADJUSTEDOPG | 17.2365 | 60.7839 | QLD Turkinje 66 |  |  | FALSE | #N/A | #N/A | #N/A | #N/A | #N/A | #N/A | #N/A | #N/A | #N/A | #N/A
TRUE | QLD | QTUL | Turkinje 66 | Energy Queensland | Winter | Non-coincident | 2019 | BASEYEARPOE90 | 7.8041 | NA | QLD Turkinje 66 |  |  | FALSE | #N/A | #N/A | #N/A | #N/A | #N/A | #N/A | #N/A | #N/A | #N/A | #N/A
TRUE | QLD | QTUL | Turkinje 66 | Energy Queensland | Winter | Non-coincident | 2019 | BASEYEARPOE50 | 10.776 | 57.6851 | QLD Turkinje 66 |  |  | FALSE | #N/A | #N/A | #N/A | #N/A | #N/A | #N/A | #N/A | #N/A | #N/A | #N/A
TRUE | QLD | QTUL | Turkinje 66 | Energy Queensland | Winter | Coincident_unreconciled | 2020 | POE50 | 23 | NA | QLD Turkinje 66 |  |  | FALSE | #N/A | #N/A | #N/A | #N/A | #N/A | #N/A | #N/A | #N/A | #N/A | #N/A
TRUE | QLD | QTUL | Turkinje 66 | Energy Queensland | Winter | Coincident_unreconciled | 2020 | POE90 | 17.7325 | NA | QLD Turkinje 66 |  |  | FALSE | #N/A | #N/A | #N/A | #N/A | #N/A | #N/A | #N/A | #N/A | #N/A | #N/A
TRUE | QLD | QTUL | Turkinje 66 | Energy Queensland | Winter | Non-coincident | 2020 | POE50 | 17 | 58.7435 | QLD Turkinje 66 |  |  | FALSE | #N/A | #N/A | #N/A | #N/A | #N/A | #N/A | #N/A | #N/A | #N/A | #N/A
TRUE | QLD | QTUL | Turkinje 66 | Energy Queensland | Winter | Non-coincident | 2020 | POE90 | 14.0142 | NA | QLD Turkinje 66 |  |  | FALSE | #N/A | #N/A | #N/A | #N/A | #N/A | #N/A | #N/A | #N/A | #N/A | #N/A
TRUE | QLD | QTUL | Turkinje 66 | Energy Queensland | Winter | Coincident_unreconciled | 2021 | POE50 | 18.8205 | NA | QLD Turkinje 66 |  |  | FALSE | #N/A | #N/A | #N/A | #N/A | #N/A | #N/A | #N/A | #N/A | #N/A | #N/A
TRUE | QLD | QTUL | Turkinje 66 | Energy Queensland | Winter | Coincident_unreconciled | 2021 | POE90 | 15.2474 | NA | QLD Turkinje 66 |  |  | FALSE | #N/A | #N/A | #N/A | #N/A | #N/A | #N/A | #N/A | #N/A | #N/A | #N/A
TRUE | QLD | QTUL | Turkinje 66 | Energy Queensland | Winter | Non-coincident | 2021 | POE50 | 14.6309 | 59.0609 | QLD Turkinje 66 |  |  | FALSE | #N/A | #N/A | #N/A | #N/A | #N/A | #N/A | #N/A | #N/A | #N/A | #N/A
TRUE | QLD | QTUL | Turkinje 66 | Energy Queensland | Winter | Non-coincident | 2021 | POE90 | 11.6282 | NA | QLD Turkinje 66 |  |  | FALSE | #N/A | #N/A | #N/A | #N/A | #N/A | #N/A | #N/A | #N/A | #N/A | #N/A
TRUE | QLD | QTUL | Turkinje 66 | Energy Queensland | Winter | Coincident_unreconciled | 2022 | POE50 | 16.269 | NA | QLD Turkinje 66 |  |  | FALSE | #N/A | #N/A | #N/A | #N/A | #N/A | #N/A | #N/A | #N/A | #N/A | #N/A
TRUE | QLD | QTUL | Turkinje 66 | Energy Queensland | Winter | Coincident_unreconciled | 2022 | POE90 | 14.9019 | NA | QLD Turkinje 66 |  |  | FALSE | #N/A | #N/A | #N/A | #N/A | #N/A | #N/A | #N/A | #N/A | #N/A | #N/A
TRUE | QLD | QTUL | Turkinje 66 | Energy Queensland | Winter | Non-coincident | 2022 | POE50 | 13.1846 | 59.4076 | QLD Turkinje 66 |  |  | FALSE | #N/A | #N/A | #N/A | #N/A | #N/A | #N/A | #N/A | #N/A | #N/A | #N/A
TRUE | QLD | QTUL | Turkinje 66 | Energy Queensland | Winter | Non-coincident | 2022 | POE90 | 10.1635 | NA | QLD Turkinje 66 |  |  | FALSE | #N/A | #N/A | #N/A | #N/A | #N/A | #N/A | #N/A | #N/A | #N/A | #N/A
TRUE | QLD | QTUL | Turkinje 66 | Energy Queensland | Winter | Coincident_unreconciled | 2023 | POE50 | 15.2941 | NA | QLD Turkinje 66 |  |  | FALSE | #N/A | #N/A | #N/A | #N/A | #N/A | #N/A | #N/A | #N/A | #N/A | #N/A
TRUE | QLD | QTUL | Turkinje 66 | Energy Queensland | Winter | Coincident_unreconciled | 2023 | POE90 | 14.5773 | NA | QLD Turkinje 66 |  |  | FALSE | #N/A | #N/A | #N/A | #N/A | #N/A | #N/A | #N/A | #N/A | #N/A | #N/A
TRUE | QLD | QTUL | Turkinje 66 | Energy Queensland | Winter | Non-coincident | 2023 | POE50 | 11.8264 | 59.7494 | QLD Turkinje 66 |  |  | FALSE | #N/A | #N/A | #N/A | #N/A | #N/A | #N/A | #N/A | #N/A | #N/A | #N/A
TRUE | QLD | QTUL | Turkinje 66 | Energy Queensland | Winter | Non-coincident | 2023 | POE90 | 8.7868 | NA | QLD Turkinje 66 |  |  | FALSE | #N/A | #N/A | #N/A | #N/A | #N/A | #N/A | #N/A | #N/A | #N/A | #N/A
TRUE | QLD | QTUL | Turkinje 66 | Energy Queensland | Winter | Coincident_unreconciled | 2024 | POE50 | 15.0192 | NA | QLD Turkinje 66 |  |  | FALSE | #N/A | #N/A | #N/A | #N/A | #N/A | #N/A | #N/A | #N/A | #N/A | #N/A
TRUE | QLD | QTUL | Turkinje 66 | Energy Queensland | Winter | Coincident_unreconciled | 2024 | POE90 | 14.298 | NA | QLD Turkinje 66 |  |  | FALSE | #N/A | #N/A | #N/A | #N/A | #N/A | #N/A | #N/A | #N/A | #N/A | #N/A
TRUE | QLD | QTUL | Turkinje 66 | Energy Queensland | Winter | Non-coincident | 2024 | POE50 | 10.6607 | 60.0442 | QLD Turkinje 66 |  |  | FALSE | #N/A | #N/A | #N/A | #N/A | #N/A | #N/A | #N/A | #N/A | #N/A | #N/A
TRUE | QLD | QTUL | Turkinje 66 | Energy Queensland | Winter | Non-coincident | 2024 | POE90 | 7.6026 | NA | QLD Turkinje 66 |  |  | FALSE | #N/A | #N/A | #N/A | #N/A | #N/A | #N/A | #N/A | #N/A | #N/A | #N/A
TRUE | QLD | QTUL | Turkinje 66 | Energy Queensland | Winter | Coincident_unreconciled | 2025 | POE50 | 14.7497 | NA | QLD Turkinje 66 |  |  | FALSE | #N/A | #N/A | #N/A | #N/A | #N/A | #N/A | #N/A | #N/A | #N/A | #N/A
TRUE | QLD | QTUL | Turkinje 66 | Energy Queensland | Winter | Coincident_unreconciled | 2025 | POE90 | 14.0242 | NA | QLD Turkinje 66 |  |  | FALSE | #N/A | #N/A | #N/A | #N/A | #N/A | #N/A | #N/A | #N/A | #N/A | #N/A
TRUE | QLD | QTUL | Turkinje 66 | Energy Queensland | Winter | Non-coincident | 2025 | POE50 | 9.518 | 60.339 | QLD Turkinje 66 |  |  | FALSE | #N/A | #N/A | #N/A | #N/A | #N/A | #N/A | #N/A | #N/A | #N/A | #N/A
TRUE | QLD | QTUL | Turkinje 66 | Energy Queensland | Winter | Non-coincident | 2025 | POE90 | 6.4415 | NA | QLD Turkinje 66 |  |  | FALSE | #N/A | #N/A | #N/A | #N/A | #N/A | #N/A | #N/A | #N/A | #N/A | #N/A
TRUE | QLD | QTUL | Turkinje 66 | Energy Queensland | Winter | Coincident_unreconciled | 2026 | POE50 | 22.8609 | NA | QLD Turkinje 66 |  |  | FALSE | #N/A | #N/A | #N/A | #N/A | #N/A | #N/A | #N/A | #N/A | #N/A | #N/A
TRUE | QLD | QTUL | Turkinje 66 | Energy Queensland | Winter | Coincident_unreconciled | 2026 | POE90 | 17.4005 | NA | QLD Turkinje 66 |  |  | FALSE | #N/A | #N/A | #N/A | #N/A | #N/A | #N/A | #N/A | #N/A | #N/A | #N/A
TRUE | QLD | QTUL | Turkinje 66 | Energy Queensland | Winter | Non-coincident | 2026 | POE50 | 16.9212 | 62.7761 | QLD Turkinje 66 |  |  | FALSE | #N/A | #N/A | #N/A | #N/A | #N/A | #N/A | #N/A | #N/A | #N/A | #N/A
TRUE | QLD | QTUL | Turkinje 66 | Energy Queensland | Winter | Non-coincident | 2026 | POE90 | 13.826 | NA | QLD Turkinje 66 |  |  | FALSE | #N/A | #N/A | #N/A | #N/A | #N/A | #N/A | #N/A | #N/A | #N/A | #N/A
TRUE | QLD | QTUL | Turkinje 66 | Energy Queensland | Winter | Coincident_unreconciled | 2027 | POE50 | 21.5358 | NA | QLD Turkinje 66 |  |  | FALSE | #N/A | #N/A | #N/A | #N/A | #N/A | #N/A | #N/A | #N/A | #N/A | #N/A
TRUE | QLD | QTUL | Turkinje 66 | Energy Queensland | Winter | Coincident_unreconciled | 2027 | POE90 | 16.0403 | NA | QLD Turkinje 66 |  |  | FALSE | #N/A | #N/A | #N/A | #N/A | #N/A | #N/A | #N/A | #N/A | #N/A | #N/A
TRUE | QLD | QTUL | Turkinje 66 | Energy Queensland | Winter | Non-coincident | 2027 | POE50 | 16.17 | 63.1706 | QLD Turkinje 66 |  |  | FALSE | #N/A | #N/A | #N/A | #N/A | #N/A | #N/A | #N/A | #N/A | #N/A | #N/A
TRUE | QLD | QTUL | Turkinje 66 | Energy Queensland | Winter | Non-coincident | 2027 | POE90 | 13.055 | NA | QLD Turkinje 66 |  |  | FALSE | #N/A | #N/A | #N/A | #N/A | #N/A | #N/A | #N/A | #N/A | #N/A | #N/A
TRUE | QLD | QTUL | Turkinje 66 | Energy Queensland | Winter | Coincident_unreconciled | 2028 | POE50 | 20.3891 | NA | QLD Turkinje 66 |  |  | FALSE | #N/A | #N/A | #N/A | #N/A | #N/A | #N/A | #N/A | #N/A | #N/A | #N/A
TRUE | QLD | QTUL | Turkinje 66 | Energy Queensland | Winter | Coincident_unreconciled | 2028 | POE90 | 15.4258 | NA | QLD Turkinje 66 |  |  | FALSE | #N/A | #N/A | #N/A | #N/A | #N/A | #N/A | #N/A | #N/A | #N/A | #N/A
TRUE | QLD | QTUL | Turkinje 66 | Energy Queensland | Winter | Non-coincident | 2028 | POE50 | 15.5201 | 63.6931 | QLD Turkinje 66 |  |  | FALSE | #N/A | #N/A | #N/A | #N/A | #N/A | #N/A | #N/A | #N/A | #N/A | #N/A
TRUE | QLD | QTUL | Turkinje 66 | Energy Queensland | Winter | Non-coincident | 2028 | POE90 | 12.385 | NA | QLD Turkinje 66 |  |  | FALSE | #N/A | #N/A | #N/A | #N/A | #N/A | #N/A | #N/A | #N/A | #N/A | #N/A
TRUE | QLD | QTUL | Turkinje 66 | Energy Queensland | Winter | Coincident_unreconciled | 2029 | POE50 | 19.3823 | NA | QLD Turkinje 66 |  |  | FALSE | #N/A | #N/A | #N/A | #N/A | #N/A | #N/A | #N/A | #N/A | #N/A | #N/A
TRUE | QLD | QTUL | Turkinje 66 | Energy Queensland | Winter | Coincident_unreconciled | 2029 | POE90 | 15.2865 | NA | QLD Turkinje 66 |  |  | FALSE | #N/A | #N/A | #N/A | #N/A | #N/A | #N/A | #N/A | #N/A | #N/A | #N/A
TRUE | QLD | QTUL | Turkinje 66 | Energy Queensland | Winter | Non-coincident | 2029 | POE50 | 14.9494 | 64.3283 | QLD Turkinje 66 |  |  | FALSE | #N/A | #N/A | #N/A | #N/A | #N/A | #N/A | #N/A | #N/A | #N/A | #N/A
TRUE | QLD | QTUL | Turkinje 66 | Energy Queensland | Winter | Non-coincident | 2029 | POE90 | 11.7944 | NA | QLD Turkinje 66 |  |  | FALSE | #N/A | #N/A | #N/A | #N/A | #N/A | #N/A | #N/A | #N/A | #N/A | #N/A
TRUE | QLD | QTUL | Turkinje 66 | Energy Queensland | Shoulder | Non-coincident | 2019 | BASEYEARPOE10 | NA | 62.702 | QLD Turkinje 66 |  |  | FALSE | #N/A | #N/A | #N/A | #N/A | #N/A | #N/A | #N/A | #N/A | #N/A | #N/A
TRUE | QLD | QTUL | Turkinje 66 | Energy Queensland | Shoulder | Coincident | 2021 | POE10 | NA | 53.3882 | QLD Turkinje 66 |  |  | FALSE | #N/A | #N/A | #N/A | #N/A | #N/A | #N/A | #N/A | #N/A | #N/A | #N/A
TRUE | QLD | QTUL | Turkinje 66 | Energy Queensland | Shoulder | Coincident | 2021 | POE50 | NA | 53.6084 | QLD Turkinje 66 |  |  | FALSE | #N/A | #N/A | #N/A | #N/A | #N/A | #N/A | #N/A | #N/A | #N/A | #N/A
TRUE | QLD | QTUL | Turkinje 66 | Energy Queensland | Shoulder | Non-coincident | 2021 | POE10 | NA | 63.8999 | QLD Turkinje 66 |  |  | FALSE | #N/A | #N/A | #N/A | #N/A | #N/A | #N/A | #N/A | #N/A | #N/A | #N/A
TRUE | QLD | QTUL | Turkinje 66 | Energy Queensland | Shoulder | Coincident | 2022 | POE10 | NA | 55.1601 | QLD Turkinje 66 |  |  | FALSE | #N/A | #N/A | #N/A | #N/A | #N/A | #N/A | #N/A | #N/A | #N/A | #N/A
TRUE | QLD | QTUL | Turkinje 66 | Energy Queensland | Shoulder | Coincident | 2022 | POE50 | NA | 54.4627 | QLD Turkinje 66 |  |  | FALSE | #N/A | #N/A | #N/A | #N/A | #N/A | #N/A | #N/A | #N/A | #N/A | #N/A
TRUE | QLD | QTUL | Turkinje 66 | Energy Queensland | Shoulder | Non-coincident | 2022 | POE10 | NA | 64.2483 | QLD Turkinje 66 |  |  | FALSE | #N/A | #N/A | #N/A | #N/A | #N/A | #N/A | #N/A | #N/A | #N/A | #N/A
TRUE | QLD | QTUL | Turkinje 66 | Energy Queensland | Shoulder | Coincident | 2023 | POE10 | NA | 55.5766 | QLD Turkinje 66 |  |  | FALSE | #N/A | #N/A | #N/A | #N/A | #N/A | #N/A | #N/A | #N/A | #N/A | #N/A
TRUE | QLD | QTUL | Turkinje 66 | Energy Queensland | Shoulder | Coincident | 2023 | POE50 | NA | 55.1385 | QLD Turkinje 66 |  |  | FALSE | #N/A | #N/A | #N/A | #N/A | #N/A | #N/A | #N/A | #N/A | #N/A | #N/A
TRUE | QLD | QTUL | Turkinje 66 | Energy Queensland | Shoulder | Non-coincident | 2023 | POE10 | NA | 64.6106 | QLD Turkinje 66 |  |  | FALSE | #N/A | #N/A | #N/A | #N/A | #N/A | #N/A | #N/A | #N/A | #N/A | #N/A
TRUE | QLD | QTUL | Turkinje 66 | Energy Queensland | Shoulder | Coincident | 2024 | POE10 | NA | 56.1453 | QLD Turkinje 66 |  |  | FALSE | #N/A | #N/A | #N/A | #N/A | #N/A | #N/A | #N/A | #N/A | #N/A | #N/A
TRUE | QLD | QTUL | Turkinje 66 | Energy Queensland | Shoulder | Coincident | 2024 | POE50 | NA | 56.4344 | QLD Turkinje 66 |  |  | FALSE | #N/A | #N/A | #N/A | #N/A | #N/A | #N/A | #N/A | #N/A | #N/A | #N/A
TRUE | QLD | QTUL | Turkinje 66 | Energy Queensland | Shoulder | Non-coincident | 2024 | POE10 | NA | 64.9591 | QLD Turkinje 66 |  |  | FALSE | #N/A | #N/A | #N/A | #N/A | #N/A | #N/A | #N/A | #N/A | #N/A | #N/A
TRUE | QLD | QTUL | Turkinje 66 | Energy Queensland | Shoulder | Coincident | 2025 | POE10 | NA | 56.6179 | QLD Turkinje 66 |  |  | FALSE | #N/A | #N/A | #N/A | #N/A | #N/A | #N/A | #N/A | #N/A | #N/A | #N/A
TRUE | QLD | QTUL | Turkinje 66 | Energy Queensland | Shoulder | Coincident | 2025 | POE50 | NA | 56.4954 | QLD Turkinje 66 |  |  | FALSE | #N/A | #N/A | #N/A | #N/A | #N/A | #N/A | #N/A | #N/A | #N/A | #N/A
TRUE | QLD | QTUL | Turkinje 66 | Energy Queensland | Shoulder | Non-coincident | 2025 | POE10 | NA | 65.3024 | QLD Turkinje 66 |  |  | FALSE | #N/A | #N/A | #N/A | #N/A | #N/A | #N/A | #N/A | #N/A | #N/A | #N/A
TRUE | QLD | QTUL | Turkinje 66 | Energy Queensland | Shoulder | Coincident | 2026 | POE10 | NA | 56.9376 | QLD Turkinje 66 |  |  | FALSE | #N/A | #N/A | #N/A | #N/A | #N/A | #N/A | #N/A | #N/A | #N/A | #N/A
TRUE | QLD | QTUL | Turkinje 66 | Energy Queensland | Shoulder | Coincident | 2026 | POE50 | NA | 57.1354 | QLD Turkinje 66 |  |  | FALSE | #N/A | #N/A | #N/A | #N/A | #N/A | #N/A | #N/A | #N/A | #N/A | #N/A
TRUE | QLD | QTUL | Turkinje 66 | Energy Queensland | Shoulder | Non-coincident | 2026 | POE10 | NA | 66.0117 | QLD Turkinje 66 |  |  | FALSE | #N/A | #N/A | #N/A | #N/A | #N/A | #N/A | #N/A | #N/A | #N/A | #N/A
TRUE | QLD | QTUL | Turkinje 66 | Energy Queensland | Shoulder | Coincident | 2027 | POE10 | NA | 57.3689 | QLD Turkinje 66 |  |  | FALSE | #N/A | #N/A | #N/A | #N/A | #N/A | #N/A | #N/A | #N/A | #N/A | #N/A
TRUE | QLD | QTUL | Turkinje 66 | Energy Queensland | Shoulder | Coincident | 2027 | POE50 | NA | 57.5209 | QLD Turkinje 66 |  |  | FALSE | #N/A | #N/A | #N/A | #N/A | #N/A | #N/A | #N/A | #N/A | #N/A | #N/A
TRUE | QLD | QTUL | Turkinje 66 | Energy Queensland | Shoulder | Non-coincident | 2027 | POE10 | NA | 66.7895 | QLD Turkinje 66 |  |  | FALSE | #N/A | #N/A | #N/A | #N/A | #N/A | #N/A | #N/A | #N/A | #N/A | #N/A
TRUE | QLD | QTUL | Turkinje 66 | Energy Queensland | Shoulder | Coincident | 2028 | POE10 | NA | 57.6202 | QLD Turkinje 66 |  |  | FALSE | #N/A | #N/A | #N/A | #N/A | #N/A | #N/A | #N/A | #N/A | #N/A | #N/A
TRUE | QLD | QTUL | Turkinje 66 | Energy Queensland | Shoulder | Coincident | 2028 | POE50 | NA | 57.9155 | QLD Turkinje 66 |  |  | FALSE | #N/A | #N/A | #N/A | #N/A | #N/A | #N/A | #N/A | #N/A | #N/A | #N/A
TRUE | QLD | QTUL | Turkinje 66 | Energy Queensland | Shoulder | Non-coincident | 2028 | POE10 | NA | 67.3377 | QLD Turkinje 66 |  |  | FALSE | #N/A | #N/A | #N/A | #N/A | #N/A | #N/A | #N/A | #N/A | #N/A | #N/A
TRUE | QLD | QTUL | Turkinje 66 | Energy Queensland | Shoulder | Coincident | 2029 | POE10 | NA | 58.76 | QLD Turkinje 66 |  |  | FALSE | #N/A | #N/A | #N/A | #N/A | #N/A | #N/A | #N/A | #N/A | #N/A | #N/A
TRUE | QLD | QTUL | Turkinje 66 | Energy Queensland | Shoulder | Coincident | 2029 | POE50 | NA | 58.7192 | QLD Turkinje 66 |  |  | FALSE | #N/A | #N/A | #N/A | #N/A | #N/A | #N/A | #N/A | #N/A | #N/A | #N/A
TRUE | QLD | QTUL | Turkinje 66 | Energy Queensland | Shoulder | Non-coincident | 2029 | POE10 | NA | 68.0357 | QLD Turkinje 66 |  |  | FALSE | #N/A | #N/A | #N/A | #N/A | #N/A | #N/A | #N/A | #N/A | #N/A | #N/A
TRUE | QLD | QTUL | Turkinje 66 | Energy Queensland | Shoulder | Coincident | 2030 | POE10 | NA | 59.4669 | QLD Turkinje 66 |  |  | FALSE | #N/A | #N/A | #N/A | #N/A | #N/A | #N/A | #N/A | #N/A | #N/A | #N/A
TRUE | QLD | QTUL | Turkinje 66 | Energy Queensland | Shoulder | Coincident | 2030 | POE50 | NA | 59.4958 | QLD Turkinje 66 |  |  | FALSE | #N/A | #N/A | #N/A | #N/A | #N/A | #N/A | #N/A | #N/A | #N/A | #N/A
TRUE | QLD | QTUL | Turkinje 66 | Energy Queensland | Shoulder | Non-coincident | 2030 | POE10 | NA | 68.8587 | QLD Turkinje 66 |  |  | FALSE | #N/A | #N/A | #N/A | #N/A | #N/A | #N/A | #N/A | #N/A | #N/A | #N/A
TRUE | QLD | QTUL | Turkinje 66 | Energy Queensland | Summer | Non-coincident | 2019 | BASEYEARPOE10 | NA | 65.841 | QLD Turkinje 66 |  |  | FALSE | #N/A | #N/A | #N/A | #N/A | #N/A | #N/A | #N/A | #N/A | #N/A | #N/A
TRUE | QLD | QTUL | Turkinje 66 | Energy Queensland | Summer | Coincident | 2021 | POE10 | NA | 48.7725 | QLD Turkinje 66 |  |  | FALSE | #N/A | #N/A | #N/A | #N/A | #N/A | #N/A | #N/A | #N/A | #N/A | #N/A
TRUE | QLD | QTUL | Turkinje 66 | Energy Queensland | Summer | Coincident | 2021 | POE50 | NA | 49.4385 | QLD Turkinje 66 |  |  | FALSE | #N/A | #N/A | #N/A | #N/A | #N/A | #N/A | #N/A | #N/A | #N/A | #N/A
TRUE | QLD | QTUL | Turkinje 66 | Energy Queensland | Summer | Non-coincident | 2021 | POE10 | NA | 66.8929 | QLD Turkinje 66 |  |  | FALSE | #N/A | #N/A | #N/A | #N/A | #N/A | #N/A | #N/A | #N/A | #N/A | #N/A
TRUE | QLD | QTUL | Turkinje 66 | Energy Queensland | Summer | Coincident | 2022 | POE10 | NA | 49.9336 | QLD Turkinje 66 |  |  | FALSE | #N/A | #N/A | #N/A | #N/A | #N/A | #N/A | #N/A | #N/A | #N/A | #N/A
TRUE | QLD | QTUL | Turkinje 66 | Energy Queensland | Summer | Coincident | 2022 | POE50 | NA | 50.5381 | QLD Turkinje 66 |  |  | FALSE | #N/A | #N/A | #N/A | #N/A | #N/A | #N/A | #N/A | #N/A | #N/A | #N/A
TRUE | QLD | QTUL | Turkinje 66 | Energy Queensland | Summer | Non-coincident | 2022 | POE10 | NA | 67.2638 | QLD Turkinje 66 |  |  | FALSE | #N/A | #N/A | #N/A | #N/A | #N/A | #N/A | #N/A | #N/A | #N/A | #N/A
TRUE | QLD | QTUL | Turkinje 66 | Energy Queensland | Summer | Coincident | 2023 | POE10 | NA | 50.4954 | QLD Turkinje 66 |  |  | FALSE | #N/A | #N/A | #N/A | #N/A | #N/A | #N/A | #N/A | #N/A | #N/A | #N/A
TRUE | QLD | QTUL | Turkinje 66 | Energy Queensland | Summer | Coincident | 2023 | POE50 | NA | 50.994 | QLD Turkinje 66 |  |  | FALSE | #N/A | #N/A | #N/A | #N/A | #N/A | #N/A | #N/A | #N/A | #N/A | #N/A
TRUE | QLD | QTUL | Turkinje 66 | Energy Queensland | Summer | Non-coincident | 2023 | POE10 | NA | 67.648 | QLD Turkinje 66 |  |  | FALSE | #N/A | #N/A | #N/A | #N/A | #N/A | #N/A | #N/A | #N/A | #N/A | #N/A
TRUE | QLD | QTUL | Turkinje 66 | Energy Queensland | Summer | Coincident | 2024 | POE10 | NA | 51.3655 | QLD Turkinje 66 |  |  | FALSE | #N/A | #N/A | #N/A | #N/A | #N/A | #N/A | #N/A | #N/A | #N/A | #N/A
TRUE | QLD | QTUL | Turkinje 66 | Energy Queensland | Summer | Coincident | 2024 | POE50 | NA | 51.9231 | QLD Turkinje 66 |  |  | FALSE | #N/A | #N/A | #N/A | #N/A | #N/A | #N/A | #N/A | #N/A | #N/A | #N/A
TRUE | QLD | QTUL | Turkinje 66 | Energy Queensland | Summer | Non-coincident | 2024 | POE10 | NA | 68.031 | QLD Turkinje 66 |  |  | FALSE | #N/A | #N/A | #N/A | #N/A | #N/A | #N/A | #N/A | #N/A | #N/A | #N/A
TRUE | QLD | QTUL | Turkinje 66 | Energy Queensland | Summer | Coincident | 2025 | POE10 | NA | 51.4195 | QLD Turkinje 66 |  |  | FALSE | #N/A | #N/A | #N/A | #N/A | #N/A | #N/A | #N/A | #N/A | #N/A | #N/A
TRUE | QLD | QTUL | Turkinje 66 | Energy Queensland | Summer | Coincident | 2025 | POE50 | NA | 52.2464 | QLD Turkinje 66 |  |  | FALSE | #N/A | #N/A | #N/A | #N/A | #N/A | #N/A | #N/A | #N/A | #N/A | #N/A
TRUE | QLD | QTUL | Turkinje 66 | Energy Queensland | Summer | Non-coincident | 2025 | POE10 | NA | 68.4228 | QLD Turkinje 66 |  |  | FALSE | #N/A | #N/A | #N/A | #N/A | #N/A | #N/A | #N/A | #N/A | #N/A | #N/A
TRUE | QLD | QTUL | Turkinje 66 | Energy Queensland | Summer | Coincident | 2026 | POE10 | NA | 52.0532 | QLD Turkinje 66 |  |  | FALSE | #N/A | #N/A | #N/A | #N/A | #N/A | #N/A | #N/A | #N/A | #N/A | #N/A
TRUE | QLD | QTUL | Turkinje 66 | Energy Queensland | Summer | Coincident | 2026 | POE50 | NA | 52.7191 | QLD Turkinje 66 |  |  | FALSE | #N/A | #N/A | #N/A | #N/A | #N/A | #N/A | #N/A | #N/A | #N/A | #N/A
TRUE | QLD | QTUL | Turkinje 66 | Energy Queensland | Summer | Non-coincident | 2026 | POE10 | NA | 68.9771 | QLD Turkinje 66 |  |  | FALSE | #N/A | #N/A | #N/A | #N/A | #N/A | #N/A | #N/A | #N/A | #N/A | #N/A
TRUE | QLD | QTUL | Turkinje 66 | Energy Queensland | Summer | Coincident | 2027 | POE10 | NA | 52.0816 | QLD Turkinje 66 |  |  | FALSE | #N/A | #N/A | #N/A | #N/A | #N/A | #N/A | #N/A | #N/A | #N/A | #N/A
TRUE | QLD | QTUL | Turkinje 66 | Energy Queensland | Summer | Coincident | 2027 | POE50 | NA | 52.9342 | QLD Turkinje 66 |  |  | FALSE | #N/A | #N/A | #N/A | #N/A | #N/A | #N/A | #N/A | #N/A | #N/A | #N/A
TRUE | QLD | QTUL | Turkinje 66 | Energy Queensland | Summer | Non-coincident | 2027 | POE10 | NA | 69.5652 | QLD Turkinje 66 |  |  | FALSE | #N/A | #N/A | #N/A | #N/A | #N/A | #N/A | #N/A | #N/A | #N/A | #N/A
TRUE | QLD | QTUL | Turkinje 66 | Energy Queensland | Summer | Coincident | 2028 | POE10 | NA | 52.5607 | QLD Turkinje 66 |  |  | FALSE | #N/A | #N/A | #N/A | #N/A | #N/A | #N/A | #N/A | #N/A | #N/A | #N/A
TRUE | QLD | QTUL | Turkinje 66 | Energy Queensland | Summer | Coincident | 2028 | POE50 | NA | 53.398 | QLD Turkinje 66 |  |  | FALSE | #N/A | #N/A | #N/A | #N/A | #N/A | #N/A | #N/A | #N/A | #N/A | #N/A
TRUE | QLD | QTUL | Turkinje 66 | Energy Queensland | Summer | Non-coincident | 2028 | POE10 | NA | 70.1865 | QLD Turkinje 66 |  |  | FALSE | #N/A | #N/A | #N/A | #N/A | #N/A | #N/A | #N/A | #N/A | #N/A | #N/A
TRUE | QLD | QTUL | Turkinje 66 | Energy Queensland | Summer | Coincident | 2029 | POE10 | NA | 52.9726 | QLD Turkinje 66 |  |  | FALSE | #N/A | #N/A | #N/A | #N/A | #N/A | #N/A | #N/A | #N/A | #N/A | #N/A
TRUE | QLD | QTUL | Turkinje 66 | Energy Queensland | Summer | Coincident | 2029 | POE50 | NA | 54.0549 | QLD Turkinje 66 |  |  | FALSE | #N/A | #N/A | #N/A | #N/A | #N/A | #N/A | #N/A | #N/A | #N/A | #N/A
TRUE | QLD | QTUL | Turkinje 66 | Energy Queensland | Summer | Non-coincident | 2029 | POE10 | NA | 70.9558 | QLD Turkinje 66 |  |  | FALSE | #N/A | #N/A | #N/A | #N/A | #N/A | #N/A | #N/A | #N/A | #N/A | #N/A
TRUE | QLD | QTUL | Turkinje 66 | Energy Queensland | Summer | Coincident | 2030 | POE10 | NA | 53.6731 | QLD Turkinje 66 |  |  | FALSE | #N/A | #N/A | #N/A | #N/A | #N/A | #N/A | #N/A | #N/A | #N/A | #N/A
TRUE | QLD | QTUL | Turkinje 66 | Energy Queensland | Summer | Coincident | 2030 | POE50 | NA | 54.4902 | QLD Turkinje 66 |  |  | FALSE | #N/A | #N/A | #N/A | #N/A | #N/A | #N/A | #N/A | #N/A | #N/A | #N/A
TRUE | QLD | QTUL | Turkinje 66 | Energy Queensland | Summer | Non-coincident | 2030 | POE10 | NA | 71.848 | QLD Turkinje 66 |  |  | FALSE | #N/A | #N/A | #N/A | #N/A | #N/A | #N/A | #N/A | #N/A | #N/A | #N/A
TRUE | QLD | QTUL | Turkinje 66 | Energy Queensland | Winter | Non-coincident | 2019 | BASEYEARPOE10 | NA | 60.1511 | QLD Turkinje 66 |  |  | FALSE | #N/A | #N/A | #N/A | #N/A | #N/A | #N/A | #N/A | #N/A | #N/A | #N/A
TRUE | QLD | QTUL | Turkinje 66 | Energy Queensland | Winter | Coincident | 2020 | POE10 | NA | 51.3237 | QLD Turkinje 66 |  |  | FALSE | #N/A | #N/A | #N/A | #N/A | #N/A | #N/A | #N/A | #N/A | #N/A | #N/A
TRUE | QLD | QTUL | Turkinje 66 | Energy Queensland | Winter | Coincident | 2020 | POE50 | NA | 48.7637 | QLD Turkinje 66 |  |  | FALSE | #N/A | #N/A | #N/A | #N/A | #N/A | #N/A | #N/A | #N/A | #N/A | #N/A
TRUE | QLD | QTUL | Turkinje 66 | Energy Queensland | Winter | Non-coincident | 2020 | POE10 | NA | 61.1609 | QLD Turkinje 66 |  |  | FALSE | #N/A | #N/A | #N/A | #N/A | #N/A | #N/A | #N/A | #N/A | #N/A | #N/A
TRUE | QLD | QTUL | Turkinje 66 | Energy Queensland | Winter | Coincident | 2021 | POE10 | NA | 51.168 | QLD Turkinje 66 |  |  | FALSE | #N/A | #N/A | #N/A | #N/A | #N/A | #N/A | #N/A | #N/A | #N/A | #N/A
TRUE | QLD | QTUL | Turkinje 66 | Energy Queensland | Winter | Coincident | 2021 | POE50 | NA | 48.6024 | QLD Turkinje 66 |  |  | FALSE | #N/A | #N/A | #N/A | #N/A | #N/A | #N/A | #N/A | #N/A | #N/A | #N/A
TRUE | QLD | QTUL | Turkinje 66 | Energy Queensland | Winter | Non-coincident | 2021 | POE10 | NA | 61.492 | QLD Turkinje 66 |  |  | FALSE | #N/A | #N/A | #N/A | #N/A | #N/A | #N/A | #N/A | #N/A | #N/A | #N/A
TRUE | QLD | QTUL | Turkinje 66 | Energy Queensland | Winter | Coincident | 2022 | POE10 | NA | 52.6077 | QLD Turkinje 66 |  |  | FALSE | #N/A | #N/A | #N/A | #N/A | #N/A | #N/A | #N/A | #N/A | #N/A | #N/A
TRUE | QLD | QTUL | Turkinje 66 | Energy Queensland | Winter | Coincident | 2022 | POE50 | NA | 49.978 | QLD Turkinje 66 |  |  | FALSE | #N/A | #N/A | #N/A | #N/A | #N/A | #N/A | #N/A | #N/A | #N/A | #N/A
TRUE | QLD | QTUL | Turkinje 66 | Energy Queensland | Winter | Non-coincident | 2022 | POE10 | NA | 61.8535 | QLD Turkinje 66 |  |  | FALSE | #N/A | #N/A | #N/A | #N/A | #N/A | #N/A | #N/A | #N/A | #N/A | #N/A
TRUE | QLD | QTUL | Turkinje 66 | Energy Queensland | Winter | Coincident | 2023 | POE10 | NA | 53.3999 | QLD Turkinje 66 |  |  | FALSE | #N/A | #N/A | #N/A | #N/A | #N/A | #N/A | #N/A | #N/A | #N/A | #N/A
TRUE | QLD | QTUL | Turkinje 66 | Energy Queensland | Winter | Coincident | 2023 | POE50 | NA | 50.6819 | QLD Turkinje 66 |  |  | FALSE | #N/A | #N/A | #N/A | #N/A | #N/A | #N/A | #N/A | #N/A | #N/A | #N/A
TRUE | QLD | QTUL | Turkinje 66 | Energy Queensland | Winter | Non-coincident | 2023 | POE10 | NA | 62.2102 | QLD Turkinje 66 |  |  | FALSE | #N/A | #N/A | #N/A | #N/A | #N/A | #N/A | #N/A | #N/A | #N/A | #N/A
TRUE | QLD | QTUL | Turkinje 66 | Energy Queensland | Winter | Coincident | 2024 | POE10 | NA | 54.4667 | QLD Turkinje 66 |  |  | FALSE | #N/A | #N/A | #N/A | #N/A | #N/A | #N/A | #N/A | #N/A | #N/A | #N/A
TRUE | QLD | QTUL | Turkinje 66 | Energy Queensland | Winter | Coincident | 2024 | POE50 | NA | 51.4937 | QLD Turkinje 66 |  |  | FALSE | #N/A | #N/A | #N/A | #N/A | #N/A | #N/A | #N/A | #N/A | #N/A | #N/A
TRUE | QLD | QTUL | Turkinje 66 | Energy Queensland | Winter | Non-coincident | 2024 | POE10 | NA | 62.5198 | QLD Turkinje 66 |  |  | FALSE | #N/A | #N/A | #N/A | #N/A | #N/A | #N/A | #N/A | #N/A | #N/A | #N/A
TRUE | QLD | QTUL | Turkinje 66 | Energy Queensland | Winter | Coincident | 2025 | POE10 | NA | 54.5678 | QLD Turkinje 66 |  |  | FALSE | #N/A | #N/A | #N/A | #N/A | #N/A | #N/A | #N/A | #N/A | #N/A | #N/A
TRUE | QLD | QTUL | Turkinje 66 | Energy Queensland | Winter | Coincident | 2025 | POE50 | NA | 51.6982 | QLD Turkinje 66 |  |  | FALSE | #N/A | #N/A | #N/A | #N/A | #N/A | #N/A | #N/A | #N/A | #N/A | #N/A
TRUE | QLD | QTUL | Turkinje 66 | Energy Queensland | Winter | Non-coincident | 2025 | POE10 | NA | 62.8296 | QLD Turkinje 66 |  |  | FALSE | #N/A | #N/A | #N/A | #N/A | #N/A | #N/A | #N/A | #N/A | #N/A | #N/A
TRUE | QLD | QTUL | Turkinje 66 | Energy Queensland | Winter | Coincident | 2026 | POE10 | NA | 56.6592 | QLD Turkinje 66 |  |  | FALSE | #N/A | #N/A | #N/A | #N/A | #N/A | #N/A | #N/A | #N/A | #N/A | #N/A
TRUE | QLD | QTUL | Turkinje 66 | Energy Queensland | Winter | Coincident | 2026 | POE50 | NA | 53.8517 | QLD Turkinje 66 |  |  | FALSE | #N/A | #N/A | #N/A | #N/A | #N/A | #N/A | #N/A | #N/A | #N/A | #N/A
TRUE | QLD | QTUL | Turkinje 66 | Energy Queensland | Winter | Non-coincident | 2026 | POE10 | NA | 65.2816 | QLD Turkinje 66 |  |  | FALSE | #N/A | #N/A | #N/A | #N/A | #N/A | #N/A | #N/A | #N/A | #N/A | #N/A
TRUE | QLD | QTUL | Turkinje 66 | Energy Queensland | Winter | Coincident | 2027 | POE10 | NA | 56.9603 | QLD Turkinje 66 |  |  | FALSE | #N/A | #N/A | #N/A | #N/A | #N/A | #N/A | #N/A | #N/A | #N/A | #N/A
TRUE | QLD | QTUL | Turkinje 66 | Energy Queensland | Winter | Coincident | 2027 | POE50 | NA | 54.1431 | QLD Turkinje 66 |  |  | FALSE | #N/A | #N/A | #N/A | #N/A | #N/A | #N/A | #N/A | #N/A | #N/A | #N/A
TRUE | QLD | QTUL | Turkinje 66 | Energy Queensland | Winter | Non-coincident | 2027 | POE10 | NA | 65.6922 | QLD Turkinje 66 |  |  | FALSE | #N/A | #N/A | #N/A | #N/A | #N/A | #N/A | #N/A | #N/A | #N/A | #N/A
TRUE | QLD | QTUL | Turkinje 66 | Energy Queensland | Winter | Coincident | 2028 | POE10 | NA | 58.0044 | QLD Turkinje 66 |  |  | FALSE | #N/A | #N/A | #N/A | #N/A | #N/A | #N/A | #N/A | #N/A | #N/A | #N/A
TRUE | QLD | QTUL | Turkinje 66 | Energy Queensland | Winter | Coincident | 2028 | POE50 | NA | 54.7125 | QLD Turkinje 66 |  |  | FALSE | #N/A | #N/A | #N/A | #N/A | #N/A | #N/A | #N/A | #N/A | #N/A | #N/A
TRUE | QLD | QTUL | Turkinje 66 | Energy Queensland | Winter | Non-coincident | 2028 | POE10 | NA | 66.2308 | QLD Turkinje 66 |  |  | FALSE | #N/A | #N/A | #N/A | #N/A | #N/A | #N/A | #N/A | #N/A | #N/A | #N/A
TRUE | QLD | QTUL | Turkinje 66 | Energy Queensland | Winter | Coincident | 2029 | POE10 | NA | 58.2595 | QLD Turkinje 66 |  |  | FALSE | #N/A | #N/A | #N/A | #N/A | #N/A | #N/A | #N/A | #N/A | #N/A | #N/A
TRUE | QLD | QTUL | Turkinje 66 | Energy Queensland | Winter | Coincident | 2029 | POE50 | NA | 55.2475 | QLD Turkinje 66 |  |  | FALSE | #N/A | #N/A | #N/A | #N/A | #N/A | #N/A | #N/A | #N/A | #N/A | #N/A
TRUE | QLD | QTUL | Turkinje 66 | Energy Queensland | Winter | Non-coincident | 2029 | POE10 | NA | 66.8821 | QLD Turkinje 66 |  |  | FALSE | #N/A | #N/A | #N/A | #N/A | #N/A | #N/A | #N/A | #N/A | #N/A | #N/A
TRUE | QLD | QWLG | Woolooga (Energex) | Energy Queensland | Shoulder | Coincident | 2017 | ACTUAL_OPG | 71.8189 | 115.367 | QLD Woolooga (Energex) |  |  | FALSE | #N/A | #N/A | #N/A | #N/A | #N/A | #N/A | #N/A | #N/A | #N/A | #N/A
TRUE | QLD | QWLG | Woolooga (Energex) | Energy Queensland | Shoulder | Coincident | 2017 | ACTUAL_RAW | 71.8189 | 115.367 | QLD Woolooga (Energex) |  |  | FALSE | #N/A | #N/A | #N/A | #N/A | #N/A | #N/A | #N/A | #N/A | #N/A | #N/A
TRUE | QLD | QWLG | Woolooga (Energex) | Energy Queensland | Shoulder | Non-coincident | 2017 | ACTUAL_RAW | 14.046 | 230.1445 | QLD Woolooga (Energex) |  |  | FALSE | #N/A | #N/A | #N/A | #N/A | #N/A | #N/A | #N/A | #N/A | #N/A | #N/A
TRUE | QLD | QWLG | Woolooga (Energex) | Energy Queensland | Shoulder | Non-coincident | 2017 | ACTUAL_OPG | 14.046 | 230.1445 | QLD Woolooga (Energex) |  |  | FALSE | #N/A | #N/A | #N/A | #N/A | #N/A | #N/A | #N/A | #N/A | #N/A | #N/A
TRUE | QLD | QWLG | Woolooga (Energex) | Energy Queensland | Shoulder | Non-coincident | 2017 | ACTUAL_ADJUSTEDOPG | 14.046 | 230.1445 | QLD Woolooga (Energex) |  |  | FALSE | #N/A | #N/A | #N/A | #N/A | #N/A | #N/A | #N/A | #N/A | #N/A | #N/A
TRUE | QLD | QWLG | Woolooga (Energex) | Energy Queensland | Shoulder | Coincident | 2018 | ACTUAL_OPG | 55.209 | 165.5444 | QLD Woolooga (Energex) |  |  | FALSE | #N/A | #N/A | #N/A | #N/A | #N/A | #N/A | #N/A | #N/A | #N/A | #N/A
TRUE | QLD | QWLG | Woolooga (Energex) | Energy Queensland | Shoulder | Coincident | 2018 | ACTUAL_RAW | 55.209 | 165.5444 | QLD Woolooga (Energex) |  |  | FALSE | #N/A | #N/A | #N/A | #N/A | #N/A | #N/A | #N/A | #N/A | #N/A | #N/A
TRUE | QLD | QWLG | Woolooga (Energex) | Energy Queensland | Shoulder | Non-coincident | 2018 | ACTUAL_RAW | 45.9724 | 177.8942 | QLD Woolooga (Energex) |  |  | FALSE | #N/A | #N/A | #N/A | #N/A | #N/A | #N/A | #N/A | #N/A | #N/A | #N/A
TRUE | QLD | QWLG | Woolooga (Energex) | Energy Queensland | Shoulder | Non-coincident | 2018 | ACTUAL_OPG | 45.9724 | 177.8942 | QLD Woolooga (Energex) |  |  | FALSE | #N/A | #N/A | #N/A | #N/A | #N/A | #N/A | #N/A | #N/A | #N/A | #N/A
TRUE | QLD | QWLG | Woolooga (Energex) | Energy Queensland | Shoulder | Non-coincident | 2018 | ACTUAL_ADJUSTEDOPG | 45.9724 | 177.8942 | QLD Woolooga (Energex) |  |  | FALSE | #N/A | #N/A | #N/A | #N/A | #N/A | #N/A | #N/A | #N/A | #N/A | #N/A
TRUE | QLD | QWLG | Woolooga (Energex) | Energy Queensland | Shoulder | Coincident | 2019 | ACTUAL_OPG | 81.9704 | 162.4858 | QLD Woolooga (Energex) |  |  | FALSE | #N/A | #N/A | #N/A | #N/A | #N/A | #N/A | #N/A | #N/A | #N/A | #N/A
TRUE | QLD | QWLG | Woolooga (Energex) | Energy Queensland | Shoulder | Coincident | 2019 | ACTUAL_RAW | 81.9704 | 162.4858 | QLD Woolooga (Energex) |  |  | FALSE | #N/A | #N/A | #N/A | #N/A | #N/A | #N/A | #N/A | #N/A | #N/A | #N/A
TRUE | QLD | QWLG | Woolooga (Energex) | Energy Queensland | Shoulder | Non-coincident | 2019 | ACTUAL_RAW | 42.4946 | 270.2617 | QLD Woolooga (Energex) |  |  | FALSE | #N/A | #N/A | #N/A | #N/A | #N/A | #N/A | #N/A | #N/A | #N/A | #N/A
TRUE | QLD | QWLG | Woolooga (Energex) | Energy Queensland | Shoulder | Non-coincident | 2019 | ACTUAL_OPG | 42.4946 | 270.2617 | QLD Woolooga (Energex) |  |  | FALSE | #N/A | #N/A | #N/A | #N/A | #N/A | #N/A | #N/A | #N/A | #N/A | #N/A
TRUE | QLD | QWLG | Woolooga (Energex) | Energy Queensland | Shoulder | Non-coincident | 2019 | ACTUAL_ADJUSTEDOPG | 42.4946 | 270.2617 | QLD Woolooga (Energex) |  |  | FALSE | #N/A | #N/A | #N/A | #N/A | #N/A | #N/A | #N/A | #N/A | #N/A | #N/A
TRUE | QLD | QWLG | Woolooga (Energex) | Energy Queensland | Shoulder | Non-coincident | 2019 | BASEYEARPOE90 | 29.6794 | NA | QLD Woolooga (Energex) |  |  | FALSE | #N/A | #N/A | #N/A | #N/A | #N/A | #N/A | #N/A | #N/A | #N/A | #N/A
TRUE | QLD | QWLG | Woolooga (Energex) | Energy Queensland | Shoulder | Non-coincident | 2019 | BASEYEARPOE50 | 35.7334 | 225.7501 | QLD Woolooga (Energex) |  |  | FALSE | #N/A | #N/A | #N/A | #N/A | #N/A | #N/A | #N/A | #N/A | #N/A | #N/A
TRUE | QLD | QWLG | Woolooga (Energex) | Energy Queensland | Shoulder | Coincident | 2020 | ACTUAL_OPG | 60.2705 | 163.5843 | QLD Woolooga (Energex) |  |  | FALSE | #N/A | #N/A | #N/A | #N/A | #N/A | #N/A | #N/A | #N/A | #N/A | #N/A
TRUE | QLD | QWLG | Woolooga (Energex) | Energy Queensland | Shoulder | Coincident | 2020 | ACTUAL_RAW | 60.2705 | 163.5843 | QLD Woolooga (Energex) |  |  | FALSE | #N/A | #N/A | #N/A | #N/A | #N/A | #N/A | #N/A | #N/A | #N/A | #N/A
TRUE | QLD | QWLG | Woolooga (Energex) | Energy Queensland | Shoulder | Non-coincident | 2020 | ACTUAL_RAW | 54.1754 | 190.4198 | QLD Woolooga (Energex) |  |  | FALSE | #N/A | #N/A | #N/A | #N/A | #N/A | #N/A | #N/A | #N/A | #N/A | #N/A
TRUE | QLD | QWLG | Woolooga (Energex) | Energy Queensland | Shoulder | Non-coincident | 2020 | ACTUAL_OPG | 54.1754 | 190.4198 | QLD Woolooga (Energex) |  |  | FALSE | #N/A | #N/A | #N/A | #N/A | #N/A | #N/A | #N/A | #N/A | #N/A | #N/A
TRUE | QLD | QWLG | Woolooga (Energex) | Energy Queensland | Shoulder | Non-coincident | 2020 | ACTUAL_ADJUSTEDOPG | 54.1754 | 190.4198 | QLD Woolooga (Energex) |  |  | FALSE | #N/A | #N/A | #N/A | #N/A | #N/A | #N/A | #N/A | #N/A | #N/A | #N/A
TRUE | QLD | QWLG | Woolooga (Energex) | Energy Queensland | Shoulder | Coincident_unreconciled | 2021 | POE50 | 55 | NA | QLD Woolooga (Energex) |  |  | FALSE | #N/A | #N/A | #N/A | #N/A | #N/A | #N/A | #N/A | #N/A | #N/A | #N/A
TRUE | QLD | QWLG | Woolooga (Energex) | Energy Queensland | Shoulder | Coincident_unreconciled | 2021 | POE90 | 45.9743 | NA | QLD Woolooga (Energex) |  |  | FALSE | #N/A | #N/A | #N/A | #N/A | #N/A | #N/A | #N/A | #N/A | #N/A | #N/A
TRUE | QLD | QWLG | Woolooga (Energex) | Energy Queensland | Shoulder | Non-coincident | 2021 | POE50 | 13.0559 | 228.0439 | QLD Woolooga (Energex) |  |  | FALSE | #N/A | #N/A | #N/A | #N/A | #N/A | #N/A | #N/A | #N/A | #N/A | #N/A
TRUE | QLD | QWLG | Woolooga (Energex) | Energy Queensland | Shoulder | Non-coincident | 2021 | POE90 | -17.3981 | NA | QLD Woolooga (Energex) |  |  | FALSE | #N/A | #N/A | #N/A | #N/A | #N/A | #N/A | #N/A | #N/A | #N/A | #N/A
TRUE | QLD | QWLG | Woolooga (Energex) | Energy Queensland | Shoulder | Coincident_unreconciled | 2022 | POE50 | 49.0705 | NA | QLD Woolooga (Energex) |  |  | FALSE | #N/A | #N/A | #N/A | #N/A | #N/A | #N/A | #N/A | #N/A | #N/A | #N/A
TRUE | QLD | QWLG | Woolooga (Energex) | Energy Queensland | Shoulder | Coincident_unreconciled | 2022 | POE90 | 39.9604 | NA | QLD Woolooga (Energex) |  |  | FALSE | #N/A | #N/A | #N/A | #N/A | #N/A | #N/A | #N/A | #N/A | #N/A | #N/A
TRUE | QLD | QWLG | Woolooga (Energex) | Energy Queensland | Shoulder | Non-coincident | 2022 | POE50 | 9.1397 | 229.9024 | QLD Woolooga (Energex) |  |  | FALSE | #N/A | #N/A | #N/A | #N/A | #N/A | #N/A | #N/A | #N/A | #N/A | #N/A
TRUE | QLD | QWLG | Woolooga (Energex) | Energy Queensland | Shoulder | Non-coincident | 2022 | POE90 | -20.4593 | NA | QLD Woolooga (Energex) |  |  | FALSE | #N/A | #N/A | #N/A | #N/A | #N/A | #N/A | #N/A | #N/A | #N/A | #N/A
TRUE | QLD | QWLG | Woolooga (Energex) | Energy Queensland | Shoulder | Coincident_unreconciled | 2023 | POE50 | 42.2019 | NA | QLD Woolooga (Energex) |  |  | FALSE | #N/A | #N/A | #N/A | #N/A | #N/A | #N/A | #N/A | #N/A | #N/A | #N/A
TRUE | QLD | QWLG | Woolooga (Energex) | Energy Queensland | Shoulder | Coincident_unreconciled | 2023 | POE90 | 34.5178 | NA | QLD Woolooga (Energex) |  |  | FALSE | #N/A | #N/A | #N/A | #N/A | #N/A | #N/A | #N/A | #N/A | #N/A | #N/A
TRUE | QLD | QWLG | Woolooga (Energex) | Energy Queensland | Shoulder | Non-coincident | 2023 | POE50 | 4.6032 | 231.849 | QLD Woolooga (Energex) |  |  | FALSE | #N/A | #N/A | #N/A | #N/A | #N/A | #N/A | #N/A | #N/A | #N/A | #N/A
TRUE | QLD | QWLG | Woolooga (Energex) | Energy Queensland | Shoulder | Non-coincident | 2023 | POE90 | -23.9625 | NA | QLD Woolooga (Energex) |  |  | FALSE | #N/A | #N/A | #N/A | #N/A | #N/A | #N/A | #N/A | #N/A | #N/A | #N/A
TRUE | QLD | QWLG | Woolooga (Energex) | Energy Queensland | Shoulder | Coincident_unreconciled | 2024 | POE50 | 38.1697 | NA | QLD Woolooga (Energex) |  |  | FALSE | #N/A | #N/A | #N/A | #N/A | #N/A | #N/A | #N/A | #N/A | #N/A | #N/A
TRUE | QLD | QWLG | Woolooga (Energex) | Energy Queensland | Shoulder | Coincident_unreconciled | 2024 | POE90 | 33.1962 | NA | QLD Woolooga (Energex) |  |  | FALSE | #N/A | #N/A | #N/A | #N/A | #N/A | #N/A | #N/A | #N/A | #N/A | #N/A
TRUE | QLD | QWLG | Woolooga (Energex) | Energy Queensland | Shoulder | Non-coincident | 2024 | POE50 | 1.9401 | 233.7122 | QLD Woolooga (Energex) |  |  | FALSE | #N/A | #N/A | #N/A | #N/A | #N/A | #N/A | #N/A | #N/A | #N/A | #N/A
TRUE | QLD | QWLG | Woolooga (Energex) | Energy Queensland | Shoulder | Non-coincident | 2024 | POE90 | -26.1407 | NA | QLD Woolooga (Energex) |  |  | FALSE | #N/A | #N/A | #N/A | #N/A | #N/A | #N/A | #N/A | #N/A | #N/A | #N/A
TRUE | QLD | QWLG | Woolooga (Energex) | Energy Queensland | Shoulder | Coincident_unreconciled | 2025 | POE50 | 35.3421 | NA | QLD Woolooga (Energex) |  |  | FALSE | #N/A | #N/A | #N/A | #N/A | #N/A | #N/A | #N/A | #N/A | #N/A | #N/A
TRUE | QLD | QWLG | Woolooga (Energex) | Energy Queensland | Shoulder | Coincident_unreconciled | 2025 | POE90 | 32.2613 | NA | QLD Woolooga (Energex) |  |  | FALSE | #N/A | #N/A | #N/A | #N/A | #N/A | #N/A | #N/A | #N/A | #N/A | #N/A
TRUE | QLD | QWLG | Woolooga (Energex) | Energy Queensland | Shoulder | Non-coincident | 2025 | POE50 | 0.07256 | 235.4183 | QLD Woolooga (Energex) |  |  | FALSE | #N/A | #N/A | #N/A | #N/A | #N/A | #N/A | #N/A | #N/A | #N/A | #N/A
TRUE | QLD | QWLG | Woolooga (Energex) | Energy Queensland | Shoulder | Non-coincident | 2025 | POE90 | -27.7574 | NA | QLD Woolooga (Energex) |  |  | FALSE | #N/A | #N/A | #N/A | #N/A | #N/A | #N/A | #N/A | #N/A | #N/A | #N/A
TRUE | QLD | QWLG | Woolooga (Energex) | Energy Queensland | Shoulder | Coincident_unreconciled | 2026 | POE50 | 34.3622 | NA | QLD Woolooga (Energex) |  |  | FALSE | #N/A | #N/A | #N/A | #N/A | #N/A | #N/A | #N/A | #N/A | #N/A | #N/A
TRUE | QLD | QWLG | Woolooga (Energex) | Energy Queensland | Shoulder | Coincident_unreconciled | 2026 | POE90 | 31.3285 | NA | QLD Woolooga (Energex) |  |  | FALSE | #N/A | #N/A | #N/A | #N/A | #N/A | #N/A | #N/A | #N/A | #N/A | #N/A
TRUE | QLD | QWLG | Woolooga (Energex) | Energy Queensland | Shoulder | Non-coincident | 2026 | POE50 | -1.7906 | 237.0846 | QLD Woolooga (Energex) |  |  | FALSE | #N/A | #N/A | #N/A | #N/A | #N/A | #N/A | #N/A | #N/A | #N/A | #N/A
TRUE | QLD | QWLG | Woolooga (Energex) | Energy Queensland | Shoulder | Non-coincident | 2026 | POE90 | -29.3717 | NA | QLD Woolooga (Energex) |  |  | FALSE | #N/A | #N/A | #N/A | #N/A | #N/A | #N/A | #N/A | #N/A | #N/A | #N/A
TRUE | QLD | QWLG | Woolooga (Energex) | Energy Queensland | Shoulder | Coincident_unreconciled | 2027 | POE50 | 33.6112 | NA | QLD Woolooga (Energex) |  |  | FALSE | #N/A | #N/A | #N/A | #N/A | #N/A | #N/A | #N/A | #N/A | #N/A | #N/A
TRUE | QLD | QWLG | Woolooga (Energex) | Energy Queensland | Shoulder | Coincident_unreconciled | 2027 | POE90 | 30.5515 | NA | QLD Woolooga (Energex) |  |  | FALSE | #N/A | #N/A | #N/A | #N/A | #N/A | #N/A | #N/A | #N/A | #N/A | #N/A
TRUE | QLD | QWLG | Woolooga (Energex) | Energy Queensland | Shoulder | Non-coincident | 2027 | POE50 | -3.3362 | 238.6316 | QLD Woolooga (Energex) |  |  | FALSE | #N/A | #N/A | #N/A | #N/A | #N/A | #N/A | #N/A | #N/A | #N/A | #N/A
TRUE | QLD | QWLG | Woolooga (Energex) | Energy Queensland | Shoulder | Non-coincident | 2027 | POE90 | -30.7544 | NA | QLD Woolooga (Energex) |  |  | FALSE | #N/A | #N/A | #N/A | #N/A | #N/A | #N/A | #N/A | #N/A | #N/A | #N/A
TRUE | QLD | QWLG | Woolooga (Energex) | Energy Queensland | Shoulder | Coincident_unreconciled | 2028 | POE50 | 32.9038 | NA | QLD Woolooga (Energex) |  |  | FALSE | #N/A | #N/A | #N/A | #N/A | #N/A | #N/A | #N/A | #N/A | #N/A | #N/A
TRUE | QLD | QWLG | Woolooga (Energex) | Energy Queensland | Shoulder | Coincident_unreconciled | 2028 | POE90 | 29.8194 | NA | QLD Woolooga (Energex) |  |  | FALSE | #N/A | #N/A | #N/A | #N/A | #N/A | #N/A | #N/A | #N/A | #N/A | #N/A
TRUE | QLD | QWLG | Woolooga (Energex) | Energy Queensland | Shoulder | Non-coincident | 2028 | POE50 | -4.7919 | 240.5011 | QLD Woolooga (Energex) |  |  | FALSE | #N/A | #N/A | #N/A | #N/A | #N/A | #N/A | #N/A | #N/A | #N/A | #N/A
TRUE | QLD | QWLG | Woolooga (Energex) | Energy Queensland | Shoulder | Non-coincident | 2028 | POE90 | -32.0697 | NA | QLD Woolooga (Energex) |  |  | FALSE | #N/A | #N/A | #N/A | #N/A | #N/A | #N/A | #N/A | #N/A | #N/A | #N/A
TRUE | QLD | QWLG | Woolooga (Energex) | Energy Queensland | Shoulder | Coincident_unreconciled | 2029 | POE50 | 32.2129 | NA | QLD Woolooga (Energex) |  |  | FALSE | #N/A | #N/A | #N/A | #N/A | #N/A | #N/A | #N/A | #N/A | #N/A | #N/A
TRUE | QLD | QWLG | Woolooga (Energex) | Energy Queensland | Shoulder | Coincident_unreconciled | 2029 | POE90 | 29.1037 | NA | QLD Woolooga (Energex) |  |  | FALSE | #N/A | #N/A | #N/A | #N/A | #N/A | #N/A | #N/A | #N/A | #N/A | #N/A
TRUE | QLD | QWLG | Woolooga (Energex) | Energy Queensland | Shoulder | Non-coincident | 2029 | POE50 | -6.2136 | 242.7282 | QLD Woolooga (Energex) |  |  | FALSE | #N/A | #N/A | #N/A | #N/A | #N/A | #N/A | #N/A | #N/A | #N/A | #N/A
TRUE | QLD | QWLG | Woolooga (Energex) | Energy Queensland | Shoulder | Non-coincident | 2029 | POE90 | -33.3736 | NA | QLD Woolooga (Energex) |  |  | FALSE | #N/A | #N/A | #N/A | #N/A | #N/A | #N/A | #N/A | #N/A | #N/A | #N/A
TRUE | QLD | QWLG | Woolooga (Energex) | Energy Queensland | Shoulder | Coincident_unreconciled | 2030 | POE50 | 31.7965 | NA | QLD Woolooga (Energex) |  |  | FALSE | #N/A | #N/A | #N/A | #N/A | #N/A | #N/A | #N/A | #N/A | #N/A | #N/A
TRUE | QLD | QWLG | Woolooga (Energex) | Energy Queensland | Shoulder | Coincident_unreconciled | 2030 | POE90 | 28.6625 | NA | QLD Woolooga (Energex) |  |  | FALSE | #N/A | #N/A | #N/A | #N/A | #N/A | #N/A | #N/A | #N/A | #N/A | #N/A
TRUE | QLD | QWLG | Woolooga (Energex) | Energy Queensland | Shoulder | Non-coincident | 2030 | POE50 | -7.0705 | 244.9246 | QLD Woolooga (Energex) |  |  | FALSE | #N/A | #N/A | #N/A | #N/A | #N/A | #N/A | #N/A | #N/A | #N/A | #N/A
TRUE | QLD | QWLG | Woolooga (Energex) | Energy Queensland | Shoulder | Non-coincident | 2030 | POE90 | -34.2975 | NA | QLD Woolooga (Energex) |  |  | FALSE | #N/A | #N/A | #N/A | #N/A | #N/A | #N/A | #N/A | #N/A | #N/A | #N/A
TRUE | QLD | QWLG | Woolooga (Energex) | Energy Queensland | Summer | Coincident | 2017 | ACTUAL_OPG | 56.0255 | 212.3722 | QLD Woolooga (Energex) |  |  | FALSE | #N/A | #N/A | #N/A | #N/A | #N/A | #N/A | #N/A | #N/A | #N/A | #N/A
TRUE | QLD | QWLG | Woolooga (Energex) | Energy Queensland | Summer | Coincident | 2017 | ACTUAL_RAW | 56.0255 | 212.3722 | QLD Woolooga (Energex) |  |  | FALSE | #N/A | #N/A | #N/A | #N/A | #N/A | #N/A | #N/A | #N/A | #N/A | #N/A
TRUE | QLD | QWLG | Woolooga (Energex) | Energy Queensland | Summer | Non-coincident | 2017 | ACTUAL_RAW | 22.1511 | 217.1733 | QLD Woolooga (Energex) |  |  | FALSE | #N/A | #N/A | #N/A | #N/A | #N/A | #N/A | #N/A | #N/A | #N/A | #N/A
TRUE | QLD | QWLG | Woolooga (Energex) | Energy Queensland | Summer | Non-coincident | 2017 | ACTUAL_OPG | 22.1511 | 217.1733 | QLD Woolooga (Energex) |  |  | FALSE | #N/A | #N/A | #N/A | #N/A | #N/A | #N/A | #N/A | #N/A | #N/A | #N/A
TRUE | QLD | QWLG | Woolooga (Energex) | Energy Queensland | Summer | Coincident | 2018 | ACTUAL_OPG | 77.9241 | 198.945 | QLD Woolooga (Energex) |  |  | FALSE | #N/A | #N/A | #N/A | #N/A | #N/A | #N/A | #N/A | #N/A | #N/A | #N/A
TRUE | QLD | QWLG | Woolooga (Energex) | Energy Queensland | Summer | Coincident | 2018 | ACTUAL_RAW | 77.9241 | 198.945 | QLD Woolooga (Energex) |  |  | FALSE | #N/A | #N/A | #N/A | #N/A | #N/A | #N/A | #N/A | #N/A | #N/A | #N/A
TRUE | QLD | QWLG | Woolooga (Energex) | Energy Queensland | Summer | Non-coincident | 2018 | ACTUAL_RAW | 49.3947 | 243.8082 | QLD Woolooga (Energex) |  |  | FALSE | #N/A | #N/A | #N/A | #N/A | #N/A | #N/A | #N/A | #N/A | #N/A | #N/A
TRUE | QLD | QWLG | Woolooga (Energex) | Energy Queensland | Summer | Non-coincident | 2018 | ACTUAL_OPG | 49.3947 | 243.8082 | QLD Woolooga (Energex) |  |  | FALSE | #N/A | #N/A | #N/A | #N/A | #N/A | #N/A | #N/A | #N/A | #N/A | #N/A
TRUE | QLD | QWLG | Woolooga (Energex) | Energy Queensland | Summer | Non-coincident | 2018 | ACTUAL_ADJUSTEDOPG | 49.3947 | 243.8082 | QLD Woolooga (Energex) |  |  | FALSE | #N/A | #N/A | #N/A | #N/A | #N/A | #N/A | #N/A | #N/A | #N/A | #N/A
TRUE | QLD | QWLG | Woolooga (Energex) | Energy Queensland | Summer | Coincident | 2019 | ACTUAL_OPG | 81.6235 | 199.4118 | QLD Woolooga (Energex) |  |  | FALSE | #N/A | #N/A | #N/A | #N/A | #N/A | #N/A | #N/A | #N/A | #N/A | #N/A
TRUE | QLD | QWLG | Woolooga (Energex) | Energy Queensland | Summer | Coincident | 2019 | ACTUAL_RAW | 81.6235 | 199.4118 | QLD Woolooga (Energex) |  |  | FALSE | #N/A | #N/A | #N/A | #N/A | #N/A | #N/A | #N/A | #N/A | #N/A | #N/A
TRUE | QLD | QWLG | Woolooga (Energex) | Energy Queensland | Summer | Non-coincident | 2019 | ACTUAL_RAW | 42.0346 | 240.8173 | QLD Woolooga (Energex) |  |  | FALSE | #N/A | #N/A | #N/A | #N/A | #N/A | #N/A | #N/A | #N/A | #N/A | #N/A
TRUE | QLD | QWLG | Woolooga (Energex) | Energy Queensland | Summer | Non-coincident | 2019 | ACTUAL_OPG | 42.0346 | 240.8173 | QLD Woolooga (Energex) |  |  | FALSE | #N/A | #N/A | #N/A | #N/A | #N/A | #N/A | #N/A | #N/A | #N/A | #N/A
TRUE | QLD | QWLG | Woolooga (Energex) | Energy Queensland | Summer | Non-coincident | 2019 | ACTUAL_ADJUSTEDOPG | 42.0346 | 240.8173 | QLD Woolooga (Energex) |  |  | FALSE | #N/A | #N/A | #N/A | #N/A | #N/A | #N/A | #N/A | #N/A | #N/A | #N/A
TRUE | QLD | QWLG | Woolooga (Energex) | Energy Queensland | Summer | Non-coincident | 2019 | BASEYEARPOE90 | 27.5985 | NA | QLD Woolooga (Energex) |  |  | FALSE | #N/A | #N/A | #N/A | #N/A | #N/A | #N/A | #N/A | #N/A | #N/A | #N/A
TRUE | QLD | QWLG | Woolooga (Energex) | Energy Queensland | Summer | Non-coincident | 2019 | BASEYEARPOE50 | 39.3098 | 216.4788 | QLD Woolooga (Energex) |  |  | FALSE | #N/A | #N/A | #N/A | #N/A | #N/A | #N/A | #N/A | #N/A | #N/A | #N/A
TRUE | QLD | QWLG | Woolooga (Energex) | Energy Queensland | Summer | Coincident | 2020 | ACTUAL_OPG | 42.5276 | 220.6942 | QLD Woolooga (Energex) |  |  | FALSE | #N/A | #N/A | #N/A | #N/A | #N/A | #N/A | #N/A | #N/A | #N/A | #N/A
TRUE | QLD | QWLG | Woolooga (Energex) | Energy Queensland | Summer | Coincident | 2020 | ACTUAL_RAW | 42.5276 | 220.6942 | QLD Woolooga (Energex) |  |  | FALSE | #N/A | #N/A | #N/A | #N/A | #N/A | #N/A | #N/A | #N/A | #N/A | #N/A
TRUE | QLD | QWLG | Woolooga (Energex) | Energy Queensland | Summer | Non-coincident | 2020 | ACTUAL_RAW | 33.5989 | 224.1145 | QLD Woolooga (Energex) |  |  | FALSE | #N/A | #N/A | #N/A | #N/A | #N/A | #N/A | #N/A | #N/A | #N/A | #N/A
TRUE | QLD | QWLG | Woolooga (Energex) | Energy Queensland | Summer | Non-coincident | 2020 | ACTUAL_OPG | 33.5989 | 224.1145 | QLD Woolooga (Energex) |  |  | FALSE | #N/A | #N/A | #N/A | #N/A | #N/A | #N/A | #N/A | #N/A | #N/A | #N/A
TRUE | QLD | QWLG | Woolooga (Energex) | Energy Queensland | Summer | Non-coincident | 2020 | ACTUAL_ADJUSTEDOPG | 33.5989 | 224.1145 | QLD Woolooga (Energex) |  |  | FALSE | #N/A | #N/A | #N/A | #N/A | #N/A | #N/A | #N/A | #N/A | #N/A | #N/A
TRUE | QLD | QWLG | Woolooga (Energex) | Energy Queensland | Summer | Coincident_unreconciled | 2021 | POE50 | 45.266 | NA | QLD Woolooga (Energex) |  |  | FALSE | #N/A | #N/A | #N/A | #N/A | #N/A | #N/A | #N/A | #N/A | #N/A | #N/A
TRUE | QLD | QWLG | Woolooga (Energex) | Energy Queensland | Summer | Coincident_unreconciled | 2021 | POE90 | 27.0107 | NA | QLD Woolooga (Energex) |  |  | FALSE | #N/A | #N/A | #N/A | #N/A | #N/A | #N/A | #N/A | #N/A | #N/A | #N/A
TRUE | QLD | QWLG | Woolooga (Energex) | Energy Queensland | Summer | Non-coincident | 2021 | POE50 | 31.3317 | 219.1757 | QLD Woolooga (Energex) |  |  | FALSE | #N/A | #N/A | #N/A | #N/A | #N/A | #N/A | #N/A | #N/A | #N/A | #N/A
TRUE | QLD | QWLG | Woolooga (Energex) | Energy Queensland | Summer | Non-coincident | 2021 | POE90 | 18.5051 | NA | QLD Woolooga (Energex) |  |  | FALSE | #N/A | #N/A | #N/A | #N/A | #N/A | #N/A | #N/A | #N/A | #N/A | #N/A
TRUE | QLD | QWLG | Woolooga (Energex) | Energy Queensland | Summer | Coincident_unreconciled | 2022 | POE50 | 39.3754 | NA | QLD Woolooga (Energex) |  |  | FALSE | #N/A | #N/A | #N/A | #N/A | #N/A | #N/A | #N/A | #N/A | #N/A | #N/A
TRUE | QLD | QWLG | Woolooga (Energex) | Energy Queensland | Summer | Coincident_unreconciled | 2022 | POE90 | 20.9464 | NA | QLD Woolooga (Energex) |  |  | FALSE | #N/A | #N/A | #N/A | #N/A | #N/A | #N/A | #N/A | #N/A | #N/A | #N/A
TRUE | QLD | QWLG | Woolooga (Energex) | Energy Queensland | Summer | Non-coincident | 2022 | POE50 | 27.2544 | 220.3308 | QLD Woolooga (Energex) |  |  | FALSE | #N/A | #N/A | #N/A | #N/A | #N/A | #N/A | #N/A | #N/A | #N/A | #N/A
TRUE | QLD | QWLG | Woolooga (Energex) | Energy Queensland | Summer | Non-coincident | 2022 | POE90 | 14.4985 | NA | QLD Woolooga (Energex) |  |  | FALSE | #N/A | #N/A | #N/A | #N/A | #N/A | #N/A | #N/A | #N/A | #N/A | #N/A
TRUE | QLD | QWLG | Woolooga (Energex) | Energy Queensland | Summer | Coincident_unreconciled | 2023 | POE50 | 32.8301 | NA | QLD Woolooga (Energex) |  |  | FALSE | #N/A | #N/A | #N/A | #N/A | #N/A | #N/A | #N/A | #N/A | #N/A | #N/A
TRUE | QLD | QWLG | Woolooga (Energex) | Energy Queensland | Summer | Coincident_unreconciled | 2023 | POE90 | 14.225 | NA | QLD Woolooga (Energex) |  |  | FALSE | #N/A | #N/A | #N/A | #N/A | #N/A | #N/A | #N/A | #N/A | #N/A | #N/A
TRUE | QLD | QWLG | Woolooga (Energex) | Energy Queensland | Summer | Non-coincident | 2023 | POE50 | 22.724 | 221.4614 | QLD Woolooga (Energex) |  |  | FALSE | #N/A | #N/A | #N/A | #N/A | #N/A | #N/A | #N/A | #N/A | #N/A | #N/A
TRUE | QLD | QWLG | Woolooga (Energex) | Energy Queensland | Summer | Non-coincident | 2023 | POE90 | 9.8461 | NA | QLD Woolooga (Energex) |  |  | FALSE | #N/A | #N/A | #N/A | #N/A | #N/A | #N/A | #N/A | #N/A | #N/A | #N/A
TRUE | QLD | QWLG | Woolooga (Energex) | Energy Queensland | Summer | Coincident_unreconciled | 2024 | POE50 | 29.1987 | NA | QLD Woolooga (Energex) |  |  | FALSE | #N/A | #N/A | #N/A | #N/A | #N/A | #N/A | #N/A | #N/A | #N/A | #N/A
TRUE | QLD | QWLG | Woolooga (Energex) | Energy Queensland | Summer | Coincident_unreconciled | 2024 | POE90 | 10.4173 | NA | QLD Woolooga (Energex) |  |  | FALSE | #N/A | #N/A | #N/A | #N/A | #N/A | #N/A | #N/A | #N/A | #N/A | #N/A
TRUE | QLD | QWLG | Woolooga (Energex) | Energy Queensland | Summer | Non-coincident | 2024 | POE50 | 20.2104 | 222.9065 | QLD Woolooga (Energex) |  |  | FALSE | #N/A | #N/A | #N/A | #N/A | #N/A | #N/A | #N/A | #N/A | #N/A | #N/A
TRUE | QLD | QWLG | Woolooga (Energex) | Energy Queensland | Summer | Non-coincident | 2024 | POE90 | 7.2105 | NA | QLD Woolooga (Energex) |  |  | FALSE | #N/A | #N/A | #N/A | #N/A | #N/A | #N/A | #N/A | #N/A | #N/A | #N/A
TRUE | QLD | QWLG | Woolooga (Energex) | Energy Queensland | Summer | Coincident_unreconciled | 2025 | POE50 | 26.5747 | NA | QLD Woolooga (Energex) |  |  | FALSE | #N/A | #N/A | #N/A | #N/A | #N/A | #N/A | #N/A | #N/A | #N/A | #N/A
TRUE | QLD | QWLG | Woolooga (Energex) | Energy Queensland | Summer | Coincident_unreconciled | 2025 | POE90 | 7.6171 | NA | QLD Woolooga (Energex) |  |  | FALSE | #N/A | #N/A | #N/A | #N/A | #N/A | #N/A | #N/A | #N/A | #N/A | #N/A
TRUE | QLD | QWLG | Woolooga (Energex) | Energy Queensland | Summer | Non-coincident | 2025 | POE50 | 18.3942 | 224.4443 | QLD Woolooga (Energex) |  |  | FALSE | #N/A | #N/A | #N/A | #N/A | #N/A | #N/A | #N/A | #N/A | #N/A | #N/A
TRUE | QLD | QWLG | Woolooga (Energex) | Energy Queensland | Summer | Non-coincident | 2025 | POE90 | 5.2723 | NA | QLD Woolooga (Energex) |  |  | FALSE | #N/A | #N/A | #N/A | #N/A | #N/A | #N/A | #N/A | #N/A | #N/A | #N/A
TRUE | QLD | QWLG | Woolooga (Energex) | Energy Queensland | Summer | Coincident_unreconciled | 2026 | POE50 | 23.8735 | NA | QLD Woolooga (Energex) |  |  | FALSE | #N/A | #N/A | #N/A | #N/A | #N/A | #N/A | #N/A | #N/A | #N/A | #N/A
TRUE | QLD | QWLG | Woolooga (Energex) | Energy Queensland | Summer | Coincident_unreconciled | 2026 | POE90 | 4.7397 | NA | QLD Woolooga (Energex) |  |  | FALSE | #N/A | #N/A | #N/A | #N/A | #N/A | #N/A | #N/A | #N/A | #N/A | #N/A
TRUE | QLD | QWLG | Woolooga (Energex) | Energy Queensland | Summer | Non-coincident | 2026 | POE50 | 16.5245 | 226.0112 | QLD Woolooga (Energex) |  |  | FALSE | #N/A | #N/A | #N/A | #N/A | #N/A | #N/A | #N/A | #N/A | #N/A | #N/A
TRUE | QLD | QWLG | Woolooga (Energex) | Energy Queensland | Summer | Non-coincident | 2026 | POE90 | 3.2807 | NA | QLD Woolooga (Energex) |  |  | FALSE | #N/A | #N/A | #N/A | #N/A | #N/A | #N/A | #N/A | #N/A | #N/A | #N/A
TRUE | QLD | QWLG | Woolooga (Energex) | Energy Queensland | Summer | Coincident_unreconciled | 2027 | POE50 | 21.6015 | NA | QLD Woolooga (Energex) |  |  | FALSE | #N/A | #N/A | #N/A | #N/A | #N/A | #N/A | #N/A | #N/A | #N/A | #N/A
TRUE | QLD | QWLG | Woolooga (Energex) | Energy Queensland | Summer | Coincident_unreconciled | 2027 | POE90 | 2.3017 | NA | QLD Woolooga (Energex) |  |  | FALSE | #N/A | #N/A | #N/A | #N/A | #N/A | #N/A | #N/A | #N/A | #N/A | #N/A
TRUE | QLD | QWLG | Woolooga (Energex) | Energy Queensland | Summer | Non-coincident | 2027 | POE50 | 14.9519 | 227.5824 | QLD Woolooga (Energex) |  |  | FALSE | #N/A | #N/A | #N/A | #N/A | #N/A | #N/A | #N/A | #N/A | #N/A | #N/A
TRUE | QLD | QWLG | Woolooga (Energex) | Energy Queensland | Summer | Non-coincident | 2027 | POE90 | 1.5931 | NA | QLD Woolooga (Energex) |  |  | FALSE | #N/A | #N/A | #N/A | #N/A | #N/A | #N/A | #N/A | #N/A | #N/A | #N/A
TRUE | QLD | QWLG | Woolooga (Energex) | Energy Queensland | Summer | Coincident_unreconciled | 2028 | POE50 | 19.502 | NA | QLD Woolooga (Energex) |  |  | FALSE | #N/A | #N/A | #N/A | #N/A | #N/A | #N/A | #N/A | #N/A | #N/A | #N/A
TRUE | QLD | QWLG | Woolooga (Energex) | Energy Queensland | Summer | Coincident_unreconciled | 2028 | POE90 | 0.04316 | NA | QLD Woolooga (Energex) |  |  | FALSE | #N/A | #N/A | #N/A | #N/A | #N/A | #N/A | #N/A | #N/A | #N/A | #N/A
TRUE | QLD | QWLG | Woolooga (Energex) | Energy Queensland | Summer | Non-coincident | 2028 | POE50 | 13.4986 | 229.2906 | QLD Woolooga (Energex) |  |  | FALSE | #N/A | #N/A | #N/A | #N/A | #N/A | #N/A | #N/A | #N/A | #N/A | #N/A
TRUE | QLD | QWLG | Woolooga (Energex) | Energy Queensland | Summer | Non-coincident | 2028 | POE90 | 0.02988 | NA | QLD Woolooga (Energex) |  |  | FALSE | #N/A | #N/A | #N/A | #N/A | #N/A | #N/A | #N/A | #N/A | #N/A | #N/A
TRUE | QLD | QWLG | Woolooga (Energex) | Energy Queensland | Summer | Coincident_unreconciled | 2029 | POE50 | 17.6214 | NA | QLD Woolooga (Energex) |  |  | FALSE | #N/A | #N/A | #N/A | #N/A | #N/A | #N/A | #N/A | #N/A | #N/A | #N/A
TRUE | QLD | QWLG | Woolooga (Energex) | Energy Queensland | Summer | Coincident_unreconciled | 2029 | POE90 | -0.76726 | NA | QLD Woolooga (Energex) |  |  | FALSE | #N/A | #N/A | #N/A | #N/A | #N/A | #N/A | #N/A | #N/A | #N/A | #N/A
TRUE | QLD | QWLG | Woolooga (Energex) | Energy Queensland | Summer | Non-coincident | 2029 | POE50 | 12.197 | 231.1916 | QLD Woolooga (Energex) |  |  | FALSE | #N/A | #N/A | #N/A | #N/A | #N/A | #N/A | #N/A | #N/A | #N/A | #N/A
TRUE | QLD | QWLG | Woolooga (Energex) | Energy Queensland | Summer | Non-coincident | 2029 | POE90 | -1.3818 | NA | QLD Woolooga (Energex) |  |  | FALSE | #N/A | #N/A | #N/A | #N/A | #N/A | #N/A | #N/A | #N/A | #N/A | #N/A
TRUE | QLD | QWLG | Woolooga (Energex) | Energy Queensland | Summer | Coincident_unreconciled | 2030 | POE50 | 16.4774 | NA | QLD Woolooga (Energex) |  |  | FALSE | #N/A | #N/A | #N/A | #N/A | #N/A | #N/A | #N/A | #N/A | #N/A | #N/A
TRUE | QLD | QWLG | Woolooga (Energex) | Energy Queensland | Summer | Coincident_unreconciled | 2030 | POE90 | -1.268 | NA | QLD Woolooga (Energex) |  |  | FALSE | #N/A | #N/A | #N/A | #N/A | #N/A | #N/A | #N/A | #N/A | #N/A | #N/A
TRUE | QLD | QWLG | Woolooga (Energex) | Energy Queensland | Summer | Non-coincident | 2030 | POE50 | 11.4052 | 233.283 | QLD Woolooga (Energex) |  |  | FALSE | #N/A | #N/A | #N/A | #N/A | #N/A | #N/A | #N/A | #N/A | #N/A | #N/A
TRUE | QLD | QWLG | Woolooga (Energex) | Energy Queensland | Summer | Non-coincident | 2030 | POE90 | -2.2836 | NA | QLD Woolooga (Energex) |  |  | FALSE | #N/A | #N/A | #N/A | #N/A | #N/A | #N/A | #N/A | #N/A | #N/A | #N/A
TRUE | QLD | QWLG | Woolooga (Energex) | Energy Queensland | Winter | Coincident | 2016 | ACTUAL_OPG | 82.1995 | 169.0023 | QLD Woolooga (Energex) |  |  | FALSE | #N/A | #N/A | #N/A | #N/A | #N/A | #N/A | #N/A | #N/A | #N/A | #N/A
TRUE | QLD | QWLG | Woolooga (Energex) | Energy Queensland | Winter | Coincident | 2016 | ACTUAL_RAW | 82.1995 | 169.0023 | QLD Woolooga (Energex) |  |  | FALSE | #N/A | #N/A | #N/A | #N/A | #N/A | #N/A | #N/A | #N/A | #N/A | #N/A
TRUE | QLD | QWLG | Woolooga (Energex) | Energy Queensland | Winter | Non-coincident | 2016 | ACTUAL_RAW | 12.6757 | 181.8481 | QLD Woolooga (Energex) |  |  | FALSE | #N/A | #N/A | #N/A | #N/A | #N/A | #N/A | #N/A | #N/A | #N/A | #N/A
TRUE | QLD | QWLG | Woolooga (Energex) | Energy Queensland | Winter | Non-coincident | 2016 | ACTUAL_OPG | 12.6757 | 181.8481 | QLD Woolooga (Energex) |  |  | FALSE | #N/A | #N/A | #N/A | #N/A | #N/A | #N/A | #N/A | #N/A | #N/A | #N/A
TRUE | QLD | QWLG | Woolooga (Energex) | Energy Queensland | Winter | Coincident | 2017 | ACTUAL_OPG | 33.7719 | 255.5853 | QLD Woolooga (Energex) |  |  | FALSE | #N/A | #N/A | #N/A | #N/A | #N/A | #N/A | #N/A | #N/A | #N/A | #N/A
TRUE | QLD | QWLG | Woolooga (Energex) | Energy Queensland | Winter | Coincident | 2017 | ACTUAL_RAW | 33.7719 | 255.5853 | QLD Woolooga (Energex) |  |  | FALSE | #N/A | #N/A | #N/A | #N/A | #N/A | #N/A | #N/A | #N/A | #N/A | #N/A
TRUE | QLD | QWLG | Woolooga (Energex) | Energy Queensland | Winter | Non-coincident | 2017 | ACTUAL_RAW | 33.7719 | 255.5853 | QLD Woolooga (Energex) |  |  | FALSE | #N/A | #N/A | #N/A | #N/A | #N/A | #N/A | #N/A | #N/A | #N/A | #N/A
TRUE | QLD | QWLG | Woolooga (Energex) | Energy Queensland | Winter | Non-coincident | 2017 | ACTUAL_OPG | 33.7719 | 255.5853 | QLD Woolooga (Energex) |  |  | FALSE | #N/A | #N/A | #N/A | #N/A | #N/A | #N/A | #N/A | #N/A | #N/A | #N/A
TRUE | QLD | QWLG | Woolooga (Energex) | Energy Queensland | Winter | Non-coincident | 2017 | ACTUAL_ADJUSTEDOPG | 33.7719 | 255.5853 | QLD Woolooga (Energex) |  |  | FALSE | #N/A | #N/A | #N/A | #N/A | #N/A | #N/A | #N/A | #N/A | #N/A | #N/A
TRUE | QLD | QWLG | Woolooga (Energex) | Energy Queensland | Winter | Coincident | 2018 | ACTUAL_OPG | 64.8525 | 172.4178 | QLD Woolooga (Energex) |  |  | FALSE | #N/A | #N/A | #N/A | #N/A | #N/A | #N/A | #N/A | #N/A | #N/A | #N/A
TRUE | QLD | QWLG | Woolooga (Energex) | Energy Queensland | Winter | Coincident | 2018 | ACTUAL_RAW | 64.8525 | 172.4178 | QLD Woolooga (Energex) |  |  | FALSE | #N/A | #N/A | #N/A | #N/A | #N/A | #N/A | #N/A | #N/A | #N/A | #N/A
TRUE | QLD | QWLG | Woolooga (Energex) | Energy Queensland | Winter | Non-coincident | 2018 | ACTUAL_RAW | 50.3669 | 195.6354 | QLD Woolooga (Energex) |  |  | FALSE | #N/A | #N/A | #N/A | #N/A | #N/A | #N/A | #N/A | #N/A | #N/A | #N/A
TRUE | QLD | QWLG | Woolooga (Energex) | Energy Queensland | Winter | Non-coincident | 2018 | ACTUAL_OPG | 50.3669 | 195.6354 | QLD Woolooga (Energex) |  |  | FALSE | #N/A | #N/A | #N/A | #N/A | #N/A | #N/A | #N/A | #N/A | #N/A | #N/A
TRUE | QLD | QWLG | Woolooga (Energex) | Energy Queensland | Winter | Non-coincident | 2018 | ACTUAL_ADJUSTEDOPG | 50.3669 | 195.6354 | QLD Woolooga (Energex) |  |  | FALSE | #N/A | #N/A | #N/A | #N/A | #N/A | #N/A | #N/A | #N/A | #N/A | #N/A
TRUE | QLD | QWLG | Woolooga (Energex) | Energy Queensland | Winter | Coincident | 2019 | ACTUAL_OPG | 97.8947 | 281.876 | QLD Woolooga (Energex) |  |  | FALSE | #N/A | #N/A | #N/A | #N/A | #N/A | #N/A | #N/A | #N/A | #N/A | #N/A
TRUE | QLD | QWLG | Woolooga (Energex) | Energy Queensland | Winter | Coincident | 2019 | ACTUAL_RAW | 97.8947 | 281.876 | QLD Woolooga (Energex) |  |  | FALSE | #N/A | #N/A | #N/A | #N/A | #N/A | #N/A | #N/A | #N/A | #N/A | #N/A
TRUE | QLD | QWLG | Woolooga (Energex) | Energy Queensland | Winter | Non-coincident | 2019 | ACTUAL_RAW | 26.5364 | 287.2294 | QLD Woolooga (Energex) |  |  | FALSE | #N/A | #N/A | #N/A | #N/A | #N/A | #N/A | #N/A | #N/A | #N/A | #N/A
TRUE | QLD | QWLG | Woolooga (Energex) | Energy Queensland | Winter | Non-coincident | 2019 | ACTUAL_OPG | 26.5364 | 287.2294 | QLD Woolooga (Energex) |  |  | FALSE | #N/A | #N/A | #N/A | #N/A | #N/A | #N/A | #N/A | #N/A | #N/A | #N/A
TRUE | QLD | QWLG | Woolooga (Energex) | Energy Queensland | Winter | Non-coincident | 2019 | ACTUAL_ADJUSTEDOPG | 26.5364 | 287.2294 | QLD Woolooga (Energex) |  |  | FALSE | #N/A | #N/A | #N/A | #N/A | #N/A | #N/A | #N/A | #N/A | #N/A | #N/A
TRUE | QLD | QWLG | Woolooga (Energex) | Energy Queensland | Winter | Non-coincident | 2019 | BASEYEARPOE90 | -7.1606 | NA | QLD Woolooga (Energex) |  |  | FALSE | #N/A | #N/A | #N/A | #N/A | #N/A | #N/A | #N/A | #N/A | #N/A | #N/A
TRUE | QLD | QWLG | Woolooga (Energex) | Energy Queensland | Winter | Non-coincident | 2019 | BASEYEARPOE50 | 5.8152 | 264.4057 | QLD Woolooga (Energex) |  |  | FALSE | #N/A | #N/A | #N/A | #N/A | #N/A | #N/A | #N/A | #N/A | #N/A | #N/A
TRUE | QLD | QWLG | Woolooga (Energex) | Energy Queensland | Winter | Coincident_unreconciled | 2020 | POE50 | 55 | NA | QLD Woolooga (Energex) |  |  | FALSE | #N/A | #N/A | #N/A | #N/A | #N/A | #N/A | #N/A | #N/A | #N/A | #N/A
TRUE | QLD | QWLG | Woolooga (Energex) | Energy Queensland | Winter | Coincident_unreconciled | 2020 | POE90 | 54.7019 | NA | QLD Woolooga (Energex) |  |  | FALSE | #N/A | #N/A | #N/A | #N/A | #N/A | #N/A | #N/A | #N/A | #N/A | #N/A
TRUE | QLD | QWLG | Woolooga (Energex) | Energy Queensland | Winter | Non-coincident | 2020 | POE50 | -11.5028 | 266.0645 | QLD Woolooga (Energex) |  |  | FALSE | #N/A | #N/A | #N/A | #N/A | #N/A | #N/A | #N/A | #N/A | #N/A | #N/A
TRUE | QLD | QWLG | Woolooga (Energex) | Energy Queensland | Winter | Non-coincident | 2020 | POE90 | -26.2212 | NA | QLD Woolooga (Energex) |  |  | FALSE | #N/A | #N/A | #N/A | #N/A | #N/A | #N/A | #N/A | #N/A | #N/A | #N/A
TRUE | QLD | QWLG | Woolooga (Energex) | Energy Queensland | Winter | Coincident_unreconciled | 2021 | POE50 | 54.9645 | NA | QLD Woolooga (Energex) |  |  | FALSE | #N/A | #N/A | #N/A | #N/A | #N/A | #N/A | #N/A | #N/A | #N/A | #N/A
TRUE | QLD | QWLG | Woolooga (Energex) | Energy Queensland | Winter | Coincident_unreconciled | 2021 | POE90 | 54.6636 | NA | QLD Woolooga (Energex) |  |  | FALSE | #N/A | #N/A | #N/A | #N/A | #N/A | #N/A | #N/A | #N/A | #N/A | #N/A
TRUE | QLD | QWLG | Woolooga (Energex) | Energy Queensland | Winter | Non-coincident | 2021 | POE50 | -13.2576 | 268.2894 | QLD Woolooga (Energex) |  |  | FALSE | #N/A | #N/A | #N/A | #N/A | #N/A | #N/A | #N/A | #N/A | #N/A | #N/A
TRUE | QLD | QWLG | Woolooga (Energex) | Energy Queensland | Winter | Non-coincident | 2021 | POE90 | -28.1128 | NA | QLD Woolooga (Energex) |  |  | FALSE | #N/A | #N/A | #N/A | #N/A | #N/A | #N/A | #N/A | #N/A | #N/A | #N/A
TRUE | QLD | QWLG | Woolooga (Energex) | Energy Queensland | Winter | Coincident_unreconciled | 2022 | POE50 | 54.861 | NA | QLD Woolooga (Energex) |  |  | FALSE | #N/A | #N/A | #N/A | #N/A | #N/A | #N/A | #N/A | #N/A | #N/A | #N/A
TRUE | QLD | QWLG | Woolooga (Energex) | Energy Queensland | Winter | Coincident_unreconciled | 2022 | POE90 | 54.5573 | NA | QLD Woolooga (Energex) |  |  | FALSE | #N/A | #N/A | #N/A | #N/A | #N/A | #N/A | #N/A | #N/A | #N/A | #N/A
TRUE | QLD | QWLG | Woolooga (Energex) | Energy Queensland | Winter | Non-coincident | 2022 | POE50 | -18.3685 | 270.5449 | QLD Woolooga (Energex) |  |  | FALSE | #N/A | #N/A | #N/A | #N/A | #N/A | #N/A | #N/A | #N/A | #N/A | #N/A
TRUE | QLD | QWLG | Woolooga (Energex) | Energy Queensland | Winter | Non-coincident | 2022 | POE90 | -33.3651 | NA | QLD Woolooga (Energex) |  |  | FALSE | #N/A | #N/A | #N/A | #N/A | #N/A | #N/A | #N/A | #N/A | #N/A | #N/A
TRUE | QLD | QWLG | Woolooga (Energex) | Energy Queensland | Winter | Coincident_unreconciled | 2023 | POE50 | 54.7897 | NA | QLD Woolooga (Energex) |  |  | FALSE | #N/A | #N/A | #N/A | #N/A | #N/A | #N/A | #N/A | #N/A | #N/A | #N/A
TRUE | QLD | QWLG | Woolooga (Energex) | Energy Queensland | Winter | Coincident_unreconciled | 2023 | POE90 | 54.4832 | NA | QLD Woolooga (Energex) |  |  | FALSE | #N/A | #N/A | #N/A | #N/A | #N/A | #N/A | #N/A | #N/A | #N/A | #N/A
TRUE | QLD | QWLG | Woolooga (Energex) | Energy Queensland | Winter | Non-coincident | 2023 | POE50 | -21.8856 | 272.9318 | QLD Woolooga (Energex) |  |  | FALSE | #N/A | #N/A | #N/A | #N/A | #N/A | #N/A | #N/A | #N/A | #N/A | #N/A
TRUE | QLD | QWLG | Woolooga (Energex) | Energy Queensland | Winter | Non-coincident | 2023 | POE90 | -37.0235 | NA | QLD Woolooga (Energex) |  |  | FALSE | #N/A | #N/A | #N/A | #N/A | #N/A | #N/A | #N/A | #N/A | #N/A | #N/A
TRUE | QLD | QWLG | Woolooga (Energex) | Energy Queensland | Winter | Coincident_unreconciled | 2024 | POE50 | 54.7449 | NA | QLD Woolooga (Energex) |  |  | FALSE | #N/A | #N/A | #N/A | #N/A | #N/A | #N/A | #N/A | #N/A | #N/A | #N/A
TRUE | QLD | QWLG | Woolooga (Energex) | Energy Queensland | Winter | Coincident_unreconciled | 2024 | POE90 | 54.4355 | NA | QLD Woolooga (Energex) |  |  | FALSE | #N/A | #N/A | #N/A | #N/A | #N/A | #N/A | #N/A | #N/A | #N/A | #N/A
TRUE | QLD | QWLG | Woolooga (Energex) | Energy Queensland | Winter | Non-coincident | 2024 | POE50 | -24.1 | 275.0584 | QLD Woolooga (Energex) |  |  | FALSE | #N/A | #N/A | #N/A | #N/A | #N/A | #N/A | #N/A | #N/A | #N/A | #N/A
TRUE | QLD | QWLG | Woolooga (Energex) | Energy Queensland | Winter | Non-coincident | 2024 | POE90 | -39.3793 | NA | QLD Woolooga (Energex) |  |  | FALSE | #N/A | #N/A | #N/A | #N/A | #N/A | #N/A | #N/A | #N/A | #N/A | #N/A
TRUE | QLD | QWLG | Woolooga (Energex) | Energy Queensland | Winter | Coincident_unreconciled | 2025 | POE50 | 54.7056 | NA | QLD Woolooga (Energex) |  |  | FALSE | #N/A | #N/A | #N/A | #N/A | #N/A | #N/A | #N/A | #N/A | #N/A | #N/A
TRUE | QLD | QWLG | Woolooga (Energex) | Energy Queensland | Winter | Coincident_unreconciled | 2025 | POE90 | 54.3933 | NA | QLD Woolooga (Energex) |  |  | FALSE | #N/A | #N/A | #N/A | #N/A | #N/A | #N/A | #N/A | #N/A | #N/A | #N/A
TRUE | QLD | QWLG | Woolooga (Energex) | Energy Queensland | Winter | Non-coincident | 2025 | POE50 | -26.0408 | 277.1536 | QLD Woolooga (Energex) |  |  | FALSE | #N/A | #N/A | #N/A | #N/A | #N/A | #N/A | #N/A | #N/A | #N/A | #N/A
TRUE | QLD | QWLG | Woolooga (Energex) | Energy Queensland | Winter | Non-coincident | 2025 | POE90 | -41.4615 | NA | QLD Woolooga (Energex) |  |  | FALSE | #N/A | #N/A | #N/A | #N/A | #N/A | #N/A | #N/A | #N/A | #N/A | #N/A
TRUE | QLD | QWLG | Woolooga (Energex) | Energy Queensland | Winter | Coincident_unreconciled | 2026 | POE50 | 54.6632 | NA | QLD Woolooga (Energex) |  |  | FALSE | #N/A | #N/A | #N/A | #N/A | #N/A | #N/A | #N/A | #N/A | #N/A | #N/A
TRUE | QLD | QWLG | Woolooga (Energex) | Energy Queensland | Winter | Coincident_unreconciled | 2026 | POE90 | 54.3481 | NA | QLD Woolooga (Energex) |  |  | FALSE | #N/A | #N/A | #N/A | #N/A | #N/A | #N/A | #N/A | #N/A | #N/A | #N/A
TRUE | QLD | QWLG | Woolooga (Energex) | Energy Queensland | Winter | Non-coincident | 2026 | POE50 | -28.1316 | 279.1979 | QLD Woolooga (Energex) |  |  | FALSE | #N/A | #N/A | #N/A | #N/A | #N/A | #N/A | #N/A | #N/A | #N/A | #N/A
TRUE | QLD | QWLG | Woolooga (Energex) | Energy Queensland | Winter | Non-coincident | 2026 | POE90 | -43.6924 | NA | QLD Woolooga (Energex) |  |  | FALSE | #N/A | #N/A | #N/A | #N/A | #N/A | #N/A | #N/A | #N/A | #N/A | #N/A
TRUE | QLD | QWLG | Woolooga (Energex) | Energy Queensland | Winter | Coincident_unreconciled | 2027 | POE50 | 54.6345 | NA | QLD Woolooga (Energex) |  |  | FALSE | #N/A | #N/A | #N/A | #N/A | #N/A | #N/A | #N/A | #N/A | #N/A | #N/A
TRUE | QLD | QWLG | Woolooga (Energex) | Energy Queensland | Winter | Coincident_unreconciled | 2027 | POE90 | 54.3168 | NA | QLD Woolooga (Energex) |  |  | FALSE | #N/A | #N/A | #N/A | #N/A | #N/A | #N/A | #N/A | #N/A | #N/A | #N/A
TRUE | QLD | QWLG | Woolooga (Energex) | Energy Queensland | Winter | Non-coincident | 2027 | POE50 | -29.5479 | 281.0958 | QLD Woolooga (Energex) |  |  | FALSE | #N/A | #N/A | #N/A | #N/A | #N/A | #N/A | #N/A | #N/A | #N/A | #N/A
TRUE | QLD | QWLG | Woolooga (Energex) | Energy Queensland | Winter | Non-coincident | 2027 | POE90 | -45.2362 | NA | QLD Woolooga (Energex) |  |  | FALSE | #N/A | #N/A | #N/A | #N/A | #N/A | #N/A | #N/A | #N/A | #N/A | #N/A
TRUE | QLD | QWLG | Woolooga (Energex) | Energy Queensland | Winter | Coincident_unreconciled | 2028 | POE50 | 54.5998 | NA | QLD Woolooga (Energex) |  |  | FALSE | #N/A | #N/A | #N/A | #N/A | #N/A | #N/A | #N/A | #N/A | #N/A | #N/A
TRUE | QLD | QWLG | Woolooga (Energex) | Energy Queensland | Winter | Coincident_unreconciled | 2028 | POE90 | 54.2794 | NA | QLD Woolooga (Energex) |  |  | FALSE | #N/A | #N/A | #N/A | #N/A | #N/A | #N/A | #N/A | #N/A | #N/A | #N/A
TRUE | QLD | QWLG | Woolooga (Energex) | Energy Queensland | Winter | Non-coincident | 2028 | POE50 | -31.2663 | 283.6803 | QLD Woolooga (Energex) |  |  | FALSE | #N/A | #N/A | #N/A | #N/A | #N/A | #N/A | #N/A | #N/A | #N/A | #N/A
TRUE | QLD | QWLG | Woolooga (Energex) | Energy Queensland | Winter | Non-coincident | 2028 | POE90 | -47.0821 | NA | QLD Woolooga (Energex) |  |  | FALSE | #N/A | #N/A | #N/A | #N/A | #N/A | #N/A | #N/A | #N/A | #N/A | #N/A
TRUE | QLD | QWLG | Woolooga (Energex) | Energy Queensland | Winter | Coincident_unreconciled | 2029 | POE50 | 54.5761 | NA | QLD Woolooga (Energex) |  |  | FALSE | #N/A | #N/A | #N/A | #N/A | #N/A | #N/A | #N/A | #N/A | #N/A | #N/A
TRUE | QLD | QWLG | Woolooga (Energex) | Energy Queensland | Winter | Coincident_unreconciled | 2029 | POE90 | 54.2532 | NA | QLD Woolooga (Energex) |  |  | FALSE | #N/A | #N/A | #N/A | #N/A | #N/A | #N/A | #N/A | #N/A | #N/A | #N/A
TRUE | QLD | QWLG | Woolooga (Energex) | Energy Queensland | Winter | Non-coincident | 2029 | POE50 | -32.4333 | 286.2447 | QLD Woolooga (Energex) |  |  | FALSE | #N/A | #N/A | #N/A | #N/A | #N/A | #N/A | #N/A | #N/A | #N/A | #N/A
TRUE | QLD | QWLG | Woolooga (Energex) | Energy Queensland | Winter | Non-coincident | 2029 | POE90 | -48.3766 | NA | QLD Woolooga (Energex) |  |  | FALSE | #N/A | #N/A | #N/A | #N/A | #N/A | #N/A | #N/A | #N/A | #N/A | #N/A
TRUE | QLD | QWLG | Woolooga (Energex) | Energy Queensland | Shoulder | Non-coincident | 2019 | BASEYEARPOE10 | NA | 231.3463 | QLD Woolooga (Energex) |  |  | FALSE | #N/A | #N/A | #N/A | #N/A | #N/A | #N/A | #N/A | #N/A | #N/A | #N/A
TRUE | QLD | QWLG | Woolooga (Energex) | Energy Queensland | Shoulder | Coincident | 2021 | POE50 | NA | 186.7068 | QLD Woolooga (Energex) |  |  | FALSE | #N/A | #N/A | #N/A | #N/A | #N/A | #N/A | #N/A | #N/A | #N/A | #N/A
TRUE | QLD | QWLG | Woolooga (Energex) | Energy Queensland | Shoulder | Coincident | 2021 | POE10 | NA | 187.9125 | QLD Woolooga (Energex) |  |  | FALSE | #N/A | #N/A | #N/A | #N/A | #N/A | #N/A | #N/A | #N/A | #N/A | #N/A
TRUE | QLD | QWLG | Woolooga (Energex) | Energy Queensland | Shoulder | Non-coincident | 2021 | POE10 | NA | 259.99 | QLD Woolooga (Energex) |  |  | FALSE | #N/A | #N/A | #N/A | #N/A | #N/A | #N/A | #N/A | #N/A | #N/A | #N/A
TRUE | QLD | QWLG | Woolooga (Energex) | Energy Queensland | Shoulder | Coincident | 2022 | POE50 | NA | 190.2001 | QLD Woolooga (Energex) |  |  | FALSE | #N/A | #N/A | #N/A | #N/A | #N/A | #N/A | #N/A | #N/A | #N/A | #N/A
TRUE | QLD | QWLG | Woolooga (Energex) | Energy Queensland | Shoulder | Coincident | 2022 | POE10 | NA | 194.6768 | QLD Woolooga (Energex) |  |  | FALSE | #N/A | #N/A | #N/A | #N/A | #N/A | #N/A | #N/A | #N/A | #N/A | #N/A
TRUE | QLD | QWLG | Woolooga (Energex) | Energy Queensland | Shoulder | Non-coincident | 2022 | POE10 | NA | 261.9235 | QLD Woolooga (Energex) |  |  | FALSE | #N/A | #N/A | #N/A | #N/A | #N/A | #N/A | #N/A | #N/A | #N/A | #N/A
TRUE | QLD | QWLG | Woolooga (Energex) | Energy Queensland | Shoulder | Coincident | 2023 | POE50 | NA | 193.111 | QLD Woolooga (Energex) |  |  | FALSE | #N/A | #N/A | #N/A | #N/A | #N/A | #N/A | #N/A | #N/A | #N/A | #N/A
TRUE | QLD | QWLG | Woolooga (Energex) | Energy Queensland | Shoulder | Coincident | 2023 | POE10 | NA | 196.7036 | QLD Woolooga (Energex) |  |  | FALSE | #N/A | #N/A | #N/A | #N/A | #N/A | #N/A | #N/A | #N/A | #N/A | #N/A
TRUE | QLD | QWLG | Woolooga (Energex) | Energy Queensland | Shoulder | Non-coincident | 2023 | POE10 | NA | 263.946 | QLD Woolooga (Energex) |  |  | FALSE | #N/A | #N/A | #N/A | #N/A | #N/A | #N/A | #N/A | #N/A | #N/A | #N/A
TRUE | QLD | QWLG | Woolooga (Energex) | Energy Queensland | Shoulder | Coincident | 2024 | POE50 | NA | 198.1797 | QLD Woolooga (Energex) |  |  | FALSE | #N/A | #N/A | #N/A | #N/A | #N/A | #N/A | #N/A | #N/A | #N/A | #N/A
TRUE | QLD | QWLG | Woolooga (Energex) | Energy Queensland | Shoulder | Coincident | 2024 | POE10 | NA | 199.2466 | QLD Woolooga (Energex) |  |  | FALSE | #N/A | #N/A | #N/A | #N/A | #N/A | #N/A | #N/A | #N/A | #N/A | #N/A
TRUE | QLD | QWLG | Woolooga (Energex) | Energy Queensland | Shoulder | Non-coincident | 2024 | POE10 | NA | 265.8853 | QLD Woolooga (Energex) |  |  | FALSE | #N/A | #N/A | #N/A | #N/A | #N/A | #N/A | #N/A | #N/A | #N/A | #N/A
TRUE | QLD | QWLG | Woolooga (Energex) | Energy Queensland | Shoulder | Coincident | 2025 | POE50 | NA | 198.8014 | QLD Woolooga (Energex) |  |  | FALSE | #N/A | #N/A | #N/A | #N/A | #N/A | #N/A | #N/A | #N/A | #N/A | #N/A
TRUE | QLD | QWLG | Woolooga (Energex) | Energy Queensland | Shoulder | Coincident | 2025 | POE10 | NA | 201.3384 | QLD Woolooga (Energex) |  |  | FALSE | #N/A | #N/A | #N/A | #N/A | #N/A | #N/A | #N/A | #N/A | #N/A | #N/A
TRUE | QLD | QWLG | Woolooga (Energex) | Energy Queensland | Shoulder | Non-coincident | 2025 | POE10 | NA | 267.6673 | QLD Woolooga (Energex) |  |  | FALSE | #N/A | #N/A | #N/A | #N/A | #N/A | #N/A | #N/A | #N/A | #N/A | #N/A
TRUE | QLD | QWLG | Woolooga (Energex) | Energy Queensland | Shoulder | Coincident | 2026 | POE50 | NA | 200.2791 | QLD Woolooga (Energex) |  |  | FALSE | #N/A | #N/A | #N/A | #N/A | #N/A | #N/A | #N/A | #N/A | #N/A | #N/A
TRUE | QLD | QWLG | Woolooga (Energex) | Energy Queensland | Shoulder | Coincident | 2026 | POE10 | NA | 201.7307 | QLD Woolooga (Energex) |  |  | FALSE | #N/A | #N/A | #N/A | #N/A | #N/A | #N/A | #N/A | #N/A | #N/A | #N/A
TRUE | QLD | QWLG | Woolooga (Energex) | Energy Queensland | Shoulder | Non-coincident | 2026 | POE10 | NA | 269.4097 | QLD Woolooga (Energex) |  |  | FALSE | #N/A | #N/A | #N/A | #N/A | #N/A | #N/A | #N/A | #N/A | #N/A | #N/A
TRUE | QLD | QWLG | Woolooga (Energex) | Energy Queensland | Shoulder | Coincident | 2027 | POE50 | NA | 200.5567 | QLD Woolooga (Energex) |  |  | FALSE | #N/A | #N/A | #N/A | #N/A | #N/A | #N/A | #N/A | #N/A | #N/A | #N/A
TRUE | QLD | QWLG | Woolooga (Energex) | Energy Queensland | Shoulder | Coincident | 2027 | POE10 | NA | 202.2159 | QLD Woolooga (Energex) |  |  | FALSE | #N/A | #N/A | #N/A | #N/A | #N/A | #N/A | #N/A | #N/A | #N/A | #N/A
TRUE | QLD | QWLG | Woolooga (Energex) | Energy Queensland | Shoulder | Non-coincident | 2027 | POE10 | NA | 271.0284 | QLD Woolooga (Energex) |  |  | FALSE | #N/A | #N/A | #N/A | #N/A | #N/A | #N/A | #N/A | #N/A | #N/A | #N/A
TRUE | QLD | QWLG | Woolooga (Energex) | Energy Queensland | Shoulder | Coincident | 2028 | POE50 | NA | 201.8538 | QLD Woolooga (Energex) |  |  | FALSE | #N/A | #N/A | #N/A | #N/A | #N/A | #N/A | #N/A | #N/A | #N/A | #N/A
TRUE | QLD | QWLG | Woolooga (Energex) | Energy Queensland | Shoulder | Coincident | 2028 | POE10 | NA | 203.0277 | QLD Woolooga (Energex) |  |  | FALSE | #N/A | #N/A | #N/A | #N/A | #N/A | #N/A | #N/A | #N/A | #N/A | #N/A
TRUE | QLD | QWLG | Woolooga (Energex) | Energy Queensland | Shoulder | Non-coincident | 2028 | POE10 | NA | 272.9665 | QLD Woolooga (Energex) |  |  | FALSE | #N/A | #N/A | #N/A | #N/A | #N/A | #N/A | #N/A | #N/A | #N/A | #N/A
TRUE | QLD | QWLG | Woolooga (Energex) | Energy Queensland | Shoulder | Coincident | 2029 | POE50 | NA | 204.4148 | QLD Woolooga (Energex) |  |  | FALSE | #N/A | #N/A | #N/A | #N/A | #N/A | #N/A | #N/A | #N/A | #N/A | #N/A
TRUE | QLD | QWLG | Woolooga (Energex) | Energy Queensland | Shoulder | Coincident | 2029 | POE10 | NA | 206.8071 | QLD Woolooga (Energex) |  |  | FALSE | #N/A | #N/A | #N/A | #N/A | #N/A | #N/A | #N/A | #N/A | #N/A | #N/A
TRUE | QLD | QWLG | Woolooga (Energex) | Energy Queensland | Shoulder | Non-coincident | 2029 | POE10 | NA | 275.2621 | QLD Woolooga (Energex) |  |  | FALSE | #N/A | #N/A | #N/A | #N/A | #N/A | #N/A | #N/A | #N/A | #N/A | #N/A
TRUE | QLD | QWLG | Woolooga (Energex) | Energy Queensland | Shoulder | Coincident | 2030 | POE50 | NA | 206.4686 | QLD Woolooga (Energex) |  |  | FALSE | #N/A | #N/A | #N/A | #N/A | #N/A | #N/A | #N/A | #N/A | #N/A | #N/A
TRUE | QLD | QWLG | Woolooga (Energex) | Energy Queensland | Shoulder | Coincident | 2030 | POE10 | NA | 208.6567 | QLD Woolooga (Energex) |  |  | FALSE | #N/A | #N/A | #N/A | #N/A | #N/A | #N/A | #N/A | #N/A | #N/A | #N/A
TRUE | QLD | QWLG | Woolooga (Energex) | Energy Queensland | Shoulder | Non-coincident | 2030 | POE10 | NA | 277.5271 | QLD Woolooga (Energex) |  |  | FALSE | #N/A | #N/A | #N/A | #N/A | #N/A | #N/A | #N/A | #N/A | #N/A | #N/A
TRUE | QLD | QWLG | Woolooga (Energex) | Energy Queensland | Summer | Non-coincident | 2019 | BASEYEARPOE10 | NA | 248.2526 | QLD Woolooga (Energex) |  |  | FALSE | #N/A | #N/A | #N/A | #N/A | #N/A | #N/A | #N/A | #N/A | #N/A | #N/A
TRUE | QLD | QWLG | Woolooga (Energex) | Energy Queensland | Summer | Coincident | 2021 | POE10 | NA | 216.5563 | QLD Woolooga (Energex) |  |  | FALSE | #N/A | #N/A | #N/A | #N/A | #N/A | #N/A | #N/A | #N/A | #N/A | #N/A
TRUE | QLD | QWLG | Woolooga (Energex) | Energy Queensland | Summer | Coincident | 2021 | POE50 | NA | 200.0784 | QLD Woolooga (Energex) |  |  | FALSE | #N/A | #N/A | #N/A | #N/A | #N/A | #N/A | #N/A | #N/A | #N/A | #N/A
TRUE | QLD | QWLG | Woolooga (Energex) | Energy Queensland | Summer | Non-coincident | 2021 | POE10 | NA | 232.945 | QLD Woolooga (Energex) |  |  | FALSE | #N/A | #N/A | #N/A | #N/A | #N/A | #N/A | #N/A | #N/A | #N/A | #N/A
TRUE | QLD | QWLG | Woolooga (Energex) | Energy Queensland | Summer | Coincident | 2022 | POE10 | NA | 221.7583 | QLD Woolooga (Energex) |  |  | FALSE | #N/A | #N/A | #N/A | #N/A | #N/A | #N/A | #N/A | #N/A | #N/A | #N/A
TRUE | QLD | QWLG | Woolooga (Energex) | Energy Queensland | Summer | Coincident | 2022 | POE50 | NA | 204.4748 | QLD Woolooga (Energex) |  |  | FALSE | #N/A | #N/A | #N/A | #N/A | #N/A | #N/A | #N/A | #N/A | #N/A | #N/A
TRUE | QLD | QWLG | Woolooga (Energex) | Energy Queensland | Summer | Non-coincident | 2022 | POE10 | NA | 234.3718 | QLD Woolooga (Energex) |  |  | FALSE | #N/A | #N/A | #N/A | #N/A | #N/A | #N/A | #N/A | #N/A | #N/A | #N/A
TRUE | QLD | QWLG | Woolooga (Energex) | Energy Queensland | Summer | Coincident | 2023 | POE10 | NA | 224.2372 | QLD Woolooga (Energex) |  |  | FALSE | #N/A | #N/A | #N/A | #N/A | #N/A | #N/A | #N/A | #N/A | #N/A | #N/A
TRUE | QLD | QWLG | Woolooga (Energex) | Energy Queensland | Summer | Coincident | 2023 | POE50 | NA | 206.2026 | QLD Woolooga (Energex) |  |  | FALSE | #N/A | #N/A | #N/A | #N/A | #N/A | #N/A | #N/A | #N/A | #N/A | #N/A
TRUE | QLD | QWLG | Woolooga (Energex) | Energy Queensland | Summer | Non-coincident | 2023 | POE10 | NA | 235.7783 | QLD Woolooga (Energex) |  |  | FALSE | #N/A | #N/A | #N/A | #N/A | #N/A | #N/A | #N/A | #N/A | #N/A | #N/A
TRUE | QLD | QWLG | Woolooga (Energex) | Energy Queensland | Summer | Coincident | 2024 | POE10 | NA | 228.3733 | QLD Woolooga (Energex) |  |  | FALSE | #N/A | #N/A | #N/A | #N/A | #N/A | #N/A | #N/A | #N/A | #N/A | #N/A
TRUE | QLD | QWLG | Woolooga (Energex) | Energy Queensland | Summer | Coincident | 2024 | POE50 | NA | 210.1424 | QLD Woolooga (Energex) |  |  | FALSE | #N/A | #N/A | #N/A | #N/A | #N/A | #N/A | #N/A | #N/A | #N/A | #N/A
TRUE | QLD | QWLG | Woolooga (Energex) | Energy Queensland | Summer | Non-coincident | 2024 | POE10 | NA | 237.4993 | QLD Woolooga (Energex) |  |  | FALSE | #N/A | #N/A | #N/A | #N/A | #N/A | #N/A | #N/A | #N/A | #N/A | #N/A
TRUE | QLD | QWLG | Woolooga (Energex) | Energy Queensland | Summer | Coincident | 2025 | POE10 | NA | 228.9371 | QLD Woolooga (Energex) |  |  | FALSE | #N/A | #N/A | #N/A | #N/A | #N/A | #N/A | #N/A | #N/A | #N/A | #N/A
TRUE | QLD | QWLG | Woolooga (Energex) | Energy Queensland | Summer | Coincident | 2025 | POE50 | NA | 211.6923 | QLD Woolooga (Energex) |  |  | FALSE | #N/A | #N/A | #N/A | #N/A | #N/A | #N/A | #N/A | #N/A | #N/A | #N/A
TRUE | QLD | QWLG | Woolooga (Energex) | Energy Queensland | Summer | Non-coincident | 2025 | POE10 | NA | 239.3129 | QLD Woolooga (Energex) |  |  | FALSE | #N/A | #N/A | #N/A | #N/A | #N/A | #N/A | #N/A | #N/A | #N/A | #N/A
TRUE | QLD | QWLG | Woolooga (Energex) | Energy Queensland | Summer | Coincident | 2026 | POE10 | NA | 231.5619 | QLD Woolooga (Energex) |  |  | FALSE | #N/A | #N/A | #N/A | #N/A | #N/A | #N/A | #N/A | #N/A | #N/A | #N/A
TRUE | QLD | QWLG | Woolooga (Energex) | Energy Queensland | Summer | Coincident | 2026 | POE50 | NA | 213.3562 | QLD Woolooga (Energex) |  |  | FALSE | #N/A | #N/A | #N/A | #N/A | #N/A | #N/A | #N/A | #N/A | #N/A | #N/A
TRUE | QLD | QWLG | Woolooga (Energex) | Energy Queensland | Summer | Non-coincident | 2026 | POE10 | NA | 241.1556 | QLD Woolooga (Energex) |  |  | FALSE | #N/A | #N/A | #N/A | #N/A | #N/A | #N/A | #N/A | #N/A | #N/A | #N/A
TRUE | QLD | QWLG | Woolooga (Energex) | Energy Queensland | Summer | Coincident | 2027 | POE10 | NA | 231.3718 | QLD Woolooga (Energex) |  |  | FALSE | #N/A | #N/A | #N/A | #N/A | #N/A | #N/A | #N/A | #N/A | #N/A | #N/A
TRUE | QLD | QWLG | Woolooga (Energex) | Energy Queensland | Summer | Coincident | 2027 | POE50 | NA | 213.8773 | QLD Woolooga (Energex) |  |  | FALSE | #N/A | #N/A | #N/A | #N/A | #N/A | #N/A | #N/A | #N/A | #N/A | #N/A
TRUE | QLD | QWLG | Woolooga (Energex) | Energy Queensland | Summer | Non-coincident | 2027 | POE10 | NA | 242.9868 | QLD Woolooga (Energex) |  |  | FALSE | #N/A | #N/A | #N/A | #N/A | #N/A | #N/A | #N/A | #N/A | #N/A | #N/A
TRUE | QLD | QWLG | Woolooga (Energex) | Energy Queensland | Summer | Coincident | 2028 | POE10 | NA | 233.1888 | QLD Woolooga (Energex) |  |  | FALSE | #N/A | #N/A | #N/A | #N/A | #N/A | #N/A | #N/A | #N/A | #N/A | #N/A
TRUE | QLD | QWLG | Woolooga (Energex) | Energy Queensland | Summer | Coincident | 2028 | POE50 | NA | 215.4294 | QLD Woolooga (Energex) |  |  | FALSE | #N/A | #N/A | #N/A | #N/A | #N/A | #N/A | #N/A | #N/A | #N/A | #N/A
TRUE | QLD | QWLG | Woolooga (Energex) | Energy Queensland | Summer | Non-coincident | 2028 | POE10 | NA | 244.9437 | QLD Woolooga (Energex) |  |  | FALSE | #N/A | #N/A | #N/A | #N/A | #N/A | #N/A | #N/A | #N/A | #N/A | #N/A
TRUE | QLD | QWLG | Woolooga (Energex) | Energy Queensland | Summer | Coincident | 2029 | POE10 | NA | 234.391 | QLD Woolooga (Energex) |  |  | FALSE | #N/A | #N/A | #N/A | #N/A | #N/A | #N/A | #N/A | #N/A | #N/A | #N/A
TRUE | QLD | QWLG | Woolooga (Energex) | Energy Queensland | Summer | Coincident | 2029 | POE50 | NA | 217.4732 | QLD Woolooga (Energex) |  |  | FALSE | #N/A | #N/A | #N/A | #N/A | #N/A | #N/A | #N/A | #N/A | #N/A | #N/A
TRUE | QLD | QWLG | Woolooga (Energex) | Energy Queensland | Summer | Non-coincident | 2029 | POE10 | NA | 247.0935 | QLD Woolooga (Energex) |  |  | FALSE | #N/A | #N/A | #N/A | #N/A | #N/A | #N/A | #N/A | #N/A | #N/A | #N/A
TRUE | QLD | QWLG | Woolooga (Energex) | Energy Queensland | Summer | Coincident | 2030 | POE10 | NA | 236.6355 | QLD Woolooga (Energex) |  |  | FALSE | #N/A | #N/A | #N/A | #N/A | #N/A | #N/A | #N/A | #N/A | #N/A | #N/A
TRUE | QLD | QWLG | Woolooga (Energex) | Energy Queensland | Summer | Coincident | 2030 | POE50 | NA | 218.4193 | QLD Woolooga (Energex) |  |  | FALSE | #N/A | #N/A | #N/A | #N/A | #N/A | #N/A | #N/A | #N/A | #N/A | #N/A
TRUE | QLD | QWLG | Woolooga (Energex) | Energy Queensland | Summer | Non-coincident | 2030 | POE10 | NA | 249.4336 | QLD Woolooga (Energex) |  |  | FALSE | #N/A | #N/A | #N/A | #N/A | #N/A | #N/A | #N/A | #N/A | #N/A | #N/A
TRUE | QLD | QWLG | Woolooga (Energex) | Energy Queensland | Winter | Non-coincident | 2019 | BASEYEARPOE10 | NA | 275.6315 | QLD Woolooga (Energex) |  |  | FALSE | #N/A | #N/A | #N/A | #N/A | #N/A | #N/A | #N/A | #N/A | #N/A | #N/A
TRUE | QLD | QWLG | Woolooga (Energex) | Energy Queensland | Winter | Coincident | 2020 | POE10 | NA | 266.8136 | QLD Woolooga (Energex) |  |  | FALSE | #N/A | #N/A | #N/A | #N/A | #N/A | #N/A | #N/A | #N/A | #N/A | #N/A
TRUE | QLD | QWLG | Woolooga (Energex) | Energy Queensland | Winter | Coincident | 2020 | POE50 | NA | 253.0347 | QLD Woolooga (Energex) |  |  | FALSE | #N/A | #N/A | #N/A | #N/A | #N/A | #N/A | #N/A | #N/A | #N/A | #N/A
TRUE | QLD | QWLG | Woolooga (Energex) | Energy Queensland | Winter | Non-coincident | 2020 | POE10 | NA | 277.5286 | QLD Woolooga (Energex) |  |  | FALSE | #N/A | #N/A | #N/A | #N/A | #N/A | #N/A | #N/A | #N/A | #N/A | #N/A
TRUE | QLD | QWLG | Woolooga (Energex) | Energy Queensland | Winter | Coincident | 2021 | POE10 | NA | 266.7942 | QLD Woolooga (Energex) |  |  | FALSE | #N/A | #N/A | #N/A | #N/A | #N/A | #N/A | #N/A | #N/A | #N/A | #N/A
TRUE | QLD | QWLG | Woolooga (Energex) | Energy Queensland | Winter | Coincident | 2021 | POE50 | NA | 252.9398 | QLD Woolooga (Energex) |  |  | FALSE | #N/A | #N/A | #N/A | #N/A | #N/A | #N/A | #N/A | #N/A | #N/A | #N/A
TRUE | QLD | QWLG | Woolooga (Energex) | Energy Queensland | Winter | Non-coincident | 2021 | POE10 | NA | 279.8594 | QLD Woolooga (Energex) |  |  | FALSE | #N/A | #N/A | #N/A | #N/A | #N/A | #N/A | #N/A | #N/A | #N/A | #N/A
TRUE | QLD | QWLG | Woolooga (Energex) | Energy Queensland | Winter | Coincident | 2022 | POE10 | NA | 275.002 | QLD Woolooga (Energex) |  |  | FALSE | #N/A | #N/A | #N/A | #N/A | #N/A | #N/A | #N/A | #N/A | #N/A | #N/A
TRUE | QLD | QWLG | Woolooga (Energex) | Energy Queensland | Winter | Coincident | 2022 | POE50 | NA | 260.755 | QLD Woolooga (Energex) |  |  | FALSE | #N/A | #N/A | #N/A | #N/A | #N/A | #N/A | #N/A | #N/A | #N/A | #N/A
TRUE | QLD | QWLG | Woolooga (Energex) | Energy Queensland | Winter | Non-coincident | 2022 | POE10 | NA | 282.2242 | QLD Woolooga (Energex) |  |  | FALSE | #N/A | #N/A | #N/A | #N/A | #N/A | #N/A | #N/A | #N/A | #N/A | #N/A
TRUE | QLD | QWLG | Woolooga (Energex) | Energy Queensland | Winter | Coincident | 2023 | POE10 | NA | 279.9972 | QLD Woolooga (Energex) |  |  | FALSE | #N/A | #N/A | #N/A | #N/A | #N/A | #N/A | #N/A | #N/A | #N/A | #N/A
TRUE | QLD | QWLG | Woolooga (Energex) | Energy Queensland | Winter | Coincident | 2023 | POE50 | NA | 265.2344 | QLD Woolooga (Energex) |  |  | FALSE | #N/A | #N/A | #N/A | #N/A | #N/A | #N/A | #N/A | #N/A | #N/A | #N/A
TRUE | QLD | QWLG | Woolooga (Energex) | Energy Queensland | Winter | Non-coincident | 2023 | POE10 | NA | 284.7205 | QLD Woolooga (Energex) |  |  | FALSE | #N/A | #N/A | #N/A | #N/A | #N/A | #N/A | #N/A | #N/A | #N/A | #N/A
TRUE | QLD | QWLG | Woolooga (Energex) | Energy Queensland | Winter | Coincident | 2024 | POE10 | NA | 286.4081 | QLD Woolooga (Energex) |  |  | FALSE | #N/A | #N/A | #N/A | #N/A | #N/A | #N/A | #N/A | #N/A | #N/A | #N/A
TRUE | QLD | QWLG | Woolooga (Energex) | Energy Queensland | Winter | Coincident | 2024 | POE50 | NA | 270.2494 | QLD Woolooga (Energex) |  |  | FALSE | #N/A | #N/A | #N/A | #N/A | #N/A | #N/A | #N/A | #N/A | #N/A | #N/A
TRUE | QLD | QWLG | Woolooga (Energex) | Energy Queensland | Winter | Non-coincident | 2024 | POE10 | NA | 286.9565 | QLD Woolooga (Energex) |  |  | FALSE | #N/A | #N/A | #N/A | #N/A | #N/A | #N/A | #N/A | #N/A | #N/A | #N/A
TRUE | QLD | QWLG | Woolooga (Energex) | Energy Queensland | Winter | Coincident | 2025 | POE10 | NA | 287.7187 | QLD Woolooga (Energex) |  |  | FALSE | #N/A | #N/A | #N/A | #N/A | #N/A | #N/A | #N/A | #N/A | #N/A | #N/A
TRUE | QLD | QWLG | Woolooga (Energex) | Energy Queensland | Winter | Coincident | 2025 | POE50 | NA | 272.0534 | QLD Woolooga (Energex) |  |  | FALSE | #N/A | #N/A | #N/A | #N/A | #N/A | #N/A | #N/A | #N/A | #N/A | #N/A
TRUE | QLD | QWLG | Woolooga (Energex) | Energy Queensland | Winter | Non-coincident | 2025 | POE10 | NA | 289.1611 | QLD Woolooga (Energex) |  |  | FALSE | #N/A | #N/A | #N/A | #N/A | #N/A | #N/A | #N/A | #N/A | #N/A | #N/A
TRUE | QLD | QWLG | Woolooga (Energex) | Energy Queensland | Winter | Coincident | 2026 | POE10 | NA | 289.6653 | QLD Woolooga (Energex) |  |  | FALSE | #N/A | #N/A | #N/A | #N/A | #N/A | #N/A | #N/A | #N/A | #N/A | #N/A
TRUE | QLD | QWLG | Woolooga (Energex) | Energy Queensland | Winter | Coincident | 2026 | POE50 | NA | 274.3931 | QLD Woolooga (Energex) |  |  | FALSE | #N/A | #N/A | #N/A | #N/A | #N/A | #N/A | #N/A | #N/A | #N/A | #N/A
TRUE | QLD | QWLG | Woolooga (Energex) | Energy Queensland | Winter | Non-coincident | 2026 | POE10 | NA | 291.3138 | QLD Woolooga (Energex) |  |  | FALSE | #N/A | #N/A | #N/A | #N/A | #N/A | #N/A | #N/A | #N/A | #N/A | #N/A
TRUE | QLD | QWLG | Woolooga (Energex) | Energy Queensland | Winter | Coincident | 2027 | POE10 | NA | 291.368 | QLD Woolooga (Energex) |  |  | FALSE | #N/A | #N/A | #N/A | #N/A | #N/A | #N/A | #N/A | #N/A | #N/A | #N/A
TRUE | QLD | QWLG | Woolooga (Energex) | Energy Queensland | Winter | Coincident | 2027 | POE50 | NA | 276.0186 | QLD Woolooga (Energex) |  |  | FALSE | #N/A | #N/A | #N/A | #N/A | #N/A | #N/A | #N/A | #N/A | #N/A | #N/A
TRUE | QLD | QWLG | Woolooga (Energex) | Energy Queensland | Winter | Non-coincident | 2027 | POE10 | NA | 293.3104 | QLD Woolooga (Energex) |  |  | FALSE | #N/A | #N/A | #N/A | #N/A | #N/A | #N/A | #N/A | #N/A | #N/A | #N/A
TRUE | QLD | QWLG | Woolooga (Energex) | Energy Queensland | Winter | Coincident | 2028 | POE10 | NA | 296.9883 | QLD Woolooga (Energex) |  |  | FALSE | #N/A | #N/A | #N/A | #N/A | #N/A | #N/A | #N/A | #N/A | #N/A | #N/A
TRUE | QLD | QWLG | Woolooga (Energex) | Energy Queensland | Winter | Coincident | 2028 | POE50 | NA | 279.1768 | QLD Woolooga (Energex) |  |  | FALSE | #N/A | #N/A | #N/A | #N/A | #N/A | #N/A | #N/A | #N/A | #N/A | #N/A
TRUE | QLD | QWLG | Woolooga (Energex) | Energy Queensland | Winter | Non-coincident | 2028 | POE10 | NA | 296.9883 | QLD Woolooga (Energex) |  |  | FALSE | #N/A | #N/A | #N/A | #N/A | #N/A | #N/A | #N/A | #N/A | #N/A | #N/A
TRUE | QLD | QWLG | Woolooga (Energex) | Energy Queensland | Winter | Coincident | 2029 | POE10 | NA | 298.0471 | QLD Woolooga (Energex) |  |  | FALSE | #N/A | #N/A | #N/A | #N/A | #N/A | #N/A | #N/A | #N/A | #N/A | #N/A
TRUE | QLD | QWLG | Woolooga (Energex) | Energy Queensland | Winter | Coincident | 2029 | POE50 | NA | 281.6462 | QLD Woolooga (Energex) |  |  | FALSE | #N/A | #N/A | #N/A | #N/A | #N/A | #N/A | #N/A | #N/A | #N/A | #N/A
TRUE | QLD | QWLG | Woolooga (Energex) | Energy Queensland | Winter | Non-coincident | 2029 | POE10 | NA | 298.6566 | QLD Woolooga (Energex) |  |  | FALSE | #N/A | #N/A | #N/A | #N/A | #N/A | #N/A | #N/A | #N/A | #N/A | #N/A
TRUE | QLD | QWLN | Woolooga (Ergon) | Energy Queensland | Shoulder | Coincident | 2017 | ACTUAL_OPG | 1.6193 | 12.7564 | QLD Woolooga (Ergon) |  |  | FALSE | #N/A | #N/A | #N/A | #N/A | #N/A | #N/A | #N/A | #N/A | #N/A | #N/A
TRUE | QLD | QWLN | Woolooga (Ergon) | Energy Queensland | Shoulder | Coincident | 2017 | ACTUAL_RAW | 1.6193 | 12.7564 | QLD Woolooga (Ergon) |  |  | FALSE | #N/A | #N/A | #N/A | #N/A | #N/A | #N/A | #N/A | #N/A | #N/A | #N/A
TRUE | QLD | QWLN | Woolooga (Ergon) | Energy Queensland | Shoulder | Non-coincident | 2017 | ACTUAL_RAW | -19.0216 | 16.67 | QLD Woolooga (Ergon) |  |  | FALSE | #N/A | #N/A | #N/A | #N/A | #N/A | #N/A | #N/A | #N/A | #N/A | #N/A
TRUE | QLD | QWLN | Woolooga (Ergon) | Energy Queensland | Shoulder | Non-coincident | 2017 | ACTUAL_OPG | -19.0216 | 16.67 | QLD Woolooga (Ergon) |  |  | FALSE | #N/A | #N/A | #N/A | #N/A | #N/A | #N/A | #N/A | #N/A | #N/A | #N/A
TRUE | QLD | QWLN | Woolooga (Ergon) | Energy Queensland | Shoulder | Non-coincident | 2017 | ACTUAL_ADJUSTEDOPG | 3.3643 | 12.0966 | QLD Woolooga (Ergon) |  |  | FALSE | #N/A | #N/A | #N/A | #N/A | #N/A | #N/A | #N/A | #N/A | #N/A | #N/A
TRUE | QLD | QWLN | Woolooga (Ergon) | Energy Queensland | Shoulder | Coincident | 2018 | ACTUAL_OPG | 4.6915 | -5.974 | QLD Woolooga (Ergon) |  |  | FALSE | #N/A | #N/A | #N/A | #N/A | #N/A | #N/A | #N/A | #N/A | #N/A | #N/A
TRUE | QLD | QWLN | Woolooga (Ergon) | Energy Queensland | Shoulder | Coincident | 2018 | ACTUAL_RAW | 4.6915 | -5.974 | QLD Woolooga (Ergon) |  |  | FALSE | #N/A | #N/A | #N/A | #N/A | #N/A | #N/A | #N/A | #N/A | #N/A | #N/A
TRUE | QLD | QWLN | Woolooga (Ergon) | Energy Queensland | Shoulder | Non-coincident | 2018 | ACTUAL_RAW | -19.6807 | 15.0578 | QLD Woolooga (Ergon) |  |  | FALSE | #N/A | #N/A | #N/A | #N/A | #N/A | #N/A | #N/A | #N/A | #N/A | #N/A
TRUE | QLD | QWLN | Woolooga (Ergon) | Energy Queensland | Shoulder | Non-coincident | 2018 | ACTUAL_OPG | -19.6807 | 15.0578 | QLD Woolooga (Ergon) |  |  | FALSE | #N/A | #N/A | #N/A | #N/A | #N/A | #N/A | #N/A | #N/A | #N/A | #N/A
TRUE | QLD | QWLN | Woolooga (Ergon) | Energy Queensland | Shoulder | Coincident | 2019 | ACTUAL_OPG | -10.6937 | 8.4526 | QLD Woolooga (Ergon) |  |  | FALSE | #N/A | #N/A | #N/A | #N/A | #N/A | #N/A | #N/A | #N/A | #N/A | #N/A
TRUE | QLD | QWLN | Woolooga (Ergon) | Energy Queensland | Shoulder | Coincident | 2019 | ACTUAL_RAW | -10.6937 | 8.4526 | QLD Woolooga (Ergon) |  |  | FALSE | #N/A | #N/A | #N/A | #N/A | #N/A | #N/A | #N/A | #N/A | #N/A | #N/A
TRUE | QLD | QWLN | Woolooga (Ergon) | Energy Queensland | Shoulder | Non-coincident | 2019 | ACTUAL_RAW | -19.8557 | 13.8763 | QLD Woolooga (Ergon) |  |  | FALSE | #N/A | #N/A | #N/A | #N/A | #N/A | #N/A | #N/A | #N/A | #N/A | #N/A
TRUE | QLD | QWLN | Woolooga (Ergon) | Energy Queensland | Shoulder | Non-coincident | 2019 | ACTUAL_OPG | -19.8557 | 13.8763 | QLD Woolooga (Ergon) |  |  | FALSE | #N/A | #N/A | #N/A | #N/A | #N/A | #N/A | #N/A | #N/A | #N/A | #N/A
TRUE | QLD | QWLN | Woolooga (Ergon) | Energy Queensland | Shoulder | Non-coincident | 2019 | ACTUAL_ADJUSTEDOPG | 0.2439 | 12.0815 | QLD Woolooga (Ergon) |  |  | FALSE | #N/A | #N/A | #N/A | #N/A | #N/A | #N/A | #N/A | #N/A | #N/A | #N/A
TRUE | QLD | QWLN | Woolooga (Ergon) | Energy Queensland | Shoulder | Non-coincident | 2019 | BASEYEARPOE90 | -0.48239 | NA | QLD Woolooga (Ergon) |  |  | FALSE | #N/A | #N/A | #N/A | #N/A | #N/A | #N/A | #N/A | #N/A | #N/A | #N/A
TRUE | QLD | QWLN | Woolooga (Ergon) | Energy Queensland | Shoulder | Non-coincident | 2019 | BASEYEARPOE50 | 0.51175 | 12.6306 | QLD Woolooga (Ergon) |  |  | FALSE | #N/A | #N/A | #N/A | #N/A | #N/A | #N/A | #N/A | #N/A | #N/A | #N/A
TRUE | QLD | QWLN | Woolooga (Ergon) | Energy Queensland | Shoulder | Coincident | 2020 | ACTUAL_OPG | 2.8187 | 13.0089 | QLD Woolooga (Ergon) |  |  | FALSE | #N/A | #N/A | #N/A | #N/A | #N/A | #N/A | #N/A | #N/A | #N/A | #N/A
TRUE | QLD | QWLN | Woolooga (Ergon) | Energy Queensland | Shoulder | Coincident | 2020 | ACTUAL_RAW | 2.8187 | 13.0089 | QLD Woolooga (Ergon) |  |  | FALSE | #N/A | #N/A | #N/A | #N/A | #N/A | #N/A | #N/A | #N/A | #N/A | #N/A
TRUE | QLD | QWLN | Woolooga (Ergon) | Energy Queensland | Shoulder | Non-coincident | 2020 | ACTUAL_RAW | 2.2477 | 13.8189 | QLD Woolooga (Ergon) |  |  | FALSE | #N/A | #N/A | #N/A | #N/A | #N/A | #N/A | #N/A | #N/A | #N/A | #N/A
TRUE | QLD | QWLN | Woolooga (Ergon) | Energy Queensland | Shoulder | Non-coincident | 2020 | ACTUAL_OPG | 2.2477 | 13.8189 | QLD Woolooga (Ergon) |  |  | FALSE | #N/A | #N/A | #N/A | #N/A | #N/A | #N/A | #N/A | #N/A | #N/A | #N/A
TRUE | QLD | QWLN | Woolooga (Ergon) | Energy Queensland | Shoulder | Non-coincident | 2020 | ACTUAL_ADJUSTEDOPG | 2.2477 | 13.8189 | QLD Woolooga (Ergon) |  |  | FALSE | #N/A | #N/A | #N/A | #N/A | #N/A | #N/A | #N/A | #N/A | #N/A | #N/A
TRUE | QLD | QWLN | Woolooga (Ergon) | Energy Queensland | Shoulder | Coincident_unreconciled | 2021 | POE50 | -0.38912 | NA | QLD Woolooga (Ergon) |  |  | FALSE | #N/A | #N/A | #N/A | #N/A | #N/A | #N/A | #N/A | #N/A | #N/A | #N/A
TRUE | QLD | QWLN | Woolooga (Ergon) | Energy Queensland | Shoulder | Coincident_unreconciled | 2021 | POE90 | -0.67846 | NA | QLD Woolooga (Ergon) |  |  | FALSE | #N/A | #N/A | #N/A | #N/A | #N/A | #N/A | #N/A | #N/A | #N/A | #N/A
TRUE | QLD | QWLN | Woolooga (Ergon) | Energy Queensland | Shoulder | Non-coincident | 2021 | POE50 | -1.5641 | 12.6551 | QLD Woolooga (Ergon) |  |  | FALSE | #N/A | #N/A | #N/A | #N/A | #N/A | #N/A | #N/A | #N/A | #N/A | #N/A
TRUE | QLD | QWLN | Woolooga (Ergon) | Energy Queensland | Shoulder | Non-coincident | 2021 | POE90 | -2.7271 | NA | QLD Woolooga (Ergon) |  |  | FALSE | #N/A | #N/A | #N/A | #N/A | #N/A | #N/A | #N/A | #N/A | #N/A | #N/A
TRUE | QLD | QWLN | Woolooga (Ergon) | Energy Queensland | Shoulder | Coincident_unreconciled | 2022 | POE50 | -0.65082 | NA | QLD Woolooga (Ergon) |  |  | FALSE | #N/A | #N/A | #N/A | #N/A | #N/A | #N/A | #N/A | #N/A | #N/A | #N/A
TRUE | QLD | QWLN | Woolooga (Ergon) | Energy Queensland | Shoulder | Coincident_unreconciled | 2022 | POE90 | -0.9413 | NA | QLD Woolooga (Ergon) |  |  | FALSE | #N/A | #N/A | #N/A | #N/A | #N/A | #N/A | #N/A | #N/A | #N/A | #N/A
TRUE | QLD | QWLN | Woolooga (Ergon) | Energy Queensland | Shoulder | Non-coincident | 2022 | POE50 | -2.616 | 12.6992 | QLD Woolooga (Ergon) |  |  | FALSE | #N/A | #N/A | #N/A | #N/A | #N/A | #N/A | #N/A | #N/A | #N/A | #N/A
TRUE | QLD | QWLN | Woolooga (Ergon) | Energy Queensland | Shoulder | Non-coincident | 2022 | POE90 | -3.7837 | NA | QLD Woolooga (Ergon) |  |  | FALSE | #N/A | #N/A | #N/A | #N/A | #N/A | #N/A | #N/A | #N/A | #N/A | #N/A
TRUE | QLD | QWLN | Woolooga (Ergon) | Energy Queensland | Shoulder | Coincident_unreconciled | 2023 | POE50 | -0.88345 | NA | QLD Woolooga (Ergon) |  |  | FALSE | #N/A | #N/A | #N/A | #N/A | #N/A | #N/A | #N/A | #N/A | #N/A | #N/A
TRUE | QLD | QWLN | Woolooga (Ergon) | Energy Queensland | Shoulder | Coincident_unreconciled | 2023 | POE90 | -1.1753 | NA | QLD Woolooga (Ergon) |  |  | FALSE | #N/A | #N/A | #N/A | #N/A | #N/A | #N/A | #N/A | #N/A | #N/A | #N/A
TRUE | QLD | QWLN | Woolooga (Ergon) | Energy Queensland | Shoulder | Non-coincident | 2023 | POE50 | -3.5511 | 12.7542 | QLD Woolooga (Ergon) |  |  | FALSE | #N/A | #N/A | #N/A | #N/A | #N/A | #N/A | #N/A | #N/A | #N/A | #N/A
TRUE | QLD | QWLN | Woolooga (Ergon) | Energy Queensland | Shoulder | Non-coincident | 2023 | POE90 | -4.7243 | NA | QLD Woolooga (Ergon) |  |  | FALSE | #N/A | #N/A | #N/A | #N/A | #N/A | #N/A | #N/A | #N/A | #N/A | #N/A
TRUE | QLD | QWLN | Woolooga (Ergon) | Energy Queensland | Shoulder | Coincident_unreconciled | 2024 | POE50 | -0.97558 | NA | QLD Woolooga (Ergon) |  |  | FALSE | #N/A | #N/A | #N/A | #N/A | #N/A | #N/A | #N/A | #N/A | #N/A | #N/A
TRUE | QLD | QWLN | Woolooga (Ergon) | Energy Queensland | Shoulder | Coincident_unreconciled | 2024 | POE90 | -1.2688 | NA | QLD Woolooga (Ergon) |  |  | FALSE | #N/A | #N/A | #N/A | #N/A | #N/A | #N/A | #N/A | #N/A | #N/A | #N/A
TRUE | QLD | QWLN | Woolooga (Ergon) | Energy Queensland | Shoulder | Non-coincident | 2024 | POE50 | -3.9214 | 12.7824 | QLD Woolooga (Ergon) |  |  | FALSE | #N/A | #N/A | #N/A | #N/A | #N/A | #N/A | #N/A | #N/A | #N/A | #N/A
TRUE | QLD | QWLN | Woolooga (Ergon) | Energy Queensland | Shoulder | Non-coincident | 2024 | POE90 | -5.1002 | NA | QLD Woolooga (Ergon) |  |  | FALSE | #N/A | #N/A | #N/A | #N/A | #N/A | #N/A | #N/A | #N/A | #N/A | #N/A
TRUE | QLD | QWLN | Woolooga (Ergon) | Energy Queensland | Shoulder | Coincident_unreconciled | 2025 | POE50 | -1.0201 | NA | QLD Woolooga (Ergon) |  |  | FALSE | #N/A | #N/A | #N/A | #N/A | #N/A | #N/A | #N/A | #N/A | #N/A | #N/A
TRUE | QLD | QWLN | Woolooga (Ergon) | Energy Queensland | Shoulder | Coincident_unreconciled | 2025 | POE90 | -1.3147 | NA | QLD Woolooga (Ergon) |  |  | FALSE | #N/A | #N/A | #N/A | #N/A | #N/A | #N/A | #N/A | #N/A | #N/A | #N/A
TRUE | QLD | QWLN | Woolooga (Ergon) | Energy Queensland | Shoulder | Non-coincident | 2025 | POE50 | -4.1004 | 12.7841 | QLD Woolooga (Ergon) |  |  | FALSE | #N/A | #N/A | #N/A | #N/A | #N/A | #N/A | #N/A | #N/A | #N/A | #N/A
TRUE | QLD | QWLN | Woolooga (Ergon) | Energy Queensland | Shoulder | Non-coincident | 2025 | POE90 | -5.2847 | NA | QLD Woolooga (Ergon) |  |  | FALSE | #N/A | #N/A | #N/A | #N/A | #N/A | #N/A | #N/A | #N/A | #N/A | #N/A
TRUE | QLD | QWLN | Woolooga (Ergon) | Energy Queensland | Shoulder | Coincident_unreconciled | 2026 | POE50 | -1.0622 | NA | QLD Woolooga (Ergon) |  |  | FALSE | #N/A | #N/A | #N/A | #N/A | #N/A | #N/A | #N/A | #N/A | #N/A | #N/A
TRUE | QLD | QWLN | Woolooga (Ergon) | Energy Queensland | Shoulder | Coincident_unreconciled | 2026 | POE90 | -1.3582 | NA | QLD Woolooga (Ergon) |  |  | FALSE | #N/A | #N/A | #N/A | #N/A | #N/A | #N/A | #N/A | #N/A | #N/A | #N/A
TRUE | QLD | QWLN | Woolooga (Ergon) | Energy Queensland | Shoulder | Non-coincident | 2026 | POE50 | -4.2696 | 12.7759 | QLD Woolooga (Ergon) |  |  | FALSE | #N/A | #N/A | #N/A | #N/A | #N/A | #N/A | #N/A | #N/A | #N/A | #N/A
TRUE | QLD | QWLN | Woolooga (Ergon) | Energy Queensland | Shoulder | Non-coincident | 2026 | POE90 | -5.4595 | NA | QLD Woolooga (Ergon) |  |  | FALSE | #N/A | #N/A | #N/A | #N/A | #N/A | #N/A | #N/A | #N/A | #N/A | #N/A
TRUE | QLD | QWLN | Woolooga (Ergon) | Energy Queensland | Shoulder | Coincident_unreconciled | 2027 | POE50 | -1.0937 | NA | QLD Woolooga (Ergon) |  |  | FALSE | #N/A | #N/A | #N/A | #N/A | #N/A | #N/A | #N/A | #N/A | #N/A | #N/A
TRUE | QLD | QWLN | Woolooga (Ergon) | Energy Queensland | Shoulder | Coincident_unreconciled | 2027 | POE90 | -1.3911 | NA | QLD Woolooga (Ergon) |  |  | FALSE | #N/A | #N/A | #N/A | #N/A | #N/A | #N/A | #N/A | #N/A | #N/A | #N/A
TRUE | QLD | QWLN | Woolooga (Ergon) | Energy Queensland | Shoulder | Non-coincident | 2027 | POE50 | -4.3963 | 12.7565 | QLD Woolooga (Ergon) |  |  | FALSE | #N/A | #N/A | #N/A | #N/A | #N/A | #N/A | #N/A | #N/A | #N/A | #N/A
TRUE | QLD | QWLN | Woolooga (Ergon) | Energy Queensland | Shoulder | Non-coincident | 2027 | POE90 | -5.5917 | NA | QLD Woolooga (Ergon) |  |  | FALSE | #N/A | #N/A | #N/A | #N/A | #N/A | #N/A | #N/A | #N/A | #N/A | #N/A
TRUE | QLD | QWLN | Woolooga (Ergon) | Energy Queensland | Shoulder | Coincident_unreconciled | 2028 | POE50 | -1.1175 | NA | QLD Woolooga (Ergon) |  |  | FALSE | #N/A | #N/A | #N/A | #N/A | #N/A | #N/A | #N/A | #N/A | #N/A | #N/A
TRUE | QLD | QWLN | Woolooga (Ergon) | Energy Queensland | Shoulder | Coincident_unreconciled | 2028 | POE90 | -1.4163 | NA | QLD Woolooga (Ergon) |  |  | FALSE | #N/A | #N/A | #N/A | #N/A | #N/A | #N/A | #N/A | #N/A | #N/A | #N/A
TRUE | QLD | QWLN | Woolooga (Ergon) | Energy Queensland | Shoulder | Non-coincident | 2028 | POE50 | -4.492 | 12.7717 | QLD Woolooga (Ergon) |  |  | FALSE | #N/A | #N/A | #N/A | #N/A | #N/A | #N/A | #N/A | #N/A | #N/A | #N/A
TRUE | QLD | QWLN | Woolooga (Ergon) | Energy Queensland | Shoulder | Non-coincident | 2028 | POE90 | -5.6928 | NA | QLD Woolooga (Ergon) |  |  | FALSE | #N/A | #N/A | #N/A | #N/A | #N/A | #N/A | #N/A | #N/A | #N/A | #N/A
TRUE | QLD | QWLN | Woolooga (Ergon) | Energy Queensland | Shoulder | Coincident_unreconciled | 2029 | POE50 | -1.1416 | NA | QLD Woolooga (Ergon) |  |  | FALSE | #N/A | #N/A | #N/A | #N/A | #N/A | #N/A | #N/A | #N/A | #N/A | #N/A
TRUE | QLD | QWLN | Woolooga (Ergon) | Energy Queensland | Shoulder | Coincident_unreconciled | 2029 | POE90 | -1.4417 | NA | QLD Woolooga (Ergon) |  |  | FALSE | #N/A | #N/A | #N/A | #N/A | #N/A | #N/A | #N/A | #N/A | #N/A | #N/A
TRUE | QLD | QWLN | Woolooga (Ergon) | Energy Queensland | Shoulder | Non-coincident | 2029 | POE50 | -4.5887 | 12.833 | QLD Woolooga (Ergon) |  |  | FALSE | #N/A | #N/A | #N/A | #N/A | #N/A | #N/A | #N/A | #N/A | #N/A | #N/A
TRUE | QLD | QWLN | Woolooga (Ergon) | Energy Queensland | Shoulder | Non-coincident | 2029 | POE90 | -5.795 | NA | QLD Woolooga (Ergon) |  |  | FALSE | #N/A | #N/A | #N/A | #N/A | #N/A | #N/A | #N/A | #N/A | #N/A | #N/A
TRUE | QLD | QWLN | Woolooga (Ergon) | Energy Queensland | Shoulder | Coincident_unreconciled | 2030 | POE50 | -1.1686 | NA | QLD Woolooga (Ergon) |  |  | FALSE | #N/A | #N/A | #N/A | #N/A | #N/A | #N/A | #N/A | #N/A | #N/A | #N/A
TRUE | QLD | QWLN | Woolooga (Ergon) | Energy Queensland | Shoulder | Coincident_unreconciled | 2030 | POE90 | -1.47 | NA | QLD Woolooga (Ergon) |  |  | FALSE | #N/A | #N/A | #N/A | #N/A | #N/A | #N/A | #N/A | #N/A | #N/A | #N/A
TRUE | QLD | QWLN | Woolooga (Ergon) | Energy Queensland | Shoulder | Non-coincident | 2030 | POE50 | -4.6972 | 12.896 | QLD Woolooga (Ergon) |  |  | FALSE | #N/A | #N/A | #N/A | #N/A | #N/A | #N/A | #N/A | #N/A | #N/A | #N/A
TRUE | QLD | QWLN | Woolooga (Ergon) | Energy Queensland | Shoulder | Non-coincident | 2030 | POE90 | -5.9089 | NA | QLD Woolooga (Ergon) |  |  | FALSE | #N/A | #N/A | #N/A | #N/A | #N/A | #N/A | #N/A | #N/A | #N/A | #N/A
TRUE | QLD | QWLN | Woolooga (Ergon) | Energy Queensland | Summer | Coincident | 2017 | ACTUAL_OPG | 10.2825 | -0.7186 | QLD Woolooga (Ergon) |  |  | FALSE | #N/A | #N/A | #N/A | #N/A | #N/A | #N/A | #N/A | #N/A | #N/A | #N/A
TRUE | QLD | QWLN | Woolooga (Ergon) | Energy Queensland | Summer | Coincident | 2017 | ACTUAL_RAW | 10.2825 | -0.7186 | QLD Woolooga (Ergon) |  |  | FALSE | #N/A | #N/A | #N/A | #N/A | #N/A | #N/A | #N/A | #N/A | #N/A | #N/A
TRUE | QLD | QWLN | Woolooga (Ergon) | Energy Queensland | Summer | Non-coincident | 2017 | ACTUAL_RAW | -16.9871 | 30.3342 | QLD Woolooga (Ergon) |  |  | FALSE | #N/A | #N/A | #N/A | #N/A | #N/A | #N/A | #N/A | #N/A | #N/A | #N/A
TRUE | QLD | QWLN | Woolooga (Ergon) | Energy Queensland | Summer | Non-coincident | 2017 | ACTUAL_OPG | -16.9871 | 30.3342 | QLD Woolooga (Ergon) |  |  | FALSE | #N/A | #N/A | #N/A | #N/A | #N/A | #N/A | #N/A | #N/A | #N/A | #N/A
TRUE | QLD | QWLN | Woolooga (Ergon) | Energy Queensland | Summer | Coincident | 2018 | ACTUAL_OPG | -2.0485 | 6.6421 | QLD Woolooga (Ergon) |  |  | FALSE | #N/A | #N/A | #N/A | #N/A | #N/A | #N/A | #N/A | #N/A | #N/A | #N/A
TRUE | QLD | QWLN | Woolooga (Ergon) | Energy Queensland | Summer | Coincident | 2018 | ACTUAL_RAW | -2.0485 | 6.6421 | QLD Woolooga (Ergon) |  |  | FALSE | #N/A | #N/A | #N/A | #N/A | #N/A | #N/A | #N/A | #N/A | #N/A | #N/A
TRUE | QLD | QWLN | Woolooga (Ergon) | Energy Queensland | Summer | Non-coincident | 2018 | ACTUAL_RAW | -19.921 | 18.5224 | QLD Woolooga (Ergon) |  |  | FALSE | #N/A | #N/A | #N/A | #N/A | #N/A | #N/A | #N/A | #N/A | #N/A | #N/A
TRUE | QLD | QWLN | Woolooga (Ergon) | Energy Queensland | Summer | Non-coincident | 2018 | ACTUAL_OPG | -19.921 | 18.5224 | QLD Woolooga (Ergon) |  |  | FALSE | #N/A | #N/A | #N/A | #N/A | #N/A | #N/A | #N/A | #N/A | #N/A | #N/A
TRUE | QLD | QWLN | Woolooga (Ergon) | Energy Queensland | Summer | Coincident | 2019 | ACTUAL_OPG | 5.4258 | 18.4566 | QLD Woolooga (Ergon) |  |  | FALSE | #N/A | #N/A | #N/A | #N/A | #N/A | #N/A | #N/A | #N/A | #N/A | #N/A
TRUE | QLD | QWLN | Woolooga (Ergon) | Energy Queensland | Summer | Coincident | 2019 | ACTUAL_RAW | 5.4258 | 18.4566 | QLD Woolooga (Ergon) |  |  | FALSE | #N/A | #N/A | #N/A | #N/A | #N/A | #N/A | #N/A | #N/A | #N/A | #N/A
TRUE | QLD | QWLN | Woolooga (Ergon) | Energy Queensland | Summer | Non-coincident | 2019 | ACTUAL_RAW | 2.2997 | 19.5452 | QLD Woolooga (Ergon) |  |  | FALSE | #N/A | #N/A | #N/A | #N/A | #N/A | #N/A | #N/A | #N/A | #N/A | #N/A
TRUE | QLD | QWLN | Woolooga (Ergon) | Energy Queensland | Summer | Non-coincident | 2019 | ACTUAL_OPG | 2.2997 | 19.5452 | QLD Woolooga (Ergon) |  |  | FALSE | #N/A | #N/A | #N/A | #N/A | #N/A | #N/A | #N/A | #N/A | #N/A | #N/A
TRUE | QLD | QWLN | Woolooga (Ergon) | Energy Queensland | Summer | Non-coincident | 2019 | ACTUAL_ADJUSTEDOPG | 2.2997 | 19.5452 | QLD Woolooga (Ergon) |  |  | FALSE | #N/A | #N/A | #N/A | #N/A | #N/A | #N/A | #N/A | #N/A | #N/A | #N/A
TRUE | QLD | QWLN | Woolooga (Ergon) | Energy Queensland | Summer | Non-coincident | 2019 | BASEYEARPOE90 | 0.72979 | NA | QLD Woolooga (Ergon) |  |  | FALSE | #N/A | #N/A | #N/A | #N/A | #N/A | #N/A | #N/A | #N/A | #N/A | #N/A
TRUE | QLD | QWLN | Woolooga (Ergon) | Energy Queensland | Summer | Non-coincident | 2019 | BASEYEARPOE50 | 1.3581 | 16.8584 | QLD Woolooga (Ergon) |  |  | FALSE | #N/A | #N/A | #N/A | #N/A | #N/A | #N/A | #N/A | #N/A | #N/A | #N/A
TRUE | QLD | QWLN | Woolooga (Ergon) | Energy Queensland | Summer | Coincident | 2020 | ACTUAL_OPG | 3.1857 | 11.8718 | QLD Woolooga (Ergon) |  |  | FALSE | #N/A | #N/A | #N/A | #N/A | #N/A | #N/A | #N/A | #N/A | #N/A | #N/A
TRUE | QLD | QWLN | Woolooga (Ergon) | Energy Queensland | Summer | Coincident | 2020 | ACTUAL_RAW | 3.1857 | 11.8718 | QLD Woolooga (Ergon) |  |  | FALSE | #N/A | #N/A | #N/A | #N/A | #N/A | #N/A | #N/A | #N/A | #N/A | #N/A
TRUE | QLD | QWLN | Woolooga (Ergon) | Energy Queensland | Summer | Non-coincident | 2020 | ACTUAL_RAW | 1.6391 | 23.6564 | QLD Woolooga (Ergon) |  |  | FALSE | #N/A | #N/A | #N/A | #N/A | #N/A | #N/A | #N/A | #N/A | #N/A | #N/A
TRUE | QLD | QWLN | Woolooga (Ergon) | Energy Queensland | Summer | Non-coincident | 2020 | ACTUAL_OPG | 1.6391 | 23.6564 | QLD Woolooga (Ergon) |  |  | FALSE | #N/A | #N/A | #N/A | #N/A | #N/A | #N/A | #N/A | #N/A | #N/A | #N/A
TRUE | QLD | QWLN | Woolooga (Ergon) | Energy Queensland | Summer | Non-coincident | 2020 | ACTUAL_ADJUSTEDOPG | 1.6391 | 23.6564 | QLD Woolooga (Ergon) |  |  | FALSE | #N/A | #N/A | #N/A | #N/A | #N/A | #N/A | #N/A | #N/A | #N/A | #N/A
TRUE | QLD | QWLN | Woolooga (Ergon) | Energy Queensland | Summer | Coincident_unreconciled | 2021 | POE50 | 0.82952 | NA | QLD Woolooga (Ergon) |  |  | FALSE | #N/A | #N/A | #N/A | #N/A | #N/A | #N/A | #N/A | #N/A | #N/A | #N/A
TRUE | QLD | QWLN | Woolooga (Ergon) | Energy Queensland | Summer | Coincident_unreconciled | 2021 | POE90 | -0.09859 | NA | QLD Woolooga (Ergon) |  |  | FALSE | #N/A | #N/A | #N/A | #N/A | #N/A | #N/A | #N/A | #N/A | #N/A | #N/A
TRUE | QLD | QWLN | Woolooga (Ergon) | Energy Queensland | Summer | Non-coincident | 2021 | POE50 | 0.562 | 16.9801 | QLD Woolooga (Ergon) |  |  | FALSE | #N/A | #N/A | #N/A | #N/A | #N/A | #N/A | #N/A | #N/A | #N/A | #N/A
TRUE | QLD | QWLN | Woolooga (Ergon) | Energy Queensland | Summer | Non-coincident | 2021 | POE90 | -0.18815 | NA | QLD Woolooga (Ergon) |  |  | FALSE | #N/A | #N/A | #N/A | #N/A | #N/A | #N/A | #N/A | #N/A | #N/A | #N/A
TRUE | QLD | QWLN | Woolooga (Ergon) | Energy Queensland | Summer | Coincident_unreconciled | 2022 | POE50 | -0.25946 | NA | QLD Woolooga (Ergon) |  |  | FALSE | #N/A | #N/A | #N/A | #N/A | #N/A | #N/A | #N/A | #N/A | #N/A | #N/A
TRUE | QLD | QWLN | Woolooga (Ergon) | Energy Queensland | Summer | Coincident_unreconciled | 2022 | POE90 | -0.65409 | NA | QLD Woolooga (Ergon) |  |  | FALSE | #N/A | #N/A | #N/A | #N/A | #N/A | #N/A | #N/A | #N/A | #N/A | #N/A
TRUE | QLD | QWLN | Woolooga (Ergon) | Energy Queensland | Summer | Non-coincident | 2022 | POE50 | -0.49515 | 17.0384 | QLD Woolooga (Ergon) |  |  | FALSE | #N/A | #N/A | #N/A | #N/A | #N/A | #N/A | #N/A | #N/A | #N/A | #N/A
TRUE | QLD | QWLN | Woolooga (Ergon) | Energy Queensland | Summer | Non-coincident | 2022 | POE90 | -1.2483 | NA | QLD Woolooga (Ergon) |  |  | FALSE | #N/A | #N/A | #N/A | #N/A | #N/A | #N/A | #N/A | #N/A | #N/A | #N/A
TRUE | QLD | QWLN | Woolooga (Ergon) | Energy Queensland | Summer | Coincident_unreconciled | 2023 | POE50 | -0.74729 | NA | QLD Woolooga (Ergon) |  |  | FALSE | #N/A | #N/A | #N/A | #N/A | #N/A | #N/A | #N/A | #N/A | #N/A | #N/A
TRUE | QLD | QWLN | Woolooga (Ergon) | Energy Queensland | Summer | Coincident_unreconciled | 2023 | POE90 | -1.1438 | NA | QLD Woolooga (Ergon) |  |  | FALSE | #N/A | #N/A | #N/A | #N/A | #N/A | #N/A | #N/A | #N/A | #N/A | #N/A
TRUE | QLD | QWLN | Woolooga (Ergon) | Energy Queensland | Summer | Non-coincident | 2023 | POE50 | -1.4261 | 17.111 | QLD Woolooga (Ergon) |  |  | FALSE | #N/A | #N/A | #N/A | #N/A | #N/A | #N/A | #N/A | #N/A | #N/A | #N/A
TRUE | QLD | QWLN | Woolooga (Ergon) | Energy Queensland | Summer | Non-coincident | 2023 | POE90 | -2.1828 | NA | QLD Woolooga (Ergon) |  |  | FALSE | #N/A | #N/A | #N/A | #N/A | #N/A | #N/A | #N/A | #N/A | #N/A | #N/A
TRUE | QLD | QWLN | Woolooga (Ergon) | Energy Queensland | Summer | Coincident_unreconciled | 2024 | POE50 | -0.91845 | NA | QLD Woolooga (Ergon) |  |  | FALSE | #N/A | #N/A | #N/A | #N/A | #N/A | #N/A | #N/A | #N/A | #N/A | #N/A
TRUE | QLD | QWLN | Woolooga (Ergon) | Energy Queensland | Summer | Coincident_unreconciled | 2024 | POE90 | -1.3168 | NA | QLD Woolooga (Ergon) |  |  | FALSE | #N/A | #N/A | #N/A | #N/A | #N/A | #N/A | #N/A | #N/A | #N/A | #N/A
TRUE | QLD | QWLN | Woolooga (Ergon) | Energy Queensland | Summer | Non-coincident | 2024 | POE50 | -1.7528 | 17.1723 | QLD Woolooga (Ergon) |  |  | FALSE | #N/A | #N/A | #N/A | #N/A | #N/A | #N/A | #N/A | #N/A | #N/A | #N/A
TRUE | QLD | QWLN | Woolooga (Ergon) | Energy Queensland | Summer | Non-coincident | 2024 | POE90 | -2.513 | NA | QLD Woolooga (Ergon) |  |  | FALSE | #N/A | #N/A | #N/A | #N/A | #N/A | #N/A | #N/A | #N/A | #N/A | #N/A
TRUE | QLD | QWLN | Woolooga (Ergon) | Energy Queensland | Summer | Coincident_unreconciled | 2025 | POE50 | -1.0048 | NA | QLD Woolooga (Ergon) |  |  | FALSE | #N/A | #N/A | #N/A | #N/A | #N/A | #N/A | #N/A | #N/A | #N/A | #N/A
TRUE | QLD | QWLN | Woolooga (Ergon) | Energy Queensland | Summer | Coincident_unreconciled | 2025 | POE90 | -1.405 | NA | QLD Woolooga (Ergon) |  |  | FALSE | #N/A | #N/A | #N/A | #N/A | #N/A | #N/A | #N/A | #N/A | #N/A | #N/A
TRUE | QLD | QWLN | Woolooga (Ergon) | Energy Queensland | Summer | Non-coincident | 2025 | POE50 | -1.9175 | 17.222 | QLD Woolooga (Ergon) |  |  | FALSE | #N/A | #N/A | #N/A | #N/A | #N/A | #N/A | #N/A | #N/A | #N/A | #N/A
TRUE | QLD | QWLN | Woolooga (Ergon) | Energy Queensland | Summer | Non-coincident | 2025 | POE90 | -2.6814 | NA | QLD Woolooga (Ergon) |  |  | FALSE | #N/A | #N/A | #N/A | #N/A | #N/A | #N/A | #N/A | #N/A | #N/A | #N/A
TRUE | QLD | QWLN | Woolooga (Ergon) | Energy Queensland | Summer | Coincident_unreconciled | 2026 | POE50 | -1.0873 | NA | QLD Woolooga (Ergon) |  |  | FALSE | #N/A | #N/A | #N/A | #N/A | #N/A | #N/A | #N/A | #N/A | #N/A | #N/A
TRUE | QLD | QWLN | Woolooga (Ergon) | Energy Queensland | Summer | Coincident_unreconciled | 2026 | POE90 | -1.4895 | NA | QLD Woolooga (Ergon) |  |  | FALSE | #N/A | #N/A | #N/A | #N/A | #N/A | #N/A | #N/A | #N/A | #N/A | #N/A
TRUE | QLD | QWLN | Woolooga (Ergon) | Energy Queensland | Summer | Non-coincident | 2026 | POE50 | -2.075 | 17.2713 | QLD Woolooga (Ergon) |  |  | FALSE | #N/A | #N/A | #N/A | #N/A | #N/A | #N/A | #N/A | #N/A | #N/A | #N/A
TRUE | QLD | QWLN | Woolooga (Ergon) | Energy Queensland | Summer | Non-coincident | 2026 | POE90 | -2.8425 | NA | QLD Woolooga (Ergon) |  |  | FALSE | #N/A | #N/A | #N/A | #N/A | #N/A | #N/A | #N/A | #N/A | #N/A | #N/A
TRUE | QLD | QWLN | Woolooga (Ergon) | Energy Queensland | Summer | Coincident_unreconciled | 2027 | POE50 | -1.1469 | NA | QLD Woolooga (Ergon) |  |  | FALSE | #N/A | #N/A | #N/A | #N/A | #N/A | #N/A | #N/A | #N/A | #N/A | #N/A
TRUE | QLD | QWLN | Woolooga (Ergon) | Energy Queensland | Summer | Coincident_unreconciled | 2027 | POE90 | -1.5509 | NA | QLD Woolooga (Ergon) |  |  | FALSE | #N/A | #N/A | #N/A | #N/A | #N/A | #N/A | #N/A | #N/A | #N/A | #N/A
TRUE | QLD | QWLN | Woolooga (Ergon) | Energy Queensland | Summer | Non-coincident | 2027 | POE50 | -2.1888 | 17.3242 | QLD Woolooga (Ergon) |  |  | FALSE | #N/A | #N/A | #N/A | #N/A | #N/A | #N/A | #N/A | #N/A | #N/A | #N/A
TRUE | QLD | QWLN | Woolooga (Ergon) | Energy Queensland | Summer | Non-coincident | 2027 | POE90 | -2.9598 | NA | QLD Woolooga (Ergon) |  |  | FALSE | #N/A | #N/A | #N/A | #N/A | #N/A | #N/A | #N/A | #N/A | #N/A | #N/A
TRUE | QLD | QWLN | Woolooga (Ergon) | Energy Queensland | Summer | Coincident_unreconciled | 2028 | POE50 | -1.1921 | NA | QLD Woolooga (Ergon) |  |  | FALSE | #N/A | #N/A | #N/A | #N/A | #N/A | #N/A | #N/A | #N/A | #N/A | #N/A
TRUE | QLD | QWLN | Woolooga (Ergon) | Energy Queensland | Summer | Coincident_unreconciled | 2028 | POE90 | -1.5979 | NA | QLD Woolooga (Ergon) |  |  | FALSE | #N/A | #N/A | #N/A | #N/A | #N/A | #N/A | #N/A | #N/A | #N/A | #N/A
TRUE | QLD | QWLN | Woolooga (Ergon) | Energy Queensland | Summer | Non-coincident | 2028 | POE50 | -2.275 | 17.4276 | QLD Woolooga (Ergon) |  |  | FALSE | #N/A | #N/A | #N/A | #N/A | #N/A | #N/A | #N/A | #N/A | #N/A | #N/A
TRUE | QLD | QWLN | Woolooga (Ergon) | Energy Queensland | Summer | Non-coincident | 2028 | POE90 | -3.0495 | NA | QLD Woolooga (Ergon) |  |  | FALSE | #N/A | #N/A | #N/A | #N/A | #N/A | #N/A | #N/A | #N/A | #N/A | #N/A
TRUE | QLD | QWLN | Woolooga (Ergon) | Energy Queensland | Summer | Coincident_unreconciled | 2029 | POE50 | -1.2361 | NA | QLD Woolooga (Ergon) |  |  | FALSE | #N/A | #N/A | #N/A | #N/A | #N/A | #N/A | #N/A | #N/A | #N/A | #N/A
TRUE | QLD | QWLN | Woolooga (Ergon) | Energy Queensland | Summer | Coincident_unreconciled | 2029 | POE90 | -1.6438 | NA | QLD Woolooga (Ergon) |  |  | FALSE | #N/A | #N/A | #N/A | #N/A | #N/A | #N/A | #N/A | #N/A | #N/A | #N/A
TRUE | QLD | QWLN | Woolooga (Ergon) | Energy Queensland | Summer | Non-coincident | 2029 | POE50 | -2.3589 | 17.5893 | QLD Woolooga (Ergon) |  |  | FALSE | #N/A | #N/A | #N/A | #N/A | #N/A | #N/A | #N/A | #N/A | #N/A | #N/A
TRUE | QLD | QWLN | Woolooga (Ergon) | Energy Queensland | Summer | Non-coincident | 2029 | POE90 | -3.137 | NA | QLD Woolooga (Ergon) |  |  | FALSE | #N/A | #N/A | #N/A | #N/A | #N/A | #N/A | #N/A | #N/A | #N/A | #N/A
TRUE | QLD | QWLN | Woolooga (Ergon) | Energy Queensland | Summer | Coincident_unreconciled | 2030 | POE50 | -1.2797 | NA | QLD Woolooga (Ergon) |  |  | FALSE | #N/A | #N/A | #N/A | #N/A | #N/A | #N/A | #N/A | #N/A | #N/A | #N/A
TRUE | QLD | QWLN | Woolooga (Ergon) | Energy Queensland | Summer | Coincident_unreconciled | 2030 | POE90 | -1.6893 | NA | QLD Woolooga (Ergon) |  |  | FALSE | #N/A | #N/A | #N/A | #N/A | #N/A | #N/A | #N/A | #N/A | #N/A | #N/A
TRUE | QLD | QWLN | Woolooga (Ergon) | Energy Queensland | Summer | Non-coincident | 2030 | POE50 | -2.4423 | 17.7766 | QLD Woolooga (Ergon) |  |  | FALSE | #N/A | #N/A | #N/A | #N/A | #N/A | #N/A | #N/A | #N/A | #N/A | #N/A
TRUE | QLD | QWLN | Woolooga (Ergon) | Energy Queensland | Summer | Non-coincident | 2030 | POE90 | -3.2238 | NA | QLD Woolooga (Ergon) |  |  | FALSE | #N/A | #N/A | #N/A | #N/A | #N/A | #N/A | #N/A | #N/A | #N/A | #N/A
TRUE | QLD | QWLN | Woolooga (Ergon) | Energy Queensland | Winter | Coincident | 2016 | ACTUAL_OPG | 6.0469 | 12.6544 | QLD Woolooga (Ergon) |  |  | FALSE | #N/A | #N/A | #N/A | #N/A | #N/A | #N/A | #N/A | #N/A | #N/A | #N/A
TRUE | QLD | QWLN | Woolooga (Ergon) | Energy Queensland | Winter | Coincident | 2016 | ACTUAL_RAW | 6.0469 | 12.6544 | QLD Woolooga (Ergon) |  |  | FALSE | #N/A | #N/A | #N/A | #N/A | #N/A | #N/A | #N/A | #N/A | #N/A | #N/A
TRUE | QLD | QWLN | Woolooga (Ergon) | Energy Queensland | Winter | Non-coincident | 2016 | ACTUAL_RAW | -0.006398 | 13.6317 | QLD Woolooga (Ergon) |  |  | FALSE | #N/A | #N/A | #N/A | #N/A | #N/A | #N/A | #N/A | #N/A | #N/A | #N/A
TRUE | QLD | QWLN | Woolooga (Ergon) | Energy Queensland | Winter | Non-coincident | 2016 | ACTUAL_OPG | -0.006398 | 13.6317 | QLD Woolooga (Ergon) |  |  | FALSE | #N/A | #N/A | #N/A | #N/A | #N/A | #N/A | #N/A | #N/A | #N/A | #N/A
TRUE | QLD | QWLN | Woolooga (Ergon) | Energy Queensland | Winter | Non-coincident | 2016 | ACTUAL_ADJUSTEDOPG | -0.006398 | 13.6317 | QLD Woolooga (Ergon) |  |  | FALSE | #N/A | #N/A | #N/A | #N/A | #N/A | #N/A | #N/A | #N/A | #N/A | #N/A
TRUE | QLD | QWLN | Woolooga (Ergon) | Energy Queensland | Winter | Coincident | 2017 | ACTUAL_OPG | 9.5304 | -4.6192 | QLD Woolooga (Ergon) |  |  | FALSE | #N/A | #N/A | #N/A | #N/A | #N/A | #N/A | #N/A | #N/A | #N/A | #N/A
TRUE | QLD | QWLN | Woolooga (Ergon) | Energy Queensland | Winter | Coincident | 2017 | ACTUAL_RAW | 9.5304 | -4.6192 | QLD Woolooga (Ergon) |  |  | FALSE | #N/A | #N/A | #N/A | #N/A | #N/A | #N/A | #N/A | #N/A | #N/A | #N/A
TRUE | QLD | QWLN | Woolooga (Ergon) | Energy Queensland | Winter | Non-coincident | 2017 | ACTUAL_RAW | -21.3597 | 18.7436 | QLD Woolooga (Ergon) |  |  | FALSE | #N/A | #N/A | #N/A | #N/A | #N/A | #N/A | #N/A | #N/A | #N/A | #N/A
TRUE | QLD | QWLN | Woolooga (Ergon) | Energy Queensland | Winter | Non-coincident | 2017 | ACTUAL_OPG | -21.3597 | 18.7436 | QLD Woolooga (Ergon) |  |  | FALSE | #N/A | #N/A | #N/A | #N/A | #N/A | #N/A | #N/A | #N/A | #N/A | #N/A
TRUE | QLD | QWLN | Woolooga (Ergon) | Energy Queensland | Winter | Coincident | 2018 | ACTUAL_OPG | -4.5914 | 4.7289 | QLD Woolooga (Ergon) |  |  | FALSE | #N/A | #N/A | #N/A | #N/A | #N/A | #N/A | #N/A | #N/A | #N/A | #N/A
TRUE | QLD | QWLN | Woolooga (Ergon) | Energy Queensland | Winter | Coincident | 2018 | ACTUAL_RAW | -4.5914 | 4.7289 | QLD Woolooga (Ergon) |  |  | FALSE | #N/A | #N/A | #N/A | #N/A | #N/A | #N/A | #N/A | #N/A | #N/A | #N/A
TRUE | QLD | QWLN | Woolooga (Ergon) | Energy Queensland | Winter | Non-coincident | 2018 | ACTUAL_RAW | -24.9337 | 9.8928 | QLD Woolooga (Ergon) |  |  | FALSE | #N/A | #N/A | #N/A | #N/A | #N/A | #N/A | #N/A | #N/A | #N/A | #N/A
TRUE | QLD | QWLN | Woolooga (Ergon) | Energy Queensland | Winter | Non-coincident | 2018 | ACTUAL_OPG | -24.9337 | 9.8928 | QLD Woolooga (Ergon) |  |  | FALSE | #N/A | #N/A | #N/A | #N/A | #N/A | #N/A | #N/A | #N/A | #N/A | #N/A
TRUE | QLD | QWLN | Woolooga (Ergon) | Energy Queensland | Winter | Coincident | 2019 | ACTUAL_OPG | 3.8866 | 13.259 | QLD Woolooga (Ergon) |  |  | FALSE | #N/A | #N/A | #N/A | #N/A | #N/A | #N/A | #N/A | #N/A | #N/A | #N/A
TRUE | QLD | QWLN | Woolooga (Ergon) | Energy Queensland | Winter | Coincident | 2019 | ACTUAL_RAW | 3.8866 | 13.259 | QLD Woolooga (Ergon) |  |  | FALSE | #N/A | #N/A | #N/A | #N/A | #N/A | #N/A | #N/A | #N/A | #N/A | #N/A
TRUE | QLD | QWLN | Woolooga (Ergon) | Energy Queensland | Winter | Non-coincident | 2019 | ACTUAL_RAW | 3.0528 | 16.8164 | QLD Woolooga (Ergon) |  |  | FALSE | #N/A | #N/A | #N/A | #N/A | #N/A | #N/A | #N/A | #N/A | #N/A | #N/A
TRUE | QLD | QWLN | Woolooga (Ergon) | Energy Queensland | Winter | Non-coincident | 2019 | ACTUAL_OPG | 3.0528 | 16.8164 | QLD Woolooga (Ergon) |  |  | FALSE | #N/A | #N/A | #N/A | #N/A | #N/A | #N/A | #N/A | #N/A | #N/A | #N/A
TRUE | QLD | QWLN | Woolooga (Ergon) | Energy Queensland | Winter | Non-coincident | 2019 | ACTUAL_ADJUSTEDOPG | 3.0528 | 16.8164 | QLD Woolooga (Ergon) |  |  | FALSE | #N/A | #N/A | #N/A | #N/A | #N/A | #N/A | #N/A | #N/A | #N/A | #N/A
TRUE | QLD | QWLN | Woolooga (Ergon) | Energy Queensland | Winter | Non-coincident | 2019 | BASEYEARPOE90 | -1.5288 | NA | QLD Woolooga (Ergon) |  |  | FALSE | #N/A | #N/A | #N/A | #N/A | #N/A | #N/A | #N/A | #N/A | #N/A | #N/A
TRUE | QLD | QWLN | Woolooga (Ergon) | Energy Queensland | Winter | Non-coincident | 2019 | BASEYEARPOE50 | -0.020712 | 15.7584 | QLD Woolooga (Ergon) |  |  | FALSE | #N/A | #N/A | #N/A | #N/A | #N/A | #N/A | #N/A | #N/A | #N/A | #N/A
TRUE | QLD | QWLN | Woolooga (Ergon) | Energy Queensland | Winter | Coincident_unreconciled | 2020 | POE50 | -0.90651 | NA | QLD Woolooga (Ergon) |  |  | FALSE | #N/A | #N/A | #N/A | #N/A | #N/A | #N/A | #N/A | #N/A | #N/A | #N/A
TRUE | QLD | QWLN | Woolooga (Ergon) | Energy Queensland | Winter | Coincident_unreconciled | 2020 | POE90 | -1.9921 | NA | QLD Woolooga (Ergon) |  |  | FALSE | #N/A | #N/A | #N/A | #N/A | #N/A | #N/A | #N/A | #N/A | #N/A | #N/A
TRUE | QLD | QWLN | Woolooga (Ergon) | Energy Queensland | Winter | Non-coincident | 2020 | POE50 | -1.271 | 15.7807 | QLD Woolooga (Ergon) |  |  | FALSE | #N/A | #N/A | #N/A | #N/A | #N/A | #N/A | #N/A | #N/A | #N/A | #N/A
TRUE | QLD | QWLN | Woolooga (Ergon) | Energy Queensland | Winter | Non-coincident | 2020 | POE90 | -2.793 | NA | QLD Woolooga (Ergon) |  |  | FALSE | #N/A | #N/A | #N/A | #N/A | #N/A | #N/A | #N/A | #N/A | #N/A | #N/A
TRUE | QLD | QWLN | Woolooga (Ergon) | Energy Queensland | Winter | Coincident_unreconciled | 2021 | POE50 | -1.4698 | NA | QLD Woolooga (Ergon) |  |  | FALSE | #N/A | #N/A | #N/A | #N/A | #N/A | #N/A | #N/A | #N/A | #N/A | #N/A
TRUE | QLD | QWLN | Woolooga (Ergon) | Energy Queensland | Winter | Coincident_unreconciled | 2021 | POE90 | -2.5586 | NA | QLD Woolooga (Ergon) |  |  | FALSE | #N/A | #N/A | #N/A | #N/A | #N/A | #N/A | #N/A | #N/A | #N/A | #N/A
TRUE | QLD | QWLN | Woolooga (Ergon) | Energy Queensland | Winter | Non-coincident | 2021 | POE50 | -2.0608 | 15.8209 | QLD Woolooga (Ergon) |  |  | FALSE | #N/A | #N/A | #N/A | #N/A | #N/A | #N/A | #N/A | #N/A | #N/A | #N/A
TRUE | QLD | QWLN | Woolooga (Ergon) | Energy Queensland | Winter | Non-coincident | 2021 | POE90 | -3.5873 | NA | QLD Woolooga (Ergon) |  |  | FALSE | #N/A | #N/A | #N/A | #N/A | #N/A | #N/A | #N/A | #N/A | #N/A | #N/A
TRUE | QLD | QWLN | Woolooga (Ergon) | Energy Queensland | Winter | Coincident_unreconciled | 2022 | POE50 | -2.2112 | NA | QLD Woolooga (Ergon) |  |  | FALSE | #N/A | #N/A | #N/A | #N/A | #N/A | #N/A | #N/A | #N/A | #N/A | #N/A
TRUE | QLD | QWLN | Woolooga (Ergon) | Energy Queensland | Winter | Coincident_unreconciled | 2022 | POE90 | -3.3051 | NA | QLD Woolooga (Ergon) |  |  | FALSE | #N/A | #N/A | #N/A | #N/A | #N/A | #N/A | #N/A | #N/A | #N/A | #N/A
TRUE | QLD | QWLN | Woolooga (Ergon) | Energy Queensland | Winter | Non-coincident | 2022 | POE50 | -3.1002 | 15.8917 | QLD Woolooga (Ergon) |  |  | FALSE | #N/A | #N/A | #N/A | #N/A | #N/A | #N/A | #N/A | #N/A | #N/A | #N/A
TRUE | QLD | QWLN | Woolooga (Ergon) | Energy Queensland | Winter | Non-coincident | 2022 | POE90 | -4.634 | NA | QLD Woolooga (Ergon) |  |  | FALSE | #N/A | #N/A | #N/A | #N/A | #N/A | #N/A | #N/A | #N/A | #N/A | #N/A
TRUE | QLD | QWLN | Woolooga (Ergon) | Energy Queensland | Winter | Coincident_unreconciled | 2023 | POE50 | -2.6332 | NA | QLD Woolooga (Ergon) |  |  | FALSE | #N/A | #N/A | #N/A | #N/A | #N/A | #N/A | #N/A | #N/A | #N/A | #N/A
TRUE | QLD | QWLN | Woolooga (Ergon) | Energy Queensland | Winter | Coincident_unreconciled | 2023 | POE90 | -3.7323 | NA | QLD Woolooga (Ergon) |  |  | FALSE | #N/A | #N/A | #N/A | #N/A | #N/A | #N/A | #N/A | #N/A | #N/A | #N/A
TRUE | QLD | QWLN | Woolooga (Ergon) | Energy Queensland | Winter | Non-coincident | 2023 | POE50 | -3.6918 | 15.9563 | QLD Woolooga (Ergon) |  |  | FALSE | #N/A | #N/A | #N/A | #N/A | #N/A | #N/A | #N/A | #N/A | #N/A | #N/A
TRUE | QLD | QWLN | Woolooga (Ergon) | Energy Queensland | Winter | Non-coincident | 2023 | POE90 | -5.2329 | NA | QLD Woolooga (Ergon) |  |  | FALSE | #N/A | #N/A | #N/A | #N/A | #N/A | #N/A | #N/A | #N/A | #N/A | #N/A
TRUE | QLD | QWLN | Woolooga (Ergon) | Energy Queensland | Winter | Coincident_unreconciled | 2024 | POE50 | -2.7625 | NA | QLD Woolooga (Ergon) |  |  | FALSE | #N/A | #N/A | #N/A | #N/A | #N/A | #N/A | #N/A | #N/A | #N/A | #N/A
TRUE | QLD | QWLN | Woolooga (Ergon) | Energy Queensland | Winter | Coincident_unreconciled | 2024 | POE90 | -3.8669 | NA | QLD Woolooga (Ergon) |  |  | FALSE | #N/A | #N/A | #N/A | #N/A | #N/A | #N/A | #N/A | #N/A | #N/A | #N/A
TRUE | QLD | QWLN | Woolooga (Ergon) | Energy Queensland | Winter | Non-coincident | 2024 | POE50 | -3.8731 | 15.9763 | QLD Woolooga (Ergon) |  |  | FALSE | #N/A | #N/A | #N/A | #N/A | #N/A | #N/A | #N/A | #N/A | #N/A | #N/A
TRUE | QLD | QWLN | Woolooga (Ergon) | Energy Queensland | Winter | Non-coincident | 2024 | POE90 | -5.4215 | NA | QLD Woolooga (Ergon) |  |  | FALSE | #N/A | #N/A | #N/A | #N/A | #N/A | #N/A | #N/A | #N/A | #N/A | #N/A
TRUE | QLD | QWLN | Woolooga (Ergon) | Energy Queensland | Winter | Coincident_unreconciled | 2025 | POE50 | -2.8493 | NA | QLD Woolooga (Ergon) |  |  | FALSE | #N/A | #N/A | #N/A | #N/A | #N/A | #N/A | #N/A | #N/A | #N/A | #N/A
TRUE | QLD | QWLN | Woolooga (Ergon) | Energy Queensland | Winter | Coincident_unreconciled | 2025 | POE90 | -3.9589 | NA | QLD Woolooga (Ergon) |  |  | FALSE | #N/A | #N/A | #N/A | #N/A | #N/A | #N/A | #N/A | #N/A | #N/A | #N/A
TRUE | QLD | QWLN | Woolooga (Ergon) | Energy Queensland | Winter | Non-coincident | 2025 | POE50 | -3.9949 | 15.9841 | QLD Woolooga (Ergon) |  |  | FALSE | #N/A | #N/A | #N/A | #N/A | #N/A | #N/A | #N/A | #N/A | #N/A | #N/A
TRUE | QLD | QWLN | Woolooga (Ergon) | Energy Queensland | Winter | Non-coincident | 2025 | POE90 | -5.5506 | NA | QLD Woolooga (Ergon) |  |  | FALSE | #N/A | #N/A | #N/A | #N/A | #N/A | #N/A | #N/A | #N/A | #N/A | #N/A
TRUE | QLD | QWLN | Woolooga (Ergon) | Energy Queensland | Winter | Coincident_unreconciled | 2026 | POE50 | -2.9466 | NA | QLD Woolooga (Ergon) |  |  | FALSE | #N/A | #N/A | #N/A | #N/A | #N/A | #N/A | #N/A | #N/A | #N/A | #N/A
TRUE | QLD | QWLN | Woolooga (Ergon) | Energy Queensland | Winter | Coincident_unreconciled | 2026 | POE90 | -4.0614 | NA | QLD Woolooga (Ergon) |  |  | FALSE | #N/A | #N/A | #N/A | #N/A | #N/A | #N/A | #N/A | #N/A | #N/A | #N/A
TRUE | QLD | QWLN | Woolooga (Ergon) | Energy Queensland | Winter | Non-coincident | 2026 | POE50 | -4.1312 | 15.9811 | QLD Woolooga (Ergon) |  |  | FALSE | #N/A | #N/A | #N/A | #N/A | #N/A | #N/A | #N/A | #N/A | #N/A | #N/A
TRUE | QLD | QWLN | Woolooga (Ergon) | Energy Queensland | Winter | Non-coincident | 2026 | POE90 | -5.6942 | NA | QLD Woolooga (Ergon) |  |  | FALSE | #N/A | #N/A | #N/A | #N/A | #N/A | #N/A | #N/A | #N/A | #N/A | #N/A
TRUE | QLD | QWLN | Woolooga (Ergon) | Energy Queensland | Winter | Coincident_unreconciled | 2027 | POE50 | -2.9687 | NA | QLD Woolooga (Ergon) |  |  | FALSE | #N/A | #N/A | #N/A | #N/A | #N/A | #N/A | #N/A | #N/A | #N/A | #N/A
TRUE | QLD | QWLN | Woolooga (Ergon) | Energy Queensland | Winter | Coincident_unreconciled | 2027 | POE90 | -4.0886 | NA | QLD Woolooga (Ergon) |  |  | FALSE | #N/A | #N/A | #N/A | #N/A | #N/A | #N/A | #N/A | #N/A | #N/A | #N/A
TRUE | QLD | QWLN | Woolooga (Ergon) | Energy Queensland | Winter | Non-coincident | 2027 | POE50 | -4.1623 | 15.9676 | QLD Woolooga (Ergon) |  |  | FALSE | #N/A | #N/A | #N/A | #N/A | #N/A | #N/A | #N/A | #N/A | #N/A | #N/A
TRUE | QLD | QWLN | Woolooga (Ergon) | Energy Queensland | Winter | Non-coincident | 2027 | POE90 | -5.7324 | NA | QLD Woolooga (Ergon) |  |  | FALSE | #N/A | #N/A | #N/A | #N/A | #N/A | #N/A | #N/A | #N/A | #N/A | #N/A
TRUE | QLD | QWLN | Woolooga (Ergon) | Energy Queensland | Winter | Coincident_unreconciled | 2028 | POE50 | -3.0222 | NA | QLD Woolooga (Ergon) |  |  | FALSE | #N/A | #N/A | #N/A | #N/A | #N/A | #N/A | #N/A | #N/A | #N/A | #N/A
TRUE | QLD | QWLN | Woolooga (Ergon) | Energy Queensland | Winter | Coincident_unreconciled | 2028 | POE90 | -4.1472 | NA | QLD Woolooga (Ergon) |  |  | FALSE | #N/A | #N/A | #N/A | #N/A | #N/A | #N/A | #N/A | #N/A | #N/A | #N/A
TRUE | QLD | QWLN | Woolooga (Ergon) | Energy Queensland | Winter | Non-coincident | 2028 | POE50 | -4.2372 | 16.0324 | QLD Woolooga (Ergon) |  |  | FALSE | #N/A | #N/A | #N/A | #N/A | #N/A | #N/A | #N/A | #N/A | #N/A | #N/A
TRUE | QLD | QWLN | Woolooga (Ergon) | Energy Queensland | Winter | Non-coincident | 2028 | POE90 | -5.8145 | NA | QLD Woolooga (Ergon) |  |  | FALSE | #N/A | #N/A | #N/A | #N/A | #N/A | #N/A | #N/A | #N/A | #N/A | #N/A
TRUE | QLD | QWLN | Woolooga (Ergon) | Energy Queensland | Winter | Coincident_unreconciled | 2029 | POE50 | -3.0434 | NA | QLD Woolooga (Ergon) |  |  | FALSE | #N/A | #N/A | #N/A | #N/A | #N/A | #N/A | #N/A | #N/A | #N/A | #N/A
TRUE | QLD | QWLN | Woolooga (Ergon) | Energy Queensland | Winter | Coincident_unreconciled | 2029 | POE90 | -4.1734 | NA | QLD Woolooga (Ergon) |  |  | FALSE | #N/A | #N/A | #N/A | #N/A | #N/A | #N/A | #N/A | #N/A | #N/A | #N/A
TRUE | QLD | QWLN | Woolooga (Ergon) | Energy Queensland | Winter | Non-coincident | 2029 | POE50 | -4.2669 | 16.1126 | QLD Woolooga (Ergon) |  |  | FALSE | #N/A | #N/A | #N/A | #N/A | #N/A | #N/A | #N/A | #N/A | #N/A | #N/A
TRUE | QLD | QWLN | Woolooga (Ergon) | Energy Queensland | Winter | Non-coincident | 2029 | POE90 | -5.8513 | NA | QLD Woolooga (Ergon) |  |  | FALSE | #N/A | #N/A | #N/A | #N/A | #N/A | #N/A | #N/A | #N/A | #N/A | #N/A
TRUE | QLD | QWLN | Woolooga (Ergon) | Energy Queensland | Shoulder | Non-coincident | 2019 | BASEYEARPOE10 | NA | 13.1142 | QLD Woolooga (Ergon) |  |  | FALSE | #N/A | #N/A | #N/A | #N/A | #N/A | #N/A | #N/A | #N/A | #N/A | #N/A
TRUE | QLD | QWLN | Woolooga (Ergon) | Energy Queensland | Shoulder | Coincident | 2021 | POE10 | NA | 10.1199 | QLD Woolooga (Ergon) |  |  | FALSE | #N/A | #N/A | #N/A | #N/A | #N/A | #N/A | #N/A | #N/A | #N/A | #N/A
TRUE | QLD | QWLN | Woolooga (Ergon) | Energy Queensland | Shoulder | Coincident | 2021 | POE50 | NA | 10.0742 | QLD Woolooga (Ergon) |  |  | FALSE | #N/A | #N/A | #N/A | #N/A | #N/A | #N/A | #N/A | #N/A | #N/A | #N/A
TRUE | QLD | QWLN | Woolooga (Ergon) | Energy Queensland | Shoulder | Non-coincident | 2021 | POE10 | NA | 13.1326 | QLD Woolooga (Ergon) |  |  | FALSE | #N/A | #N/A | #N/A | #N/A | #N/A | #N/A | #N/A | #N/A | #N/A | #N/A
TRUE | QLD | QWLN | Woolooga (Ergon) | Energy Queensland | Shoulder | Coincident | 2022 | POE10 | NA | 10.4354 | QLD Woolooga (Ergon) |  |  | FALSE | #N/A | #N/A | #N/A | #N/A | #N/A | #N/A | #N/A | #N/A | #N/A | #N/A
TRUE | QLD | QWLN | Woolooga (Ergon) | Energy Queensland | Shoulder | Coincident | 2022 | POE50 | NA | 10.2149 | QLD Woolooga (Ergon) |  |  | FALSE | #N/A | #N/A | #N/A | #N/A | #N/A | #N/A | #N/A | #N/A | #N/A | #N/A
TRUE | QLD | QWLN | Woolooga (Ergon) | Energy Queensland | Shoulder | Non-coincident | 2022 | POE10 | NA | 13.1785 | QLD Woolooga (Ergon) |  |  | FALSE | #N/A | #N/A | #N/A | #N/A | #N/A | #N/A | #N/A | #N/A | #N/A | #N/A
TRUE | QLD | QWLN | Woolooga (Ergon) | Energy Queensland | Shoulder | Coincident | 2023 | POE10 | NA | 10.5007 | QLD Woolooga (Ergon) |  |  | FALSE | #N/A | #N/A | #N/A | #N/A | #N/A | #N/A | #N/A | #N/A | #N/A | #N/A
TRUE | QLD | QWLN | Woolooga (Ergon) | Energy Queensland | Shoulder | Coincident | 2023 | POE50 | NA | 10.3284 | QLD Woolooga (Ergon) |  |  | FALSE | #N/A | #N/A | #N/A | #N/A | #N/A | #N/A | #N/A | #N/A | #N/A | #N/A
TRUE | QLD | QWLN | Woolooga (Ergon) | Energy Queensland | Shoulder | Non-coincident | 2023 | POE10 | NA | 13.2358 | QLD Woolooga (Ergon) |  |  | FALSE | #N/A | #N/A | #N/A | #N/A | #N/A | #N/A | #N/A | #N/A | #N/A | #N/A
TRUE | QLD | QWLN | Woolooga (Ergon) | Energy Queensland | Shoulder | Coincident | 2024 | POE10 | NA | 10.5756 | QLD Woolooga (Ergon) |  |  | FALSE | #N/A | #N/A | #N/A | #N/A | #N/A | #N/A | #N/A | #N/A | #N/A | #N/A
TRUE | QLD | QWLN | Woolooga (Ergon) | Energy Queensland | Shoulder | Coincident | 2024 | POE50 | NA | 10.5379 | QLD Woolooga (Ergon) |  |  | FALSE | #N/A | #N/A | #N/A | #N/A | #N/A | #N/A | #N/A | #N/A | #N/A | #N/A
TRUE | QLD | QWLN | Woolooga (Ergon) | Energy Queensland | Shoulder | Non-coincident | 2024 | POE10 | NA | 13.2663 | QLD Woolooga (Ergon) |  |  | FALSE | #N/A | #N/A | #N/A | #N/A | #N/A | #N/A | #N/A | #N/A | #N/A | #N/A
TRUE | QLD | QWLN | Woolooga (Ergon) | Energy Queensland | Shoulder | Coincident | 2025 | POE10 | NA | 10.6117 | QLD Woolooga (Ergon) |  |  | FALSE | #N/A | #N/A | #N/A | #N/A | #N/A | #N/A | #N/A | #N/A | #N/A | #N/A
TRUE | QLD | QWLN | Woolooga (Ergon) | Energy Queensland | Shoulder | Coincident | 2025 | POE50 | NA | 10.4954 | QLD Woolooga (Ergon) |  |  | FALSE | #N/A | #N/A | #N/A | #N/A | #N/A | #N/A | #N/A | #N/A | #N/A | #N/A
TRUE | QLD | QWLN | Woolooga (Ergon) | Energy Queensland | Shoulder | Non-coincident | 2025 | POE10 | NA | 13.2703 | QLD Woolooga (Ergon) |  |  | FALSE | #N/A | #N/A | #N/A | #N/A | #N/A | #N/A | #N/A | #N/A | #N/A | #N/A
TRUE | QLD | QWLN | Woolooga (Ergon) | Energy Queensland | Shoulder | Coincident | 2026 | POE10 | NA | 10.5523 | QLD Woolooga (Ergon) |  |  | FALSE | #N/A | #N/A | #N/A | #N/A | #N/A | #N/A | #N/A | #N/A | #N/A | #N/A
TRUE | QLD | QWLN | Woolooga (Ergon) | Energy Queensland | Shoulder | Coincident | 2026 | POE50 | NA | 10.4921 | QLD Woolooga (Ergon) |  |  | FALSE | #N/A | #N/A | #N/A | #N/A | #N/A | #N/A | #N/A | #N/A | #N/A | #N/A
TRUE | QLD | QWLN | Woolooga (Ergon) | Energy Queensland | Shoulder | Non-coincident | 2026 | POE10 | NA | 13.2644 | QLD Woolooga (Ergon) |  |  | FALSE | #N/A | #N/A | #N/A | #N/A | #N/A | #N/A | #N/A | #N/A | #N/A | #N/A
TRUE | QLD | QWLN | Woolooga (Ergon) | Energy Queensland | Shoulder | Coincident | 2027 | POE10 | NA | 10.4948 | QLD Woolooga (Ergon) |  |  | FALSE | #N/A | #N/A | #N/A | #N/A | #N/A | #N/A | #N/A | #N/A | #N/A | #N/A
TRUE | QLD | QWLN | Woolooga (Ergon) | Energy Queensland | Shoulder | Coincident | 2027 | POE50 | NA | 10.4225 | QLD Woolooga (Ergon) |  |  | FALSE | #N/A | #N/A | #N/A | #N/A | #N/A | #N/A | #N/A | #N/A | #N/A | #N/A
TRUE | QLD | QWLN | Woolooga (Ergon) | Energy Queensland | Shoulder | Non-coincident | 2027 | POE10 | NA | 13.2473 | QLD Woolooga (Ergon) |  |  | FALSE | #N/A | #N/A | #N/A | #N/A | #N/A | #N/A | #N/A | #N/A | #N/A | #N/A
TRUE | QLD | QWLN | Woolooga (Ergon) | Energy Queensland | Shoulder | Coincident | 2028 | POE10 | NA | 10.4688 | QLD Woolooga (Ergon) |  |  | FALSE | #N/A | #N/A | #N/A | #N/A | #N/A | #N/A | #N/A | #N/A | #N/A | #N/A
TRUE | QLD | QWLN | Woolooga (Ergon) | Energy Queensland | Shoulder | Coincident | 2028 | POE50 | NA | 10.4205 | QLD Woolooga (Ergon) |  |  | FALSE | #N/A | #N/A | #N/A | #N/A | #N/A | #N/A | #N/A | #N/A | #N/A | #N/A
TRUE | QLD | QWLN | Woolooga (Ergon) | Energy Queensland | Shoulder | Non-coincident | 2028 | POE10 | NA | 13.2647 | QLD Woolooga (Ergon) |  |  | FALSE | #N/A | #N/A | #N/A | #N/A | #N/A | #N/A | #N/A | #N/A | #N/A | #N/A
TRUE | QLD | QWLN | Woolooga (Ergon) | Energy Queensland | Shoulder | Coincident | 2029 | POE10 | NA | 10.6169 | QLD Woolooga (Ergon) |  |  | FALSE | #N/A | #N/A | #N/A | #N/A | #N/A | #N/A | #N/A | #N/A | #N/A | #N/A
TRUE | QLD | QWLN | Woolooga (Ergon) | Energy Queensland | Shoulder | Coincident | 2029 | POE50 | NA | 10.5057 | QLD Woolooga (Ergon) |  |  | FALSE | #N/A | #N/A | #N/A | #N/A | #N/A | #N/A | #N/A | #N/A | #N/A | #N/A
TRUE | QLD | QWLN | Woolooga (Ergon) | Energy Queensland | Shoulder | Non-coincident | 2029 | POE10 | NA | 13.3283 | QLD Woolooga (Ergon) |  |  | FALSE | #N/A | #N/A | #N/A | #N/A | #N/A | #N/A | #N/A | #N/A | #N/A | #N/A
TRUE | QLD | QWLN | Woolooga (Ergon) | Energy Queensland | Shoulder | Coincident | 2030 | POE10 | NA | 10.6682 | QLD Woolooga (Ergon) |  |  | FALSE | #N/A | #N/A | #N/A | #N/A | #N/A | #N/A | #N/A | #N/A | #N/A | #N/A
TRUE | QLD | QWLN | Woolooga (Ergon) | Energy Queensland | Shoulder | Coincident | 2030 | POE50 | NA | 10.5673 | QLD Woolooga (Ergon) |  |  | FALSE | #N/A | #N/A | #N/A | #N/A | #N/A | #N/A | #N/A | #N/A | #N/A | #N/A
TRUE | QLD | QWLN | Woolooga (Ergon) | Energy Queensland | Shoulder | Non-coincident | 2030 | POE10 | NA | 13.3935 | QLD Woolooga (Ergon) |  |  | FALSE | #N/A | #N/A | #N/A | #N/A | #N/A | #N/A | #N/A | #N/A | #N/A | #N/A
TRUE | QLD | QWLN | Woolooga (Ergon) | Energy Queensland | Summer | Non-coincident | 2019 | BASEYEARPOE10 | NA | 19.0723 | QLD Woolooga (Ergon) |  |  | FALSE | #N/A | #N/A | #N/A | #N/A | #N/A | #N/A | #N/A | #N/A | #N/A | #N/A
TRUE | QLD | QWLN | Woolooga (Ergon) | Energy Queensland | Summer | Coincident | 2021 | POE10 | NA | 13.5046 | QLD Woolooga (Ergon) |  |  | FALSE | #N/A | #N/A | #N/A | #N/A | #N/A | #N/A | #N/A | #N/A | #N/A | #N/A
TRUE | QLD | QWLN | Woolooga (Ergon) | Energy Queensland | Summer | Coincident | 2021 | POE50 | NA | 12.3159 | QLD Woolooga (Ergon) |  |  | FALSE | #N/A | #N/A | #N/A | #N/A | #N/A | #N/A | #N/A | #N/A | #N/A | #N/A
TRUE | QLD | QWLN | Woolooga (Ergon) | Energy Queensland | Summer | Non-coincident | 2021 | POE10 | NA | 19.46 | QLD Woolooga (Ergon) |  |  | FALSE | #N/A | #N/A | #N/A | #N/A | #N/A | #N/A | #N/A | #N/A | #N/A | #N/A
TRUE | QLD | QWLN | Woolooga (Ergon) | Energy Queensland | Summer | Coincident | 2022 | POE10 | NA | 13.798 | QLD Woolooga (Ergon) |  |  | FALSE | #N/A | #N/A | #N/A | #N/A | #N/A | #N/A | #N/A | #N/A | #N/A | #N/A
TRUE | QLD | QWLN | Woolooga (Ergon) | Energy Queensland | Summer | Coincident | 2022 | POE50 | NA | 12.5634 | QLD Woolooga (Ergon) |  |  | FALSE | #N/A | #N/A | #N/A | #N/A | #N/A | #N/A | #N/A | #N/A | #N/A | #N/A
TRUE | QLD | QWLN | Woolooga (Ergon) | Energy Queensland | Summer | Non-coincident | 2022 | POE10 | NA | 19.5281 | QLD Woolooga (Ergon) |  |  | FALSE | #N/A | #N/A | #N/A | #N/A | #N/A | #N/A | #N/A | #N/A | #N/A | #N/A
TRUE | QLD | QWLN | Woolooga (Ergon) | Energy Queensland | Summer | Coincident | 2023 | POE10 | NA | 13.934 | QLD Woolooga (Ergon) |  |  | FALSE | #N/A | #N/A | #N/A | #N/A | #N/A | #N/A | #N/A | #N/A | #N/A | #N/A
TRUE | QLD | QWLN | Woolooga (Ergon) | Energy Queensland | Summer | Coincident | 2023 | POE50 | NA | 12.6586 | QLD Woolooga (Ergon) |  |  | FALSE | #N/A | #N/A | #N/A | #N/A | #N/A | #N/A | #N/A | #N/A | #N/A | #N/A
TRUE | QLD | QWLN | Woolooga (Ergon) | Energy Queensland | Summer | Non-coincident | 2023 | POE10 | NA | 19.6125 | QLD Woolooga (Ergon) |  |  | FALSE | #N/A | #N/A | #N/A | #N/A | #N/A | #N/A | #N/A | #N/A | #N/A | #N/A
TRUE | QLD | QWLN | Woolooga (Ergon) | Energy Queensland | Summer | Coincident | 2024 | POE10 | NA | 14.1468 | QLD Woolooga (Ergon) |  |  | FALSE | #N/A | #N/A | #N/A | #N/A | #N/A | #N/A | #N/A | #N/A | #N/A | #N/A
TRUE | QLD | QWLN | Woolooga (Ergon) | Energy Queensland | Summer | Coincident | 2024 | POE50 | NA | 12.8628 | QLD Woolooga (Ergon) |  |  | FALSE | #N/A | #N/A | #N/A | #N/A | #N/A | #N/A | #N/A | #N/A | #N/A | #N/A
TRUE | QLD | QWLN | Woolooga (Ergon) | Energy Queensland | Summer | Non-coincident | 2024 | POE10 | NA | 19.6856 | QLD Woolooga (Ergon) |  |  | FALSE | #N/A | #N/A | #N/A | #N/A | #N/A | #N/A | #N/A | #N/A | #N/A | #N/A
TRUE | QLD | QWLN | Woolooga (Ergon) | Energy Queensland | Summer | Coincident | 2025 | POE10 | NA | 14.1247 | QLD Woolooga (Ergon) |  |  | FALSE | #N/A | #N/A | #N/A | #N/A | #N/A | #N/A | #N/A | #N/A | #N/A | #N/A
TRUE | QLD | QWLN | Woolooga (Ergon) | Energy Queensland | Summer | Coincident | 2025 | POE50 | NA | 12.9061 | QLD Woolooga (Ergon) |  |  | FALSE | #N/A | #N/A | #N/A | #N/A | #N/A | #N/A | #N/A | #N/A | #N/A | #N/A
TRUE | QLD | QWLN | Woolooga (Ergon) | Energy Queensland | Summer | Non-coincident | 2025 | POE10 | NA | 19.7473 | QLD Woolooga (Ergon) |  |  | FALSE | #N/A | #N/A | #N/A | #N/A | #N/A | #N/A | #N/A | #N/A | #N/A | #N/A
TRUE | QLD | QWLN | Woolooga (Ergon) | Energy Queensland | Summer | Coincident | 2026 | POE10 | NA | 14.2278 | QLD Woolooga (Ergon) |  |  | FALSE | #N/A | #N/A | #N/A | #N/A | #N/A | #N/A | #N/A | #N/A | #N/A | #N/A
TRUE | QLD | QWLN | Woolooga (Ergon) | Energy Queensland | Summer | Coincident | 2026 | POE50 | NA | 12.9543 | QLD Woolooga (Ergon) |  |  | FALSE | #N/A | #N/A | #N/A | #N/A | #N/A | #N/A | #N/A | #N/A | #N/A | #N/A
TRUE | QLD | QWLN | Woolooga (Ergon) | Energy Queensland | Summer | Non-coincident | 2026 | POE10 | NA | 19.8084 | QLD Woolooga (Ergon) |  |  | FALSE | #N/A | #N/A | #N/A | #N/A | #N/A | #N/A | #N/A | #N/A | #N/A | #N/A
TRUE | QLD | QWLN | Woolooga (Ergon) | Energy Queensland | Summer | Coincident | 2027 | POE10 | NA | 14.1613 | QLD Woolooga (Ergon) |  |  | FALSE | #N/A | #N/A | #N/A | #N/A | #N/A | #N/A | #N/A | #N/A | #N/A | #N/A
TRUE | QLD | QWLN | Woolooga (Ergon) | Energy Queensland | Summer | Coincident | 2027 | POE50 | NA | 12.9359 | QLD Woolooga (Ergon) |  |  | FALSE | #N/A | #N/A | #N/A | #N/A | #N/A | #N/A | #N/A | #N/A | #N/A | #N/A
TRUE | QLD | QWLN | Woolooga (Ergon) | Energy Queensland | Summer | Non-coincident | 2027 | POE10 | NA | 19.8731 | QLD Woolooga (Ergon) |  |  | FALSE | #N/A | #N/A | #N/A | #N/A | #N/A | #N/A | #N/A | #N/A | #N/A | #N/A
TRUE | QLD | QWLN | Woolooga (Ergon) | Energy Queensland | Summer | Coincident | 2028 | POE10 | NA | 14.247 | QLD Woolooga (Ergon) |  |  | FALSE | #N/A | #N/A | #N/A | #N/A | #N/A | #N/A | #N/A | #N/A | #N/A | #N/A
TRUE | QLD | QWLN | Woolooga (Ergon) | Energy Queensland | Summer | Coincident | 2028 | POE50 | NA | 13.0099 | QLD Woolooga (Ergon) |  |  | FALSE | #N/A | #N/A | #N/A | #N/A | #N/A | #N/A | #N/A | #N/A | #N/A | #N/A
TRUE | QLD | QWLN | Woolooga (Ergon) | Energy Queensland | Summer | Non-coincident | 2028 | POE10 | NA | 19.9881 | QLD Woolooga (Ergon) |  |  | FALSE | #N/A | #N/A | #N/A | #N/A | #N/A | #N/A | #N/A | #N/A | #N/A | #N/A
TRUE | QLD | QWLN | Woolooga (Ergon) | Energy Queensland | Summer | Coincident | 2029 | POE10 | NA | 14.3261 | QLD Woolooga (Ergon) |  |  | FALSE | #N/A | #N/A | #N/A | #N/A | #N/A | #N/A | #N/A | #N/A | #N/A | #N/A
TRUE | QLD | QWLN | Woolooga (Ergon) | Energy Queensland | Summer | Coincident | 2029 | POE50 | NA | 13.1461 | QLD Woolooga (Ergon) |  |  | FALSE | #N/A | #N/A | #N/A | #N/A | #N/A | #N/A | #N/A | #N/A | #N/A | #N/A
TRUE | QLD | QWLN | Woolooga (Ergon) | Energy Queensland | Summer | Non-coincident | 2029 | POE10 | NA | 20.1613 | QLD Woolooga (Ergon) |  |  | FALSE | #N/A | #N/A | #N/A | #N/A | #N/A | #N/A | #N/A | #N/A | #N/A | #N/A
TRUE | QLD | QWLN | Woolooga (Ergon) | Energy Queensland | Summer | Coincident | 2030 | POE10 | NA | 14.4767 | QLD Woolooga (Ergon) |  |  | FALSE | #N/A | #N/A | #N/A | #N/A | #N/A | #N/A | #N/A | #N/A | #N/A | #N/A
TRUE | QLD | QWLN | Woolooga (Ergon) | Energy Queensland | Summer | Coincident | 2030 | POE50 | NA | 13.2242 | QLD Woolooga (Ergon) |  |  | FALSE | #N/A | #N/A | #N/A | #N/A | #N/A | #N/A | #N/A | #N/A | #N/A | #N/A
TRUE | QLD | QWLN | Woolooga (Ergon) | Energy Queensland | Summer | Non-coincident | 2030 | POE10 | NA | 20.3602 | QLD Woolooga (Ergon) |  |  | FALSE | #N/A | #N/A | #N/A | #N/A | #N/A | #N/A | #N/A | #N/A | #N/A | #N/A
TRUE | QLD | QWLN | Woolooga (Ergon) | Energy Queensland | Winter | Non-coincident | 2019 | BASEYEARPOE10 | NA | 16.8004 | QLD Woolooga (Ergon) |  |  | FALSE | #N/A | #N/A | #N/A | #N/A | #N/A | #N/A | #N/A | #N/A | #N/A | #N/A
TRUE | QLD | QWLN | Woolooga (Ergon) | Energy Queensland | Winter | Coincident | 2020 | POE10 | NA | 14.5516 | QLD Woolooga (Ergon) |  |  | FALSE | #N/A | #N/A | #N/A | #N/A | #N/A | #N/A | #N/A | #N/A | #N/A | #N/A
TRUE | QLD | QWLN | Woolooga (Ergon) | Energy Queensland | Winter | Coincident | 2020 | POE50 | NA | 13.5005 | QLD Woolooga (Ergon) |  |  | FALSE | #N/A | #N/A | #N/A | #N/A | #N/A | #N/A | #N/A | #N/A | #N/A | #N/A
TRUE | QLD | QWLN | Woolooga (Ergon) | Energy Queensland | Winter | Non-coincident | 2020 | POE10 | NA | 16.826 | QLD Woolooga (Ergon) |  |  | FALSE | #N/A | #N/A | #N/A | #N/A | #N/A | #N/A | #N/A | #N/A | #N/A | #N/A
TRUE | QLD | QWLN | Woolooga (Ergon) | Energy Queensland | Winter | Coincident | 2021 | POE10 | NA | 14.4665 | QLD Woolooga (Ergon) |  |  | FALSE | #N/A | #N/A | #N/A | #N/A | #N/A | #N/A | #N/A | #N/A | #N/A | #N/A
TRUE | QLD | QWLN | Woolooga (Ergon) | Energy Queensland | Winter | Coincident | 2021 | POE50 | NA | 13.4176 | QLD Woolooga (Ergon) |  |  | FALSE | #N/A | #N/A | #N/A | #N/A | #N/A | #N/A | #N/A | #N/A | #N/A | #N/A
TRUE | QLD | QWLN | Woolooga (Ergon) | Energy Queensland | Winter | Non-coincident | 2021 | POE10 | NA | 16.8693 | QLD Woolooga (Ergon) |  |  | FALSE | #N/A | #N/A | #N/A | #N/A | #N/A | #N/A | #N/A | #N/A | #N/A | #N/A
TRUE | QLD | QWLN | Woolooga (Ergon) | Energy Queensland | Winter | Coincident | 2022 | POE10 | NA | 14.853 | QLD Woolooga (Ergon) |  |  | FALSE | #N/A | #N/A | #N/A | #N/A | #N/A | #N/A | #N/A | #N/A | #N/A | #N/A
TRUE | QLD | QWLN | Woolooga (Ergon) | Energy Queensland | Winter | Coincident | 2022 | POE50 | NA | 13.7782 | QLD Woolooga (Ergon) |  |  | FALSE | #N/A | #N/A | #N/A | #N/A | #N/A | #N/A | #N/A | #N/A | #N/A | #N/A
TRUE | QLD | QWLN | Woolooga (Ergon) | Energy Queensland | Winter | Non-coincident | 2022 | POE10 | NA | 16.9451 | QLD Woolooga (Ergon) |  |  | FALSE | #N/A | #N/A | #N/A | #N/A | #N/A | #N/A | #N/A | #N/A | #N/A | #N/A
TRUE | QLD | QWLN | Woolooga (Ergon) | Energy Queensland | Winter | Coincident | 2023 | POE10 | NA | 15.0517 | QLD Woolooga (Ergon) |  |  | FALSE | #N/A | #N/A | #N/A | #N/A | #N/A | #N/A | #N/A | #N/A | #N/A | #N/A
TRUE | QLD | QWLN | Woolooga (Ergon) | Energy Queensland | Winter | Coincident | 2023 | POE50 | NA | 13.9488 | QLD Woolooga (Ergon) |  |  | FALSE | #N/A | #N/A | #N/A | #N/A | #N/A | #N/A | #N/A | #N/A | #N/A | #N/A
TRUE | QLD | QWLN | Woolooga (Ergon) | Energy Queensland | Winter | Non-coincident | 2023 | POE10 | NA | 17.0146 | QLD Woolooga (Ergon) |  |  | FALSE | #N/A | #N/A | #N/A | #N/A | #N/A | #N/A | #N/A | #N/A | #N/A | #N/A
TRUE | QLD | QWLN | Woolooga (Ergon) | Energy Queensland | Winter | Coincident | 2024 | POE10 | NA | 15.2989 | QLD Woolooga (Ergon) |  |  | FALSE | #N/A | #N/A | #N/A | #N/A | #N/A | #N/A | #N/A | #N/A | #N/A | #N/A
TRUE | QLD | QWLN | Woolooga (Ergon) | Energy Queensland | Winter | Coincident | 2024 | POE50 | NA | 14.1204 | QLD Woolooga (Ergon) |  |  | FALSE | #N/A | #N/A | #N/A | #N/A | #N/A | #N/A | #N/A | #N/A | #N/A | #N/A
TRUE | QLD | QWLN | Woolooga (Ergon) | Energy Queensland | Winter | Non-coincident | 2024 | POE10 | NA | 17.0397 | QLD Woolooga (Ergon) |  |  | FALSE | #N/A | #N/A | #N/A | #N/A | #N/A | #N/A | #N/A | #N/A | #N/A | #N/A
TRUE | QLD | QWLN | Woolooga (Ergon) | Energy Queensland | Winter | Coincident | 2025 | POE10 | NA | 15.2632 | QLD Woolooga (Ergon) |  |  | FALSE | #N/A | #N/A | #N/A | #N/A | #N/A | #N/A | #N/A | #N/A | #N/A | #N/A
TRUE | QLD | QWLN | Woolooga (Ergon) | Energy Queensland | Winter | Coincident | 2025 | POE50 | NA | 14.114 | QLD Woolooga (Ergon) |  |  | FALSE | #N/A | #N/A | #N/A | #N/A | #N/A | #N/A | #N/A | #N/A | #N/A | #N/A
TRUE | QLD | QWLN | Woolooga (Ergon) | Energy Queensland | Winter | Non-coincident | 2025 | POE10 | NA | 17.0525 | QLD Woolooga (Ergon) |  |  | FALSE | #N/A | #N/A | #N/A | #N/A | #N/A | #N/A | #N/A | #N/A | #N/A | #N/A
TRUE | QLD | QWLN | Woolooga (Ergon) | Energy Queensland | Winter | Coincident | 2026 | POE10 | NA | 15.2548 | QLD Woolooga (Ergon) |  |  | FALSE | #N/A | #N/A | #N/A | #N/A | #N/A | #N/A | #N/A | #N/A | #N/A | #N/A
TRUE | QLD | QWLN | Woolooga (Ergon) | Energy Queensland | Winter | Coincident | 2026 | POE50 | NA | 14.1286 | QLD Woolooga (Ergon) |  |  | FALSE | #N/A | #N/A | #N/A | #N/A | #N/A | #N/A | #N/A | #N/A | #N/A | #N/A
TRUE | QLD | QWLN | Woolooga (Ergon) | Energy Queensland | Winter | Non-coincident | 2026 | POE10 | NA | 17.0546 | QLD Woolooga (Ergon) |  |  | FALSE | #N/A | #N/A | #N/A | #N/A | #N/A | #N/A | #N/A | #N/A | #N/A | #N/A
TRUE | QLD | QWLN | Woolooga (Ergon) | Energy Queensland | Winter | Coincident | 2027 | POE10 | NA | 15.2323 | QLD Woolooga (Ergon) |  |  | FALSE | #N/A | #N/A | #N/A | #N/A | #N/A | #N/A | #N/A | #N/A | #N/A | #N/A
TRUE | QLD | QWLN | Woolooga (Ergon) | Energy Queensland | Winter | Coincident | 2027 | POE50 | NA | 14.1044 | QLD Woolooga (Ergon) |  |  | FALSE | #N/A | #N/A | #N/A | #N/A | #N/A | #N/A | #N/A | #N/A | #N/A | #N/A
TRUE | QLD | QWLN | Woolooga (Ergon) | Energy Queensland | Winter | Non-coincident | 2027 | POE10 | NA | 17.046 | QLD Woolooga (Ergon) |  |  | FALSE | #N/A | #N/A | #N/A | #N/A | #N/A | #N/A | #N/A | #N/A | #N/A | #N/A
TRUE | QLD | QWLN | Woolooga (Ergon) | Energy Queensland | Winter | Coincident | 2028 | POE10 | NA | 15.4483 | QLD Woolooga (Ergon) |  |  | FALSE | #N/A | #N/A | #N/A | #N/A | #N/A | #N/A | #N/A | #N/A | #N/A | #N/A
TRUE | QLD | QWLN | Woolooga (Ergon) | Energy Queensland | Winter | Coincident | 2028 | POE50 | NA | 14.1931 | QLD Woolooga (Ergon) |  |  | FALSE | #N/A | #N/A | #N/A | #N/A | #N/A | #N/A | #N/A | #N/A | #N/A | #N/A
TRUE | QLD | QWLN | Woolooga (Ergon) | Energy Queensland | Winter | Non-coincident | 2028 | POE10 | NA | 17.1156 | QLD Woolooga (Ergon) |  |  | FALSE | #N/A | #N/A | #N/A | #N/A | #N/A | #N/A | #N/A | #N/A | #N/A | #N/A
TRUE | QLD | QWLN | Woolooga (Ergon) | Energy Queensland | Winter | Coincident | 2029 | POE10 | NA | 15.4414 | QLD Woolooga (Ergon) |  |  | FALSE | #N/A | #N/A | #N/A | #N/A | #N/A | #N/A | #N/A | #N/A | #N/A | #N/A
TRUE | QLD | QWLN | Woolooga (Ergon) | Energy Queensland | Winter | Coincident | 2029 | POE50 | NA | 14.2614 | QLD Woolooga (Ergon) |  |  | FALSE | #N/A | #N/A | #N/A | #N/A | #N/A | #N/A | #N/A | #N/A | #N/A | #N/A
TRUE | QLD | QWLN | Woolooga (Ergon) | Energy Queensland | Winter | Non-coincident | 2029 | POE10 | NA | 17.2007 | QLD Woolooga (Ergon) |  |  | FALSE | #N/A | #N/A | #N/A | #N/A | #N/A | #N/A | #N/A | #N/A | #N/A | #N/A
TRUE | QLD | QWRE | Woree | Energy Queensland | Shoulder | Coincident | 2017 | ACTUAL_OPG | 17.4656 | 32.9804 | QLD Woree |  |  | FALSE | #N/A | #N/A | #N/A | #N/A | #N/A | #N/A | #N/A | #N/A | #N/A | #N/A
TRUE | QLD | QWRE | Woree | Energy Queensland | Shoulder | Coincident | 2017 | ACTUAL_RAW | 17.4656 | 32.9804 | QLD Woree |  |  | FALSE | #N/A | #N/A | #N/A | #N/A | #N/A | #N/A | #N/A | #N/A | #N/A | #N/A
TRUE | QLD | QWRE | Woree | Energy Queensland | Shoulder | Non-coincident | 2017 | ACTUAL_RAW | 14.9254 | 36.1928 | QLD Woree |  |  | FALSE | #N/A | #N/A | #N/A | #N/A | #N/A | #N/A | #N/A | #N/A | #N/A | #N/A
TRUE | QLD | QWRE | Woree | Energy Queensland | Shoulder | Non-coincident | 2017 | ACTUAL_OPG | 14.9254 | 36.1928 | QLD Woree |  |  | FALSE | #N/A | #N/A | #N/A | #N/A | #N/A | #N/A | #N/A | #N/A | #N/A | #N/A
TRUE | QLD | QWRE | Woree | Energy Queensland | Shoulder | Non-coincident | 2017 | ACTUAL_ADJUSTEDOPG | 14.9254 | 36.1928 | QLD Woree |  |  | FALSE | #N/A | #N/A | #N/A | #N/A | #N/A | #N/A | #N/A | #N/A | #N/A | #N/A
TRUE | QLD | QWRE | Woree | Energy Queensland | Shoulder | Coincident | 2018 | ACTUAL_OPG | 17.1817 | 31.3414 | QLD Woree |  |  | FALSE | #N/A | #N/A | #N/A | #N/A | #N/A | #N/A | #N/A | #N/A | #N/A | #N/A
TRUE | QLD | QWRE | Woree | Energy Queensland | Shoulder | Coincident | 2018 | ACTUAL_RAW | 17.1817 | 31.3414 | QLD Woree |  |  | FALSE | #N/A | #N/A | #N/A | #N/A | #N/A | #N/A | #N/A | #N/A | #N/A | #N/A
TRUE | QLD | QWRE | Woree | Energy Queensland | Shoulder | Non-coincident | 2018 | ACTUAL_RAW | 14.4361 | 38.2949 | QLD Woree |  |  | FALSE | #N/A | #N/A | #N/A | #N/A | #N/A | #N/A | #N/A | #N/A | #N/A | #N/A
TRUE | QLD | QWRE | Woree | Energy Queensland | Shoulder | Non-coincident | 2018 | ACTUAL_OPG | 14.4361 | 38.2949 | QLD Woree |  |  | FALSE | #N/A | #N/A | #N/A | #N/A | #N/A | #N/A | #N/A | #N/A | #N/A | #N/A
TRUE | QLD | QWRE | Woree | Energy Queensland | Shoulder | Non-coincident | 2018 | ACTUAL_ADJUSTEDOPG | 14.4361 | 38.2949 | QLD Woree |  |  | FALSE | #N/A | #N/A | #N/A | #N/A | #N/A | #N/A | #N/A | #N/A | #N/A | #N/A
TRUE | QLD | QWRE | Woree | Energy Queensland | Shoulder | Coincident | 2019 | ACTUAL_OPG | 18.6188 | 30.8692 | QLD Woree |  |  | FALSE | #N/A | #N/A | #N/A | #N/A | #N/A | #N/A | #N/A | #N/A | #N/A | #N/A
TRUE | QLD | QWRE | Woree | Energy Queensland | Shoulder | Coincident | 2019 | ACTUAL_RAW | 18.6188 | 30.8692 | QLD Woree |  |  | FALSE | #N/A | #N/A | #N/A | #N/A | #N/A | #N/A | #N/A | #N/A | #N/A | #N/A
TRUE | QLD | QWRE | Woree | Energy Queensland | Shoulder | Non-coincident | 2019 | ACTUAL_RAW | 14.3691 | 36.025 | QLD Woree |  |  | FALSE | #N/A | #N/A | #N/A | #N/A | #N/A | #N/A | #N/A | #N/A | #N/A | #N/A
TRUE | QLD | QWRE | Woree | Energy Queensland | Shoulder | Non-coincident | 2019 | ACTUAL_OPG | 14.3691 | 36.025 | QLD Woree |  |  | FALSE | #N/A | #N/A | #N/A | #N/A | #N/A | #N/A | #N/A | #N/A | #N/A | #N/A
TRUE | QLD | QWRE | Woree | Energy Queensland | Shoulder | Non-coincident | 2019 | ACTUAL_ADJUSTEDOPG | 14.3691 | 36.025 | QLD Woree |  |  | FALSE | #N/A | #N/A | #N/A | #N/A | #N/A | #N/A | #N/A | #N/A | #N/A | #N/A
TRUE | QLD | QWRE | Woree | Energy Queensland | Shoulder | Non-coincident | 2019 | BASEYEARPOE90 | 13.2627 | NA | QLD Woree |  |  | FALSE | #N/A | #N/A | #N/A | #N/A | #N/A | #N/A | #N/A | #N/A | #N/A | #N/A
TRUE | QLD | QWRE | Woree | Energy Queensland | Shoulder | Non-coincident | 2019 | BASEYEARPOE50 | 14.3197 | 35.6466 | QLD Woree |  |  | FALSE | #N/A | #N/A | #N/A | #N/A | #N/A | #N/A | #N/A | #N/A | #N/A | #N/A
TRUE | QLD | QWRE | Woree | Energy Queensland | Shoulder | Coincident | 2020 | ACTUAL_OPG | 14.7815 | 29.704 | QLD Woree |  |  | FALSE | #N/A | #N/A | #N/A | #N/A | #N/A | #N/A | #N/A | #N/A | #N/A | #N/A
TRUE | QLD | QWRE | Woree | Energy Queensland | Shoulder | Coincident | 2020 | ACTUAL_RAW | 14.7815 | 29.704 | QLD Woree |  |  | FALSE | #N/A | #N/A | #N/A | #N/A | #N/A | #N/A | #N/A | #N/A | #N/A | #N/A
TRUE | QLD | QWRE | Woree | Energy Queensland | Shoulder | Non-coincident | 2020 | ACTUAL_RAW | 13.896 | 31.312 | QLD Woree |  |  | FALSE | #N/A | #N/A | #N/A | #N/A | #N/A | #N/A | #N/A | #N/A | #N/A | #N/A
TRUE | QLD | QWRE | Woree | Energy Queensland | Shoulder | Non-coincident | 2020 | ACTUAL_OPG | 13.896 | 31.312 | QLD Woree |  |  | FALSE | #N/A | #N/A | #N/A | #N/A | #N/A | #N/A | #N/A | #N/A | #N/A | #N/A
TRUE | QLD | QWRE | Woree | Energy Queensland | Shoulder | Non-coincident | 2020 | ACTUAL_ADJUSTEDOPG | 13.896 | 31.312 | QLD Woree |  |  | FALSE | #N/A | #N/A | #N/A | #N/A | #N/A | #N/A | #N/A | #N/A | #N/A | #N/A
TRUE | QLD | QWRE | Woree | Energy Queensland | Shoulder | Coincident_unreconciled | 2021 | POE50 | 13.5306 | NA | QLD Woree |  |  | FALSE | #N/A | #N/A | #N/A | #N/A | #N/A | #N/A | #N/A | #N/A | #N/A | #N/A
TRUE | QLD | QWRE | Woree | Energy Queensland | Shoulder | Coincident_unreconciled | 2021 | POE90 | 11.8802 | NA | QLD Woree |  |  | FALSE | #N/A | #N/A | #N/A | #N/A | #N/A | #N/A | #N/A | #N/A | #N/A | #N/A
TRUE | QLD | QWRE | Woree | Energy Queensland | Shoulder | Non-coincident | 2021 | POE50 | 14 | 36.1381 | QLD Woree |  |  | FALSE | #N/A | #N/A | #N/A | #N/A | #N/A | #N/A | #N/A | #N/A | #N/A | #N/A
TRUE | QLD | QWRE | Woree | Energy Queensland | Shoulder | Non-coincident | 2021 | POE90 | 12.7051 | NA | QLD Woree |  |  | FALSE | #N/A | #N/A | #N/A | #N/A | #N/A | #N/A | #N/A | #N/A | #N/A | #N/A
TRUE | QLD | QWRE | Woree | Energy Queensland | Shoulder | Coincident_unreconciled | 2022 | POE50 | 10.492 | NA | QLD Woree |  |  | FALSE | #N/A | #N/A | #N/A | #N/A | #N/A | #N/A | #N/A | #N/A | #N/A | #N/A
TRUE | QLD | QWRE | Woree | Energy Queensland | Shoulder | Coincident_unreconciled | 2022 | POE90 | 8.8249 | NA | QLD Woree |  |  | FALSE | #N/A | #N/A | #N/A | #N/A | #N/A | #N/A | #N/A | #N/A | #N/A | #N/A
TRUE | QLD | QWRE | Woree | Energy Queensland | Shoulder | Non-coincident | 2022 | POE50 | 11.6158 | 36.5003 | QLD Woree |  |  | FALSE | #N/A | #N/A | #N/A | #N/A | #N/A | #N/A | #N/A | #N/A | #N/A | #N/A
TRUE | QLD | QWRE | Woree | Energy Queensland | Shoulder | Non-coincident | 2022 | POE90 | 10.3078 | NA | QLD Woree |  |  | FALSE | #N/A | #N/A | #N/A | #N/A | #N/A | #N/A | #N/A | #N/A | #N/A | #N/A
TRUE | QLD | QWRE | Woree | Energy Queensland | Shoulder | Coincident_unreconciled | 2023 | POE50 | 7.5867 | NA | QLD Woree |  |  | FALSE | #N/A | #N/A | #N/A | #N/A | #N/A | #N/A | #N/A | #N/A | #N/A | #N/A
TRUE | QLD | QWRE | Woree | Energy Queensland | Shoulder | Coincident_unreconciled | 2023 | POE90 | 5.9017 | NA | QLD Woree |  |  | FALSE | #N/A | #N/A | #N/A | #N/A | #N/A | #N/A | #N/A | #N/A | #N/A | #N/A
TRUE | QLD | QWRE | Woree | Energy Queensland | Shoulder | Non-coincident | 2023 | POE50 | 9.3363 | 36.887 | QLD Woree |  |  | FALSE | #N/A | #N/A | #N/A | #N/A | #N/A | #N/A | #N/A | #N/A | #N/A | #N/A
TRUE | QLD | QWRE | Woree | Energy Queensland | Shoulder | Non-coincident | 2023 | POE90 | 8.0143 | NA | QLD Woree |  |  | FALSE | #N/A | #N/A | #N/A | #N/A | #N/A | #N/A | #N/A | #N/A | #N/A | #N/A
TRUE | QLD | QWRE | Woree | Energy Queensland | Shoulder | Coincident_unreconciled | 2024 | POE50 | 6.1761 | NA | QLD Woree |  |  | FALSE | #N/A | #N/A | #N/A | #N/A | #N/A | #N/A | #N/A | #N/A | #N/A | #N/A
TRUE | QLD | QWRE | Woree | Energy Queensland | Shoulder | Coincident_unreconciled | 2024 | POE90 | 4.4732 | NA | QLD Woree |  |  | FALSE | #N/A | #N/A | #N/A | #N/A | #N/A | #N/A | #N/A | #N/A | #N/A | #N/A
TRUE | QLD | QWRE | Woree | Energy Queensland | Shoulder | Non-coincident | 2024 | POE50 | 8.2295 | 37.2737 | QLD Woree |  |  | FALSE | #N/A | #N/A | #N/A | #N/A | #N/A | #N/A | #N/A | #N/A | #N/A | #N/A
TRUE | QLD | QWRE | Woree | Energy Queensland | Shoulder | Non-coincident | 2024 | POE90 | 6.8934 | NA | QLD Woree |  |  | FALSE | #N/A | #N/A | #N/A | #N/A | #N/A | #N/A | #N/A | #N/A | #N/A | #N/A
TRUE | QLD | QWRE | Woree | Energy Queensland | Shoulder | Coincident_unreconciled | 2025 | POE50 | 5.3126 | NA | QLD Woree |  |  | FALSE | #N/A | #N/A | #N/A | #N/A | #N/A | #N/A | #N/A | #N/A | #N/A | #N/A
TRUE | QLD | QWRE | Woree | Energy Queensland | Shoulder | Coincident_unreconciled | 2025 | POE90 | 3.5918 | NA | QLD Woree |  |  | FALSE | #N/A | #N/A | #N/A | #N/A | #N/A | #N/A | #N/A | #N/A | #N/A | #N/A
TRUE | QLD | QWRE | Woree | Energy Queensland | Shoulder | Non-coincident | 2025 | POE50 | 7.552 | 37.6701 | QLD Woree |  |  | FALSE | #N/A | #N/A | #N/A | #N/A | #N/A | #N/A | #N/A | #N/A | #N/A | #N/A
TRUE | QLD | QWRE | Woree | Energy Queensland | Shoulder | Non-coincident | 2025 | POE90 | 6.2018 | NA | QLD Woree |  |  | FALSE | #N/A | #N/A | #N/A | #N/A | #N/A | #N/A | #N/A | #N/A | #N/A | #N/A
TRUE | QLD | QWRE | Woree | Energy Queensland | Shoulder | Coincident_unreconciled | 2026 | POE50 | 4.6297 | NA | QLD Woree |  |  | FALSE | #N/A | #N/A | #N/A | #N/A | #N/A | #N/A | #N/A | #N/A | #N/A | #N/A
TRUE | QLD | QWRE | Woree | Energy Queensland | Shoulder | Coincident_unreconciled | 2026 | POE90 | 2.891 | NA | QLD Woree |  |  | FALSE | #N/A | #N/A | #N/A | #N/A | #N/A | #N/A | #N/A | #N/A | #N/A | #N/A
TRUE | QLD | QWRE | Woree | Energy Queensland | Shoulder | Non-coincident | 2026 | POE50 | 7.0162 | 38.0929 | QLD Woree |  |  | FALSE | #N/A | #N/A | #N/A | #N/A | #N/A | #N/A | #N/A | #N/A | #N/A | #N/A
TRUE | QLD | QWRE | Woree | Energy Queensland | Shoulder | Non-coincident | 2026 | POE90 | 5.652 | NA | QLD Woree |  |  | FALSE | #N/A | #N/A | #N/A | #N/A | #N/A | #N/A | #N/A | #N/A | #N/A | #N/A
TRUE | QLD | QWRE | Woree | Energy Queensland | Shoulder | Coincident_unreconciled | 2027 | POE50 | 4.1557 | NA | QLD Woree |  |  | FALSE | #N/A | #N/A | #N/A | #N/A | #N/A | #N/A | #N/A | #N/A | #N/A | #N/A
TRUE | QLD | QWRE | Woree | Energy Queensland | Shoulder | Coincident_unreconciled | 2027 | POE90 | 2.3983 | NA | QLD Woree |  |  | FALSE | #N/A | #N/A | #N/A | #N/A | #N/A | #N/A | #N/A | #N/A | #N/A | #N/A
TRUE | QLD | QWRE | Woree | Energy Queensland | Shoulder | Non-coincident | 2027 | POE50 | 6.6443 | 38.5841 | QLD Woree |  |  | FALSE | #N/A | #N/A | #N/A | #N/A | #N/A | #N/A | #N/A | #N/A | #N/A | #N/A
TRUE | QLD | QWRE | Woree | Energy Queensland | Shoulder | Non-coincident | 2027 | POE90 | 5.2654 | NA | QLD Woree |  |  | FALSE | #N/A | #N/A | #N/A | #N/A | #N/A | #N/A | #N/A | #N/A | #N/A | #N/A
TRUE | QLD | QWRE | Woree | Energy Queensland | Shoulder | Coincident_unreconciled | 2028 | POE50 | 3.8179 | NA | QLD Woree |  |  | FALSE | #N/A | #N/A | #N/A | #N/A | #N/A | #N/A | #N/A | #N/A | #N/A | #N/A
TRUE | QLD | QWRE | Woree | Energy Queensland | Shoulder | Coincident_unreconciled | 2028 | POE90 | 2.0412 | NA | QLD Woree |  |  | FALSE | #N/A | #N/A | #N/A | #N/A | #N/A | #N/A | #N/A | #N/A | #N/A | #N/A
TRUE | QLD | QWRE | Woree | Energy Queensland | Shoulder | Non-coincident | 2028 | POE50 | 6.3792 | 39.1441 | QLD Woree |  |  | FALSE | #N/A | #N/A | #N/A | #N/A | #N/A | #N/A | #N/A | #N/A | #N/A | #N/A
TRUE | QLD | QWRE | Woree | Energy Queensland | Shoulder | Non-coincident | 2028 | POE90 | 4.9852 | NA | QLD Woree |  |  | FALSE | #N/A | #N/A | #N/A | #N/A | #N/A | #N/A | #N/A | #N/A | #N/A | #N/A
TRUE | QLD | QWRE | Woree | Energy Queensland | Shoulder | Coincident_unreconciled | 2029 | POE50 | 3.5767 | NA | QLD Woree |  |  | FALSE | #N/A | #N/A | #N/A | #N/A | #N/A | #N/A | #N/A | #N/A | #N/A | #N/A
TRUE | QLD | QWRE | Woree | Energy Queensland | Shoulder | Coincident_unreconciled | 2029 | POE90 | 1.7806 | NA | QLD Woree |  |  | FALSE | #N/A | #N/A | #N/A | #N/A | #N/A | #N/A | #N/A | #N/A | #N/A | #N/A
TRUE | QLD | QWRE | Woree | Energy Queensland | Shoulder | Non-coincident | 2029 | POE50 | 6.19 | 39.7643 | QLD Woree |  |  | FALSE | #N/A | #N/A | #N/A | #N/A | #N/A | #N/A | #N/A | #N/A | #N/A | #N/A
TRUE | QLD | QWRE | Woree | Energy Queensland | Shoulder | Non-coincident | 2029 | POE90 | 4.7807 | NA | QLD Woree |  |  | FALSE | #N/A | #N/A | #N/A | #N/A | #N/A | #N/A | #N/A | #N/A | #N/A | #N/A
TRUE | QLD | QWRE | Woree | Energy Queensland | Shoulder | Coincident_unreconciled | 2030 | POE50 | 3.3627 | NA | QLD Woree |  |  | FALSE | #N/A | #N/A | #N/A | #N/A | #N/A | #N/A | #N/A | #N/A | #N/A | #N/A
TRUE | QLD | QWRE | Woree | Energy Queensland | Shoulder | Coincident_unreconciled | 2030 | POE90 | 1.5473 | NA | QLD Woree |  |  | FALSE | #N/A | #N/A | #N/A | #N/A | #N/A | #N/A | #N/A | #N/A | #N/A | #N/A
TRUE | QLD | QWRE | Woree | Energy Queensland | Shoulder | Non-coincident | 2030 | POE50 | 6.0221 | 40.4577 | QLD Woree |  |  | FALSE | #N/A | #N/A | #N/A | #N/A | #N/A | #N/A | #N/A | #N/A | #N/A | #N/A
TRUE | QLD | QWRE | Woree | Energy Queensland | Shoulder | Non-coincident | 2030 | POE90 | 4.5976 | NA | QLD Woree |  |  | FALSE | #N/A | #N/A | #N/A | #N/A | #N/A | #N/A | #N/A | #N/A | #N/A | #N/A
TRUE | QLD | QWRE | Woree | Energy Queensland | Summer | Coincident | 2017 | ACTUAL_OPG | 20.2837 | 32.7615 | QLD Woree |  |  | FALSE | #N/A | #N/A | #N/A | #N/A | #N/A | #N/A | #N/A | #N/A | #N/A | #N/A
TRUE | QLD | QWRE | Woree | Energy Queensland | Summer | Coincident | 2017 | ACTUAL_RAW | 20.2837 | 32.7615 | QLD Woree |  |  | FALSE | #N/A | #N/A | #N/A | #N/A | #N/A | #N/A | #N/A | #N/A | #N/A | #N/A
TRUE | QLD | QWRE | Woree | Energy Queensland | Summer | Non-coincident | 2017 | ACTUAL_RAW | 17.6938 | 46.3614 | QLD Woree |  |  | FALSE | #N/A | #N/A | #N/A | #N/A | #N/A | #N/A | #N/A | #N/A | #N/A | #N/A
TRUE | QLD | QWRE | Woree | Energy Queensland | Summer | Non-coincident | 2017 | ACTUAL_OPG | 17.6938 | 46.3614 | QLD Woree |  |  | FALSE | #N/A | #N/A | #N/A | #N/A | #N/A | #N/A | #N/A | #N/A | #N/A | #N/A
TRUE | QLD | QWRE | Woree | Energy Queensland | Summer | Non-coincident | 2017 | ACTUAL_ADJUSTEDOPG | 17.6938 | 46.3614 | QLD Woree |  |  | FALSE | #N/A | #N/A | #N/A | #N/A | #N/A | #N/A | #N/A | #N/A | #N/A | #N/A
TRUE | QLD | QWRE | Woree | Energy Queensland | Summer | Coincident | 2018 | ACTUAL_OPG | 18.098 | 35.9373 | QLD Woree |  |  | FALSE | #N/A | #N/A | #N/A | #N/A | #N/A | #N/A | #N/A | #N/A | #N/A | #N/A
TRUE | QLD | QWRE | Woree | Energy Queensland | Summer | Coincident | 2018 | ACTUAL_RAW | 18.098 | 35.9373 | QLD Woree |  |  | FALSE | #N/A | #N/A | #N/A | #N/A | #N/A | #N/A | #N/A | #N/A | #N/A | #N/A
TRUE | QLD | QWRE | Woree | Energy Queensland | Summer | Non-coincident | 2018 | ACTUAL_RAW | 1.0532 | 41.2465 | QLD Woree |  |  | FALSE | #N/A | #N/A | #N/A | #N/A | #N/A | #N/A | #N/A | #N/A | #N/A | #N/A
TRUE | QLD | QWRE | Woree | Energy Queensland | Summer | Non-coincident | 2018 | ACTUAL_OPG | 1.0532 | 41.2465 | QLD Woree |  |  | FALSE | #N/A | #N/A | #N/A | #N/A | #N/A | #N/A | #N/A | #N/A | #N/A | #N/A
TRUE | QLD | QWRE | Woree | Energy Queensland | Summer | Non-coincident | 2018 | ACTUAL_ADJUSTEDOPG | 16.6837 | 41.2465 | QLD Woree |  |  | FALSE | #N/A | #N/A | #N/A | #N/A | #N/A | #N/A | #N/A | #N/A | #N/A | #N/A
TRUE | QLD | QWRE | Woree | Energy Queensland | Summer | Coincident | 2019 | ACTUAL_OPG | 19.6063 | 42.2806 | QLD Woree |  |  | FALSE | #N/A | #N/A | #N/A | #N/A | #N/A | #N/A | #N/A | #N/A | #N/A | #N/A
TRUE | QLD | QWRE | Woree | Energy Queensland | Summer | Coincident | 2019 | ACTUAL_RAW | 19.6063 | 42.2806 | QLD Woree |  |  | FALSE | #N/A | #N/A | #N/A | #N/A | #N/A | #N/A | #N/A | #N/A | #N/A | #N/A
TRUE | QLD | QWRE | Woree | Energy Queensland | Summer | Non-coincident | 2019 | ACTUAL_RAW | 16.7343 | 47.7885 | QLD Woree |  |  | FALSE | #N/A | #N/A | #N/A | #N/A | #N/A | #N/A | #N/A | #N/A | #N/A | #N/A
TRUE | QLD | QWRE | Woree | Energy Queensland | Summer | Non-coincident | 2019 | ACTUAL_OPG | 16.7343 | 47.7885 | QLD Woree |  |  | FALSE | #N/A | #N/A | #N/A | #N/A | #N/A | #N/A | #N/A | #N/A | #N/A | #N/A
TRUE | QLD | QWRE | Woree | Energy Queensland | Summer | Non-coincident | 2019 | ACTUAL_ADJUSTEDOPG | 16.7343 | 47.7885 | QLD Woree |  |  | FALSE | #N/A | #N/A | #N/A | #N/A | #N/A | #N/A | #N/A | #N/A | #N/A | #N/A
TRUE | QLD | QWRE | Woree | Energy Queensland | Summer | Non-coincident | 2019 | BASEYEARPOE90 | 15.0535 | NA | QLD Woree |  |  | FALSE | #N/A | #N/A | #N/A | #N/A | #N/A | #N/A | #N/A | #N/A | #N/A | #N/A
TRUE | QLD | QWRE | Woree | Energy Queensland | Summer | Non-coincident | 2019 | BASEYEARPOE50 | 17.1531 | 44.9061 | QLD Woree |  |  | FALSE | #N/A | #N/A | #N/A | #N/A | #N/A | #N/A | #N/A | #N/A | #N/A | #N/A
TRUE | QLD | QWRE | Woree | Energy Queensland | Summer | Coincident | 2020 | ACTUAL_OPG | 18.4412 | 37.1802 | QLD Woree |  |  | FALSE | #N/A | #N/A | #N/A | #N/A | #N/A | #N/A | #N/A | #N/A | #N/A | #N/A
TRUE | QLD | QWRE | Woree | Energy Queensland | Summer | Coincident | 2020 | ACTUAL_RAW | 18.4412 | 37.1802 | QLD Woree |  |  | FALSE | #N/A | #N/A | #N/A | #N/A | #N/A | #N/A | #N/A | #N/A | #N/A | #N/A
TRUE | QLD | QWRE | Woree | Energy Queensland | Summer | Non-coincident | 2020 | ACTUAL_RAW | 16.4972 | 46.678 | QLD Woree |  |  | FALSE | #N/A | #N/A | #N/A | #N/A | #N/A | #N/A | #N/A | #N/A | #N/A | #N/A
TRUE | QLD | QWRE | Woree | Energy Queensland | Summer | Non-coincident | 2020 | ACTUAL_OPG | 16.4972 | 46.678 | QLD Woree |  |  | FALSE | #N/A | #N/A | #N/A | #N/A | #N/A | #N/A | #N/A | #N/A | #N/A | #N/A
TRUE | QLD | QWRE | Woree | Energy Queensland | Summer | Non-coincident | 2020 | ACTUAL_ADJUSTEDOPG | 16.4972 | 46.678 | QLD Woree |  |  | FALSE | #N/A | #N/A | #N/A | #N/A | #N/A | #N/A | #N/A | #N/A | #N/A | #N/A
TRUE | QLD | QWRE | Woree | Energy Queensland | Summer | Coincident_unreconciled | 2021 | POE50 | 20.7937 | NA | QLD Woree |  |  | FALSE | #N/A | #N/A | #N/A | #N/A | #N/A | #N/A | #N/A | #N/A | #N/A | #N/A
TRUE | QLD | QWRE | Woree | Energy Queensland | Summer | Coincident_unreconciled | 2021 | POE90 | 16.6944 | NA | QLD Woree |  |  | FALSE | #N/A | #N/A | #N/A | #N/A | #N/A | #N/A | #N/A | #N/A | #N/A | #N/A
TRUE | QLD | QWRE | Woree | Energy Queensland | Summer | Non-coincident | 2021 | POE50 | 18 | 45.7734 | QLD Woree |  |  | FALSE | #N/A | #N/A | #N/A | #N/A | #N/A | #N/A | #N/A | #N/A | #N/A | #N/A
TRUE | QLD | QWRE | Woree | Energy Queensland | Summer | Non-coincident | 2021 | POE90 | 15.0783 | NA | QLD Woree |  |  | FALSE | #N/A | #N/A | #N/A | #N/A | #N/A | #N/A | #N/A | #N/A | #N/A | #N/A
TRUE | QLD | QWRE | Woree | Energy Queensland | Summer | Coincident_unreconciled | 2022 | POE50 | 17.8088 | NA | QLD Woree |  |  | FALSE | #N/A | #N/A | #N/A | #N/A | #N/A | #N/A | #N/A | #N/A | #N/A | #N/A
TRUE | QLD | QWRE | Woree | Energy Queensland | Summer | Coincident_unreconciled | 2022 | POE90 | 13.668 | NA | QLD Woree |  |  | FALSE | #N/A | #N/A | #N/A | #N/A | #N/A | #N/A | #N/A | #N/A | #N/A | #N/A
TRUE | QLD | QWRE | Woree | Energy Queensland | Summer | Non-coincident | 2022 | POE50 | 15.8726 | 46.2322 | QLD Woree |  |  | FALSE | #N/A | #N/A | #N/A | #N/A | #N/A | #N/A | #N/A | #N/A | #N/A | #N/A
TRUE | QLD | QWRE | Woree | Energy Queensland | Summer | Non-coincident | 2022 | POE90 | 12.9214 | NA | QLD Woree |  |  | FALSE | #N/A | #N/A | #N/A | #N/A | #N/A | #N/A | #N/A | #N/A | #N/A | #N/A
TRUE | QLD | QWRE | Woree | Energy Queensland | Summer | Coincident_unreconciled | 2023 | POE50 | 14.9196 | NA | QLD Woree |  |  | FALSE | #N/A | #N/A | #N/A | #N/A | #N/A | #N/A | #N/A | #N/A | #N/A | #N/A
TRUE | QLD | QWRE | Woree | Energy Queensland | Summer | Coincident_unreconciled | 2023 | POE90 | 10.7345 | NA | QLD Woree |  |  | FALSE | #N/A | #N/A | #N/A | #N/A | #N/A | #N/A | #N/A | #N/A | #N/A | #N/A
TRUE | QLD | QWRE | Woree | Energy Queensland | Summer | Non-coincident | 2023 | POE50 | 13.8134 | 46.722 | QLD Woree |  |  | FALSE | #N/A | #N/A | #N/A | #N/A | #N/A | #N/A | #N/A | #N/A | #N/A | #N/A
TRUE | QLD | QWRE | Woree | Energy Queensland | Summer | Non-coincident | 2023 | POE90 | 10.8306 | NA | QLD Woree |  |  | FALSE | #N/A | #N/A | #N/A | #N/A | #N/A | #N/A | #N/A | #N/A | #N/A | #N/A
TRUE | QLD | QWRE | Woree | Energy Queensland | Summer | Coincident_unreconciled | 2024 | POE50 | 13.6772 | NA | QLD Woree |  |  | FALSE | #N/A | #N/A | #N/A | #N/A | #N/A | #N/A | #N/A | #N/A | #N/A | #N/A
TRUE | QLD | QWRE | Woree | Energy Queensland | Summer | Coincident_unreconciled | 2024 | POE90 | 9.4477 | NA | QLD Woree |  |  | FALSE | #N/A | #N/A | #N/A | #N/A | #N/A | #N/A | #N/A | #N/A | #N/A | #N/A
TRUE | QLD | QWRE | Woree | Energy Queensland | Summer | Non-coincident | 2024 | POE50 | 12.9279 | 47.2119 | QLD Woree |  |  | FALSE | #N/A | #N/A | #N/A | #N/A | #N/A | #N/A | #N/A | #N/A | #N/A | #N/A
TRUE | QLD | QWRE | Woree | Energy Queensland | Summer | Non-coincident | 2024 | POE90 | 9.9135 | NA | QLD Woree |  |  | FALSE | #N/A | #N/A | #N/A | #N/A | #N/A | #N/A | #N/A | #N/A | #N/A | #N/A
TRUE | QLD | QWRE | Woree | Energy Queensland | Summer | Coincident_unreconciled | 2025 | POE50 | 12.8908 | NA | QLD Woree |  |  | FALSE | #N/A | #N/A | #N/A | #N/A | #N/A | #N/A | #N/A | #N/A | #N/A | #N/A
TRUE | QLD | QWRE | Woree | Energy Queensland | Summer | Coincident_unreconciled | 2025 | POE90 | 8.6169 | NA | QLD Woree |  |  | FALSE | #N/A | #N/A | #N/A | #N/A | #N/A | #N/A | #N/A | #N/A | #N/A | #N/A
TRUE | QLD | QWRE | Woree | Energy Queensland | Summer | Non-coincident | 2025 | POE50 | 12.3674 | 47.7124 | QLD Woree |  |  | FALSE | #N/A | #N/A | #N/A | #N/A | #N/A | #N/A | #N/A | #N/A | #N/A | #N/A
TRUE | QLD | QWRE | Woree | Energy Queensland | Summer | Non-coincident | 2025 | POE90 | 9.3214 | NA | QLD Woree |  |  | FALSE | #N/A | #N/A | #N/A | #N/A | #N/A | #N/A | #N/A | #N/A | #N/A | #N/A
TRUE | QLD | QWRE | Woree | Energy Queensland | Summer | Coincident_unreconciled | 2026 | POE50 | 12.2976 | NA | QLD Woree |  |  | FALSE | #N/A | #N/A | #N/A | #N/A | #N/A | #N/A | #N/A | #N/A | #N/A | #N/A
TRUE | QLD | QWRE | Woree | Energy Queensland | Summer | Coincident_unreconciled | 2026 | POE90 | 7.9794 | NA | QLD Woree |  |  | FALSE | #N/A | #N/A | #N/A | #N/A | #N/A | #N/A | #N/A | #N/A | #N/A | #N/A
TRUE | QLD | QWRE | Woree | Energy Queensland | Summer | Non-coincident | 2026 | POE50 | 11.9447 | 48.2434 | QLD Woree |  |  | FALSE | #N/A | #N/A | #N/A | #N/A | #N/A | #N/A | #N/A | #N/A | #N/A | #N/A
TRUE | QLD | QWRE | Woree | Energy Queensland | Summer | Non-coincident | 2026 | POE90 | 8.867 | NA | QLD Woree |  |  | FALSE | #N/A | #N/A | #N/A | #N/A | #N/A | #N/A | #N/A | #N/A | #N/A | #N/A
TRUE | QLD | QWRE | Woree | Energy Queensland | Summer | Coincident_unreconciled | 2027 | POE50 | 11.9312 | NA | QLD Woree |  |  | FALSE | #N/A | #N/A | #N/A | #N/A | #N/A | #N/A | #N/A | #N/A | #N/A | #N/A
TRUE | QLD | QWRE | Woree | Energy Queensland | Summer | Coincident_unreconciled | 2027 | POE90 | 7.5665 | NA | QLD Woree |  |  | FALSE | #N/A | #N/A | #N/A | #N/A | #N/A | #N/A | #N/A | #N/A | #N/A | #N/A
TRUE | QLD | QWRE | Woree | Energy Queensland | Summer | Non-coincident | 2027 | POE50 | 11.6835 | 48.8598 | QLD Woree |  |  | FALSE | #N/A | #N/A | #N/A | #N/A | #N/A | #N/A | #N/A | #N/A | #N/A | #N/A
TRUE | QLD | QWRE | Woree | Energy Queensland | Summer | Non-coincident | 2027 | POE90 | 8.5728 | NA | QLD Woree |  |  | FALSE | #N/A | #N/A | #N/A | #N/A | #N/A | #N/A | #N/A | #N/A | #N/A | #N/A
TRUE | QLD | QWRE | Woree | Energy Queensland | Summer | Coincident_unreconciled | 2028 | POE50 | 11.7059 | NA | QLD Woree |  |  | FALSE | #N/A | #N/A | #N/A | #N/A | #N/A | #N/A | #N/A | #N/A | #N/A | #N/A
TRUE | QLD | QWRE | Woree | Energy Queensland | Summer | Coincident_unreconciled | 2028 | POE90 | 7.2933 | NA | QLD Woree |  |  | FALSE | #N/A | #N/A | #N/A | #N/A | #N/A | #N/A | #N/A | #N/A | #N/A | #N/A
TRUE | QLD | QWRE | Woree | Energy Queensland | Summer | Non-coincident | 2028 | POE50 | 11.523 | 49.5604 | QLD Woree |  |  | FALSE | #N/A | #N/A | #N/A | #N/A | #N/A | #N/A | #N/A | #N/A | #N/A | #N/A
TRUE | QLD | QWRE | Woree | Energy Queensland | Summer | Non-coincident | 2028 | POE90 | 8.378 | NA | QLD Woree |  |  | FALSE | #N/A | #N/A | #N/A | #N/A | #N/A | #N/A | #N/A | #N/A | #N/A | #N/A
TRUE | QLD | QWRE | Woree | Energy Queensland | Summer | Coincident_unreconciled | 2029 | POE50 | 11.5898 | NA | QLD Woree |  |  | FALSE | #N/A | #N/A | #N/A | #N/A | #N/A | #N/A | #N/A | #N/A | #N/A | #N/A
TRUE | QLD | QWRE | Woree | Energy Queensland | Summer | Coincident_unreconciled | 2029 | POE90 | 7.1293 | NA | QLD Woree |  |  | FALSE | #N/A | #N/A | #N/A | #N/A | #N/A | #N/A | #N/A | #N/A | #N/A | #N/A
TRUE | QLD | QWRE | Woree | Energy Queensland | Summer | Non-coincident | 2029 | POE50 | 11.4402 | 50.3319 | QLD Woree |  |  | FALSE | #N/A | #N/A | #N/A | #N/A | #N/A | #N/A | #N/A | #N/A | #N/A | #N/A
TRUE | QLD | QWRE | Woree | Energy Queensland | Summer | Non-coincident | 2029 | POE90 | 8.2611 | NA | QLD Woree |  |  | FALSE | #N/A | #N/A | #N/A | #N/A | #N/A | #N/A | #N/A | #N/A | #N/A | #N/A
TRUE | QLD | QWRE | Woree | Energy Queensland | Summer | Coincident_unreconciled | 2030 | POE50 | 11.5282 | NA | QLD Woree |  |  | FALSE | #N/A | #N/A | #N/A | #N/A | #N/A | #N/A | #N/A | #N/A | #N/A | #N/A
TRUE | QLD | QWRE | Woree | Energy Queensland | Summer | Coincident_unreconciled | 2030 | POE90 | 7.0197 | NA | QLD Woree |  |  | FALSE | #N/A | #N/A | #N/A | #N/A | #N/A | #N/A | #N/A | #N/A | #N/A | #N/A
TRUE | QLD | QWRE | Woree | Energy Queensland | Summer | Non-coincident | 2030 | POE50 | 11.3963 | 51.1831 | QLD Woree |  |  | FALSE | #N/A | #N/A | #N/A | #N/A | #N/A | #N/A | #N/A | #N/A | #N/A | #N/A
TRUE | QLD | QWRE | Woree | Energy Queensland | Summer | Non-coincident | 2030 | POE90 | 8.183 | NA | QLD Woree |  |  | FALSE | #N/A | #N/A | #N/A | #N/A | #N/A | #N/A | #N/A | #N/A | #N/A | #N/A
TRUE | QLD | QWRE | Woree | Energy Queensland | Winter | Coincident | 2016 | ACTUAL_OPG | 17.5984 | 29.1033 | QLD Woree |  |  | FALSE | #N/A | #N/A | #N/A | #N/A | #N/A | #N/A | #N/A | #N/A | #N/A | #N/A
TRUE | QLD | QWRE | Woree | Energy Queensland | Winter | Coincident | 2016 | ACTUAL_RAW | 17.5984 | 29.1033 | QLD Woree |  |  | FALSE | #N/A | #N/A | #N/A | #N/A | #N/A | #N/A | #N/A | #N/A | #N/A | #N/A
TRUE | QLD | QWRE | Woree | Energy Queensland | Winter | Non-coincident | 2016 | ACTUAL_RAW | 14.7094 | 32.7258 | QLD Woree |  |  | FALSE | #N/A | #N/A | #N/A | #N/A | #N/A | #N/A | #N/A | #N/A | #N/A | #N/A
TRUE | QLD | QWRE | Woree | Energy Queensland | Winter | Non-coincident | 2016 | ACTUAL_OPG | 14.7094 | 32.7258 | QLD Woree |  |  | FALSE | #N/A | #N/A | #N/A | #N/A | #N/A | #N/A | #N/A | #N/A | #N/A | #N/A
TRUE | QLD | QWRE | Woree | Energy Queensland | Winter | Non-coincident | 2016 | ACTUAL_ADJUSTEDOPG | 14.7094 | 32.7258 | QLD Woree |  |  | FALSE | #N/A | #N/A | #N/A | #N/A | #N/A | #N/A | #N/A | #N/A | #N/A | #N/A
TRUE | QLD | QWRE | Woree | Energy Queensland | Winter | Coincident | 2017 | ACTUAL_OPG | 18.2188 | 26.1237 | QLD Woree |  |  | FALSE | #N/A | #N/A | #N/A | #N/A | #N/A | #N/A | #N/A | #N/A | #N/A | #N/A
TRUE | QLD | QWRE | Woree | Energy Queensland | Winter | Coincident | 2017 | ACTUAL_RAW | 18.2188 | 26.1237 | QLD Woree |  |  | FALSE | #N/A | #N/A | #N/A | #N/A | #N/A | #N/A | #N/A | #N/A | #N/A | #N/A
TRUE | QLD | QWRE | Woree | Energy Queensland | Winter | Non-coincident | 2017 | ACTUAL_RAW | 13.6593 | 32.5746 | QLD Woree |  |  | FALSE | #N/A | #N/A | #N/A | #N/A | #N/A | #N/A | #N/A | #N/A | #N/A | #N/A
TRUE | QLD | QWRE | Woree | Energy Queensland | Winter | Non-coincident | 2017 | ACTUAL_OPG | 13.6593 | 32.5746 | QLD Woree |  |  | FALSE | #N/A | #N/A | #N/A | #N/A | #N/A | #N/A | #N/A | #N/A | #N/A | #N/A
TRUE | QLD | QWRE | Woree | Energy Queensland | Winter | Non-coincident | 2017 | ACTUAL_ADJUSTEDOPG | 13.6593 | 32.5746 | QLD Woree |  |  | FALSE | #N/A | #N/A | #N/A | #N/A | #N/A | #N/A | #N/A | #N/A | #N/A | #N/A
TRUE | QLD | QWRE | Woree | Energy Queensland | Winter | Coincident | 2018 | ACTUAL_OPG | 17.4066 | 29.009 | QLD Woree |  |  | FALSE | #N/A | #N/A | #N/A | #N/A | #N/A | #N/A | #N/A | #N/A | #N/A | #N/A
TRUE | QLD | QWRE | Woree | Energy Queensland | Winter | Coincident | 2018 | ACTUAL_RAW | 17.4066 | 29.009 | QLD Woree |  |  | FALSE | #N/A | #N/A | #N/A | #N/A | #N/A | #N/A | #N/A | #N/A | #N/A | #N/A
TRUE | QLD | QWRE | Woree | Energy Queensland | Winter | Non-coincident | 2018 | ACTUAL_RAW | 13.5565 | 30.841 | QLD Woree |  |  | FALSE | #N/A | #N/A | #N/A | #N/A | #N/A | #N/A | #N/A | #N/A | #N/A | #N/A
TRUE | QLD | QWRE | Woree | Energy Queensland | Winter | Non-coincident | 2018 | ACTUAL_OPG | 13.5565 | 30.841 | QLD Woree |  |  | FALSE | #N/A | #N/A | #N/A | #N/A | #N/A | #N/A | #N/A | #N/A | #N/A | #N/A
TRUE | QLD | QWRE | Woree | Energy Queensland | Winter | Non-coincident | 2018 | ACTUAL_ADJUSTEDOPG | 13.5565 | 30.841 | QLD Woree |  |  | FALSE | #N/A | #N/A | #N/A | #N/A | #N/A | #N/A | #N/A | #N/A | #N/A | #N/A
TRUE | QLD | QWRE | Woree | Energy Queensland | Winter | Coincident | 2019 | ACTUAL_OPG | 16.7328 | 27.2242 | QLD Woree |  |  | FALSE | #N/A | #N/A | #N/A | #N/A | #N/A | #N/A | #N/A | #N/A | #N/A | #N/A
TRUE | QLD | QWRE | Woree | Energy Queensland | Winter | Coincident | 2019 | ACTUAL_RAW | 16.7328 | 27.2242 | QLD Woree |  |  | FALSE | #N/A | #N/A | #N/A | #N/A | #N/A | #N/A | #N/A | #N/A | #N/A | #N/A
TRUE | QLD | QWRE | Woree | Energy Queensland | Winter | Non-coincident | 2019 | ACTUAL_RAW | 13.8051 | 30.5449 | QLD Woree |  |  | FALSE | #N/A | #N/A | #N/A | #N/A | #N/A | #N/A | #N/A | #N/A | #N/A | #N/A
TRUE | QLD | QWRE | Woree | Energy Queensland | Winter | Non-coincident | 2019 | ACTUAL_OPG | 13.8051 | 30.5449 | QLD Woree |  |  | FALSE | #N/A | #N/A | #N/A | #N/A | #N/A | #N/A | #N/A | #N/A | #N/A | #N/A
TRUE | QLD | QWRE | Woree | Energy Queensland | Winter | Non-coincident | 2019 | ACTUAL_ADJUSTEDOPG | 13.8051 | 30.5449 | QLD Woree |  |  | FALSE | #N/A | #N/A | #N/A | #N/A | #N/A | #N/A | #N/A | #N/A | #N/A | #N/A
TRUE | QLD | QWRE | Woree | Energy Queensland | Winter | Non-coincident | 2019 | BASEYEARPOE90 | 12.0081 | NA | QLD Woree |  |  | FALSE | #N/A | #N/A | #N/A | #N/A | #N/A | #N/A | #N/A | #N/A | #N/A | #N/A
TRUE | QLD | QWRE | Woree | Energy Queensland | Winter | Non-coincident | 2019 | BASEYEARPOE50 | 13.0284 | 31.7199 | QLD Woree |  |  | FALSE | #N/A | #N/A | #N/A | #N/A | #N/A | #N/A | #N/A | #N/A | #N/A | #N/A
TRUE | QLD | QWRE | Woree | Energy Queensland | Winter | Coincident_unreconciled | 2020 | POE50 | 16.0234 | NA | QLD Woree |  |  | FALSE | #N/A | #N/A | #N/A | #N/A | #N/A | #N/A | #N/A | #N/A | #N/A | #N/A
TRUE | QLD | QWRE | Woree | Energy Queensland | Winter | Coincident_unreconciled | 2020 | POE90 | 14.7745 | NA | QLD Woree |  |  | FALSE | #N/A | #N/A | #N/A | #N/A | #N/A | #N/A | #N/A | #N/A | #N/A | #N/A
TRUE | QLD | QWRE | Woree | Energy Queensland | Winter | Non-coincident | 2020 | POE50 | 14 | 32.5538 | QLD Woree |  |  | FALSE | #N/A | #N/A | #N/A | #N/A | #N/A | #N/A | #N/A | #N/A | #N/A | #N/A
TRUE | QLD | QWRE | Woree | Energy Queensland | Winter | Non-coincident | 2020 | POE90 | 12.9551 | NA | QLD Woree |  |  | FALSE | #N/A | #N/A | #N/A | #N/A | #N/A | #N/A | #N/A | #N/A | #N/A | #N/A
TRUE | QLD | QWRE | Woree | Energy Queensland | Winter | Coincident_unreconciled | 2021 | POE50 | 13.4242 | NA | QLD Woree |  |  | FALSE | #N/A | #N/A | #N/A | #N/A | #N/A | #N/A | #N/A | #N/A | #N/A | #N/A
TRUE | QLD | QWRE | Woree | Energy Queensland | Winter | Coincident_unreconciled | 2021 | POE90 | 12.164 | NA | QLD Woree |  |  | FALSE | #N/A | #N/A | #N/A | #N/A | #N/A | #N/A | #N/A | #N/A | #N/A | #N/A
TRUE | QLD | QWRE | Woree | Energy Queensland | Winter | Non-coincident | 2021 | POE50 | 11.8255 | 32.8544 | QLD Woree |  |  | FALSE | #N/A | #N/A | #N/A | #N/A | #N/A | #N/A | #N/A | #N/A | #N/A | #N/A
TRUE | QLD | QWRE | Woree | Energy Queensland | Winter | Non-coincident | 2021 | POE90 | 10.7712 | NA | QLD Woree |  |  | FALSE | #N/A | #N/A | #N/A | #N/A | #N/A | #N/A | #N/A | #N/A | #N/A | #N/A
TRUE | QLD | QWRE | Woree | Energy Queensland | Winter | Coincident_unreconciled | 2022 | POE50 | 10.3862 | NA | QLD Woree |  |  | FALSE | #N/A | #N/A | #N/A | #N/A | #N/A | #N/A | #N/A | #N/A | #N/A | #N/A
TRUE | QLD | QWRE | Woree | Energy Queensland | Winter | Coincident_unreconciled | 2022 | POE90 | 9.1129 | NA | QLD Woree |  |  | FALSE | #N/A | #N/A | #N/A | #N/A | #N/A | #N/A | #N/A | #N/A | #N/A | #N/A
TRUE | QLD | QWRE | Woree | Energy Queensland | Winter | Non-coincident | 2022 | POE50 | 9.2839 | 33.2045 | QLD Woree |  |  | FALSE | #N/A | #N/A | #N/A | #N/A | #N/A | #N/A | #N/A | #N/A | #N/A | #N/A
TRUE | QLD | QWRE | Woree | Energy Queensland | Winter | Non-coincident | 2022 | POE90 | 8.2187 | NA | QLD Woree |  |  | FALSE | #N/A | #N/A | #N/A | #N/A | #N/A | #N/A | #N/A | #N/A | #N/A | #N/A
TRUE | QLD | QWRE | Woree | Energy Queensland | Winter | Coincident_unreconciled | 2023 | POE50 | 8.2425 | NA | QLD Woree |  |  | FALSE | #N/A | #N/A | #N/A | #N/A | #N/A | #N/A | #N/A | #N/A | #N/A | #N/A
TRUE | QLD | QWRE | Woree | Energy Queensland | Winter | Coincident_unreconciled | 2023 | POE90 | 6.9561 | NA | QLD Woree |  |  | FALSE | #N/A | #N/A | #N/A | #N/A | #N/A | #N/A | #N/A | #N/A | #N/A | #N/A
TRUE | QLD | QWRE | Woree | Energy Queensland | Winter | Non-coincident | 2023 | POE50 | 7.4904 | 33.5537 | QLD Woree |  |  | FALSE | #N/A | #N/A | #N/A | #N/A | #N/A | #N/A | #N/A | #N/A | #N/A | #N/A
TRUE | QLD | QWRE | Woree | Energy Queensland | Winter | Non-coincident | 2023 | POE90 | 6.4143 | NA | QLD Woree |  |  | FALSE | #N/A | #N/A | #N/A | #N/A | #N/A | #N/A | #N/A | #N/A | #N/A | #N/A
TRUE | QLD | QWRE | Woree | Energy Queensland | Winter | Coincident_unreconciled | 2024 | POE50 | 7.3539 | NA | QLD Woree |  |  | FALSE | #N/A | #N/A | #N/A | #N/A | #N/A | #N/A | #N/A | #N/A | #N/A | #N/A
TRUE | QLD | QWRE | Woree | Energy Queensland | Winter | Coincident_unreconciled | 2024 | POE90 | 6.0544 | NA | QLD Woree |  |  | FALSE | #N/A | #N/A | #N/A | #N/A | #N/A | #N/A | #N/A | #N/A | #N/A | #N/A
TRUE | QLD | QWRE | Woree | Energy Queensland | Winter | Non-coincident | 2024 | POE50 | 6.7471 | 33.9055 | QLD Woree |  |  | FALSE | #N/A | #N/A | #N/A | #N/A | #N/A | #N/A | #N/A | #N/A | #N/A | #N/A
TRUE | QLD | QWRE | Woree | Energy Queensland | Winter | Non-coincident | 2024 | POE90 | 5.6599 | NA | QLD Woree |  |  | FALSE | #N/A | #N/A | #N/A | #N/A | #N/A | #N/A | #N/A | #N/A | #N/A | #N/A
TRUE | QLD | QWRE | Woree | Energy Queensland | Winter | Coincident_unreconciled | 2025 | POE50 | 6.5964 | NA | QLD Woree |  |  | FALSE | #N/A | #N/A | #N/A | #N/A | #N/A | #N/A | #N/A | #N/A | #N/A | #N/A
TRUE | QLD | QWRE | Woree | Energy Queensland | Winter | Coincident_unreconciled | 2025 | POE90 | 5.2838 | NA | QLD Woree |  |  | FALSE | #N/A | #N/A | #N/A | #N/A | #N/A | #N/A | #N/A | #N/A | #N/A | #N/A
TRUE | QLD | QWRE | Woree | Energy Queensland | Winter | Non-coincident | 2025 | POE50 | 6.1134 | 34.2728 | QLD Woree |  |  | FALSE | #N/A | #N/A | #N/A | #N/A | #N/A | #N/A | #N/A | #N/A | #N/A | #N/A
TRUE | QLD | QWRE | Woree | Energy Queensland | Winter | Non-coincident | 2025 | POE90 | 5.0152 | NA | QLD Woree |  |  | FALSE | #N/A | #N/A | #N/A | #N/A | #N/A | #N/A | #N/A | #N/A | #N/A | #N/A
TRUE | QLD | QWRE | Woree | Energy Queensland | Winter | Coincident_unreconciled | 2026 | POE50 | 6.0297 | NA | QLD Woree |  |  | FALSE | #N/A | #N/A | #N/A | #N/A | #N/A | #N/A | #N/A | #N/A | #N/A | #N/A
TRUE | QLD | QWRE | Woree | Energy Queensland | Winter | Coincident_unreconciled | 2026 | POE90 | 4.7039 | NA | QLD Woree |  |  | FALSE | #N/A | #N/A | #N/A | #N/A | #N/A | #N/A | #N/A | #N/A | #N/A | #N/A
TRUE | QLD | QWRE | Woree | Energy Queensland | Winter | Non-coincident | 2026 | POE50 | 5.6393 | 34.6768 | QLD Woree |  |  | FALSE | #N/A | #N/A | #N/A | #N/A | #N/A | #N/A | #N/A | #N/A | #N/A | #N/A
TRUE | QLD | QWRE | Woree | Energy Queensland | Winter | Non-coincident | 2026 | POE90 | 4.5301 | NA | QLD Woree |  |  | FALSE | #N/A | #N/A | #N/A | #N/A | #N/A | #N/A | #N/A | #N/A | #N/A | #N/A
TRUE | QLD | QWRE | Woree | Energy Queensland | Winter | Coincident_unreconciled | 2027 | POE50 | 5.6482 | NA | QLD Woree |  |  | FALSE | #N/A | #N/A | #N/A | #N/A | #N/A | #N/A | #N/A | #N/A | #N/A | #N/A
TRUE | QLD | QWRE | Woree | Energy Queensland | Winter | Coincident_unreconciled | 2027 | POE90 | 4.3083 | NA | QLD Woree |  |  | FALSE | #N/A | #N/A | #N/A | #N/A | #N/A | #N/A | #N/A | #N/A | #N/A | #N/A
TRUE | QLD | QWRE | Woree | Energy Queensland | Winter | Non-coincident | 2027 | POE50 | 5.3201 | 35.1631 | QLD Woree |  |  | FALSE | #N/A | #N/A | #N/A | #N/A | #N/A | #N/A | #N/A | #N/A | #N/A | #N/A
TRUE | QLD | QWRE | Woree | Energy Queensland | Winter | Non-coincident | 2027 | POE90 | 4.199 | NA | QLD Woree |  |  | FALSE | #N/A | #N/A | #N/A | #N/A | #N/A | #N/A | #N/A | #N/A | #N/A | #N/A
TRUE | QLD | QWRE | Woree | Energy Queensland | Winter | Coincident_unreconciled | 2028 | POE50 | 5.3704 | NA | QLD Woree |  |  | FALSE | #N/A | #N/A | #N/A | #N/A | #N/A | #N/A | #N/A | #N/A | #N/A | #N/A
TRUE | QLD | QWRE | Woree | Energy Queensland | Winter | Coincident_unreconciled | 2028 | POE90 | 4.0633 | NA | QLD Woree |  |  | FALSE | #N/A | #N/A | #N/A | #N/A | #N/A | #N/A | #N/A | #N/A | #N/A | #N/A
TRUE | QLD | QWRE | Woree | Energy Queensland | Winter | Non-coincident | 2028 | POE50 | 5.0876 | 35.7039 | QLD Woree |  |  | FALSE | #N/A | #N/A | #N/A | #N/A | #N/A | #N/A | #N/A | #N/A | #N/A | #N/A
TRUE | QLD | QWRE | Woree | Energy Queensland | Winter | Non-coincident | 2028 | POE90 | 3.9547 | NA | QLD Woree |  |  | FALSE | #N/A | #N/A | #N/A | #N/A | #N/A | #N/A | #N/A | #N/A | #N/A | #N/A
TRUE | QLD | QWRE | Woree | Energy Queensland | Winter | Coincident_unreconciled | 2029 | POE50 | 5.1696 | NA | QLD Woree |  |  | FALSE | #N/A | #N/A | #N/A | #N/A | #N/A | #N/A | #N/A | #N/A | #N/A | #N/A
TRUE | QLD | QWRE | Woree | Energy Queensland | Winter | Coincident_unreconciled | 2029 | POE90 | 3.9186 | NA | QLD Woree |  |  | FALSE | #N/A | #N/A | #N/A | #N/A | #N/A | #N/A | #N/A | #N/A | #N/A | #N/A
TRUE | QLD | QWRE | Woree | Energy Queensland | Winter | Non-coincident | 2029 | POE50 | 4.9197 | 36.3113 | QLD Woree |  |  | FALSE | #N/A | #N/A | #N/A | #N/A | #N/A | #N/A | #N/A | #N/A | #N/A | #N/A
TRUE | QLD | QWRE | Woree | Energy Queensland | Winter | Non-coincident | 2029 | POE90 | 3.7749 | NA | QLD Woree |  |  | FALSE | #N/A | #N/A | #N/A | #N/A | #N/A | #N/A | #N/A | #N/A | #N/A | #N/A
TRUE | QLD | QWRE | Woree | Energy Queensland | Shoulder | Non-coincident | 2019 | BASEYEARPOE10 | NA | 37.2358 | QLD Woree |  |  | FALSE | #N/A | #N/A | #N/A | #N/A | #N/A | #N/A | #N/A | #N/A | #N/A | #N/A
TRUE | QLD | QWRE | Woree | Energy Queensland | Shoulder | Coincident | 2021 | POE10 | NA | 32.9431 | QLD Woree |  |  | FALSE | #N/A | #N/A | #N/A | #N/A | #N/A | #N/A | #N/A | #N/A | #N/A | #N/A
TRUE | QLD | QWRE | Woree | Energy Queensland | Shoulder | Coincident | 2021 | POE50 | NA | 32.5967 | QLD Woree |  |  | FALSE | #N/A | #N/A | #N/A | #N/A | #N/A | #N/A | #N/A | #N/A | #N/A | #N/A
TRUE | QLD | QWRE | Woree | Energy Queensland | Shoulder | Non-coincident | 2021 | POE10 | NA | 37.7291 | QLD Woree |  |  | FALSE | #N/A | #N/A | #N/A | #N/A | #N/A | #N/A | #N/A | #N/A | #N/A | #N/A
TRUE | QLD | QWRE | Woree | Energy Queensland | Shoulder | Coincident | 2022 | POE10 | NA | 34.1912 | QLD Woree |  |  | FALSE | #N/A | #N/A | #N/A | #N/A | #N/A | #N/A | #N/A | #N/A | #N/A | #N/A
TRUE | QLD | QWRE | Woree | Energy Queensland | Shoulder | Coincident | 2022 | POE50 | NA | 33.2672 | QLD Woree |  |  | FALSE | #N/A | #N/A | #N/A | #N/A | #N/A | #N/A | #N/A | #N/A | #N/A | #N/A
TRUE | QLD | QWRE | Woree | Energy Queensland | Shoulder | Non-coincident | 2022 | POE10 | NA | 38.1073 | QLD Woree |  |  | FALSE | #N/A | #N/A | #N/A | #N/A | #N/A | #N/A | #N/A | #N/A | #N/A | #N/A
TRUE | QLD | QWRE | Woree | Energy Queensland | Shoulder | Coincident | 2023 | POE10 | NA | 34.6193 | QLD Woree |  |  | FALSE | #N/A | #N/A | #N/A | #N/A | #N/A | #N/A | #N/A | #N/A | #N/A | #N/A
TRUE | QLD | QWRE | Woree | Energy Queensland | Shoulder | Coincident | 2023 | POE50 | NA | 33.8465 | QLD Woree |  |  | FALSE | #N/A | #N/A | #N/A | #N/A | #N/A | #N/A | #N/A | #N/A | #N/A | #N/A
TRUE | QLD | QWRE | Woree | Energy Queensland | Shoulder | Non-coincident | 2023 | POE10 | NA | 38.5112 | QLD Woree |  |  | FALSE | #N/A | #N/A | #N/A | #N/A | #N/A | #N/A | #N/A | #N/A | #N/A | #N/A
TRUE | QLD | QWRE | Woree | Energy Queensland | Shoulder | Coincident | 2024 | POE10 | NA | 35.1507 | QLD Woree |  |  | FALSE | #N/A | #N/A | #N/A | #N/A | #N/A | #N/A | #N/A | #N/A | #N/A | #N/A
TRUE | QLD | QWRE | Woree | Energy Queensland | Shoulder | Coincident | 2024 | POE50 | NA | 34.8181 | QLD Woree |  |  | FALSE | #N/A | #N/A | #N/A | #N/A | #N/A | #N/A | #N/A | #N/A | #N/A | #N/A
TRUE | QLD | QWRE | Woree | Energy Queensland | Shoulder | Non-coincident | 2024 | POE10 | NA | 38.9151 | QLD Woree |  |  | FALSE | #N/A | #N/A | #N/A | #N/A | #N/A | #N/A | #N/A | #N/A | #N/A | #N/A
TRUE | QLD | QWRE | Woree | Energy Queensland | Shoulder | Coincident | 2025 | POE10 | NA | 35.635 | QLD Woree |  |  | FALSE | #N/A | #N/A | #N/A | #N/A | #N/A | #N/A | #N/A | #N/A | #N/A | #N/A
TRUE | QLD | QWRE | Woree | Energy Queensland | Shoulder | Coincident | 2025 | POE50 | NA | 35.0421 | QLD Woree |  |  | FALSE | #N/A | #N/A | #N/A | #N/A | #N/A | #N/A | #N/A | #N/A | #N/A | #N/A
TRUE | QLD | QWRE | Woree | Energy Queensland | Shoulder | Non-coincident | 2025 | POE10 | NA | 39.3287 | QLD Woree |  |  | FALSE | #N/A | #N/A | #N/A | #N/A | #N/A | #N/A | #N/A | #N/A | #N/A | #N/A
TRUE | QLD | QWRE | Woree | Energy Queensland | Shoulder | Coincident | 2026 | POE10 | NA | 35.8477 | QLD Woree |  |  | FALSE | #N/A | #N/A | #N/A | #N/A | #N/A | #N/A | #N/A | #N/A | #N/A | #N/A
TRUE | QLD | QWRE | Woree | Energy Queensland | Shoulder | Coincident | 2026 | POE50 | NA | 35.447 | QLD Woree |  |  | FALSE | #N/A | #N/A | #N/A | #N/A | #N/A | #N/A | #N/A | #N/A | #N/A | #N/A
TRUE | QLD | QWRE | Woree | Energy Queensland | Shoulder | Non-coincident | 2026 | POE10 | NA | 39.7687 | QLD Woree |  |  | FALSE | #N/A | #N/A | #N/A | #N/A | #N/A | #N/A | #N/A | #N/A | #N/A | #N/A
TRUE | QLD | QWRE | Woree | Energy Queensland | Shoulder | Coincident | 2027 | POE10 | NA | 36.1557 | QLD Woree |  |  | FALSE | #N/A | #N/A | #N/A | #N/A | #N/A | #N/A | #N/A | #N/A | #N/A | #N/A
TRUE | QLD | QWRE | Woree | Energy Queensland | Shoulder | Coincident | 2027 | POE50 | NA | 35.7198 | QLD Woree |  |  | FALSE | #N/A | #N/A | #N/A | #N/A | #N/A | #N/A | #N/A | #N/A | #N/A | #N/A
TRUE | QLD | QWRE | Woree | Energy Queensland | Shoulder | Non-coincident | 2027 | POE10 | NA | 40.2779 | QLD Woree |  |  | FALSE | #N/A | #N/A | #N/A | #N/A | #N/A | #N/A | #N/A | #N/A | #N/A | #N/A
TRUE | QLD | QWRE | Woree | Energy Queensland | Shoulder | Coincident | 2028 | POE10 | NA | 36.5359 | QLD Woree |  |  | FALSE | #N/A | #N/A | #N/A | #N/A | #N/A | #N/A | #N/A | #N/A | #N/A | #N/A
TRUE | QLD | QWRE | Woree | Energy Queensland | Shoulder | Coincident | 2028 | POE50 | NA | 36.1881 | QLD Woree |  |  | FALSE | #N/A | #N/A | #N/A | #N/A | #N/A | #N/A | #N/A | #N/A | #N/A | #N/A
TRUE | QLD | QWRE | Woree | Energy Queensland | Shoulder | Non-coincident | 2028 | POE10 | NA | 40.8564 | QLD Woree |  |  | FALSE | #N/A | #N/A | #N/A | #N/A | #N/A | #N/A | #N/A | #N/A | #N/A | #N/A
TRUE | QLD | QWRE | Woree | Energy Queensland | Shoulder | Coincident | 2029 | POE10 | NA | 37.4528 | QLD Woree |  |  | FALSE | #N/A | #N/A | #N/A | #N/A | #N/A | #N/A | #N/A | #N/A | #N/A | #N/A
TRUE | QLD | QWRE | Woree | Energy Queensland | Shoulder | Coincident | 2029 | POE50 | NA | 36.885 | QLD Woree |  |  | FALSE | #N/A | #N/A | #N/A | #N/A | #N/A | #N/A | #N/A | #N/A | #N/A | #N/A
TRUE | QLD | QWRE | Woree | Energy Queensland | Shoulder | Non-coincident | 2029 | POE10 | NA | 41.4952 | QLD Woree |  |  | FALSE | #N/A | #N/A | #N/A | #N/A | #N/A | #N/A | #N/A | #N/A | #N/A | #N/A
TRUE | QLD | QWRE | Woree | Energy Queensland | Shoulder | Coincident | 2030 | POE10 | NA | 38.093 | QLD Woree |  |  | FALSE | #N/A | #N/A | #N/A | #N/A | #N/A | #N/A | #N/A | #N/A | #N/A | #N/A
TRUE | QLD | QWRE | Woree | Energy Queensland | Shoulder | Coincident | 2030 | POE50 | NA | 37.5641 | QLD Woree |  |  | FALSE | #N/A | #N/A | #N/A | #N/A | #N/A | #N/A | #N/A | #N/A | #N/A | #N/A
TRUE | QLD | QWRE | Woree | Energy Queensland | Shoulder | Non-coincident | 2030 | POE10 | NA | 42.2072 | QLD Woree |  |  | FALSE | #N/A | #N/A | #N/A | #N/A | #N/A | #N/A | #N/A | #N/A | #N/A | #N/A
TRUE | QLD | QWRE | Woree | Energy Queensland | Summer | Non-coincident | 2019 | BASEYEARPOE10 | NA | 49.072 | QLD Woree |  |  | FALSE | #N/A | #N/A | #N/A | #N/A | #N/A | #N/A | #N/A | #N/A | #N/A | #N/A
TRUE | QLD | QWRE | Woree | Energy Queensland | Summer | Coincident | 2021 | POE10 | NA | 40.9236 | QLD Woree |  |  | FALSE | #N/A | #N/A | #N/A | #N/A | #N/A | #N/A | #N/A | #N/A | #N/A | #N/A
TRUE | QLD | QWRE | Woree | Energy Queensland | Summer | Coincident | 2021 | POE50 | NA | 39.0038 | QLD Woree |  |  | FALSE | #N/A | #N/A | #N/A | #N/A | #N/A | #N/A | #N/A | #N/A | #N/A | #N/A
TRUE | QLD | QWRE | Woree | Energy Queensland | Summer | Non-coincident | 2021 | POE10 | NA | 50.1953 | QLD Woree |  |  | FALSE | #N/A | #N/A | #N/A | #N/A | #N/A | #N/A | #N/A | #N/A | #N/A | #N/A
TRUE | QLD | QWRE | Woree | Energy Queensland | Summer | Coincident | 2022 | POE10 | NA | 42.0848 | QLD Woree |  |  | FALSE | #N/A | #N/A | #N/A | #N/A | #N/A | #N/A | #N/A | #N/A | #N/A | #N/A
TRUE | QLD | QWRE | Woree | Energy Queensland | Summer | Coincident | 2022 | POE50 | NA | 40.0493 | QLD Woree |  |  | FALSE | #N/A | #N/A | #N/A | #N/A | #N/A | #N/A | #N/A | #N/A | #N/A | #N/A
TRUE | QLD | QWRE | Woree | Energy Queensland | Summer | Non-coincident | 2022 | POE10 | NA | 50.6987 | QLD Woree |  |  | FALSE | #N/A | #N/A | #N/A | #N/A | #N/A | #N/A | #N/A | #N/A | #N/A | #N/A
TRUE | QLD | QWRE | Woree | Energy Queensland | Summer | Coincident | 2023 | POE10 | NA | 42.7651 | QLD Woree |  |  | FALSE | #N/A | #N/A | #N/A | #N/A | #N/A | #N/A | #N/A | #N/A | #N/A | #N/A
TRUE | QLD | QWRE | Woree | Energy Queensland | Summer | Coincident | 2023 | POE50 | NA | 40.6072 | QLD Woree |  |  | FALSE | #N/A | #N/A | #N/A | #N/A | #N/A | #N/A | #N/A | #N/A | #N/A | #N/A
TRUE | QLD | QWRE | Woree | Energy Queensland | Summer | Non-coincident | 2023 | POE10 | NA | 51.2362 | QLD Woree |  |  | FALSE | #N/A | #N/A | #N/A | #N/A | #N/A | #N/A | #N/A | #N/A | #N/A | #N/A
TRUE | QLD | QWRE | Woree | Energy Queensland | Summer | Coincident | 2024 | POE10 | NA | 43.7109 | QLD Woree |  |  | FALSE | #N/A | #N/A | #N/A | #N/A | #N/A | #N/A | #N/A | #N/A | #N/A | #N/A
TRUE | QLD | QWRE | Woree | Energy Queensland | Summer | Coincident | 2024 | POE50 | NA | 41.5459 | QLD Woree |  |  | FALSE | #N/A | #N/A | #N/A | #N/A | #N/A | #N/A | #N/A | #N/A | #N/A | #N/A
TRUE | QLD | QWRE | Woree | Energy Queensland | Summer | Non-coincident | 2024 | POE10 | NA | 51.7737 | QLD Woree |  |  | FALSE | #N/A | #N/A | #N/A | #N/A | #N/A | #N/A | #N/A | #N/A | #N/A | #N/A
TRUE | QLD | QWRE | Woree | Energy Queensland | Summer | Coincident | 2025 | POE10 | NA | 43.967 | QLD Woree |  |  | FALSE | #N/A | #N/A | #N/A | #N/A | #N/A | #N/A | #N/A | #N/A | #N/A | #N/A
TRUE | QLD | QWRE | Woree | Energy Queensland | Summer | Coincident | 2025 | POE50 | NA | 42.0063 | QLD Woree |  |  | FALSE | #N/A | #N/A | #N/A | #N/A | #N/A | #N/A | #N/A | #N/A | #N/A | #N/A
TRUE | QLD | QWRE | Woree | Energy Queensland | Summer | Non-coincident | 2025 | POE10 | NA | 52.322 | QLD Woree |  |  | FALSE | #N/A | #N/A | #N/A | #N/A | #N/A | #N/A | #N/A | #N/A | #N/A | #N/A
TRUE | QLD | QWRE | Woree | Energy Queensland | Summer | Coincident | 2026 | POE10 | NA | 44.6394 | QLD Woree |  |  | FALSE | #N/A | #N/A | #N/A | #N/A | #N/A | #N/A | #N/A | #N/A | #N/A | #N/A
TRUE | QLD | QWRE | Woree | Energy Queensland | Summer | Coincident | 2026 | POE50 | NA | 42.5108 | QLD Woree |  |  | FALSE | #N/A | #N/A | #N/A | #N/A | #N/A | #N/A | #N/A | #N/A | #N/A | #N/A
TRUE | QLD | QWRE | Woree | Energy Queensland | Summer | Non-coincident | 2026 | POE10 | NA | 52.9006 | QLD Woree |  |  | FALSE | #N/A | #N/A | #N/A | #N/A | #N/A | #N/A | #N/A | #N/A | #N/A | #N/A
TRUE | QLD | QWRE | Woree | Energy Queensland | Summer | Coincident | 2027 | POE10 | NA | 44.8439 | QLD Woree |  |  | FALSE | #N/A | #N/A | #N/A | #N/A | #N/A | #N/A | #N/A | #N/A | #N/A | #N/A
TRUE | QLD | QWRE | Woree | Energy Queensland | Summer | Coincident | 2027 | POE50 | NA | 42.8611 | QLD Woree |  |  | FALSE | #N/A | #N/A | #N/A | #N/A | #N/A | #N/A | #N/A | #N/A | #N/A | #N/A
TRUE | QLD | QWRE | Woree | Energy Queensland | Summer | Non-coincident | 2027 | POE10 | NA | 53.5668 | QLD Woree |  |  | FALSE | #N/A | #N/A | #N/A | #N/A | #N/A | #N/A | #N/A | #N/A | #N/A | #N/A
TRUE | QLD | QWRE | Woree | Energy Queensland | Summer | Coincident | 2028 | POE10 | NA | 45.4857 | QLD Woree |  |  | FALSE | #N/A | #N/A | #N/A | #N/A | #N/A | #N/A | #N/A | #N/A | #N/A | #N/A
TRUE | QLD | QWRE | Woree | Energy Queensland | Summer | Coincident | 2028 | POE50 | NA | 43.4649 | QLD Woree |  |  | FALSE | #N/A | #N/A | #N/A | #N/A | #N/A | #N/A | #N/A | #N/A | #N/A | #N/A
TRUE | QLD | QWRE | Woree | Energy Queensland | Summer | Non-coincident | 2028 | POE10 | NA | 54.3189 | QLD Woree |  |  | FALSE | #N/A | #N/A | #N/A | #N/A | #N/A | #N/A | #N/A | #N/A | #N/A | #N/A
TRUE | QLD | QWRE | Woree | Energy Queensland | Summer | Coincident | 2029 | POE10 | NA | 46.0322 | QLD Woree |  |  | FALSE | #N/A | #N/A | #N/A | #N/A | #N/A | #N/A | #N/A | #N/A | #N/A | #N/A
TRUE | QLD | QWRE | Woree | Energy Queensland | Summer | Coincident | 2029 | POE50 | NA | 44.1939 | QLD Woree |  |  | FALSE | #N/A | #N/A | #N/A | #N/A | #N/A | #N/A | #N/A | #N/A | #N/A | #N/A
TRUE | QLD | QWRE | Woree | Energy Queensland | Summer | Non-coincident | 2029 | POE10 | NA | 55.142 | QLD Woree |  |  | FALSE | #N/A | #N/A | #N/A | #N/A | #N/A | #N/A | #N/A | #N/A | #N/A | #N/A
TRUE | QLD | QWRE | Woree | Energy Queensland | Summer | Coincident | 2030 | POE10 | NA | 46.8158 | QLD Woree |  |  | FALSE | #N/A | #N/A | #N/A | #N/A | #N/A | #N/A | #N/A | #N/A | #N/A | #N/A
TRUE | QLD | QWRE | Woree | Energy Queensland | Summer | Coincident | 2030 | POE50 | NA | 44.7322 | QLD Woree |  |  | FALSE | #N/A | #N/A | #N/A | #N/A | #N/A | #N/A | #N/A | #N/A | #N/A | #N/A
TRUE | QLD | QWRE | Woree | Energy Queensland | Summer | Non-coincident | 2030 | POE10 | NA | 56.0447 | QLD Woree |  |  | FALSE | #N/A | #N/A | #N/A | #N/A | #N/A | #N/A | #N/A | #N/A | #N/A | #N/A
TRUE | QLD | QWRE | Woree | Energy Queensland | Winter | Non-coincident | 2019 | BASEYEARPOE10 | NA | 32.2223 | QLD Woree |  |  | FALSE | #N/A | #N/A | #N/A | #N/A | #N/A | #N/A | #N/A | #N/A | #N/A | #N/A
TRUE | QLD | QWRE | Woree | Energy Queensland | Winter | Coincident | 2020 | POE10 | NA | 29.7365 | QLD Woree |  |  | FALSE | #N/A | #N/A | #N/A | #N/A | #N/A | #N/A | #N/A | #N/A | #N/A | #N/A
TRUE | QLD | QWRE | Woree | Energy Queensland | Winter | Coincident | 2020 | POE50 | NA | 28.4848 | QLD Woree |  |  | FALSE | #N/A | #N/A | #N/A | #N/A | #N/A | #N/A | #N/A | #N/A | #N/A | #N/A
TRUE | QLD | QWRE | Woree | Energy Queensland | Winter | Non-coincident | 2020 | POE10 | NA | 33.618 | QLD Woree |  |  | FALSE | #N/A | #N/A | #N/A | #N/A | #N/A | #N/A | #N/A | #N/A | #N/A | #N/A
TRUE | QLD | QWRE | Woree | Energy Queensland | Winter | Coincident | 2021 | POE10 | NA | 29.7546 | QLD Woree |  |  | FALSE | #N/A | #N/A | #N/A | #N/A | #N/A | #N/A | #N/A | #N/A | #N/A | #N/A
TRUE | QLD | QWRE | Woree | Energy Queensland | Winter | Coincident | 2021 | POE50 | NA | 28.4987 | QLD Woree |  |  | FALSE | #N/A | #N/A | #N/A | #N/A | #N/A | #N/A | #N/A | #N/A | #N/A | #N/A
TRUE | QLD | QWRE | Woree | Energy Queensland | Winter | Non-coincident | 2021 | POE10 | NA | 33.9235 | QLD Woree |  |  | FALSE | #N/A | #N/A | #N/A | #N/A | #N/A | #N/A | #N/A | #N/A | #N/A | #N/A
TRUE | QLD | QWRE | Woree | Energy Queensland | Winter | Coincident | 2022 | POE10 | NA | 30.7319 | QLD Woree |  |  | FALSE | #N/A | #N/A | #N/A | #N/A | #N/A | #N/A | #N/A | #N/A | #N/A | #N/A
TRUE | QLD | QWRE | Woree | Energy Queensland | Winter | Coincident | 2022 | POE50 | NA | 29.4447 | QLD Woree |  |  | FALSE | #N/A | #N/A | #N/A | #N/A | #N/A | #N/A | #N/A | #N/A | #N/A | #N/A
TRUE | QLD | QWRE | Woree | Energy Queensland | Winter | Non-coincident | 2022 | POE10 | NA | 34.2792 | QLD Woree |  |  | FALSE | #N/A | #N/A | #N/A | #N/A | #N/A | #N/A | #N/A | #N/A | #N/A | #N/A
TRUE | QLD | QWRE | Woree | Energy Queensland | Winter | Coincident | 2023 | POE10 | NA | 31.3369 | QLD Woree |  |  | FALSE | #N/A | #N/A | #N/A | #N/A | #N/A | #N/A | #N/A | #N/A | #N/A | #N/A
TRUE | QLD | QWRE | Woree | Energy Queensland | Winter | Coincident | 2023 | POE50 | NA | 30.0009 | QLD Woree |  |  | FALSE | #N/A | #N/A | #N/A | #N/A | #N/A | #N/A | #N/A | #N/A | #N/A | #N/A
TRUE | QLD | QWRE | Woree | Energy Queensland | Winter | Non-coincident | 2023 | POE10 | NA | 34.6341 | QLD Woree |  |  | FALSE | #N/A | #N/A | #N/A | #N/A | #N/A | #N/A | #N/A | #N/A | #N/A | #N/A
TRUE | QLD | QWRE | Woree | Energy Queensland | Winter | Coincident | 2024 | POE10 | NA | 32.1328 | QLD Woree |  |  | FALSE | #N/A | #N/A | #N/A | #N/A | #N/A | #N/A | #N/A | #N/A | #N/A | #N/A
TRUE | QLD | QWRE | Woree | Energy Queensland | Winter | Coincident | 2024 | POE50 | NA | 30.6497 | QLD Woree |  |  | FALSE | #N/A | #N/A | #N/A | #N/A | #N/A | #N/A | #N/A | #N/A | #N/A | #N/A
TRUE | QLD | QWRE | Woree | Energy Queensland | Winter | Non-coincident | 2024 | POE10 | NA | 34.9915 | QLD Woree |  |  | FALSE | #N/A | #N/A | #N/A | #N/A | #N/A | #N/A | #N/A | #N/A | #N/A | #N/A
TRUE | QLD | QWRE | Woree | Energy Queensland | Winter | Coincident | 2025 | POE10 | NA | 32.3752 | QLD Woree |  |  | FALSE | #N/A | #N/A | #N/A | #N/A | #N/A | #N/A | #N/A | #N/A | #N/A | #N/A
TRUE | QLD | QWRE | Woree | Energy Queensland | Winter | Coincident | 2025 | POE50 | NA | 30.9528 | QLD Woree |  |  | FALSE | #N/A | #N/A | #N/A | #N/A | #N/A | #N/A | #N/A | #N/A | #N/A | #N/A
TRUE | QLD | QWRE | Woree | Energy Queensland | Winter | Non-coincident | 2025 | POE10 | NA | 35.3645 | QLD Woree |  |  | FALSE | #N/A | #N/A | #N/A | #N/A | #N/A | #N/A | #N/A | #N/A | #N/A | #N/A
TRUE | QLD | QWRE | Woree | Energy Queensland | Winter | Coincident | 2026 | POE10 | NA | 32.7282 | QLD Woree |  |  | FALSE | #N/A | #N/A | #N/A | #N/A | #N/A | #N/A | #N/A | #N/A | #N/A | #N/A
TRUE | QLD | QWRE | Woree | Energy Queensland | Winter | Coincident | 2026 | POE50 | NA | 31.3558 | QLD Woree |  |  | FALSE | #N/A | #N/A | #N/A | #N/A | #N/A | #N/A | #N/A | #N/A | #N/A | #N/A
TRUE | QLD | QWRE | Woree | Energy Queensland | Winter | Non-coincident | 2026 | POE10 | NA | 35.7742 | QLD Woree |  |  | FALSE | #N/A | #N/A | #N/A | #N/A | #N/A | #N/A | #N/A | #N/A | #N/A | #N/A
TRUE | QLD | QWRE | Woree | Energy Queensland | Winter | Coincident | 2027 | POE10 | NA | 33.1466 | QLD Woree |  |  | FALSE | #N/A | #N/A | #N/A | #N/A | #N/A | #N/A | #N/A | #N/A | #N/A | #N/A
TRUE | QLD | QWRE | Woree | Energy Queensland | Winter | Coincident | 2027 | POE50 | NA | 31.7679 | QLD Woree |  |  | FALSE | #N/A | #N/A | #N/A | #N/A | #N/A | #N/A | #N/A | #N/A | #N/A | #N/A
TRUE | QLD | QWRE | Woree | Energy Queensland | Winter | Non-coincident | 2027 | POE10 | NA | 36.2666 | QLD Woree |  |  | FALSE | #N/A | #N/A | #N/A | #N/A | #N/A | #N/A | #N/A | #N/A | #N/A | #N/A
TRUE | QLD | QWRE | Woree | Energy Queensland | Winter | Coincident | 2028 | POE10 | NA | 33.9846 | QLD Woree |  |  | FALSE | #N/A | #N/A | #N/A | #N/A | #N/A | #N/A | #N/A | #N/A | #N/A | #N/A
TRUE | QLD | QWRE | Woree | Energy Queensland | Winter | Coincident | 2028 | POE50 | NA | 32.3283 | QLD Woree |  |  | FALSE | #N/A | #N/A | #N/A | #N/A | #N/A | #N/A | #N/A | #N/A | #N/A | #N/A
TRUE | QLD | QWRE | Woree | Energy Queensland | Winter | Non-coincident | 2028 | POE10 | NA | 36.8136 | QLD Woree |  |  | FALSE | #N/A | #N/A | #N/A | #N/A | #N/A | #N/A | #N/A | #N/A | #N/A | #N/A
TRUE | QLD | QWRE | Woree | Energy Queensland | Winter | Coincident | 2029 | POE10 | NA | 34.365 | QLD Woree |  |  | FALSE | #N/A | #N/A | #N/A | #N/A | #N/A | #N/A | #N/A | #N/A | #N/A | #N/A
TRUE | QLD | QWRE | Woree | Energy Queensland | Winter | Coincident | 2029 | POE50 | NA | 32.872 | QLD Woree |  |  | FALSE | #N/A | #N/A | #N/A | #N/A | #N/A | #N/A | #N/A | #N/A | #N/A | #N/A
TRUE | QLD | QWRE | Woree | Energy Queensland | Winter | Non-coincident | 2029 | POE10 | NA | 37.4271 | QLD Woree |  |  | FALSE | #N/A | #N/A | #N/A | #N/A | #N/A | #N/A | #N/A | #N/A | #N/A | #N/A
TRUE | QLD | QYAE | Yarwun - Boat Creek | Energy Queensland | Shoulder | Coincident | 2017 | ACTUAL_OPG | 11.4864 | 35.4901 | QLD Yarwun - Boat Creek |  |  | FALSE | #N/A | #N/A | #N/A | #N/A | #N/A | #N/A | #N/A | #N/A | #N/A | #N/A
TRUE | QLD | QYAE | Yarwun - Boat Creek | Energy Queensland | Shoulder | Coincident | 2017 | ACTUAL_RAW | 11.4864 | 35.4901 | QLD Yarwun - Boat Creek |  |  | FALSE | #N/A | #N/A | #N/A | #N/A | #N/A | #N/A | #N/A | #N/A | #N/A | #N/A
TRUE | QLD | QYAE | Yarwun - Boat Creek | Energy Queensland | Shoulder | Non-coincident | 2017 | ACTUAL_RAW | 11.175 | 42.4506 | QLD Yarwun - Boat Creek |  |  | FALSE | #N/A | #N/A | #N/A | #N/A | #N/A | #N/A | #N/A | #N/A | #N/A | #N/A
TRUE | QLD | QYAE | Yarwun - Boat Creek | Energy Queensland | Shoulder | Non-coincident | 2017 | ACTUAL_OPG | 11.175 | 42.4506 | QLD Yarwun - Boat Creek |  |  | FALSE | #N/A | #N/A | #N/A | #N/A | #N/A | #N/A | #N/A | #N/A | #N/A | #N/A
TRUE | QLD | QYAE | Yarwun - Boat Creek | Energy Queensland | Shoulder | Non-coincident | 2017 | ACTUAL_ADJUSTEDOPG | 11.175 | 42.4506 | QLD Yarwun - Boat Creek |  |  | FALSE | #N/A | #N/A | #N/A | #N/A | #N/A | #N/A | #N/A | #N/A | #N/A | #N/A
TRUE | QLD | QYAE | Yarwun - Boat Creek | Energy Queensland | Shoulder | Coincident | 2018 | ACTUAL_OPG | 34.7069 | 24.0185 | QLD Yarwun - Boat Creek |  |  | FALSE | #N/A | #N/A | #N/A | #N/A | #N/A | #N/A | #N/A | #N/A | #N/A | #N/A
TRUE | QLD | QYAE | Yarwun - Boat Creek | Energy Queensland | Shoulder | Coincident | 2018 | ACTUAL_RAW | 34.7069 | 24.0185 | QLD Yarwun - Boat Creek |  |  | FALSE | #N/A | #N/A | #N/A | #N/A | #N/A | #N/A | #N/A | #N/A | #N/A | #N/A
TRUE | QLD | QYAE | Yarwun - Boat Creek | Energy Queensland | Shoulder | Non-coincident | 2018 | ACTUAL_RAW | 13.589 | 40.6901 | QLD Yarwun - Boat Creek |  |  | FALSE | #N/A | #N/A | #N/A | #N/A | #N/A | #N/A | #N/A | #N/A | #N/A | #N/A
TRUE | QLD | QYAE | Yarwun - Boat Creek | Energy Queensland | Shoulder | Non-coincident | 2018 | ACTUAL_OPG | 13.589 | 40.6901 | QLD Yarwun - Boat Creek |  |  | FALSE | #N/A | #N/A | #N/A | #N/A | #N/A | #N/A | #N/A | #N/A | #N/A | #N/A
TRUE | QLD | QYAE | Yarwun - Boat Creek | Energy Queensland | Shoulder | Non-coincident | 2018 | ACTUAL_ADJUSTEDOPG | 13.589 | 40.6901 | QLD Yarwun - Boat Creek |  |  | FALSE | #N/A | #N/A | #N/A | #N/A | #N/A | #N/A | #N/A | #N/A | #N/A | #N/A
TRUE | QLD | QYAE | Yarwun - Boat Creek | Energy Queensland | Shoulder | Coincident | 2019 | ACTUAL_OPG | 37.4493 | 38.2514 | QLD Yarwun - Boat Creek |  |  | FALSE | #N/A | #N/A | #N/A | #N/A | #N/A | #N/A | #N/A | #N/A | #N/A | #N/A
TRUE | QLD | QYAE | Yarwun - Boat Creek | Energy Queensland | Shoulder | Coincident | 2019 | ACTUAL_RAW | 37.4493 | 38.2514 | QLD Yarwun - Boat Creek |  |  | FALSE | #N/A | #N/A | #N/A | #N/A | #N/A | #N/A | #N/A | #N/A | #N/A | #N/A
TRUE | QLD | QYAE | Yarwun - Boat Creek | Energy Queensland | Shoulder | Non-coincident | 2019 | ACTUAL_RAW | 13.0196 | 40.4993 | QLD Yarwun - Boat Creek |  |  | FALSE | #N/A | #N/A | #N/A | #N/A | #N/A | #N/A | #N/A | #N/A | #N/A | #N/A
TRUE | QLD | QYAE | Yarwun - Boat Creek | Energy Queensland | Shoulder | Non-coincident | 2019 | ACTUAL_OPG | 13.0196 | 40.4993 | QLD Yarwun - Boat Creek |  |  | FALSE | #N/A | #N/A | #N/A | #N/A | #N/A | #N/A | #N/A | #N/A | #N/A | #N/A
TRUE | QLD | QYAE | Yarwun - Boat Creek | Energy Queensland | Shoulder | Non-coincident | 2019 | ACTUAL_ADJUSTEDOPG | 13.0196 | 40.4993 | QLD Yarwun - Boat Creek |  |  | FALSE | #N/A | #N/A | #N/A | #N/A | #N/A | #N/A | #N/A | #N/A | #N/A | #N/A
TRUE | QLD | QYAE | Yarwun - Boat Creek | Energy Queensland | Shoulder | Non-coincident | 2019 | BASEYEARPOE90 | 10.5941 | NA | QLD Yarwun - Boat Creek |  |  | FALSE | #N/A | #N/A | #N/A | #N/A | #N/A | #N/A | #N/A | #N/A | #N/A | #N/A
TRUE | QLD | QYAE | Yarwun - Boat Creek | Energy Queensland | Shoulder | Non-coincident | 2019 | BASEYEARPOE50 | 13.7699 | 43.8102 | QLD Yarwun - Boat Creek |  |  | FALSE | #N/A | #N/A | #N/A | #N/A | #N/A | #N/A | #N/A | #N/A | #N/A | #N/A
TRUE | QLD | QYAE | Yarwun - Boat Creek | Energy Queensland | Shoulder | Coincident | 2020 | ACTUAL_OPG | 33.1613 | 40.7509 | QLD Yarwun - Boat Creek |  |  | FALSE | #N/A | #N/A | #N/A | #N/A | #N/A | #N/A | #N/A | #N/A | #N/A | #N/A
TRUE | QLD | QYAE | Yarwun - Boat Creek | Energy Queensland | Shoulder | Coincident | 2020 | ACTUAL_RAW | 33.1613 | 40.7509 | QLD Yarwun - Boat Creek |  |  | FALSE | #N/A | #N/A | #N/A | #N/A | #N/A | #N/A | #N/A | #N/A | #N/A | #N/A
TRUE | QLD | QYAE | Yarwun - Boat Creek | Energy Queensland | Shoulder | Non-coincident | 2020 | ACTUAL_RAW | 12.8666 | 43.8694 | QLD Yarwun - Boat Creek |  |  | FALSE | #N/A | #N/A | #N/A | #N/A | #N/A | #N/A | #N/A | #N/A | #N/A | #N/A
TRUE | QLD | QYAE | Yarwun - Boat Creek | Energy Queensland | Shoulder | Non-coincident | 2020 | ACTUAL_OPG | 12.8666 | 43.8694 | QLD Yarwun - Boat Creek |  |  | FALSE | #N/A | #N/A | #N/A | #N/A | #N/A | #N/A | #N/A | #N/A | #N/A | #N/A
TRUE | QLD | QYAE | Yarwun - Boat Creek | Energy Queensland | Shoulder | Non-coincident | 2020 | ACTUAL_ADJUSTEDOPG | 12.8666 | 43.8694 | QLD Yarwun - Boat Creek |  |  | FALSE | #N/A | #N/A | #N/A | #N/A | #N/A | #N/A | #N/A | #N/A | #N/A | #N/A
TRUE | QLD | QYAE | Yarwun - Boat Creek | Energy Queensland | Shoulder | Coincident_unreconciled | 2021 | POE50 | 30 | NA | QLD Yarwun - Boat Creek |  |  | FALSE | #N/A | #N/A | #N/A | #N/A | #N/A | #N/A | #N/A | #N/A | #N/A | #N/A
TRUE | QLD | QYAE | Yarwun - Boat Creek | Energy Queensland | Shoulder | Coincident_unreconciled | 2021 | POE90 | 20.5064 | NA | QLD Yarwun - Boat Creek |  |  | FALSE | #N/A | #N/A | #N/A | #N/A | #N/A | #N/A | #N/A | #N/A | #N/A | #N/A
TRUE | QLD | QYAE | Yarwun - Boat Creek | Energy Queensland | Shoulder | Non-coincident | 2021 | POE50 | 13.797 | 43.9176 | QLD Yarwun - Boat Creek |  |  | FALSE | #N/A | #N/A | #N/A | #N/A | #N/A | #N/A | #N/A | #N/A | #N/A | #N/A
TRUE | QLD | QYAE | Yarwun - Boat Creek | Energy Queensland | Shoulder | Non-coincident | 2021 | POE90 | 10.6167 | NA | QLD Yarwun - Boat Creek |  |  | FALSE | #N/A | #N/A | #N/A | #N/A | #N/A | #N/A | #N/A | #N/A | #N/A | #N/A
TRUE | QLD | QYAE | Yarwun - Boat Creek | Energy Queensland | Shoulder | Coincident_unreconciled | 2022 | POE50 | 29.55 | NA | QLD Yarwun - Boat Creek |  |  | FALSE | #N/A | #N/A | #N/A | #N/A | #N/A | #N/A | #N/A | #N/A | #N/A | #N/A
TRUE | QLD | QYAE | Yarwun - Boat Creek | Energy Queensland | Shoulder | Coincident_unreconciled | 2022 | POE90 | 20.0206 | NA | QLD Yarwun - Boat Creek |  |  | FALSE | #N/A | #N/A | #N/A | #N/A | #N/A | #N/A | #N/A | #N/A | #N/A | #N/A
TRUE | QLD | QYAE | Yarwun - Boat Creek | Energy Queensland | Shoulder | Non-coincident | 2022 | POE50 | 13.8094 | 44.0785 | QLD Yarwun - Boat Creek |  |  | FALSE | #N/A | #N/A | #N/A | #N/A | #N/A | #N/A | #N/A | #N/A | #N/A | #N/A
TRUE | QLD | QYAE | Yarwun - Boat Creek | Energy Queensland | Shoulder | Non-coincident | 2022 | POE90 | 10.6522 | NA | QLD Yarwun - Boat Creek |  |  | FALSE | #N/A | #N/A | #N/A | #N/A | #N/A | #N/A | #N/A | #N/A | #N/A | #N/A
TRUE | QLD | QYAE | Yarwun - Boat Creek | Energy Queensland | Shoulder | Coincident_unreconciled | 2023 | POE50 | 29.2456 | NA | QLD Yarwun - Boat Creek |  |  | FALSE | #N/A | #N/A | #N/A | #N/A | #N/A | #N/A | #N/A | #N/A | #N/A | #N/A
TRUE | QLD | QYAE | Yarwun - Boat Creek | Energy Queensland | Shoulder | Coincident_unreconciled | 2023 | POE90 | 19.6564 | NA | QLD Yarwun - Boat Creek |  |  | FALSE | #N/A | #N/A | #N/A | #N/A | #N/A | #N/A | #N/A | #N/A | #N/A | #N/A
TRUE | QLD | QYAE | Yarwun - Boat Creek | Energy Queensland | Shoulder | Non-coincident | 2023 | POE50 | 13.8545 | 44.3513 | QLD Yarwun - Boat Creek |  |  | FALSE | #N/A | #N/A | #N/A | #N/A | #N/A | #N/A | #N/A | #N/A | #N/A | #N/A
TRUE | QLD | QYAE | Yarwun - Boat Creek | Energy Queensland | Shoulder | Non-coincident | 2023 | POE90 | 10.715 | NA | QLD Yarwun - Boat Creek |  |  | FALSE | #N/A | #N/A | #N/A | #N/A | #N/A | #N/A | #N/A | #N/A | #N/A | #N/A
TRUE | QLD | QYAE | Yarwun - Boat Creek | Energy Queensland | Shoulder | Coincident_unreconciled | 2024 | POE50 | 29.507 | NA | QLD Yarwun - Boat Creek |  |  | FALSE | #N/A | #N/A | #N/A | #N/A | #N/A | #N/A | #N/A | #N/A | #N/A | #N/A
TRUE | QLD | QYAE | Yarwun - Boat Creek | Energy Queensland | Shoulder | Coincident_unreconciled | 2024 | POE90 | 19.8598 | NA | QLD Yarwun - Boat Creek |  |  | FALSE | #N/A | #N/A | #N/A | #N/A | #N/A | #N/A | #N/A | #N/A | #N/A | #N/A
TRUE | QLD | QYAE | Yarwun - Boat Creek | Energy Queensland | Shoulder | Non-coincident | 2024 | POE50 | 13.9373 | 44.6143 | QLD Yarwun - Boat Creek |  |  | FALSE | #N/A | #N/A | #N/A | #N/A | #N/A | #N/A | #N/A | #N/A | #N/A | #N/A
TRUE | QLD | QYAE | Yarwun - Boat Creek | Energy Queensland | Shoulder | Non-coincident | 2024 | POE90 | 10.7743 | NA | QLD Yarwun - Boat Creek |  |  | FALSE | #N/A | #N/A | #N/A | #N/A | #N/A | #N/A | #N/A | #N/A | #N/A | #N/A
TRUE | QLD | QYAE | Yarwun - Boat Creek | Energy Queensland | Shoulder | Coincident_unreconciled | 2025 | POE50 | 29.9097 | NA | QLD Yarwun - Boat Creek |  |  | FALSE | #N/A | #N/A | #N/A | #N/A | #N/A | #N/A | #N/A | #N/A | #N/A | #N/A
TRUE | QLD | QYAE | Yarwun - Boat Creek | Energy Queensland | Shoulder | Coincident_unreconciled | 2025 | POE90 | 20.209 | NA | QLD Yarwun - Boat Creek |  |  | FALSE | #N/A | #N/A | #N/A | #N/A | #N/A | #N/A | #N/A | #N/A | #N/A | #N/A
TRUE | QLD | QYAE | Yarwun - Boat Creek | Energy Queensland | Shoulder | Non-coincident | 2025 | POE50 | 14.03 | 44.8536 | QLD Yarwun - Boat Creek |  |  | FALSE | #N/A | #N/A | #N/A | #N/A | #N/A | #N/A | #N/A | #N/A | #N/A | #N/A
TRUE | QLD | QYAE | Yarwun - Boat Creek | Energy Queensland | Shoulder | Non-coincident | 2025 | POE90 | 10.8253 | NA | QLD Yarwun - Boat Creek |  |  | FALSE | #N/A | #N/A | #N/A | #N/A | #N/A | #N/A | #N/A | #N/A | #N/A | #N/A
TRUE | QLD | QYAE | Yarwun - Boat Creek | Energy Queensland | Shoulder | Coincident_unreconciled | 2026 | POE50 | 30.3844 | NA | QLD Yarwun - Boat Creek |  |  | FALSE | #N/A | #N/A | #N/A | #N/A | #N/A | #N/A | #N/A | #N/A | #N/A | #N/A
TRUE | QLD | QYAE | Yarwun - Boat Creek | Energy Queensland | Shoulder | Coincident_unreconciled | 2026 | POE90 | 20.6239 | NA | QLD Yarwun - Boat Creek |  |  | FALSE | #N/A | #N/A | #N/A | #N/A | #N/A | #N/A | #N/A | #N/A | #N/A | #N/A
TRUE | QLD | QYAE | Yarwun - Boat Creek | Energy Queensland | Shoulder | Non-coincident | 2026 | POE50 | 14.138 | 45.119 | QLD Yarwun - Boat Creek |  |  | FALSE | #N/A | #N/A | #N/A | #N/A | #N/A | #N/A | #N/A | #N/A | #N/A | #N/A
TRUE | QLD | QYAE | Yarwun - Boat Creek | Energy Queensland | Shoulder | Non-coincident | 2026 | POE90 | 10.8805 | NA | QLD Yarwun - Boat Creek |  |  | FALSE | #N/A | #N/A | #N/A | #N/A | #N/A | #N/A | #N/A | #N/A | #N/A | #N/A
TRUE | QLD | QYAE | Yarwun - Boat Creek | Energy Queensland | Shoulder | Coincident_unreconciled | 2027 | POE50 | 30.9559 | NA | QLD Yarwun - Boat Creek |  |  | FALSE | #N/A | #N/A | #N/A | #N/A | #N/A | #N/A | #N/A | #N/A | #N/A | #N/A
TRUE | QLD | QYAE | Yarwun - Boat Creek | Energy Queensland | Shoulder | Coincident_unreconciled | 2027 | POE90 | 21.1311 | NA | QLD Yarwun - Boat Creek |  |  | FALSE | #N/A | #N/A | #N/A | #N/A | #N/A | #N/A | #N/A | #N/A | #N/A | #N/A
TRUE | QLD | QYAE | Yarwun - Boat Creek | Energy Queensland | Shoulder | Non-coincident | 2027 | POE50 | 14.2631 | 45.4014 | QLD Yarwun - Boat Creek |  |  | FALSE | #N/A | #N/A | #N/A | #N/A | #N/A | #N/A | #N/A | #N/A | #N/A | #N/A
TRUE | QLD | QYAE | Yarwun - Boat Creek | Energy Queensland | Shoulder | Non-coincident | 2027 | POE90 | 10.9369 | NA | QLD Yarwun - Boat Creek |  |  | FALSE | #N/A | #N/A | #N/A | #N/A | #N/A | #N/A | #N/A | #N/A | #N/A | #N/A
TRUE | QLD | QYAE | Yarwun - Boat Creek | Energy Queensland | Shoulder | Coincident_unreconciled | 2028 | POE50 | 31.5162 | NA | QLD Yarwun - Boat Creek |  |  | FALSE | #N/A | #N/A | #N/A | #N/A | #N/A | #N/A | #N/A | #N/A | #N/A | #N/A
TRUE | QLD | QYAE | Yarwun - Boat Creek | Energy Queensland | Shoulder | Coincident_unreconciled | 2028 | POE90 | 21.6272 | NA | QLD Yarwun - Boat Creek |  |  | FALSE | #N/A | #N/A | #N/A | #N/A | #N/A | #N/A | #N/A | #N/A | #N/A | #N/A
TRUE | QLD | QYAE | Yarwun - Boat Creek | Energy Queensland | Shoulder | Non-coincident | 2028 | POE50 | 14.3837 | 45.6865 | QLD Yarwun - Boat Creek |  |  | FALSE | #N/A | #N/A | #N/A | #N/A | #N/A | #N/A | #N/A | #N/A | #N/A | #N/A
TRUE | QLD | QYAE | Yarwun - Boat Creek | Energy Queensland | Shoulder | Non-coincident | 2028 | POE90 | 10.9962 | NA | QLD Yarwun - Boat Creek |  |  | FALSE | #N/A | #N/A | #N/A | #N/A | #N/A | #N/A | #N/A | #N/A | #N/A | #N/A
TRUE | QLD | QYAE | Yarwun - Boat Creek | Energy Queensland | Shoulder | Coincident_unreconciled | 2029 | POE50 | 32.0821 | NA | QLD Yarwun - Boat Creek |  |  | FALSE | #N/A | #N/A | #N/A | #N/A | #N/A | #N/A | #N/A | #N/A | #N/A | #N/A
TRUE | QLD | QYAE | Yarwun - Boat Creek | Energy Queensland | Shoulder | Coincident_unreconciled | 2029 | POE90 | 22.1226 | NA | QLD Yarwun - Boat Creek |  |  | FALSE | #N/A | #N/A | #N/A | #N/A | #N/A | #N/A | #N/A | #N/A | #N/A | #N/A
TRUE | QLD | QYAE | Yarwun - Boat Creek | Energy Queensland | Shoulder | Non-coincident | 2029 | POE50 | 14.5046 | 46.0052 | QLD Yarwun - Boat Creek |  |  | FALSE | #N/A | #N/A | #N/A | #N/A | #N/A | #N/A | #N/A | #N/A | #N/A | #N/A
TRUE | QLD | QYAE | Yarwun - Boat Creek | Energy Queensland | Shoulder | Non-coincident | 2029 | POE90 | 11.0675 | NA | QLD Yarwun - Boat Creek |  |  | FALSE | #N/A | #N/A | #N/A | #N/A | #N/A | #N/A | #N/A | #N/A | #N/A | #N/A
TRUE | QLD | QYAE | Yarwun - Boat Creek | Energy Queensland | Shoulder | Coincident_unreconciled | 2030 | POE50 | 32.5723 | NA | QLD Yarwun - Boat Creek |  |  | FALSE | #N/A | #N/A | #N/A | #N/A | #N/A | #N/A | #N/A | #N/A | #N/A | #N/A
TRUE | QLD | QYAE | Yarwun - Boat Creek | Energy Queensland | Shoulder | Coincident_unreconciled | 2030 | POE90 | 22.544 | NA | QLD Yarwun - Boat Creek |  |  | FALSE | #N/A | #N/A | #N/A | #N/A | #N/A | #N/A | #N/A | #N/A | #N/A | #N/A
TRUE | QLD | QYAE | Yarwun - Boat Creek | Energy Queensland | Shoulder | Non-coincident | 2030 | POE50 | 14.6257 | 46.3118 | QLD Yarwun - Boat Creek |  |  | FALSE | #N/A | #N/A | #N/A | #N/A | #N/A | #N/A | #N/A | #N/A | #N/A | #N/A
TRUE | QLD | QYAE | Yarwun - Boat Creek | Energy Queensland | Shoulder | Non-coincident | 2030 | POE90 | 11.1332 | NA | QLD Yarwun - Boat Creek |  |  | FALSE | #N/A | #N/A | #N/A | #N/A | #N/A | #N/A | #N/A | #N/A | #N/A | #N/A
TRUE | QLD | QYAE | Yarwun - Boat Creek | Energy Queensland | Summer | Coincident | 2017 | ACTUAL_OPG | 31.2553 | 25.9646 | QLD Yarwun - Boat Creek |  |  | FALSE | #N/A | #N/A | #N/A | #N/A | #N/A | #N/A | #N/A | #N/A | #N/A | #N/A
TRUE | QLD | QYAE | Yarwun - Boat Creek | Energy Queensland | Summer | Coincident | 2017 | ACTUAL_RAW | 31.2553 | 25.9646 | QLD Yarwun - Boat Creek |  |  | FALSE | #N/A | #N/A | #N/A | #N/A | #N/A | #N/A | #N/A | #N/A | #N/A | #N/A
TRUE | QLD | QYAE | Yarwun - Boat Creek | Energy Queensland | Summer | Non-coincident | 2017 | ACTUAL_RAW | 9.1698 | 36.6336 | QLD Yarwun - Boat Creek |  |  | FALSE | #N/A | #N/A | #N/A | #N/A | #N/A | #N/A | #N/A | #N/A | #N/A | #N/A
TRUE | QLD | QYAE | Yarwun - Boat Creek | Energy Queensland | Summer | Non-coincident | 2017 | ACTUAL_OPG | 9.1698 | 36.6336 | QLD Yarwun - Boat Creek |  |  | FALSE | #N/A | #N/A | #N/A | #N/A | #N/A | #N/A | #N/A | #N/A | #N/A | #N/A
TRUE | QLD | QYAE | Yarwun - Boat Creek | Energy Queensland | Summer | Non-coincident | 2017 | ACTUAL_ADJUSTEDOPG | 9.1698 | 36.6336 | QLD Yarwun - Boat Creek |  |  | FALSE | #N/A | #N/A | #N/A | #N/A | #N/A | #N/A | #N/A | #N/A | #N/A | #N/A
TRUE | QLD | QYAE | Yarwun - Boat Creek | Energy Queensland | Summer | Coincident | 2018 | ACTUAL_OPG | 24.4541 | 35.2585 | QLD Yarwun - Boat Creek |  |  | FALSE | #N/A | #N/A | #N/A | #N/A | #N/A | #N/A | #N/A | #N/A | #N/A | #N/A
TRUE | QLD | QYAE | Yarwun - Boat Creek | Energy Queensland | Summer | Coincident | 2018 | ACTUAL_RAW | 24.4541 | 35.2585 | QLD Yarwun - Boat Creek |  |  | FALSE | #N/A | #N/A | #N/A | #N/A | #N/A | #N/A | #N/A | #N/A | #N/A | #N/A
TRUE | QLD | QYAE | Yarwun - Boat Creek | Energy Queensland | Summer | Non-coincident | 2018 | ACTUAL_RAW | 12.4579 | 41.2149 | QLD Yarwun - Boat Creek |  |  | FALSE | #N/A | #N/A | #N/A | #N/A | #N/A | #N/A | #N/A | #N/A | #N/A | #N/A
TRUE | QLD | QYAE | Yarwun - Boat Creek | Energy Queensland | Summer | Non-coincident | 2018 | ACTUAL_OPG | 12.4579 | 41.2149 | QLD Yarwun - Boat Creek |  |  | FALSE | #N/A | #N/A | #N/A | #N/A | #N/A | #N/A | #N/A | #N/A | #N/A | #N/A
TRUE | QLD | QYAE | Yarwun - Boat Creek | Energy Queensland | Summer | Non-coincident | 2018 | ACTUAL_ADJUSTEDOPG | 12.4579 | 41.2149 | QLD Yarwun - Boat Creek |  |  | FALSE | #N/A | #N/A | #N/A | #N/A | #N/A | #N/A | #N/A | #N/A | #N/A | #N/A
TRUE | QLD | QYAE | Yarwun - Boat Creek | Energy Queensland | Summer | Coincident | 2019 | ACTUAL_OPG | 27.5002 | 25.2676 | QLD Yarwun - Boat Creek |  |  | FALSE | #N/A | #N/A | #N/A | #N/A | #N/A | #N/A | #N/A | #N/A | #N/A | #N/A
TRUE | QLD | QYAE | Yarwun - Boat Creek | Energy Queensland | Summer | Coincident | 2019 | ACTUAL_RAW | 27.5002 | 25.2676 | QLD Yarwun - Boat Creek |  |  | FALSE | #N/A | #N/A | #N/A | #N/A | #N/A | #N/A | #N/A | #N/A | #N/A | #N/A
TRUE | QLD | QYAE | Yarwun - Boat Creek | Energy Queensland | Summer | Non-coincident | 2019 | ACTUAL_RAW | 11.5841 | 41.83 | QLD Yarwun - Boat Creek |  |  | FALSE | #N/A | #N/A | #N/A | #N/A | #N/A | #N/A | #N/A | #N/A | #N/A | #N/A
TRUE | QLD | QYAE | Yarwun - Boat Creek | Energy Queensland | Summer | Non-coincident | 2019 | ACTUAL_OPG | 11.5841 | 41.83 | QLD Yarwun - Boat Creek |  |  | FALSE | #N/A | #N/A | #N/A | #N/A | #N/A | #N/A | #N/A | #N/A | #N/A | #N/A
TRUE | QLD | QYAE | Yarwun - Boat Creek | Energy Queensland | Summer | Non-coincident | 2019 | ACTUAL_ADJUSTEDOPG | 11.5841 | 41.83 | QLD Yarwun - Boat Creek |  |  | FALSE | #N/A | #N/A | #N/A | #N/A | #N/A | #N/A | #N/A | #N/A | #N/A | #N/A
TRUE | QLD | QYAE | Yarwun - Boat Creek | Energy Queensland | Summer | Non-coincident | 2019 | BASEYEARPOE90 | 12.761 | NA | QLD Yarwun - Boat Creek |  |  | FALSE | #N/A | #N/A | #N/A | #N/A | #N/A | #N/A | #N/A | #N/A | #N/A | #N/A
TRUE | QLD | QYAE | Yarwun - Boat Creek | Energy Queensland | Summer | Non-coincident | 2019 | BASEYEARPOE50 | 13.7368 | 42.1205 | QLD Yarwun - Boat Creek |  |  | FALSE | #N/A | #N/A | #N/A | #N/A | #N/A | #N/A | #N/A | #N/A | #N/A | #N/A
TRUE | QLD | QYAE | Yarwun - Boat Creek | Energy Queensland | Summer | Coincident | 2020 | ACTUAL_OPG | 31.7681 | 36.4476 | QLD Yarwun - Boat Creek |  |  | FALSE | #N/A | #N/A | #N/A | #N/A | #N/A | #N/A | #N/A | #N/A | #N/A | #N/A
TRUE | QLD | QYAE | Yarwun - Boat Creek | Energy Queensland | Summer | Coincident | 2020 | ACTUAL_RAW | 31.7681 | 36.4476 | QLD Yarwun - Boat Creek |  |  | FALSE | #N/A | #N/A | #N/A | #N/A | #N/A | #N/A | #N/A | #N/A | #N/A | #N/A
TRUE | QLD | QYAE | Yarwun - Boat Creek | Energy Queensland | Summer | Non-coincident | 2020 | ACTUAL_RAW | 11.8241 | 41.1892 | QLD Yarwun - Boat Creek |  |  | FALSE | #N/A | #N/A | #N/A | #N/A | #N/A | #N/A | #N/A | #N/A | #N/A | #N/A
TRUE | QLD | QYAE | Yarwun - Boat Creek | Energy Queensland | Summer | Non-coincident | 2020 | ACTUAL_OPG | 11.8241 | 41.1892 | QLD Yarwun - Boat Creek |  |  | FALSE | #N/A | #N/A | #N/A | #N/A | #N/A | #N/A | #N/A | #N/A | #N/A | #N/A
TRUE | QLD | QYAE | Yarwun - Boat Creek | Energy Queensland | Summer | Non-coincident | 2020 | ACTUAL_ADJUSTEDOPG | 11.8241 | 41.1892 | QLD Yarwun - Boat Creek |  |  | FALSE | #N/A | #N/A | #N/A | #N/A | #N/A | #N/A | #N/A | #N/A | #N/A | #N/A
TRUE | QLD | QYAE | Yarwun - Boat Creek | Energy Queensland | Summer | Coincident_unreconciled | 2021 | POE50 | 27 | NA | QLD Yarwun - Boat Creek |  |  | FALSE | #N/A | #N/A | #N/A | #N/A | #N/A | #N/A | #N/A | #N/A | #N/A | #N/A
TRUE | QLD | QYAE | Yarwun - Boat Creek | Energy Queensland | Summer | Coincident_unreconciled | 2021 | POE90 | 24.2295 | NA | QLD Yarwun - Boat Creek |  |  | FALSE | #N/A | #N/A | #N/A | #N/A | #N/A | #N/A | #N/A | #N/A | #N/A | #N/A
TRUE | QLD | QYAE | Yarwun - Boat Creek | Energy Queensland | Summer | Non-coincident | 2021 | POE50 | 13.7358 | 42.232 | QLD Yarwun - Boat Creek |  |  | FALSE | #N/A | #N/A | #N/A | #N/A | #N/A | #N/A | #N/A | #N/A | #N/A | #N/A
TRUE | QLD | QYAE | Yarwun - Boat Creek | Energy Queensland | Summer | Non-coincident | 2021 | POE90 | 12.7409 | NA | QLD Yarwun - Boat Creek |  |  | FALSE | #N/A | #N/A | #N/A | #N/A | #N/A | #N/A | #N/A | #N/A | #N/A | #N/A
TRUE | QLD | QYAE | Yarwun - Boat Creek | Energy Queensland | Summer | Coincident_unreconciled | 2022 | POE50 | 26.6423 | NA | QLD Yarwun - Boat Creek |  |  | FALSE | #N/A | #N/A | #N/A | #N/A | #N/A | #N/A | #N/A | #N/A | #N/A | #N/A
TRUE | QLD | QYAE | Yarwun - Boat Creek | Energy Queensland | Summer | Coincident_unreconciled | 2022 | POE90 | 23.8613 | NA | QLD Yarwun - Boat Creek |  |  | FALSE | #N/A | #N/A | #N/A | #N/A | #N/A | #N/A | #N/A | #N/A | #N/A | #N/A
TRUE | QLD | QYAE | Yarwun - Boat Creek | Energy Queensland | Summer | Non-coincident | 2022 | POE50 | 13.6828 | 42.3851 | QLD Yarwun - Boat Creek |  |  | FALSE | #N/A | #N/A | #N/A | #N/A | #N/A | #N/A | #N/A | #N/A | #N/A | #N/A
TRUE | QLD | QYAE | Yarwun - Boat Creek | Energy Queensland | Summer | Non-coincident | 2022 | POE90 | 12.6841 | NA | QLD Yarwun - Boat Creek |  |  | FALSE | #N/A | #N/A | #N/A | #N/A | #N/A | #N/A | #N/A | #N/A | #N/A | #N/A
TRUE | QLD | QYAE | Yarwun - Boat Creek | Energy Queensland | Summer | Coincident_unreconciled | 2023 | POE50 | 26.3927 | NA | QLD Yarwun - Boat Creek |  |  | FALSE | #N/A | #N/A | #N/A | #N/A | #N/A | #N/A | #N/A | #N/A | #N/A | #N/A
TRUE | QLD | QYAE | Yarwun - Boat Creek | Energy Queensland | Summer | Coincident_unreconciled | 2023 | POE90 | 23.5943 | NA | QLD Yarwun - Boat Creek |  |  | FALSE | #N/A | #N/A | #N/A | #N/A | #N/A | #N/A | #N/A | #N/A | #N/A | #N/A
TRUE | QLD | QYAE | Yarwun - Boat Creek | Energy Queensland | Summer | Non-coincident | 2023 | POE50 | 13.6607 | 42.6462 | QLD Yarwun - Boat Creek |  |  | FALSE | #N/A | #N/A | #N/A | #N/A | #N/A | #N/A | #N/A | #N/A | #N/A | #N/A
TRUE | QLD | QYAE | Yarwun - Boat Creek | Energy Queensland | Summer | Non-coincident | 2023 | POE90 | 12.6557 | NA | QLD Yarwun - Boat Creek |  |  | FALSE | #N/A | #N/A | #N/A | #N/A | #N/A | #N/A | #N/A | #N/A | #N/A | #N/A
TRUE | QLD | QYAE | Yarwun - Boat Creek | Energy Queensland | Summer | Coincident_unreconciled | 2024 | POE50 | 26.6228 | NA | QLD Yarwun - Boat Creek |  |  | FALSE | #N/A | #N/A | #N/A | #N/A | #N/A | #N/A | #N/A | #N/A | #N/A | #N/A
TRUE | QLD | QYAE | Yarwun - Boat Creek | Energy Queensland | Summer | Coincident_unreconciled | 2024 | POE90 | 23.8075 | NA | QLD Yarwun - Boat Creek |  |  | FALSE | #N/A | #N/A | #N/A | #N/A | #N/A | #N/A | #N/A | #N/A | #N/A | #N/A
TRUE | QLD | QYAE | Yarwun - Boat Creek | Energy Queensland | Summer | Non-coincident | 2024 | POE50 | 13.7261 | 42.8972 | QLD Yarwun - Boat Creek |  |  | FALSE | #N/A | #N/A | #N/A | #N/A | #N/A | #N/A | #N/A | #N/A | #N/A | #N/A
TRUE | QLD | QYAE | Yarwun - Boat Creek | Energy Queensland | Summer | Non-coincident | 2024 | POE90 | 12.7151 | NA | QLD Yarwun - Boat Creek |  |  | FALSE | #N/A | #N/A | #N/A | #N/A | #N/A | #N/A | #N/A | #N/A | #N/A | #N/A
TRUE | QLD | QYAE | Yarwun - Boat Creek | Energy Queensland | Summer | Coincident_unreconciled | 2025 | POE50 | 26.9339 | NA | QLD Yarwun - Boat Creek |  |  | FALSE | #N/A | #N/A | #N/A | #N/A | #N/A | #N/A | #N/A | #N/A | #N/A | #N/A
TRUE | QLD | QYAE | Yarwun - Boat Creek | Energy Queensland | Summer | Coincident_unreconciled | 2025 | POE90 | 24.103 | NA | QLD Yarwun - Boat Creek |  |  | FALSE | #N/A | #N/A | #N/A | #N/A | #N/A | #N/A | #N/A | #N/A | #N/A | #N/A
TRUE | QLD | QYAE | Yarwun - Boat Creek | Energy Queensland | Summer | Non-coincident | 2025 | POE50 | 13.8033 | 43.1241 | QLD Yarwun - Boat Creek |  |  | FALSE | #N/A | #N/A | #N/A | #N/A | #N/A | #N/A | #N/A | #N/A | #N/A | #N/A
TRUE | QLD | QYAE | Yarwun - Boat Creek | Energy Queensland | Summer | Non-coincident | 2025 | POE90 | 12.7866 | NA | QLD Yarwun - Boat Creek |  |  | FALSE | #N/A | #N/A | #N/A | #N/A | #N/A | #N/A | #N/A | #N/A | #N/A | #N/A
TRUE | QLD | QYAE | Yarwun - Boat Creek | Energy Queensland | Summer | Coincident_unreconciled | 2026 | POE50 | 27.3014 | NA | QLD Yarwun - Boat Creek |  |  | FALSE | #N/A | #N/A | #N/A | #N/A | #N/A | #N/A | #N/A | #N/A | #N/A | #N/A
TRUE | QLD | QYAE | Yarwun - Boat Creek | Energy Queensland | Summer | Coincident_unreconciled | 2026 | POE90 | 24.453 | NA | QLD Yarwun - Boat Creek |  |  | FALSE | #N/A | #N/A | #N/A | #N/A | #N/A | #N/A | #N/A | #N/A | #N/A | #N/A
TRUE | QLD | QYAE | Yarwun - Boat Creek | Energy Queensland | Summer | Non-coincident | 2026 | POE50 | 13.8924 | 43.3752 | QLD Yarwun - Boat Creek |  |  | FALSE | #N/A | #N/A | #N/A | #N/A | #N/A | #N/A | #N/A | #N/A | #N/A | #N/A
TRUE | QLD | QYAE | Yarwun - Boat Creek | Energy Queensland | Summer | Non-coincident | 2026 | POE90 | 12.8695 | NA | QLD Yarwun - Boat Creek |  |  | FALSE | #N/A | #N/A | #N/A | #N/A | #N/A | #N/A | #N/A | #N/A | #N/A | #N/A
TRUE | QLD | QYAE | Yarwun - Boat Creek | Energy Queensland | Summer | Coincident_unreconciled | 2027 | POE50 | 27.7466 | NA | QLD Yarwun - Boat Creek |  |  | FALSE | #N/A | #N/A | #N/A | #N/A | #N/A | #N/A | #N/A | #N/A | #N/A | #N/A
TRUE | QLD | QYAE | Yarwun - Boat Creek | Energy Queensland | Summer | Coincident_unreconciled | 2027 | POE90 | 24.8794 | NA | QLD Yarwun - Boat Creek |  |  | FALSE | #N/A | #N/A | #N/A | #N/A | #N/A | #N/A | #N/A | #N/A | #N/A | #N/A
TRUE | QLD | QYAE | Yarwun - Boat Creek | Energy Queensland | Summer | Non-coincident | 2027 | POE50 | 13.9962 | 43.641 | QLD Yarwun - Boat Creek |  |  | FALSE | #N/A | #N/A | #N/A | #N/A | #N/A | #N/A | #N/A | #N/A | #N/A | #N/A
TRUE | QLD | QYAE | Yarwun - Boat Creek | Energy Queensland | Summer | Non-coincident | 2027 | POE90 | 12.9666 | NA | QLD Yarwun - Boat Creek |  |  | FALSE | #N/A | #N/A | #N/A | #N/A | #N/A | #N/A | #N/A | #N/A | #N/A | #N/A
TRUE | QLD | QYAE | Yarwun - Boat Creek | Energy Queensland | Summer | Coincident_unreconciled | 2028 | POE50 | 28.1773 | NA | QLD Yarwun - Boat Creek |  |  | FALSE | #N/A | #N/A | #N/A | #N/A | #N/A | #N/A | #N/A | #N/A | #N/A | #N/A
TRUE | QLD | QYAE | Yarwun - Boat Creek | Energy Queensland | Summer | Coincident_unreconciled | 2028 | POE90 | 25.2914 | NA | QLD Yarwun - Boat Creek |  |  | FALSE | #N/A | #N/A | #N/A | #N/A | #N/A | #N/A | #N/A | #N/A | #N/A | #N/A
TRUE | QLD | QYAE | Yarwun - Boat Creek | Energy Queensland | Summer | Non-coincident | 2028 | POE50 | 14.0986 | 43.9114 | QLD Yarwun - Boat Creek |  |  | FALSE | #N/A | #N/A | #N/A | #N/A | #N/A | #N/A | #N/A | #N/A | #N/A | #N/A
TRUE | QLD | QYAE | Yarwun - Boat Creek | Energy Queensland | Summer | Non-coincident | 2028 | POE90 | 13.0623 | NA | QLD Yarwun - Boat Creek |  |  | FALSE | #N/A | #N/A | #N/A | #N/A | #N/A | #N/A | #N/A | #N/A | #N/A | #N/A
TRUE | QLD | QYAE | Yarwun - Boat Creek | Energy Queensland | Summer | Coincident_unreconciled | 2029 | POE50 | 28.6126 | NA | QLD Yarwun - Boat Creek |  |  | FALSE | #N/A | #N/A | #N/A | #N/A | #N/A | #N/A | #N/A | #N/A | #N/A | #N/A
TRUE | QLD | QYAE | Yarwun - Boat Creek | Energy Queensland | Summer | Coincident_unreconciled | 2029 | POE90 | 25.7061 | NA | QLD Yarwun - Boat Creek |  |  | FALSE | #N/A | #N/A | #N/A | #N/A | #N/A | #N/A | #N/A | #N/A | #N/A | #N/A
TRUE | QLD | QYAE | Yarwun - Boat Creek | Energy Queensland | Summer | Non-coincident | 2029 | POE50 | 14.2062 | 44.2154 | QLD Yarwun - Boat Creek |  |  | FALSE | #N/A | #N/A | #N/A | #N/A | #N/A | #N/A | #N/A | #N/A | #N/A | #N/A
TRUE | QLD | QYAE | Yarwun - Boat Creek | Energy Queensland | Summer | Non-coincident | 2029 | POE90 | 13.1625 | NA | QLD Yarwun - Boat Creek |  |  | FALSE | #N/A | #N/A | #N/A | #N/A | #N/A | #N/A | #N/A | #N/A | #N/A | #N/A
TRUE | QLD | QYAE | Yarwun - Boat Creek | Energy Queensland | Summer | Coincident_unreconciled | 2030 | POE50 | 29.0071 | NA | QLD Yarwun - Boat Creek |  |  | FALSE | #N/A | #N/A | #N/A | #N/A | #N/A | #N/A | #N/A | #N/A | #N/A | #N/A
TRUE | QLD | QYAE | Yarwun - Boat Creek | Energy Queensland | Summer | Coincident_unreconciled | 2030 | POE90 | 26.0805 | NA | QLD Yarwun - Boat Creek |  |  | FALSE | #N/A | #N/A | #N/A | #N/A | #N/A | #N/A | #N/A | #N/A | #N/A | #N/A
TRUE | QLD | QYAE | Yarwun - Boat Creek | Energy Queensland | Summer | Non-coincident | 2030 | POE50 | 14.3033 | 44.5061 | QLD Yarwun - Boat Creek |  |  | FALSE | #N/A | #N/A | #N/A | #N/A | #N/A | #N/A | #N/A | #N/A | #N/A | #N/A
TRUE | QLD | QYAE | Yarwun - Boat Creek | Energy Queensland | Summer | Non-coincident | 2030 | POE90 | 13.2523 | NA | QLD Yarwun - Boat Creek |  |  | FALSE | #N/A | #N/A | #N/A | #N/A | #N/A | #N/A | #N/A | #N/A | #N/A | #N/A
TRUE | QLD | QYAE | Yarwun - Boat Creek | Energy Queensland | Winter | Coincident | 2016 | ACTUAL_OPG | 27.2668 | 24.0353 | QLD Yarwun - Boat Creek |  |  | FALSE | #N/A | #N/A | #N/A | #N/A | #N/A | #N/A | #N/A | #N/A | #N/A | #N/A
TRUE | QLD | QYAE | Yarwun - Boat Creek | Energy Queensland | Winter | Coincident | 2016 | ACTUAL_RAW | 27.2668 | 24.0353 | QLD Yarwun - Boat Creek |  |  | FALSE | #N/A | #N/A | #N/A | #N/A | #N/A | #N/A | #N/A | #N/A | #N/A | #N/A
TRUE | QLD | QYAE | Yarwun - Boat Creek | Energy Queensland | Winter | Non-coincident | 2016 | ACTUAL_RAW | 11.4958 | 35.6719 | QLD Yarwun - Boat Creek |  |  | FALSE | #N/A | #N/A | #N/A | #N/A | #N/A | #N/A | #N/A | #N/A | #N/A | #N/A
TRUE | QLD | QYAE | Yarwun - Boat Creek | Energy Queensland | Winter | Non-coincident | 2016 | ACTUAL_OPG | 11.4958 | 35.6719 | QLD Yarwun - Boat Creek |  |  | FALSE | #N/A | #N/A | #N/A | #N/A | #N/A | #N/A | #N/A | #N/A | #N/A | #N/A
TRUE | QLD | QYAE | Yarwun - Boat Creek | Energy Queensland | Winter | Non-coincident | 2016 | ACTUAL_ADJUSTEDOPG | 11.4958 | 35.6719 | QLD Yarwun - Boat Creek |  |  | FALSE | #N/A | #N/A | #N/A | #N/A | #N/A | #N/A | #N/A | #N/A | #N/A | #N/A
TRUE | QLD | QYAE | Yarwun - Boat Creek | Energy Queensland | Winter | Coincident | 2017 | ACTUAL_OPG | 22.3163 | 34.5779 | QLD Yarwun - Boat Creek |  |  | FALSE | #N/A | #N/A | #N/A | #N/A | #N/A | #N/A | #N/A | #N/A | #N/A | #N/A
TRUE | QLD | QYAE | Yarwun - Boat Creek | Energy Queensland | Winter | Coincident | 2017 | ACTUAL_RAW | 22.3163 | 34.5779 | QLD Yarwun - Boat Creek |  |  | FALSE | #N/A | #N/A | #N/A | #N/A | #N/A | #N/A | #N/A | #N/A | #N/A | #N/A
TRUE | QLD | QYAE | Yarwun - Boat Creek | Energy Queensland | Winter | Non-coincident | 2017 | ACTUAL_RAW | 10.2603 | 37.478 | QLD Yarwun - Boat Creek |  |  | FALSE | #N/A | #N/A | #N/A | #N/A | #N/A | #N/A | #N/A | #N/A | #N/A | #N/A
TRUE | QLD | QYAE | Yarwun - Boat Creek | Energy Queensland | Winter | Non-coincident | 2017 | ACTUAL_OPG | 10.2603 | 37.478 | QLD Yarwun - Boat Creek |  |  | FALSE | #N/A | #N/A | #N/A | #N/A | #N/A | #N/A | #N/A | #N/A | #N/A | #N/A
TRUE | QLD | QYAE | Yarwun - Boat Creek | Energy Queensland | Winter | Non-coincident | 2017 | ACTUAL_ADJUSTEDOPG | 10.2603 | 37.478 | QLD Yarwun - Boat Creek |  |  | FALSE | #N/A | #N/A | #N/A | #N/A | #N/A | #N/A | #N/A | #N/A | #N/A | #N/A
TRUE | QLD | QYAE | Yarwun - Boat Creek | Energy Queensland | Winter | Coincident | 2018 | ACTUAL_OPG | 37.9307 | 34.5854 | QLD Yarwun - Boat Creek |  |  | FALSE | #N/A | #N/A | #N/A | #N/A | #N/A | #N/A | #N/A | #N/A | #N/A | #N/A
TRUE | QLD | QYAE | Yarwun - Boat Creek | Energy Queensland | Winter | Coincident | 2018 | ACTUAL_RAW | 37.9307 | 34.5854 | QLD Yarwun - Boat Creek |  |  | FALSE | #N/A | #N/A | #N/A | #N/A | #N/A | #N/A | #N/A | #N/A | #N/A | #N/A
TRUE | QLD | QYAE | Yarwun - Boat Creek | Energy Queensland | Winter | Non-coincident | 2018 | ACTUAL_RAW | 11.9321 | 43.2591 | QLD Yarwun - Boat Creek |  |  | FALSE | #N/A | #N/A | #N/A | #N/A | #N/A | #N/A | #N/A | #N/A | #N/A | #N/A
TRUE | QLD | QYAE | Yarwun - Boat Creek | Energy Queensland | Winter | Non-coincident | 2018 | ACTUAL_OPG | 11.9321 | 43.2591 | QLD Yarwun - Boat Creek |  |  | FALSE | #N/A | #N/A | #N/A | #N/A | #N/A | #N/A | #N/A | #N/A | #N/A | #N/A
TRUE | QLD | QYAE | Yarwun - Boat Creek | Energy Queensland | Winter | Non-coincident | 2018 | ACTUAL_ADJUSTEDOPG | 11.9321 | 43.2591 | QLD Yarwun - Boat Creek |  |  | FALSE | #N/A | #N/A | #N/A | #N/A | #N/A | #N/A | #N/A | #N/A | #N/A | #N/A
TRUE | QLD | QYAE | Yarwun - Boat Creek | Energy Queensland | Winter | Coincident | 2019 | ACTUAL_OPG | 37.6158 | 26.9988 | QLD Yarwun - Boat Creek |  |  | FALSE | #N/A | #N/A | #N/A | #N/A | #N/A | #N/A | #N/A | #N/A | #N/A | #N/A
TRUE | QLD | QYAE | Yarwun - Boat Creek | Energy Queensland | Winter | Coincident | 2019 | ACTUAL_RAW | 37.6158 | 26.9988 | QLD Yarwun - Boat Creek |  |  | FALSE | #N/A | #N/A | #N/A | #N/A | #N/A | #N/A | #N/A | #N/A | #N/A | #N/A
TRUE | QLD | QYAE | Yarwun - Boat Creek | Energy Queensland | Winter | Non-coincident | 2019 | ACTUAL_RAW | 11.5675 | 42.2395 | QLD Yarwun - Boat Creek |  |  | FALSE | #N/A | #N/A | #N/A | #N/A | #N/A | #N/A | #N/A | #N/A | #N/A | #N/A
TRUE | QLD | QYAE | Yarwun - Boat Creek | Energy Queensland | Winter | Non-coincident | 2019 | ACTUAL_OPG | 11.5675 | 42.2395 | QLD Yarwun - Boat Creek |  |  | FALSE | #N/A | #N/A | #N/A | #N/A | #N/A | #N/A | #N/A | #N/A | #N/A | #N/A
TRUE | QLD | QYAE | Yarwun - Boat Creek | Energy Queensland | Winter | Non-coincident | 2019 | ACTUAL_ADJUSTEDOPG | 11.5675 | 42.2395 | QLD Yarwun - Boat Creek |  |  | FALSE | #N/A | #N/A | #N/A | #N/A | #N/A | #N/A | #N/A | #N/A | #N/A | #N/A
TRUE | QLD | QYAE | Yarwun - Boat Creek | Energy Queensland | Winter | Non-coincident | 2019 | BASEYEARPOE90 | 9.2083 | NA | QLD Yarwun - Boat Creek |  |  | FALSE | #N/A | #N/A | #N/A | #N/A | #N/A | #N/A | #N/A | #N/A | #N/A | #N/A
TRUE | QLD | QYAE | Yarwun - Boat Creek | Energy Queensland | Winter | Non-coincident | 2019 | BASEYEARPOE50 | 9.8379 | 43.2367 | QLD Yarwun - Boat Creek |  |  | FALSE | #N/A | #N/A | #N/A | #N/A | #N/A | #N/A | #N/A | #N/A | #N/A | #N/A
TRUE | QLD | QYAE | Yarwun - Boat Creek | Energy Queensland | Winter | Coincident_unreconciled | 2020 | POE50 | 30 | NA | QLD Yarwun - Boat Creek |  |  | FALSE | #N/A | #N/A | #N/A | #N/A | #N/A | #N/A | #N/A | #N/A | #N/A | #N/A
TRUE | QLD | QYAE | Yarwun - Boat Creek | Energy Queensland | Winter | Coincident_unreconciled | 2020 | POE90 | 26.1827 | NA | QLD Yarwun - Boat Creek |  |  | FALSE | #N/A | #N/A | #N/A | #N/A | #N/A | #N/A | #N/A | #N/A | #N/A | #N/A
TRUE | QLD | QYAE | Yarwun - Boat Creek | Energy Queensland | Winter | Non-coincident | 2020 | POE50 | 11 | 43.4173 | QLD Yarwun - Boat Creek |  |  | FALSE | #N/A | #N/A | #N/A | #N/A | #N/A | #N/A | #N/A | #N/A | #N/A | #N/A
TRUE | QLD | QYAE | Yarwun - Boat Creek | Energy Queensland | Winter | Non-coincident | 2020 | POE90 | 10.3826 | NA | QLD Yarwun - Boat Creek |  |  | FALSE | #N/A | #N/A | #N/A | #N/A | #N/A | #N/A | #N/A | #N/A | #N/A | #N/A
TRUE | QLD | QYAE | Yarwun - Boat Creek | Energy Queensland | Winter | Coincident_unreconciled | 2021 | POE50 | 29.5822 | NA | QLD Yarwun - Boat Creek |  |  | FALSE | #N/A | #N/A | #N/A | #N/A | #N/A | #N/A | #N/A | #N/A | #N/A | #N/A
TRUE | QLD | QYAE | Yarwun - Boat Creek | Energy Queensland | Winter | Coincident_unreconciled | 2021 | POE90 | 25.7591 | NA | QLD Yarwun - Boat Creek |  |  | FALSE | #N/A | #N/A | #N/A | #N/A | #N/A | #N/A | #N/A | #N/A | #N/A | #N/A
TRUE | QLD | QYAE | Yarwun - Boat Creek | Energy Queensland | Winter | Non-coincident | 2021 | POE50 | 11.0046 | 43.4781 | QLD Yarwun - Boat Creek |  |  | FALSE | #N/A | #N/A | #N/A | #N/A | #N/A | #N/A | #N/A | #N/A | #N/A | #N/A
TRUE | QLD | QYAE | Yarwun - Boat Creek | Energy Queensland | Winter | Non-coincident | 2021 | POE90 | 10.3263 | NA | QLD Yarwun - Boat Creek |  |  | FALSE | #N/A | #N/A | #N/A | #N/A | #N/A | #N/A | #N/A | #N/A | #N/A | #N/A
TRUE | QLD | QYAE | Yarwun - Boat Creek | Energy Queensland | Winter | Coincident_unreconciled | 2022 | POE50 | 28.947 | NA | QLD Yarwun - Boat Creek |  |  | FALSE | #N/A | #N/A | #N/A | #N/A | #N/A | #N/A | #N/A | #N/A | #N/A | #N/A
TRUE | QLD | QYAE | Yarwun - Boat Creek | Energy Queensland | Winter | Coincident_unreconciled | 2022 | POE90 | 25.102 | NA | QLD Yarwun - Boat Creek |  |  | FALSE | #N/A | #N/A | #N/A | #N/A | #N/A | #N/A | #N/A | #N/A | #N/A | #N/A
TRUE | QLD | QYAE | Yarwun - Boat Creek | Energy Queensland | Winter | Non-coincident | 2022 | POE50 | 10.8998 | 43.7211 | QLD Yarwun - Boat Creek |  |  | FALSE | #N/A | #N/A | #N/A | #N/A | #N/A | #N/A | #N/A | #N/A | #N/A | #N/A
TRUE | QLD | QYAE | Yarwun - Boat Creek | Energy Queensland | Winter | Non-coincident | 2022 | POE90 | 10.2081 | NA | QLD Yarwun - Boat Creek |  |  | FALSE | #N/A | #N/A | #N/A | #N/A | #N/A | #N/A | #N/A | #N/A | #N/A | #N/A
TRUE | QLD | QYAE | Yarwun - Boat Creek | Energy Queensland | Winter | Coincident_unreconciled | 2023 | POE50 | 28.7812 | NA | QLD Yarwun - Boat Creek |  |  | FALSE | #N/A | #N/A | #N/A | #N/A | #N/A | #N/A | #N/A | #N/A | #N/A | #N/A
TRUE | QLD | QYAE | Yarwun - Boat Creek | Energy Queensland | Winter | Coincident_unreconciled | 2023 | POE90 | 24.9107 | NA | QLD Yarwun - Boat Creek |  |  | FALSE | #N/A | #N/A | #N/A | #N/A | #N/A | #N/A | #N/A | #N/A | #N/A | #N/A
TRUE | QLD | QYAE | Yarwun - Boat Creek | Energy Queensland | Winter | Non-coincident | 2023 | POE50 | 10.8699 | 44.0071 | QLD Yarwun - Boat Creek |  |  | FALSE | #N/A | #N/A | #N/A | #N/A | #N/A | #N/A | #N/A | #N/A | #N/A | #N/A
TRUE | QLD | QYAE | Yarwun - Boat Creek | Energy Queensland | Winter | Non-coincident | 2023 | POE90 | 10.1737 | NA | QLD Yarwun - Boat Creek |  |  | FALSE | #N/A | #N/A | #N/A | #N/A | #N/A | #N/A | #N/A | #N/A | #N/A | #N/A
TRUE | QLD | QYAE | Yarwun - Boat Creek | Energy Queensland | Winter | Coincident_unreconciled | 2024 | POE50 | 29.1341 | NA | QLD Yarwun - Boat Creek |  |  | FALSE | #N/A | #N/A | #N/A | #N/A | #N/A | #N/A | #N/A | #N/A | #N/A | #N/A
TRUE | QLD | QYAE | Yarwun - Boat Creek | Energy Queensland | Winter | Coincident_unreconciled | 2024 | POE90 | 25.242 | NA | QLD Yarwun - Boat Creek |  |  | FALSE | #N/A | #N/A | #N/A | #N/A | #N/A | #N/A | #N/A | #N/A | #N/A | #N/A
TRUE | QLD | QYAE | Yarwun - Boat Creek | Energy Queensland | Winter | Non-coincident | 2024 | POE50 | 10.9334 | 44.2428 | QLD Yarwun - Boat Creek |  |  | FALSE | #N/A | #N/A | #N/A | #N/A | #N/A | #N/A | #N/A | #N/A | #N/A | #N/A
TRUE | QLD | QYAE | Yarwun - Boat Creek | Energy Queensland | Winter | Non-coincident | 2024 | POE90 | 10.2333 | NA | QLD Yarwun - Boat Creek |  |  | FALSE | #N/A | #N/A | #N/A | #N/A | #N/A | #N/A | #N/A | #N/A | #N/A | #N/A
TRUE | QLD | QYAE | Yarwun - Boat Creek | Energy Queensland | Winter | Coincident_unreconciled | 2025 | POE50 | 29.5038 | NA | QLD Yarwun - Boat Creek |  |  | FALSE | #N/A | #N/A | #N/A | #N/A | #N/A | #N/A | #N/A | #N/A | #N/A | #N/A
TRUE | QLD | QYAE | Yarwun - Boat Creek | Energy Queensland | Winter | Coincident_unreconciled | 2025 | POE90 | 25.5898 | NA | QLD Yarwun - Boat Creek |  |  | FALSE | #N/A | #N/A | #N/A | #N/A | #N/A | #N/A | #N/A | #N/A | #N/A | #N/A
TRUE | QLD | QYAE | Yarwun - Boat Creek | Energy Queensland | Winter | Non-coincident | 2025 | POE50 | 11 | 44.4794 | QLD Yarwun - Boat Creek |  |  | FALSE | #N/A | #N/A | #N/A | #N/A | #N/A | #N/A | #N/A | #N/A | #N/A | #N/A
TRUE | QLD | QYAE | Yarwun - Boat Creek | Energy Queensland | Winter | Non-coincident | 2025 | POE90 | 10.2959 | NA | QLD Yarwun - Boat Creek |  |  | FALSE | #N/A | #N/A | #N/A | #N/A | #N/A | #N/A | #N/A | #N/A | #N/A | #N/A
TRUE | QLD | QYAE | Yarwun - Boat Creek | Energy Queensland | Winter | Coincident_unreconciled | 2026 | POE50 | 29.9961 | NA | QLD Yarwun - Boat Creek |  |  | FALSE | #N/A | #N/A | #N/A | #N/A | #N/A | #N/A | #N/A | #N/A | #N/A | #N/A
TRUE | QLD | QYAE | Yarwun - Boat Creek | Energy Queensland | Winter | Coincident_unreconciled | 2026 | POE90 | 26.0562 | NA | QLD Yarwun - Boat Creek |  |  | FALSE | #N/A | #N/A | #N/A | #N/A | #N/A | #N/A | #N/A | #N/A | #N/A | #N/A
TRUE | QLD | QYAE | Yarwun - Boat Creek | Energy Queensland | Winter | Non-coincident | 2026 | POE50 | 11.0885 | 44.7571 | QLD Yarwun - Boat Creek |  |  | FALSE | #N/A | #N/A | #N/A | #N/A | #N/A | #N/A | #N/A | #N/A | #N/A | #N/A
TRUE | QLD | QYAE | Yarwun - Boat Creek | Energy Queensland | Winter | Non-coincident | 2026 | POE90 | 10.3798 | NA | QLD Yarwun - Boat Creek |  |  | FALSE | #N/A | #N/A | #N/A | #N/A | #N/A | #N/A | #N/A | #N/A | #N/A | #N/A
TRUE | QLD | QYAE | Yarwun - Boat Creek | Energy Queensland | Winter | Coincident_unreconciled | 2027 | POE50 | 30.5695 | NA | QLD Yarwun - Boat Creek |  |  | FALSE | #N/A | #N/A | #N/A | #N/A | #N/A | #N/A | #N/A | #N/A | #N/A | #N/A
TRUE | QLD | QYAE | Yarwun - Boat Creek | Energy Queensland | Winter | Coincident_unreconciled | 2027 | POE90 | 26.6037 | NA | QLD Yarwun - Boat Creek |  |  | FALSE | #N/A | #N/A | #N/A | #N/A | #N/A | #N/A | #N/A | #N/A | #N/A | #N/A
TRUE | QLD | QYAE | Yarwun - Boat Creek | Energy Queensland | Winter | Non-coincident | 2027 | POE50 | 11.1916 | 45.0301 | QLD Yarwun - Boat Creek |  |  | FALSE | #N/A | #N/A | #N/A | #N/A | #N/A | #N/A | #N/A | #N/A | #N/A | #N/A
TRUE | QLD | QYAE | Yarwun - Boat Creek | Energy Queensland | Winter | Non-coincident | 2027 | POE90 | 10.4783 | NA | QLD Yarwun - Boat Creek |  |  | FALSE | #N/A | #N/A | #N/A | #N/A | #N/A | #N/A | #N/A | #N/A | #N/A | #N/A
TRUE | QLD | QYAE | Yarwun - Boat Creek | Energy Queensland | Winter | Coincident_unreconciled | 2028 | POE50 | 31.0439 | NA | QLD Yarwun - Boat Creek |  |  | FALSE | #N/A | #N/A | #N/A | #N/A | #N/A | #N/A | #N/A | #N/A | #N/A | #N/A
TRUE | QLD | QYAE | Yarwun - Boat Creek | Energy Queensland | Winter | Coincident_unreconciled | 2028 | POE90 | 27.0518 | NA | QLD Yarwun - Boat Creek |  |  | FALSE | #N/A | #N/A | #N/A | #N/A | #N/A | #N/A | #N/A | #N/A | #N/A | #N/A
TRUE | QLD | QYAE | Yarwun - Boat Creek | Energy Queensland | Winter | Non-coincident | 2028 | POE50 | 11.277 | 45.3182 | QLD Yarwun - Boat Creek |  |  | FALSE | #N/A | #N/A | #N/A | #N/A | #N/A | #N/A | #N/A | #N/A | #N/A | #N/A
TRUE | QLD | QYAE | Yarwun - Boat Creek | Energy Queensland | Winter | Non-coincident | 2028 | POE90 | 10.5589 | NA | QLD Yarwun - Boat Creek |  |  | FALSE | #N/A | #N/A | #N/A | #N/A | #N/A | #N/A | #N/A | #N/A | #N/A | #N/A
TRUE | QLD | QYAE | Yarwun - Boat Creek | Energy Queensland | Winter | Coincident_unreconciled | 2029 | POE50 | 31.5728 | NA | QLD Yarwun - Boat Creek |  |  | FALSE | #N/A | #N/A | #N/A | #N/A | #N/A | #N/A | #N/A | #N/A | #N/A | #N/A
TRUE | QLD | QYAE | Yarwun - Boat Creek | Energy Queensland | Winter | Coincident_unreconciled | 2029 | POE90 | 27.551 | NA | QLD Yarwun - Boat Creek |  |  | FALSE | #N/A | #N/A | #N/A | #N/A | #N/A | #N/A | #N/A | #N/A | #N/A | #N/A
TRUE | QLD | QYAE | Yarwun - Boat Creek | Energy Queensland | Winter | Non-coincident | 2029 | POE50 | 11.3721 | 45.6479 | QLD Yarwun - Boat Creek |  |  | FALSE | #N/A | #N/A | #N/A | #N/A | #N/A | #N/A | #N/A | #N/A | #N/A | #N/A
TRUE | QLD | QYAE | Yarwun - Boat Creek | Energy Queensland | Winter | Non-coincident | 2029 | POE90 | 10.6487 | NA | QLD Yarwun - Boat Creek |  |  | FALSE | #N/A | #N/A | #N/A | #N/A | #N/A | #N/A | #N/A | #N/A | #N/A | #N/A
TRUE | QLD | QYAE | Yarwun - Boat Creek | Energy Queensland | Shoulder | Non-coincident | 2019 | BASEYEARPOE10 | NA | 44.4382 | QLD Yarwun - Boat Creek |  |  | FALSE | #N/A | #N/A | #N/A | #N/A | #N/A | #N/A | #N/A | #N/A | #N/A | #N/A
TRUE | QLD | QYAE | Yarwun - Boat Creek | Energy Queensland | Shoulder | Coincident | 2021 | POE10 | NA | 35.9164 | QLD Yarwun - Boat Creek |  |  | FALSE | #N/A | #N/A | #N/A | #N/A | #N/A | #N/A | #N/A | #N/A | #N/A | #N/A
TRUE | QLD | QYAE | Yarwun - Boat Creek | Energy Queensland | Shoulder | Coincident | 2021 | POE50 | NA | 35.5479 | QLD Yarwun - Boat Creek |  |  | FALSE | #N/A | #N/A | #N/A | #N/A | #N/A | #N/A | #N/A | #N/A | #N/A | #N/A
TRUE | QLD | QYAE | Yarwun - Boat Creek | Energy Queensland | Shoulder | Non-coincident | 2021 | POE10 | NA | 44.5471 | QLD Yarwun - Boat Creek |  |  | FALSE | #N/A | #N/A | #N/A | #N/A | #N/A | #N/A | #N/A | #N/A | #N/A | #N/A
TRUE | QLD | QYAE | Yarwun - Boat Creek | Energy Queensland | Shoulder | Coincident | 2022 | POE10 | NA | 36.0455 | QLD Yarwun - Boat Creek |  |  | FALSE | #N/A | #N/A | #N/A | #N/A | #N/A | #N/A | #N/A | #N/A | #N/A | #N/A
TRUE | QLD | QYAE | Yarwun - Boat Creek | Energy Queensland | Shoulder | Coincident | 2022 | POE50 | NA | 35.6757 | QLD Yarwun - Boat Creek |  |  | FALSE | #N/A | #N/A | #N/A | #N/A | #N/A | #N/A | #N/A | #N/A | #N/A | #N/A
TRUE | QLD | QYAE | Yarwun - Boat Creek | Energy Queensland | Shoulder | Non-coincident | 2022 | POE10 | NA | 44.7104 | QLD Yarwun - Boat Creek |  |  | FALSE | #N/A | #N/A | #N/A | #N/A | #N/A | #N/A | #N/A | #N/A | #N/A | #N/A
TRUE | QLD | QYAE | Yarwun - Boat Creek | Energy Queensland | Shoulder | Coincident | 2023 | POE10 | NA | 36.2663 | QLD Yarwun - Boat Creek |  |  | FALSE | #N/A | #N/A | #N/A | #N/A | #N/A | #N/A | #N/A | #N/A | #N/A | #N/A
TRUE | QLD | QYAE | Yarwun - Boat Creek | Energy Queensland | Shoulder | Coincident | 2023 | POE50 | NA | 35.8942 | QLD Yarwun - Boat Creek |  |  | FALSE | #N/A | #N/A | #N/A | #N/A | #N/A | #N/A | #N/A | #N/A | #N/A | #N/A
TRUE | QLD | QYAE | Yarwun - Boat Creek | Energy Queensland | Shoulder | Non-coincident | 2023 | POE10 | NA | 44.9872 | QLD Yarwun - Boat Creek |  |  | FALSE | #N/A | #N/A | #N/A | #N/A | #N/A | #N/A | #N/A | #N/A | #N/A | #N/A
TRUE | QLD | QYAE | Yarwun - Boat Creek | Energy Queensland | Shoulder | Coincident | 2024 | POE10 | NA | 36.4783 | QLD Yarwun - Boat Creek |  |  | FALSE | #N/A | #N/A | #N/A | #N/A | #N/A | #N/A | #N/A | #N/A | #N/A | #N/A
TRUE | QLD | QYAE | Yarwun - Boat Creek | Energy Queensland | Shoulder | Coincident | 2024 | POE50 | NA | 36.1039 | QLD Yarwun - Boat Creek |  |  | FALSE | #N/A | #N/A | #N/A | #N/A | #N/A | #N/A | #N/A | #N/A | #N/A | #N/A
TRUE | QLD | QYAE | Yarwun - Boat Creek | Energy Queensland | Shoulder | Non-coincident | 2024 | POE10 | NA | 45.2541 | QLD Yarwun - Boat Creek |  |  | FALSE | #N/A | #N/A | #N/A | #N/A | #N/A | #N/A | #N/A | #N/A | #N/A | #N/A
TRUE | QLD | QYAE | Yarwun - Boat Creek | Energy Queensland | Shoulder | Coincident | 2025 | POE10 | NA | 36.6691 | QLD Yarwun - Boat Creek |  |  | FALSE | #N/A | #N/A | #N/A | #N/A | #N/A | #N/A | #N/A | #N/A | #N/A | #N/A
TRUE | QLD | QYAE | Yarwun - Boat Creek | Energy Queensland | Shoulder | Coincident | 2025 | POE50 | NA | 36.2927 | QLD Yarwun - Boat Creek |  |  | FALSE | #N/A | #N/A | #N/A | #N/A | #N/A | #N/A | #N/A | #N/A | #N/A | #N/A
TRUE | QLD | QYAE | Yarwun - Boat Creek | Energy Queensland | Shoulder | Non-coincident | 2025 | POE10 | NA | 45.4969 | QLD Yarwun - Boat Creek |  |  | FALSE | #N/A | #N/A | #N/A | #N/A | #N/A | #N/A | #N/A | #N/A | #N/A | #N/A
TRUE | QLD | QYAE | Yarwun - Boat Creek | Energy Queensland | Shoulder | Coincident | 2026 | POE10 | NA | 36.88 | QLD Yarwun - Boat Creek |  |  | FALSE | #N/A | #N/A | #N/A | #N/A | #N/A | #N/A | #N/A | #N/A | #N/A | #N/A
TRUE | QLD | QYAE | Yarwun - Boat Creek | Energy Queensland | Shoulder | Coincident | 2026 | POE50 | NA | 36.5012 | QLD Yarwun - Boat Creek |  |  | FALSE | #N/A | #N/A | #N/A | #N/A | #N/A | #N/A | #N/A | #N/A | #N/A | #N/A
TRUE | QLD | QYAE | Yarwun - Boat Creek | Energy Queensland | Shoulder | Non-coincident | 2026 | POE10 | NA | 45.7663 | QLD Yarwun - Boat Creek |  |  | FALSE | #N/A | #N/A | #N/A | #N/A | #N/A | #N/A | #N/A | #N/A | #N/A | #N/A
TRUE | QLD | QYAE | Yarwun - Boat Creek | Energy Queensland | Shoulder | Coincident | 2027 | POE10 | NA | 37.1029 | QLD Yarwun - Boat Creek |  |  | FALSE | #N/A | #N/A | #N/A | #N/A | #N/A | #N/A | #N/A | #N/A | #N/A | #N/A
TRUE | QLD | QYAE | Yarwun - Boat Creek | Energy Queensland | Shoulder | Coincident | 2027 | POE50 | NA | 36.7216 | QLD Yarwun - Boat Creek |  |  | FALSE | #N/A | #N/A | #N/A | #N/A | #N/A | #N/A | #N/A | #N/A | #N/A | #N/A
TRUE | QLD | QYAE | Yarwun - Boat Creek | Energy Queensland | Shoulder | Non-coincident | 2027 | POE10 | NA | 46.0529 | QLD Yarwun - Boat Creek |  |  | FALSE | #N/A | #N/A | #N/A | #N/A | #N/A | #N/A | #N/A | #N/A | #N/A | #N/A
TRUE | QLD | QYAE | Yarwun - Boat Creek | Energy Queensland | Shoulder | Coincident | 2028 | POE10 | NA | 37.3296 | QLD Yarwun - Boat Creek |  |  | FALSE | #N/A | #N/A | #N/A | #N/A | #N/A | #N/A | #N/A | #N/A | #N/A | #N/A
TRUE | QLD | QYAE | Yarwun - Boat Creek | Energy Queensland | Shoulder | Coincident | 2028 | POE50 | NA | 36.9458 | QLD Yarwun - Boat Creek |  |  | FALSE | #N/A | #N/A | #N/A | #N/A | #N/A | #N/A | #N/A | #N/A | #N/A | #N/A
TRUE | QLD | QYAE | Yarwun - Boat Creek | Energy Queensland | Shoulder | Non-coincident | 2028 | POE10 | NA | 46.3423 | QLD Yarwun - Boat Creek |  |  | FALSE | #N/A | #N/A | #N/A | #N/A | #N/A | #N/A | #N/A | #N/A | #N/A | #N/A
TRUE | QLD | QYAE | Yarwun - Boat Creek | Energy Queensland | Shoulder | Coincident | 2029 | POE10 | NA | 37.5865 | QLD Yarwun - Boat Creek |  |  | FALSE | #N/A | #N/A | #N/A | #N/A | #N/A | #N/A | #N/A | #N/A | #N/A | #N/A
TRUE | QLD | QYAE | Yarwun - Boat Creek | Energy Queensland | Shoulder | Coincident | 2029 | POE50 | NA | 37.2 | QLD Yarwun - Boat Creek |  |  | FALSE | #N/A | #N/A | #N/A | #N/A | #N/A | #N/A | #N/A | #N/A | #N/A | #N/A
TRUE | QLD | QYAE | Yarwun - Boat Creek | Energy Queensland | Shoulder | Non-coincident | 2029 | POE10 | NA | 46.6656 | QLD Yarwun - Boat Creek |  |  | FALSE | #N/A | #N/A | #N/A | #N/A | #N/A | #N/A | #N/A | #N/A | #N/A | #N/A
TRUE | QLD | QYAE | Yarwun - Boat Creek | Energy Queensland | Shoulder | Coincident | 2030 | POE10 | NA | 37.8318 | QLD Yarwun - Boat Creek |  |  | FALSE | #N/A | #N/A | #N/A | #N/A | #N/A | #N/A | #N/A | #N/A | #N/A | #N/A
TRUE | QLD | QYAE | Yarwun - Boat Creek | Energy Queensland | Shoulder | Coincident | 2030 | POE50 | NA | 37.4426 | QLD Yarwun - Boat Creek |  |  | FALSE | #N/A | #N/A | #N/A | #N/A | #N/A | #N/A | #N/A | #N/A | #N/A | #N/A
TRUE | QLD | QYAE | Yarwun - Boat Creek | Energy Queensland | Shoulder | Non-coincident | 2030 | POE10 | NA | 46.9768 | QLD Yarwun - Boat Creek |  |  | FALSE | #N/A | #N/A | #N/A | #N/A | #N/A | #N/A | #N/A | #N/A | #N/A | #N/A
TRUE | QLD | QYAE | Yarwun - Boat Creek | Energy Queensland | Summer | Non-coincident | 2019 | BASEYEARPOE10 | NA | 43.0726 | QLD Yarwun - Boat Creek |  |  | FALSE | #N/A | #N/A | #N/A | #N/A | #N/A | #N/A | #N/A | #N/A | #N/A | #N/A
TRUE | QLD | QYAE | Yarwun - Boat Creek | Energy Queensland | Summer | Coincident | 2021 | POE10 | NA | 33.5628 | QLD Yarwun - Boat Creek |  |  | FALSE | #N/A | #N/A | #N/A | #N/A | #N/A | #N/A | #N/A | #N/A | #N/A | #N/A
TRUE | QLD | QYAE | Yarwun - Boat Creek | Energy Queensland | Summer | Coincident | 2021 | POE50 | NA | 33.1984 | QLD Yarwun - Boat Creek |  |  | FALSE | #N/A | #N/A | #N/A | #N/A | #N/A | #N/A | #N/A | #N/A | #N/A | #N/A
TRUE | QLD | QYAE | Yarwun - Boat Creek | Energy Queensland | Summer | Non-coincident | 2021 | POE10 | NA | 43.1327 | QLD Yarwun - Boat Creek |  |  | FALSE | #N/A | #N/A | #N/A | #N/A | #N/A | #N/A | #N/A | #N/A | #N/A | #N/A
TRUE | QLD | QYAE | Yarwun - Boat Creek | Energy Queensland | Summer | Coincident | 2022 | POE10 | NA | 33.6845 | QLD Yarwun - Boat Creek |  |  | FALSE | #N/A | #N/A | #N/A | #N/A | #N/A | #N/A | #N/A | #N/A | #N/A | #N/A
TRUE | QLD | QYAE | Yarwun - Boat Creek | Energy Queensland | Summer | Coincident | 2022 | POE50 | NA | 33.3188 | QLD Yarwun - Boat Creek |  |  | FALSE | #N/A | #N/A | #N/A | #N/A | #N/A | #N/A | #N/A | #N/A | #N/A | #N/A
TRUE | QLD | QYAE | Yarwun - Boat Creek | Energy Queensland | Summer | Non-coincident | 2022 | POE10 | NA | 43.1757 | QLD Yarwun - Boat Creek |  |  | FALSE | #N/A | #N/A | #N/A | #N/A | #N/A | #N/A | #N/A | #N/A | #N/A | #N/A
TRUE | QLD | QYAE | Yarwun - Boat Creek | Energy Queensland | Summer | Coincident | 2023 | POE10 | NA | 33.892 | QLD Yarwun - Boat Creek |  |  | FALSE | #N/A | #N/A | #N/A | #N/A | #N/A | #N/A | #N/A | #N/A | #N/A | #N/A
TRUE | QLD | QYAE | Yarwun - Boat Creek | Energy Queensland | Summer | Coincident | 2023 | POE50 | NA | 33.524 | QLD Yarwun - Boat Creek |  |  | FALSE | #N/A | #N/A | #N/A | #N/A | #N/A | #N/A | #N/A | #N/A | #N/A | #N/A
TRUE | QLD | QYAE | Yarwun - Boat Creek | Energy Queensland | Summer | Non-coincident | 2023 | POE10 | NA | 43.3233 | QLD Yarwun - Boat Creek |  |  | FALSE | #N/A | #N/A | #N/A | #N/A | #N/A | #N/A | #N/A | #N/A | #N/A | #N/A
TRUE | QLD | QYAE | Yarwun - Boat Creek | Energy Queensland | Summer | Coincident | 2024 | POE10 | NA | 34.0915 | QLD Yarwun - Boat Creek |  |  | FALSE | #N/A | #N/A | #N/A | #N/A | #N/A | #N/A | #N/A | #N/A | #N/A | #N/A
TRUE | QLD | QYAE | Yarwun - Boat Creek | Energy Queensland | Summer | Coincident | 2024 | POE50 | NA | 33.7213 | QLD Yarwun - Boat Creek |  |  | FALSE | #N/A | #N/A | #N/A | #N/A | #N/A | #N/A | #N/A | #N/A | #N/A | #N/A
TRUE | QLD | QYAE | Yarwun - Boat Creek | Energy Queensland | Summer | Non-coincident | 2024 | POE10 | NA | 43.5687 | QLD Yarwun - Boat Creek |  |  | FALSE | #N/A | #N/A | #N/A | #N/A | #N/A | #N/A | #N/A | #N/A | #N/A | #N/A
TRUE | QLD | QYAE | Yarwun - Boat Creek | Energy Queensland | Summer | Coincident | 2025 | POE10 | NA | 34.272 | QLD Yarwun - Boat Creek |  |  | FALSE | #N/A | #N/A | #N/A | #N/A | #N/A | #N/A | #N/A | #N/A | #N/A | #N/A
TRUE | QLD | QYAE | Yarwun - Boat Creek | Energy Queensland | Summer | Coincident | 2025 | POE50 | NA | 33.8997 | QLD Yarwun - Boat Creek |  |  | FALSE | #N/A | #N/A | #N/A | #N/A | #N/A | #N/A | #N/A | #N/A | #N/A | #N/A
TRUE | QLD | QYAE | Yarwun - Boat Creek | Energy Queensland | Summer | Non-coincident | 2025 | POE10 | NA | 43.8169 | QLD Yarwun - Boat Creek |  |  | FALSE | #N/A | #N/A | #N/A | #N/A | #N/A | #N/A | #N/A | #N/A | #N/A | #N/A
TRUE | QLD | QYAE | Yarwun - Boat Creek | Energy Queensland | Summer | Coincident | 2026 | POE10 | NA | 34.4716 | QLD Yarwun - Boat Creek |  |  | FALSE | #N/A | #N/A | #N/A | #N/A | #N/A | #N/A | #N/A | #N/A | #N/A | #N/A
TRUE | QLD | QYAE | Yarwun - Boat Creek | Energy Queensland | Summer | Coincident | 2026 | POE50 | NA | 34.0971 | QLD Yarwun - Boat Creek |  |  | FALSE | #N/A | #N/A | #N/A | #N/A | #N/A | #N/A | #N/A | #N/A | #N/A | #N/A
TRUE | QLD | QYAE | Yarwun - Boat Creek | Energy Queensland | Summer | Non-coincident | 2026 | POE10 | NA | 44.0986 | QLD Yarwun - Boat Creek |  |  | FALSE | #N/A | #N/A | #N/A | #N/A | #N/A | #N/A | #N/A | #N/A | #N/A | #N/A
TRUE | QLD | QYAE | Yarwun - Boat Creek | Energy Queensland | Summer | Coincident | 2027 | POE10 | NA | 34.6831 | QLD Yarwun - Boat Creek |  |  | FALSE | #N/A | #N/A | #N/A | #N/A | #N/A | #N/A | #N/A | #N/A | #N/A | #N/A
TRUE | QLD | QYAE | Yarwun - Boat Creek | Energy Queensland | Summer | Coincident | 2027 | POE50 | NA | 34.3061 | QLD Yarwun - Boat Creek |  |  | FALSE | #N/A | #N/A | #N/A | #N/A | #N/A | #N/A | #N/A | #N/A | #N/A | #N/A
TRUE | QLD | QYAE | Yarwun - Boat Creek | Energy Queensland | Summer | Non-coincident | 2027 | POE10 | NA | 44.4127 | QLD Yarwun - Boat Creek |  |  | FALSE | #N/A | #N/A | #N/A | #N/A | #N/A | #N/A | #N/A | #N/A | #N/A | #N/A
TRUE | QLD | QYAE | Yarwun - Boat Creek | Energy Queensland | Summer | Coincident | 2028 | POE10 | NA | 34.8981 | QLD Yarwun - Boat Creek |  |  | FALSE | #N/A | #N/A | #N/A | #N/A | #N/A | #N/A | #N/A | #N/A | #N/A | #N/A
TRUE | QLD | QYAE | Yarwun - Boat Creek | Energy Queensland | Summer | Coincident | 2028 | POE50 | NA | 34.5186 | QLD Yarwun - Boat Creek |  |  | FALSE | #N/A | #N/A | #N/A | #N/A | #N/A | #N/A | #N/A | #N/A | #N/A | #N/A
TRUE | QLD | QYAE | Yarwun - Boat Creek | Energy Queensland | Summer | Non-coincident | 2028 | POE10 | NA | 44.7234 | QLD Yarwun - Boat Creek |  |  | FALSE | #N/A | #N/A | #N/A | #N/A | #N/A | #N/A | #N/A | #N/A | #N/A | #N/A
TRUE | QLD | QYAE | Yarwun - Boat Creek | Energy Queensland | Summer | Coincident | 2029 | POE10 | NA | 35.1398 | QLD Yarwun - Boat Creek |  |  | FALSE | #N/A | #N/A | #N/A | #N/A | #N/A | #N/A | #N/A | #N/A | #N/A | #N/A
TRUE | QLD | QYAE | Yarwun - Boat Creek | Energy Queensland | Summer | Coincident | 2029 | POE50 | NA | 34.7575 | QLD Yarwun - Boat Creek |  |  | FALSE | #N/A | #N/A | #N/A | #N/A | #N/A | #N/A | #N/A | #N/A | #N/A | #N/A
TRUE | QLD | QYAE | Yarwun - Boat Creek | Energy Queensland | Summer | Non-coincident | 2029 | POE10 | NA | 45.0559 | QLD Yarwun - Boat Creek |  |  | FALSE | #N/A | #N/A | #N/A | #N/A | #N/A | #N/A | #N/A | #N/A | #N/A | #N/A
TRUE | QLD | QYAE | Yarwun - Boat Creek | Energy Queensland | Summer | Coincident | 2030 | POE10 | NA | 35.371 | QLD Yarwun - Boat Creek |  |  | FALSE | #N/A | #N/A | #N/A | #N/A | #N/A | #N/A | #N/A | #N/A | #N/A | #N/A
TRUE | QLD | QYAE | Yarwun - Boat Creek | Energy Queensland | Summer | Coincident | 2030 | POE50 | NA | 34.9861 | QLD Yarwun - Boat Creek |  |  | FALSE | #N/A | #N/A | #N/A | #N/A | #N/A | #N/A | #N/A | #N/A | #N/A | #N/A
TRUE | QLD | QYAE | Yarwun - Boat Creek | Energy Queensland | Summer | Non-coincident | 2030 | POE10 | NA | 45.3741 | QLD Yarwun - Boat Creek |  |  | FALSE | #N/A | #N/A | #N/A | #N/A | #N/A | #N/A | #N/A | #N/A | #N/A | #N/A
TRUE | QLD | QYAE | Yarwun - Boat Creek | Energy Queensland | Winter | Non-coincident | 2019 | BASEYEARPOE10 | NA | 44.6005 | QLD Yarwun - Boat Creek |  |  | FALSE | #N/A | #N/A | #N/A | #N/A | #N/A | #N/A | #N/A | #N/A | #N/A | #N/A
TRUE | QLD | QYAE | Yarwun - Boat Creek | Energy Queensland | Winter | Coincident | 2020 | POE10 | NA | 35.0298 | QLD Yarwun - Boat Creek |  |  | FALSE | #N/A | #N/A | #N/A | #N/A | #N/A | #N/A | #N/A | #N/A | #N/A | #N/A
TRUE | QLD | QYAE | Yarwun - Boat Creek | Energy Queensland | Winter | Coincident | 2020 | POE50 | NA | 34.431 | QLD Yarwun - Boat Creek |  |  | FALSE | #N/A | #N/A | #N/A | #N/A | #N/A | #N/A | #N/A | #N/A | #N/A | #N/A
TRUE | QLD | QYAE | Yarwun - Boat Creek | Energy Queensland | Winter | Non-coincident | 2020 | POE10 | NA | 44.7869 | QLD Yarwun - Boat Creek |  |  | FALSE | #N/A | #N/A | #N/A | #N/A | #N/A | #N/A | #N/A | #N/A | #N/A | #N/A
TRUE | QLD | QYAE | Yarwun - Boat Creek | Energy Queensland | Winter | Coincident | 2021 | POE10 | NA | 35.078 | QLD Yarwun - Boat Creek |  |  | FALSE | #N/A | #N/A | #N/A | #N/A | #N/A | #N/A | #N/A | #N/A | #N/A | #N/A
TRUE | QLD | QYAE | Yarwun - Boat Creek | Energy Queensland | Winter | Coincident | 2021 | POE50 | NA | 34.4783 | QLD Yarwun - Boat Creek |  |  | FALSE | #N/A | #N/A | #N/A | #N/A | #N/A | #N/A | #N/A | #N/A | #N/A | #N/A
TRUE | QLD | QYAE | Yarwun - Boat Creek | Energy Queensland | Winter | Non-coincident | 2021 | POE10 | NA | 44.8498 | QLD Yarwun - Boat Creek |  |  | FALSE | #N/A | #N/A | #N/A | #N/A | #N/A | #N/A | #N/A | #N/A | #N/A | #N/A
TRUE | QLD | QYAE | Yarwun - Boat Creek | Energy Queensland | Winter | Coincident | 2022 | POE10 | NA | 35.2731 | QLD Yarwun - Boat Creek |  |  | FALSE | #N/A | #N/A | #N/A | #N/A | #N/A | #N/A | #N/A | #N/A | #N/A | #N/A
TRUE | QLD | QYAE | Yarwun - Boat Creek | Energy Queensland | Winter | Coincident | 2022 | POE50 | NA | 34.67 | QLD Yarwun - Boat Creek |  |  | FALSE | #N/A | #N/A | #N/A | #N/A | #N/A | #N/A | #N/A | #N/A | #N/A | #N/A
TRUE | QLD | QYAE | Yarwun - Boat Creek | Energy Queensland | Winter | Non-coincident | 2022 | POE10 | NA | 45.1007 | QLD Yarwun - Boat Creek |  |  | FALSE | #N/A | #N/A | #N/A | #N/A | #N/A | #N/A | #N/A | #N/A | #N/A | #N/A
TRUE | QLD | QYAE | Yarwun - Boat Creek | Energy Queensland | Winter | Coincident | 2023 | POE10 | NA | 35.503 | QLD Yarwun - Boat Creek |  |  | FALSE | #N/A | #N/A | #N/A | #N/A | #N/A | #N/A | #N/A | #N/A | #N/A | #N/A
TRUE | QLD | QYAE | Yarwun - Boat Creek | Energy Queensland | Winter | Coincident | 2023 | POE50 | NA | 34.8959 | QLD Yarwun - Boat Creek |  |  | FALSE | #N/A | #N/A | #N/A | #N/A | #N/A | #N/A | #N/A | #N/A | #N/A | #N/A
TRUE | QLD | QYAE | Yarwun - Boat Creek | Energy Queensland | Winter | Non-coincident | 2023 | POE10 | NA | 45.3958 | QLD Yarwun - Boat Creek |  |  | FALSE | #N/A | #N/A | #N/A | #N/A | #N/A | #N/A | #N/A | #N/A | #N/A | #N/A
TRUE | QLD | QYAE | Yarwun - Boat Creek | Energy Queensland | Winter | Coincident | 2024 | POE10 | NA | 35.6915 | QLD Yarwun - Boat Creek |  |  | FALSE | #N/A | #N/A | #N/A | #N/A | #N/A | #N/A | #N/A | #N/A | #N/A | #N/A
TRUE | QLD | QYAE | Yarwun - Boat Creek | Energy Queensland | Winter | Coincident | 2024 | POE50 | NA | 35.081 | QLD Yarwun - Boat Creek |  |  | FALSE | #N/A | #N/A | #N/A | #N/A | #N/A | #N/A | #N/A | #N/A | #N/A | #N/A
TRUE | QLD | QYAE | Yarwun - Boat Creek | Energy Queensland | Winter | Non-coincident | 2024 | POE10 | NA | 45.6392 | QLD Yarwun - Boat Creek |  |  | FALSE | #N/A | #N/A | #N/A | #N/A | #N/A | #N/A | #N/A | #N/A | #N/A | #N/A
TRUE | QLD | QYAE | Yarwun - Boat Creek | Energy Queensland | Winter | Coincident | 2025 | POE10 | NA | 35.8805 | QLD Yarwun - Boat Creek |  |  | FALSE | #N/A | #N/A | #N/A | #N/A | #N/A | #N/A | #N/A | #N/A | #N/A | #N/A
TRUE | QLD | QYAE | Yarwun - Boat Creek | Energy Queensland | Winter | Coincident | 2025 | POE50 | NA | 35.2665 | QLD Yarwun - Boat Creek |  |  | FALSE | #N/A | #N/A | #N/A | #N/A | #N/A | #N/A | #N/A | #N/A | #N/A | #N/A
TRUE | QLD | QYAE | Yarwun - Boat Creek | Energy Queensland | Winter | Non-coincident | 2025 | POE10 | NA | 45.8837 | QLD Yarwun - Boat Creek |  |  | FALSE | #N/A | #N/A | #N/A | #N/A | #N/A | #N/A | #N/A | #N/A | #N/A | #N/A
TRUE | QLD | QYAE | Yarwun - Boat Creek | Energy Queensland | Winter | Coincident | 2026 | POE10 | NA | 36.1022 | QLD Yarwun - Boat Creek |  |  | FALSE | #N/A | #N/A | #N/A | #N/A | #N/A | #N/A | #N/A | #N/A | #N/A | #N/A
TRUE | QLD | QYAE | Yarwun - Boat Creek | Energy Queensland | Winter | Coincident | 2026 | POE50 | NA | 35.4842 | QLD Yarwun - Boat Creek |  |  | FALSE | #N/A | #N/A | #N/A | #N/A | #N/A | #N/A | #N/A | #N/A | #N/A | #N/A
TRUE | QLD | QYAE | Yarwun - Boat Creek | Energy Queensland | Winter | Non-coincident | 2026 | POE10 | NA | 46.1707 | QLD Yarwun - Boat Creek |  |  | FALSE | #N/A | #N/A | #N/A | #N/A | #N/A | #N/A | #N/A | #N/A | #N/A | #N/A
TRUE | QLD | QYAE | Yarwun - Boat Creek | Energy Queensland | Winter | Coincident | 2027 | POE10 | NA | 36.3197 | QLD Yarwun - Boat Creek |  |  | FALSE | #N/A | #N/A | #N/A | #N/A | #N/A | #N/A | #N/A | #N/A | #N/A | #N/A
TRUE | QLD | QYAE | Yarwun - Boat Creek | Energy Queensland | Winter | Coincident | 2027 | POE50 | NA | 35.6976 | QLD Yarwun - Boat Creek |  |  | FALSE | #N/A | #N/A | #N/A | #N/A | #N/A | #N/A | #N/A | #N/A | #N/A | #N/A
TRUE | QLD | QYAE | Yarwun - Boat Creek | Energy Queensland | Winter | Non-coincident | 2027 | POE10 | NA | 46.4531 | QLD Yarwun - Boat Creek |  |  | FALSE | #N/A | #N/A | #N/A | #N/A | #N/A | #N/A | #N/A | #N/A | #N/A | #N/A
TRUE | QLD | QYAE | Yarwun - Boat Creek | Energy Queensland | Winter | Coincident | 2028 | POE10 | NA | 36.5507 | QLD Yarwun - Boat Creek |  |  | FALSE | #N/A | #N/A | #N/A | #N/A | #N/A | #N/A | #N/A | #N/A | #N/A | #N/A
TRUE | QLD | QYAE | Yarwun - Boat Creek | Energy Queensland | Winter | Coincident | 2028 | POE50 | NA | 35.9245 | QLD Yarwun - Boat Creek |  |  | FALSE | #N/A | #N/A | #N/A | #N/A | #N/A | #N/A | #N/A | #N/A | #N/A | #N/A
TRUE | QLD | QYAE | Yarwun - Boat Creek | Energy Queensland | Winter | Non-coincident | 2028 | POE10 | NA | 46.7506 | QLD Yarwun - Boat Creek |  |  | FALSE | #N/A | #N/A | #N/A | #N/A | #N/A | #N/A | #N/A | #N/A | #N/A | #N/A
TRUE | QLD | QYAE | Yarwun - Boat Creek | Energy Queensland | Winter | Coincident | 2029 | POE10 | NA | 36.8151 | QLD Yarwun - Boat Creek |  |  | FALSE | #N/A | #N/A | #N/A | #N/A | #N/A | #N/A | #N/A | #N/A | #N/A | #N/A
TRUE | QLD | QYAE | Yarwun - Boat Creek | Energy Queensland | Winter | Coincident | 2029 | POE50 | NA | 36.1843 | QLD Yarwun - Boat Creek |  |  | FALSE | #N/A | #N/A | #N/A | #N/A | #N/A | #N/A | #N/A | #N/A | #N/A | #N/A
TRUE | QLD | QYAE | Yarwun - Boat Creek | Energy Queensland | Winter | Non-coincident | 2029 | POE10 | NA | 47.091 | QLD Yarwun - Boat Creek |  |  | FALSE | #N/A | #N/A | #N/A | #N/A | #N/A | #N/A | #N/A | #N/A | #N/A | #N/A
TRUE | QLD | Rockhampton | Rockhampton Mesh | Energy Queensland | Shoulder | Coincident | 2017 | ACTUAL_OPG | 68.8627 | 125.0071 | QLD Rockhampton Mesh |  |  | FALSE | #N/A | #N/A | #N/A | #N/A | #N/A | #N/A | #N/A | #N/A | #N/A | #N/A
TRUE | QLD | Rockhampton | Rockhampton Mesh | Energy Queensland | Shoulder | Coincident | 2017 | ACTUAL_RAW | 68.8627 | 125.0071 | QLD Rockhampton Mesh |  |  | FALSE | #N/A | #N/A | #N/A | #N/A | #N/A | #N/A | #N/A | #N/A | #N/A | #N/A
TRUE | QLD | Rockhampton | Rockhampton Mesh | Energy Queensland | Shoulder | Non-coincident | 2017 | ACTUAL_RAW | 52.2421 | 125.0467 | QLD Rockhampton Mesh |  |  | FALSE | #N/A | #N/A | #N/A | #N/A | #N/A | #N/A | #N/A | #N/A | #N/A | #N/A
TRUE | QLD | Rockhampton | Rockhampton Mesh | Energy Queensland | Shoulder | Non-coincident | 2017 | ACTUAL_OPG | 52.2421 | 125.0467 | QLD Rockhampton Mesh |  |  | FALSE | #N/A | #N/A | #N/A | #N/A | #N/A | #N/A | #N/A | #N/A | #N/A | #N/A
TRUE | QLD | Rockhampton | Rockhampton Mesh | Energy Queensland | Shoulder | Non-coincident | 2017 | ACTUAL_ADJUSTEDOPG | 52.2421 | 125.0467 | QLD Rockhampton Mesh |  |  | FALSE | #N/A | #N/A | #N/A | #N/A | #N/A | #N/A | #N/A | #N/A | #N/A | #N/A
TRUE | QLD | Rockhampton | Rockhampton Mesh | Energy Queensland | Shoulder | Coincident | 2018 | ACTUAL_OPG | 56.3876 | 142.0449 | QLD Rockhampton Mesh |  |  | FALSE | #N/A | #N/A | #N/A | #N/A | #N/A | #N/A | #N/A | #N/A | #N/A | #N/A
TRUE | QLD | Rockhampton | Rockhampton Mesh | Energy Queensland | Shoulder | Coincident | 2018 | ACTUAL_RAW | 56.3876 | 142.0449 | QLD Rockhampton Mesh |  |  | FALSE | #N/A | #N/A | #N/A | #N/A | #N/A | #N/A | #N/A | #N/A | #N/A | #N/A
TRUE | QLD | Rockhampton | Rockhampton Mesh | Energy Queensland | Shoulder | Non-coincident | 2018 | ACTUAL_RAW | 54.3381 | 143.5544 | QLD Rockhampton Mesh |  |  | FALSE | #N/A | #N/A | #N/A | #N/A | #N/A | #N/A | #N/A | #N/A | #N/A | #N/A
TRUE | QLD | Rockhampton | Rockhampton Mesh | Energy Queensland | Shoulder | Non-coincident | 2018 | ACTUAL_OPG | 54.3381 | 143.5544 | QLD Rockhampton Mesh |  |  | FALSE | #N/A | #N/A | #N/A | #N/A | #N/A | #N/A | #N/A | #N/A | #N/A | #N/A
TRUE | QLD | Rockhampton | Rockhampton Mesh | Energy Queensland | Shoulder | Non-coincident | 2018 | ACTUAL_ADJUSTEDOPG | 54.3381 | 143.5544 | QLD Rockhampton Mesh |  |  | FALSE | #N/A | #N/A | #N/A | #N/A | #N/A | #N/A | #N/A | #N/A | #N/A | #N/A
TRUE | QLD | Rockhampton | Rockhampton Mesh | Energy Queensland | Shoulder | Coincident | 2019 | ACTUAL_OPG | 71.7426 | 147.3218 | QLD Rockhampton Mesh |  |  | FALSE | #N/A | #N/A | #N/A | #N/A | #N/A | #N/A | #N/A | #N/A | #N/A | #N/A
TRUE | QLD | Rockhampton | Rockhampton Mesh | Energy Queensland | Shoulder | Coincident | 2019 | ACTUAL_RAW | 71.7426 | 147.3218 | QLD Rockhampton Mesh |  |  | FALSE | #N/A | #N/A | #N/A | #N/A | #N/A | #N/A | #N/A | #N/A | #N/A | #N/A
TRUE | QLD | Rockhampton | Rockhampton Mesh | Energy Queensland | Shoulder | Non-coincident | 2019 | ACTUAL_RAW | 57.5661 | 147.9678 | QLD Rockhampton Mesh |  |  | FALSE | #N/A | #N/A | #N/A | #N/A | #N/A | #N/A | #N/A | #N/A | #N/A | #N/A
TRUE | QLD | Rockhampton | Rockhampton Mesh | Energy Queensland | Shoulder | Non-coincident | 2019 | ACTUAL_OPG | 57.5661 | 147.9678 | QLD Rockhampton Mesh |  |  | FALSE | #N/A | #N/A | #N/A | #N/A | #N/A | #N/A | #N/A | #N/A | #N/A | #N/A
TRUE | QLD | Rockhampton | Rockhampton Mesh | Energy Queensland | Shoulder | Non-coincident | 2019 | ACTUAL_ADJUSTEDOPG | 57.5661 | 147.9678 | QLD Rockhampton Mesh |  |  | FALSE | #N/A | #N/A | #N/A | #N/A | #N/A | #N/A | #N/A | #N/A | #N/A | #N/A
TRUE | QLD | Rockhampton | Rockhampton Mesh | Energy Queensland | Shoulder | Non-coincident | 2019 | BASEYEARPOE90 | 47.115 | NA | QLD Rockhampton Mesh |  |  | FALSE | #N/A | #N/A | #N/A | #N/A | #N/A | #N/A | #N/A | #N/A | #N/A | #N/A
TRUE | QLD | Rockhampton | Rockhampton Mesh | Energy Queensland | Shoulder | Non-coincident | 2019 | BASEYEARPOE50 | 51.2073 | 137.6251 | QLD Rockhampton Mesh |  |  | FALSE | #N/A | #N/A | #N/A | #N/A | #N/A | #N/A | #N/A | #N/A | #N/A | #N/A
TRUE | QLD | Rockhampton | Rockhampton Mesh | Energy Queensland | Shoulder | Coincident | 2020 | ACTUAL_OPG | 59.4918 | 146.2128 | QLD Rockhampton Mesh |  |  | FALSE | #N/A | #N/A | #N/A | #N/A | #N/A | #N/A | #N/A | #N/A | #N/A | #N/A
TRUE | QLD | Rockhampton | Rockhampton Mesh | Energy Queensland | Shoulder | Coincident | 2020 | ACTUAL_RAW | 59.4918 | 146.2128 | QLD Rockhampton Mesh |  |  | FALSE | #N/A | #N/A | #N/A | #N/A | #N/A | #N/A | #N/A | #N/A | #N/A | #N/A
TRUE | QLD | Rockhampton | Rockhampton Mesh | Energy Queensland | Shoulder | Non-coincident | 2020 | ACTUAL_RAW | 51.41 | 153.3755 | QLD Rockhampton Mesh |  |  | FALSE | #N/A | #N/A | #N/A | #N/A | #N/A | #N/A | #N/A | #N/A | #N/A | #N/A
TRUE | QLD | Rockhampton | Rockhampton Mesh | Energy Queensland | Shoulder | Non-coincident | 2020 | ACTUAL_OPG | 51.41 | 153.3755 | QLD Rockhampton Mesh |  |  | FALSE | #N/A | #N/A | #N/A | #N/A | #N/A | #N/A | #N/A | #N/A | #N/A | #N/A
TRUE | QLD | Rockhampton | Rockhampton Mesh | Energy Queensland | Shoulder | Non-coincident | 2020 | ACTUAL_ADJUSTEDOPG | 51.41 | 153.3755 | QLD Rockhampton Mesh |  |  | FALSE | #N/A | #N/A | #N/A | #N/A | #N/A | #N/A | #N/A | #N/A | #N/A | #N/A
TRUE | QLD | Rockhampton | Rockhampton Mesh | Energy Queensland | Shoulder | Coincident_unreconciled | 2021 | POE50 | 63.0673 | NA | QLD Rockhampton Mesh |  |  | FALSE | #N/A | #N/A | #N/A | #N/A | #N/A | #N/A | #N/A | #N/A | #N/A | #N/A
TRUE | QLD | Rockhampton | Rockhampton Mesh | Energy Queensland | Shoulder | Coincident_unreconciled | 2021 | POE90 | 58.0477 | NA | QLD Rockhampton Mesh |  |  | FALSE | #N/A | #N/A | #N/A | #N/A | #N/A | #N/A | #N/A | #N/A | #N/A | #N/A
TRUE | QLD | Rockhampton | Rockhampton Mesh | Energy Queensland | Shoulder | Non-coincident | 2021 | POE50 | 44.5254 | 140.0598 | QLD Rockhampton Mesh |  |  | FALSE | #N/A | #N/A | #N/A | #N/A | #N/A | #N/A | #N/A | #N/A | #N/A | #N/A
TRUE | QLD | Rockhampton | Rockhampton Mesh | Energy Queensland | Shoulder | Non-coincident | 2021 | POE90 | 40.9816 | NA | QLD Rockhampton Mesh |  |  | FALSE | #N/A | #N/A | #N/A | #N/A | #N/A | #N/A | #N/A | #N/A | #N/A | #N/A
TRUE | QLD | Rockhampton | Rockhampton Mesh | Energy Queensland | Shoulder | Coincident_unreconciled | 2022 | POE50 | 58.3663 | NA | QLD Rockhampton Mesh |  |  | FALSE | #N/A | #N/A | #N/A | #N/A | #N/A | #N/A | #N/A | #N/A | #N/A | #N/A
TRUE | QLD | Rockhampton | Rockhampton Mesh | Energy Queensland | Shoulder | Coincident_unreconciled | 2022 | POE90 | 53.2899 | NA | QLD Rockhampton Mesh |  |  | FALSE | #N/A | #N/A | #N/A | #N/A | #N/A | #N/A | #N/A | #N/A | #N/A | #N/A
TRUE | QLD | Rockhampton | Rockhampton Mesh | Energy Queensland | Shoulder | Non-coincident | 2022 | POE50 | 41.2066 | 142.416 | QLD Rockhampton Mesh |  |  | FALSE | #N/A | #N/A | #N/A | #N/A | #N/A | #N/A | #N/A | #N/A | #N/A | #N/A
TRUE | QLD | Rockhampton | Rockhampton Mesh | Energy Queensland | Shoulder | Non-coincident | 2022 | POE90 | 37.6226 | NA | QLD Rockhampton Mesh |  |  | FALSE | #N/A | #N/A | #N/A | #N/A | #N/A | #N/A | #N/A | #N/A | #N/A | #N/A
TRUE | QLD | Rockhampton | Rockhampton Mesh | Energy Queensland | Shoulder | Coincident_unreconciled | 2023 | POE50 | 54.3458 | NA | QLD Rockhampton Mesh |  |  | FALSE | #N/A | #N/A | #N/A | #N/A | #N/A | #N/A | #N/A | #N/A | #N/A | #N/A
TRUE | QLD | Rockhampton | Rockhampton Mesh | Energy Queensland | Shoulder | Coincident_unreconciled | 2023 | POE90 | 49.2019 | NA | QLD Rockhampton Mesh |  |  | FALSE | #N/A | #N/A | #N/A | #N/A | #N/A | #N/A | #N/A | #N/A | #N/A | #N/A
TRUE | QLD | Rockhampton | Rockhampton Mesh | Energy Queensland | Shoulder | Non-coincident | 2023 | POE50 | 38.3681 | 144.4543 | QLD Rockhampton Mesh |  |  | FALSE | #N/A | #N/A | #N/A | #N/A | #N/A | #N/A | #N/A | #N/A | #N/A | #N/A
TRUE | QLD | Rockhampton | Rockhampton Mesh | Energy Queensland | Shoulder | Non-coincident | 2023 | POE90 | 34.7365 | NA | QLD Rockhampton Mesh |  |  | FALSE | #N/A | #N/A | #N/A | #N/A | #N/A | #N/A | #N/A | #N/A | #N/A | #N/A
TRUE | QLD | Rockhampton | Rockhampton Mesh | Energy Queensland | Shoulder | Coincident_unreconciled | 2024 | POE50 | 51.8419 | NA | QLD Rockhampton Mesh |  |  | FALSE | #N/A | #N/A | #N/A | #N/A | #N/A | #N/A | #N/A | #N/A | #N/A | #N/A
TRUE | QLD | Rockhampton | Rockhampton Mesh | Energy Queensland | Shoulder | Coincident_unreconciled | 2024 | POE90 | 46.6305 | NA | QLD Rockhampton Mesh |  |  | FALSE | #N/A | #N/A | #N/A | #N/A | #N/A | #N/A | #N/A | #N/A | #N/A | #N/A
TRUE | QLD | Rockhampton | Rockhampton Mesh | Energy Queensland | Shoulder | Non-coincident | 2024 | POE50 | 36.6004 | 148.1249 | QLD Rockhampton Mesh |  |  | FALSE | #N/A | #N/A | #N/A | #N/A | #N/A | #N/A | #N/A | #N/A | #N/A | #N/A
TRUE | QLD | Rockhampton | Rockhampton Mesh | Energy Queensland | Shoulder | Non-coincident | 2024 | POE90 | 32.9211 | NA | QLD Rockhampton Mesh |  |  | FALSE | #N/A | #N/A | #N/A | #N/A | #N/A | #N/A | #N/A | #N/A | #N/A | #N/A
TRUE | QLD | Rockhampton | Rockhampton Mesh | Energy Queensland | Shoulder | Coincident_unreconciled | 2025 | POE50 | 49.6474 | NA | QLD Rockhampton Mesh |  |  | FALSE | #N/A | #N/A | #N/A | #N/A | #N/A | #N/A | #N/A | #N/A | #N/A | #N/A
TRUE | QLD | Rockhampton | Rockhampton Mesh | Energy Queensland | Shoulder | Coincident_unreconciled | 2025 | POE90 | 44.3685 | NA | QLD Rockhampton Mesh |  |  | FALSE | #N/A | #N/A | #N/A | #N/A | #N/A | #N/A | #N/A | #N/A | #N/A | #N/A
TRUE | QLD | Rockhampton | Rockhampton Mesh | Energy Queensland | Shoulder | Non-coincident | 2025 | POE50 | 35.051 | 148.5507 | QLD Rockhampton Mesh |  |  | FALSE | #N/A | #N/A | #N/A | #N/A | #N/A | #N/A | #N/A | #N/A | #N/A | #N/A
TRUE | QLD | Rockhampton | Rockhampton Mesh | Energy Queensland | Shoulder | Non-coincident | 2025 | POE90 | 31.3241 | NA | QLD Rockhampton Mesh |  |  | FALSE | #N/A | #N/A | #N/A | #N/A | #N/A | #N/A | #N/A | #N/A | #N/A | #N/A
TRUE | QLD | Rockhampton | Rockhampton Mesh | Energy Queensland | Shoulder | Coincident_unreconciled | 2026 | POE50 | 47.5949 | NA | QLD Rockhampton Mesh |  |  | FALSE | #N/A | #N/A | #N/A | #N/A | #N/A | #N/A | #N/A | #N/A | #N/A | #N/A
TRUE | QLD | Rockhampton | Rockhampton Mesh | Energy Queensland | Shoulder | Coincident_unreconciled | 2026 | POE90 | 42.2485 | NA | QLD Rockhampton Mesh |  |  | FALSE | #N/A | #N/A | #N/A | #N/A | #N/A | #N/A | #N/A | #N/A | #N/A | #N/A
TRUE | QLD | Rockhampton | Rockhampton Mesh | Energy Queensland | Shoulder | Non-coincident | 2026 | POE50 | 33.6019 | 149.6732 | QLD Rockhampton Mesh |  |  | FALSE | #N/A | #N/A | #N/A | #N/A | #N/A | #N/A | #N/A | #N/A | #N/A | #N/A
TRUE | QLD | Rockhampton | Rockhampton Mesh | Energy Queensland | Shoulder | Non-coincident | 2026 | POE90 | 29.8274 | NA | QLD Rockhampton Mesh |  |  | FALSE | #N/A | #N/A | #N/A | #N/A | #N/A | #N/A | #N/A | #N/A | #N/A | #N/A
TRUE | QLD | Rockhampton | Rockhampton Mesh | Energy Queensland | Shoulder | Coincident_unreconciled | 2027 | POE50 | 46.1758 | NA | QLD Rockhampton Mesh |  |  | FALSE | #N/A | #N/A | #N/A | #N/A | #N/A | #N/A | #N/A | #N/A | #N/A | #N/A
TRUE | QLD | Rockhampton | Rockhampton Mesh | Energy Queensland | Shoulder | Coincident_unreconciled | 2027 | POE90 | 40.7522 | NA | QLD Rockhampton Mesh |  |  | FALSE | #N/A | #N/A | #N/A | #N/A | #N/A | #N/A | #N/A | #N/A | #N/A | #N/A
TRUE | QLD | Rockhampton | Rockhampton Mesh | Energy Queensland | Shoulder | Non-coincident | 2027 | POE50 | 32.6001 | 150.2003 | QLD Rockhampton Mesh |  |  | FALSE | #N/A | #N/A | #N/A | #N/A | #N/A | #N/A | #N/A | #N/A | #N/A | #N/A
TRUE | QLD | Rockhampton | Rockhampton Mesh | Energy Queensland | Shoulder | Non-coincident | 2027 | POE90 | 28.771 | NA | QLD Rockhampton Mesh |  |  | FALSE | #N/A | #N/A | #N/A | #N/A | #N/A | #N/A | #N/A | #N/A | #N/A | #N/A
TRUE | QLD | Rockhampton | Rockhampton Mesh | Energy Queensland | Shoulder | Coincident_unreconciled | 2028 | POE50 | 45.239 | NA | QLD Rockhampton Mesh |  |  | FALSE | #N/A | #N/A | #N/A | #N/A | #N/A | #N/A | #N/A | #N/A | #N/A | #N/A
TRUE | QLD | Rockhampton | Rockhampton Mesh | Energy Queensland | Shoulder | Coincident_unreconciled | 2028 | POE90 | 39.7312 | NA | QLD Rockhampton Mesh |  |  | FALSE | #N/A | #N/A | #N/A | #N/A | #N/A | #N/A | #N/A | #N/A | #N/A | #N/A
TRUE | QLD | Rockhampton | Rockhampton Mesh | Energy Queensland | Shoulder | Non-coincident | 2028 | POE50 | 31.9387 | 151.5532 | QLD Rockhampton Mesh |  |  | FALSE | #N/A | #N/A | #N/A | #N/A | #N/A | #N/A | #N/A | #N/A | #N/A | #N/A
TRUE | QLD | Rockhampton | Rockhampton Mesh | Energy Queensland | Shoulder | Non-coincident | 2028 | POE90 | 28.0502 | NA | QLD Rockhampton Mesh |  |  | FALSE | #N/A | #N/A | #N/A | #N/A | #N/A | #N/A | #N/A | #N/A | #N/A | #N/A
TRUE | QLD | Rockhampton | Rockhampton Mesh | Energy Queensland | Shoulder | Coincident_unreconciled | 2029 | POE50 | 44.489 | NA | QLD Rockhampton Mesh |  |  | FALSE | #N/A | #N/A | #N/A | #N/A | #N/A | #N/A | #N/A | #N/A | #N/A | #N/A
TRUE | QLD | Rockhampton | Rockhampton Mesh | Energy Queensland | Shoulder | Coincident_unreconciled | 2029 | POE90 | 38.8971 | NA | QLD Rockhampton Mesh |  |  | FALSE | #N/A | #N/A | #N/A | #N/A | #N/A | #N/A | #N/A | #N/A | #N/A | #N/A
TRUE | QLD | Rockhampton | Rockhampton Mesh | Energy Queensland | Shoulder | Non-coincident | 2029 | POE50 | 31.4093 | 153.8293 | QLD Rockhampton Mesh |  |  | FALSE | #N/A | #N/A | #N/A | #N/A | #N/A | #N/A | #N/A | #N/A | #N/A | #N/A
TRUE | QLD | Rockhampton | Rockhampton Mesh | Energy Queensland | Shoulder | Non-coincident | 2029 | POE90 | 27.4613 | NA | QLD Rockhampton Mesh |  |  | FALSE | #N/A | #N/A | #N/A | #N/A | #N/A | #N/A | #N/A | #N/A | #N/A | #N/A
TRUE | QLD | Rockhampton | Rockhampton Mesh | Energy Queensland | Shoulder | Coincident_unreconciled | 2030 | POE50 | 44.0566 | NA | QLD Rockhampton Mesh |  |  | FALSE | #N/A | #N/A | #N/A | #N/A | #N/A | #N/A | #N/A | #N/A | #N/A | #N/A
TRUE | QLD | Rockhampton | Rockhampton Mesh | Energy Queensland | Shoulder | Coincident_unreconciled | 2030 | POE90 | 38.3805 | NA | QLD Rockhampton Mesh |  |  | FALSE | #N/A | #N/A | #N/A | #N/A | #N/A | #N/A | #N/A | #N/A | #N/A | #N/A
TRUE | QLD | Rockhampton | Rockhampton Mesh | Energy Queensland | Shoulder | Non-coincident | 2030 | POE50 | 31.104 | 155.8688 | QLD Rockhampton Mesh |  |  | FALSE | #N/A | #N/A | #N/A | #N/A | #N/A | #N/A | #N/A | #N/A | #N/A | #N/A
TRUE | QLD | Rockhampton | Rockhampton Mesh | Energy Queensland | Shoulder | Non-coincident | 2030 | POE90 | 27.0966 | NA | QLD Rockhampton Mesh |  |  | FALSE | #N/A | #N/A | #N/A | #N/A | #N/A | #N/A | #N/A | #N/A | #N/A | #N/A
TRUE | QLD | Rockhampton | Rockhampton Mesh | Energy Queensland | Summer | Coincident | 2017 | ACTUAL_OPG | 65.6522 | 153.3392 | QLD Rockhampton Mesh |  |  | FALSE | #N/A | #N/A | #N/A | #N/A | #N/A | #N/A | #N/A | #N/A | #N/A | #N/A
TRUE | QLD | Rockhampton | Rockhampton Mesh | Energy Queensland | Summer | Coincident | 2017 | ACTUAL_RAW | 65.6522 | 153.3392 | QLD Rockhampton Mesh |  |  | FALSE | #N/A | #N/A | #N/A | #N/A | #N/A | #N/A | #N/A | #N/A | #N/A | #N/A
TRUE | QLD | Rockhampton | Rockhampton Mesh | Energy Queensland | Summer | Non-coincident | 2017 | ACTUAL_RAW | 58.6848 | 182.6136 | QLD Rockhampton Mesh |  |  | FALSE | #N/A | #N/A | #N/A | #N/A | #N/A | #N/A | #N/A | #N/A | #N/A | #N/A
TRUE | QLD | Rockhampton | Rockhampton Mesh | Energy Queensland | Summer | Non-coincident | 2017 | ACTUAL_OPG | 58.6848 | 182.6136 | QLD Rockhampton Mesh |  |  | FALSE | #N/A | #N/A | #N/A | #N/A | #N/A | #N/A | #N/A | #N/A | #N/A | #N/A
TRUE | QLD | Rockhampton | Rockhampton Mesh | Energy Queensland | Summer | Coincident | 2018 | ACTUAL_OPG | 57.2754 | 198.7909 | QLD Rockhampton Mesh |  |  | FALSE | #N/A | #N/A | #N/A | #N/A | #N/A | #N/A | #N/A | #N/A | #N/A | #N/A
TRUE | QLD | Rockhampton | Rockhampton Mesh | Energy Queensland | Summer | Coincident | 2018 | ACTUAL_RAW | 57.2754 | 198.7909 | QLD Rockhampton Mesh |  |  | FALSE | #N/A | #N/A | #N/A | #N/A | #N/A | #N/A | #N/A | #N/A | #N/A | #N/A
TRUE | QLD | Rockhampton | Rockhampton Mesh | Energy Queensland | Summer | Non-coincident | 2018 | ACTUAL_RAW | 55.3448 | 210.2702 | QLD Rockhampton Mesh |  |  | FALSE | #N/A | #N/A | #N/A | #N/A | #N/A | #N/A | #N/A | #N/A | #N/A | #N/A
TRUE | QLD | Rockhampton | Rockhampton Mesh | Energy Queensland | Summer | Non-coincident | 2018 | ACTUAL_OPG | 55.3448 | 210.2702 | QLD Rockhampton Mesh |  |  | FALSE | #N/A | #N/A | #N/A | #N/A | #N/A | #N/A | #N/A | #N/A | #N/A | #N/A
TRUE | QLD | Rockhampton | Rockhampton Mesh | Energy Queensland | Summer | Non-coincident | 2018 | ACTUAL_ADJUSTEDOPG | 55.3448 | 210.2702 | QLD Rockhampton Mesh |  |  | FALSE | #N/A | #N/A | #N/A | #N/A | #N/A | #N/A | #N/A | #N/A | #N/A | #N/A
TRUE | QLD | Rockhampton | Rockhampton Mesh | Energy Queensland | Summer | Coincident | 2019 | ACTUAL_OPG | 71.7285 | 188.9548 | QLD Rockhampton Mesh |  |  | FALSE | #N/A | #N/A | #N/A | #N/A | #N/A | #N/A | #N/A | #N/A | #N/A | #N/A
TRUE | QLD | Rockhampton | Rockhampton Mesh | Energy Queensland | Summer | Coincident | 2019 | ACTUAL_RAW | 71.7285 | 188.9548 | QLD Rockhampton Mesh |  |  | FALSE | #N/A | #N/A | #N/A | #N/A | #N/A | #N/A | #N/A | #N/A | #N/A | #N/A
TRUE | QLD | Rockhampton | Rockhampton Mesh | Energy Queensland | Summer | Non-coincident | 2019 | ACTUAL_RAW | 60.4587 | 203.2081 | QLD Rockhampton Mesh |  |  | FALSE | #N/A | #N/A | #N/A | #N/A | #N/A | #N/A | #N/A | #N/A | #N/A | #N/A
TRUE | QLD | Rockhampton | Rockhampton Mesh | Energy Queensland | Summer | Non-coincident | 2019 | ACTUAL_OPG | 60.4587 | 203.2081 | QLD Rockhampton Mesh |  |  | FALSE | #N/A | #N/A | #N/A | #N/A | #N/A | #N/A | #N/A | #N/A | #N/A | #N/A
TRUE | QLD | Rockhampton | Rockhampton Mesh | Energy Queensland | Summer | Non-coincident | 2019 | ACTUAL_ADJUSTEDOPG | 60.4587 | 203.2081 | QLD Rockhampton Mesh |  |  | FALSE | #N/A | #N/A | #N/A | #N/A | #N/A | #N/A | #N/A | #N/A | #N/A | #N/A
TRUE | QLD | Rockhampton | Rockhampton Mesh | Energy Queensland | Summer | Non-coincident | 2019 | BASEYEARPOE90 | 51.0103 | NA | QLD Rockhampton Mesh |  |  | FALSE | #N/A | #N/A | #N/A | #N/A | #N/A | #N/A | #N/A | #N/A | #N/A | #N/A
TRUE | QLD | Rockhampton | Rockhampton Mesh | Energy Queensland | Summer | Non-coincident | 2019 | BASEYEARPOE50 | 54.8298 | 188.0463 | QLD Rockhampton Mesh |  |  | FALSE | #N/A | #N/A | #N/A | #N/A | #N/A | #N/A | #N/A | #N/A | #N/A | #N/A
TRUE | QLD | Rockhampton | Rockhampton Mesh | Energy Queensland | Summer | Coincident | 2020 | ACTUAL_OPG | 56.7768 | 177.843 | QLD Rockhampton Mesh |  |  | FALSE | #N/A | #N/A | #N/A | #N/A | #N/A | #N/A | #N/A | #N/A | #N/A | #N/A
TRUE | QLD | Rockhampton | Rockhampton Mesh | Energy Queensland | Summer | Coincident | 2020 | ACTUAL_RAW | 56.7768 | 177.843 | QLD Rockhampton Mesh |  |  | FALSE | #N/A | #N/A | #N/A | #N/A | #N/A | #N/A | #N/A | #N/A | #N/A | #N/A
TRUE | QLD | Rockhampton | Rockhampton Mesh | Energy Queensland | Summer | Non-coincident | 2020 | ACTUAL_RAW | 56.7768 | 186.8842 | QLD Rockhampton Mesh |  |  | FALSE | #N/A | #N/A | #N/A | #N/A | #N/A | #N/A | #N/A | #N/A | #N/A | #N/A
TRUE | QLD | Rockhampton | Rockhampton Mesh | Energy Queensland | Summer | Non-coincident | 2020 | ACTUAL_OPG | 56.7768 | 186.8842 | QLD Rockhampton Mesh |  |  | FALSE | #N/A | #N/A | #N/A | #N/A | #N/A | #N/A | #N/A | #N/A | #N/A | #N/A
TRUE | QLD | Rockhampton | Rockhampton Mesh | Energy Queensland | Summer | Non-coincident | 2020 | ACTUAL_ADJUSTEDOPG | 56.7768 | 186.8842 | QLD Rockhampton Mesh |  |  | FALSE | #N/A | #N/A | #N/A | #N/A | #N/A | #N/A | #N/A | #N/A | #N/A | #N/A
TRUE | QLD | Rockhampton | Rockhampton Mesh | Energy Queensland | Summer | Coincident_unreconciled | 2021 | POE50 | 74.3111 | NA | QLD Rockhampton Mesh |  |  | FALSE | #N/A | #N/A | #N/A | #N/A | #N/A | #N/A | #N/A | #N/A | #N/A | #N/A
TRUE | QLD | Rockhampton | Rockhampton Mesh | Energy Queensland | Summer | Coincident_unreconciled | 2021 | POE90 | 62.0893 | NA | QLD Rockhampton Mesh |  |  | FALSE | #N/A | #N/A | #N/A | #N/A | #N/A | #N/A | #N/A | #N/A | #N/A | #N/A
TRUE | QLD | Rockhampton | Rockhampton Mesh | Energy Queensland | Summer | Non-coincident | 2021 | POE50 | 53.6961 | 192.1207 | QLD Rockhampton Mesh |  |  | FALSE | #N/A | #N/A | #N/A | #N/A | #N/A | #N/A | #N/A | #N/A | #N/A | #N/A
TRUE | QLD | Rockhampton | Rockhampton Mesh | Energy Queensland | Summer | Non-coincident | 2021 | POE90 | 38.1765 | NA | QLD Rockhampton Mesh |  |  | FALSE | #N/A | #N/A | #N/A | #N/A | #N/A | #N/A | #N/A | #N/A | #N/A | #N/A
TRUE | QLD | Rockhampton | Rockhampton Mesh | Energy Queensland | Summer | Coincident_unreconciled | 2022 | POE50 | 70.3073 | NA | QLD Rockhampton Mesh |  |  | FALSE | #N/A | #N/A | #N/A | #N/A | #N/A | #N/A | #N/A | #N/A | #N/A | #N/A
TRUE | QLD | Rockhampton | Rockhampton Mesh | Energy Queensland | Summer | Coincident_unreconciled | 2022 | POE90 | 58.0038 | NA | QLD Rockhampton Mesh |  |  | FALSE | #N/A | #N/A | #N/A | #N/A | #N/A | #N/A | #N/A | #N/A | #N/A | #N/A
TRUE | QLD | Rockhampton | Rockhampton Mesh | Energy Queensland | Summer | Non-coincident | 2022 | POE50 | 52.5119 | 193.1716 | QLD Rockhampton Mesh |  |  | FALSE | #N/A | #N/A | #N/A | #N/A | #N/A | #N/A | #N/A | #N/A | #N/A | #N/A
TRUE | QLD | Rockhampton | Rockhampton Mesh | Energy Queensland | Summer | Non-coincident | 2022 | POE90 | 36.9589 | NA | QLD Rockhampton Mesh |  |  | FALSE | #N/A | #N/A | #N/A | #N/A | #N/A | #N/A | #N/A | #N/A | #N/A | #N/A
TRUE | QLD | Rockhampton | Rockhampton Mesh | Energy Queensland | Summer | Coincident_unreconciled | 2023 | POE50 | 66.9709 | NA | QLD Rockhampton Mesh |  |  | FALSE | #N/A | #N/A | #N/A | #N/A | #N/A | #N/A | #N/A | #N/A | #N/A | #N/A
TRUE | QLD | Rockhampton | Rockhampton Mesh | Energy Queensland | Summer | Coincident_unreconciled | 2023 | POE90 | 54.5705 | NA | QLD Rockhampton Mesh |  |  | FALSE | #N/A | #N/A | #N/A | #N/A | #N/A | #N/A | #N/A | #N/A | #N/A | #N/A
TRUE | QLD | Rockhampton | Rockhampton Mesh | Energy Queensland | Summer | Non-coincident | 2023 | POE50 | 50.02 | 194.4836 | QLD Rockhampton Mesh |  |  | FALSE | #N/A | #N/A | #N/A | #N/A | #N/A | #N/A | #N/A | #N/A | #N/A | #N/A
TRUE | QLD | Rockhampton | Rockhampton Mesh | Energy Queensland | Summer | Non-coincident | 2023 | POE90 | 35.975 | NA | QLD Rockhampton Mesh |  |  | FALSE | #N/A | #N/A | #N/A | #N/A | #N/A | #N/A | #N/A | #N/A | #N/A | #N/A
TRUE | QLD | Rockhampton | Rockhampton Mesh | Energy Queensland | Summer | Coincident_unreconciled | 2024 | POE50 | 65.0164 | NA | QLD Rockhampton Mesh |  |  | FALSE | #N/A | #N/A | #N/A | #N/A | #N/A | #N/A | #N/A | #N/A | #N/A | #N/A
TRUE | QLD | Rockhampton | Rockhampton Mesh | Energy Queensland | Summer | Coincident_unreconciled | 2024 | POE90 | 52.519 | NA | QLD Rockhampton Mesh |  |  | FALSE | #N/A | #N/A | #N/A | #N/A | #N/A | #N/A | #N/A | #N/A | #N/A | #N/A
TRUE | QLD | Rockhampton | Rockhampton Mesh | Energy Queensland | Summer | Non-coincident | 2024 | POE50 | 48.5602 | 195.8446 | QLD Rockhampton Mesh |  |  | FALSE | #N/A | #N/A | #N/A | #N/A | #N/A | #N/A | #N/A | #N/A | #N/A | #N/A
TRUE | QLD | Rockhampton | Rockhampton Mesh | Energy Queensland | Summer | Non-coincident | 2024 | POE90 | 35.4466 | NA | QLD Rockhampton Mesh |  |  | FALSE | #N/A | #N/A | #N/A | #N/A | #N/A | #N/A | #N/A | #N/A | #N/A | #N/A
TRUE | QLD | Rockhampton | Rockhampton Mesh | Energy Queensland | Summer | Coincident_unreconciled | 2025 | POE50 | 63.2551 | NA | QLD Rockhampton Mesh |  |  | FALSE | #N/A | #N/A | #N/A | #N/A | #N/A | #N/A | #N/A | #N/A | #N/A | #N/A
TRUE | QLD | Rockhampton | Rockhampton Mesh | Energy Queensland | Summer | Coincident_unreconciled | 2025 | POE90 | 50.6609 | NA | QLD Rockhampton Mesh |  |  | FALSE | #N/A | #N/A | #N/A | #N/A | #N/A | #N/A | #N/A | #N/A | #N/A | #N/A
TRUE | QLD | Rockhampton | Rockhampton Mesh | Energy Queensland | Summer | Non-coincident | 2025 | POE50 | 47.2447 | 197.2258 | QLD Rockhampton Mesh |  |  | FALSE | #N/A | #N/A | #N/A | #N/A | #N/A | #N/A | #N/A | #N/A | #N/A | #N/A
TRUE | QLD | Rockhampton | Rockhampton Mesh | Energy Queensland | Summer | Non-coincident | 2025 | POE90 | 34.9879 | NA | QLD Rockhampton Mesh |  |  | FALSE | #N/A | #N/A | #N/A | #N/A | #N/A | #N/A | #N/A | #N/A | #N/A | #N/A
TRUE | QLD | Rockhampton | Rockhampton Mesh | Energy Queensland | Summer | Coincident_unreconciled | 2026 | POE50 | 61.6251 | NA | QLD Rockhampton Mesh |  |  | FALSE | #N/A | #N/A | #N/A | #N/A | #N/A | #N/A | #N/A | #N/A | #N/A | #N/A
TRUE | QLD | Rockhampton | Rockhampton Mesh | Energy Queensland | Summer | Coincident_unreconciled | 2026 | POE90 | 48.934 | NA | QLD Rockhampton Mesh |  |  | FALSE | #N/A | #N/A | #N/A | #N/A | #N/A | #N/A | #N/A | #N/A | #N/A | #N/A
TRUE | QLD | Rockhampton | Rockhampton Mesh | Energy Queensland | Summer | Non-coincident | 2026 | POE50 | 46.0273 | 198.6711 | QLD Rockhampton Mesh |  |  | FALSE | #N/A | #N/A | #N/A | #N/A | #N/A | #N/A | #N/A | #N/A | #N/A | #N/A
TRUE | QLD | Rockhampton | Rockhampton Mesh | Energy Queensland | Summer | Non-coincident | 2026 | POE90 | 34.5769 | NA | QLD Rockhampton Mesh |  |  | FALSE | #N/A | #N/A | #N/A | #N/A | #N/A | #N/A | #N/A | #N/A | #N/A | #N/A
TRUE | QLD | Rockhampton | Rockhampton Mesh | Energy Queensland | Summer | Coincident_unreconciled | 2027 | POE50 | 60.5927 | NA | QLD Rockhampton Mesh |  |  | FALSE | #N/A | #N/A | #N/A | #N/A | #N/A | #N/A | #N/A | #N/A | #N/A | #N/A
TRUE | QLD | Rockhampton | Rockhampton Mesh | Energy Queensland | Summer | Coincident_unreconciled | 2027 | POE90 | 47.7908 | NA | QLD Rockhampton Mesh |  |  | FALSE | #N/A | #N/A | #N/A | #N/A | #N/A | #N/A | #N/A | #N/A | #N/A | #N/A
TRUE | QLD | Rockhampton | Rockhampton Mesh | Energy Queensland | Summer | Non-coincident | 2027 | POE50 | 45.2562 | 200.4391 | QLD Rockhampton Mesh |  |  | FALSE | #N/A | #N/A | #N/A | #N/A | #N/A | #N/A | #N/A | #N/A | #N/A | #N/A
TRUE | QLD | Rockhampton | Rockhampton Mesh | Energy Queensland | Summer | Non-coincident | 2027 | POE90 | 34.3772 | NA | QLD Rockhampton Mesh |  |  | FALSE | #N/A | #N/A | #N/A | #N/A | #N/A | #N/A | #N/A | #N/A | #N/A | #N/A
TRUE | QLD | Rockhampton | Rockhampton Mesh | Energy Queensland | Summer | Coincident_unreconciled | 2028 | POE50 | 59.9871 | NA | QLD Rockhampton Mesh |  |  | FALSE | #N/A | #N/A | #N/A | #N/A | #N/A | #N/A | #N/A | #N/A | #N/A | #N/A
TRUE | QLD | Rockhampton | Rockhampton Mesh | Energy Queensland | Summer | Coincident_unreconciled | 2028 | POE90 | 47.0643 | NA | QLD Rockhampton Mesh |  |  | FALSE | #N/A | #N/A | #N/A | #N/A | #N/A | #N/A | #N/A | #N/A | #N/A | #N/A
TRUE | QLD | Rockhampton | Rockhampton Mesh | Energy Queensland | Summer | Non-coincident | 2028 | POE50 | 44.8039 | 202.497 | QLD Rockhampton Mesh |  |  | FALSE | #N/A | #N/A | #N/A | #N/A | #N/A | #N/A | #N/A | #N/A | #N/A | #N/A
TRUE | QLD | Rockhampton | Rockhampton Mesh | Energy Queensland | Summer | Non-coincident | 2028 | POE90 | 34.3139 | NA | QLD Rockhampton Mesh |  |  | FALSE | #N/A | #N/A | #N/A | #N/A | #N/A | #N/A | #N/A | #N/A | #N/A | #N/A
TRUE | QLD | Rockhampton | Rockhampton Mesh | Energy Queensland | Summer | Coincident_unreconciled | 2029 | POE50 | 59.5651 | NA | QLD Rockhampton Mesh |  |  | FALSE | #N/A | #N/A | #N/A | #N/A | #N/A | #N/A | #N/A | #N/A | #N/A | #N/A
TRUE | QLD | Rockhampton | Rockhampton Mesh | Energy Queensland | Summer | Coincident_unreconciled | 2029 | POE90 | 46.5215 | NA | QLD Rockhampton Mesh |  |  | FALSE | #N/A | #N/A | #N/A | #N/A | #N/A | #N/A | #N/A | #N/A | #N/A | #N/A
TRUE | QLD | Rockhampton | Rockhampton Mesh | Energy Queensland | Summer | Non-coincident | 2029 | POE50 | 44.4887 | 204.7101 | QLD Rockhampton Mesh |  |  | FALSE | #N/A | #N/A | #N/A | #N/A | #N/A | #N/A | #N/A | #N/A | #N/A | #N/A
TRUE | QLD | Rockhampton | Rockhampton Mesh | Energy Queensland | Summer | Non-coincident | 2029 | POE90 | 34.2972 | NA | QLD Rockhampton Mesh |  |  | FALSE | #N/A | #N/A | #N/A | #N/A | #N/A | #N/A | #N/A | #N/A | #N/A | #N/A
TRUE | QLD | Rockhampton | Rockhampton Mesh | Energy Queensland | Summer | Coincident_unreconciled | 2030 | POE50 | 59.4546 | NA | QLD Rockhampton Mesh |  |  | FALSE | #N/A | #N/A | #N/A | #N/A | #N/A | #N/A | #N/A | #N/A | #N/A | #N/A
TRUE | QLD | Rockhampton | Rockhampton Mesh | Energy Queensland | Summer | Coincident_unreconciled | 2030 | POE90 | 46.2901 | NA | QLD Rockhampton Mesh |  |  | FALSE | #N/A | #N/A | #N/A | #N/A | #N/A | #N/A | #N/A | #N/A | #N/A | #N/A
TRUE | QLD | Rockhampton | Rockhampton Mesh | Energy Queensland | Summer | Non-coincident | 2030 | POE50 | 44.4062 | 207.0861 | QLD Rockhampton Mesh |  |  | FALSE | #N/A | #N/A | #N/A | #N/A | #N/A | #N/A | #N/A | #N/A | #N/A | #N/A
TRUE | QLD | Rockhampton | Rockhampton Mesh | Energy Queensland | Summer | Non-coincident | 2030 | POE90 | 34.3956 | NA | QLD Rockhampton Mesh |  |  | FALSE | #N/A | #N/A | #N/A | #N/A | #N/A | #N/A | #N/A | #N/A | #N/A | #N/A
TRUE | QLD | Rockhampton | Rockhampton Mesh | Energy Queensland | Winter | Coincident | 2016 | ACTUAL_OPG | 55.832 | 121.2816 | QLD Rockhampton Mesh |  |  | FALSE | #N/A | #N/A | #N/A | #N/A | #N/A | #N/A | #N/A | #N/A | #N/A | #N/A
TRUE | QLD | Rockhampton | Rockhampton Mesh | Energy Queensland | Winter | Coincident | 2016 | ACTUAL_RAW | 55.832 | 121.2816 | QLD Rockhampton Mesh |  |  | FALSE | #N/A | #N/A | #N/A | #N/A | #N/A | #N/A | #N/A | #N/A | #N/A | #N/A
TRUE | QLD | Rockhampton | Rockhampton Mesh | Energy Queensland | Winter | Non-coincident | 2016 | ACTUAL_RAW | 53.5325 | 134.3081 | QLD Rockhampton Mesh |  |  | FALSE | #N/A | #N/A | #N/A | #N/A | #N/A | #N/A | #N/A | #N/A | #N/A | #N/A
TRUE | QLD | Rockhampton | Rockhampton Mesh | Energy Queensland | Winter | Non-coincident | 2016 | ACTUAL_OPG | 53.5325 | 134.3081 | QLD Rockhampton Mesh |  |  | FALSE | #N/A | #N/A | #N/A | #N/A | #N/A | #N/A | #N/A | #N/A | #N/A | #N/A
TRUE | QLD | Rockhampton | Rockhampton Mesh | Energy Queensland | Winter | Coincident | 2017 | ACTUAL_OPG | 54.3703 | 107.2645 | QLD Rockhampton Mesh |  |  | FALSE | #N/A | #N/A | #N/A | #N/A | #N/A | #N/A | #N/A | #N/A | #N/A | #N/A
TRUE | QLD | Rockhampton | Rockhampton Mesh | Energy Queensland | Winter | Coincident | 2017 | ACTUAL_RAW | 54.3703 | 107.2645 | QLD Rockhampton Mesh |  |  | FALSE | #N/A | #N/A | #N/A | #N/A | #N/A | #N/A | #N/A | #N/A | #N/A | #N/A
TRUE | QLD | Rockhampton | Rockhampton Mesh | Energy Queensland | Winter | Non-coincident | 2017 | ACTUAL_RAW | 53.9549 | 125.3119 | QLD Rockhampton Mesh |  |  | FALSE | #N/A | #N/A | #N/A | #N/A | #N/A | #N/A | #N/A | #N/A | #N/A | #N/A
TRUE | QLD | Rockhampton | Rockhampton Mesh | Energy Queensland | Winter | Non-coincident | 2017 | ACTUAL_OPG | 53.9549 | 125.3119 | QLD Rockhampton Mesh |  |  | FALSE | #N/A | #N/A | #N/A | #N/A | #N/A | #N/A | #N/A | #N/A | #N/A | #N/A
TRUE | QLD | Rockhampton | Rockhampton Mesh | Energy Queensland | Winter | Non-coincident | 2017 | ACTUAL_ADJUSTEDOPG | 53.9549 | 125.3119 | QLD Rockhampton Mesh |  |  | FALSE | #N/A | #N/A | #N/A | #N/A | #N/A | #N/A | #N/A | #N/A | #N/A | #N/A
TRUE | QLD | Rockhampton | Rockhampton Mesh | Energy Queensland | Winter | Coincident | 2018 | ACTUAL_OPG | 71.5357 | 130.8524 | QLD Rockhampton Mesh |  |  | FALSE | #N/A | #N/A | #N/A | #N/A | #N/A | #N/A | #N/A | #N/A | #N/A | #N/A
TRUE | QLD | Rockhampton | Rockhampton Mesh | Energy Queensland | Winter | Coincident | 2018 | ACTUAL_RAW | 71.5357 | 130.8524 | QLD Rockhampton Mesh |  |  | FALSE | #N/A | #N/A | #N/A | #N/A | #N/A | #N/A | #N/A | #N/A | #N/A | #N/A
TRUE | QLD | Rockhampton | Rockhampton Mesh | Energy Queensland | Winter | Non-coincident | 2018 | ACTUAL_RAW | 54.5451 | 134.6124 | QLD Rockhampton Mesh |  |  | FALSE | #N/A | #N/A | #N/A | #N/A | #N/A | #N/A | #N/A | #N/A | #N/A | #N/A
TRUE | QLD | Rockhampton | Rockhampton Mesh | Energy Queensland | Winter | Non-coincident | 2018 | ACTUAL_OPG | 54.5451 | 134.6124 | QLD Rockhampton Mesh |  |  | FALSE | #N/A | #N/A | #N/A | #N/A | #N/A | #N/A | #N/A | #N/A | #N/A | #N/A
TRUE | QLD | Rockhampton | Rockhampton Mesh | Energy Queensland | Winter | Non-coincident | 2018 | ACTUAL_ADJUSTEDOPG | 54.5451 | 134.6124 | QLD Rockhampton Mesh |  |  | FALSE | #N/A | #N/A | #N/A | #N/A | #N/A | #N/A | #N/A | #N/A | #N/A | #N/A
TRUE | QLD | Rockhampton | Rockhampton Mesh | Energy Queensland | Winter | Coincident | 2019 | ACTUAL_OPG | 55.4207 | 135.5516 | QLD Rockhampton Mesh |  |  | FALSE | #N/A | #N/A | #N/A | #N/A | #N/A | #N/A | #N/A | #N/A | #N/A | #N/A
TRUE | QLD | Rockhampton | Rockhampton Mesh | Energy Queensland | Winter | Coincident | 2019 | ACTUAL_RAW | 55.4207 | 135.5516 | QLD Rockhampton Mesh |  |  | FALSE | #N/A | #N/A | #N/A | #N/A | #N/A | #N/A | #N/A | #N/A | #N/A | #N/A
TRUE | QLD | Rockhampton | Rockhampton Mesh | Energy Queensland | Winter | Non-coincident | 2019 | ACTUAL_RAW | 50.6249 | 139.6442 | QLD Rockhampton Mesh |  |  | FALSE | #N/A | #N/A | #N/A | #N/A | #N/A | #N/A | #N/A | #N/A | #N/A | #N/A
TRUE | QLD | Rockhampton | Rockhampton Mesh | Energy Queensland | Winter | Non-coincident | 2019 | ACTUAL_OPG | 50.6249 | 139.6442 | QLD Rockhampton Mesh |  |  | FALSE | #N/A | #N/A | #N/A | #N/A | #N/A | #N/A | #N/A | #N/A | #N/A | #N/A
TRUE | QLD | Rockhampton | Rockhampton Mesh | Energy Queensland | Winter | Non-coincident | 2019 | ACTUAL_ADJUSTEDOPG | 50.6249 | 139.6442 | QLD Rockhampton Mesh |  |  | FALSE | #N/A | #N/A | #N/A | #N/A | #N/A | #N/A | #N/A | #N/A | #N/A | #N/A
TRUE | QLD | Rockhampton | Rockhampton Mesh | Energy Queensland | Winter | Non-coincident | 2019 | BASEYEARPOE90 | 45.5522 | NA | QLD Rockhampton Mesh |  |  | FALSE | #N/A | #N/A | #N/A | #N/A | #N/A | #N/A | #N/A | #N/A | #N/A | #N/A
TRUE | QLD | Rockhampton | Rockhampton Mesh | Energy Queensland | Winter | Non-coincident | 2019 | BASEYEARPOE50 | 48.5935 | 123.7172 | QLD Rockhampton Mesh |  |  | FALSE | #N/A | #N/A | #N/A | #N/A | #N/A | #N/A | #N/A | #N/A | #N/A | #N/A
TRUE | QLD | Rockhampton | Rockhampton Mesh | Energy Queensland | Winter | Coincident_unreconciled | 2020 | POE50 | 60.2822 | NA | QLD Rockhampton Mesh |  |  | FALSE | #N/A | #N/A | #N/A | #N/A | #N/A | #N/A | #N/A | #N/A | #N/A | #N/A
TRUE | QLD | Rockhampton | Rockhampton Mesh | Energy Queensland | Winter | Coincident_unreconciled | 2020 | POE90 | 56.1778 | NA | QLD Rockhampton Mesh |  |  | FALSE | #N/A | #N/A | #N/A | #N/A | #N/A | #N/A | #N/A | #N/A | #N/A | #N/A
TRUE | QLD | Rockhampton | Rockhampton Mesh | Energy Queensland | Winter | Non-coincident | 2020 | POE50 | 46 | 124.9123 | QLD Rockhampton Mesh |  |  | FALSE | #N/A | #N/A | #N/A | #N/A | #N/A | #N/A | #N/A | #N/A | #N/A | #N/A
TRUE | QLD | Rockhampton | Rockhampton Mesh | Energy Queensland | Winter | Non-coincident | 2020 | POE90 | 43.1228 | NA | QLD Rockhampton Mesh |  |  | FALSE | #N/A | #N/A | #N/A | #N/A | #N/A | #N/A | #N/A | #N/A | #N/A | #N/A
TRUE | QLD | Rockhampton | Rockhampton Mesh | Energy Queensland | Winter | Coincident_unreconciled | 2021 | POE50 | 56.1709 | NA | QLD Rockhampton Mesh |  |  | FALSE | #N/A | #N/A | #N/A | #N/A | #N/A | #N/A | #N/A | #N/A | #N/A | #N/A
TRUE | QLD | Rockhampton | Rockhampton Mesh | Energy Queensland | Winter | Coincident_unreconciled | 2021 | POE90 | 52.0454 | NA | QLD Rockhampton Mesh |  |  | FALSE | #N/A | #N/A | #N/A | #N/A | #N/A | #N/A | #N/A | #N/A | #N/A | #N/A
TRUE | QLD | Rockhampton | Rockhampton Mesh | Energy Queensland | Winter | Non-coincident | 2021 | POE50 | 43.118 | 125.52 | QLD Rockhampton Mesh |  |  | FALSE | #N/A | #N/A | #N/A | #N/A | #N/A | #N/A | #N/A | #N/A | #N/A | #N/A
TRUE | QLD | Rockhampton | Rockhampton Mesh | Energy Queensland | Winter | Non-coincident | 2021 | POE90 | 40.226 | NA | QLD Rockhampton Mesh |  |  | FALSE | #N/A | #N/A | #N/A | #N/A | #N/A | #N/A | #N/A | #N/A | #N/A | #N/A
TRUE | QLD | Rockhampton | Rockhampton Mesh | Energy Queensland | Winter | Coincident_unreconciled | 2022 | POE50 | 51.5593 | NA | QLD Rockhampton Mesh |  |  | FALSE | #N/A | #N/A | #N/A | #N/A | #N/A | #N/A | #N/A | #N/A | #N/A | #N/A
TRUE | QLD | Rockhampton | Rockhampton Mesh | Energy Queensland | Winter | Coincident_unreconciled | 2022 | POE90 | 47.4014 | NA | QLD Rockhampton Mesh |  |  | FALSE | #N/A | #N/A | #N/A | #N/A | #N/A | #N/A | #N/A | #N/A | #N/A | #N/A
TRUE | QLD | Rockhampton | Rockhampton Mesh | Energy Queensland | Winter | Non-coincident | 2022 | POE50 | 39.8853 | 126.4548 | QLD Rockhampton Mesh |  |  | FALSE | #N/A | #N/A | #N/A | #N/A | #N/A | #N/A | #N/A | #N/A | #N/A | #N/A
TRUE | QLD | Rockhampton | Rockhampton Mesh | Energy Queensland | Winter | Non-coincident | 2022 | POE90 | 36.9706 | NA | QLD Rockhampton Mesh |  |  | FALSE | #N/A | #N/A | #N/A | #N/A | #N/A | #N/A | #N/A | #N/A | #N/A | #N/A
TRUE | QLD | Rockhampton | Rockhampton Mesh | Energy Queensland | Winter | Coincident_unreconciled | 2023 | POE50 | 48.574 | NA | QLD Rockhampton Mesh |  |  | FALSE | #N/A | #N/A | #N/A | #N/A | #N/A | #N/A | #N/A | #N/A | #N/A | #N/A
TRUE | QLD | Rockhampton | Rockhampton Mesh | Energy Queensland | Winter | Coincident_unreconciled | 2023 | POE90 | 44.3837 | NA | QLD Rockhampton Mesh |  |  | FALSE | #N/A | #N/A | #N/A | #N/A | #N/A | #N/A | #N/A | #N/A | #N/A | #N/A
TRUE | QLD | Rockhampton | Rockhampton Mesh | Energy Queensland | Winter | Non-coincident | 2023 | POE50 | 37.7926 | 127.3942 | QLD Rockhampton Mesh |  |  | FALSE | #N/A | #N/A | #N/A | #N/A | #N/A | #N/A | #N/A | #N/A | #N/A | #N/A
TRUE | QLD | Rockhampton | Rockhampton Mesh | Energy Queensland | Winter | Non-coincident | 2023 | POE90 | 34.8552 | NA | QLD Rockhampton Mesh |  |  | FALSE | #N/A | #N/A | #N/A | #N/A | #N/A | #N/A | #N/A | #N/A | #N/A | #N/A
TRUE | QLD | Rockhampton | Rockhampton Mesh | Energy Queensland | Winter | Coincident_unreconciled | 2024 | POE50 | 46.4141 | NA | QLD Rockhampton Mesh |  |  | FALSE | #N/A | #N/A | #N/A | #N/A | #N/A | #N/A | #N/A | #N/A | #N/A | #N/A
TRUE | QLD | Rockhampton | Rockhampton Mesh | Energy Queensland | Winter | Coincident_unreconciled | 2024 | POE90 | 42.1914 | NA | QLD Rockhampton Mesh |  |  | FALSE | #N/A | #N/A | #N/A | #N/A | #N/A | #N/A | #N/A | #N/A | #N/A | #N/A
TRUE | QLD | Rockhampton | Rockhampton Mesh | Energy Queensland | Winter | Non-coincident | 2024 | POE50 | 36.2785 | 128.2906 | QLD Rockhampton Mesh |  |  | FALSE | #N/A | #N/A | #N/A | #N/A | #N/A | #N/A | #N/A | #N/A | #N/A | #N/A
TRUE | QLD | Rockhampton | Rockhampton Mesh | Energy Queensland | Winter | Non-coincident | 2024 | POE90 | 33.3184 | NA | QLD Rockhampton Mesh |  |  | FALSE | #N/A | #N/A | #N/A | #N/A | #N/A | #N/A | #N/A | #N/A | #N/A | #N/A
TRUE | QLD | Rockhampton | Rockhampton Mesh | Energy Queensland | Winter | Coincident_unreconciled | 2025 | POE50 | 44.3135 | NA | QLD Rockhampton Mesh |  |  | FALSE | #N/A | #N/A | #N/A | #N/A | #N/A | #N/A | #N/A | #N/A | #N/A | #N/A
TRUE | QLD | Rockhampton | Rockhampton Mesh | Energy Queensland | Winter | Coincident_unreconciled | 2025 | POE90 | 40.0584 | NA | QLD Rockhampton Mesh |  |  | FALSE | #N/A | #N/A | #N/A | #N/A | #N/A | #N/A | #N/A | #N/A | #N/A | #N/A
TRUE | QLD | Rockhampton | Rockhampton Mesh | Energy Queensland | Winter | Non-coincident | 2025 | POE50 | 34.806 | 129.2003 | QLD Rockhampton Mesh |  |  | FALSE | #N/A | #N/A | #N/A | #N/A | #N/A | #N/A | #N/A | #N/A | #N/A | #N/A
TRUE | QLD | Rockhampton | Rockhampton Mesh | Energy Queensland | Winter | Non-coincident | 2025 | POE90 | 31.8232 | NA | QLD Rockhampton Mesh |  |  | FALSE | #N/A | #N/A | #N/A | #N/A | #N/A | #N/A | #N/A | #N/A | #N/A | #N/A
TRUE | QLD | Rockhampton | Rockhampton Mesh | Energy Queensland | Winter | Coincident_unreconciled | 2026 | POE50 | 42.4374 | NA | QLD Rockhampton Mesh |  |  | FALSE | #N/A | #N/A | #N/A | #N/A | #N/A | #N/A | #N/A | #N/A | #N/A | #N/A
TRUE | QLD | Rockhampton | Rockhampton Mesh | Energy Queensland | Winter | Coincident_unreconciled | 2026 | POE90 | 38.1493 | NA | QLD Rockhampton Mesh |  |  | FALSE | #N/A | #N/A | #N/A | #N/A | #N/A | #N/A | #N/A | #N/A | #N/A | #N/A
TRUE | QLD | Rockhampton | Rockhampton Mesh | Energy Queensland | Winter | Non-coincident | 2026 | POE50 | 33.4909 | 130.1797 | QLD Rockhampton Mesh |  |  | FALSE | #N/A | #N/A | #N/A | #N/A | #N/A | #N/A | #N/A | #N/A | #N/A | #N/A
TRUE | QLD | Rockhampton | Rockhampton Mesh | Energy Queensland | Winter | Non-coincident | 2026 | POE90 | 30.4849 | NA | QLD Rockhampton Mesh |  |  | FALSE | #N/A | #N/A | #N/A | #N/A | #N/A | #N/A | #N/A | #N/A | #N/A | #N/A
TRUE | QLD | Rockhampton | Rockhampton Mesh | Energy Queensland | Winter | Coincident_unreconciled | 2027 | POE50 | 41.4077 | NA | QLD Rockhampton Mesh |  |  | FALSE | #N/A | #N/A | #N/A | #N/A | #N/A | #N/A | #N/A | #N/A | #N/A | #N/A
TRUE | QLD | Rockhampton | Rockhampton Mesh | Energy Queensland | Winter | Coincident_unreconciled | 2027 | POE90 | 37.0792 | NA | QLD Rockhampton Mesh |  |  | FALSE | #N/A | #N/A | #N/A | #N/A | #N/A | #N/A | #N/A | #N/A | #N/A | #N/A
TRUE | QLD | Rockhampton | Rockhampton Mesh | Energy Queensland | Winter | Non-coincident | 2027 | POE50 | 32.769 | 131.46 | QLD Rockhampton Mesh |  |  | FALSE | #N/A | #N/A | #N/A | #N/A | #N/A | #N/A | #N/A | #N/A | #N/A | #N/A
TRUE | QLD | Rockhampton | Rockhampton Mesh | Energy Queensland | Winter | Non-coincident | 2027 | POE90 | 29.7347 | NA | QLD Rockhampton Mesh |  |  | FALSE | #N/A | #N/A | #N/A | #N/A | #N/A | #N/A | #N/A | #N/A | #N/A | #N/A
TRUE | QLD | Rockhampton | Rockhampton Mesh | Energy Queensland | Winter | Coincident_unreconciled | 2028 | POE50 | 40.5695 | NA | QLD Rockhampton Mesh |  |  | FALSE | #N/A | #N/A | #N/A | #N/A | #N/A | #N/A | #N/A | #N/A | #N/A | #N/A
TRUE | QLD | Rockhampton | Rockhampton Mesh | Energy Queensland | Winter | Coincident_unreconciled | 2028 | POE90 | 36.2006 | NA | QLD Rockhampton Mesh |  |  | FALSE | #N/A | #N/A | #N/A | #N/A | #N/A | #N/A | #N/A | #N/A | #N/A | #N/A
TRUE | QLD | Rockhampton | Rockhampton Mesh | Energy Queensland | Winter | Non-coincident | 2028 | POE50 | 32.1814 | 132.9412 | QLD Rockhampton Mesh |  |  | FALSE | #N/A | #N/A | #N/A | #N/A | #N/A | #N/A | #N/A | #N/A | #N/A | #N/A
TRUE | QLD | Rockhampton | Rockhampton Mesh | Energy Queensland | Winter | Non-coincident | 2028 | POE90 | 29.1188 | NA | QLD Rockhampton Mesh |  |  | FALSE | #N/A | #N/A | #N/A | #N/A | #N/A | #N/A | #N/A | #N/A | #N/A | #N/A
TRUE | QLD | Rockhampton | Rockhampton Mesh | Energy Queensland | Winter | Coincident_unreconciled | 2029 | POE50 | 39.9874 | NA | QLD Rockhampton Mesh |  |  | FALSE | #N/A | #N/A | #N/A | #N/A | #N/A | #N/A | #N/A | #N/A | #N/A | #N/A
TRUE | QLD | Rockhampton | Rockhampton Mesh | Energy Queensland | Winter | Coincident_unreconciled | 2029 | POE90 | 35.5782 | NA | QLD Rockhampton Mesh |  |  | FALSE | #N/A | #N/A | #N/A | #N/A | #N/A | #N/A | #N/A | #N/A | #N/A | #N/A
TRUE | QLD | Rockhampton | Rockhampton Mesh | Energy Queensland | Winter | Non-coincident | 2029 | POE50 | 31.7734 | 134.5862 | QLD Rockhampton Mesh |  |  | FALSE | #N/A | #N/A | #N/A | #N/A | #N/A | #N/A | #N/A | #N/A | #N/A | #N/A
TRUE | QLD | Rockhampton | Rockhampton Mesh | Energy Queensland | Winter | Non-coincident | 2029 | POE90 | 28.6825 | NA | QLD Rockhampton Mesh |  |  | FALSE | #N/A | #N/A | #N/A | #N/A | #N/A | #N/A | #N/A | #N/A | #N/A | #N/A
TRUE | QLD | Rockhampton | Rockhampton Mesh | Energy Queensland | Shoulder | Non-coincident | 2019 | BASEYEARPOE10 | NA | 151.2252 | QLD Rockhampton Mesh |  |  | FALSE | #N/A | #N/A | #N/A | #N/A | #N/A | #N/A | #N/A | #N/A | #N/A | #N/A
TRUE | QLD | Rockhampton | Rockhampton Mesh | Energy Queensland | Shoulder | Coincident | 2021 | POE10 | NA | 153.4764 | QLD Rockhampton Mesh |  |  | FALSE | #N/A | #N/A | #N/A | #N/A | #N/A | #N/A | #N/A | #N/A | #N/A | #N/A
TRUE | QLD | Rockhampton | Rockhampton Mesh | Energy Queensland | Shoulder | Coincident | 2021 | POE50 | NA | 140.0598 | QLD Rockhampton Mesh |  |  | FALSE | #N/A | #N/A | #N/A | #N/A | #N/A | #N/A | #N/A | #N/A | #N/A | #N/A
TRUE | QLD | Rockhampton | Rockhampton Mesh | Energy Queensland | Shoulder | Non-coincident | 2021 | POE10 | NA | 156.9624 | QLD Rockhampton Mesh |  |  | FALSE | #N/A | #N/A | #N/A | #N/A | #N/A | #N/A | #N/A | #N/A | #N/A | #N/A
TRUE | QLD | Rockhampton | Rockhampton Mesh | Energy Queensland | Shoulder | Coincident | 2022 | POE10 | NA | 158.719 | QLD Rockhampton Mesh |  |  | FALSE | #N/A | #N/A | #N/A | #N/A | #N/A | #N/A | #N/A | #N/A | #N/A | #N/A
TRUE | QLD | Rockhampton | Rockhampton Mesh | Energy Queensland | Shoulder | Coincident | 2022 | POE50 | NA | 142.416 | QLD Rockhampton Mesh |  |  | FALSE | #N/A | #N/A | #N/A | #N/A | #N/A | #N/A | #N/A | #N/A | #N/A | #N/A
TRUE | QLD | Rockhampton | Rockhampton Mesh | Energy Queensland | Shoulder | Non-coincident | 2022 | POE10 | NA | 158.719 | QLD Rockhampton Mesh |  |  | FALSE | #N/A | #N/A | #N/A | #N/A | #N/A | #N/A | #N/A | #N/A | #N/A | #N/A
TRUE | QLD | Rockhampton | Rockhampton Mesh | Energy Queensland | Shoulder | Coincident | 2023 | POE10 | NA | 160.2298 | QLD Rockhampton Mesh |  |  | FALSE | #N/A | #N/A | #N/A | #N/A | #N/A | #N/A | #N/A | #N/A | #N/A | #N/A
TRUE | QLD | Rockhampton | Rockhampton Mesh | Energy Queensland | Shoulder | Coincident | 2023 | POE50 | NA | 144.4543 | QLD Rockhampton Mesh |  |  | FALSE | #N/A | #N/A | #N/A | #N/A | #N/A | #N/A | #N/A | #N/A | #N/A | #N/A
TRUE | QLD | Rockhampton | Rockhampton Mesh | Energy Queensland | Shoulder | Non-coincident | 2023 | POE10 | NA | 160.2298 | QLD Rockhampton Mesh |  |  | FALSE | #N/A | #N/A | #N/A | #N/A | #N/A | #N/A | #N/A | #N/A | #N/A | #N/A
TRUE | QLD | Rockhampton | Rockhampton Mesh | Energy Queensland | Shoulder | Coincident | 2024 | POE10 | NA | 162.1857 | QLD Rockhampton Mesh |  |  | FALSE | #N/A | #N/A | #N/A | #N/A | #N/A | #N/A | #N/A | #N/A | #N/A | #N/A
TRUE | QLD | Rockhampton | Rockhampton Mesh | Energy Queensland | Shoulder | Coincident | 2024 | POE50 | NA | 148.1249 | QLD Rockhampton Mesh |  |  | FALSE | #N/A | #N/A | #N/A | #N/A | #N/A | #N/A | #N/A | #N/A | #N/A | #N/A
TRUE | QLD | Rockhampton | Rockhampton Mesh | Energy Queensland | Shoulder | Non-coincident | 2024 | POE10 | NA | 162.1857 | QLD Rockhampton Mesh |  |  | FALSE | #N/A | #N/A | #N/A | #N/A | #N/A | #N/A | #N/A | #N/A | #N/A | #N/A
TRUE | QLD | Rockhampton | Rockhampton Mesh | Energy Queensland | Shoulder | Coincident | 2025 | POE10 | NA | 163.8607 | QLD Rockhampton Mesh |  |  | FALSE | #N/A | #N/A | #N/A | #N/A | #N/A | #N/A | #N/A | #N/A | #N/A | #N/A
TRUE | QLD | Rockhampton | Rockhampton Mesh | Energy Queensland | Shoulder | Coincident | 2025 | POE50 | NA | 148.5507 | QLD Rockhampton Mesh |  |  | FALSE | #N/A | #N/A | #N/A | #N/A | #N/A | #N/A | #N/A | #N/A | #N/A | #N/A
TRUE | QLD | Rockhampton | Rockhampton Mesh | Energy Queensland | Shoulder | Non-coincident | 2025 | POE10 | NA | 163.8607 | QLD Rockhampton Mesh |  |  | FALSE | #N/A | #N/A | #N/A | #N/A | #N/A | #N/A | #N/A | #N/A | #N/A | #N/A
TRUE | QLD | Rockhampton | Rockhampton Mesh | Energy Queensland | Shoulder | Coincident | 2026 | POE10 | NA | 164.2098 | QLD Rockhampton Mesh |  |  | FALSE | #N/A | #N/A | #N/A | #N/A | #N/A | #N/A | #N/A | #N/A | #N/A | #N/A
TRUE | QLD | Rockhampton | Rockhampton Mesh | Energy Queensland | Shoulder | Coincident | 2026 | POE50 | NA | 149.6732 | QLD Rockhampton Mesh |  |  | FALSE | #N/A | #N/A | #N/A | #N/A | #N/A | #N/A | #N/A | #N/A | #N/A | #N/A
TRUE | QLD | Rockhampton | Rockhampton Mesh | Energy Queensland | Shoulder | Non-coincident | 2026 | POE10 | NA | 164.2098 | QLD Rockhampton Mesh |  |  | FALSE | #N/A | #N/A | #N/A | #N/A | #N/A | #N/A | #N/A | #N/A | #N/A | #N/A
TRUE | QLD | Rockhampton | Rockhampton Mesh | Energy Queensland | Shoulder | Coincident | 2027 | POE10 | NA | 164.9583 | QLD Rockhampton Mesh |  |  | FALSE | #N/A | #N/A | #N/A | #N/A | #N/A | #N/A | #N/A | #N/A | #N/A | #N/A
TRUE | QLD | Rockhampton | Rockhampton Mesh | Energy Queensland | Shoulder | Coincident | 2027 | POE50 | NA | 150.2003 | QLD Rockhampton Mesh |  |  | FALSE | #N/A | #N/A | #N/A | #N/A | #N/A | #N/A | #N/A | #N/A | #N/A | #N/A
TRUE | QLD | Rockhampton | Rockhampton Mesh | Energy Queensland | Shoulder | Non-coincident | 2027 | POE10 | NA | 164.9583 | QLD Rockhampton Mesh |  |  | FALSE | #N/A | #N/A | #N/A | #N/A | #N/A | #N/A | #N/A | #N/A | #N/A | #N/A
TRUE | QLD | Rockhampton | Rockhampton Mesh | Energy Queensland | Shoulder | Coincident | 2028 | POE10 | NA | 166.0328 | QLD Rockhampton Mesh |  |  | FALSE | #N/A | #N/A | #N/A | #N/A | #N/A | #N/A | #N/A | #N/A | #N/A | #N/A
TRUE | QLD | Rockhampton | Rockhampton Mesh | Energy Queensland | Shoulder | Coincident | 2028 | POE50 | NA | 151.5532 | QLD Rockhampton Mesh |  |  | FALSE | #N/A | #N/A | #N/A | #N/A | #N/A | #N/A | #N/A | #N/A | #N/A | #N/A
TRUE | QLD | Rockhampton | Rockhampton Mesh | Energy Queensland | Shoulder | Non-coincident | 2028 | POE10 | NA | 166.0328 | QLD Rockhampton Mesh |  |  | FALSE | #N/A | #N/A | #N/A | #N/A | #N/A | #N/A | #N/A | #N/A | #N/A | #N/A
TRUE | QLD | Rockhampton | Rockhampton Mesh | Energy Queensland | Shoulder | Coincident | 2029 | POE10 | NA | 169.491 | QLD Rockhampton Mesh |  |  | FALSE | #N/A | #N/A | #N/A | #N/A | #N/A | #N/A | #N/A | #N/A | #N/A | #N/A
TRUE | QLD | Rockhampton | Rockhampton Mesh | Energy Queensland | Shoulder | Coincident | 2029 | POE50 | NA | 153.8293 | QLD Rockhampton Mesh |  |  | FALSE | #N/A | #N/A | #N/A | #N/A | #N/A | #N/A | #N/A | #N/A | #N/A | #N/A
TRUE | QLD | Rockhampton | Rockhampton Mesh | Energy Queensland | Shoulder | Non-coincident | 2029 | POE10 | NA | 169.491 | QLD Rockhampton Mesh |  |  | FALSE | #N/A | #N/A | #N/A | #N/A | #N/A | #N/A | #N/A | #N/A | #N/A | #N/A
TRUE | QLD | Rockhampton | Rockhampton Mesh | Energy Queensland | Shoulder | Coincident | 2030 | POE10 | NA | 171.5122 | QLD Rockhampton Mesh |  |  | FALSE | #N/A | #N/A | #N/A | #N/A | #N/A | #N/A | #N/A | #N/A | #N/A | #N/A
TRUE | QLD | Rockhampton | Rockhampton Mesh | Energy Queensland | Shoulder | Coincident | 2030 | POE50 | NA | 155.8688 | QLD Rockhampton Mesh |  |  | FALSE | #N/A | #N/A | #N/A | #N/A | #N/A | #N/A | #N/A | #N/A | #N/A | #N/A
TRUE | QLD | Rockhampton | Rockhampton Mesh | Energy Queensland | Shoulder | Non-coincident | 2030 | POE10 | NA | 171.5122 | QLD Rockhampton Mesh |  |  | FALSE | #N/A | #N/A | #N/A | #N/A | #N/A | #N/A | #N/A | #N/A | #N/A | #N/A
TRUE | QLD | Rockhampton | Rockhampton Mesh | Energy Queensland | Summer | Non-coincident | 2019 | BASEYEARPOE10 | NA | 200.9274 | QLD Rockhampton Mesh |  |  | FALSE | #N/A | #N/A | #N/A | #N/A | #N/A | #N/A | #N/A | #N/A | #N/A | #N/A
TRUE | QLD | Rockhampton | Rockhampton Mesh | Energy Queensland | Summer | Coincident | 2021 | POE10 | NA | 184.0173 | QLD Rockhampton Mesh |  |  | FALSE | #N/A | #N/A | #N/A | #N/A | #N/A | #N/A | #N/A | #N/A | #N/A | #N/A
TRUE | QLD | Rockhampton | Rockhampton Mesh | Energy Queensland | Summer | Coincident | 2021 | POE50 | NA | 181.3019 | QLD Rockhampton Mesh |  |  | FALSE | #N/A | #N/A | #N/A | #N/A | #N/A | #N/A | #N/A | #N/A | #N/A | #N/A
TRUE | QLD | Rockhampton | Rockhampton Mesh | Energy Queensland | Summer | Non-coincident | 2021 | POE10 | NA | 203.8044 | QLD Rockhampton Mesh |  |  | FALSE | #N/A | #N/A | #N/A | #N/A | #N/A | #N/A | #N/A | #N/A | #N/A | #N/A
TRUE | QLD | Rockhampton | Rockhampton Mesh | Energy Queensland | Summer | Coincident | 2022 | POE10 | NA | 188.4089 | QLD Rockhampton Mesh |  |  | FALSE | #N/A | #N/A | #N/A | #N/A | #N/A | #N/A | #N/A | #N/A | #N/A | #N/A
TRUE | QLD | Rockhampton | Rockhampton Mesh | Energy Queensland | Summer | Coincident | 2022 | POE50 | NA | 185.3226 | QLD Rockhampton Mesh |  |  | FALSE | #N/A | #N/A | #N/A | #N/A | #N/A | #N/A | #N/A | #N/A | #N/A | #N/A
TRUE | QLD | Rockhampton | Rockhampton Mesh | Energy Queensland | Summer | Non-coincident | 2022 | POE10 | NA | 204.946 | QLD Rockhampton Mesh |  |  | FALSE | #N/A | #N/A | #N/A | #N/A | #N/A | #N/A | #N/A | #N/A | #N/A | #N/A
TRUE | QLD | Rockhampton | Rockhampton Mesh | Energy Queensland | Summer | Coincident | 2023 | POE10 | NA | 190.7588 | QLD Rockhampton Mesh |  |  | FALSE | #N/A | #N/A | #N/A | #N/A | #N/A | #N/A | #N/A | #N/A | #N/A | #N/A
TRUE | QLD | Rockhampton | Rockhampton Mesh | Energy Queensland | Summer | Coincident | 2023 | POE50 | NA | 187.1972 | QLD Rockhampton Mesh |  |  | FALSE | #N/A | #N/A | #N/A | #N/A | #N/A | #N/A | #N/A | #N/A | #N/A | #N/A
TRUE | QLD | Rockhampton | Rockhampton Mesh | Energy Queensland | Summer | Non-coincident | 2023 | POE10 | NA | 206.3656 | QLD Rockhampton Mesh |  |  | FALSE | #N/A | #N/A | #N/A | #N/A | #N/A | #N/A | #N/A | #N/A | #N/A | #N/A
TRUE | QLD | Rockhampton | Rockhampton Mesh | Energy Queensland | Summer | Coincident | 2024 | POE10 | NA | 194.3265 | QLD Rockhampton Mesh |  |  | FALSE | #N/A | #N/A | #N/A | #N/A | #N/A | #N/A | #N/A | #N/A | #N/A | #N/A
TRUE | QLD | Rockhampton | Rockhampton Mesh | Energy Queensland | Summer | Coincident | 2024 | POE50 | NA | 190.8635 | QLD Rockhampton Mesh |  |  | FALSE | #N/A | #N/A | #N/A | #N/A | #N/A | #N/A | #N/A | #N/A | #N/A | #N/A
TRUE | QLD | Rockhampton | Rockhampton Mesh | Energy Queensland | Summer | Non-coincident | 2024 | POE10 | NA | 207.8342 | QLD Rockhampton Mesh |  |  | FALSE | #N/A | #N/A | #N/A | #N/A | #N/A | #N/A | #N/A | #N/A | #N/A | #N/A
TRUE | QLD | Rockhampton | Rockhampton Mesh | Energy Queensland | Summer | Coincident | 2025 | POE10 | NA | 194.8024 | QLD Rockhampton Mesh |  |  | FALSE | #N/A | #N/A | #N/A | #N/A | #N/A | #N/A | #N/A | #N/A | #N/A | #N/A
TRUE | QLD | Rockhampton | Rockhampton Mesh | Energy Queensland | Summer | Coincident | 2025 | POE50 | NA | 192.3005 | QLD Rockhampton Mesh |  |  | FALSE | #N/A | #N/A | #N/A | #N/A | #N/A | #N/A | #N/A | #N/A | #N/A | #N/A
TRUE | QLD | Rockhampton | Rockhampton Mesh | Energy Queensland | Summer | Non-coincident | 2025 | POE10 | NA | 209.3229 | QLD Rockhampton Mesh |  |  | FALSE | #N/A | #N/A | #N/A | #N/A | #N/A | #N/A | #N/A | #N/A | #N/A | #N/A
TRUE | QLD | Rockhampton | Rockhampton Mesh | Energy Queensland | Summer | Coincident | 2026 | POE10 | NA | 197.0696 | QLD Rockhampton Mesh |  |  | FALSE | #N/A | #N/A | #N/A | #N/A | #N/A | #N/A | #N/A | #N/A | #N/A | #N/A
TRUE | QLD | Rockhampton | Rockhampton Mesh | Energy Queensland | Summer | Coincident | 2026 | POE50 | NA | 193.8787 | QLD Rockhampton Mesh |  |  | FALSE | #N/A | #N/A | #N/A | #N/A | #N/A | #N/A | #N/A | #N/A | #N/A | #N/A
TRUE | QLD | Rockhampton | Rockhampton Mesh | Energy Queensland | Summer | Non-coincident | 2026 | POE10 | NA | 210.8758 | QLD Rockhampton Mesh |  |  | FALSE | #N/A | #N/A | #N/A | #N/A | #N/A | #N/A | #N/A | #N/A | #N/A | #N/A
TRUE | QLD | Rockhampton | Rockhampton Mesh | Energy Queensland | Summer | Coincident | 2027 | POE10 | NA | 197.2634 | QLD Rockhampton Mesh |  |  | FALSE | #N/A | #N/A | #N/A | #N/A | #N/A | #N/A | #N/A | #N/A | #N/A | #N/A
TRUE | QLD | Rockhampton | Rockhampton Mesh | Energy Queensland | Summer | Coincident | 2027 | POE50 | NA | 194.7281 | QLD Rockhampton Mesh |  |  | FALSE | #N/A | #N/A | #N/A | #N/A | #N/A | #N/A | #N/A | #N/A | #N/A | #N/A
TRUE | QLD | Rockhampton | Rockhampton Mesh | Energy Queensland | Summer | Non-coincident | 2027 | POE10 | NA | 212.767 | QLD Rockhampton Mesh |  |  | FALSE | #N/A | #N/A | #N/A | #N/A | #N/A | #N/A | #N/A | #N/A | #N/A | #N/A
TRUE | QLD | Rockhampton | Rockhampton Mesh | Energy Queensland | Summer | Coincident | 2028 | POE10 | NA | 199.3488 | QLD Rockhampton Mesh |  |  | FALSE | #N/A | #N/A | #N/A | #N/A | #N/A | #N/A | #N/A | #N/A | #N/A | #N/A
TRUE | QLD | Rockhampton | Rockhampton Mesh | Energy Queensland | Summer | Coincident | 2028 | POE50 | NA | 196.6789 | QLD Rockhampton Mesh |  |  | FALSE | #N/A | #N/A | #N/A | #N/A | #N/A | #N/A | #N/A | #N/A | #N/A | #N/A
TRUE | QLD | Rockhampton | Rockhampton Mesh | Energy Queensland | Summer | Non-coincident | 2028 | POE10 | NA | 214.9591 | QLD Rockhampton Mesh |  |  | FALSE | #N/A | #N/A | #N/A | #N/A | #N/A | #N/A | #N/A | #N/A | #N/A | #N/A
TRUE | QLD | Rockhampton | Rockhampton Mesh | Energy Queensland | Summer | Coincident | 2029 | POE10 | NA | 200.903 | QLD Rockhampton Mesh |  |  | FALSE | #N/A | #N/A | #N/A | #N/A | #N/A | #N/A | #N/A | #N/A | #N/A | #N/A
TRUE | QLD | Rockhampton | Rockhampton Mesh | Energy Queensland | Summer | Coincident | 2029 | POE50 | NA | 199.0643 | QLD Rockhampton Mesh |  |  | FALSE | #N/A | #N/A | #N/A | #N/A | #N/A | #N/A | #N/A | #N/A | #N/A | #N/A
TRUE | QLD | Rockhampton | Rockhampton Mesh | Energy Queensland | Summer | Non-coincident | 2029 | POE10 | NA | 217.3064 | QLD Rockhampton Mesh |  |  | FALSE | #N/A | #N/A | #N/A | #N/A | #N/A | #N/A | #N/A | #N/A | #N/A | #N/A
TRUE | QLD | Rockhampton | Rockhampton Mesh | Energy Queensland | Summer | Coincident | 2030 | POE10 | NA | 203.3541 | QLD Rockhampton Mesh |  |  | FALSE | #N/A | #N/A | #N/A | #N/A | #N/A | #N/A | #N/A | #N/A | #N/A | #N/A
TRUE | QLD | Rockhampton | Rockhampton Mesh | Energy Queensland | Summer | Coincident | 2030 | POE50 | NA | 200.4376 | QLD Rockhampton Mesh |  |  | FALSE | #N/A | #N/A | #N/A | #N/A | #N/A | #N/A | #N/A | #N/A | #N/A | #N/A
TRUE | QLD | Rockhampton | Rockhampton Mesh | Energy Queensland | Summer | Non-coincident | 2030 | POE10 | NA | 219.8167 | QLD Rockhampton Mesh |  |  | FALSE | #N/A | #N/A | #N/A | #N/A | #N/A | #N/A | #N/A | #N/A | #N/A | #N/A
TRUE | QLD | Rockhampton | Rockhampton Mesh | Energy Queensland | Winter | Non-coincident | 2019 | BASEYEARPOE10 | NA | 126.3131 | QLD Rockhampton Mesh |  |  | FALSE | #N/A | #N/A | #N/A | #N/A | #N/A | #N/A | #N/A | #N/A | #N/A | #N/A
TRUE | QLD | Rockhampton | Rockhampton Mesh | Energy Queensland | Winter | Coincident | 2020 | POE10 | NA | 119.4926 | QLD Rockhampton Mesh |  |  | FALSE | #N/A | #N/A | #N/A | #N/A | #N/A | #N/A | #N/A | #N/A | #N/A | #N/A
TRUE | QLD | Rockhampton | Rockhampton Mesh | Energy Queensland | Winter | Coincident | 2020 | POE50 | NA | 116.1415 | QLD Rockhampton Mesh |  |  | FALSE | #N/A | #N/A | #N/A | #N/A | #N/A | #N/A | #N/A | #N/A | #N/A | #N/A
TRUE | QLD | Rockhampton | Rockhampton Mesh | Energy Queensland | Winter | Non-coincident | 2020 | POE10 | NA | 127.131 | QLD Rockhampton Mesh |  |  | FALSE | #N/A | #N/A | #N/A | #N/A | #N/A | #N/A | #N/A | #N/A | #N/A | #N/A
TRUE | QLD | Rockhampton | Rockhampton Mesh | Energy Queensland | Winter | Coincident | 2021 | POE10 | NA | 119.0694 | QLD Rockhampton Mesh |  |  | FALSE | #N/A | #N/A | #N/A | #N/A | #N/A | #N/A | #N/A | #N/A | #N/A | #N/A
TRUE | QLD | Rockhampton | Rockhampton Mesh | Energy Queensland | Winter | Coincident | 2021 | POE50 | NA | 115.6954 | QLD Rockhampton Mesh |  |  | FALSE | #N/A | #N/A | #N/A | #N/A | #N/A | #N/A | #N/A | #N/A | #N/A | #N/A
TRUE | QLD | Rockhampton | Rockhampton Mesh | Energy Queensland | Winter | Non-coincident | 2021 | POE10 | NA | 127.754 | QLD Rockhampton Mesh |  |  | FALSE | #N/A | #N/A | #N/A | #N/A | #N/A | #N/A | #N/A | #N/A | #N/A | #N/A
TRUE | QLD | Rockhampton | Rockhampton Mesh | Energy Queensland | Winter | Coincident | 2022 | POE10 | NA | 122.6169 | QLD Rockhampton Mesh |  |  | FALSE | #N/A | #N/A | #N/A | #N/A | #N/A | #N/A | #N/A | #N/A | #N/A | #N/A
TRUE | QLD | Rockhampton | Rockhampton Mesh | Energy Queensland | Winter | Coincident | 2022 | POE50 | NA | 119.1565 | QLD Rockhampton Mesh |  |  | FALSE | #N/A | #N/A | #N/A | #N/A | #N/A | #N/A | #N/A | #N/A | #N/A | #N/A
TRUE | QLD | Rockhampton | Rockhampton Mesh | Energy Queensland | Winter | Non-coincident | 2022 | POE10 | NA | 128.7121 | QLD Rockhampton Mesh |  |  | FALSE | #N/A | #N/A | #N/A | #N/A | #N/A | #N/A | #N/A | #N/A | #N/A | #N/A
TRUE | QLD | Rockhampton | Rockhampton Mesh | Energy Queensland | Winter | Coincident | 2023 | POE10 | NA | 124.6752 | QLD Rockhampton Mesh |  |  | FALSE | #N/A | #N/A | #N/A | #N/A | #N/A | #N/A | #N/A | #N/A | #N/A | #N/A
TRUE | QLD | Rockhampton | Rockhampton Mesh | Energy Queensland | Winter | Coincident | 2023 | POE50 | NA | 121.036 | QLD Rockhampton Mesh |  |  | FALSE | #N/A | #N/A | #N/A | #N/A | #N/A | #N/A | #N/A | #N/A | #N/A | #N/A
TRUE | QLD | Rockhampton | Rockhampton Mesh | Energy Queensland | Winter | Non-coincident | 2023 | POE10 | NA | 129.6749 | QLD Rockhampton Mesh |  |  | FALSE | #N/A | #N/A | #N/A | #N/A | #N/A | #N/A | #N/A | #N/A | #N/A | #N/A
TRUE | QLD | Rockhampton | Rockhampton Mesh | Energy Queensland | Winter | Coincident | 2024 | POE10 | NA | 127.4336 | QLD Rockhampton Mesh |  |  | FALSE | #N/A | #N/A | #N/A | #N/A | #N/A | #N/A | #N/A | #N/A | #N/A | #N/A
TRUE | QLD | Rockhampton | Rockhampton Mesh | Energy Queensland | Winter | Coincident | 2024 | POE50 | NA | 123.2321 | QLD Rockhampton Mesh |  |  | FALSE | #N/A | #N/A | #N/A | #N/A | #N/A | #N/A | #N/A | #N/A | #N/A | #N/A
TRUE | QLD | Rockhampton | Rockhampton Mesh | Energy Queensland | Winter | Non-coincident | 2024 | POE10 | NA | 130.5946 | QLD Rockhampton Mesh |  |  | FALSE | #N/A | #N/A | #N/A | #N/A | #N/A | #N/A | #N/A | #N/A | #N/A | #N/A
TRUE | QLD | Rockhampton | Rockhampton Mesh | Energy Queensland | Winter | Coincident | 2025 | POE10 | NA | 127.9484 | QLD Rockhampton Mesh |  |  | FALSE | #N/A | #N/A | #N/A | #N/A | #N/A | #N/A | #N/A | #N/A | #N/A | #N/A
TRUE | QLD | Rockhampton | Rockhampton Mesh | Energy Queensland | Winter | Coincident | 2025 | POE50 | NA | 123.9899 | QLD Rockhampton Mesh |  |  | FALSE | #N/A | #N/A | #N/A | #N/A | #N/A | #N/A | #N/A | #N/A | #N/A | #N/A
TRUE | QLD | Rockhampton | Rockhampton Mesh | Energy Queensland | Winter | Non-coincident | 2025 | POE10 | NA | 131.5277 | QLD Rockhampton Mesh |  |  | FALSE | #N/A | #N/A | #N/A | #N/A | #N/A | #N/A | #N/A | #N/A | #N/A | #N/A
TRUE | QLD | Rockhampton | Rockhampton Mesh | Energy Queensland | Winter | Coincident | 2026 | POE10 | NA | 128.8374 | QLD Rockhampton Mesh |  |  | FALSE | #N/A | #N/A | #N/A | #N/A | #N/A | #N/A | #N/A | #N/A | #N/A | #N/A
TRUE | QLD | Rockhampton | Rockhampton Mesh | Energy Queensland | Winter | Coincident | 2026 | POE50 | NA | 125.0816 | QLD Rockhampton Mesh |  |  | FALSE | #N/A | #N/A | #N/A | #N/A | #N/A | #N/A | #N/A | #N/A | #N/A | #N/A
TRUE | QLD | Rockhampton | Rockhampton Mesh | Energy Queensland | Winter | Non-coincident | 2026 | POE10 | NA | 132.531 | QLD Rockhampton Mesh |  |  | FALSE | #N/A | #N/A | #N/A | #N/A | #N/A | #N/A | #N/A | #N/A | #N/A | #N/A
TRUE | QLD | Rockhampton | Rockhampton Mesh | Energy Queensland | Winter | Coincident | 2027 | POE10 | NA | 129.9843 | QLD Rockhampton Mesh |  |  | FALSE | #N/A | #N/A | #N/A | #N/A | #N/A | #N/A | #N/A | #N/A | #N/A | #N/A
TRUE | QLD | Rockhampton | Rockhampton Mesh | Energy Queensland | Winter | Coincident | 2027 | POE50 | NA | 126.2022 | QLD Rockhampton Mesh |  |  | FALSE | #N/A | #N/A | #N/A | #N/A | #N/A | #N/A | #N/A | #N/A | #N/A | #N/A
TRUE | QLD | Rockhampton | Rockhampton Mesh | Energy Queensland | Winter | Non-coincident | 2027 | POE10 | NA | 133.8404 | QLD Rockhampton Mesh |  |  | FALSE | #N/A | #N/A | #N/A | #N/A | #N/A | #N/A | #N/A | #N/A | #N/A | #N/A
TRUE | QLD | Rockhampton | Rockhampton Mesh | Energy Queensland | Winter | Coincident | 2028 | POE10 | NA | 132.7722 | QLD Rockhampton Mesh |  |  | FALSE | #N/A | #N/A | #N/A | #N/A | #N/A | #N/A | #N/A | #N/A | #N/A | #N/A
TRUE | QLD | Rockhampton | Rockhampton Mesh | Energy Queensland | Winter | Coincident | 2028 | POE50 | NA | 127.9084 | QLD Rockhampton Mesh |  |  | FALSE | #N/A | #N/A | #N/A | #N/A | #N/A | #N/A | #N/A | #N/A | #N/A | #N/A
TRUE | QLD | Rockhampton | Rockhampton Mesh | Energy Queensland | Winter | Non-coincident | 2028 | POE10 | NA | 135.3508 | QLD Rockhampton Mesh |  |  | FALSE | #N/A | #N/A | #N/A | #N/A | #N/A | #N/A | #N/A | #N/A | #N/A | #N/A
TRUE | QLD | Rockhampton | Rockhampton Mesh | Energy Queensland | Winter | Coincident | 2029 | POE10 | NA | 133.6909 | QLD Rockhampton Mesh |  |  | FALSE | #N/A | #N/A | #N/A | #N/A | #N/A | #N/A | #N/A | #N/A | #N/A | #N/A
TRUE | QLD | Rockhampton | Rockhampton Mesh | Energy Queensland | Winter | Coincident | 2029 | POE50 | NA | 129.4662 | QLD Rockhampton Mesh |  |  | FALSE | #N/A | #N/A | #N/A | #N/A | #N/A | #N/A | #N/A | #N/A | #N/A | #N/A
TRUE | QLD | Rockhampton | Rockhampton Mesh | Energy Queensland | Winter | Non-coincident | 2029 | POE10 | NA | 137.025 | QLD Rockhampton Mesh |  |  | FALSE | #N/A | #N/A | #N/A | #N/A | #N/A | #N/A | #N/A | #N/A | #N/A | #N/A
FALSE | #N/A | #N/A | #N/A | #N/A | #N/A | #N/A | #N/A | #N/A | #N/A | #N/A |  |  |  | FALSE | #N/A | #N/A | #N/A | #N/A | #N/A | #N/A | #N/A | #N/A | #N/A | #N/A
FALSE | #N/A | #N/A | #N/A | #N/A | #N/A | #N/A | #N/A | #N/A | #N/A | #N/A |  |  |  | FALSE | #N/A | #N/A | #N/A | #N/A | #N/A | #N/A | #N/A | #N/A | #N/A | #N/A
FALSE | #N/A | #N/A | #N/A | #N/A | #N/A | #N/A | #N/A | #N/A | #N/A | #N/A |  |  |  | FALSE | #N/A | #N/A | #N/A | #N/A | #N/A | #N/A | #N/A | #N/A | #N/A | #N/A
FALSE | #N/A | #N/A | #N/A | #N/A | #N/A | #N/A | #N/A | #N/A | #N/A | #N/A |  |  |  | FALSE | #N/A | #N/A | #N/A | #N/A | #N/A | #N/A | #N/A | #N/A | #N/A | #N/A
FALSE | #N/A | #N/A | #N/A | #N/A | #N/A | #N/A | #N/A | #N/A | #N/A | #N/A |  |  |  | FALSE | #N/A | #N/A | #N/A | #N/A | #N/A | #N/A | #N/A | #N/A | #N/A | #N/A
FALSE | #N/A | #N/A | #N/A | #N/A | #N/A | #N/A | #N/A | #N/A | #N/A | #N/A |  |  |  | FALSE | #N/A | #N/A | #N/A | #N/A | #N/A | #N/A | #N/A | #N/A | #N/A | #N/A
FALSE | #N/A | #N/A | #N/A | #N/A | #N/A | #N/A | #N/A | #N/A | #N/A | #N/A |  |  |  | FALSE | #N/A | #N/A | #N/A | #N/A | #N/A | #N/A | #N/A | #N/A | #N/A | #N/A
FALSE | #N/A | #N/A | #N/A | #N/A | #N/A | #N/A | #N/A | #N/A | #N/A | #N/A |  |  |  | FALSE | #N/A | #N/A | #N/A | #N/A | #N/A | #N/A | #N/A | #N/A | #N/A | #N/A
FALSE | #N/A | #N/A | #N/A | #N/A | #N/A | #N/A | #N/A | #N/A | #N/A | #N/A |  |  |  | FALSE | #N/A | #N/A | #N/A | #N/A | #N/A | #N/A | #N/A | #N/A | #N/A | #N/A
FALSE | #N/A | #N/A | #N/A | #N/A | #N/A | #N/A | #N/A | #N/A | #N/A | #N/A |  |  |  | FALSE | #N/A | #N/A | #N/A | #N/A | #N/A | #N/A | #N/A | #N/A | #N/A | #N/A
FALSE | #N/A | #N/A | #N/A | #N/A | #N/A | #N/A | #N/A | #N/A | #N/A | #N/A |  |  |  | FALSE | #N/A | #N/A | #N/A | #N/A | #N/A | #N/A | #N/A | #N/A | #N/A | #N/A
FALSE | #N/A | #N/A | #N/A | #N/A | #N/A | #N/A | #N/A | #N/A | #N/A | #N/A |  |  |  | FALSE | #N/A | #N/A | #N/A | #N/A | #N/A | #N/A | #N/A | #N/A | #N/A | #N/A
FALSE | #N/A | #N/A | #N/A | #N/A | #N/A | #N/A | #N/A | #N/A | #N/A | #N/A |  |  |  | FALSE | #N/A | #N/A | #N/A | #N/A | #N/A | #N/A | #N/A | #N/A | #N/A | #N/A
FALSE | #N/A | #N/A | #N/A | #N/A | #N/A | #N/A | #N/A | #N/A | #N/A | #N/A |  |  |  | FALSE | #N/A | #N/A | #N/A | #N/A | #N/A | #N/A | #N/A | #N/A | #N/A | #N/A
FALSE | #N/A | #N/A | #N/A | #N/A | #N/A | #N/A | #N/A | #N/A | #N/A | #N/A |  |  |  | FALSE | #N/A | #N/A | #N/A | #N/A | #N/A | #N/A | #N/A | #N/A | #N/A | #N/A
FALSE | #N/A | #N/A | #N/A | #N/A | #N/A | #N/A | #N/A | #N/A | #N/A | #N/A |  |  |  | FALSE | #N/A | #N/A | #N/A | #N/A | #N/A | #N/A | #N/A | #N/A | #N/A | #N/A
FALSE | #N/A | #N/A | #N/A | #N/A | #N/A | #N/A | #N/A | #N/A | #N/A | #N/A |  |  |  | FALSE | #N/A | #N/A | #N/A | #N/A | #N/A | #N/A | #N/A | #N/A | #N/A | #N/A
FALSE | #N/A | #N/A | #N/A | #N/A | #N/A | #N/A | #N/A | #N/A | #N/A | #N/A |  |  |  | FALSE | #N/A | #N/A | #N/A | #N/A | #N/A | #N/A | #N/A | #N/A | #N/A | #N/A
FALSE | #N/A | #N/A | #N/A | #N/A | #N/A | #N/A | #N/A | #N/A | #N/A | #N/A |  |  |  | FALSE | #N/A | #N/A | #N/A | #N/A | #N/A | #N/A | #N/A | #N/A | #N/A | #N/A
FALSE | #N/A | #N/A | #N/A | #N/A | #N/A | #N/A | #N/A | #N/A | #N/A | #N/A |  |  |  | FALSE | #N/A | #N/A | #N/A | #N/A | #N/A | #N/A | #N/A | #N/A | #N/A | #N/A
FALSE | #N/A | #N/A | #N/A | #N/A | #N/A | #N/A | #N/A | #N/A | #N/A | #N/A |  |  |  | FALSE | #N/A | #N/A | #N/A | #N/A | #N/A | #N/A | #N/A | #N/A | #N/A | #N/A
FALSE | #N/A | #N/A | #N/A | #N/A | #N/A | #N/A | #N/A | #N/A | #N/A | #N/A |  |  |  | FALSE | #N/A | #N/A | #N/A | #N/A | #N/A | #N/A | #N/A | #N/A | #N/A | #N/A
FALSE | #N/A | #N/A | #N/A | #N/A | #N/A | #N/A | #N/A | #N/A | #N/A | #N/A |  |  |  | FALSE | #N/A | #N/A | #N/A | #N/A | #N/A | #N/A | #N/A | #N/A | #N/A | #N/A
FALSE | #N/A | #N/A | #N/A | #N/A | #N/A | #N/A | #N/A | #N/A | #N/A | #N/A |  |  |  | FALSE | #N/A | #N/A | #N/A | #N/A | #N/A | #N/A | #N/A | #N/A | #N/A | #N/A
FALSE | #N/A | #N/A | #N/A | #N/A | #N/A | #N/A | #N/A | #N/A | #N/A | #N/A |  |  |  | FALSE | #N/A | #N/A | #N/A | #N/A | #N/A | #N/A | #N/A | #N/A | #N/A | #N/A
FALSE | #N/A | #N/A | #N/A | #N/A | #N/A | #N/A | #N/A | #N/A | #N/A | #N/A |  |  |  | FALSE | #N/A | #N/A | #N/A | #N/A | #N/A | #N/A | #N/A | #N/A | #N/A | #N/A
FALSE | #N/A | #N/A | #N/A | #N/A | #N/A | #N/A | #N/A | #N/A | #N/A | #N/A |  |  |  | FALSE | #N/A | #N/A | #N/A | #N/A | #N/A | #N/A | #N/A | #N/A | #N/A | #N/A
FALSE | #N/A | #N/A | #N/A | #N/A | #N/A | #N/A | #N/A | #N/A | #N/A | #N/A |  |  |  | FALSE | #N/A | #N/A | #N/A | #N/A | #N/A | #N/A | #N/A | #N/A | #N/A | #N/A
FALSE | #N/A | #N/A | #N/A | #N/A | #N/A | #N/A | #N/A | #N/A | #N/A | #N/A |  |  |  | FALSE | #N/A | #N/A | #N/A | #N/A | #N/A | #N/A | #N/A | #N/A | #N/A | #N/A
FALSE | #N/A | #N/A | #N/A | #N/A | #N/A | #N/A | #N/A | #N/A | #N/A | #N/A |  |  |  | FALSE | #N/A | #N/A | #N/A | #N/A | #N/A | #N/A | #N/A | #N/A | #N/A | #N/A
FALSE | #N/A | #N/A | #N/A | #N/A | #N/A | #N/A | #N/A | #N/A | #N/A | #N/A |  |  |  | FALSE | #N/A | #N/A | #N/A | #N/A | #N/A | #N/A | #N/A | #N/A | #N/A | #N/A
FALSE | #N/A | #N/A | #N/A | #N/A | #N/A | #N/A | #N/A | #N/A | #N/A | #N/A |  |  |  | FALSE | #N/A | #N/A | #N/A | #N/A | #N/A | #N/A | #N/A | #N/A | #N/A | #N/A
FALSE | #N/A | #N/A | #N/A | #N/A | #N/A | #N/A | #N/A | #N/A | #N/A | #N/A |  |  |  | FALSE | #N/A | #N/A | #N/A | #N/A | #N/A | #N/A | #N/A | #N/A | #N/A | #N/A
FALSE | #N/A | #N/A | #N/A | #N/A | #N/A | #N/A | #N/A | #N/A | #N/A | #N/A |  |  |  | FALSE | #N/A | #N/A | #N/A | #N/A | #N/A | #N/A | #N/A | #N/A | #N/A | #N/A
FALSE | #N/A | #N/A | #N/A | #N/A | #N/A | #N/A | #N/A | #N/A | #N/A | #N/A |  |  |  | FALSE | #N/A | #N/A | #N/A | #N/A | #N/A | #N/A | #N/A | #N/A | #N/A | #N/A
FALSE | #N/A | #N/A | #N/A | #N/A | #N/A | #N/A | #N/A | #N/A | #N/A | #N/A |  |  |  | FALSE | #N/A | #N/A | #N/A | #N/A | #N/A | #N/A | #N/A | #N/A | #N/A | #N/A
FALSE | #N/A | #N/A | #N/A | #N/A | #N/A | #N/A | #N/A | #N/A | #N/A | #N/A |  |  |  | FALSE | #N/A | #N/A | #N/A | #N/A | #N/A | #N/A | #N/A | #N/A | #N/A | #N/A
FALSE | #N/A | #N/A | #N/A | #N/A | #N/A | #N/A | #N/A | #N/A | #N/A | #N/A |  |  |  | FALSE | #N/A | #N/A | #N/A | #N/A | #N/A | #N/A | #N/A | #N/A | #N/A | #N/A
FALSE | #N/A | #N/A | #N/A | #N/A | #N/A | #N/A | #N/A | #N/A | #N/A | #N/A |  |  |  | FALSE | #N/A | #N/A | #N/A | #N/A | #N/A | #N/A | #N/A | #N/A | #N/A | #N/A
FALSE | #N/A | #N/A | #N/A | #N/A | #N/A | #N/A | #N/A | #N/A | #N/A | #N/A |  |  |  | FALSE | #N/A | #N/A | #N/A | #N/A | #N/A | #N/A | #N/A | #N/A | #N/A | #N/A
FALSE | #N/A | #N/A | #N/A | #N/A | #N/A | #N/A | #N/A | #N/A | #N/A | #N/A |  |  |  | FALSE | #N/A | #N/A | #N/A | #N/A | #N/A | #N/A | #N/A | #N/A | #N/A | #N/A
FALSE | #N/A | #N/A | #N/A | #N/A | #N/A | #N/A | #N/A | #N/A | #N/A | #N/A |  |  |  | FALSE | #N/A | #N/A | #N/A | #N/A | #N/A | #N/A | #N/A | #N/A | #N/A | #N/A
FALSE | #N/A | #N/A | #N/A | #N/A | #N/A | #N/A | #N/A | #N/A | #N/A | #N/A |  |  |  | FALSE | #N/A | #N/A | #N/A | #N/A | #N/A | #N/A | #N/A | #N/A | #N/A | #N/A
FALSE | #N/A | #N/A | #N/A | #N/A | #N/A | #N/A | #N/A | #N/A | #N/A | #N/A |  |  |  | FALSE | #N/A | #N/A | #N/A | #N/A | #N/A | #N/A | #N/A | #N/A | #N/A | #N/A
FALSE | #N/A | #N/A | #N/A | #N/A | #N/A | #N/A | #N/A | #N/A | #N/A | #N/A |  |  |  | FALSE | #N/A | #N/A | #N/A | #N/A | #N/A | #N/A | #N/A | #N/A | #N/A | #N/A
FALSE | #N/A | #N/A | #N/A | #N/A | #N/A | #N/A | #N/A | #N/A | #N/A | #N/A |  |  |  | FALSE | #N/A | #N/A | #N/A | #N/A | #N/A | #N/A | #N/A | #N/A | #N/A | #N/A
FALSE | #N/A | #N/A | #N/A | #N/A | #N/A | #N/A | #N/A | #N/A | #N/A | #N/A |  |  |  | FALSE | #N/A | #N/A | #N/A | #N/A | #N/A | #N/A | #N/A | #N/A | #N/A | #N/A
FALSE | #N/A | #N/A | #N/A | #N/A | #N/A | #N/A | #N/A | #N/A | #N/A | #N/A |  |  |  | FALSE | #N/A | #N/A | #N/A | #N/A | #N/A | #N/A | #N/A | #N/A | #N/A | #N/A
FALSE | #N/A | #N/A | #N/A | #N/A | #N/A | #N/A | #N/A | #N/A | #N/A | #N/A |  |  |  | FALSE | #N/A | #N/A | #N/A | #N/A | #N/A | #N/A | #N/A | #N/A | #N/A | #N/A
FALSE | #N/A | #N/A | #N/A | #N/A | #N/A | #N/A | #N/A | #N/A | #N/A | #N/A |  |  |  | FALSE | #N/A | #N/A | #N/A | #N/A | #N/A | #N/A | #N/A | #N/A | #N/A | #N/A
FALSE | #N/A | #N/A | #N/A | #N/A | #N/A | #N/A | #N/A | #N/A | #N/A | #N/A |  |  |  | FALSE | #N/A | #N/A | #N/A | #N/A | #N/A | #N/A | #N/A | #N/A | #N/A | #N/A
FALSE | #N/A | #N/A | #N/A | #N/A | #N/A | #N/A | #N/A | #N/A | #N/A | #N/A |  |  |  | FALSE | #N/A | #N/A | #N/A | #N/A | #N/A | #N/A | #N/A | #N/A | #N/A | #N/A
FALSE | #N/A | #N/A | #N/A | #N/A | #N/A | #N/A | #N/A | #N/A | #N/A | #N/A |  |  |  | FALSE | #N/A | #N/A | #N/A | #N/A | #N/A | #N/A | #N/A | #N/A | #N/A | #N/A
FALSE | #N/A | #N/A | #N/A | #N/A | #N/A | #N/A | #N/A | #N/A | #N/A | #N/A |  |  |  | FALSE | #N/A | #N/A | #N/A | #N/A | #N/A | #N/A | #N/A | #N/A | #N/A | #N/A
FALSE | #N/A | #N/A | #N/A | #N/A | #N/A | #N/A | #N/A | #N/A | #N/A | #N/A |  |  |  | FALSE | #N/A | #N/A | #N/A | #N/A | #N/A | #N/A | #N/A | #N/A | #N/A | #N/A
FALSE | #N/A | #N/A | #N/A | #N/A | #N/A | #N/A | #N/A | #N/A | #N/A | #N/A |  |  |  | FALSE | #N/A | #N/A | #N/A | #N/A | #N/A | #N/A | #N/A | #N/A | #N/A | #N/A
FALSE | #N/A | #N/A | #N/A | #N/A | #N/A | #N/A | #N/A | #N/A | #N/A | #N/A |  |  |  | FALSE | #N/A | #N/A | #N/A | #N/A | #N/A | #N/A | #N/A | #N/A | #N/A | #N/A
FALSE | #N/A | #N/A | #N/A | #N/A | #N/A | #N/A | #N/A | #N/A | #N/A | #N/A |  |  |  | FALSE | #N/A | #N/A | #N/A | #N/A | #N/A | #N/A | #N/A | #N/A | #N/A | #N/A
FALSE | #N/A | #N/A | #N/A | #N/A | #N/A | #N/A | #N/A | #N/A | #N/A | #N/A |  |  |  | FALSE | #N/A | #N/A | #N/A | #N/A | #N/A | #N/A | #N/A | #N/A | #N/A | #N/A
FALSE | #N/A | #N/A | #N/A | #N/A | #N/A | #N/A | #N/A | #N/A | #N/A | #N/A |  |  |  | FALSE | #N/A | #N/A | #N/A | #N/A | #N/A | #N/A | #N/A | #N/A | #N/A | #N/A
FALSE | #N/A | #N/A | #N/A | #N/A | #N/A | #N/A | #N/A | #N/A | #N/A | #N/A |  |  |  | FALSE | #N/A | #N/A | #N/A | #N/A | #N/A | #N/A | #N/A | #N/A | #N/A | #N/A
FALSE | #N/A | #N/A | #N/A | #N/A | #N/A | #N/A | #N/A | #N/A | #N/A | #N/A |  |  |  | FALSE | #N/A | #N/A | #N/A | #N/A | #N/A | #N/A | #N/A | #N/A | #N/A | #N/A
FALSE | #N/A | #N/A | #N/A | #N/A | #N/A | #N/A | #N/A | #N/A | #N/A | #N/A |  |  |  | FALSE | #N/A | #N/A | #N/A | #N/A | #N/A | #N/A | #N/A | #N/A | #N/A | #N/A
FALSE | #N/A | #N/A | #N/A | #N/A | #N/A | #N/A | #N/A | #N/A | #N/A | #N/A |  |  |  | FALSE | #N/A | #N/A | #N/A | #N/A | #N/A | #N/A | #N/A | #N/A | #N/A | #N/A
FALSE | #N/A | #N/A | #N/A | #N/A | #N/A | #N/A | #N/A | #N/A | #N/A | #N/A |  |  |  | FALSE | #N/A | #N/A | #N/A | #N/A | #N/A | #N/A | #N/A | #N/A | #N/A | #N/A
FALSE | #N/A | #N/A | #N/A | #N/A | #N/A | #N/A | #N/A | #N/A | #N/A | #N/A |  |  |  | FALSE | #N/A | #N/A | #N/A | #N/A | #N/A | #N/A | #N/A | #N/A | #N/A | #N/A
FALSE | #N/A | #N/A | #N/A | #N/A | #N/A | #N/A | #N/A | #N/A | #N/A | #N/A |  |  |  | FALSE | #N/A | #N/A | #N/A | #N/A | #N/A | #N/A | #N/A | #N/A | #N/A | #N/A
FALSE | #N/A | #N/A | #N/A | #N/A | #N/A | #N/A | #N/A | #N/A | #N/A | #N/A |  |  |  | FALSE | #N/A | #N/A | #N/A | #N/A | #N/A | #N/A | #N/A | #N/A | #N/A | #N/A
FALSE | #N/A | #N/A | #N/A | #N/A | #N/A | #N/A | #N/A | #N/A | #N/A | #N/A |  |  |  | FALSE | #N/A | #N/A | #N/A | #N/A | #N/A | #N/A | #N/A | #N/A | #N/A | #N/A
FALSE | #N/A | #N/A | #N/A | #N/A | #N/A | #N/A | #N/A | #N/A | #N/A | #N/A |  |  |  | FALSE | #N/A | #N/A | #N/A | #N/A | #N/A | #N/A | #N/A | #N/A | #N/A | #N/A
FALSE | #N/A | #N/A | #N/A | #N/A | #N/A | #N/A | #N/A | #N/A | #N/A | #N/A |  |  |  | FALSE | #N/A | #N/A | #N/A | #N/A | #N/A | #N/A | #N/A | #N/A | #N/A | #N/A
FALSE | #N/A | #N/A | #N/A | #N/A | #N/A | #N/A | #N/A | #N/A | #N/A | #N/A |  |  |  | FALSE | #N/A | #N/A | #N/A | #N/A | #N/A | #N/A | #N/A | #N/A | #N/A | #N/A
FALSE | #N/A | #N/A | #N/A | #N/A | #N/A | #N/A | #N/A | #N/A | #N/A | #N/A |  |  |  | FALSE | #N/A | #N/A | #N/A | #N/A | #N/A | #N/A | #N/A | #N/A | #N/A | #N/A
FALSE | #N/A | #N/A | #N/A | #N/A | #N/A | #N/A | #N/A | #N/A | #N/A | #N/A |  |  |  | FALSE | #N/A | #N/A | #N/A | #N/A | #N/A | #N/A | #N/A | #N/A | #N/A | #N/A
FALSE | #N/A | #N/A | #N/A | #N/A | #N/A | #N/A | #N/A | #N/A | #N/A | #N/A |  |  |  | FALSE | #N/A | #N/A | #N/A | #N/A | #N/A | #N/A | #N/A | #N/A | #N/A | #N/A
FALSE | #N/A | #N/A | #N/A | #N/A | #N/A | #N/A | #N/A | #N/A | #N/A | #N/A |  |  |  | FALSE | #N/A | #N/A | #N/A | #N/A | #N/A | #N/A | #N/A | #N/A | #N/A | #N/A
FALSE | #N/A | #N/A | #N/A | #N/A | #N/A | #N/A | #N/A | #N/A | #N/A | #N/A |  |  |  | FALSE | #N/A | #N/A | #N/A | #N/A | #N/A | #N/A | #N/A | #N/A | #N/A | #N/A
FALSE | #N/A | #N/A | #N/A | #N/A | #N/A | #N/A | #N/A | #N/A | #N/A | #N/A |  |  |  | FALSE | #N/A | #N/A | #N/A | #N/A | #N/A | #N/A | #N/A | #N/A | #N/A | #N/A
FALSE | #N/A | #N/A | #N/A | #N/A | #N/A | #N/A | #N/A | #N/A | #N/A | #N/A |  |  |  | FALSE | #N/A | #N/A | #N/A | #N/A | #N/A | #N/A | #N/A | #N/A | #N/A | #N/A
FALSE | #N/A | #N/A | #N/A | #N/A | #N/A | #N/A | #N/A | #N/A | #N/A | #N/A |  |  |  | FALSE | #N/A | #N/A | #N/A | #N/A | #N/A | #N/A | #N/A | #N/A | #N/A | #N/A
FALSE | #N/A | #N/A | #N/A | #N/A | #N/A | #N/A | #N/A | #N/A | #N/A | #N/A |  |  |  | FALSE | #N/A | #N/A | #N/A | #N/A | #N/A | #N/A | #N/A | #N/A | #N/A | #N/A
FALSE | #N/A | #N/A | #N/A | #N/A | #N/A | #N/A | #N/A | #N/A | #N/A | #N/A |  |  |  | FALSE | #N/A | #N/A | #N/A | #N/A | #N/A | #N/A | #N/A | #N/A | #N/A | #N/A
FALSE | #N/A | #N/A | #N/A | #N/A | #N/A | #N/A | #N/A | #N/A | #N/A | #N/A |  |  |  | FALSE | #N/A | #N/A | #N/A | #N/A | #N/A | #N/A | #N/A | #N/A | #N/A | #N/A
FALSE | #N/A | #N/A | #N/A | #N/A | #N/A | #N/A | #N/A | #N/A | #N/A | #N/A |  |  |  | FALSE | #N/A | #N/A | #N/A | #N/A | #N/A | #N/A | #N/A | #N/A | #N/A | #N/A
FALSE | #N/A | #N/A | #N/A | #N/A | #N/A | #N/A | #N/A | #N/A | #N/A | #N/A |  |  |  | FALSE | #N/A | #N/A | #N/A | #N/A | #N/A | #N/A | #N/A | #N/A | #N/A | #N/A
FALSE | #N/A | #N/A | #N/A | #N/A | #N/A | #N/A | #N/A | #N/A | #N/A | #N/A |  |  |  | FALSE | #N/A | #N/A | #N/A | #N/A | #N/A | #N/A | #N/A | #N/A | #N/A | #N/A
FALSE | #N/A | #N/A | #N/A | #N/A | #N/A | #N/A | #N/A | #N/A | #N/A | #N/A |  |  |  | FALSE | #N/A | #N/A | #N/A | #N/A | #N/A | #N/A | #N/A | #N/A | #N/A | #N/A
FALSE | #N/A | #N/A | #N/A | #N/A | #N/A | #N/A | #N/A | #N/A | #N/A | #N/A |  |  |  | FALSE | #N/A | #N/A | #N/A | #N/A | #N/A | #N/A | #N/A | #N/A | #N/A | #N/A
FALSE | #N/A | #N/A | #N/A | #N/A | #N/A | #N/A | #N/A | #N/A | #N/A | #N/A |  |  |  | FALSE | #N/A | #N/A | #N/A | #N/A | #N/A | #N/A | #N/A | #N/A | #N/A | #N/A
FALSE | #N/A | #N/A | #N/A | #N/A | #N/A | #N/A | #N/A | #N/A | #N/A | #N/A |  |  |  | FALSE | #N/A | #N/A | #N/A | #N/A | #N/A | #N/A | #N/A | #N/A | #N/A | #N/A
FALSE | #N/A | #N/A | #N/A | #N/A | #N/A | #N/A | #N/A | #N/A | #N/A | #N/A |  |  |  | FALSE | #N/A | #N/A | #N/A | #N/A | #N/A | #N/A | #N/A | #N/A | #N/A | #N/A
FALSE | #N/A | #N/A | #N/A | #N/A | #N/A | #N/A | #N/A | #N/A | #N/A | #N/A |  |  |  | FALSE | #N/A | #N/A | #N/A | #N/A | #N/A | #N/A | #N/A | #N/A | #N/A | #N/A
FALSE | #N/A | #N/A | #N/A | #N/A | #N/A | #N/A | #N/A | #N/A | #N/A | #N/A |  |  |  | FALSE | #N/A | #N/A | #N/A | #N/A | #N/A | #N/A | #N/A | #N/A | #N/A | #N/A
FALSE | #N/A | #N/A | #N/A | #N/A | #N/A | #N/A | #N/A | #N/A | #N/A | #N/A |  |  |  | FALSE | #N/A | #N/A | #N/A | #N/A | #N/A | #N/A | #N/A | #N/A | #N/A | #N/A
FALSE | #N/A | #N/A | #N/A | #N/A | #N/A | #N/A | #N/A | #N/A | #N/A | #N/A |  |  |  | FALSE | #N/A | #N/A | #N/A | #N/A | #N/A | #N/A | #N/A | #N/A | #N/A | #N/A
FALSE | #N/A | #N/A | #N/A | #N/A | #N/A | #N/A | #N/A | #N/A | #N/A | #N/A |  |  |  | FALSE | #N/A | #N/A | #N/A | #N/A | #N/A | #N/A | #N/A | #N/A | #N/A | #N/A
FALSE | #N/A | #N/A | #N/A | #N/A | #N/A | #N/A | #N/A | #N/A | #N/A | #N/A |  |  |  | FALSE | #N/A | #N/A | #N/A | #N/A | #N/A | #N/A | #N/A | #N/A | #N/A | #N/A
FALSE | #N/A | #N/A | #N/A | #N/A | #N/A | #N/A | #N/A | #N/A | #N/A | #N/A |  |  |  | FALSE | #N/A | #N/A | #N/A | #N/A | #N/A | #N/A | #N/A | #N/A | #N/A | #N/A
FALSE | #N/A | #N/A | #N/A | #N/A | #N/A | #N/A | #N/A | #N/A | #N/A | #N/A |  |  |  | FALSE | #N/A | #N/A | #N/A | #N/A | #N/A | #N/A | #N/A | #N/A | #N/A | #N/A
FALSE | #N/A | #N/A | #N/A | #N/A | #N/A | #N/A | #N/A | #N/A | #N/A | #N/A |  |  |  | FALSE | #N/A | #N/A | #N/A | #N/A | #N/A | #N/A | #N/A | #N/A | #N/A | #N/A
FALSE | #N/A | #N/A | #N/A | #N/A | #N/A | #N/A | #N/A | #N/A | #N/A | #N/A |  |  |  | FALSE | #N/A | #N/A | #N/A | #N/A | #N/A | #N/A | #N/A | #N/A | #N/A | #N/A
FALSE | #N/A | #N/A | #N/A | #N/A | #N/A | #N/A | #N/A | #N/A | #N/A | #N/A |  |  |  | FALSE | #N/A | #N/A | #N/A | #N/A | #N/A | #N/A | #N/A | #N/A | #N/A | #N/A
FALSE | #N/A | #N/A | #N/A | #N/A | #N/A | #N/A | #N/A | #N/A | #N/A | #N/A |  |  |  | FALSE | #N/A | #N/A | #N/A | #N/A | #N/A | #N/A | #N/A | #N/A | #N/A | #N/A
FALSE | #N/A | #N/A | #N/A | #N/A | #N/A | #N/A | #N/A | #N/A | #N/A | #N/A |  |  |  | FALSE | #N/A | #N/A | #N/A | #N/A | #N/A | #N/A | #N/A | #N/A | #N/A | #N/A
FALSE | #N/A | #N/A | #N/A | #N/A | #N/A | #N/A | #N/A | #N/A | #N/A | #N/A |  |  |  | FALSE | #N/A | #N/A | #N/A | #N/A | #N/A | #N/A | #N/A | #N/A | #N/A | #N/A
FALSE | #N/A | #N/A | #N/A | #N/A | #N/A | #N/A | #N/A | #N/A | #N/A | #N/A |  |  |  | FALSE | #N/A | #N/A | #N/A | #N/A | #N/A | #N/A | #N/A | #N/A | #N/A | #N/A
FALSE | #N/A | #N/A | #N/A | #N/A | #N/A | #N/A | #N/A | #N/A | #N/A | #N/A |  |  |  | FALSE | #N/A | #N/A | #N/A | #N/A | #N/A | #N/A | #N/A | #N/A | #N/A | #N/A
FALSE | #N/A | #N/A | #N/A | #N/A | #N/A | #N/A | #N/A | #N/A | #N/A | #N/A |  |  |  | FALSE | #N/A | #N/A | #N/A | #N/A | #N/A | #N/A | #N/A | #N/A | #N/A | #N/A
FALSE | #N/A | #N/A | #N/A | #N/A | #N/A | #N/A | #N/A | #N/A | #N/A | #N/A |  |  |  | FALSE | #N/A | #N/A | #N/A | #N/A | #N/A | #N/A | #N/A | #N/A | #N/A | #N/A
FALSE | #N/A | #N/A | #N/A | #N/A | #N/A | #N/A | #N/A | #N/A | #N/A | #N/A |  |  |  | FALSE | #N/A | #N/A | #N/A | #N/A | #N/A | #N/A | #N/A | #N/A | #N/A | #N/A
FALSE | #N/A | #N/A | #N/A | #N/A | #N/A | #N/A | #N/A | #N/A | #N/A | #N/A |  |  |  | FALSE | #N/A | #N/A | #N/A | #N/A | #N/A | #N/A | #N/A | #N/A | #N/A | #N/A
FALSE | #N/A | #N/A | #N/A | #N/A | #N/A | #N/A | #N/A | #N/A | #N/A | #N/A |  |  |  | FALSE | #N/A | #N/A | #N/A | #N/A | #N/A | #N/A | #N/A | #N/A | #N/A | #N/A
FALSE | #N/A | #N/A | #N/A | #N/A | #N/A | #N/A | #N/A | #N/A | #N/A | #N/A |  |  |  | FALSE | #N/A | #N/A | #N/A | #N/A | #N/A | #N/A | #N/A | #N/A | #N/A | #N/A
FALSE | #N/A | #N/A | #N/A | #N/A | #N/A | #N/A | #N/A | #N/A | #N/A | #N/A |  |  |  | FALSE | #N/A | #N/A | #N/A | #N/A | #N/A | #N/A | #N/A | #N/A | #N/A | #N/A
FALSE | #N/A | #N/A | #N/A | #N/A | #N/A | #N/A | #N/A | #N/A | #N/A | #N/A |  |  |  | FALSE | #N/A | #N/A | #N/A | #N/A | #N/A | #N/A | #N/A | #N/A | #N/A | #N/A
FALSE | #N/A | #N/A | #N/A | #N/A | #N/A | #N/A | #N/A | #N/A | #N/A | #N/A |  |  |  | FALSE | #N/A | #N/A | #N/A | #N/A | #N/A | #N/A | #N/A | #N/A | #N/A | #N/A
FALSE | #N/A | #N/A | #N/A | #N/A | #N/A | #N/A | #N/A | #N/A | #N/A | #N/A |  |  |  | FALSE | #N/A | #N/A | #N/A | #N/A | #N/A | #N/A | #N/A | #N/A | #N/A | #N/A
FALSE | #N/A | #N/A | #N/A | #N/A | #N/A | #N/A | #N/A | #N/A | #N/A | #N/A |  |  |  | FALSE | #N/A | #N/A | #N/A | #N/A | #N/A | #N/A | #N/A | #N/A | #N/A | #N/A
FALSE | #N/A | #N/A | #N/A | #N/A | #N/A | #N/A | #N/A | #N/A | #N/A | #N/A |  |  |  | FALSE | #N/A | #N/A | #N/A | #N/A | #N/A | #N/A | #N/A | #N/A | #N/A | #N/A
FALSE | #N/A | #N/A | #N/A | #N/A | #N/A | #N/A | #N/A | #N/A | #N/A | #N/A |  |  |  | FALSE | #N/A | #N/A | #N/A | #N/A | #N/A | #N/A | #N/A | #N/A | #N/A | #N/A
FALSE | #N/A | #N/A | #N/A | #N/A | #N/A | #N/A | #N/A | #N/A | #N/A | #N/A |  |  |  | FALSE | #N/A | #N/A | #N/A | #N/A | #N/A | #N/A | #N/A | #N/A | #N/A | #N/A
FALSE | #N/A | #N/A | #N/A | #N/A | #N/A | #N/A | #N/A | #N/A | #N/A | #N/A |  |  |  | FALSE | #N/A | #N/A | #N/A | #N/A | #N/A | #N/A | #N/A | #N/A | #N/A | #N/A
FALSE | #N/A | #N/A | #N/A | #N/A | #N/A | #N/A | #N/A | #N/A | #N/A | #N/A |  |  |  | FALSE | #N/A | #N/A | #N/A | #N/A | #N/A | #N/A | #N/A | #N/A | #N/A | #N/A
FALSE | #N/A | #N/A | #N/A | #N/A | #N/A | #N/A | #N/A | #N/A | #N/A | #N/A |  |  |  | FALSE | #N/A | #N/A | #N/A | #N/A | #N/A | #N/A | #N/A | #N/A | #N/A | #N/A
FALSE | #N/A | #N/A | #N/A | #N/A | #N/A | #N/A | #N/A | #N/A | #N/A | #N/A |  |  |  | FALSE | #N/A | #N/A | #N/A | #N/A | #N/A | #N/A | #N/A | #N/A | #N/A | #N/A
FALSE | #N/A | #N/A | #N/A | #N/A | #N/A | #N/A | #N/A | #N/A | #N/A | #N/A |  |  |  | FALSE | #N/A | #N/A | #N/A | #N/A | #N/A | #N/A | #N/A | #N/A | #N/A | #N/A
FALSE | #N/A | #N/A | #N/A | #N/A | #N/A | #N/A | #N/A | #N/A | #N/A | #N/A |  |  |  | FALSE | #N/A | #N/A | #N/A | #N/A | #N/A | #N/A | #N/A | #N/A | #N/A | #N/A
FALSE | #N/A | #N/A | #N/A | #N/A | #N/A | #N/A | #N/A | #N/A | #N/A | #N/A |  |  |  | FALSE | #N/A | #N/A | #N/A | #N/A | #N/A | #N/A | #N/A | #N/A | #N/A | #N/A
FALSE | #N/A | #N/A | #N/A | #N/A | #N/A | #N/A | #N/A | #N/A | #N/A | #N/A |  |  |  | FALSE | #N/A | #N/A | #N/A | #N/A | #N/A | #N/A | #N/A | #N/A | #N/A | #N/A
FALSE | #N/A | #N/A | #N/A | #N/A | #N/A | #N/A | #N/A | #N/A | #N/A | #N/A |  |  |  | FALSE | #N/A | #N/A | #N/A | #N/A | #N/A | #N/A | #N/A | #N/A | #N/A | #N/A
FALSE | #N/A | #N/A | #N/A | #N/A | #N/A | #N/A | #N/A | #N/A | #N/A | #N/A |  |  |  | FALSE | #N/A | #N/A | #N/A | #N/A | #N/A | #N/A | #N/A | #N/A | #N/A | #N/A
FALSE | #N/A | #N/A | #N/A | #N/A | #N/A | #N/A | #N/A | #N/A | #N/A | #N/A |  |  |  | FALSE | #N/A | #N/A | #N/A | #N/A | #N/A | #N/A | #N/A | #N/A | #N/A | #N/A
FALSE | #N/A | #N/A | #N/A | #N/A | #N/A | #N/A | #N/A | #N/A | #N/A | #N/A |  |  |  | FALSE | #N/A | #N/A | #N/A | #N/A | #N/A | #N/A | #N/A | #N/A | #N/A | #N/A
FALSE | #N/A | #N/A | #N/A | #N/A | #N/A | #N/A | #N/A | #N/A | #N/A | #N/A |  |  |  | FALSE | #N/A | #N/A | #N/A | #N/A | #N/A | #N/A | #N/A | #N/A | #N/A | #N/A
FALSE | #N/A | #N/A | #N/A | #N/A | #N/A | #N/A | #N/A | #N/A | #N/A | #N/A |  |  |  | FALSE | #N/A | #N/A | #N/A | #N/A | #N/A | #N/A | #N/A | #N/A | #N/A | #N/A
FALSE | #N/A | #N/A | #N/A | #N/A | #N/A | #N/A | #N/A | #N/A | #N/A | #N/A |  |  |  | FALSE | #N/A | #N/A | #N/A | #N/A | #N/A | #N/A | #N/A | #N/A | #N/A | #N/A
FALSE | #N/A | #N/A | #N/A | #N/A | #N/A | #N/A | #N/A | #N/A | #N/A | #N/A |  |  |  | FALSE | #N/A | #N/A | #N/A | #N/A | #N/A | #N/A | #N/A | #N/A | #N/A | #N/A
FALSE | #N/A | #N/A | #N/A | #N/A | #N/A | #N/A | #N/A | #N/A | #N/A | #N/A |  |  |  | FALSE | #N/A | #N/A | #N/A | #N/A | #N/A | #N/A | #N/A | #N/A | #N/A | #N/A
FALSE | #N/A | #N/A | #N/A | #N/A | #N/A | #N/A | #N/A | #N/A | #N/A | #N/A |  |  |  | FALSE | #N/A | #N/A | #N/A | #N/A | #N/A | #N/A | #N/A | #N/A | #N/A | #N/A
FALSE | #N/A | #N/A | #N/A | #N/A | #N/A | #N/A | #N/A | #N/A | #N/A | #N/A |  |  |  | FALSE | #N/A | #N/A | #N/A | #N/A | #N/A | #N/A | #N/A | #N/A | #N/A | #N/A
FALSE | #N/A | #N/A | #N/A | #N/A | #N/A | #N/A | #N/A | #N/A | #N/A | #N/A |  |  |  | FALSE | #N/A | #N/A | #N/A | #N/A | #N/A | #N/A | #N/A | #N/A | #N/A | #N/A
FALSE | #N/A | #N/A | #N/A | #N/A | #N/A | #N/A | #N/A | #N/A | #N/A | #N/A |  |  |  | FALSE | #N/A | #N/A | #N/A | #N/A | #N/A | #N/A | #N/A | #N/A | #N/A | #N/A
FALSE | #N/A | #N/A | #N/A | #N/A | #N/A | #N/A | #N/A | #N/A | #N/A | #N/A |  |  |  | FALSE | #N/A | #N/A | #N/A | #N/A | #N/A | #N/A | #N/A | #N/A | #N/A | #N/A
FALSE | #N/A | #N/A | #N/A | #N/A | #N/A | #N/A | #N/A | #N/A | #N/A | #N/A |  |  |  | FALSE | #N/A | #N/A | #N/A | #N/A | #N/A | #N/A | #N/A | #N/A | #N/A | #N/A
FALSE | #N/A | #N/A | #N/A | #N/A | #N/A | #N/A | #N/A | #N/A | #N/A | #N/A |  |  |  | FALSE | #N/A | #N/A | #N/A | #N/A | #N/A | #N/A | #N/A | #N/A | #N/A | #N/A
FALSE | #N/A | #N/A | #N/A | #N/A | #N/A | #N/A | #N/A | #N/A | #N/A | #N/A |  |  |  | FALSE | #N/A | #N/A | #N/A | #N/A | #N/A | #N/A | #N/A | #N/A | #N/A | #N/A
FALSE | #N/A | #N/A | #N/A | #N/A | #N/A | #N/A | #N/A | #N/A | #N/A | #N/A |  |  |  | FALSE | #N/A | #N/A | #N/A | #N/A | #N/A | #N/A | #N/A | #N/A | #N/A | #N/A
FALSE | #N/A | #N/A | #N/A | #N/A | #N/A | #N/A | #N/A | #N/A | #N/A | #N/A |  |  |  | FALSE | #N/A | #N/A | #N/A | #N/A | #N/A | #N/A | #N/A | #N/A | #N/A | #N/A
FALSE | #N/A | #N/A | #N/A | #N/A | #N/A | #N/A | #N/A | #N/A | #N/A | #N/A |  |  |  | FALSE | #N/A | #N/A | #N/A | #N/A | #N/A | #N/A | #N/A | #N/A | #N/A | #N/A
FALSE | #N/A | #N/A | #N/A | #N/A | #N/A | #N/A | #N/A | #N/A | #N/A | #N/A |  |  |  | FALSE | #N/A | #N/A | #N/A | #N/A | #N/A | #N/A | #N/A | #N/A | #N/A | #N/A
FALSE | #N/A | #N/A | #N/A | #N/A | #N/A | #N/A | #N/A | #N/A | #N/A | #N/A |  |  |  | FALSE | #N/A | #N/A | #N/A | #N/A | #N/A | #N/A | #N/A | #N/A | #N/A | #N/A
FALSE | #N/A | #N/A | #N/A | #N/A | #N/A | #N/A | #N/A | #N/A | #N/A | #N/A |  |  |  | FALSE | #N/A | #N/A | #N/A | #N/A | #N/A | #N/A | #N/A | #N/A | #N/A | #N/A
FALSE | #N/A | #N/A | #N/A | #N/A | #N/A | #N/A | #N/A | #N/A | #N/A | #N/A |  |  |  | FALSE | #N/A | #N/A | #N/A | #N/A | #N/A | #N/A | #N/A | #N/A | #N/A | #N/A
FALSE | #N/A | #N/A | #N/A | #N/A | #N/A | #N/A | #N/A | #N/A | #N/A | #N/A |  |  |  | FALSE | #N/A | #N/A | #N/A | #N/A | #N/A | #N/A | #N/A | #N/A | #N/A | #N/A
FALSE | #N/A | #N/A | #N/A | #N/A | #N/A | #N/A | #N/A | #N/A | #N/A | #N/A |  |  |  | FALSE | #N/A | #N/A | #N/A | #N/A | #N/A | #N/A | #N/A | #N/A | #N/A | #N/A
FALSE | #N/A | #N/A | #N/A | #N/A | #N/A | #N/A | #N/A | #N/A | #N/A | #N/A |  |  |  | FALSE | #N/A | #N/A | #N/A | #N/A | #N/A | #N/A | #N/A | #N/A | #N/A | #N/A
FALSE | #N/A | #N/A | #N/A | #N/A | #N/A | #N/A | #N/A | #N/A | #N/A | #N/A |  |  |  | FALSE | #N/A | #N/A | #N/A | #N/A | #N/A | #N/A | #N/A | #N/A | #N/A | #N/A
FALSE | #N/A | #N/A | #N/A | #N/A | #N/A | #N/A | #N/A | #N/A | #N/A | #N/A |  |  |  | FALSE | #N/A | #N/A | #N/A | #N/A | #N/A | #N/A | #N/A | #N/A | #N/A | #N/A
FALSE | #N/A | #N/A | #N/A | #N/A | #N/A | #N/A | #N/A | #N/A | #N/A | #N/A |  |  |  | FALSE | #N/A | #N/A | #N/A | #N/A | #N/A | #N/A | #N/A | #N/A | #N/A | #N/A
FALSE | #N/A | #N/A | #N/A | #N/A | #N/A | #N/A | #N/A | #N/A | #N/A | #N/A |  |  |  | FALSE | #N/A | #N/A | #N/A | #N/A | #N/A | #N/A | #N/A | #N/A | #N/A | #N/A
FALSE | #N/A | #N/A | #N/A | #N/A | #N/A | #N/A | #N/A | #N/A | #N/A | #N/A |  |  |  | FALSE | #N/A | #N/A | #N/A | #N/A | #N/A | #N/A | #N/A | #N/A | #N/A | #N/A
FALSE | #N/A | #N/A | #N/A | #N/A | #N/A | #N/A | #N/A | #N/A | #N/A | #N/A |  |  |  | FALSE | #N/A | #N/A | #N/A | #N/A | #N/A | #N/A | #N/A | #N/A | #N/A | #N/A
FALSE | #N/A | #N/A | #N/A | #N/A | #N/A | #N/A | #N/A | #N/A | #N/A | #N/A |  |  |  | FALSE | #N/A | #N/A | #N/A | #N/A | #N/A | #N/A | #N/A | #N/A | #N/A | #N/A
FALSE | #N/A | #N/A | #N/A | #N/A | #N/A | #N/A | #N/A | #N/A | #N/A | #N/A |  |  |  | FALSE | #N/A | #N/A | #N/A | #N/A | #N/A | #N/A | #N/A | #N/A | #N/A | #N/A
FALSE | #N/A | #N/A | #N/A | #N/A | #N/A | #N/A | #N/A | #N/A | #N/A | #N/A |  |  |  | FALSE | #N/A | #N/A | #N/A | #N/A | #N/A | #N/A | #N/A | #N/A | #N/A | #N/A
FALSE | #N/A | #N/A | #N/A | #N/A | #N/A | #N/A | #N/A | #N/A | #N/A | #N/A |  |  |  | FALSE | #N/A | #N/A | #N/A | #N/A | #N/A | #N/A | #N/A | #N/A | #N/A | #N/A
FALSE | #N/A | #N/A | #N/A | #N/A | #N/A | #N/A | #N/A | #N/A | #N/A | #N/A |  |  |  | FALSE | #N/A | #N/A | #N/A | #N/A | #N/A | #N/A | #N/A | #N/A | #N/A | #N/A
FALSE | #N/A | #N/A | #N/A | #N/A | #N/A | #N/A | #N/A | #N/A | #N/A | #N/A |  |  |  | FALSE | #N/A | #N/A | #N/A | #N/A | #N/A | #N/A | #N/A | #N/A | #N/A | #N/A
FALSE | #N/A | #N/A | #N/A | #N/A | #N/A | #N/A | #N/A | #N/A | #N/A | #N/A |  |  |  | FALSE | #N/A | #N/A | #N/A | #N/A | #N/A | #N/A | #N/A | #N/A | #N/A | #N/A
FALSE | #N/A | #N/A | #N/A | #N/A | #N/A | #N/A | #N/A | #N/A | #N/A | #N/A |  |  |  | FALSE | #N/A | #N/A | #N/A | #N/A | #N/A | #N/A | #N/A | #N/A | #N/A | #N/A
FALSE | #N/A | #N/A | #N/A | #N/A | #N/A | #N/A | #N/A | #N/A | #N/A | #N/A |  |  |  | FALSE | #N/A | #N/A | #N/A | #N/A | #N/A | #N/A | #N/A | #N/A | #N/A | #N/A
FALSE | #N/A | #N/A | #N/A | #N/A | #N/A | #N/A | #N/A | #N/A | #N/A | #N/A |  |  |  | FALSE | #N/A | #N/A | #N/A | #N/A | #N/A | #N/A | #N/A | #N/A | #N/A | #N/A
FALSE | #N/A | #N/A | #N/A | #N/A | #N/A | #N/A | #N/A | #N/A | #N/A | #N/A |  |  |  | FALSE | #N/A | #N/A | #N/A | #N/A | #N/A | #N/A | #N/A | #N/A | #N/A | #N/A
FALSE | #N/A | #N/A | #N/A | #N/A | #N/A | #N/A | #N/A | #N/A | #N/A | #N/A |  |  |  | FALSE | #N/A | #N/A | #N/A | #N/A | #N/A | #N/A | #N/A | #N/A | #N/A | #N/A
FALSE | #N/A | #N/A | #N/A | #N/A | #N/A | #N/A | #N/A | #N/A | #N/A | #N/A |  |  |  | FALSE | #N/A | #N/A | #N/A | #N/A | #N/A | #N/A | #N/A | #N/A | #N/A | #N/A
FALSE | #N/A | #N/A | #N/A | #N/A | #N/A | #N/A | #N/A | #N/A | #N/A | #N/A |  |  |  | FALSE | #N/A | #N/A | #N/A | #N/A | #N/A | #N/A | #N/A | #N/A | #N/A | #N/A
FALSE | #N/A | #N/A | #N/A | #N/A | #N/A | #N/A | #N/A | #N/A | #N/A | #N/A |  |  |  | FALSE | #N/A | #N/A | #N/A | #N/A | #N/A | #N/A | #N/A | #N/A | #N/A | #N/A
FALSE | #N/A | #N/A | #N/A | #N/A | #N/A | #N/A | #N/A | #N/A | #N/A | #N/A |  |  |  | FALSE | #N/A | #N/A | #N/A | #N/A | #N/A | #N/A | #N/A | #N/A | #N/A | #N/A
FALSE | #N/A | #N/A | #N/A | #N/A | #N/A | #N/A | #N/A | #N/A | #N/A | #N/A |  |  |  | FALSE | #N/A | #N/A | #N/A | #N/A | #N/A | #N/A | #N/A | #N/A | #N/A | #N/A
FALSE | #N/A | #N/A | #N/A | #N/A | #N/A | #N/A | #N/A | #N/A | #N/A | #N/A |  |  |  | FALSE | #N/A | #N/A | #N/A | #N/A | #N/A | #N/A | #N/A | #N/A | #N/A | #N/A
FALSE | #N/A | #N/A | #N/A | #N/A | #N/A | #N/A | #N/A | #N/A | #N/A | #N/A |  |  |  | FALSE | #N/A | #N/A | #N/A | #N/A | #N/A | #N/A | #N/A | #N/A | #N/A | #N/A
FALSE | #N/A | #N/A | #N/A | #N/A | #N/A | #N/A | #N/A | #N/A | #N/A | #N/A |  |  |  | FALSE | #N/A | #N/A | #N/A | #N/A | #N/A | #N/A | #N/A | #N/A | #N/A | #N/A
FALSE | #N/A | #N/A | #N/A | #N/A | #N/A | #N/A | #N/A | #N/A | #N/A | #N/A |  |  |  | FALSE | #N/A | #N/A | #N/A | #N/A | #N/A | #N/A | #N/A | #N/A | #N/A | #N/A
FALSE | #N/A | #N/A | #N/A | #N/A | #N/A | #N/A | #N/A | #N/A | #N/A | #N/A |  |  |  | FALSE | #N/A | #N/A | #N/A | #N/A | #N/A | #N/A | #N/A | #N/A | #N/A | #N/A
FALSE | #N/A | #N/A | #N/A | #N/A | #N/A | #N/A | #N/A | #N/A | #N/A | #N/A |  |  |  | FALSE | #N/A | #N/A | #N/A | #N/A | #N/A | #N/A | #N/A | #N/A | #N/A | #N/A
FALSE | #N/A | #N/A | #N/A | #N/A | #N/A | #N/A | #N/A | #N/A | #N/A | #N/A |  |  |  | FALSE | #N/A | #N/A | #N/A | #N/A | #N/A | #N/A | #N/A | #N/A | #N/A | #N/A
FALSE | #N/A | #N/A | #N/A | #N/A | #N/A | #N/A | #N/A | #N/A | #N/A | #N/A |  |  |  | FALSE | #N/A | #N/A | #N/A | #N/A | #N/A | #N/A | #N/A | #N/A | #N/A | #N/A
FALSE | #N/A | #N/A | #N/A | #N/A | #N/A | #N/A | #N/A | #N/A | #N/A | #N/A |  |  |  | FALSE | #N/A | #N/A | #N/A | #N/A | #N/A | #N/A | #N/A | #N/A | #N/A | #N/A
FALSE | #N/A | #N/A | #N/A | #N/A | #N/A | #N/A | #N/A | #N/A | #N/A | #N/A |  |  |  | FALSE | #N/A | #N/A | #N/A | #N/A | #N/A | #N/A | #N/A | #N/A | #N/A | #N/A
FALSE | #N/A | #N/A | #N/A | #N/A | #N/A | #N/A | #N/A | #N/A | #N/A | #N/A |  |  |  | FALSE | #N/A | #N/A | #N/A | #N/A | #N/A | #N/A | #N/A | #N/A | #N/A | #N/A
FALSE | #N/A | #N/A | #N/A | #N/A | #N/A | #N/A | #N/A | #N/A | #N/A | #N/A |  |  |  | FALSE | #N/A | #N/A | #N/A | #N/A | #N/A | #N/A | #N/A | #N/A | #N/A | #N/A
FALSE | #N/A | #N/A | #N/A | #N/A | #N/A | #N/A | #N/A | #N/A | #N/A | #N/A |  |  |  | FALSE | #N/A | #N/A | #N/A | #N/A | #N/A | #N/A | #N/A | #N/A | #N/A | #N/A
FALSE | #N/A | #N/A | #N/A | #N/A | #N/A | #N/A | #N/A | #N/A | #N/A | #N/A |  |  |  | FALSE | #N/A | #N/A | #N/A | #N/A | #N/A | #N/A | #N/A | #N/A | #N/A | #N/A
FALSE | #N/A | #N/A | #N/A | #N/A | #N/A | #N/A | #N/A | #N/A | #N/A | #N/A |  |  |  | FALSE | #N/A | #N/A | #N/A | #N/A | #N/A | #N/A | #N/A | #N/A | #N/A | #N/A
FALSE | #N/A | #N/A | #N/A | #N/A | #N/A | #N/A | #N/A | #N/A | #N/A | #N/A |  |  |  | FALSE | #N/A | #N/A | #N/A | #N/A | #N/A | #N/A | #N/A | #N/A | #N/A | #N/A
FALSE | #N/A | #N/A | #N/A | #N/A | #N/A | #N/A | #N/A | #N/A | #N/A | #N/A |  |  |  | FALSE | #N/A | #N/A | #N/A | #N/A | #N/A | #N/A | #N/A | #N/A | #N/A | #N/A
FALSE | #N/A | #N/A | #N/A | #N/A | #N/A | #N/A | #N/A | #N/A | #N/A | #N/A |  |  |  | FALSE | #N/A | #N/A | #N/A | #N/A | #N/A | #N/A | #N/A | #N/A | #N/A | #N/A
FALSE | #N/A | #N/A | #N/A | #N/A | #N/A | #N/A | #N/A | #N/A | #N/A | #N/A |  |  |  | FALSE | #N/A | #N/A | #N/A | #N/A | #N/A | #N/A | #N/A | #N/A | #N/A | #N/A
FALSE | #N/A | #N/A | #N/A | #N/A | #N/A | #N/A | #N/A | #N/A | #N/A | #N/A |  |  |  | FALSE | #N/A | #N/A | #N/A | #N/A | #N/A | #N/A | #N/A | #N/A | #N/A | #N/A
FALSE | #N/A | #N/A | #N/A | #N/A | #N/A | #N/A | #N/A | #N/A | #N/A | #N/A |  |  |  | FALSE | #N/A | #N/A | #N/A | #N/A | #N/A | #N/A | #N/A | #N/A | #N/A | #N/A
FALSE | #N/A | #N/A | #N/A | #N/A | #N/A | #N/A | #N/A | #N/A | #N/A | #N/A |  |  |  | FALSE | #N/A | #N/A | #N/A | #N/A | #N/A | #N/A | #N/A | #N/A | #N/A | #N/A
FALSE | #N/A | #N/A | #N/A | #N/A | #N/A | #N/A | #N/A | #N/A | #N/A | #N/A |  |  |  | FALSE | #N/A | #N/A | #N/A | #N/A | #N/A | #N/A | #N/A | #N/A | #N/A | #N/A
FALSE | #N/A | #N/A | #N/A | #N/A | #N/A | #N/A | #N/A | #N/A | #N/A | #N/A |  |  |  | FALSE | #N/A | #N/A | #N/A | #N/A | #N/A | #N/A | #N/A | #N/A | #N/A | #N/A
FALSE | #N/A | #N/A | #N/A | #N/A | #N/A | #N/A | #N/A | #N/A | #N/A | #N/A |  |  |  | FALSE | #N/A | #N/A | #N/A | #N/A | #N/A | #N/A | #N/A | #N/A | #N/A | #N/A
FALSE | #N/A | #N/A | #N/A | #N/A | #N/A | #N/A | #N/A | #N/A | #N/A | #N/A |  |  |  | FALSE | #N/A | #N/A | #N/A | #N/A | #N/A | #N/A | #N/A | #N/A | #N/A | #N/A
FALSE | #N/A | #N/A | #N/A | #N/A | #N/A | #N/A | #N/A | #N/A | #N/A | #N/A |  |  |  | FALSE | #N/A | #N/A | #N/A | #N/A | #N/A | #N/A | #N/A | #N/A | #N/A | #N/A
FALSE | #N/A | #N/A | #N/A | #N/A | #N/A | #N/A | #N/A | #N/A | #N/A | #N/A |  |  |  | FALSE | #N/A | #N/A | #N/A | #N/A | #N/A | #N/A | #N/A | #N/A | #N/A | #N/A
FALSE | #N/A | #N/A | #N/A | #N/A | #N/A | #N/A | #N/A | #N/A | #N/A | #N/A |  |  |  | FALSE | #N/A | #N/A | #N/A | #N/A | #N/A | #N/A | #N/A | #N/A | #N/A | #N/A
FALSE | #N/A | #N/A | #N/A | #N/A | #N/A | #N/A | #N/A | #N/A | #N/A | #N/A |  |  |  | FALSE | #N/A | #N/A | #N/A | #N/A | #N/A | #N/A | #N/A | #N/A | #N/A | #N/A
FALSE | #N/A | #N/A | #N/A | #N/A | #N/A | #N/A | #N/A | #N/A | #N/A | #N/A |  |  |  | FALSE | #N/A | #N/A | #N/A | #N/A | #N/A | #N/A | #N/A | #N/A | #N/A | #N/A
FALSE | #N/A | #N/A | #N/A | #N/A | #N/A | #N/A | #N/A | #N/A | #N/A | #N/A |  |  |  | FALSE | #N/A | #N/A | #N/A | #N/A | #N/A | #N/A | #N/A | #N/A | #N/A | #N/A
FALSE | #N/A | #N/A | #N/A | #N/A | #N/A | #N/A | #N/A | #N/A | #N/A | #N/A |  |  |  | FALSE | #N/A | #N/A | #N/A | #N/A | #N/A | #N/A | #N/A | #N/A | #N/A | #N/A
FALSE | #N/A | #N/A | #N/A | #N/A | #N/A | #N/A | #N/A | #N/A | #N/A | #N/A |  |  |  | FALSE | #N/A | #N/A | #N/A | #N/A | #N/A | #N/A | #N/A | #N/A | #N/A | #N/A
FALSE | #N/A | #N/A | #N/A | #N/A | #N/A | #N/A | #N/A | #N/A | #N/A | #N/A |  |  |  | FALSE | #N/A | #N/A | #N/A | #N/A | #N/A | #N/A | #N/A | #N/A | #N/A | #N/A
FALSE | #N/A | #N/A | #N/A | #N/A | #N/A | #N/A | #N/A | #N/A | #N/A | #N/A |  |  |  | FALSE | #N/A | #N/A | #N/A | #N/A | #N/A | #N/A | #N/A | #N/A | #N/A | #N/A
FALSE | #N/A | #N/A | #N/A | #N/A | #N/A | #N/A | #N/A | #N/A | #N/A | #N/A |  |  |  | FALSE | #N/A | #N/A | #N/A | #N/A | #N/A | #N/A | #N/A | #N/A | #N/A | #N/A
FALSE | #N/A | #N/A | #N/A | #N/A | #N/A | #N/A | #N/A | #N/A | #N/A | #N/A |  |  |  | FALSE | #N/A | #N/A | #N/A | #N/A | #N/A | #N/A | #N/A | #N/A | #N/A | #N/A
FALSE | #N/A | #N/A | #N/A | #N/A | #N/A | #N/A | #N/A | #N/A | #N/A | #N/A |  |  |  | FALSE | #N/A | #N/A | #N/A | #N/A | #N/A | #N/A | #N/A | #N/A | #N/A | #N/A
FALSE | #N/A | #N/A | #N/A | #N/A | #N/A | #N/A | #N/A | #N/A | #N/A | #N/A |  |  |  | FALSE | #N/A | #N/A | #N/A | #N/A | #N/A | #N/A | #N/A | #N/A | #N/A | #N/A
FALSE | #N/A | #N/A | #N/A | #N/A | #N/A | #N/A | #N/A | #N/A | #N/A | #N/A |  |  |  | FALSE | #N/A | #N/A | #N/A | #N/A | #N/A | #N/A | #N/A | #N/A | #N/A | #N/A
FALSE | #N/A | #N/A | #N/A | #N/A | #N/A | #N/A | #N/A | #N/A | #N/A | #N/A |  |  |  | FALSE | #N/A | #N/A | #N/A | #N/A | #N/A | #N/A | #N/A | #N/A | #N/A | #N/A
FALSE | #N/A | #N/A | #N/A | #N/A | #N/A | #N/A | #N/A | #N/A | #N/A | #N/A |  |  |  | FALSE | #N/A | #N/A | #N/A | #N/A | #N/A | #N/A | #N/A | #N/A | #N/A | #N/A
FALSE | #N/A | #N/A | #N/A | #N/A | #N/A | #N/A | #N/A | #N/A | #N/A | #N/A |  |  |  | FALSE | #N/A | #N/A | #N/A | #N/A | #N/A | #N/A | #N/A | #N/A | #N/A | #N/A
FALSE | #N/A | #N/A | #N/A | #N/A | #N/A | #N/A | #N/A | #N/A | #N/A | #N/A |  |  |  | FALSE | #N/A | #N/A | #N/A | #N/A | #N/A | #N/A | #N/A | #N/A | #N/A | #N/A
FALSE | #N/A | #N/A | #N/A | #N/A | #N/A | #N/A | #N/A | #N/A | #N/A | #N/A |  |  |  | FALSE | #N/A | #N/A | #N/A | #N/A | #N/A | #N/A | #N/A | #N/A | #N/A | #N/A
FALSE | #N/A | #N/A | #N/A | #N/A | #N/A | #N/A | #N/A | #N/A | #N/A | #N/A |  |  |  | FALSE | #N/A | #N/A | #N/A | #N/A | #N/A | #N/A | #N/A | #N/A | #N/A | #N/A
FALSE | #N/A | #N/A | #N/A | #N/A | #N/A | #N/A | #N/A | #N/A | #N/A | #N/A |  |  |  | FALSE | #N/A | #N/A | #N/A | #N/A | #N/A | #N/A | #N/A | #N/A | #N/A | #N/A
FALSE | #N/A | #N/A | #N/A | #N/A | #N/A | #N/A | #N/A | #N/A | #N/A | #N/A |  |  |  | FALSE | #N/A | #N/A | #N/A | #N/A | #N/A | #N/A | #N/A | #N/A | #N/A | #N/A
FALSE | #N/A | #N/A | #N/A | #N/A | #N/A | #N/A | #N/A | #N/A | #N/A | #N/A |  |  |  | FALSE | #N/A | #N/A | #N/A | #N/A | #N/A | #N/A | #N/A | #N/A | #N/A | #N/A
FALSE | #N/A | #N/A | #N/A | #N/A | #N/A | #N/A | #N/A | #N/A | #N/A | #N/A |  |  |  | FALSE | #N/A | #N/A | #N/A | #N/A | #N/A | #N/A | #N/A | #N/A | #N/A | #N/A
FALSE | #N/A | #N/A | #N/A | #N/A | #N/A | #N/A | #N/A | #N/A | #N/A | #N/A |  |  |  | FALSE | #N/A | #N/A | #N/A | #N/A | #N/A | #N/A | #N/A | #N/A | #N/A | #N/A
FALSE | #N/A | #N/A | #N/A | #N/A | #N/A | #N/A | #N/A | #N/A | #N/A | #N/A |  |  |  | FALSE | #N/A | #N/A | #N/A | #N/A | #N/A | #N/A | #N/A | #N/A | #N/A | #N/A
FALSE | #N/A | #N/A | #N/A | #N/A | #N/A | #N/A | #N/A | #N/A | #N/A | #N/A |  |  |  | FALSE | #N/A | #N/A | #N/A | #N/A | #N/A | #N/A | #N/A | #N/A | #N/A | #N/A
FALSE | #N/A | #N/A | #N/A | #N/A | #N/A | #N/A | #N/A | #N/A | #N/A | #N/A |  |  |  | FALSE | #N/A | #N/A | #N/A | #N/A | #N/A | #N/A | #N/A | #N/A | #N/A | #N/A
FALSE | #N/A | #N/A | #N/A | #N/A | #N/A | #N/A | #N/A | #N/A | #N/A | #N/A |  |  |  | FALSE | #N/A | #N/A | #N/A | #N/A | #N/A | #N/A | #N/A | #N/A | #N/A | #N/A
FALSE | #N/A | #N/A | #N/A | #N/A | #N/A | #N/A | #N/A | #N/A | #N/A | #N/A |  |  |  | FALSE | #N/A | #N/A | #N/A | #N/A | #N/A | #N/A | #N/A | #N/A | #N/A | #N/A
FALSE | #N/A | #N/A | #N/A | #N/A | #N/A | #N/A | #N/A | #N/A | #N/A | #N/A |  |  |  | FALSE | #N/A | #N/A | #N/A | #N/A | #N/A | #N/A | #N/A | #N/A | #N/A | #N/A
FALSE | #N/A | #N/A | #N/A | #N/A | #N/A | #N/A | #N/A | #N/A | #N/A | #N/A |  |  |  | FALSE | #N/A | #N/A | #N/A | #N/A | #N/A | #N/A | #N/A | #N/A | #N/A | #N/A
FALSE | #N/A | #N/A | #N/A | #N/A | #N/A | #N/A | #N/A | #N/A | #N/A | #N/A |  |  |  | FALSE | #N/A | #N/A | #N/A | #N/A | #N/A | #N/A | #N/A | #N/A | #N/A | #N/A
FALSE | #N/A | #N/A | #N/A | #N/A | #N/A | #N/A | #N/A | #N/A | #N/A | #N/A |  |  |  | FALSE | #N/A | #N/A | #N/A | #N/A | #N/A | #N/A | #N/A | #N/A | #N/A | #N/A
FALSE | #N/A | #N/A | #N/A | #N/A | #N/A | #N/A | #N/A | #N/A | #N/A | #N/A |  |  |  | FALSE | #N/A | #N/A | #N/A | #N/A | #N/A | #N/A | #N/A | #N/A | #N/A | #N/A
FALSE | #N/A | #N/A | #N/A | #N/A | #N/A | #N/A | #N/A | #N/A | #N/A | #N/A |  |  |  | FALSE | #N/A | #N/A | #N/A | #N/A | #N/A | #N/A | #N/A | #N/A | #N/A | #N/A
FALSE | #N/A | #N/A | #N/A | #N/A | #N/A | #N/A | #N/A | #N/A | #N/A | #N/A |  |  |  | FALSE | #N/A | #N/A | #N/A | #N/A | #N/A | #N/A | #N/A | #N/A | #N/A | #N/A
FALSE | #N/A | #N/A | #N/A | #N/A | #N/A | #N/A | #N/A | #N/A | #N/A | #N/A |  |  |  | FALSE | #N/A | #N/A | #N/A | #N/A | #N/A | #N/A | #N/A | #N/A | #N/A | #N/A
FALSE | #N/A | #N/A | #N/A | #N/A | #N/A | #N/A | #N/A | #N/A | #N/A | #N/A |  |  |  | FALSE | #N/A | #N/A | #N/A | #N/A | #N/A | #N/A | #N/A | #N/A | #N/A | #N/A
FALSE | #N/A | #N/A | #N/A | #N/A | #N/A | #N/A | #N/A | #N/A | #N/A | #N/A |  |  |  | FALSE | #N/A | #N/A | #N/A | #N/A | #N/A | #N/A | #N/A | #N/A | #N/A | #N/A
FALSE | #N/A | #N/A | #N/A | #N/A | #N/A | #N/A | #N/A | #N/A | #N/A | #N/A |  |  |  | FALSE | #N/A | #N/A | #N/A | #N/A | #N/A | #N/A | #N/A | #N/A | #N/A | #N/A
FALSE | #N/A | #N/A | #N/A | #N/A | #N/A | #N/A | #N/A | #N/A | #N/A | #N/A |  |  |  | FALSE | #N/A | #N/A | #N/A | #N/A | #N/A | #N/A | #N/A | #N/A | #N/A | #N/A
FALSE | #N/A | #N/A | #N/A | #N/A | #N/A | #N/A | #N/A | #N/A | #N/A | #N/A |  |  |  | FALSE | #N/A | #N/A | #N/A | #N/A | #N/A | #N/A | #N/A | #N/A | #N/A | #N/A
FALSE | #N/A | #N/A | #N/A | #N/A | #N/A | #N/A | #N/A | #N/A | #N/A | #N/A |  |  |  | FALSE | #N/A | #N/A | #N/A | #N/A | #N/A | #N/A | #N/A | #N/A | #N/A | #N/A
FALSE | #N/A | #N/A | #N/A | #N/A | #N/A | #N/A | #N/A | #N/A | #N/A | #N/A |  |  |  | FALSE | #N/A | #N/A | #N/A | #N/A | #N/A | #N/A | #N/A | #N/A | #N/A | #N/A
FALSE | #N/A | #N/A | #N/A | #N/A | #N/A | #N/A | #N/A | #N/A | #N/A | #N/A |  |  |  | FALSE | #N/A | #N/A | #N/A | #N/A | #N/A | #N/A | #N/A | #N/A | #N/A | #N/A
FALSE | #N/A | #N/A | #N/A | #N/A | #N/A | #N/A | #N/A | #N/A | #N/A | #N/A |  |  |  | FALSE | #N/A | #N/A | #N/A | #N/A | #N/A | #N/A | #N/A | #N/A | #N/A | #N/A
FALSE | #N/A | #N/A | #N/A | #N/A | #N/A | #N/A | #N/A | #N/A | #N/A | #N/A |  |  |  | FALSE | #N/A | #N/A | #N/A | #N/A | #N/A | #N/A | #N/A | #N/A | #N/A | #N/A
FALSE | #N/A | #N/A | #N/A | #N/A | #N/A | #N/A | #N/A | #N/A | #N/A | #N/A |  |  |  | FALSE | #N/A | #N/A | #N/A | #N/A | #N/A | #N/A | #N/A | #N/A | #N/A | #N/A
FALSE | #N/A | #N/A | #N/A | #N/A | #N/A | #N/A | #N/A | #N/A | #N/A | #N/A |  |  |  | FALSE | #N/A | #N/A | #N/A | #N/A | #N/A | #N/A | #N/A | #N/A | #N/A | #N/A
FALSE | #N/A | #N/A | #N/A | #N/A | #N/A | #N/A | #N/A | #N/A | #N/A | #N/A |  |  |  | FALSE | #N/A | #N/A | #N/A | #N/A | #N/A | #N/A | #N/A | #N/A | #N/A | #N/A
FALSE | #N/A | #N/A | #N/A | #N/A | #N/A | #N/A | #N/A | #N/A | #N/A | #N/A |  |  |  | FALSE | #N/A | #N/A | #N/A | #N/A | #N/A | #N/A | #N/A | #N/A | #N/A | #N/A
FALSE | #N/A | #N/A | #N/A | #N/A | #N/A | #N/A | #N/A | #N/A | #N/A | #N/A |  |  |  | FALSE | #N/A | #N/A | #N/A | #N/A | #N/A | #N/A | #N/A | #N/A | #N/A | #N/A
FALSE | #N/A | #N/A | #N/A | #N/A | #N/A | #N/A | #N/A | #N/A | #N/A | #N/A |  |  |  | FALSE | #N/A | #N/A | #N/A | #N/A | #N/A | #N/A | #N/A | #N/A | #N/A | #N/A
FALSE | #N/A | #N/A | #N/A | #N/A | #N/A | #N/A | #N/A | #N/A | #N/A | #N/A |  |  |  | FALSE | #N/A | #N/A | #N/A | #N/A | #N/A | #N/A | #N/A | #N/A | #N/A | #N/A
FALSE | #N/A | #N/A | #N/A | #N/A | #N/A | #N/A | #N/A | #N/A | #N/A | #N/A |  |  |  | FALSE | #N/A | #N/A | #N/A | #N/A | #N/A | #N/A | #N/A | #N/A | #N/A | #N/A
FALSE | #N/A | #N/A | #N/A | #N/A | #N/A | #N/A | #N/A | #N/A | #N/A | #N/A |  |  |  | FALSE | #N/A | #N/A | #N/A | #N/A | #N/A | #N/A | #N/A | #N/A | #N/A | #N/A
FALSE | #N/A | #N/A | #N/A | #N/A | #N/A | #N/A | #N/A | #N/A | #N/A | #N/A |  |  |  | FALSE | #N/A | #N/A | #N/A | #N/A | #N/A | #N/A | #N/A | #N/A | #N/A | #N/A
FALSE | #N/A | #N/A | #N/A | #N/A | #N/A | #N/A | #N/A | #N/A | #N/A | #N/A |  |  |  | FALSE | #N/A | #N/A | #N/A | #N/A | #N/A | #N/A | #N/A | #N/A | #N/A | #N/A
FALSE | #N/A | #N/A | #N/A | #N/A | #N/A | #N/A | #N/A | #N/A | #N/A | #N/A |  |  |  | FALSE | #N/A | #N/A | #N/A | #N/A | #N/A | #N/A | #N/A | #N/A | #N/A | #N/A
FALSE | #N/A | #N/A | #N/A | #N/A | #N/A | #N/A | #N/A | #N/A | #N/A | #N/A |  |  |  | FALSE | #N/A | #N/A | #N/A | #N/A | #N/A | #N/A | #N/A | #N/A | #N/A | #N/A
FALSE | #N/A | #N/A | #N/A | #N/A | #N/A | #N/A | #N/A | #N/A | #N/A | #N/A |  |  |  | FALSE | #N/A | #N/A | #N/A | #N/A | #N/A | #N/A | #N/A | #N/A | #N/A | #N/A
FALSE | #N/A | #N/A | #N/A | #N/A | #N/A | #N/A | #N/A | #N/A | #N/A | #N/A |  |  |  | FALSE | #N/A | #N/A | #N/A | #N/A | #N/A | #N/A | #N/A | #N/A | #N/A | #N/A
FALSE | #N/A | #N/A | #N/A | #N/A | #N/A | #N/A | #N/A | #N/A | #N/A | #N/A |  |  |  | FALSE | #N/A | #N/A | #N/A | #N/A | #N/A | #N/A | #N/A | #N/A | #N/A | #N/A
FALSE | #N/A | #N/A | #N/A | #N/A | #N/A | #N/A | #N/A | #N/A | #N/A | #N/A |  |  |  | FALSE | #N/A | #N/A | #N/A | #N/A | #N/A | #N/A | #N/A | #N/A | #N/A | #N/A
FALSE | #N/A | #N/A | #N/A | #N/A | #N/A | #N/A | #N/A | #N/A | #N/A | #N/A |  |  |  | FALSE | #N/A | #N/A | #N/A | #N/A | #N/A | #N/A | #N/A | #N/A | #N/A | #N/A
FALSE | #N/A | #N/A | #N/A | #N/A | #N/A | #N/A | #N/A | #N/A | #N/A | #N/A |  |  |  | FALSE | #N/A | #N/A | #N/A | #N/A | #N/A | #N/A | #N/A | #N/A | #N/A | #N/A
FALSE | #N/A | #N/A | #N/A | #N/A | #N/A | #N/A | #N/A | #N/A | #N/A | #N/A |  |  |  | FALSE | #N/A | #N/A | #N/A | #N/A | #N/A | #N/A | #N/A | #N/A | #N/A | #N/A
FALSE | #N/A | #N/A | #N/A | #N/A | #N/A | #N/A | #N/A | #N/A | #N/A | #N/A |  |  |  | FALSE | #N/A | #N/A | #N/A | #N/A | #N/A | #N/A | #N/A | #N/A | #N/A | #N/A
FALSE | #N/A | #N/A | #N/A | #N/A | #N/A | #N/A | #N/A | #N/A | #N/A | #N/A |  |  |  | FALSE | #N/A | #N/A | #N/A | #N/A | #N/A | #N/A | #N/A | #N/A | #N/A | #N/A
FALSE | #N/A | #N/A | #N/A | #N/A | #N/A | #N/A | #N/A | #N/A | #N/A | #N/A |  |  |  | FALSE | #N/A | #N/A | #N/A | #N/A | #N/A | #N/A | #N/A | #N/A | #N/A | #N/A
FALSE | #N/A | #N/A | #N/A | #N/A | #N/A | #N/A | #N/A | #N/A | #N/A | #N/A |  |  |  | FALSE | #N/A | #N/A | #N/A | #N/A | #N/A | #N/A | #N/A | #N/A | #N/A | #N/A
FALSE | #N/A | #N/A | #N/A | #N/A | #N/A | #N/A | #N/A | #N/A | #N/A | #N/A |  |  |  | FALSE | #N/A | #N/A | #N/A | #N/A | #N/A | #N/A | #N/A | #N/A | #N/A | #N/A
FALSE | #N/A | #N/A | #N/A | #N/A | #N/A | #N/A | #N/A | #N/A | #N/A | #N/A |  |  |  | FALSE | #N/A | #N/A | #N/A | #N/A | #N/A | #N/A | #N/A | #N/A | #N/A | #N/A
FALSE | #N/A | #N/A | #N/A | #N/A | #N/A | #N/A | #N/A | #N/A | #N/A | #N/A |  |  |  | FALSE | #N/A | #N/A | #N/A | #N/A | #N/A | #N/A | #N/A | #N/A | #N/A | #N/A
FALSE | #N/A | #N/A | #N/A | #N/A | #N/A | #N/A | #N/A | #N/A | #N/A | #N/A |  |  |  | FALSE | #N/A | #N/A | #N/A | #N/A | #N/A | #N/A | #N/A | #N/A | #N/A | #N/A
FALSE | #N/A | #N/A | #N/A | #N/A | #N/A | #N/A | #N/A | #N/A | #N/A | #N/A |  |  |  | FALSE | #N/A | #N/A | #N/A | #N/A | #N/A | #N/A | #N/A | #N/A | #N/A | #N/A
FALSE | #N/A | #N/A | #N/A | #N/A | #N/A | #N/A | #N/A | #N/A | #N/A | #N/A |  |  |  | FALSE | #N/A | #N/A | #N/A | #N/A | #N/A | #N/A | #N/A | #N/A | #N/A | #N/A
FALSE | #N/A | #N/A | #N/A | #N/A | #N/A | #N/A | #N/A | #N/A | #N/A | #N/A |  |  |  | FALSE | #N/A | #N/A | #N/A | #N/A | #N/A | #N/A | #N/A | #N/A | #N/A | #N/A
FALSE | #N/A | #N/A | #N/A | #N/A | #N/A | #N/A | #N/A | #N/A | #N/A | #N/A |  |  |  | FALSE | #N/A | #N/A | #N/A | #N/A | #N/A | #N/A | #N/A | #N/A | #N/A | #N/A
FALSE | #N/A | #N/A | #N/A | #N/A | #N/A | #N/A | #N/A | #N/A | #N/A | #N/A |  |  |  | FALSE | #N/A | #N/A | #N/A | #N/A | #N/A | #N/A | #N/A | #N/A | #N/A | #N/A
FALSE | #N/A | #N/A | #N/A | #N/A | #N/A | #N/A | #N/A | #N/A | #N/A | #N/A |  |  |  | FALSE | #N/A | #N/A | #N/A | #N/A | #N/A | #N/A | #N/A | #N/A | #N/A | #N/A
FALSE | #N/A | #N/A | #N/A | #N/A | #N/A | #N/A | #N/A | #N/A | #N/A | #N/A |  |  |  | FALSE | #N/A | #N/A | #N/A | #N/A | #N/A | #N/A | #N/A | #N/A | #N/A | #N/A
FALSE | #N/A | #N/A | #N/A | #N/A | #N/A | #N/A | #N/A | #N/A | #N/A | #N/A |  |  |  | FALSE | #N/A | #N/A | #N/A | #N/A | #N/A | #N/A | #N/A | #N/A | #N/A | #N/A
FALSE | #N/A | #N/A | #N/A | #N/A | #N/A | #N/A | #N/A | #N/A | #N/A | #N/A |  |  |  | FALSE | #N/A | #N/A | #N/A | #N/A | #N/A | #N/A | #N/A | #N/A | #N/A | #N/A
FALSE | #N/A | #N/A | #N/A | #N/A | #N/A | #N/A | #N/A | #N/A | #N/A | #N/A |  |  |  | FALSE | #N/A | #N/A | #N/A | #N/A | #N/A | #N/A | #N/A | #N/A | #N/A | #N/A
FALSE | #N/A | #N/A | #N/A | #N/A | #N/A | #N/A | #N/A | #N/A | #N/A | #N/A |  |  |  | FALSE | #N/A | #N/A | #N/A | #N/A | #N/A | #N/A | #N/A | #N/A | #N/A | #N/A
FALSE | #N/A | #N/A | #N/A | #N/A | #N/A | #N/A | #N/A | #N/A | #N/A | #N/A |  |  |  | FALSE | #N/A | #N/A | #N/A | #N/A | #N/A | #N/A | #N/A | #N/A | #N/A | #N/A
FALSE | #N/A | #N/A | #N/A | #N/A | #N/A | #N/A | #N/A | #N/A | #N/A | #N/A |  |  |  | FALSE | #N/A | #N/A | #N/A | #N/A | #N/A | #N/A | #N/A | #N/A | #N/A | #N/A
FALSE | #N/A | #N/A | #N/A | #N/A | #N/A | #N/A | #N/A | #N/A | #N/A | #N/A |  |  |  | FALSE | #N/A | #N/A | #N/A | #N/A | #N/A | #N/A | #N/A | #N/A | #N/A | #N/A
FALSE | #N/A | #N/A | #N/A | #N/A | #N/A | #N/A | #N/A | #N/A | #N/A | #N/A |  |  |  | FALSE | #N/A | #N/A | #N/A | #N/A | #N/A | #N/A | #N/A | #N/A | #N/A | #N/A
FALSE | #N/A | #N/A | #N/A | #N/A | #N/A | #N/A | #N/A | #N/A | #N/A | #N/A |  |  |  | FALSE | #N/A | #N/A | #N/A | #N/A | #N/A | #N/A | #N/A | #N/A | #N/A | #N/A
FALSE | #N/A | #N/A | #N/A | #N/A | #N/A | #N/A | #N/A | #N/A | #N/A | #N/A |  |  |  | FALSE | #N/A | #N/A | #N/A | #N/A | #N/A | #N/A | #N/A | #N/A | #N/A | #N/A
FALSE | #N/A | #N/A | #N/A | #N/A | #N/A | #N/A | #N/A | #N/A | #N/A | #N/A |  |  |  | FALSE | #N/A | #N/A | #N/A | #N/A | #N/A | #N/A | #N/A | #N/A | #N/A | #N/A
FALSE | #N/A | #N/A | #N/A | #N/A | #N/A | #N/A | #N/A | #N/A | #N/A | #N/A |  |  |  | FALSE | #N/A | #N/A | #N/A | #N/A | #N/A | #N/A | #N/A | #N/A | #N/A | #N/A
FALSE | #N/A | #N/A | #N/A | #N/A | #N/A | #N/A | #N/A | #N/A | #N/A | #N/A |  |  |  | FALSE | #N/A | #N/A | #N/A | #N/A | #N/A | #N/A | #N/A | #N/A | #N/A | #N/A
FALSE | #N/A | #N/A | #N/A | #N/A | #N/A | #N/A | #N/A | #N/A | #N/A | #N/A |  |  |  | FALSE | #N/A | #N/A | #N/A | #N/A | #N/A | #N/A | #N/A | #N/A | #N/A | #N/A
FALSE | #N/A | #N/A | #N/A | #N/A | #N/A | #N/A | #N/A | #N/A | #N/A | #N/A |  |  |  | FALSE | #N/A | #N/A | #N/A | #N/A | #N/A | #N/A | #N/A | #N/A | #N/A | #N/A
FALSE | #N/A | #N/A | #N/A | #N/A | #N/A | #N/A | #N/A | #N/A | #N/A | #N/A |  |  |  | FALSE | #N/A | #N/A | #N/A | #N/A | #N/A | #N/A | #N/A | #N/A | #N/A | #N/A
FALSE | #N/A | #N/A | #N/A | #N/A | #N/A | #N/A | #N/A | #N/A | #N/A | #N/A |  |  |  | FALSE | #N/A | #N/A | #N/A | #N/A | #N/A | #N/A | #N/A | #N/A | #N/A | #N/A
FALSE | #N/A | #N/A | #N/A | #N/A | #N/A | #N/A | #N/A | #N/A | #N/A | #N/A |  |  |  | FALSE | #N/A | #N/A | #N/A | #N/A | #N/A | #N/A | #N/A | #N/A | #N/A | #N/A
FALSE | #N/A | #N/A | #N/A | #N/A | #N/A | #N/A | #N/A | #N/A | #N/A | #N/A |  |  |  | FALSE | #N/A | #N/A | #N/A | #N/A | #N/A | #N/A | #N/A | #N/A | #N/A | #N/A
FALSE | #N/A | #N/A | #N/A | #N/A | #N/A | #N/A | #N/A | #N/A | #N/A | #N/A |  |  |  | FALSE | #N/A | #N/A | #N/A | #N/A | #N/A | #N/A | #N/A | #N/A | #N/A | #N/A
FALSE | #N/A | #N/A | #N/A | #N/A | #N/A | #N/A | #N/A | #N/A | #N/A | #N/A |  |  |  | FALSE | #N/A | #N/A | #N/A | #N/A | #N/A | #N/A | #N/A | #N/A | #N/A | #N/A
FALSE | #N/A | #N/A | #N/A | #N/A | #N/A | #N/A | #N/A | #N/A | #N/A | #N/A |  |  |  | FALSE | #N/A | #N/A | #N/A | #N/A | #N/A | #N/A | #N/A | #N/A | #N/A | #N/A
FALSE | #N/A | #N/A | #N/A | #N/A | #N/A | #N/A | #N/A | #N/A | #N/A | #N/A |  |  |  | FALSE | #N/A | #N/A | #N/A | #N/A | #N/A | #N/A | #N/A | #N/A | #N/A | #N/A
FALSE | #N/A | #N/A | #N/A | #N/A | #N/A | #N/A | #N/A | #N/A | #N/A | #N/A |  |  |  | FALSE | #N/A | #N/A | #N/A | #N/A | #N/A | #N/A | #N/A | #N/A | #N/A | #N/A
FALSE | #N/A | #N/A | #N/A | #N/A | #N/A | #N/A | #N/A | #N/A | #N/A | #N/A |  |  |  | FALSE | #N/A | #N/A | #N/A | #N/A | #N/A | #N/A | #N/A | #N/A | #N/A | #N/A
FALSE | #N/A | #N/A | #N/A | #N/A | #N/A | #N/A | #N/A | #N/A | #N/A | #N/A |  |  |  | FALSE | #N/A | #N/A | #N/A | #N/A | #N/A | #N/A | #N/A | #N/A | #N/A | #N/A
FALSE | #N/A | #N/A | #N/A | #N/A | #N/A | #N/A | #N/A | #N/A | #N/A | #N/A |  |  |  | FALSE | #N/A | #N/A | #N/A | #N/A | #N/A | #N/A | #N/A | #N/A | #N/A | #N/A
FALSE | #N/A | #N/A | #N/A | #N/A | #N/A | #N/A | #N/A | #N/A | #N/A | #N/A |  |  |  | FALSE | #N/A | #N/A | #N/A | #N/A | #N/A | #N/A | #N/A | #N/A | #N/A | #N/A
FALSE | #N/A | #N/A | #N/A | #N/A | #N/A | #N/A | #N/A | #N/A | #N/A | #N/A |  |  |  | FALSE | #N/A | #N/A | #N/A | #N/A | #N/A | #N/A | #N/A | #N/A | #N/A | #N/A
FALSE | #N/A | #N/A | #N/A | #N/A | #N/A | #N/A | #N/A | #N/A | #N/A | #N/A |  |  |  | FALSE | #N/A | #N/A | #N/A | #N/A | #N/A | #N/A | #N/A | #N/A | #N/A | #N/A
FALSE | #N/A | #N/A | #N/A | #N/A | #N/A | #N/A | #N/A | #N/A | #N/A | #N/A |  |  |  | FALSE | #N/A | #N/A | #N/A | #N/A | #N/A | #N/A | #N/A | #N/A | #N/A | #N/A
FALSE | #N/A | #N/A | #N/A | #N/A | #N/A | #N/A | #N/A | #N/A | #N/A | #N/A |  |  |  | FALSE | #N/A | #N/A | #N/A | #N/A | #N/A | #N/A | #N/A | #N/A | #N/A | #N/A
FALSE | #N/A | #N/A | #N/A | #N/A | #N/A | #N/A | #N/A | #N/A | #N/A | #N/A |  |  |  | FALSE | #N/A | #N/A | #N/A | #N/A | #N/A | #N/A | #N/A | #N/A | #N/A | #N/A
FALSE | #N/A | #N/A | #N/A | #N/A | #N/A | #N/A | #N/A | #N/A | #N/A | #N/A |  |  |  | FALSE | #N/A | #N/A | #N/A | #N/A | #N/A | #N/A | #N/A | #N/A | #N/A | #N/A
FALSE | #N/A | #N/A | #N/A | #N/A | #N/A | #N/A | #N/A | #N/A | #N/A | #N/A |  |  |  | FALSE | #N/A | #N/A | #N/A | #N/A | #N/A | #N/A | #N/A | #N/A | #N/A | #N/A
FALSE | #N/A | #N/A | #N/A | #N/A | #N/A | #N/A | #N/A | #N/A | #N/A | #N/A |  |  |  | FALSE | #N/A | #N/A | #N/A | #N/A | #N/A | #N/A | #N/A | #N/A | #N/A | #N/A
FALSE | #N/A | #N/A | #N/A | #N/A | #N/A | #N/A | #N/A | #N/A | #N/A | #N/A |  |  |  | FALSE | #N/A | #N/A | #N/A | #N/A | #N/A | #N/A | #N/A | #N/A | #N/A | #N/A
FALSE | #N/A | #N/A | #N/A | #N/A | #N/A | #N/A | #N/A | #N/A | #N/A | #N/A |  |  |  | FALSE | #N/A | #N/A | #N/A | #N/A | #N/A | #N/A | #N/A | #N/A | #N/A | #N/A
FALSE | #N/A | #N/A | #N/A | #N/A | #N/A | #N/A | #N/A | #N/A | #N/A | #N/A |  |  |  | FALSE | #N/A | #N/A | #N/A | #N/A | #N/A | #N/A | #N/A | #N/A | #N/A | #N/A
FALSE | #N/A | #N/A | #N/A | #N/A | #N/A | #N/A | #N/A | #N/A | #N/A | #N/A |  |  |  | FALSE | #N/A | #N/A | #N/A | #N/A | #N/A | #N/A | #N/A | #N/A | #N/A | #N/A
FALSE | #N/A | #N/A | #N/A | #N/A | #N/A | #N/A | #N/A | #N/A | #N/A | #N/A |  |  |  | FALSE | #N/A | #N/A | #N/A | #N/A | #N/A | #N/A | #N/A | #N/A | #N/A | #N/A
FALSE | #N/A | #N/A | #N/A | #N/A | #N/A | #N/A | #N/A | #N/A | #N/A | #N/A |  |  |  | FALSE | #N/A | #N/A | #N/A | #N/A | #N/A | #N/A | #N/A | #N/A | #N/A | #N/A
FALSE | #N/A | #N/A | #N/A | #N/A | #N/A | #N/A | #N/A | #N/A | #N/A | #N/A |  |  |  | FALSE | #N/A | #N/A | #N/A | #N/A | #N/A | #N/A | #N/A | #N/A | #N/A | #N/A
FALSE | #N/A | #N/A | #N/A | #N/A | #N/A | #N/A | #N/A | #N/A | #N/A | #N/A |  |  |  | FALSE | #N/A | #N/A | #N/A | #N/A | #N/A | #N/A | #N/A | #N/A | #N/A | #N/A
FALSE | #N/A | #N/A | #N/A | #N/A | #N/A | #N/A | #N/A | #N/A | #N/A | #N/A |  |  |  | FALSE | #N/A | #N/A | #N/A | #N/A | #N/A | #N/A | #N/A | #N/A | #N/A | #N/A
FALSE | #N/A | #N/A | #N/A | #N/A | #N/A | #N/A | #N/A | #N/A | #N/A | #N/A |  |  |  | FALSE | #N/A | #N/A | #N/A | #N/A | #N/A | #N/A | #N/A | #N/A | #N/A | #N/A
FALSE | #N/A | #N/A | #N/A | #N/A | #N/A | #N/A | #N/A | #N/A | #N/A | #N/A |  |  |  | FALSE | #N/A | #N/A | #N/A | #N/A | #N/A | #N/A | #N/A | #N/A | #N/A | #N/A
FALSE | #N/A | #N/A | #N/A | #N/A | #N/A | #N/A | #N/A | #N/A | #N/A | #N/A |  |  |  | FALSE | #N/A | #N/A | #N/A | #N/A | #N/A | #N/A | #N/A | #N/A | #N/A | #N/A
FALSE | #N/A | #N/A | #N/A | #N/A | #N/A | #N/A | #N/A | #N/A | #N/A | #N/A |  |  |  | FALSE | #N/A | #N/A | #N/A | #N/A | #N/A | #N/A | #N/A | #N/A | #N/A | #N/A
FALSE | #N/A | #N/A | #N/A | #N/A | #N/A | #N/A | #N/A | #N/A | #N/A | #N/A |  |  |  | FALSE | #N/A | #N/A | #N/A | #N/A | #N/A | #N/A | #N/A | #N/A | #N/A | #N/A
FALSE | #N/A | #N/A | #N/A | #N/A | #N/A | #N/A | #N/A | #N/A | #N/A | #N/A |  |  |  | FALSE | #N/A | #N/A | #N/A | #N/A | #N/A | #N/A | #N/A | #N/A | #N/A | #N/A
FALSE | #N/A | #N/A | #N/A | #N/A | #N/A | #N/A | #N/A | #N/A | #N/A | #N/A |  |  |  | FALSE | #N/A | #N/A | #N/A | #N/A | #N/A | #N/A | #N/A | #N/A | #N/A | #N/A
FALSE | #N/A | #N/A | #N/A | #N/A | #N/A | #N/A | #N/A | #N/A | #N/A | #N/A |  |  |  | FALSE | #N/A | #N/A | #N/A | #N/A | #N/A | #N/A | #N/A | #N/A | #N/A | #N/A
FALSE | #N/A | #N/A | #N/A | #N/A | #N/A | #N/A | #N/A | #N/A | #N/A | #N/A |  |  |  | FALSE | #N/A | #N/A | #N/A | #N/A | #N/A | #N/A | #N/A | #N/A | #N/A | #N/A
FALSE | #N/A | #N/A | #N/A | #N/A | #N/A | #N/A | #N/A | #N/A | #N/A | #N/A |  |  |  | FALSE | #N/A | #N/A | #N/A | #N/A | #N/A | #N/A | #N/A | #N/A | #N/A | #N/A
FALSE | #N/A | #N/A | #N/A | #N/A | #N/A | #N/A | #N/A | #N/A | #N/A | #N/A |  |  |  | FALSE | #N/A | #N/A | #N/A | #N/A | #N/A | #N/A | #N/A | #N/A | #N/A | #N/A
FALSE | #N/A | #N/A | #N/A | #N/A | #N/A | #N/A | #N/A | #N/A | #N/A | #N/A |  |  |  | FALSE | #N/A | #N/A | #N/A | #N/A | #N/A | #N/A | #N/A | #N/A | #N/A | #N/A
FALSE | #N/A | #N/A | #N/A | #N/A | #N/A | #N/A | #N/A | #N/A | #N/A | #N/A |  |  |  | FALSE | #N/A | #N/A | #N/A | #N/A | #N/A | #N/A | #N/A | #N/A | #N/A | #N/A
FALSE | #N/A | #N/A | #N/A | #N/A | #N/A | #N/A | #N/A | #N/A | #N/A | #N/A |  |  |  | FALSE | #N/A | #N/A | #N/A | #N/A | #N/A | #N/A | #N/A | #N/A | #N/A | #N/A
FALSE | #N/A | #N/A | #N/A | #N/A | #N/A | #N/A | #N/A | #N/A | #N/A | #N/A |  |  |  | FALSE | #N/A | #N/A | #N/A | #N/A | #N/A | #N/A | #N/A | #N/A | #N/A | #N/A
FALSE | #N/A | #N/A | #N/A | #N/A | #N/A | #N/A | #N/A | #N/A | #N/A | #N/A |  |  |  | FALSE | #N/A | #N/A | #N/A | #N/A | #N/A | #N/A | #N/A | #N/A | #N/A | #N/A
FALSE | #N/A | #N/A | #N/A | #N/A | #N/A | #N/A | #N/A | #N/A | #N/A | #N/A |  |  |  | FALSE | #N/A | #N/A | #N/A | #N/A | #N/A | #N/A | #N/A | #N/A | #N/A | #N/A
FALSE | #N/A | #N/A | #N/A | #N/A | #N/A | #N/A | #N/A | #N/A | #N/A | #N/A |  |  |  | FALSE | #N/A | #N/A | #N/A | #N/A | #N/A | #N/A | #N/A | #N/A | #N/A | #N/A
FALSE | #N/A | #N/A | #N/A | #N/A | #N/A | #N/A | #N/A | #N/A | #N/A | #N/A |  |  |  | FALSE | #N/A | #N/A | #N/A | #N/A | #N/A | #N/A | #N/A | #N/A | #N/A | #N/A
FALSE | #N/A | #N/A | #N/A | #N/A | #N/A | #N/A | #N/A | #N/A | #N/A | #N/A |  |  |  | FALSE | #N/A | #N/A | #N/A | #N/A | #N/A | #N/A | #N/A | #N/A | #N/A | #N/A
FALSE | #N/A | #N/A | #N/A | #N/A | #N/A | #N/A | #N/A | #N/A | #N/A | #N/A |  |  |  | FALSE | #N/A | #N/A | #N/A | #N/A | #N/A | #N/A | #N/A | #N/A | #N/A | #N/A
FALSE | #N/A | #N/A | #N/A | #N/A | #N/A | #N/A | #N/A | #N/A | #N/A | #N/A |  |  |  | FALSE | #N/A | #N/A | #N/A | #N/A | #N/A | #N/A | #N/A | #N/A | #N/A | #N/A
FALSE | #N/A | #N/A | #N/A | #N/A | #N/A | #N/A | #N/A | #N/A | #N/A | #N/A |  |  |  | FALSE | #N/A | #N/A | #N/A | #N/A | #N/A | #N/A | #N/A | #N/A | #N/A | #N/A
FALSE | #N/A | #N/A | #N/A | #N/A | #N/A | #N/A | #N/A | #N/A | #N/A | #N/A |  |  |  | FALSE | #N/A | #N/A | #N/A | #N/A | #N/A | #N/A | #N/A | #N/A | #N/A | #N/A
FALSE | #N/A | #N/A | #N/A | #N/A | #N/A | #N/A | #N/A | #N/A | #N/A | #N/A |  |  |  | FALSE | #N/A | #N/A | #N/A | #N/A | #N/A | #N/A | #N/A | #N/A | #N/A | #N/A
FALSE | #N/A | #N/A | #N/A | #N/A | #N/A | #N/A | #N/A | #N/A | #N/A | #N/A |  |  |  | FALSE | #N/A | #N/A | #N/A | #N/A | #N/A | #N/A | #N/A | #N/A | #N/A | #N/A
FALSE | #N/A | #N/A | #N/A | #N/A | #N/A | #N/A | #N/A | #N/A | #N/A | #N/A |  |  |  | FALSE | #N/A | #N/A | #N/A | #N/A | #N/A | #N/A | #N/A | #N/A | #N/A | #N/A
FALSE | #N/A | #N/A | #N/A | #N/A | #N/A | #N/A | #N/A | #N/A | #N/A | #N/A |  |  |  | FALSE | #N/A | #N/A | #N/A | #N/A | #N/A | #N/A | #N/A | #N/A | #N/A | #N/A
FALSE | #N/A | #N/A | #N/A | #N/A | #N/A | #N/A | #N/A | #N/A | #N/A | #N/A |  |  |  | FALSE | #N/A | #N/A | #N/A | #N/A | #N/A | #N/A | #N/A | #N/A | #N/A | #N/A
FALSE | #N/A | #N/A | #N/A | #N/A | #N/A | #N/A | #N/A | #N/A | #N/A | #N/A |  |  |  | FALSE | #N/A | #N/A | #N/A | #N/A | #N/A | #N/A | #N/A | #N/A | #N/A | #N/A
FALSE | #N/A | #N/A | #N/A | #N/A | #N/A | #N/A | #N/A | #N/A | #N/A | #N/A |  |  |  | FALSE | #N/A | #N/A | #N/A | #N/A | #N/A | #N/A | #N/A | #N/A | #N/A | #N/A
FALSE | #N/A | #N/A | #N/A | #N/A | #N/A | #N/A | #N/A | #N/A | #N/A | #N/A |  |  |  | FALSE | #N/A | #N/A | #N/A | #N/A | #N/A | #N/A | #N/A | #N/A | #N/A | #N/A
FALSE | #N/A | #N/A | #N/A | #N/A | #N/A | #N/A | #N/A | #N/A | #N/A | #N/A |  |  |  | FALSE | #N/A | #N/A | #N/A | #N/A | #N/A | #N/A | #N/A | #N/A | #N/A | #N/A
FALSE | #N/A | #N/A | #N/A | #N/A | #N/A | #N/A | #N/A | #N/A | #N/A | #N/A |  |  |  | FALSE | #N/A | #N/A | #N/A | #N/A | #N/A | #N/A | #N/A | #N/A | #N/A | #N/A
FALSE | #N/A | #N/A | #N/A | #N/A | #N/A | #N/A | #N/A | #N/A | #N/A | #N/A |  |  |  | FALSE | #N/A | #N/A | #N/A | #N/A | #N/A | #N/A | #N/A | #N/A | #N/A | #N/A
FALSE | #N/A | #N/A | #N/A | #N/A | #N/A | #N/A | #N/A | #N/A | #N/A | #N/A |  |  |  | FALSE | #N/A | #N/A | #N/A | #N/A | #N/A | #N/A | #N/A | #N/A | #N/A | #N/A
FALSE | #N/A | #N/A | #N/A | #N/A | #N/A | #N/A | #N/A | #N/A | #N/A | #N/A |  |  |  | FALSE | #N/A | #N/A | #N/A | #N/A | #N/A | #N/A | #N/A | #N/A | #N/A | #N/A
FALSE | #N/A | #N/A | #N/A | #N/A | #N/A | #N/A | #N/A | #N/A | #N/A | #N/A |  |  |  | FALSE | #N/A | #N/A | #N/A | #N/A | #N/A | #N/A | #N/A | #N/A | #N/A | #N/A
FALSE | #N/A | #N/A | #N/A | #N/A | #N/A | #N/A | #N/A | #N/A | #N/A | #N/A |  |  |  | FALSE | #N/A | #N/A | #N/A | #N/A | #N/A | #N/A | #N/A | #N/A | #N/A | #N/A
FALSE | #N/A | #N/A | #N/A | #N/A | #N/A | #N/A | #N/A | #N/A | #N/A | #N/A |  |  |  | FALSE | #N/A | #N/A | #N/A | #N/A | #N/A | #N/A | #N/A | #N/A | #N/A | #N/A
FALSE | #N/A | #N/A | #N/A | #N/A | #N/A | #N/A | #N/A | #N/A | #N/A | #N/A |  |  |  | FALSE | #N/A | #N/A | #N/A | #N/A | #N/A | #N/A | #N/A | #N/A | #N/A | #N/A
FALSE | #N/A | #N/A | #N/A | #N/A | #N/A | #N/A | #N/A | #N/A | #N/A | #N/A |  |  |  | FALSE | #N/A | #N/A | #N/A | #N/A | #N/A | #N/A | #N/A | #N/A | #N/A | #N/A
FALSE | #N/A | #N/A | #N/A | #N/A | #N/A | #N/A | #N/A | #N/A | #N/A | #N/A |  |  |  | FALSE | #N/A | #N/A | #N/A | #N/A | #N/A | #N/A | #N/A | #N/A | #N/A | #N/A
FALSE | #N/A | #N/A | #N/A | #N/A | #N/A | #N/A | #N/A | #N/A | #N/A | #N/A |  |  |  | FALSE | #N/A | #N/A | #N/A | #N/A | #N/A | #N/A | #N/A | #N/A | #N/A | #N/A
FALSE | #N/A | #N/A | #N/A | #N/A | #N/A | #N/A | #N/A | #N/A | #N/A | #N/A |  |  |  | FALSE | #N/A | #N/A | #N/A | #N/A | #N/A | #N/A | #N/A | #N/A | #N/A | #N/A
FALSE | #N/A | #N/A | #N/A | #N/A | #N/A | #N/A | #N/A | #N/A | #N/A | #N/A |  |  |  | FALSE | #N/A | #N/A | #N/A | #N/A | #N/A | #N/A | #N/A | #N/A | #N/A | #N/A
FALSE | #N/A | #N/A | #N/A | #N/A | #N/A | #N/A | #N/A | #N/A | #N/A | #N/A |  |  |  | FALSE | #N/A | #N/A | #N/A | #N/A | #N/A | #N/A | #N/A | #N/A | #N/A | #N/A
FALSE | #N/A | #N/A | #N/A | #N/A | #N/A | #N/A | #N/A | #N/A | #N/A | #N/A |  |  |  | FALSE | #N/A | #N/A | #N/A | #N/A | #N/A | #N/A | #N/A | #N/A | #N/A | #N/A
FALSE | #N/A | #N/A | #N/A | #N/A | #N/A | #N/A | #N/A | #N/A | #N/A | #N/A |  |  |  | FALSE | #N/A | #N/A | #N/A | #N/A | #N/A | #N/A | #N/A | #N/A | #N/A | #N/A
FALSE | #N/A | #N/A | #N/A | #N/A | #N/A | #N/A | #N/A | #N/A | #N/A | #N/A |  |  |  | FALSE | #N/A | #N/A | #N/A | #N/A | #N/A | #N/A | #N/A | #N/A | #N/A | #N/A
FALSE | #N/A | #N/A | #N/A | #N/A | #N/A | #N/A | #N/A | #N/A | #N/A | #N/A |  |  |  | FALSE | #N/A | #N/A | #N/A | #N/A | #N/A | #N/A | #N/A | #N/A | #N/A | #N/A
FALSE | #N/A | #N/A | #N/A | #N/A | #N/A | #N/A | #N/A | #N/A | #N/A | #N/A |  |  |  | FALSE | #N/A | #N/A | #N/A | #N/A | #N/A | #N/A | #N/A | #N/A | #N/A | #N/A
FALSE | #N/A | #N/A | #N/A | #N/A | #N/A | #N/A | #N/A | #N/A | #N/A | #N/A |  |  |  | FALSE | #N/A | #N/A | #N/A | #N/A | #N/A | #N/A | #N/A | #N/A | #N/A | #N/A
FALSE | #N/A | #N/A | #N/A | #N/A | #N/A | #N/A | #N/A | #N/A | #N/A | #N/A |  |  |  | FALSE | #N/A | #N/A | #N/A | #N/A | #N/A | #N/A | #N/A | #N/A | #N/A | #N/A
FALSE | #N/A | #N/A | #N/A | #N/A | #N/A | #N/A | #N/A | #N/A | #N/A | #N/A |  |  |  | FALSE | #N/A | #N/A | #N/A | #N/A | #N/A | #N/A | #N/A | #N/A | #N/A | #N/A
FALSE | #N/A | #N/A | #N/A | #N/A | #N/A | #N/A | #N/A | #N/A | #N/A | #N/A |  |  |  | FALSE | #N/A | #N/A | #N/A | #N/A | #N/A | #N/A | #N/A | #N/A | #N/A | #N/A
FALSE | #N/A | #N/A | #N/A | #N/A | #N/A | #N/A | #N/A | #N/A | #N/A | #N/A |  |  |  | FALSE | #N/A | #N/A | #N/A | #N/A | #N/A | #N/A | #N/A | #N/A | #N/A | #N/A
FALSE | #N/A | #N/A | #N/A | #N/A | #N/A | #N/A | #N/A | #N/A | #N/A | #N/A |  |  |  | FALSE | #N/A | #N/A | #N/A | #N/A | #N/A | #N/A | #N/A | #N/A | #N/A | #N/A
FALSE | #N/A | #N/A | #N/A | #N/A | #N/A | #N/A | #N/A | #N/A | #N/A | #N/A |  |  |  | FALSE | #N/A | #N/A | #N/A | #N/A | #N/A | #N/A | #N/A | #N/A | #N/A | #N/A
FALSE | #N/A | #N/A | #N/A | #N/A | #N/A | #N/A | #N/A | #N/A | #N/A | #N/A |  |  |  | FALSE | #N/A | #N/A | #N/A | #N/A | #N/A | #N/A | #N/A | #N/A | #N/A | #N/A
FALSE | #N/A | #N/A | #N/A | #N/A | #N/A | #N/A | #N/A | #N/A | #N/A | #N/A |  |  |  | FALSE | #N/A | #N/A | #N/A | #N/A | #N/A | #N/A | #N/A | #N/A | #N/A | #N/A
FALSE | #N/A | #N/A | #N/A | #N/A | #N/A | #N/A | #N/A | #N/A | #N/A | #N/A |  |  |  | FALSE | #N/A | #N/A | #N/A | #N/A | #N/A | #N/A | #N/A | #N/A | #N/A | #N/A
FALSE | #N/A | #N/A | #N/A | #N/A | #N/A | #N/A | #N/A | #N/A | #N/A | #N/A |  |  |  | FALSE | #N/A | #N/A | #N/A | #N/A | #N/A | #N/A | #N/A | #N/A | #N/A | #N/A
FALSE | #N/A | #N/A | #N/A | #N/A | #N/A | #N/A | #N/A | #N/A | #N/A | #N/A |  |  |  | FALSE | #N/A | #N/A | #N/A | #N/A | #N/A | #N/A | #N/A | #N/A | #N/A | #N/A
FALSE | #N/A | #N/A | #N/A | #N/A | #N/A | #N/A | #N/A | #N/A | #N/A | #N/A |  |  |  | FALSE | #N/A | #N/A | #N/A | #N/A | #N/A | #N/A | #N/A | #N/A | #N/A | #N/A
FALSE | #N/A | #N/A | #N/A | #N/A | #N/A | #N/A | #N/A | #N/A | #N/A | #N/A |  |  |  | FALSE | #N/A | #N/A | #N/A | #N/A | #N/A | #N/A | #N/A | #N/A | #N/A | #N/A
FALSE | #N/A | #N/A | #N/A | #N/A | #N/A | #N/A | #N/A | #N/A | #N/A | #N/A |  |  |  | FALSE | #N/A | #N/A | #N/A | #N/A | #N/A | #N/A | #N/A | #N/A | #N/A | #N/A
FALSE | #N/A | #N/A | #N/A | #N/A | #N/A | #N/A | #N/A | #N/A | #N/A | #N/A |  |  |  | FALSE | #N/A | #N/A | #N/A | #N/A | #N/A | #N/A | #N/A | #N/A | #N/A | #N/A
FALSE | #N/A | #N/A | #N/A | #N/A | #N/A | #N/A | #N/A | #N/A | #N/A | #N/A |  |  |  | FALSE | #N/A | #N/A | #N/A | #N/A | #N/A | #N/A | #N/A | #N/A | #N/A | #N/A
FALSE | #N/A | #N/A | #N/A | #N/A | #N/A | #N/A | #N/A | #N/A | #N/A | #N/A |  |  |  | FALSE | #N/A | #N/A | #N/A | #N/A | #N/A | #N/A | #N/A | #N/A | #N/A | #N/A
FALSE | #N/A | #N/A | #N/A | #N/A | #N/A | #N/A | #N/A | #N/A | #N/A | #N/A |  |  |  | FALSE | #N/A | #N/A | #N/A | #N/A | #N/A | #N/A | #N/A | #N/A | #N/A | #N/A
FALSE | #N/A | #N/A | #N/A | #N/A | #N/A | #N/A | #N/A | #N/A | #N/A | #N/A |  |  |  | FALSE | #N/A | #N/A | #N/A | #N/A | #N/A | #N/A | #N/A | #N/A | #N/A | #N/A
FALSE | #N/A | #N/A | #N/A | #N/A | #N/A | #N/A | #N/A | #N/A | #N/A | #N/A |  |  |  | FALSE | #N/A | #N/A | #N/A | #N/A | #N/A | #N/A | #N/A | #N/A | #N/A | #N/A
FALSE | #N/A | #N/A | #N/A | #N/A | #N/A | #N/A | #N/A | #N/A | #N/A | #N/A |  |  |  | FALSE | #N/A | #N/A | #N/A | #N/A | #N/A | #N/A | #N/A | #N/A | #N/A | #N/A
FALSE | #N/A | #N/A | #N/A | #N/A | #N/A | #N/A | #N/A | #N/A | #N/A | #N/A |  |  |  | FALSE | #N/A | #N/A | #N/A | #N/A | #N/A | #N/A | #N/A | #N/A | #N/A | #N/A
FALSE | #N/A | #N/A | #N/A | #N/A | #N/A | #N/A | #N/A | #N/A | #N/A | #N/A |  |  |  | FALSE | #N/A | #N/A | #N/A | #N/A | #N/A | #N/A | #N/A | #N/A | #N/A | #N/A
FALSE | #N/A | #N/A | #N/A | #N/A | #N/A | #N/A | #N/A | #N/A | #N/A | #N/A |  |  |  | FALSE | #N/A | #N/A | #N/A | #N/A | #N/A | #N/A | #N/A | #N/A | #N/A | #N/A
FALSE | #N/A | #N/A | #N/A | #N/A | #N/A | #N/A | #N/A | #N/A | #N/A | #N/A |  |  |  | FALSE | #N/A | #N/A | #N/A | #N/A | #N/A | #N/A | #N/A | #N/A | #N/A | #N/A
FALSE | #N/A | #N/A | #N/A | #N/A | #N/A | #N/A | #N/A | #N/A | #N/A | #N/A |  |  |  | FALSE | #N/A | #N/A | #N/A | #N/A | #N/A | #N/A | #N/A | #N/A | #N/A | #N/A
FALSE | #N/A | #N/A | #N/A | #N/A | #N/A | #N/A | #N/A | #N/A | #N/A | #N/A |  |  |  | FALSE | #N/A | #N/A | #N/A | #N/A | #N/A | #N/A | #N/A | #N/A | #N/A | #N/A
FALSE | #N/A | #N/A | #N/A | #N/A | #N/A | #N/A | #N/A | #N/A | #N/A | #N/A |  |  |  | FALSE | #N/A | #N/A | #N/A | #N/A | #N/A | #N/A | #N/A | #N/A | #N/A | #N/A
FALSE | #N/A | #N/A | #N/A | #N/A | #N/A | #N/A | #N/A | #N/A | #N/A | #N/A |  |  |  | FALSE | #N/A | #N/A | #N/A | #N/A | #N/A | #N/A | #N/A | #N/A | #N/A | #N/A
FALSE | #N/A | #N/A | #N/A | #N/A | #N/A | #N/A | #N/A | #N/A | #N/A | #N/A |  |  |  | FALSE | #N/A | #N/A | #N/A | #N/A | #N/A | #N/A | #N/A | #N/A | #N/A | #N/A
FALSE | #N/A | #N/A | #N/A | #N/A | #N/A | #N/A | #N/A | #N/A | #N/A | #N/A |  |  |  | FALSE | #N/A | #N/A | #N/A | #N/A | #N/A | #N/A | #N/A | #N/A | #N/A | #N/A
FALSE | #N/A | #N/A | #N/A | #N/A | #N/A | #N/A | #N/A | #N/A | #N/A | #N/A |  |  |  | FALSE | #N/A | #N/A | #N/A | #N/A | #N/A | #N/A | #N/A | #N/A | #N/A | #N/A
FALSE | #N/A | #N/A | #N/A | #N/A | #N/A | #N/A | #N/A | #N/A | #N/A | #N/A |  |  |  | FALSE | #N/A | #N/A | #N/A | #N/A | #N/A | #N/A | #N/A | #N/A | #N/A | #N/A
FALSE | #N/A | #N/A | #N/A | #N/A | #N/A | #N/A | #N/A | #N/A | #N/A | #N/A |  |  |  | FALSE | #N/A | #N/A | #N/A | #N/A | #N/A | #N/A | #N/A | #N/A | #N/A | #N/A
FALSE | #N/A | #N/A | #N/A | #N/A | #N/A | #N/A | #N/A | #N/A | #N/A | #N/A |  |  |  | FALSE | #N/A | #N/A | #N/A | #N/A | #N/A | #N/A | #N/A | #N/A | #N/A | #N/A
FALSE | #N/A | #N/A | #N/A | #N/A | #N/A | #N/A | #N/A | #N/A | #N/A | #N/A |  |  |  | FALSE | #N/A | #N/A | #N/A | #N/A | #N/A | #N/A | #N/A | #N/A | #N/A | #N/A
FALSE | #N/A | #N/A | #N/A | #N/A | #N/A | #N/A | #N/A | #N/A | #N/A | #N/A |  |  |  | FALSE | #N/A | #N/A | #N/A | #N/A | #N/A | #N/A | #N/A | #N/A | #N/A | #N/A
FALSE | #N/A | #N/A | #N/A | #N/A | #N/A | #N/A | #N/A | #N/A | #N/A | #N/A |  |  |  | FALSE | #N/A | #N/A | #N/A | #N/A | #N/A | #N/A | #N/A | #N/A | #N/A | #N/A
FALSE | #N/A | #N/A | #N/A | #N/A | #N/A | #N/A | #N/A | #N/A | #N/A | #N/A |  |  |  | FALSE | #N/A | #N/A | #N/A | #N/A | #N/A | #N/A | #N/A | #N/A | #N/A | #N/A
FALSE | #N/A | #N/A | #N/A | #N/A | #N/A | #N/A | #N/A | #N/A | #N/A | #N/A |  |  |  | FALSE | #N/A | #N/A | #N/A | #N/A | #N/A | #N/A | #N/A | #N/A | #N/A | #N/A
FALSE | #N/A | #N/A | #N/A | #N/A | #N/A | #N/A | #N/A | #N/A | #N/A | #N/A |  |  |  | FALSE | #N/A | #N/A | #N/A | #N/A | #N/A | #N/A | #N/A | #N/A | #N/A | #N/A
FALSE | #N/A | #N/A | #N/A | #N/A | #N/A | #N/A | #N/A | #N/A | #N/A | #N/A |  |  |  | FALSE | #N/A | #N/A | #N/A | #N/A | #N/A | #N/A | #N/A | #N/A | #N/A | #N/A
FALSE | #N/A | #N/A | #N/A | #N/A | #N/A | #N/A | #N/A | #N/A | #N/A | #N/A |  |  |  | FALSE | #N/A | #N/A | #N/A | #N/A | #N/A | #N/A | #N/A | #N/A | #N/A | #N/A
FALSE | #N/A | #N/A | #N/A | #N/A | #N/A | #N/A | #N/A | #N/A | #N/A | #N/A |  |  |  | FALSE | #N/A | #N/A | #N/A | #N/A | #N/A | #N/A | #N/A | #N/A | #N/A | #N/A
FALSE | #N/A | #N/A | #N/A | #N/A | #N/A | #N/A | #N/A | #N/A | #N/A | #N/A |  |  |  | FALSE | #N/A | #N/A | #N/A | #N/A | #N/A | #N/A | #N/A | #N/A | #N/A | #N/A
FALSE | #N/A | #N/A | #N/A | #N/A | #N/A | #N/A | #N/A | #N/A | #N/A | #N/A |  |  |  | FALSE | #N/A | #N/A | #N/A | #N/A | #N/A | #N/A | #N/A | #N/A | #N/A | #N/A
FALSE | #N/A | #N/A | #N/A | #N/A | #N/A | #N/A | #N/A | #N/A | #N/A | #N/A |  |  |  | FALSE | #N/A | #N/A | #N/A | #N/A | #N/A | #N/A | #N/A | #N/A | #N/A | #N/A
FALSE | #N/A | #N/A | #N/A | #N/A | #N/A | #N/A | #N/A | #N/A | #N/A | #N/A |  |  |  | FALSE | #N/A | #N/A | #N/A | #N/A | #N/A | #N/A | #N/A | #N/A | #N/A | #N/A
FALSE | #N/A | #N/A | #N/A | #N/A | #N/A | #N/A | #N/A | #N/A | #N/A | #N/A |  |  |  | FALSE | #N/A | #N/A | #N/A | #N/A | #N/A | #N/A | #N/A | #N/A | #N/A | #N/A
FALSE | #N/A | #N/A | #N/A | #N/A | #N/A | #N/A | #N/A | #N/A | #N/A | #N/A |  |  |  | FALSE | #N/A | #N/A | #N/A | #N/A | #N/A | #N/A | #N/A | #N/A | #N/A | #N/A
FALSE | #N/A | #N/A | #N/A | #N/A | #N/A | #N/A | #N/A | #N/A | #N/A | #N/A |  |  |  | FALSE | #N/A | #N/A | #N/A | #N/A | #N/A | #N/A | #N/A | #N/A | #N/A | #N/A
FALSE | #N/A | #N/A | #N/A | #N/A | #N/A | #N/A | #N/A | #N/A | #N/A | #N/A |  |  |  | FALSE | #N/A | #N/A | #N/A | #N/A | #N/A | #N/A | #N/A | #N/A | #N/A | #N/A
FALSE | #N/A | #N/A | #N/A | #N/A | #N/A | #N/A | #N/A | #N/A | #N/A | #N/A |  |  |  | FALSE | #N/A | #N/A | #N/A | #N/A | #N/A | #N/A | #N/A | #N/A | #N/A | #N/A
FALSE | #N/A | #N/A | #N/A | #N/A | #N/A | #N/A | #N/A | #N/A | #N/A | #N/A |  |  |  | FALSE | #N/A | #N/A | #N/A | #N/A | #N/A | #N/A | #N/A | #N/A | #N/A | #N/A
FALSE | #N/A | #N/A | #N/A | #N/A | #N/A | #N/A | #N/A | #N/A | #N/A | #N/A |  |  |  | FALSE | #N/A | #N/A | #N/A | #N/A | #N/A | #N/A | #N/A | #N/A | #N/A | #N/A
FALSE | #N/A | #N/A | #N/A | #N/A | #N/A | #N/A | #N/A | #N/A | #N/A | #N/A |  |  |  | FALSE | #N/A | #N/A | #N/A | #N/A | #N/A | #N/A | #N/A | #N/A | #N/A | #N/A
FALSE | #N/A | #N/A | #N/A | #N/A | #N/A | #N/A | #N/A | #N/A | #N/A | #N/A |  |  |  | FALSE | #N/A | #N/A | #N/A | #N/A | #N/A | #N/A | #N/A | #N/A | #N/A | #N/A
FALSE | #N/A | #N/A | #N/A | #N/A | #N/A | #N/A | #N/A | #N/A | #N/A | #N/A |  |  |  | FALSE | #N/A | #N/A | #N/A | #N/A | #N/A | #N/A | #N/A | #N/A | #N/A | #N/A
FALSE | #N/A | #N/A | #N/A | #N/A | #N/A | #N/A | #N/A | #N/A | #N/A | #N/A |  |  |  | FALSE | #N/A | #N/A | #N/A | #N/A | #N/A | #N/A | #N/A | #N/A | #N/A | #N/A
FALSE | #N/A | #N/A | #N/A | #N/A | #N/A | #N/A | #N/A | #N/A | #N/A | #N/A |  |  |  | FALSE | #N/A | #N/A | #N/A | #N/A | #N/A | #N/A | #N/A | #N/A | #N/A | #N/A
FALSE | #N/A | #N/A | #N/A | #N/A | #N/A | #N/A | #N/A | #N/A | #N/A | #N/A |  |  |  | FALSE | #N/A | #N/A | #N/A | #N/A | #N/A | #N/A | #N/A | #N/A | #N/A | #N/A
FALSE | #N/A | #N/A | #N/A | #N/A | #N/A | #N/A | #N/A | #N/A | #N/A | #N/A |  |  |  | FALSE | #N/A | #N/A | #N/A | #N/A | #N/A | #N/A | #N/A | #N/A | #N/A | #N/A
FALSE | #N/A | #N/A | #N/A | #N/A | #N/A | #N/A | #N/A | #N/A | #N/A | #N/A |  |  |  | FALSE | #N/A | #N/A | #N/A | #N/A | #N/A | #N/A | #N/A | #N/A | #N/A | #N/A
FALSE | #N/A | #N/A | #N/A | #N/A | #N/A | #N/A | #N/A | #N/A | #N/A | #N/A |  |  |  | FALSE | #N/A | #N/A | #N/A | #N/A | #N/A | #N/A | #N/A | #N/A | #N/A | #N/A
FALSE | #N/A | #N/A | #N/A | #N/A | #N/A | #N/A | #N/A | #N/A | #N/A | #N/A |  |  |  | FALSE | #N/A | #N/A | #N/A | #N/A | #N/A | #N/A | #N/A | #N/A | #N/A | #N/A
FALSE | #N/A | #N/A | #N/A | #N/A | #N/A | #N/A | #N/A | #N/A | #N/A | #N/A |  |  |  | FALSE | #N/A | #N/A | #N/A | #N/A | #N/A | #N/A | #N/A | #N/A | #N/A | #N/A
FALSE | #N/A | #N/A | #N/A | #N/A | #N/A | #N/A | #N/A | #N/A | #N/A | #N/A |  |  |  | FALSE | #N/A | #N/A | #N/A | #N/A | #N/A | #N/A | #N/A | #N/A | #N/A | #N/A
FALSE | #N/A | #N/A | #N/A | #N/A | #N/A | #N/A | #N/A | #N/A | #N/A | #N/A |  |  |  | FALSE | #N/A | #N/A | #N/A | #N/A | #N/A | #N/A | #N/A | #N/A | #N/A | #N/A
FALSE | #N/A | #N/A | #N/A | #N/A | #N/A | #N/A | #N/A | #N/A | #N/A | #N/A |  |  |  | FALSE | #N/A | #N/A | #N/A | #N/A | #N/A | #N/A | #N/A | #N/A | #N/A | #N/A
FALSE | #N/A | #N/A | #N/A | #N/A | #N/A | #N/A | #N/A | #N/A | #N/A | #N/A |  |  |  | FALSE | #N/A | #N/A | #N/A | #N/A | #N/A | #N/A | #N/A | #N/A | #N/A | #N/A
FALSE | #N/A | #N/A | #N/A | #N/A | #N/A | #N/A | #N/A | #N/A | #N/A | #N/A |  |  |  | FALSE | #N/A | #N/A | #N/A | #N/A | #N/A | #N/A | #N/A | #N/A | #N/A | #N/A
FALSE | #N/A | #N/A | #N/A | #N/A | #N/A | #N/A | #N/A | #N/A | #N/A | #N/A |  |  |  | FALSE | #N/A | #N/A | #N/A | #N/A | #N/A | #N/A | #N/A | #N/A | #N/A | #N/A
FALSE | #N/A | #N/A | #N/A | #N/A | #N/A | #N/A | #N/A | #N/A | #N/A | #N/A |  |  |  | FALSE | #N/A | #N/A | #N/A | #N/A | #N/A | #N/A | #N/A | #N/A | #N/A | #N/A
FALSE | #N/A | #N/A | #N/A | #N/A | #N/A | #N/A | #N/A | #N/A | #N/A | #N/A |  |  |  | FALSE | #N/A | #N/A | #N/A | #N/A | #N/A | #N/A | #N/A | #N/A | #N/A | #N/A
FALSE | #N/A | #N/A | #N/A | #N/A | #N/A | #N/A | #N/A | #N/A | #N/A | #N/A |  |  |  | FALSE | #N/A | #N/A | #N/A | #N/A | #N/A | #N/A | #N/A | #N/A | #N/A | #N/A
FALSE | #N/A | #N/A | #N/A | #N/A | #N/A | #N/A | #N/A | #N/A | #N/A | #N/A |  |  |  | FALSE | #N/A | #N/A | #N/A | #N/A | #N/A | #N/A | #N/A | #N/A | #N/A | #N/A
FALSE | #N/A | #N/A | #N/A | #N/A | #N/A | #N/A | #N/A | #N/A | #N/A | #N/A |  |  |  | FALSE | #N/A | #N/A | #N/A | #N/A | #N/A | #N/A | #N/A | #N/A | #N/A | #N/A
FALSE | #N/A | #N/A | #N/A | #N/A | #N/A | #N/A | #N/A | #N/A | #N/A | #N/A |  |  |  | FALSE | #N/A | #N/A | #N/A | #N/A | #N/A | #N/A | #N/A | #N/A | #N/A | #N/A
FALSE | #N/A | #N/A | #N/A | #N/A | #N/A | #N/A | #N/A | #N/A | #N/A | #N/A |  |  |  | FALSE | #N/A | #N/A | #N/A | #N/A | #N/A | #N/A | #N/A | #N/A | #N/A | #N/A
FALSE | #N/A | #N/A | #N/A | #N/A | #N/A | #N/A | #N/A | #N/A | #N/A | #N/A |  |  |  | FALSE | #N/A | #N/A | #N/A | #N/A | #N/A | #N/A | #N/A | #N/A | #N/A | #N/A
FALSE | #N/A | #N/A | #N/A | #N/A | #N/A | #N/A | #N/A | #N/A | #N/A | #N/A |  |  |  | FALSE | #N/A | #N/A | #N/A | #N/A | #N/A | #N/A | #N/A | #N/A | #N/A | #N/A
FALSE | #N/A | #N/A | #N/A | #N/A | #N/A | #N/A | #N/A | #N/A | #N/A | #N/A |  |  |  | FALSE | #N/A | #N/A | #N/A | #N/A | #N/A | #N/A | #N/A | #N/A | #N/A | #N/A
FALSE | #N/A | #N/A | #N/A | #N/A | #N/A | #N/A | #N/A | #N/A | #N/A | #N/A |  |  |  | FALSE | #N/A | #N/A | #N/A | #N/A | #N/A | #N/A | #N/A | #N/A | #N/A | #N/A
FALSE | #N/A | #N/A | #N/A | #N/A | #N/A | #N/A | #N/A | #N/A | #N/A | #N/A |  |  |  | FALSE | #N/A | #N/A | #N/A | #N/A | #N/A | #N/A | #N/A | #N/A | #N/A | #N/A
FALSE | #N/A | #N/A | #N/A | #N/A | #N/A | #N/A | #N/A | #N/A | #N/A | #N/A |  |  |  | FALSE | #N/A | #N/A | #N/A | #N/A | #N/A | #N/A | #N/A | #N/A | #N/A | #N/A
FALSE | #N/A | #N/A | #N/A | #N/A | #N/A | #N/A | #N/A | #N/A | #N/A | #N/A |  |  |  | FALSE | #N/A | #N/A | #N/A | #N/A | #N/A | #N/A | #N/A | #N/A | #N/A | #N/A
FALSE | #N/A | #N/A | #N/A | #N/A | #N/A | #N/A | #N/A | #N/A | #N/A | #N/A |  |  |  | FALSE | #N/A | #N/A | #N/A | #N/A | #N/A | #N/A | #N/A | #N/A | #N/A | #N/A
FALSE | #N/A | #N/A | #N/A | #N/A | #N/A | #N/A | #N/A | #N/A | #N/A | #N/A |  |  |  | FALSE | #N/A | #N/A | #N/A | #N/A | #N/A | #N/A | #N/A | #N/A | #N/A | #N/A
FALSE | #N/A | #N/A | #N/A | #N/A | #N/A | #N/A | #N/A | #N/A | #N/A | #N/A |  |  |  | FALSE | #N/A | #N/A | #N/A | #N/A | #N/A | #N/A | #N/A | #N/A | #N/A | #N/A
FALSE | #N/A | #N/A | #N/A | #N/A | #N/A | #N/A | #N/A | #N/A | #N/A | #N/A |  |  |  | FALSE | #N/A | #N/A | #N/A | #N/A | #N/A | #N/A | #N/A | #N/A | #N/A | #N/A
FALSE | #N/A | #N/A | #N/A | #N/A | #N/A | #N/A | #N/A | #N/A | #N/A | #N/A |  |  |  | FALSE | #N/A | #N/A | #N/A | #N/A | #N/A | #N/A | #N/A | #N/A | #N/A | #N/A
FALSE | #N/A | #N/A | #N/A | #N/A | #N/A | #N/A | #N/A | #N/A | #N/A | #N/A |  |  |  | FALSE | #N/A | #N/A | #N/A | #N/A | #N/A | #N/A | #N/A | #N/A | #N/A | #N/A
FALSE | #N/A | #N/A | #N/A | #N/A | #N/A | #N/A | #N/A | #N/A | #N/A | #N/A |  |  |  | FALSE | #N/A | #N/A | #N/A | #N/A | #N/A | #N/A | #N/A | #N/A | #N/A | #N/A
FALSE | #N/A | #N/A | #N/A | #N/A | #N/A | #N/A | #N/A | #N/A | #N/A | #N/A |  |  |  | FALSE | #N/A | #N/A | #N/A | #N/A | #N/A | #N/A | #N/A | #N/A | #N/A | #N/A
FALSE | #N/A | #N/A | #N/A | #N/A | #N/A | #N/A | #N/A | #N/A | #N/A | #N/A |  |  |  | FALSE | #N/A | #N/A | #N/A | #N/A | #N/A | #N/A | #N/A | #N/A | #N/A | #N/A
FALSE | #N/A | #N/A | #N/A | #N/A | #N/A | #N/A | #N/A | #N/A | #N/A | #N/A |  |  |  | FALSE | #N/A | #N/A | #N/A | #N/A | #N/A | #N/A | #N/A | #N/A | #N/A | #N/A
FALSE | #N/A | #N/A | #N/A | #N/A | #N/A | #N/A | #N/A | #N/A | #N/A | #N/A |  |  |  | FALSE | #N/A | #N/A | #N/A | #N/A | #N/A | #N/A | #N/A | #N/A | #N/A | #N/A
FALSE | #N/A | #N/A | #N/A | #N/A | #N/A | #N/A | #N/A | #N/A | #N/A | #N/A |  |  |  | FALSE | #N/A | #N/A | #N/A | #N/A | #N/A | #N/A | #N/A | #N/A | #N/A | #N/A
FALSE | #N/A | #N/A | #N/A | #N/A | #N/A | #N/A | #N/A | #N/A | #N/A | #N/A |  |  |  | FALSE | #N/A | #N/A | #N/A | #N/A | #N/A | #N/A | #N/A | #N/A | #N/A | #N/A
FALSE | #N/A | #N/A | #N/A | #N/A | #N/A | #N/A | #N/A | #N/A | #N/A | #N/A |  |  |  | FALSE | #N/A | #N/A | #N/A | #N/A | #N/A | #N/A | #N/A | #N/A | #N/A | #N/A
FALSE | #N/A | #N/A | #N/A | #N/A | #N/A | #N/A | #N/A | #N/A | #N/A | #N/A |  |  |  | FALSE | #N/A | #N/A | #N/A | #N/A | #N/A | #N/A | #N/A | #N/A | #N/A | #N/A
FALSE | #N/A | #N/A | #N/A | #N/A | #N/A | #N/A | #N/A | #N/A | #N/A | #N/A |  |  |  | FALSE | #N/A | #N/A | #N/A | #N/A | #N/A | #N/A | #N/A | #N/A | #N/A | #N/A
FALSE | #N/A | #N/A | #N/A | #N/A | #N/A | #N/A | #N/A | #N/A | #N/A | #N/A |  |  |  | FALSE | #N/A | #N/A | #N/A | #N/A | #N/A | #N/A | #N/A | #N/A | #N/A | #N/A
FALSE | #N/A | #N/A | #N/A | #N/A | #N/A | #N/A | #N/A | #N/A | #N/A | #N/A |  |  |  | FALSE | #N/A | #N/A | #N/A | #N/A | #N/A | #N/A | #N/A | #N/A | #N/A | #N/A
FALSE | #N/A | #N/A | #N/A | #N/A | #N/A | #N/A | #N/A | #N/A | #N/A | #N/A |  |  |  | FALSE | #N/A | #N/A | #N/A | #N/A | #N/A | #N/A | #N/A | #N/A | #N/A | #N/A
FALSE | #N/A | #N/A | #N/A | #N/A | #N/A | #N/A | #N/A | #N/A | #N/A | #N/A |  |  |  | FALSE | #N/A | #N/A | #N/A | #N/A | #N/A | #N/A | #N/A | #N/A | #N/A | #N/A
FALSE | #N/A | #N/A | #N/A | #N/A | #N/A | #N/A | #N/A | #N/A | #N/A | #N/A |  |  |  | FALSE | #N/A | #N/A | #N/A | #N/A | #N/A | #N/A | #N/A | #N/A | #N/A | #N/A
FALSE | #N/A | #N/A | #N/A | #N/A | #N/A | #N/A | #N/A | #N/A | #N/A | #N/A |  |  |  | FALSE | #N/A | #N/A | #N/A | #N/A | #N/A | #N/A | #N/A | #N/A | #N/A | #N/A
FALSE | #N/A | #N/A | #N/A | #N/A | #N/A | #N/A | #N/A | #N/A | #N/A | #N/A |  |  |  | FALSE | #N/A | #N/A | #N/A | #N/A | #N/A | #N/A | #N/A | #N/A | #N/A | #N/A
FALSE | #N/A | #N/A | #N/A | #N/A | #N/A | #N/A | #N/A | #N/A | #N/A | #N/A |  |  |  | FALSE | #N/A | #N/A | #N/A | #N/A | #N/A | #N/A | #N/A | #N/A | #N/A | #N/A
FALSE | #N/A | #N/A | #N/A | #N/A | #N/A | #N/A | #N/A | #N/A | #N/A | #N/A |  |  |  | FALSE | #N/A | #N/A | #N/A | #N/A | #N/A | #N/A | #N/A | #N/A | #N/A | #N/A
FALSE | #N/A | #N/A | #N/A | #N/A | #N/A | #N/A | #N/A | #N/A | #N/A | #N/A |  |  |  | FALSE | #N/A | #N/A | #N/A | #N/A | #N/A | #N/A | #N/A | #N/A | #N/A | #N/A
FALSE | #N/A | #N/A | #N/A | #N/A | #N/A | #N/A | #N/A | #N/A | #N/A | #N/A |  |  |  | FALSE | #N/A | #N/A | #N/A | #N/A | #N/A | #N/A | #N/A | #N/A | #N/A | #N/A
FALSE | #N/A | #N/A | #N/A | #N/A | #N/A | #N/A | #N/A | #N/A | #N/A | #N/A |  |  |  | FALSE | #N/A | #N/A | #N/A | #N/A | #N/A | #N/A | #N/A | #N/A | #N/A | #N/A
FALSE | #N/A | #N/A | #N/A | #N/A | #N/A | #N/A | #N/A | #N/A | #N/A | #N/A |  |  |  | FALSE | #N/A | #N/A | #N/A | #N/A | #N/A | #N/A | #N/A | #N/A | #N/A | #N/A
FALSE | #N/A | #N/A | #N/A | #N/A | #N/A | #N/A | #N/A | #N/A | #N/A | #N/A |  |  |  | FALSE | #N/A | #N/A | #N/A | #N/A | #N/A | #N/A | #N/A | #N/A | #N/A | #N/A
FALSE | #N/A | #N/A | #N/A | #N/A | #N/A | #N/A | #N/A | #N/A | #N/A | #N/A |  |  |  | FALSE | #N/A | #N/A | #N/A | #N/A | #N/A | #N/A | #N/A | #N/A | #N/A | #N/A
FALSE | #N/A | #N/A | #N/A | #N/A | #N/A | #N/A | #N/A | #N/A | #N/A | #N/A |  |  |  | FALSE | #N/A | #N/A | #N/A | #N/A | #N/A | #N/A | #N/A | #N/A | #N/A | #N/A
FALSE | #N/A | #N/A | #N/A | #N/A | #N/A | #N/A | #N/A | #N/A | #N/A | #N/A |  |  |  | FALSE | #N/A | #N/A | #N/A | #N/A | #N/A | #N/A | #N/A | #N/A | #N/A | #N/A
FALSE | #N/A | #N/A | #N/A | #N/A | #N/A | #N/A | #N/A | #N/A | #N/A | #N/A |  |  |  | FALSE | #N/A | #N/A | #N/A | #N/A | #N/A | #N/A | #N/A | #N/A | #N/A | #N/A
FALSE | #N/A | #N/A | #N/A | #N/A | #N/A | #N/A | #N/A | #N/A | #N/A | #N/A |  |  |  | FALSE | #N/A | #N/A | #N/A | #N/A | #N/A | #N/A | #N/A | #N/A | #N/A | #N/A
FALSE | #N/A | #N/A | #N/A | #N/A | #N/A | #N/A | #N/A | #N/A | #N/A | #N/A |  |  |  | FALSE | #N/A | #N/A | #N/A | #N/A | #N/A | #N/A | #N/A | #N/A | #N/A | #N/A
FALSE | #N/A | #N/A | #N/A | #N/A | #N/A | #N/A | #N/A | #N/A | #N/A | #N/A |  |  |  | FALSE | #N/A | #N/A | #N/A | #N/A | #N/A | #N/A | #N/A | #N/A | #N/A | #N/A
FALSE | #N/A | #N/A | #N/A | #N/A | #N/A | #N/A | #N/A | #N/A | #N/A | #N/A |  |  |  | FALSE | #N/A | #N/A | #N/A | #N/A | #N/A | #N/A | #N/A | #N/A | #N/A | #N/A
FALSE | #N/A | #N/A | #N/A | #N/A | #N/A | #N/A | #N/A | #N/A | #N/A | #N/A |  |  |  | FALSE | #N/A | #N/A | #N/A | #N/A | #N/A | #N/A | #N/A | #N/A | #N/A | #N/A
FALSE | #N/A | #N/A | #N/A | #N/A | #N/A | #N/A | #N/A | #N/A | #N/A | #N/A |  |  |  | FALSE | #N/A | #N/A | #N/A | #N/A | #N/A | #N/A | #N/A | #N/A | #N/A | #N/A
FALSE | #N/A | #N/A | #N/A | #N/A | #N/A | #N/A | #N/A | #N/A | #N/A | #N/A |  |  |  | FALSE | #N/A | #N/A | #N/A | #N/A | #N/A | #N/A | #N/A | #N/A | #N/A | #N/A
FALSE | #N/A | #N/A | #N/A | #N/A | #N/A | #N/A | #N/A | #N/A | #N/A | #N/A |  |  |  | FALSE | #N/A | #N/A | #N/A | #N/A | #N/A | #N/A | #N/A | #N/A | #N/A | #N/A
FALSE | #N/A | #N/A | #N/A | #N/A | #N/A | #N/A | #N/A | #N/A | #N/A | #N/A |  |  |  | FALSE | #N/A | #N/A | #N/A | #N/A | #N/A | #N/A | #N/A | #N/A | #N/A | #N/A
FALSE | #N/A | #N/A | #N/A | #N/A | #N/A | #N/A | #N/A | #N/A | #N/A | #N/A |  |  |  | FALSE | #N/A | #N/A | #N/A | #N/A | #N/A | #N/A | #N/A | #N/A | #N/A | #N/A
FALSE | #N/A | #N/A | #N/A | #N/A | #N/A | #N/A | #N/A | #N/A | #N/A | #N/A |  |  |  | FALSE | #N/A | #N/A | #N/A | #N/A | #N/A | #N/A | #N/A | #N/A | #N/A | #N/A
FALSE | #N/A | #N/A | #N/A | #N/A | #N/A | #N/A | #N/A | #N/A | #N/A | #N/A |  |  |  | FALSE | #N/A | #N/A | #N/A | #N/A | #N/A | #N/A | #N/A | #N/A | #N/A | #N/A
FALSE | #N/A | #N/A | #N/A | #N/A | #N/A | #N/A | #N/A | #N/A | #N/A | #N/A |  |  |  | FALSE | #N/A | #N/A | #N/A | #N/A | #N/A | #N/A | #N/A | #N/A | #N/A | #N/A
FALSE | #N/A | #N/A | #N/A | #N/A | #N/A | #N/A | #N/A | #N/A | #N/A | #N/A |  |  |  | FALSE | #N/A | #N/A | #N/A | #N/A | #N/A | #N/A | #N/A | #N/A | #N/A | #N/A
FALSE | #N/A | #N/A | #N/A | #N/A | #N/A | #N/A | #N/A | #N/A | #N/A | #N/A |  |  |  | FALSE | #N/A | #N/A | #N/A | #N/A | #N/A | #N/A | #N/A | #N/A | #N/A | #N/A
FALSE | #N/A | #N/A | #N/A | #N/A | #N/A | #N/A | #N/A | #N/A | #N/A | #N/A |  |  |  | FALSE | #N/A | #N/A | #N/A | #N/A | #N/A | #N/A | #N/A | #N/A | #N/A | #N/A
FALSE | #N/A | #N/A | #N/A | #N/A | #N/A | #N/A | #N/A | #N/A | #N/A | #N/A |  |  |  | FALSE | #N/A | #N/A | #N/A | #N/A | #N/A | #N/A | #N/A | #N/A | #N/A | #N/A
FALSE | #N/A | #N/A | #N/A | #N/A | #N/A | #N/A | #N/A | #N/A | #N/A | #N/A |  |  |  | FALSE | #N/A | #N/A | #N/A | #N/A | #N/A | #N/A | #N/A | #N/A | #N/A | #N/A
FALSE | #N/A | #N/A | #N/A | #N/A | #N/A | #N/A | #N/A | #N/A | #N/A | #N/A |  |  |  | FALSE | #N/A | #N/A | #N/A | #N/A | #N/A | #N/A | #N/A | #N/A | #N/A | #N/A
FALSE | #N/A | #N/A | #N/A | #N/A | #N/A | #N/A | #N/A | #N/A | #N/A | #N/A |  |  |  | FALSE | #N/A | #N/A | #N/A | #N/A | #N/A | #N/A | #N/A | #N/A | #N/A | #N/A
FALSE | #N/A | #N/A | #N/A | #N/A | #N/A | #N/A | #N/A | #N/A | #N/A | #N/A |  |  |  | FALSE | #N/A | #N/A | #N/A | #N/A | #N/A | #N/A | #N/A | #N/A | #N/A | #N/A
FALSE | #N/A | #N/A | #N/A | #N/A | #N/A | #N/A | #N/A | #N/A | #N/A | #N/A |  |  |  | FALSE | #N/A | #N/A | #N/A | #N/A | #N/A | #N/A | #N/A | #N/A | #N/A | #N/A
FALSE | #N/A | #N/A | #N/A | #N/A | #N/A | #N/A | #N/A | #N/A | #N/A | #N/A |  |  |  | FALSE | #N/A | #N/A | #N/A | #N/A | #N/A | #N/A | #N/A | #N/A | #N/A | #N/A
FALSE | #N/A | #N/A | #N/A | #N/A | #N/A | #N/A | #N/A | #N/A | #N/A | #N/A |  |  |  | FALSE | #N/A | #N/A | #N/A | #N/A | #N/A | #N/A | #N/A | #N/A | #N/A | #N/A
FALSE | #N/A | #N/A | #N/A | #N/A | #N/A | #N/A | #N/A | #N/A | #N/A | #N/A |  |  |  | FALSE | #N/A | #N/A | #N/A | #N/A | #N/A | #N/A | #N/A | #N/A | #N/A | #N/A
FALSE | #N/A | #N/A | #N/A | #N/A | #N/A | #N/A | #N/A | #N/A | #N/A | #N/A |  |  |  | FALSE | #N/A | #N/A | #N/A | #N/A | #N/A | #N/A | #N/A | #N/A | #N/A | #N/A
FALSE | #N/A | #N/A | #N/A | #N/A | #N/A | #N/A | #N/A | #N/A | #N/A | #N/A |  |  |  | FALSE | #N/A | #N/A | #N/A | #N/A | #N/A | #N/A | #N/A | #N/A | #N/A | #N/A
FALSE | #N/A | #N/A | #N/A | #N/A | #N/A | #N/A | #N/A | #N/A | #N/A | #N/A |  |  |  | FALSE | #N/A | #N/A | #N/A | #N/A | #N/A | #N/A | #N/A | #N/A | #N/A | #N/A
FALSE | #N/A | #N/A | #N/A | #N/A | #N/A | #N/A | #N/A | #N/A | #N/A | #N/A |  |  |  | FALSE | #N/A | #N/A | #N/A | #N/A | #N/A | #N/A | #N/A | #N/A | #N/A | #N/A
FALSE | #N/A | #N/A | #N/A | #N/A | #N/A | #N/A | #N/A | #N/A | #N/A | #N/A |  |  |  | FALSE | #N/A | #N/A | #N/A | #N/A | #N/A | #N/A | #N/A | #N/A | #N/A | #N/A
FALSE | #N/A | #N/A | #N/A | #N/A | #N/A | #N/A | #N/A | #N/A | #N/A | #N/A |  |  |  | FALSE | #N/A | #N/A | #N/A | #N/A | #N/A | #N/A | #N/A | #N/A | #N/A | #N/A
FALSE | #N/A | #N/A | #N/A | #N/A | #N/A | #N/A | #N/A | #N/A | #N/A | #N/A |  |  |  | FALSE | #N/A | #N/A | #N/A | #N/A | #N/A | #N/A | #N/A | #N/A | #N/A | #N/A
FALSE | #N/A | #N/A | #N/A | #N/A | #N/A | #N/A | #N/A | #N/A | #N/A | #N/A |  |  |  | FALSE | #N/A | #N/A | #N/A | #N/A | #N/A | #N/A | #N/A | #N/A | #N/A | #N/A
FALSE | #N/A | #N/A | #N/A | #N/A | #N/A | #N/A | #N/A | #N/A | #N/A | #N/A |  |  |  | FALSE | #N/A | #N/A | #N/A | #N/A | #N/A | #N/A | #N/A | #N/A | #N/A | #N/A
FALSE | #N/A | #N/A | #N/A | #N/A | #N/A | #N/A | #N/A | #N/A | #N/A | #N/A |  |  |  | FALSE | #N/A | #N/A | #N/A | #N/A | #N/A | #N/A | #N/A | #N/A | #N/A | #N/A
FALSE | #N/A | #N/A | #N/A | #N/A | #N/A | #N/A | #N/A | #N/A | #N/A | #N/A |  |  |  | FALSE | #N/A | #N/A | #N/A | #N/A | #N/A | #N/A | #N/A | #N/A | #N/A | #N/A
FALSE | #N/A | #N/A | #N/A | #N/A | #N/A | #N/A | #N/A | #N/A | #N/A | #N/A |  |  |  | FALSE | #N/A | #N/A | #N/A | #N/A | #N/A | #N/A | #N/A | #N/A | #N/A | #N/A
FALSE | #N/A | #N/A | #N/A | #N/A | #N/A | #N/A | #N/A | #N/A | #N/A | #N/A |  |  |  | FALSE | #N/A | #N/A | #N/A | #N/A | #N/A | #N/A | #N/A | #N/A | #N/A | #N/A
FALSE | #N/A | #N/A | #N/A | #N/A | #N/A | #N/A | #N/A | #N/A | #N/A | #N/A |  |  |  | FALSE | #N/A | #N/A | #N/A | #N/A | #N/A | #N/A | #N/A | #N/A | #N/A | #N/A
FALSE | #N/A | #N/A | #N/A | #N/A | #N/A | #N/A | #N/A | #N/A | #N/A | #N/A |  |  |  | FALSE | #N/A | #N/A | #N/A | #N/A | #N/A | #N/A | #N/A | #N/A | #N/A | #N/A
FALSE | #N/A | #N/A | #N/A | #N/A | #N/A | #N/A | #N/A | #N/A | #N/A | #N/A |  |  |  | FALSE | #N/A | #N/A | #N/A | #N/A | #N/A | #N/A | #N/A | #N/A | #N/A | #N/A
FALSE | #N/A | #N/A | #N/A | #N/A | #N/A | #N/A | #N/A | #N/A | #N/A | #N/A |  |  |  | FALSE | #N/A | #N/A | #N/A | #N/A | #N/A | #N/A | #N/A | #N/A | #N/A | #N/A
FALSE | #N/A | #N/A | #N/A | #N/A | #N/A | #N/A | #N/A | #N/A | #N/A | #N/A |  |  |  | FALSE | #N/A | #N/A | #N/A | #N/A | #N/A | #N/A | #N/A | #N/A | #N/A | #N/A
FALSE | #N/A | #N/A | #N/A | #N/A | #N/A | #N/A | #N/A | #N/A | #N/A | #N/A |  |  |  | FALSE | #N/A | #N/A | #N/A | #N/A | #N/A | #N/A | #N/A | #N/A | #N/A | #N/A
FALSE | #N/A | #N/A | #N/A | #N/A | #N/A | #N/A | #N/A | #N/A | #N/A | #N/A |  |  |  | FALSE | #N/A | #N/A | #N/A | #N/A | #N/A | #N/A | #N/A | #N/A | #N/A | #N/A
FALSE | #N/A | #N/A | #N/A | #N/A | #N/A | #N/A | #N/A | #N/A | #N/A | #N/A |  |  |  | FALSE | #N/A | #N/A | #N/A | #N/A | #N/A | #N/A | #N/A | #N/A | #N/A | #N/A
FALSE | #N/A | #N/A | #N/A | #N/A | #N/A | #N/A | #N/A | #N/A | #N/A | #N/A |  |  |  | FALSE | #N/A | #N/A | #N/A | #N/A | #N/A | #N/A | #N/A | #N/A | #N/A | #N/A
FALSE | #N/A | #N/A | #N/A | #N/A | #N/A | #N/A | #N/A | #N/A | #N/A | #N/A |  |  |  | FALSE | #N/A | #N/A | #N/A | #N/A | #N/A | #N/A | #N/A | #N/A | #N/A | #N/A
FALSE | #N/A | #N/A | #N/A | #N/A | #N/A | #N/A | #N/A | #N/A | #N/A | #N/A |  |  |  | FALSE | #N/A | #N/A | #N/A | #N/A | #N/A | #N/A | #N/A | #N/A | #N/A | #N/A
FALSE | #N/A | #N/A | #N/A | #N/A | #N/A | #N/A | #N/A | #N/A | #N/A | #N/A |  |  |  | FALSE | #N/A | #N/A | #N/A | #N/A | #N/A | #N/A | #N/A | #N/A | #N/A | #N/A
FALSE | #N/A | #N/A | #N/A | #N/A | #N/A | #N/A | #N/A | #N/A | #N/A | #N/A |  |  |  | FALSE | #N/A | #N/A | #N/A | #N/A | #N/A | #N/A | #N/A | #N/A | #N/A | #N/A
FALSE | #N/A | #N/A | #N/A | #N/A | #N/A | #N/A | #N/A | #N/A | #N/A | #N/A |  |  |  | FALSE | #N/A | #N/A | #N/A | #N/A | #N/A | #N/A | #N/A | #N/A | #N/A | #N/A
FALSE | #N/A | #N/A | #N/A | #N/A | #N/A | #N/A | #N/A | #N/A | #N/A | #N/A |  |  |  | FALSE | #N/A | #N/A | #N/A | #N/A | #N/A | #N/A | #N/A | #N/A | #N/A | #N/A
FALSE | #N/A | #N/A | #N/A | #N/A | #N/A | #N/A | #N/A | #N/A | #N/A | #N/A |  |  |  | FALSE | #N/A | #N/A | #N/A | #N/A | #N/A | #N/A | #N/A | #N/A | #N/A | #N/A
FALSE | #N/A | #N/A | #N/A | #N/A | #N/A | #N/A | #N/A | #N/A | #N/A | #N/A |  |  |  | FALSE | #N/A | #N/A | #N/A | #N/A | #N/A | #N/A | #N/A | #N/A | #N/A | #N/A
FALSE | #N/A | #N/A | #N/A | #N/A | #N/A | #N/A | #N/A | #N/A | #N/A | #N/A |  |  |  | FALSE | #N/A | #N/A | #N/A | #N/A | #N/A | #N/A | #N/A | #N/A | #N/A | #N/A
FALSE | #N/A | #N/A | #N/A | #N/A | #N/A | #N/A | #N/A | #N/A | #N/A | #N/A |  |  |  | FALSE | #N/A | #N/A | #N/A | #N/A | #N/A | #N/A | #N/A | #N/A | #N/A | #N/A
FALSE | #N/A | #N/A | #N/A | #N/A | #N/A | #N/A | #N/A | #N/A | #N/A | #N/A |  |  |  | FALSE | #N/A | #N/A | #N/A | #N/A | #N/A | #N/A | #N/A | #N/A | #N/A | #N/A
FALSE | #N/A | #N/A | #N/A | #N/A | #N/A | #N/A | #N/A | #N/A | #N/A | #N/A |  |  |  | FALSE | #N/A | #N/A | #N/A | #N/A | #N/A | #N/A | #N/A | #N/A | #N/A | #N/A
FALSE | #N/A | #N/A | #N/A | #N/A | #N/A | #N/A | #N/A | #N/A | #N/A | #N/A |  |  |  | FALSE | #N/A | #N/A | #N/A | #N/A | #N/A | #N/A | #N/A | #N/A | #N/A | #N/A
FALSE | #N/A | #N/A | #N/A | #N/A | #N/A | #N/A | #N/A | #N/A | #N/A | #N/A |  |  |  | FALSE | #N/A | #N/A | #N/A | #N/A | #N/A | #N/A | #N/A | #N/A | #N/A | #N/A
FALSE | #N/A | #N/A | #N/A | #N/A | #N/A | #N/A | #N/A | #N/A | #N/A | #N/A |  |  |  | FALSE | #N/A | #N/A | #N/A | #N/A | #N/A | #N/A | #N/A | #N/A | #N/A | #N/A
FALSE | #N/A | #N/A | #N/A | #N/A | #N/A | #N/A | #N/A | #N/A | #N/A | #N/A |  |  |  | FALSE | #N/A | #N/A | #N/A | #N/A | #N/A | #N/A | #N/A | #N/A | #N/A | #N/A
FALSE | #N/A | #N/A | #N/A | #N/A | #N/A | #N/A | #N/A | #N/A | #N/A | #N/A |  |  |  | FALSE | #N/A | #N/A | #N/A | #N/A | #N/A | #N/A | #N/A | #N/A | #N/A | #N/A
FALSE | #N/A | #N/A | #N/A | #N/A | #N/A | #N/A | #N/A | #N/A | #N/A | #N/A |  |  |  | FALSE | #N/A | #N/A | #N/A | #N/A | #N/A | #N/A | #N/A | #N/A | #N/A | #N/A
FALSE | #N/A | #N/A | #N/A | #N/A | #N/A | #N/A | #N/A | #N/A | #N/A | #N/A |  |  |  | FALSE | #N/A | #N/A | #N/A | #N/A | #N/A | #N/A | #N/A | #N/A | #N/A | #N/A
FALSE | #N/A | #N/A | #N/A | #N/A | #N/A | #N/A | #N/A | #N/A | #N/A | #N/A |  |  |  | FALSE | #N/A | #N/A | #N/A | #N/A | #N/A | #N/A | #N/A | #N/A | #N/A | #N/A
FALSE | #N/A | #N/A | #N/A | #N/A | #N/A | #N/A | #N/A | #N/A | #N/A | #N/A |  |  |  | FALSE | #N/A | #N/A | #N/A | #N/A | #N/A | #N/A | #N/A | #N/A | #N/A | #N/A
FALSE | #N/A | #N/A | #N/A | #N/A | #N/A | #N/A | #N/A | #N/A | #N/A | #N/A |  |  |  | FALSE | #N/A | #N/A | #N/A | #N/A | #N/A | #N/A | #N/A | #N/A | #N/A | #N/A
FALSE | #N/A | #N/A | #N/A | #N/A | #N/A | #N/A | #N/A | #N/A | #N/A | #N/A |  |  |  | FALSE | #N/A | #N/A | #N/A | #N/A | #N/A | #N/A | #N/A | #N/A | #N/A | #N/A
FALSE | #N/A | #N/A | #N/A | #N/A | #N/A | #N/A | #N/A | #N/A | #N/A | #N/A |  |  |  | FALSE | #N/A | #N/A | #N/A | #N/A | #N/A | #N/A | #N/A | #N/A | #N/A | #N/A
FALSE | #N/A | #N/A | #N/A | #N/A | #N/A | #N/A | #N/A | #N/A | #N/A | #N/A |  |  |  | FALSE | #N/A | #N/A | #N/A | #N/A | #N/A | #N/A | #N/A | #N/A | #N/A | #N/A
FALSE | #N/A | #N/A | #N/A | #N/A | #N/A | #N/A | #N/A | #N/A | #N/A | #N/A |  |  |  | FALSE | #N/A | #N/A | #N/A | #N/A | #N/A | #N/A | #N/A | #N/A | #N/A | #N/A
FALSE | #N/A | #N/A | #N/A | #N/A | #N/A | #N/A | #N/A | #N/A | #N/A | #N/A |  |  |  | FALSE | #N/A | #N/A | #N/A | #N/A | #N/A | #N/A | #N/A | #N/A | #N/A | #N/A
FALSE | #N/A | #N/A | #N/A | #N/A | #N/A | #N/A | #N/A | #N/A | #N/A | #N/A |  |  |  | FALSE | #N/A | #N/A | #N/A | #N/A | #N/A | #N/A | #N/A | #N/A | #N/A | #N/A
FALSE | #N/A | #N/A | #N/A | #N/A | #N/A | #N/A | #N/A | #N/A | #N/A | #N/A |  |  |  | FALSE | #N/A | #N/A | #N/A | #N/A | #N/A | #N/A | #N/A | #N/A | #N/A | #N/A
FALSE | #N/A | #N/A | #N/A | #N/A | #N/A | #N/A | #N/A | #N/A | #N/A | #N/A |  |  |  | FALSE | #N/A | #N/A | #N/A | #N/A | #N/A | #N/A | #N/A | #N/A | #N/A | #N/A
FALSE | #N/A | #N/A | #N/A | #N/A | #N/A | #N/A | #N/A | #N/A | #N/A | #N/A |  |  |  | FALSE | #N/A | #N/A | #N/A | #N/A | #N/A | #N/A | #N/A | #N/A | #N/A | #N/A
FALSE | #N/A | #N/A | #N/A | #N/A | #N/A | #N/A | #N/A | #N/A | #N/A | #N/A |  |  |  | FALSE | #N/A | #N/A | #N/A | #N/A | #N/A | #N/A | #N/A | #N/A | #N/A | #N/A
FALSE | #N/A | #N/A | #N/A | #N/A | #N/A | #N/A | #N/A | #N/A | #N/A | #N/A |  |  |  | FALSE | #N/A | #N/A | #N/A | #N/A | #N/A | #N/A | #N/A | #N/A | #N/A | #N/A
FALSE | #N/A | #N/A | #N/A | #N/A | #N/A | #N/A | #N/A | #N/A | #N/A | #N/A |  |  |  | FALSE | #N/A | #N/A | #N/A | #N/A | #N/A | #N/A | #N/A | #N/A | #N/A | #N/A
FALSE | #N/A | #N/A | #N/A | #N/A | #N/A | #N/A | #N/A | #N/A | #N/A | #N/A |  |  |  | FALSE | #N/A | #N/A | #N/A | #N/A | #N/A | #N/A | #N/A | #N/A | #N/A | #N/A
FALSE | #N/A | #N/A | #N/A | #N/A | #N/A | #N/A | #N/A | #N/A | #N/A | #N/A |  |  |  | FALSE | #N/A | #N/A | #N/A | #N/A | #N/A | #N/A | #N/A | #N/A | #N/A | #N/A
FALSE | #N/A | #N/A | #N/A | #N/A | #N/A | #N/A | #N/A | #N/A | #N/A | #N/A |  |  |  | FALSE | #N/A | #N/A | #N/A | #N/A | #N/A | #N/A | #N/A | #N/A | #N/A | #N/A
FALSE | #N/A | #N/A | #N/A | #N/A | #N/A | #N/A | #N/A | #N/A | #N/A | #N/A |  |  |  | FALSE | #N/A | #N/A | #N/A | #N/A | #N/A | #N/A | #N/A | #N/A | #N/A | #N/A
FALSE | #N/A | #N/A | #N/A | #N/A | #N/A | #N/A | #N/A | #N/A | #N/A | #N/A |  |  |  | FALSE | #N/A | #N/A | #N/A | #N/A | #N/A | #N/A | #N/A | #N/A | #N/A | #N/A
FALSE | #N/A | #N/A | #N/A | #N/A | #N/A | #N/A | #N/A | #N/A | #N/A | #N/A |  |  |  | FALSE | #N/A | #N/A | #N/A | #N/A | #N/A | #N/A | #N/A | #N/A | #N/A | #N/A
FALSE | #N/A | #N/A | #N/A | #N/A | #N/A | #N/A | #N/A | #N/A | #N/A | #N/A |  |  |  | FALSE | #N/A | #N/A | #N/A | #N/A | #N/A | #N/A | #N/A | #N/A | #N/A | #N/A
FALSE | #N/A | #N/A | #N/A | #N/A | #N/A | #N/A | #N/A | #N/A | #N/A | #N/A |  |  |  | FALSE | #N/A | #N/A | #N/A | #N/A | #N/A | #N/A | #N/A | #N/A | #N/A | #N/A
FALSE | #N/A | #N/A | #N/A | #N/A | #N/A | #N/A | #N/A | #N/A | #N/A | #N/A |  |  |  | FALSE | #N/A | #N/A | #N/A | #N/A | #N/A | #N/A | #N/A | #N/A | #N/A | #N/A
FALSE | #N/A | #N/A | #N/A | #N/A | #N/A | #N/A | #N/A | #N/A | #N/A | #N/A |  |  |  | FALSE | #N/A | #N/A | #N/A | #N/A | #N/A | #N/A | #N/A | #N/A | #N/A | #N/A
FALSE | #N/A | #N/A | #N/A | #N/A | #N/A | #N/A | #N/A | #N/A | #N/A | #N/A |  |  |  | FALSE | #N/A | #N/A | #N/A | #N/A | #N/A | #N/A | #N/A | #N/A | #N/A | #N/A
FALSE | #N/A | #N/A | #N/A | #N/A | #N/A | #N/A | #N/A | #N/A | #N/A | #N/A |  |  |  | FALSE | #N/A | #N/A | #N/A | #N/A | #N/A | #N/A | #N/A | #N/A | #N/A | #N/A
FALSE | #N/A | #N/A | #N/A | #N/A | #N/A | #N/A | #N/A | #N/A | #N/A | #N/A |  |  |  | FALSE | #N/A | #N/A | #N/A | #N/A | #N/A | #N/A | #N/A | #N/A | #N/A | #N/A
FALSE | #N/A | #N/A | #N/A | #N/A | #N/A | #N/A | #N/A | #N/A | #N/A | #N/A |  |  |  | FALSE | #N/A | #N/A | #N/A | #N/A | #N/A | #N/A | #N/A | #N/A | #N/A | #N/A
FALSE | #N/A | #N/A | #N/A | #N/A | #N/A | #N/A | #N/A | #N/A | #N/A | #N/A |  |  |  | FALSE | #N/A | #N/A | #N/A | #N/A | #N/A | #N/A | #N/A | #N/A | #N/A | #N/A
FALSE | #N/A | #N/A | #N/A | #N/A | #N/A | #N/A | #N/A | #N/A | #N/A | #N/A |  |  |  | FALSE | #N/A | #N/A | #N/A | #N/A | #N/A | #N/A | #N/A | #N/A | #N/A | #N/A
FALSE | #N/A | #N/A | #N/A | #N/A | #N/A | #N/A | #N/A | #N/A | #N/A | #N/A |  |  |  | FALSE | #N/A | #N/A | #N/A | #N/A | #N/A | #N/A | #N/A | #N/A | #N/A | #N/A
FALSE | #N/A | #N/A | #N/A | #N/A | #N/A | #N/A | #N/A | #N/A | #N/A | #N/A |  |  |  | FALSE | #N/A | #N/A | #N/A | #N/A | #N/A | #N/A | #N/A | #N/A | #N/A | #N/A
FALSE | #N/A | #N/A | #N/A | #N/A | #N/A | #N/A | #N/A | #N/A | #N/A | #N/A |  |  |  | FALSE | #N/A | #N/A | #N/A | #N/A | #N/A | #N/A | #N/A | #N/A | #N/A | #N/A
FALSE | #N/A | #N/A | #N/A | #N/A | #N/A | #N/A | #N/A | #N/A | #N/A | #N/A |  |  |  | FALSE | #N/A | #N/A | #N/A | #N/A | #N/A | #N/A | #N/A | #N/A | #N/A | #N/A
FALSE | #N/A | #N/A | #N/A | #N/A | #N/A | #N/A | #N/A | #N/A | #N/A | #N/A |  |  |  | FALSE | #N/A | #N/A | #N/A | #N/A | #N/A | #N/A | #N/A | #N/A | #N/A | #N/A
FALSE | #N/A | #N/A | #N/A | #N/A | #N/A | #N/A | #N/A | #N/A | #N/A | #N/A |  |  |  | FALSE | #N/A | #N/A | #N/A | #N/A | #N/A | #N/A | #N/A | #N/A | #N/A | #N/A
FALSE | #N/A | #N/A | #N/A | #N/A | #N/A | #N/A | #N/A | #N/A | #N/A | #N/A |  |  |  | FALSE | #N/A | #N/A | #N/A | #N/A | #N/A | #N/A | #N/A | #N/A | #N/A | #N/A
FALSE | #N/A | #N/A | #N/A | #N/A | #N/A | #N/A | #N/A | #N/A | #N/A | #N/A |  |  |  | FALSE | #N/A | #N/A | #N/A | #N/A | #N/A | #N/A | #N/A | #N/A | #N/A | #N/A
FALSE | #N/A | #N/A | #N/A | #N/A | #N/A | #N/A | #N/A | #N/A | #N/A | #N/A |  |  |  | FALSE | #N/A | #N/A | #N/A | #N/A | #N/A | #N/A | #N/A | #N/A | #N/A | #N/A
FALSE | #N/A | #N/A | #N/A | #N/A | #N/A | #N/A | #N/A | #N/A | #N/A | #N/A |  |  |  | FALSE | #N/A | #N/A | #N/A | #N/A | #N/A | #N/A | #N/A | #N/A | #N/A | #N/A
FALSE | #N/A | #N/A | #N/A | #N/A | #N/A | #N/A | #N/A | #N/A | #N/A | #N/A |  |  |  | FALSE | #N/A | #N/A | #N/A | #N/A | #N/A | #N/A | #N/A | #N/A | #N/A | #N/A
FALSE | #N/A | #N/A | #N/A | #N/A | #N/A | #N/A | #N/A | #N/A | #N/A | #N/A |  |  |  | FALSE | #N/A | #N/A | #N/A | #N/A | #N/A | #N/A | #N/A | #N/A | #N/A | #N/A
FALSE | #N/A | #N/A | #N/A | #N/A | #N/A | #N/A | #N/A | #N/A | #N/A | #N/A |  |  |  | FALSE | #N/A | #N/A | #N/A | #N/A | #N/A | #N/A | #N/A | #N/A | #N/A | #N/A
FALSE | #N/A | #N/A | #N/A | #N/A | #N/A | #N/A | #N/A | #N/A | #N/A | #N/A |  |  |  | FALSE | #N/A | #N/A | #N/A | #N/A | #N/A | #N/A | #N/A | #N/A | #N/A | #N/A
FALSE | #N/A | #N/A | #N/A | #N/A | #N/A | #N/A | #N/A | #N/A | #N/A | #N/A |  |  |  | FALSE | #N/A | #N/A | #N/A | #N/A | #N/A | #N/A | #N/A | #N/A | #N/A | #N/A
FALSE | #N/A | #N/A | #N/A | #N/A | #N/A | #N/A | #N/A | #N/A | #N/A | #N/A |  |  |  | FALSE | #N/A | #N/A | #N/A | #N/A | #N/A | #N/A | #N/A | #N/A | #N/A | #N/A
FALSE | #N/A | #N/A | #N/A | #N/A | #N/A | #N/A | #N/A | #N/A | #N/A | #N/A |  |  |  | FALSE | #N/A | #N/A | #N/A | #N/A | #N/A | #N/A | #N/A | #N/A | #N/A | #N/A
FALSE | #N/A | #N/A | #N/A | #N/A | #N/A | #N/A | #N/A | #N/A | #N/A | #N/A |  |  |  | FALSE | #N/A | #N/A | #N/A | #N/A | #N/A | #N/A | #N/A | #N/A | #N/A | #N/A
FALSE | #N/A | #N/A | #N/A | #N/A | #N/A | #N/A | #N/A | #N/A | #N/A | #N/A |  |  |  | FALSE | #N/A | #N/A | #N/A | #N/A | #N/A | #N/A | #N/A | #N/A | #N/A | #N/A
FALSE | #N/A | #N/A | #N/A | #N/A | #N/A | #N/A | #N/A | #N/A | #N/A | #N/A |  |  |  | FALSE | #N/A | #N/A | #N/A | #N/A | #N/A | #N/A | #N/A | #N/A | #N/A | #N/A
FALSE | #N/A | #N/A | #N/A | #N/A | #N/A | #N/A | #N/A | #N/A | #N/A | #N/A |  |  |  | FALSE | #N/A | #N/A | #N/A | #N/A | #N/A | #N/A | #N/A | #N/A | #N/A | #N/A
FALSE | #N/A | #N/A | #N/A | #N/A | #N/A | #N/A | #N/A | #N/A | #N/A | #N/A |  |  |  | FALSE | #N/A | #N/A | #N/A | #N/A | #N/A | #N/A | #N/A | #N/A | #N/A | #N/A
FALSE | #N/A | #N/A | #N/A | #N/A | #N/A | #N/A | #N/A | #N/A | #N/A | #N/A |  |  |  | FALSE | #N/A | #N/A | #N/A | #N/A | #N/A | #N/A | #N/A | #N/A | #N/A | #N/A
FALSE | #N/A | #N/A | #N/A | #N/A | #N/A | #N/A | #N/A | #N/A | #N/A | #N/A |  |  |  | FALSE | #N/A | #N/A | #N/A | #N/A | #N/A | #N/A | #N/A | #N/A | #N/A | #N/A
FALSE | #N/A | #N/A | #N/A | #N/A | #N/A | #N/A | #N/A | #N/A | #N/A | #N/A |  |  |  | FALSE | #N/A | #N/A | #N/A | #N/A | #N/A | #N/A | #N/A | #N/A | #N/A | #N/A
FALSE | #N/A | #N/A | #N/A | #N/A | #N/A | #N/A | #N/A | #N/A | #N/A | #N/A |  |  |  | FALSE | #N/A | #N/A | #N/A | #N/A | #N/A | #N/A | #N/A | #N/A | #N/A | #N/A
FALSE | #N/A | #N/A | #N/A | #N/A | #N/A | #N/A | #N/A | #N/A | #N/A | #N/A |  |  |  | FALSE | #N/A | #N/A | #N/A | #N/A | #N/A | #N/A | #N/A | #N/A | #N/A | #N/A
FALSE | #N/A | #N/A | #N/A | #N/A | #N/A | #N/A | #N/A | #N/A | #N/A | #N/A |  |  |  | FALSE | #N/A | #N/A | #N/A | #N/A | #N/A | #N/A | #N/A | #N/A | #N/A | #N/A
FALSE | #N/A | #N/A | #N/A | #N/A | #N/A | #N/A | #N/A | #N/A | #N/A | #N/A |  |  |  | FALSE | #N/A | #N/A | #N/A | #N/A | #N/A | #N/A | #N/A | #N/A | #N/A | #N/A
FALSE | #N/A | #N/A | #N/A | #N/A | #N/A | #N/A | #N/A | #N/A | #N/A | #N/A |  |  |  | FALSE | #N/A | #N/A | #N/A | #N/A | #N/A | #N/A | #N/A | #N/A | #N/A | #N/A
FALSE | #N/A | #N/A | #N/A | #N/A | #N/A | #N/A | #N/A | #N/A | #N/A | #N/A |  |  |  | FALSE | #N/A | #N/A | #N/A | #N/A | #N/A | #N/A | #N/A | #N/A | #N/A | #N/A
FALSE | #N/A | #N/A | #N/A | #N/A | #N/A | #N/A | #N/A | #N/A | #N/A | #N/A |  |  |  | FALSE | #N/A | #N/A | #N/A | #N/A | #N/A | #N/A | #N/A | #N/A | #N/A | #N/A
FALSE | #N/A | #N/A | #N/A | #N/A | #N/A | #N/A | #N/A | #N/A | #N/A | #N/A |  |  |  | FALSE | #N/A | #N/A | #N/A | #N/A | #N/A | #N/A | #N/A | #N/A | #N/A | #N/A
FALSE | #N/A | #N/A | #N/A | #N/A | #N/A | #N/A | #N/A | #N/A | #N/A | #N/A |  |  |  | FALSE | #N/A | #N/A | #N/A | #N/A | #N/A | #N/A | #N/A | #N/A | #N/A | #N/A
FALSE | #N/A | #N/A | #N/A | #N/A | #N/A | #N/A | #N/A | #N/A | #N/A | #N/A |  |  |  | FALSE | #N/A | #N/A | #N/A | #N/A | #N/A | #N/A | #N/A | #N/A | #N/A | #N/A
FALSE | #N/A | #N/A | #N/A | #N/A | #N/A | #N/A | #N/A | #N/A | #N/A | #N/A |  |  |  | FALSE | #N/A | #N/A | #N/A | #N/A | #N/A | #N/A | #N/A | #N/A | #N/A | #N/A
FALSE | #N/A | #N/A | #N/A | #N/A | #N/A | #N/A | #N/A | #N/A | #N/A | #N/A |  |  |  | FALSE | #N/A | #N/A | #N/A | #N/A | #N/A | #N/A | #N/A | #N/A | #N/A | #N/A
FALSE | #N/A | #N/A | #N/A | #N/A | #N/A | #N/A | #N/A | #N/A | #N/A | #N/A |  |  |  | FALSE | #N/A | #N/A | #N/A | #N/A | #N/A | #N/A | #N/A | #N/A | #N/A | #N/A
FALSE | #N/A | #N/A | #N/A | #N/A | #N/A | #N/A | #N/A | #N/A | #N/A | #N/A |  |  |  | FALSE | #N/A | #N/A | #N/A | #N/A | #N/A | #N/A | #N/A | #N/A | #N/A | #N/A
FALSE | #N/A | #N/A | #N/A | #N/A | #N/A | #N/A | #N/A | #N/A | #N/A | #N/A |  |  |  | FALSE | #N/A | #N/A | #N/A | #N/A | #N/A | #N/A | #N/A | #N/A | #N/A | #N/A
FALSE | #N/A | #N/A | #N/A | #N/A | #N/A | #N/A | #N/A | #N/A | #N/A | #N/A |  |  |  | FALSE | #N/A | #N/A | #N/A | #N/A | #N/A | #N/A | #N/A | #N/A | #N/A | #N/A
FALSE | #N/A | #N/A | #N/A | #N/A | #N/A | #N/A | #N/A | #N/A | #N/A | #N/A |  |  |  | FALSE | #N/A | #N/A | #N/A | #N/A | #N/A | #N/A | #N/A | #N/A | #N/A | #N/A
FALSE | #N/A | #N/A | #N/A | #N/A | #N/A | #N/A | #N/A | #N/A | #N/A | #N/A |  |  |  | FALSE | #N/A | #N/A | #N/A | #N/A | #N/A | #N/A | #N/A | #N/A | #N/A | #N/A
FALSE | #N/A | #N/A | #N/A | #N/A | #N/A | #N/A | #N/A | #N/A | #N/A | #N/A |  |  |  | FALSE | #N/A | #N/A | #N/A | #N/A | #N/A | #N/A | #N/A | #N/A | #N/A | #N/A
FALSE | #N/A | #N/A | #N/A | #N/A | #N/A | #N/A | #N/A | #N/A | #N/A | #N/A |  |  |  | FALSE | #N/A | #N/A | #N/A | #N/A | #N/A | #N/A | #N/A | #N/A | #N/A | #N/A
FALSE | #N/A | #N/A | #N/A | #N/A | #N/A | #N/A | #N/A | #N/A | #N/A | #N/A |  |  |  | FALSE | #N/A | #N/A | #N/A | #N/A | #N/A | #N/A | #N/A | #N/A | #N/A | #N/A
FALSE | #N/A | #N/A | #N/A | #N/A | #N/A | #N/A | #N/A | #N/A | #N/A | #N/A |  |  |  | FALSE | #N/A | #N/A | #N/A | #N/A | #N/A | #N/A | #N/A | #N/A | #N/A | #N/A
FALSE | #N/A | #N/A | #N/A | #N/A | #N/A | #N/A | #N/A | #N/A | #N/A | #N/A |  |  |  | FALSE | #N/A | #N/A | #N/A | #N/A | #N/A | #N/A | #N/A | #N/A | #N/A | #N/A
FALSE | #N/A | #N/A | #N/A | #N/A | #N/A | #N/A | #N/A | #N/A | #N/A | #N/A |  |  |  | FALSE | #N/A | #N/A | #N/A | #N/A | #N/A | #N/A | #N/A | #N/A | #N/A | #N/A
FALSE | #N/A | #N/A | #N/A | #N/A | #N/A | #N/A | #N/A | #N/A | #N/A | #N/A |  |  |  | FALSE | #N/A | #N/A | #N/A | #N/A | #N/A | #N/A | #N/A | #N/A | #N/A | #N/A
FALSE | #N/A | #N/A | #N/A | #N/A | #N/A | #N/A | #N/A | #N/A | #N/A | #N/A |  |  |  | FALSE | #N/A | #N/A | #N/A | #N/A | #N/A | #N/A | #N/A | #N/A | #N/A | #N/A
FALSE | #N/A | #N/A | #N/A | #N/A | #N/A | #N/A | #N/A | #N/A | #N/A | #N/A |  |  |  | FALSE | #N/A | #N/A | #N/A | #N/A | #N/A | #N/A | #N/A | #N/A | #N/A | #N/A
FALSE | #N/A | #N/A | #N/A | #N/A | #N/A | #N/A | #N/A | #N/A | #N/A | #N/A |  |  |  | FALSE | #N/A | #N/A | #N/A | #N/A | #N/A | #N/A | #N/A | #N/A | #N/A | #N/A
FALSE | #N/A | #N/A | #N/A | #N/A | #N/A | #N/A | #N/A | #N/A | #N/A | #N/A |  |  |  | FALSE | #N/A | #N/A | #N/A | #N/A | #N/A | #N/A | #N/A | #N/A | #N/A | #N/A
FALSE | #N/A | #N/A | #N/A | #N/A | #N/A | #N/A | #N/A | #N/A | #N/A | #N/A |  |  |  | FALSE | #N/A | #N/A | #N/A | #N/A | #N/A | #N/A | #N/A | #N/A | #N/A | #N/A
FALSE | #N/A | #N/A | #N/A | #N/A | #N/A | #N/A | #N/A | #N/A | #N/A | #N/A |  |  |  | FALSE | #N/A | #N/A | #N/A | #N/A | #N/A | #N/A | #N/A | #N/A | #N/A | #N/A
FALSE | #N/A | #N/A | #N/A | #N/A | #N/A | #N/A | #N/A | #N/A | #N/A | #N/A |  |  |  | FALSE | #N/A | #N/A | #N/A | #N/A | #N/A | #N/A | #N/A | #N/A | #N/A | #N/A
FALSE | #N/A | #N/A | #N/A | #N/A | #N/A | #N/A | #N/A | #N/A | #N/A | #N/A |  |  |  | FALSE | #N/A | #N/A | #N/A | #N/A | #N/A | #N/A | #N/A | #N/A | #N/A | #N/A
FALSE | #N/A | #N/A | #N/A | #N/A | #N/A | #N/A | #N/A | #N/A | #N/A | #N/A |  |  |  | FALSE | #N/A | #N/A | #N/A | #N/A | #N/A | #N/A | #N/A | #N/A | #N/A | #N/A
FALSE | #N/A | #N/A | #N/A | #N/A | #N/A | #N/A | #N/A | #N/A | #N/A | #N/A |  |  |  | FALSE | #N/A | #N/A | #N/A | #N/A | #N/A | #N/A | #N/A | #N/A | #N/A | #N/A
FALSE | #N/A | #N/A | #N/A | #N/A | #N/A | #N/A | #N/A | #N/A | #N/A | #N/A |  |  |  | FALSE | #N/A | #N/A | #N/A | #N/A | #N/A | #N/A | #N/A | #N/A | #N/A | #N/A
FALSE | #N/A | #N/A | #N/A | #N/A | #N/A | #N/A | #N/A | #N/A | #N/A | #N/A |  |  |  | FALSE | #N/A | #N/A | #N/A | #N/A | #N/A | #N/A | #N/A | #N/A | #N/A | #N/A
FALSE | #N/A | #N/A | #N/A | #N/A | #N/A | #N/A | #N/A | #N/A | #N/A | #N/A |  |  |  | FALSE | #N/A | #N/A | #N/A | #N/A | #N/A | #N/A | #N/A | #N/A | #N/A | #N/A
FALSE | #N/A | #N/A | #N/A | #N/A | #N/A | #N/A | #N/A | #N/A | #N/A | #N/A |  |  |  | FALSE | #N/A | #N/A | #N/A | #N/A | #N/A | #N/A | #N/A | #N/A | #N/A | #N/A
FALSE | #N/A | #N/A | #N/A | #N/A | #N/A | #N/A | #N/A | #N/A | #N/A | #N/A |  |  |  | FALSE | #N/A | #N/A | #N/A | #N/A | #N/A | #N/A | #N/A | #N/A | #N/A | #N/A
FALSE | #N/A | #N/A | #N/A | #N/A | #N/A | #N/A | #N/A | #N/A | #N/A | #N/A |  |  |  | FALSE | #N/A | #N/A | #N/A | #N/A | #N/A | #N/A | #N/A | #N/A | #N/A | #N/A
FALSE | #N/A | #N/A | #N/A | #N/A | #N/A | #N/A | #N/A | #N/A | #N/A | #N/A |  |  |  | FALSE | #N/A | #N/A | #N/A | #N/A | #N/A | #N/A | #N/A | #N/A | #N/A | #N/A
FALSE | #N/A | #N/A | #N/A | #N/A | #N/A | #N/A | #N/A | #N/A | #N/A | #N/A |  |  |  | FALSE | #N/A | #N/A | #N/A | #N/A | #N/A | #N/A | #N/A | #N/A | #N/A | #N/A
FALSE | #N/A | #N/A | #N/A | #N/A | #N/A | #N/A | #N/A | #N/A | #N/A | #N/A |  |  |  | FALSE | #N/A | #N/A | #N/A | #N/A | #N/A | #N/A | #N/A | #N/A | #N/A | #N/A
FALSE | #N/A | #N/A | #N/A | #N/A | #N/A | #N/A | #N/A | #N/A | #N/A | #N/A |  |  |  | FALSE | #N/A | #N/A | #N/A | #N/A | #N/A | #N/A | #N/A | #N/A | #N/A | #N/A
FALSE | #N/A | #N/A | #N/A | #N/A | #N/A | #N/A | #N/A | #N/A | #N/A | #N/A |  |  |  | FALSE | #N/A | #N/A | #N/A | #N/A | #N/A | #N/A | #N/A | #N/A | #N/A | #N/A
FALSE | #N/A | #N/A | #N/A | #N/A | #N/A | #N/A | #N/A | #N/A | #N/A | #N/A |  |  |  | FALSE | #N/A | #N/A | #N/A | #N/A | #N/A | #N/A | #N/A | #N/A | #N/A | #N/A
FALSE | #N/A | #N/A | #N/A | #N/A | #N/A | #N/A | #N/A | #N/A | #N/A | #N/A |  |  |  | FALSE | #N/A | #N/A | #N/A | #N/A | #N/A | #N/A | #N/A | #N/A | #N/A | #N/A
FALSE | #N/A | #N/A | #N/A | #N/A | #N/A | #N/A | #N/A | #N/A | #N/A | #N/A |  |  |  | FALSE | #N/A | #N/A | #N/A | #N/A | #N/A | #N/A | #N/A | #N/A | #N/A | #N/A
FALSE | #N/A | #N/A | #N/A | #N/A | #N/A | #N/A | #N/A | #N/A | #N/A | #N/A |  |  |  | FALSE | #N/A | #N/A | #N/A | #N/A | #N/A | #N/A | #N/A | #N/A | #N/A | #N/A
FALSE | #N/A | #N/A | #N/A | #N/A | #N/A | #N/A | #N/A | #N/A | #N/A | #N/A |  |  |  | FALSE | #N/A | #N/A | #N/A | #N/A | #N/A | #N/A | #N/A | #N/A | #N/A | #N/A
FALSE | #N/A | #N/A | #N/A | #N/A | #N/A | #N/A | #N/A | #N/A | #N/A | #N/A |  |  |  | FALSE | #N/A | #N/A | #N/A | #N/A | #N/A | #N/A | #N/A | #N/A | #N/A | #N/A
FALSE | #N/A | #N/A | #N/A | #N/A | #N/A | #N/A | #N/A | #N/A | #N/A | #N/A |  |  |  | FALSE | #N/A | #N/A | #N/A | #N/A | #N/A | #N/A | #N/A | #N/A | #N/A | #N/A
FALSE | #N/A | #N/A | #N/A | #N/A | #N/A | #N/A | #N/A | #N/A | #N/A | #N/A |  |  |  | FALSE | #N/A | #N/A | #N/A | #N/A | #N/A | #N/A | #N/A | #N/A | #N/A | #N/A
FALSE | #N/A | #N/A | #N/A | #N/A | #N/A | #N/A | #N/A | #N/A | #N/A | #N/A |  |  |  | FALSE | #N/A | #N/A | #N/A | #N/A | #N/A | #N/A | #N/A | #N/A | #N/A | #N/A
FALSE | #N/A | #N/A | #N/A | #N/A | #N/A | #N/A | #N/A | #N/A | #N/A | #N/A |  |  |  | FALSE | #N/A | #N/A | #N/A | #N/A | #N/A | #N/A | #N/A | #N/A | #N/A | #N/A
FALSE | #N/A | #N/A | #N/A | #N/A | #N/A | #N/A | #N/A | #N/A | #N/A | #N/A |  |  |  | FALSE | #N/A | #N/A | #N/A | #N/A | #N/A | #N/A | #N/A | #N/A | #N/A | #N/A
FALSE | #N/A | #N/A | #N/A | #N/A | #N/A | #N/A | #N/A | #N/A | #N/A | #N/A |  |  |  | FALSE | #N/A | #N/A | #N/A | #N/A | #N/A | #N/A | #N/A | #N/A | #N/A | #N/A
FALSE | #N/A | #N/A | #N/A | #N/A | #N/A | #N/A | #N/A | #N/A | #N/A | #N/A |  |  |  | FALSE | #N/A | #N/A | #N/A | #N/A | #N/A | #N/A | #N/A | #N/A | #N/A | #N/A
FALSE | #N/A | #N/A | #N/A | #N/A | #N/A | #N/A | #N/A | #N/A | #N/A | #N/A |  |  |  | FALSE | #N/A | #N/A | #N/A | #N/A | #N/A | #N/A | #N/A | #N/A | #N/A | #N/A
FALSE | #N/A | #N/A | #N/A | #N/A | #N/A | #N/A | #N/A | #N/A | #N/A | #N/A |  |  |  | FALSE | #N/A | #N/A | #N/A | #N/A | #N/A | #N/A | #N/A | #N/A | #N/A | #N/A
FALSE | #N/A | #N/A | #N/A | #N/A | #N/A | #N/A | #N/A | #N/A | #N/A | #N/A |  |  |  | FALSE | #N/A | #N/A | #N/A | #N/A | #N/A | #N/A | #N/A | #N/A | #N/A | #N/A
FALSE | #N/A | #N/A | #N/A | #N/A | #N/A | #N/A | #N/A | #N/A | #N/A | #N/A |  |  |  | FALSE | #N/A | #N/A | #N/A | #N/A | #N/A | #N/A | #N/A | #N/A | #N/A | #N/A
FALSE | #N/A | #N/A | #N/A | #N/A | #N/A | #N/A | #N/A | #N/A | #N/A | #N/A |  |  |  | FALSE | #N/A | #N/A | #N/A | #N/A | #N/A | #N/A | #N/A | #N/A | #N/A | #N/A
FALSE | #N/A | #N/A | #N/A | #N/A | #N/A | #N/A | #N/A | #N/A | #N/A | #N/A |  |  |  | FALSE | #N/A | #N/A | #N/A | #N/A | #N/A | #N/A | #N/A | #N/A | #N/A | #N/A
FALSE | #N/A | #N/A | #N/A | #N/A | #N/A | #N/A | #N/A | #N/A | #N/A | #N/A |  |  |  | FALSE | #N/A | #N/A | #N/A | #N/A | #N/A | #N/A | #N/A | #N/A | #N/A | #N/A
FALSE | #N/A | #N/A | #N/A | #N/A | #N/A | #N/A | #N/A | #N/A | #N/A | #N/A |  |  |  | FALSE | #N/A | #N/A | #N/A | #N/A | #N/A | #N/A | #N/A | #N/A | #N/A | #N/A
FALSE | #N/A | #N/A | #N/A | #N/A | #N/A | #N/A | #N/A | #N/A | #N/A | #N/A |  |  |  | FALSE | #N/A | #N/A | #N/A | #N/A | #N/A | #N/A | #N/A | #N/A | #N/A | #N/A
FALSE | #N/A | #N/A | #N/A | #N/A | #N/A | #N/A | #N/A | #N/A | #N/A | #N/A |  |  |  | FALSE | #N/A | #N/A | #N/A | #N/A | #N/A | #N/A | #N/A | #N/A | #N/A | #N/A
FALSE | #N/A | #N/A | #N/A | #N/A | #N/A | #N/A | #N/A | #N/A | #N/A | #N/A |  |  |  | FALSE | #N/A | #N/A | #N/A | #N/A | #N/A | #N/A | #N/A | #N/A | #N/A | #N/A
FALSE | #N/A | #N/A | #N/A | #N/A | #N/A | #N/A | #N/A | #N/A | #N/A | #N/A |  |  |  | FALSE | #N/A | #N/A | #N/A | #N/A | #N/A | #N/A | #N/A | #N/A | #N/A | #N/A
FALSE | #N/A | #N/A | #N/A | #N/A | #N/A | #N/A | #N/A | #N/A | #N/A | #N/A |  |  |  | FALSE | #N/A | #N/A | #N/A | #N/A | #N/A | #N/A | #N/A | #N/A | #N/A | #N/A
FALSE | #N/A | #N/A | #N/A | #N/A | #N/A | #N/A | #N/A | #N/A | #N/A | #N/A |  |  |  | FALSE | #N/A | #N/A | #N/A | #N/A | #N/A | #N/A | #N/A | #N/A | #N/A | #N/A
FALSE | #N/A | #N/A | #N/A | #N/A | #N/A | #N/A | #N/A | #N/A | #N/A | #N/A |  |  |  | FALSE | #N/A | #N/A | #N/A | #N/A | #N/A | #N/A | #N/A | #N/A | #N/A | #N/A
FALSE | #N/A | #N/A | #N/A | #N/A | #N/A | #N/A | #N/A | #N/A | #N/A | #N/A |  |  |  | FALSE | #N/A | #N/A | #N/A | #N/A | #N/A | #N/A | #N/A | #N/A | #N/A | #N/A
FALSE | #N/A | #N/A | #N/A | #N/A | #N/A | #N/A | #N/A | #N/A | #N/A | #N/A |  |  |  | FALSE | #N/A | #N/A | #N/A | #N/A | #N/A | #N/A | #N/A | #N/A | #N/A | #N/A
FALSE | #N/A | #N/A | #N/A | #N/A | #N/A | #N/A | #N/A | #N/A | #N/A | #N/A |  |  |  | FALSE | #N/A | #N/A | #N/A | #N/A | #N/A | #N/A | #N/A | #N/A | #N/A | #N/A
FALSE | #N/A | #N/A | #N/A | #N/A | #N/A | #N/A | #N/A | #N/A | #N/A | #N/A |  |  |  | FALSE | #N/A | #N/A | #N/A | #N/A | #N/A | #N/A | #N/A | #N/A | #N/A | #N/A
FALSE | #N/A | #N/A | #N/A | #N/A | #N/A | #N/A | #N/A | #N/A | #N/A | #N/A |  |  |  | FALSE | #N/A | #N/A | #N/A | #N/A | #N/A | #N/A | #N/A | #N/A | #N/A | #N/A
FALSE | #N/A | #N/A | #N/A | #N/A | #N/A | #N/A | #N/A | #N/A | #N/A | #N/A |  |  |  | FALSE | #N/A | #N/A | #N/A | #N/A | #N/A | #N/A | #N/A | #N/A | #N/A | #N/A
FALSE | #N/A | #N/A | #N/A | #N/A | #N/A | #N/A | #N/A | #N/A | #N/A | #N/A |  |  |  | FALSE | #N/A | #N/A | #N/A | #N/A | #N/A | #N/A | #N/A | #N/A | #N/A | #N/A
FALSE | #N/A | #N/A | #N/A | #N/A | #N/A | #N/A | #N/A | #N/A | #N/A | #N/A |  |  |  | FALSE | #N/A | #N/A | #N/A | #N/A | #N/A | #N/A | #N/A | #N/A | #N/A | #N/A
FALSE | #N/A | #N/A | #N/A | #N/A | #N/A | #N/A | #N/A | #N/A | #N/A | #N/A |  |  |  | FALSE | #N/A | #N/A | #N/A | #N/A | #N/A | #N/A | #N/A | #N/A | #N/A | #N/A
FALSE | #N/A | #N/A | #N/A | #N/A | #N/A | #N/A | #N/A | #N/A | #N/A | #N/A |  |  |  | FALSE | #N/A | #N/A | #N/A | #N/A | #N/A | #N/A | #N/A | #N/A | #N/A | #N/A
FALSE | #N/A | #N/A | #N/A | #N/A | #N/A | #N/A | #N/A | #N/A | #N/A | #N/A |  |  |  | FALSE | #N/A | #N/A | #N/A | #N/A | #N/A | #N/A | #N/A | #N/A | #N/A | #N/A
FALSE | #N/A | #N/A | #N/A | #N/A | #N/A | #N/A | #N/A | #N/A | #N/A | #N/A |  |  |  | FALSE | #N/A | #N/A | #N/A | #N/A | #N/A | #N/A | #N/A | #N/A | #N/A | #N/A
FALSE | #N/A | #N/A | #N/A | #N/A | #N/A | #N/A | #N/A | #N/A | #N/A | #N/A |  |  |  | FALSE | #N/A | #N/A | #N/A | #N/A | #N/A | #N/A | #N/A | #N/A | #N/A | #N/A
FALSE | #N/A | #N/A | #N/A | #N/A | #N/A | #N/A | #N/A | #N/A | #N/A | #N/A |  |  |  | FALSE | #N/A | #N/A | #N/A | #N/A | #N/A | #N/A | #N/A | #N/A | #N/A | #N/A
FALSE | #N/A | #N/A | #N/A | #N/A | #N/A | #N/A | #N/A | #N/A | #N/A | #N/A |  |  |  | FALSE | #N/A | #N/A | #N/A | #N/A | #N/A | #N/A | #N/A | #N/A | #N/A | #N/A
FALSE | #N/A | #N/A | #N/A | #N/A | #N/A | #N/A | #N/A | #N/A | #N/A | #N/A |  |  |  | FALSE | #N/A | #N/A | #N/A | #N/A | #N/A | #N/A | #N/A | #N/A | #N/A | #N/A
FALSE | #N/A | #N/A | #N/A | #N/A | #N/A | #N/A | #N/A | #N/A | #N/A | #N/A |  |  |  | FALSE | #N/A | #N/A | #N/A | #N/A | #N/A | #N/A | #N/A | #N/A | #N/A | #N/A
FALSE | #N/A | #N/A | #N/A | #N/A | #N/A | #N/A | #N/A | #N/A | #N/A | #N/A |  |  |  | FALSE | #N/A | #N/A | #N/A | #N/A | #N/A | #N/A | #N/A | #N/A | #N/A | #N/A
FALSE | #N/A | #N/A | #N/A | #N/A | #N/A | #N/A | #N/A | #N/A | #N/A | #N/A |  |  |  | FALSE | #N/A | #N/A | #N/A | #N/A | #N/A | #N/A | #N/A | #N/A | #N/A | #N/A
FALSE | #N/A | #N/A | #N/A | #N/A | #N/A | #N/A | #N/A | #N/A | #N/A | #N/A |  |  |  | FALSE | #N/A | #N/A | #N/A | #N/A | #N/A | #N/A | #N/A | #N/A | #N/A | #N/A
FALSE | #N/A | #N/A | #N/A | #N/A | #N/A | #N/A | #N/A | #N/A | #N/A | #N/A |  |  |  | FALSE | #N/A | #N/A | #N/A | #N/A | #N/A | #N/A | #N/A | #N/A | #N/A | #N/A
FALSE | #N/A | #N/A | #N/A | #N/A | #N/A | #N/A | #N/A | #N/A | #N/A | #N/A |  |  |  | FALSE | #N/A | #N/A | #N/A | #N/A | #N/A | #N/A | #N/A | #N/A | #N/A | #N/A
FALSE | #N/A | #N/A | #N/A | #N/A | #N/A | #N/A | #N/A | #N/A | #N/A | #N/A |  |  |  | FALSE | #N/A | #N/A | #N/A | #N/A | #N/A | #N/A | #N/A | #N/A | #N/A | #N/A
FALSE | #N/A | #N/A | #N/A | #N/A | #N/A | #N/A | #N/A | #N/A | #N/A | #N/A |  |  |  | FALSE | #N/A | #N/A | #N/A | #N/A | #N/A | #N/A | #N/A | #N/A | #N/A | #N/A
FALSE | #N/A | #N/A | #N/A | #N/A | #N/A | #N/A | #N/A | #N/A | #N/A | #N/A |  |  |  | FALSE | #N/A | #N/A | #N/A | #N/A | #N/A | #N/A | #N/A | #N/A | #N/A | #N/A
FALSE | #N/A | #N/A | #N/A | #N/A | #N/A | #N/A | #N/A | #N/A | #N/A | #N/A |  |  |  | FALSE | #N/A | #N/A | #N/A | #N/A | #N/A | #N/A | #N/A | #N/A | #N/A | #N/A
FALSE | #N/A | #N/A | #N/A | #N/A | #N/A | #N/A | #N/A | #N/A | #N/A | #N/A |  |  |  | FALSE | #N/A | #N/A | #N/A | #N/A | #N/A | #N/A | #N/A | #N/A | #N/A | #N/A
FALSE | #N/A | #N/A | #N/A | #N/A | #N/A | #N/A | #N/A | #N/A | #N/A | #N/A |  |  |  | FALSE | #N/A | #N/A | #N/A | #N/A | #N/A | #N/A | #N/A | #N/A | #N/A | #N/A
FALSE | #N/A | #N/A | #N/A | #N/A | #N/A | #N/A | #N/A | #N/A | #N/A | #N/A |  |  |  | FALSE | #N/A | #N/A | #N/A | #N/A | #N/A | #N/A | #N/A | #N/A | #N/A | #N/A
FALSE | #N/A | #N/A | #N/A | #N/A | #N/A | #N/A | #N/A | #N/A | #N/A | #N/A |  |  |  | FALSE | #N/A | #N/A | #N/A | #N/A | #N/A | #N/A | #N/A | #N/A | #N/A | #N/A
FALSE | #N/A | #N/A | #N/A | #N/A | #N/A | #N/A | #N/A | #N/A | #N/A | #N/A |  |  |  | FALSE | #N/A | #N/A | #N/A | #N/A | #N/A | #N/A | #N/A | #N/A | #N/A | #N/A
FALSE | #N/A | #N/A | #N/A | #N/A | #N/A | #N/A | #N/A | #N/A | #N/A | #N/A |  |  |  | FALSE | #N/A | #N/A | #N/A | #N/A | #N/A | #N/A | #N/A | #N/A | #N/A | #N/A
FALSE | #N/A | #N/A | #N/A | #N/A | #N/A | #N/A | #N/A | #N/A | #N/A | #N/A |  |  |  | FALSE | #N/A | #N/A | #N/A | #N/A | #N/A | #N/A | #N/A | #N/A | #N/A | #N/A
FALSE | #N/A | #N/A | #N/A | #N/A | #N/A | #N/A | #N/A | #N/A | #N/A | #N/A |  |  |  | FALSE | #N/A | #N/A | #N/A | #N/A | #N/A | #N/A | #N/A | #N/A | #N/A | #N/A
FALSE | #N/A | #N/A | #N/A | #N/A | #N/A | #N/A | #N/A | #N/A | #N/A | #N/A |  |  |  | FALSE | #N/A | #N/A | #N/A | #N/A | #N/A | #N/A | #N/A | #N/A | #N/A | #N/A
FALSE | #N/A | #N/A | #N/A | #N/A | #N/A | #N/A | #N/A | #N/A | #N/A | #N/A |  |  |  | FALSE | #N/A | #N/A | #N/A | #N/A | #N/A | #N/A | #N/A | #N/A | #N/A | #N/A
FALSE | #N/A | #N/A | #N/A | #N/A | #N/A | #N/A | #N/A | #N/A | #N/A | #N/A |  |  |  | FALSE | #N/A | #N/A | #N/A | #N/A | #N/A | #N/A | #N/A | #N/A | #N/A | #N/A
FALSE | #N/A | #N/A | #N/A | #N/A | #N/A | #N/A | #N/A | #N/A | #N/A | #N/A |  |  |  | FALSE | #N/A | #N/A | #N/A | #N/A | #N/A | #N/A | #N/A | #N/A | #N/A | #N/A
FALSE | #N/A | #N/A | #N/A | #N/A | #N/A | #N/A | #N/A | #N/A | #N/A | #N/A |  |  |  | FALSE | #N/A | #N/A | #N/A | #N/A | #N/A | #N/A | #N/A | #N/A | #N/A | #N/A
FALSE | #N/A | #N/A | #N/A | #N/A | #N/A | #N/A | #N/A | #N/A | #N/A | #N/A |  |  |  | FALSE | #N/A | #N/A | #N/A | #N/A | #N/A | #N/A | #N/A | #N/A | #N/A | #N/A
FALSE | #N/A | #N/A | #N/A | #N/A | #N/A | #N/A | #N/A | #N/A | #N/A | #N/A |  |  |  | FALSE | #N/A | #N/A | #N/A | #N/A | #N/A | #N/A | #N/A | #N/A | #N/A | #N/A
FALSE | #N/A | #N/A | #N/A | #N/A | #N/A | #N/A | #N/A | #N/A | #N/A | #N/A |  |  |  | FALSE | #N/A | #N/A | #N/A | #N/A | #N/A | #N/A | #N/A | #N/A | #N/A | #N/A
FALSE | #N/A | #N/A | #N/A | #N/A | #N/A | #N/A | #N/A | #N/A | #N/A | #N/A |  |  |  | FALSE | #N/A | #N/A | #N/A | #N/A | #N/A | #N/A | #N/A | #N/A | #N/A | #N/A
FALSE | #N/A | #N/A | #N/A | #N/A | #N/A | #N/A | #N/A | #N/A | #N/A | #N/A |  |  |  | FALSE | #N/A | #N/A | #N/A | #N/A | #N/A | #N/A | #N/A | #N/A | #N/A | #N/A
FALSE | #N/A | #N/A | #N/A | #N/A | #N/A | #N/A | #N/A | #N/A | #N/A | #N/A |  |  |  | FALSE | #N/A | #N/A | #N/A | #N/A | #N/A | #N/A | #N/A | #N/A | #N/A | #N/A
FALSE | #N/A | #N/A | #N/A | #N/A | #N/A | #N/A | #N/A | #N/A | #N/A | #N/A |  |  |  | FALSE | #N/A | #N/A | #N/A | #N/A | #N/A | #N/A | #N/A | #N/A | #N/A | #N/A
FALSE | #N/A | #N/A | #N/A | #N/A | #N/A | #N/A | #N/A | #N/A | #N/A | #N/A |  |  |  | FALSE | #N/A | #N/A | #N/A | #N/A | #N/A | #N/A | #N/A | #N/A | #N/A | #N/A
FALSE | #N/A | #N/A | #N/A | #N/A | #N/A | #N/A | #N/A | #N/A | #N/A | #N/A |  |  |  | FALSE | #N/A | #N/A | #N/A | #N/A | #N/A | #N/A | #N/A | #N/A | #N/A | #N/A
FALSE | #N/A | #N/A | #N/A | #N/A | #N/A | #N/A | #N/A | #N/A | #N/A | #N/A |  |  |  | FALSE | #N/A | #N/A | #N/A | #N/A | #N/A | #N/A | #N/A | #N/A | #N/A | #N/A
FALSE | #N/A | #N/A | #N/A | #N/A | #N/A | #N/A | #N/A | #N/A | #N/A | #N/A |  |  |  | FALSE | #N/A | #N/A | #N/A | #N/A | #N/A | #N/A | #N/A | #N/A | #N/A | #N/A
FALSE | #N/A | #N/A | #N/A | #N/A | #N/A | #N/A | #N/A | #N/A | #N/A | #N/A |  |  |  | FALSE | #N/A | #N/A | #N/A | #N/A | #N/A | #N/A | #N/A | #N/A | #N/A | #N/A
FALSE | #N/A | #N/A | #N/A | #N/A | #N/A | #N/A | #N/A | #N/A | #N/A | #N/A |  |  |  | FALSE | #N/A | #N/A | #N/A | #N/A | #N/A | #N/A | #N/A | #N/A | #N/A | #N/A
FALSE | #N/A | #N/A | #N/A | #N/A | #N/A | #N/A | #N/A | #N/A | #N/A | #N/A |  |  |  | FALSE | #N/A | #N/A | #N/A | #N/A | #N/A | #N/A | #N/A | #N/A | #N/A | #N/A
FALSE | #N/A | #N/A | #N/A | #N/A | #N/A | #N/A | #N/A | #N/A | #N/A | #N/A |  |  |  | FALSE | #N/A | #N/A | #N/A | #N/A | #N/A | #N/A | #N/A | #N/A | #N/A | #N/A
FALSE | #N/A | #N/A | #N/A | #N/A | #N/A | #N/A | #N/A | #N/A | #N/A | #N/A |  |  |  | FALSE | #N/A | #N/A | #N/A | #N/A | #N/A | #N/A | #N/A | #N/A | #N/A | #N/A
FALSE | #N/A | #N/A | #N/A | #N/A | #N/A | #N/A | #N/A | #N/A | #N/A | #N/A |  |  |  | FALSE | #N/A | #N/A | #N/A | #N/A | #N/A | #N/A | #N/A | #N/A | #N/A | #N/A
FALSE | #N/A | #N/A | #N/A | #N/A | #N/A | #N/A | #N/A | #N/A | #N/A | #N/A |  |  |  | FALSE | #N/A | #N/A | #N/A | #N/A | #N/A | #N/A | #N/A | #N/A | #N/A | #N/A
FALSE | #N/A | #N/A | #N/A | #N/A | #N/A | #N/A | #N/A | #N/A | #N/A | #N/A |  |  |  | FALSE | #N/A | #N/A | #N/A | #N/A | #N/A | #N/A | #N/A | #N/A | #N/A | #N/A
FALSE | #N/A | #N/A | #N/A | #N/A | #N/A | #N/A | #N/A | #N/A | #N/A | #N/A |  |  |  | FALSE | #N/A | #N/A | #N/A | #N/A | #N/A | #N/A | #N/A | #N/A | #N/A | #N/A
FALSE | #N/A | #N/A | #N/A | #N/A | #N/A | #N/A | #N/A | #N/A | #N/A | #N/A |  |  |  | FALSE | #N/A | #N/A | #N/A | #N/A | #N/A | #N/A | #N/A | #N/A | #N/A | #N/A
FALSE | #N/A | #N/A | #N/A | #N/A | #N/A | #N/A | #N/A | #N/A | #N/A | #N/A |  |  |  | FALSE | #N/A | #N/A | #N/A | #N/A | #N/A | #N/A | #N/A | #N/A | #N/A | #N/A
FALSE | #N/A | #N/A | #N/A | #N/A | #N/A | #N/A | #N/A | #N/A | #N/A | #N/A |  |  |  | FALSE | #N/A | #N/A | #N/A | #N/A | #N/A | #N/A | #N/A | #N/A | #N/A | #N/A
FALSE | #N/A | #N/A | #N/A | #N/A | #N/A | #N/A | #N/A | #N/A | #N/A | #N/A |  |  |  | FALSE | #N/A | #N/A | #N/A | #N/A | #N/A | #N/A | #N/A | #N/A | #N/A | #N/A
FALSE | #N/A | #N/A | #N/A | #N/A | #N/A | #N/A | #N/A | #N/A | #N/A | #N/A |  |  |  | FALSE | #N/A | #N/A | #N/A | #N/A | #N/A | #N/A | #N/A | #N/A | #N/A | #N/A
FALSE | #N/A | #N/A | #N/A | #N/A | #N/A | #N/A | #N/A | #N/A | #N/A | #N/A |  |  |  | FALSE | #N/A | #N/A | #N/A | #N/A | #N/A | #N/A | #N/A | #N/A | #N/A | #N/A
FALSE | #N/A | #N/A | #N/A | #N/A | #N/A | #N/A | #N/A | #N/A | #N/A | #N/A |  |  |  | FALSE | #N/A | #N/A | #N/A | #N/A | #N/A | #N/A | #N/A | #N/A | #N/A | #N/A
FALSE | #N/A | #N/A | #N/A | #N/A | #N/A | #N/A | #N/A | #N/A | #N/A | #N/A |  |  |  | FALSE | #N/A | #N/A | #N/A | #N/A | #N/A | #N/A | #N/A | #N/A | #N/A | #N/A
FALSE | #N/A | #N/A | #N/A | #N/A | #N/A | #N/A | #N/A | #N/A | #N/A | #N/A |  |  |  | FALSE | #N/A | #N/A | #N/A | #N/A | #N/A | #N/A | #N/A | #N/A | #N/A | #N/A
FALSE | #N/A | #N/A | #N/A | #N/A | #N/A | #N/A | #N/A | #N/A | #N/A | #N/A |  |  |  | FALSE | #N/A | #N/A | #N/A | #N/A | #N/A | #N/A | #N/A | #N/A | #N/A | #N/A
FALSE | #N/A | #N/A | #N/A | #N/A | #N/A | #N/A | #N/A | #N/A | #N/A | #N/A |  |  |  | FALSE | #N/A | #N/A | #N/A | #N/A | #N/A | #N/A | #N/A | #N/A | #N/A | #N/A
FALSE | #N/A | #N/A | #N/A | #N/A | #N/A | #N/A | #N/A | #N/A | #N/A | #N/A |  |  |  | FALSE | #N/A | #N/A | #N/A | #N/A | #N/A | #N/A | #N/A | #N/A | #N/A | #N/A
FALSE | #N/A | #N/A | #N/A | #N/A | #N/A | #N/A | #N/A | #N/A | #N/A | #N/A |  |  |  | FALSE | #N/A | #N/A | #N/A | #N/A | #N/A | #N/A | #N/A | #N/A | #N/A | #N/A
FALSE | #N/A | #N/A | #N/A | #N/A | #N/A | #N/A | #N/A | #N/A | #N/A | #N/A |  |  |  | FALSE | #N/A | #N/A | #N/A | #N/A | #N/A | #N/A | #N/A | #N/A | #N/A | #N/A
FALSE | #N/A | #N/A | #N/A | #N/A | #N/A | #N/A | #N/A | #N/A | #N/A | #N/A |  |  |  | FALSE | #N/A | #N/A | #N/A | #N/A | #N/A | #N/A | #N/A | #N/A | #N/A | #N/A
FALSE | #N/A | #N/A | #N/A | #N/A | #N/A | #N/A | #N/A | #N/A | #N/A | #N/A |  |  |  | FALSE | #N/A | #N/A | #N/A | #N/A | #N/A | #N/A | #N/A | #N/A | #N/A | #N/A
FALSE | #N/A | #N/A | #N/A | #N/A | #N/A | #N/A | #N/A | #N/A | #N/A | #N/A |  |  |  | FALSE | #N/A | #N/A | #N/A | #N/A | #N/A | #N/A | #N/A | #N/A | #N/A | #N/A
FALSE | #N/A | #N/A | #N/A | #N/A | #N/A | #N/A | #N/A | #N/A | #N/A | #N/A |  |  |  | FALSE | #N/A | #N/A | #N/A | #N/A | #N/A | #N/A | #N/A | #N/A | #N/A | #N/A
FALSE | #N/A | #N/A | #N/A | #N/A | #N/A | #N/A | #N/A | #N/A | #N/A | #N/A |  |  |  | FALSE | #N/A | #N/A | #N/A | #N/A | #N/A | #N/A | #N/A | #N/A | #N/A | #N/A
FALSE | #N/A | #N/A | #N/A | #N/A | #N/A | #N/A | #N/A | #N/A | #N/A | #N/A |  |  |  | FALSE | #N/A | #N/A | #N/A | #N/A | #N/A | #N/A | #N/A | #N/A | #N/A | #N/A
FALSE | #N/A | #N/A | #N/A | #N/A | #N/A | #N/A | #N/A | #N/A | #N/A | #N/A |  |  |  | FALSE | #N/A | #N/A | #N/A | #N/A | #N/A | #N/A | #N/A | #N/A | #N/A | #N/A
FALSE | #N/A | #N/A | #N/A | #N/A | #N/A | #N/A | #N/A | #N/A | #N/A | #N/A |  |  |  | FALSE | #N/A | #N/A | #N/A | #N/A | #N/A | #N/A | #N/A | #N/A | #N/A | #N/A
FALSE | #N/A | #N/A | #N/A | #N/A | #N/A | #N/A | #N/A | #N/A | #N/A | #N/A |  |  |  | FALSE | #N/A | #N/A | #N/A | #N/A | #N/A | #N/A | #N/A | #N/A | #N/A | #N/A
FALSE | #N/A | #N/A | #N/A | #N/A | #N/A | #N/A | #N/A | #N/A | #N/A | #N/A |  |  |  | FALSE | #N/A | #N/A | #N/A | #N/A | #N/A | #N/A | #N/A | #N/A | #N/A | #N/A
FALSE | #N/A | #N/A | #N/A | #N/A | #N/A | #N/A | #N/A | #N/A | #N/A | #N/A |  |  |  | FALSE | #N/A | #N/A | #N/A | #N/A | #N/A | #N/A | #N/A | #N/A | #N/A | #N/A
FALSE | #N/A | #N/A | #N/A | #N/A | #N/A | #N/A | #N/A | #N/A | #N/A | #N/A |  |  |  | FALSE | #N/A | #N/A | #N/A | #N/A | #N/A | #N/A | #N/A | #N/A | #N/A | #N/A
FALSE | #N/A | #N/A | #N/A | #N/A | #N/A | #N/A | #N/A | #N/A | #N/A | #N/A |  |  |  | FALSE | #N/A | #N/A | #N/A | #N/A | #N/A | #N/A | #N/A | #N/A | #N/A | #N/A
FALSE | #N/A | #N/A | #N/A | #N/A | #N/A | #N/A | #N/A | #N/A | #N/A | #N/A |  |  |  | FALSE | #N/A | #N/A | #N/A | #N/A | #N/A | #N/A | #N/A | #N/A | #N/A | #N/A
FALSE | #N/A | #N/A | #N/A | #N/A | #N/A | #N/A | #N/A | #N/A | #N/A | #N/A |  |  |  | FALSE | #N/A | #N/A | #N/A | #N/A | #N/A | #N/A | #N/A | #N/A | #N/A | #N/A
FALSE | #N/A | #N/A | #N/A | #N/A | #N/A | #N/A | #N/A | #N/A | #N/A | #N/A |  |  |  | FALSE | #N/A | #N/A | #N/A | #N/A | #N/A | #N/A | #N/A | #N/A | #N/A | #N/A
FALSE | #N/A | #N/A | #N/A | #N/A | #N/A | #N/A | #N/A | #N/A | #N/A | #N/A |  |  |  | FALSE | #N/A | #N/A | #N/A | #N/A | #N/A | #N/A | #N/A | #N/A | #N/A | #N/A
FALSE | #N/A | #N/A | #N/A | #N/A | #N/A | #N/A | #N/A | #N/A | #N/A | #N/A |  |  |  | FALSE | #N/A | #N/A | #N/A | #N/A | #N/A | #N/A | #N/A | #N/A | #N/A | #N/A
FALSE | #N/A | #N/A | #N/A | #N/A | #N/A | #N/A | #N/A | #N/A | #N/A | #N/A |  |  |  | FALSE | #N/A | #N/A | #N/A | #N/A | #N/A | #N/A | #N/A | #N/A | #N/A | #N/A
FALSE | #N/A | #N/A | #N/A | #N/A | #N/A | #N/A | #N/A | #N/A | #N/A | #N/A |  |  |  | FALSE | #N/A | #N/A | #N/A | #N/A | #N/A | #N/A | #N/A | #N/A | #N/A | #N/A
FALSE | #N/A | #N/A | #N/A | #N/A | #N/A | #N/A | #N/A | #N/A | #N/A | #N/A |  |  |  | FALSE | #N/A | #N/A | #N/A | #N/A | #N/A | #N/A | #N/A | #N/A | #N/A | #N/A
FALSE | #N/A | #N/A | #N/A | #N/A | #N/A | #N/A | #N/A | #N/A | #N/A | #N/A |  |  |  | FALSE | #N/A | #N/A | #N/A | #N/A | #N/A | #N/A | #N/A | #N/A | #N/A | #N/A
FALSE | #N/A | #N/A | #N/A | #N/A | #N/A | #N/A | #N/A | #N/A | #N/A | #N/A |  |  |  | FALSE | #N/A | #N/A | #N/A | #N/A | #N/A | #N/A | #N/A | #N/A | #N/A | #N/A
FALSE | #N/A | #N/A | #N/A | #N/A | #N/A | #N/A | #N/A | #N/A | #N/A | #N/A |  |  |  | FALSE | #N/A | #N/A | #N/A | #N/A | #N/A | #N/A | #N/A | #N/A | #N/A | #N/A
FALSE | #N/A | #N/A | #N/A | #N/A | #N/A | #N/A | #N/A | #N/A | #N/A | #N/A |  |  |  | FALSE | #N/A | #N/A | #N/A | #N/A | #N/A | #N/A | #N/A | #N/A | #N/A | #N/A
FALSE | #N/A | #N/A | #N/A | #N/A | #N/A | #N/A | #N/A | #N/A | #N/A | #N/A |  |  |  | FALSE | #N/A | #N/A | #N/A | #N/A | #N/A | #N/A | #N/A | #N/A | #N/A | #N/A
FALSE | #N/A | #N/A | #N/A | #N/A | #N/A | #N/A | #N/A | #N/A | #N/A | #N/A |  |  |  | FALSE | #N/A | #N/A | #N/A | #N/A | #N/A | #N/A | #N/A | #N/A | #N/A | #N/A
FALSE | #N/A | #N/A | #N/A | #N/A | #N/A | #N/A | #N/A | #N/A | #N/A | #N/A |  |  |  | FALSE | #N/A | #N/A | #N/A | #N/A | #N/A | #N/A | #N/A | #N/A | #N/A | #N/A
FALSE | #N/A | #N/A | #N/A | #N/A | #N/A | #N/A | #N/A | #N/A | #N/A | #N/A |  |  |  | FALSE | #N/A | #N/A | #N/A | #N/A | #N/A | #N/A | #N/A | #N/A | #N/A | #N/A
FALSE | #N/A | #N/A | #N/A | #N/A | #N/A | #N/A | #N/A | #N/A | #N/A | #N/A |  |  |  | FALSE | #N/A | #N/A | #N/A | #N/A | #N/A | #N/A | #N/A | #N/A | #N/A | #N/A
FALSE | #N/A | #N/A | #N/A | #N/A | #N/A | #N/A | #N/A | #N/A | #N/A | #N/A |  |  |  | FALSE | #N/A | #N/A | #N/A | #N/A | #N/A | #N/A | #N/A | #N/A | #N/A | #N/A
FALSE | #N/A | #N/A | #N/A | #N/A | #N/A | #N/A | #N/A | #N/A | #N/A | #N/A |  |  |  | FALSE | #N/A | #N/A | #N/A | #N/A | #N/A | #N/A | #N/A | #N/A | #N/A | #N/A
FALSE | #N/A | #N/A | #N/A | #N/A | #N/A | #N/A | #N/A | #N/A | #N/A | #N/A |  |  |  | FALSE | #N/A | #N/A | #N/A | #N/A | #N/A | #N/A | #N/A | #N/A | #N/A | #N/A
FALSE | #N/A | #N/A | #N/A | #N/A | #N/A | #N/A | #N/A | #N/A | #N/A | #N/A |  |  |  | FALSE | #N/A | #N/A | #N/A | #N/A | #N/A | #N/A | #N/A | #N/A | #N/A | #N/A
FALSE | #N/A | #N/A | #N/A | #N/A | #N/A | #N/A | #N/A | #N/A | #N/A | #N/A |  |  |  | FALSE | #N/A | #N/A | #N/A | #N/A | #N/A | #N/A | #N/A | #N/A | #N/A | #N/A
FALSE | #N/A | #N/A | #N/A | #N/A | #N/A | #N/A | #N/A | #N/A | #N/A | #N/A |  |  |  | FALSE | #N/A | #N/A | #N/A | #N/A | #N/A | #N/A | #N/A | #N/A | #N/A | #N/A
FALSE | #N/A | #N/A | #N/A | #N/A | #N/A | #N/A | #N/A | #N/A | #N/A | #N/A |  |  |  | FALSE | #N/A | #N/A | #N/A | #N/A | #N/A | #N/A | #N/A | #N/A | #N/A | #N/A
FALSE | #N/A | #N/A | #N/A | #N/A | #N/A | #N/A | #N/A | #N/A | #N/A | #N/A |  |  |  | FALSE | #N/A | #N/A | #N/A | #N/A | #N/A | #N/A | #N/A | #N/A | #N/A | #N/A
FALSE | #N/A | #N/A | #N/A | #N/A | #N/A | #N/A | #N/A | #N/A | #N/A | #N/A |  |  |  | FALSE | #N/A | #N/A | #N/A | #N/A | #N/A | #N/A | #N/A | #N/A | #N/A | #N/A
FALSE | #N/A | #N/A | #N/A | #N/A | #N/A | #N/A | #N/A | #N/A | #N/A | #N/A |  |  |  | FALSE | #N/A | #N/A | #N/A | #N/A | #N/A | #N/A | #N/A | #N/A | #N/A | #N/A
FALSE | #N/A | #N/A | #N/A | #N/A | #N/A | #N/A | #N/A | #N/A | #N/A | #N/A |  |  |  | FALSE | #N/A | #N/A | #N/A | #N/A | #N/A | #N/A | #N/A | #N/A | #N/A | #N/A
FALSE | #N/A | #N/A | #N/A | #N/A | #N/A | #N/A | #N/A | #N/A | #N/A | #N/A |  |  |  | FALSE | #N/A | #N/A | #N/A | #N/A | #N/A | #N/A | #N/A | #N/A | #N/A | #N/A
FALSE | #N/A | #N/A | #N/A | #N/A | #N/A | #N/A | #N/A | #N/A | #N/A | #N/A |  |  |  | FALSE | #N/A | #N/A | #N/A | #N/A | #N/A | #N/A | #N/A | #N/A | #N/A | #N/A
FALSE | #N/A | #N/A | #N/A | #N/A | #N/A | #N/A | #N/A | #N/A | #N/A | #N/A |  |  |  | FALSE | #N/A | #N/A | #N/A | #N/A | #N/A | #N/A | #N/A | #N/A | #N/A | #N/A
FALSE | #N/A | #N/A | #N/A | #N/A | #N/A | #N/A | #N/A | #N/A | #N/A | #N/A |  |  |  | FALSE | #N/A | #N/A | #N/A | #N/A | #N/A | #N/A | #N/A | #N/A | #N/A | #N/A
FALSE | #N/A | #N/A | #N/A | #N/A | #N/A | #N/A | #N/A | #N/A | #N/A | #N/A |  |  |  | FALSE | #N/A | #N/A | #N/A | #N/A | #N/A | #N/A | #N/A | #N/A | #N/A | #N/A
FALSE | #N/A | #N/A | #N/A | #N/A | #N/A | #N/A | #N/A | #N/A | #N/A | #N/A |  |  |  | FALSE | #N/A | #N/A | #N/A | #N/A | #N/A | #N/A | #N/A | #N/A | #N/A | #N/A
FALSE | #N/A | #N/A | #N/A | #N/A | #N/A | #N/A | #N/A | #N/A | #N/A | #N/A |  |  |  | FALSE | #N/A | #N/A | #N/A | #N/A | #N/A | #N/A | #N/A | #N/A | #N/A | #N/A
FALSE | #N/A | #N/A | #N/A | #N/A | #N/A | #N/A | #N/A | #N/A | #N/A | #N/A |  |  |  | FALSE | #N/A | #N/A | #N/A | #N/A | #N/A | #N/A | #N/A | #N/A | #N/A | #N/A
FALSE | #N/A | #N/A | #N/A | #N/A | #N/A | #N/A | #N/A | #N/A | #N/A | #N/A |  |  |  | FALSE | #N/A | #N/A | #N/A | #N/A | #N/A | #N/A | #N/A | #N/A | #N/A | #N/A
FALSE | #N/A | #N/A | #N/A | #N/A | #N/A | #N/A | #N/A | #N/A | #N/A | #N/A |  |  |  | FALSE | #N/A | #N/A | #N/A | #N/A | #N/A | #N/A | #N/A | #N/A | #N/A | #N/A
FALSE | #N/A | #N/A | #N/A | #N/A | #N/A | #N/A | #N/A | #N/A | #N/A | #N/A |  |  |  | FALSE | #N/A | #N/A | #N/A | #N/A | #N/A | #N/A | #N/A | #N/A | #N/A | #N/A
FALSE | #N/A | #N/A | #N/A | #N/A | #N/A | #N/A | #N/A | #N/A | #N/A | #N/A |  |  |  | FALSE | #N/A | #N/A | #N/A | #N/A | #N/A | #N/A | #N/A | #N/A | #N/A | #N/A
FALSE | #N/A | #N/A | #N/A | #N/A | #N/A | #N/A | #N/A | #N/A | #N/A | #N/A |  |  |  | FALSE | #N/A | #N/A | #N/A | #N/A | #N/A | #N/A | #N/A | #N/A | #N/A | #N/A
FALSE | #N/A | #N/A | #N/A | #N/A | #N/A | #N/A | #N/A | #N/A | #N/A | #N/A |  |  |  | FALSE | #N/A | #N/A | #N/A | #N/A | #N/A | #N/A | #N/A | #N/A | #N/A | #N/A
FALSE | #N/A | #N/A | #N/A | #N/A | #N/A | #N/A | #N/A | #N/A | #N/A | #N/A |  |  |  | FALSE | #N/A | #N/A | #N/A | #N/A | #N/A | #N/A | #N/A | #N/A | #N/A | #N/A
FALSE | #N/A | #N/A | #N/A | #N/A | #N/A | #N/A | #N/A | #N/A | #N/A | #N/A |  |  |  | FALSE | #N/A | #N/A | #N/A | #N/A | #N/A | #N/A | #N/A | #N/A | #N/A | #N/A
FALSE | #N/A | #N/A | #N/A | #N/A | #N/A | #N/A | #N/A | #N/A | #N/A | #N/A |  |  |  | FALSE | #N/A | #N/A | #N/A | #N/A | #N/A | #N/A | #N/A | #N/A | #N/A | #N/A
FALSE | #N/A | #N/A | #N/A | #N/A | #N/A | #N/A | #N/A | #N/A | #N/A | #N/A |  |  |  | FALSE | #N/A | #N/A | #N/A | #N/A | #N/A | #N/A | #N/A | #N/A | #N/A | #N/A
FALSE | #N/A | #N/A | #N/A | #N/A | #N/A | #N/A | #N/A | #N/A | #N/A | #N/A |  |  |  | FALSE | #N/A | #N/A | #N/A | #N/A | #N/A | #N/A | #N/A | #N/A | #N/A | #N/A
FALSE | #N/A | #N/A | #N/A | #N/A | #N/A | #N/A | #N/A | #N/A | #N/A | #N/A |  |  |  | FALSE | #N/A | #N/A | #N/A | #N/A | #N/A | #N/A | #N/A | #N/A | #N/A | #N/A
FALSE | #N/A | #N/A | #N/A | #N/A | #N/A | #N/A | #N/A | #N/A | #N/A | #N/A |  |  |  | FALSE | #N/A | #N/A | #N/A | #N/A | #N/A | #N/A | #N/A | #N/A | #N/A | #N/A
FALSE | #N/A | #N/A | #N/A | #N/A | #N/A | #N/A | #N/A | #N/A | #N/A | #N/A |  |  |  | FALSE | #N/A | #N/A | #N/A | #N/A | #N/A | #N/A | #N/A | #N/A | #N/A | #N/A
FALSE | #N/A | #N/A | #N/A | #N/A | #N/A | #N/A | #N/A | #N/A | #N/A | #N/A |  |  |  | FALSE | #N/A | #N/A | #N/A | #N/A | #N/A | #N/A | #N/A | #N/A | #N/A | #N/A
FALSE | #N/A | #N/A | #N/A | #N/A | #N/A | #N/A | #N/A | #N/A | #N/A | #N/A |  |  |  | FALSE | #N/A | #N/A | #N/A | #N/A | #N/A | #N/A | #N/A | #N/A | #N/A | #N/A
FALSE | #N/A | #N/A | #N/A | #N/A | #N/A | #N/A | #N/A | #N/A | #N/A | #N/A |  |  |  | FALSE | #N/A | #N/A | #N/A | #N/A | #N/A | #N/A | #N/A | #N/A | #N/A | #N/A
FALSE | #N/A | #N/A | #N/A | #N/A | #N/A | #N/A | #N/A | #N/A | #N/A | #N/A |  |  |  | FALSE | #N/A | #N/A | #N/A | #N/A | #N/A | #N/A | #N/A | #N/A | #N/A | #N/A
FALSE | #N/A | #N/A | #N/A | #N/A | #N/A | #N/A | #N/A | #N/A | #N/A | #N/A |  |  |  | FALSE | #N/A | #N/A | #N/A | #N/A | #N/A | #N/A | #N/A | #N/A | #N/A | #N/A
FALSE | #N/A | #N/A | #N/A | #N/A | #N/A | #N/A | #N/A | #N/A | #N/A | #N/A |  |  |  | FALSE | #N/A | #N/A | #N/A | #N/A | #N/A | #N/A | #N/A | #N/A | #N/A | #N/A
FALSE | #N/A | #N/A | #N/A | #N/A | #N/A | #N/A | #N/A | #N/A | #N/A | #N/A |  |  |  | FALSE | #N/A | #N/A | #N/A | #N/A | #N/A | #N/A | #N/A | #N/A | #N/A | #N/A
FALSE | #N/A | #N/A | #N/A | #N/A | #N/A | #N/A | #N/A | #N/A | #N/A | #N/A |  |  |  | FALSE | #N/A | #N/A | #N/A | #N/A | #N/A | #N/A | #N/A | #N/A | #N/A | #N/A
FALSE | #N/A | #N/A | #N/A | #N/A | #N/A | #N/A | #N/A | #N/A | #N/A | #N/A |  |  |  | FALSE | #N/A | #N/A | #N/A | #N/A | #N/A | #N/A | #N/A | #N/A | #N/A | #N/A
FALSE | #N/A | #N/A | #N/A | #N/A | #N/A | #N/A | #N/A | #N/A | #N/A | #N/A |  |  |  | FALSE | #N/A | #N/A | #N/A | #N/A | #N/A | #N/A | #N/A | #N/A | #N/A | #N/A
FALSE | #N/A | #N/A | #N/A | #N/A | #N/A | #N/A | #N/A | #N/A | #N/A | #N/A |  |  |  | FALSE | #N/A | #N/A | #N/A | #N/A | #N/A | #N/A | #N/A | #N/A | #N/A | #N/A
FALSE | #N/A | #N/A | #N/A | #N/A | #N/A | #N/A | #N/A | #N/A | #N/A | #N/A |  |  |  | FALSE | #N/A | #N/A | #N/A | #N/A | #N/A | #N/A | #N/A | #N/A | #N/A | #N/A
FALSE | #N/A | #N/A | #N/A | #N/A | #N/A | #N/A | #N/A | #N/A | #N/A | #N/A |  |  |  | FALSE | #N/A | #N/A | #N/A | #N/A | #N/A | #N/A | #N/A | #N/A | #N/A | #N/A
FALSE | #N/A | #N/A | #N/A | #N/A | #N/A | #N/A | #N/A | #N/A | #N/A | #N/A |  |  |  | FALSE | #N/A | #N/A | #N/A | #N/A | #N/A | #N/A | #N/A | #N/A | #N/A | #N/A
FALSE | #N/A | #N/A | #N/A | #N/A | #N/A | #N/A | #N/A | #N/A | #N/A | #N/A |  |  |  | FALSE | #N/A | #N/A | #N/A | #N/A | #N/A | #N/A | #N/A | #N/A | #N/A | #N/A
FALSE | #N/A | #N/A | #N/A | #N/A | #N/A | #N/A | #N/A | #N/A | #N/A | #N/A |  |  |  | FALSE | #N/A | #N/A | #N/A | #N/A | #N/A | #N/A | #N/A | #N/A | #N/A | #N/A
FALSE | #N/A | #N/A | #N/A | #N/A | #N/A | #N/A | #N/A | #N/A | #N/A | #N/A |  |  |  | FALSE | #N/A | #N/A | #N/A | #N/A | #N/A | #N/A | #N/A | #N/A | #N/A | #N/A
FALSE | #N/A | #N/A | #N/A | #N/A | #N/A | #N/A | #N/A | #N/A | #N/A | #N/A |  |  |  | FALSE | #N/A | #N/A | #N/A | #N/A | #N/A | #N/A | #N/A | #N/A | #N/A | #N/A
FALSE | #N/A | #N/A | #N/A | #N/A | #N/A | #N/A | #N/A | #N/A | #N/A | #N/A |  |  |  | FALSE | #N/A | #N/A | #N/A | #N/A | #N/A | #N/A | #N/A | #N/A | #N/A | #N/A
FALSE | #N/A | #N/A | #N/A | #N/A | #N/A | #N/A | #N/A | #N/A | #N/A | #N/A |  |  |  | FALSE | #N/A | #N/A | #N/A | #N/A | #N/A | #N/A | #N/A | #N/A | #N/A | #N/A
FALSE | #N/A | #N/A | #N/A | #N/A | #N/A | #N/A | #N/A | #N/A | #N/A | #N/A |  |  |  | FALSE | #N/A | #N/A | #N/A | #N/A | #N/A | #N/A | #N/A | #N/A | #N/A | #N/A
FALSE | #N/A | #N/A | #N/A | #N/A | #N/A | #N/A | #N/A | #N/A | #N/A | #N/A |  |  |  | FALSE | #N/A | #N/A | #N/A | #N/A | #N/A | #N/A | #N/A | #N/A | #N/A | #N/A
FALSE | #N/A | #N/A | #N/A | #N/A | #N/A | #N/A | #N/A | #N/A | #N/A | #N/A |  |  |  | FALSE | #N/A | #N/A | #N/A | #N/A | #N/A | #N/A | #N/A | #N/A | #N/A | #N/A
FALSE | #N/A | #N/A | #N/A | #N/A | #N/A | #N/A | #N/A | #N/A | #N/A | #N/A |  |  |  | FALSE | #N/A | #N/A | #N/A | #N/A | #N/A | #N/A | #N/A | #N/A | #N/A | #N/A
FALSE | #N/A | #N/A | #N/A | #N/A | #N/A | #N/A | #N/A | #N/A | #N/A | #N/A |  |  |  | FALSE | #N/A | #N/A | #N/A | #N/A | #N/A | #N/A | #N/A | #N/A | #N/A | #N/A
FALSE | #N/A | #N/A | #N/A | #N/A | #N/A | #N/A | #N/A | #N/A | #N/A | #N/A |  |  |  | FALSE | #N/A | #N/A | #N/A | #N/A | #N/A | #N/A | #N/A | #N/A | #N/A | #N/A
FALSE | #N/A | #N/A | #N/A | #N/A | #N/A | #N/A | #N/A | #N/A | #N/A | #N/A |  |  |  | FALSE | #N/A | #N/A | #N/A | #N/A | #N/A | #N/A | #N/A | #N/A | #N/A | #N/A
FALSE | #N/A | #N/A | #N/A | #N/A | #N/A | #N/A | #N/A | #N/A | #N/A | #N/A |  |  |  | FALSE | #N/A | #N/A | #N/A | #N/A | #N/A | #N/A | #N/A | #N/A | #N/A | #N/A
FALSE | #N/A | #N/A | #N/A | #N/A | #N/A | #N/A | #N/A | #N/A | #N/A | #N/A |  |  |  | FALSE | #N/A | #N/A | #N/A | #N/A | #N/A | #N/A | #N/A | #N/A | #N/A | #N/A
FALSE | #N/A | #N/A | #N/A | #N/A | #N/A | #N/A | #N/A | #N/A | #N/A | #N/A |  |  |  | FALSE | #N/A | #N/A | #N/A | #N/A | #N/A | #N/A | #N/A | #N/A | #N/A | #N/A
FALSE | #N/A | #N/A | #N/A | #N/A | #N/A | #N/A | #N/A | #N/A | #N/A | #N/A |  |  |  | FALSE | #N/A | #N/A | #N/A | #N/A | #N/A | #N/A | #N/A | #N/A | #N/A | #N/A
FALSE | #N/A | #N/A | #N/A | #N/A | #N/A | #N/A | #N/A | #N/A | #N/A | #N/A |  |  |  | FALSE | #N/A | #N/A | #N/A | #N/A | #N/A | #N/A | #N/A | #N/A | #N/A | #N/A
FALSE | #N/A | #N/A | #N/A | #N/A | #N/A | #N/A | #N/A | #N/A | #N/A | #N/A |  |  |  | FALSE | #N/A | #N/A | #N/A | #N/A | #N/A | #N/A | #N/A | #N/A | #N/A | #N/A
FALSE | #N/A | #N/A | #N/A | #N/A | #N/A | #N/A | #N/A | #N/A | #N/A | #N/A |  |  |  | FALSE | #N/A | #N/A | #N/A | #N/A | #N/A | #N/A | #N/A | #N/A | #N/A | #N/A
FALSE | #N/A | #N/A | #N/A | #N/A | #N/A | #N/A | #N/A | #N/A | #N/A | #N/A |  |  |  | FALSE | #N/A | #N/A | #N/A | #N/A | #N/A | #N/A | #N/A | #N/A | #N/A | #N/A
FALSE | #N/A | #N/A | #N/A | #N/A | #N/A | #N/A | #N/A | #N/A | #N/A | #N/A |  |  |  | FALSE | #N/A | #N/A | #N/A | #N/A | #N/A | #N/A | #N/A | #N/A | #N/A | #N/A
FALSE | #N/A | #N/A | #N/A | #N/A | #N/A | #N/A | #N/A | #N/A | #N/A | #N/A |  |  |  | FALSE | #N/A | #N/A | #N/A | #N/A | #N/A | #N/A | #N/A | #N/A | #N/A | #N/A
FALSE | #N/A | #N/A | #N/A | #N/A | #N/A | #N/A | #N/A | #N/A | #N/A | #N/A |  |  |  | FALSE | #N/A | #N/A | #N/A | #N/A | #N/A | #N/A | #N/A | #N/A | #N/A | #N/A
FALSE | #N/A | #N/A | #N/A | #N/A | #N/A | #N/A | #N/A | #N/A | #N/A | #N/A |  |  |  | FALSE | #N/A | #N/A | #N/A | #N/A | #N/A | #N/A | #N/A | #N/A | #N/A | #N/A
FALSE | #N/A | #N/A | #N/A | #N/A | #N/A | #N/A | #N/A | #N/A | #N/A | #N/A |  |  |  | FALSE | #N/A | #N/A | #N/A | #N/A | #N/A | #N/A | #N/A | #N/A | #N/A | #N/A
FALSE | #N/A | #N/A | #N/A | #N/A | #N/A | #N/A | #N/A | #N/A | #N/A | #N/A |  |  |  | FALSE | #N/A | #N/A | #N/A | #N/A | #N/A | #N/A | #N/A | #N/A | #N/A | #N/A
FALSE | #N/A | #N/A | #N/A | #N/A | #N/A | #N/A | #N/A | #N/A | #N/A | #N/A |  |  |  | FALSE | #N/A | #N/A | #N/A | #N/A | #N/A | #N/A | #N/A | #N/A | #N/A | #N/A
FALSE | #N/A | #N/A | #N/A | #N/A | #N/A | #N/A | #N/A | #N/A | #N/A | #N/A |  |  |  | FALSE | #N/A | #N/A | #N/A | #N/A | #N/A | #N/A | #N/A | #N/A | #N/A | #N/A
FALSE | #N/A | #N/A | #N/A | #N/A | #N/A | #N/A | #N/A | #N/A | #N/A | #N/A |  |  |  | FALSE | #N/A | #N/A | #N/A | #N/A | #N/A | #N/A | #N/A | #N/A | #N/A | #N/A
FALSE | #N/A | #N/A | #N/A | #N/A | #N/A | #N/A | #N/A | #N/A | #N/A | #N/A |  |  |  | FALSE | #N/A | #N/A | #N/A | #N/A | #N/A | #N/A | #N/A | #N/A | #N/A | #N/A
FALSE | #N/A | #N/A | #N/A | #N/A | #N/A | #N/A | #N/A | #N/A | #N/A | #N/A |  |  |  | FALSE | #N/A | #N/A | #N/A | #N/A | #N/A | #N/A | #N/A | #N/A | #N/A | #N/A
FALSE | #N/A | #N/A | #N/A | #N/A | #N/A | #N/A | #N/A | #N/A | #N/A | #N/A |  |  |  | FALSE | #N/A | #N/A | #N/A | #N/A | #N/A | #N/A | #N/A | #N/A | #N/A | #N/A
FALSE | #N/A | #N/A | #N/A | #N/A | #N/A | #N/A | #N/A | #N/A | #N/A | #N/A |  |  |  | FALSE | #N/A | #N/A | #N/A | #N/A | #N/A | #N/A | #N/A | #N/A | #N/A | #N/A
FALSE | #N/A | #N/A | #N/A | #N/A | #N/A | #N/A | #N/A | #N/A | #N/A | #N/A |  |  |  | FALSE | #N/A | #N/A | #N/A | #N/A | #N/A | #N/A | #N/A | #N/A | #N/A | #N/A
FALSE | #N/A | #N/A | #N/A | #N/A | #N/A | #N/A | #N/A | #N/A | #N/A | #N/A |  |  |  | FALSE | #N/A | #N/A | #N/A | #N/A | #N/A | #N/A | #N/A | #N/A | #N/A | #N/A
FALSE | #N/A | #N/A | #N/A | #N/A | #N/A | #N/A | #N/A | #N/A | #N/A | #N/A |  |  |  | FALSE | #N/A | #N/A | #N/A | #N/A | #N/A | #N/A | #N/A | #N/A | #N/A | #N/A
FALSE | #N/A | #N/A | #N/A | #N/A | #N/A | #N/A | #N/A | #N/A | #N/A | #N/A |  |  |  | FALSE | #N/A | #N/A | #N/A | #N/A | #N/A | #N/A | #N/A | #N/A | #N/A | #N/A
FALSE | #N/A | #N/A | #N/A | #N/A | #N/A | #N/A | #N/A | #N/A | #N/A | #N/A |  |  |  | FALSE | #N/A | #N/A | #N/A | #N/A | #N/A | #N/A | #N/A | #N/A | #N/A | #N/A
FALSE | #N/A | #N/A | #N/A | #N/A | #N/A | #N/A | #N/A | #N/A | #N/A | #N/A |  |  |  | FALSE | #N/A | #N/A | #N/A | #N/A | #N/A | #N/A | #N/A | #N/A | #N/A | #N/A
FALSE | #N/A | #N/A | #N/A | #N/A | #N/A | #N/A | #N/A | #N/A | #N/A | #N/A |  |  |  | FALSE | #N/A | #N/A | #N/A | #N/A | #N/A | #N/A | #N/A | #N/A | #N/A | #N/A
FALSE | #N/A | #N/A | #N/A | #N/A | #N/A | #N/A | #N/A | #N/A | #N/A | #N/A |  |  |  | FALSE | #N/A | #N/A | #N/A | #N/A | #N/A | #N/A | #N/A | #N/A | #N/A | #N/A
FALSE | #N/A | #N/A | #N/A | #N/A | #N/A | #N/A | #N/A | #N/A | #N/A | #N/A |  |  |  | FALSE | #N/A | #N/A | #N/A | #N/A | #N/A | #N/A | #N/A | #N/A | #N/A | #N/A
FALSE | #N/A | #N/A | #N/A | #N/A | #N/A | #N/A | #N/A | #N/A | #N/A | #N/A |  |  |  | FALSE | #N/A | #N/A | #N/A | #N/A | #N/A | #N/A | #N/A | #N/A | #N/A | #N/A
FALSE | #N/A | #N/A | #N/A | #N/A | #N/A | #N/A | #N/A | #N/A | #N/A | #N/A |  |  |  | FALSE | #N/A | #N/A | #N/A | #N/A | #N/A | #N/A | #N/A | #N/A | #N/A | #N/A
FALSE | #N/A | #N/A | #N/A | #N/A | #N/A | #N/A | #N/A | #N/A | #N/A | #N/A |  |  |  | FALSE | #N/A | #N/A | #N/A | #N/A | #N/A | #N/A | #N/A | #N/A | #N/A | #N/A
FALSE | #N/A | #N/A | #N/A | #N/A | #N/A | #N/A | #N/A | #N/A | #N/A | #N/A |  |  |  | FALSE | #N/A | #N/A | #N/A | #N/A | #N/A | #N/A | #N/A | #N/A | #N/A | #N/A
FALSE | #N/A | #N/A | #N/A | #N/A | #N/A | #N/A | #N/A | #N/A | #N/A | #N/A |  |  |  | FALSE | #N/A | #N/A | #N/A | #N/A | #N/A | #N/A | #N/A | #N/A | #N/A | #N/A
FALSE | #N/A | #N/A | #N/A | #N/A | #N/A | #N/A | #N/A | #N/A | #N/A | #N/A |  |  |  | FALSE | #N/A | #N/A | #N/A | #N/A | #N/A | #N/A | #N/A | #N/A | #N/A | #N/A
FALSE | #N/A | #N/A | #N/A | #N/A | #N/A | #N/A | #N/A | #N/A | #N/A | #N/A |  |  |  | FALSE | #N/A | #N/A | #N/A | #N/A | #N/A | #N/A | #N/A | #N/A | #N/A | #N/A
FALSE | #N/A | #N/A | #N/A | #N/A | #N/A | #N/A | #N/A | #N/A | #N/A | #N/A |  |  |  | FALSE | #N/A | #N/A | #N/A | #N/A | #N/A | #N/A | #N/A | #N/A | #N/A | #N/A
FALSE | #N/A | #N/A | #N/A | #N/A | #N/A | #N/A | #N/A | #N/A | #N/A | #N/A |  |  |  | FALSE | #N/A | #N/A | #N/A | #N/A | #N/A | #N/A | #N/A | #N/A | #N/A | #N/A
FALSE | #N/A | #N/A | #N/A | #N/A | #N/A | #N/A | #N/A | #N/A | #N/A | #N/A |  |  |  | FALSE | #N/A | #N/A | #N/A | #N/A | #N/A | #N/A | #N/A | #N/A | #N/A | #N/A
FALSE | #N/A | #N/A | #N/A | #N/A | #N/A | #N/A | #N/A | #N/A | #N/A | #N/A |  |  |  | FALSE | #N/A | #N/A | #N/A | #N/A | #N/A | #N/A | #N/A | #N/A | #N/A | #N/A
FALSE | #N/A | #N/A | #N/A | #N/A | #N/A | #N/A | #N/A | #N/A | #N/A | #N/A |  |  |  | FALSE | #N/A | #N/A | #N/A | #N/A | #N/A | #N/A | #N/A | #N/A | #N/A | #N/A
FALSE | #N/A | #N/A | #N/A | #N/A | #N/A | #N/A | #N/A | #N/A | #N/A | #N/A |  |  |  | FALSE | #N/A | #N/A | #N/A | #N/A | #N/A | #N/A | #N/A | #N/A | #N/A | #N/A
FALSE | #N/A | #N/A | #N/A | #N/A | #N/A | #N/A | #N/A | #N/A | #N/A | #N/A |  |  |  | FALSE | #N/A | #N/A | #N/A | #N/A | #N/A | #N/A | #N/A | #N/A | #N/A | #N/A
FALSE | #N/A | #N/A | #N/A | #N/A | #N/A | #N/A | #N/A | #N/A | #N/A | #N/A |  |  |  | FALSE | #N/A | #N/A | #N/A | #N/A | #N/A | #N/A | #N/A | #N/A | #N/A | #N/A
FALSE | #N/A | #N/A | #N/A | #N/A | #N/A | #N/A | #N/A | #N/A | #N/A | #N/A |  |  |  | FALSE | #N/A | #N/A | #N/A | #N/A | #N/A | #N/A | #N/A | #N/A | #N/A | #N/A
FALSE | #N/A | #N/A | #N/A | #N/A | #N/A | #N/A | #N/A | #N/A | #N/A | #N/A |  |  |  | FALSE | #N/A | #N/A | #N/A | #N/A | #N/A | #N/A | #N/A | #N/A | #N/A | #N/A
FALSE | #N/A | #N/A | #N/A | #N/A | #N/A | #N/A | #N/A | #N/A | #N/A | #N/A |  |  |  | FALSE | #N/A | #N/A | #N/A | #N/A | #N/A | #N/A | #N/A | #N/A | #N/A | #N/A
FALSE | #N/A | #N/A | #N/A | #N/A | #N/A | #N/A | #N/A | #N/A | #N/A | #N/A |  |  |  | FALSE | #N/A | #N/A | #N/A | #N/A | #N/A | #N/A | #N/A | #N/A | #N/A | #N/A
FALSE | #N/A | #N/A | #N/A | #N/A | #N/A | #N/A | #N/A | #N/A | #N/A | #N/A |  |  |  | FALSE | #N/A | #N/A | #N/A | #N/A | #N/A | #N/A | #N/A | #N/A | #N/A | #N/A
FALSE | #N/A | #N/A | #N/A | #N/A | #N/A | #N/A | #N/A | #N/A | #N/A | #N/A |  |  |  | FALSE | #N/A | #N/A | #N/A | #N/A | #N/A | #N/A | #N/A | #N/A | #N/A | #N/A
FALSE | #N/A | #N/A | #N/A | #N/A | #N/A | #N/A | #N/A | #N/A | #N/A | #N/A |  |  |  | FALSE | #N/A | #N/A | #N/A | #N/A | #N/A | #N/A | #N/A | #N/A | #N/A | #N/A
FALSE | #N/A | #N/A | #N/A | #N/A | #N/A | #N/A | #N/A | #N/A | #N/A | #N/A |  |  |  | FALSE | #N/A | #N/A | #N/A | #N/A | #N/A | #N/A | #N/A | #N/A | #N/A | #N/A
FALSE | #N/A | #N/A | #N/A | #N/A | #N/A | #N/A | #N/A | #N/A | #N/A | #N/A |  |  |  | FALSE | #N/A | #N/A | #N/A | #N/A | #N/A | #N/A | #N/A | #N/A | #N/A | #N/A
FALSE | #N/A | #N/A | #N/A | #N/A | #N/A | #N/A | #N/A | #N/A | #N/A | #N/A |  |  |  | FALSE | #N/A | #N/A | #N/A | #N/A | #N/A | #N/A | #N/A | #N/A | #N/A | #N/A
FALSE | #N/A | #N/A | #N/A | #N/A | #N/A | #N/A | #N/A | #N/A | #N/A | #N/A |  |  |  | FALSE | #N/A | #N/A | #N/A | #N/A | #N/A | #N/A | #N/A | #N/A | #N/A | #N/A
FALSE | #N/A | #N/A | #N/A | #N/A | #N/A | #N/A | #N/A | #N/A | #N/A | #N/A |  |  |  | FALSE | #N/A | #N/A | #N/A | #N/A | #N/A | #N/A | #N/A | #N/A | #N/A | #N/A
FALSE | #N/A | #N/A | #N/A | #N/A | #N/A | #N/A | #N/A | #N/A | #N/A | #N/A |  |  |  | FALSE | #N/A | #N/A | #N/A | #N/A | #N/A | #N/A | #N/A | #N/A | #N/A | #N/A
FALSE | #N/A | #N/A | #N/A | #N/A | #N/A | #N/A | #N/A | #N/A | #N/A | #N/A |  |  |  | FALSE | #N/A | #N/A | #N/A | #N/A | #N/A | #N/A | #N/A | #N/A | #N/A | #N/A
FALSE | #N/A | #N/A | #N/A | #N/A | #N/A | #N/A | #N/A | #N/A | #N/A | #N/A |  |  |  | FALSE | #N/A | #N/A | #N/A | #N/A | #N/A | #N/A | #N/A | #N/A | #N/A | #N/A
FALSE | #N/A | #N/A | #N/A | #N/A | #N/A | #N/A | #N/A | #N/A | #N/A | #N/A |  |  |  | FALSE | #N/A | #N/A | #N/A | #N/A | #N/A | #N/A | #N/A | #N/A | #N/A | #N/A
FALSE | #N/A | #N/A | #N/A | #N/A | #N/A | #N/A | #N/A | #N/A | #N/A | #N/A |  |  |  | FALSE | #N/A | #N/A | #N/A | #N/A | #N/A | #N/A | #N/A | #N/A | #N/A | #N/A
FALSE | #N/A | #N/A | #N/A | #N/A | #N/A | #N/A | #N/A | #N/A | #N/A | #N/A |  |  |  | FALSE | #N/A | #N/A | #N/A | #N/A | #N/A | #N/A | #N/A | #N/A | #N/A | #N/A
FALSE | #N/A | #N/A | #N/A | #N/A | #N/A | #N/A | #N/A | #N/A | #N/A | #N/A |  |  |  | FALSE | #N/A | #N/A | #N/A | #N/A | #N/A | #N/A | #N/A | #N/A | #N/A | #N/A
FALSE | #N/A | #N/A | #N/A | #N/A | #N/A | #N/A | #N/A | #N/A | #N/A | #N/A |  |  |  | FALSE | #N/A | #N/A | #N/A | #N/A | #N/A | #N/A | #N/A | #N/A | #N/A | #N/A
FALSE | #N/A | #N/A | #N/A | #N/A | #N/A | #N/A | #N/A | #N/A | #N/A | #N/A |  |  |  | FALSE | #N/A | #N/A | #N/A | #N/A | #N/A | #N/A | #N/A | #N/A | #N/A | #N/A
FALSE | #N/A | #N/A | #N/A | #N/A | #N/A | #N/A | #N/A | #N/A | #N/A | #N/A |  |  |  | FALSE | #N/A | #N/A | #N/A | #N/A | #N/A | #N/A | #N/A | #N/A | #N/A | #N/A
FALSE | #N/A | #N/A | #N/A | #N/A | #N/A | #N/A | #N/A | #N/A | #N/A | #N/A |  |  |  | FALSE | #N/A | #N/A | #N/A | #N/A | #N/A | #N/A | #N/A | #N/A | #N/A | #N/A
FALSE | #N/A | #N/A | #N/A | #N/A | #N/A | #N/A | #N/A | #N/A | #N/A | #N/A |  |  |  | FALSE | #N/A | #N/A | #N/A | #N/A | #N/A | #N/A | #N/A | #N/A | #N/A | #N/A
FALSE | #N/A | #N/A | #N/A | #N/A | #N/A | #N/A | #N/A | #N/A | #N/A | #N/A |  |  |  | FALSE | #N/A | #N/A | #N/A | #N/A | #N/A | #N/A | #N/A | #N/A | #N/A | #N/A
FALSE | #N/A | #N/A | #N/A | #N/A | #N/A | #N/A | #N/A | #N/A | #N/A | #N/A |  |  |  | FALSE | #N/A | #N/A | #N/A | #N/A | #N/A | #N/A | #N/A | #N/A | #N/A | #N/A
FALSE | #N/A | #N/A | #N/A | #N/A | #N/A | #N/A | #N/A | #N/A | #N/A | #N/A |  |  |  | FALSE | #N/A | #N/A | #N/A | #N/A | #N/A | #N/A | #N/A | #N/A | #N/A | #N/A
FALSE | #N/A | #N/A | #N/A | #N/A | #N/A | #N/A | #N/A | #N/A | #N/A | #N/A |  |  |  | FALSE | #N/A | #N/A | #N/A | #N/A | #N/A | #N/A | #N/A | #N/A | #N/A | #N/A
FALSE | #N/A | #N/A | #N/A | #N/A | #N/A | #N/A | #N/A | #N/A | #N/A | #N/A |  |  |  | FALSE | #N/A | #N/A | #N/A | #N/A | #N/A | #N/A | #N/A | #N/A | #N/A | #N/A
FALSE | #N/A | #N/A | #N/A | #N/A | #N/A | #N/A | #N/A | #N/A | #N/A | #N/A |  |  |  | FALSE | #N/A | #N/A | #N/A | #N/A | #N/A | #N/A | #N/A | #N/A | #N/A | #N/A
FALSE | #N/A | #N/A | #N/A | #N/A | #N/A | #N/A | #N/A | #N/A | #N/A | #N/A |  |  |  | FALSE | #N/A | #N/A | #N/A | #N/A | #N/A | #N/A | #N/A | #N/A | #N/A | #N/A
FALSE | #N/A | #N/A | #N/A | #N/A | #N/A | #N/A | #N/A | #N/A | #N/A | #N/A |  |  |  | FALSE | #N/A | #N/A | #N/A | #N/A | #N/A | #N/A | #N/A | #N/A | #N/A | #N/A
FALSE | #N/A | #N/A | #N/A | #N/A | #N/A | #N/A | #N/A | #N/A | #N/A | #N/A |  |  |  | FALSE | #N/A | #N/A | #N/A | #N/A | #N/A | #N/A | #N/A | #N/A | #N/A | #N/A
FALSE | #N/A | #N/A | #N/A | #N/A | #N/A | #N/A | #N/A | #N/A | #N/A | #N/A |  |  |  | FALSE | #N/A | #N/A | #N/A | #N/A | #N/A | #N/A | #N/A | #N/A | #N/A | #N/A
FALSE | #N/A | #N/A | #N/A | #N/A | #N/A | #N/A | #N/A | #N/A | #N/A | #N/A |  |  |  | FALSE | #N/A | #N/A | #N/A | #N/A | #N/A | #N/A | #N/A | #N/A | #N/A | #N/A
FALSE | #N/A | #N/A | #N/A | #N/A | #N/A | #N/A | #N/A | #N/A | #N/A | #N/A |  |  |  | FALSE | #N/A | #N/A | #N/A | #N/A | #N/A | #N/A | #N/A | #N/A | #N/A | #N/A
FALSE | #N/A | #N/A | #N/A | #N/A | #N/A | #N/A | #N/A | #N/A | #N/A | #N/A |  |  |  | FALSE | #N/A | #N/A | #N/A | #N/A | #N/A | #N/A | #N/A | #N/A | #N/A | #N/A
FALSE | #N/A | #N/A | #N/A | #N/A | #N/A | #N/A | #N/A | #N/A | #N/A | #N/A |  |  |  | FALSE | #N/A | #N/A | #N/A | #N/A | #N/A | #N/A | #N/A | #N/A | #N/A | #N/A
FALSE | #N/A | #N/A | #N/A | #N/A | #N/A | #N/A | #N/A | #N/A | #N/A | #N/A |  |  |  | FALSE | #N/A | #N/A | #N/A | #N/A | #N/A | #N/A | #N/A | #N/A | #N/A | #N/A
FALSE | #N/A | #N/A | #N/A | #N/A | #N/A | #N/A | #N/A | #N/A | #N/A | #N/A |  |  |  | FALSE | #N/A | #N/A | #N/A | #N/A | #N/A | #N/A | #N/A | #N/A | #N/A | #N/A
FALSE | #N/A | #N/A | #N/A | #N/A | #N/A | #N/A | #N/A | #N/A | #N/A | #N/A |  |  |  | FALSE | #N/A | #N/A | #N/A | #N/A | #N/A | #N/A | #N/A | #N/A | #N/A | #N/A
FALSE | #N/A | #N/A | #N/A | #N/A | #N/A | #N/A | #N/A | #N/A | #N/A | #N/A |  |  |  | FALSE | #N/A | #N/A | #N/A | #N/A | #N/A | #N/A | #N/A | #N/A | #N/A | #N/A
FALSE | #N/A | #N/A | #N/A | #N/A | #N/A | #N/A | #N/A | #N/A | #N/A | #N/A |  |  |  | FALSE | #N/A | #N/A | #N/A | #N/A | #N/A | #N/A | #N/A | #N/A | #N/A | #N/A
FALSE | #N/A | #N/A | #N/A | #N/A | #N/A | #N/A | #N/A | #N/A | #N/A | #N/A |  |  |  | FALSE | #N/A | #N/A | #N/A | #N/A | #N/A | #N/A | #N/A | #N/A | #N/A | #N/A
FALSE | #N/A | #N/A | #N/A | #N/A | #N/A | #N/A | #N/A | #N/A | #N/A | #N/A |  |  |  | FALSE | #N/A | #N/A | #N/A | #N/A | #N/A | #N/A | #N/A | #N/A | #N/A | #N/A
FALSE | #N/A | #N/A | #N/A | #N/A | #N/A | #N/A | #N/A | #N/A | #N/A | #N/A |  |  |  | FALSE | #N/A | #N/A | #N/A | #N/A | #N/A | #N/A | #N/A | #N/A | #N/A | #N/A
FALSE | #N/A | #N/A | #N/A | #N/A | #N/A | #N/A | #N/A | #N/A | #N/A | #N/A |  |  |  | FALSE | #N/A | #N/A | #N/A | #N/A | #N/A | #N/A | #N/A | #N/A | #N/A | #N/A
FALSE | #N/A | #N/A | #N/A | #N/A | #N/A | #N/A | #N/A | #N/A | #N/A | #N/A |  |  |  | FALSE | #N/A | #N/A | #N/A | #N/A | #N/A | #N/A | #N/A | #N/A | #N/A | #N/A
FALSE | #N/A | #N/A | #N/A | #N/A | #N/A | #N/A | #N/A | #N/A | #N/A | #N/A |  |  |  | FALSE | #N/A | #N/A | #N/A | #N/A | #N/A | #N/A | #N/A | #N/A | #N/A | #N/A
FALSE | #N/A | #N/A | #N/A | #N/A | #N/A | #N/A | #N/A | #N/A | #N/A | #N/A |  |  |  | FALSE | #N/A | #N/A | #N/A | #N/A | #N/A | #N/A | #N/A | #N/A | #N/A | #N/A
FALSE | #N/A | #N/A | #N/A | #N/A | #N/A | #N/A | #N/A | #N/A | #N/A | #N/A |  |  |  | FALSE | #N/A | #N/A | #N/A | #N/A | #N/A | #N/A | #N/A | #N/A | #N/A | #N/A
FALSE | #N/A | #N/A | #N/A | #N/A | #N/A | #N/A | #N/A | #N/A | #N/A | #N/A |  |  |  | FALSE | #N/A | #N/A | #N/A | #N/A | #N/A | #N/A | #N/A | #N/A | #N/A | #N/A
FALSE | #N/A | #N/A | #N/A | #N/A | #N/A | #N/A | #N/A | #N/A | #N/A | #N/A |  |  |  | FALSE | #N/A | #N/A | #N/A | #N/A | #N/A | #N/A | #N/A | #N/A | #N/A | #N/A
FALSE | #N/A | #N/A | #N/A | #N/A | #N/A | #N/A | #N/A | #N/A | #N/A | #N/A |  |  |  | FALSE | #N/A | #N/A | #N/A | #N/A | #N/A | #N/A | #N/A | #N/A | #N/A | #N/A
FALSE | #N/A | #N/A | #N/A | #N/A | #N/A | #N/A | #N/A | #N/A | #N/A | #N/A |  |  |  | FALSE | #N/A | #N/A | #N/A | #N/A | #N/A | #N/A | #N/A | #N/A | #N/A | #N/A
FALSE | #N/A | #N/A | #N/A | #N/A | #N/A | #N/A | #N/A | #N/A | #N/A | #N/A |  |  |  | FALSE | #N/A | #N/A | #N/A | #N/A | #N/A | #N/A | #N/A | #N/A | #N/A | #N/A
FALSE | #N/A | #N/A | #N/A | #N/A | #N/A | #N/A | #N/A | #N/A | #N/A | #N/A |  |  |  | FALSE | #N/A | #N/A | #N/A | #N/A | #N/A | #N/A | #N/A | #N/A | #N/A | #N/A
FALSE | #N/A | #N/A | #N/A | #N/A | #N/A | #N/A | #N/A | #N/A | #N/A | #N/A |  |  |  | FALSE | #N/A | #N/A | #N/A | #N/A | #N/A | #N/A | #N/A | #N/A | #N/A | #N/A
FALSE | #N/A | #N/A | #N/A | #N/A | #N/A | #N/A | #N/A | #N/A | #N/A | #N/A |  |  |  | FALSE | #N/A | #N/A | #N/A | #N/A | #N/A | #N/A | #N/A | #N/A | #N/A | #N/A
FALSE | #N/A | #N/A | #N/A | #N/A | #N/A | #N/A | #N/A | #N/A | #N/A | #N/A |  |  |  | FALSE | #N/A | #N/A | #N/A | #N/A | #N/A | #N/A | #N/A | #N/A | #N/A | #N/A
FALSE | #N/A | #N/A | #N/A | #N/A | #N/A | #N/A | #N/A | #N/A | #N/A | #N/A |  |  |  | FALSE | #N/A | #N/A | #N/A | #N/A | #N/A | #N/A | #N/A | #N/A | #N/A | #N/A
FALSE | #N/A | #N/A | #N/A | #N/A | #N/A | #N/A | #N/A | #N/A | #N/A | #N/A |  |  |  | FALSE | #N/A | #N/A | #N/A | #N/A | #N/A | #N/A | #N/A | #N/A | #N/A | #N/A
FALSE | #N/A | #N/A | #N/A | #N/A | #N/A | #N/A | #N/A | #N/A | #N/A | #N/A |  |  |  | FALSE | #N/A | #N/A | #N/A | #N/A | #N/A | #N/A | #N/A | #N/A | #N/A | #N/A
FALSE | #N/A | #N/A | #N/A | #N/A | #N/A | #N/A | #N/A | #N/A | #N/A | #N/A |  |  |  | FALSE | #N/A | #N/A | #N/A | #N/A | #N/A | #N/A | #N/A | #N/A | #N/A | #N/A
FALSE | #N/A | #N/A | #N/A | #N/A | #N/A | #N/A | #N/A | #N/A | #N/A | #N/A |  |  |  | FALSE | #N/A | #N/A | #N/A | #N/A | #N/A | #N/A | #N/A | #N/A | #N/A | #N/A
FALSE | #N/A | #N/A | #N/A | #N/A | #N/A | #N/A | #N/A | #N/A | #N/A | #N/A |  |  |  | FALSE | #N/A | #N/A | #N/A | #N/A | #N/A | #N/A | #N/A | #N/A | #N/A | #N/A
FALSE | #N/A | #N/A | #N/A | #N/A | #N/A | #N/A | #N/A | #N/A | #N/A | #N/A |  |  |  | FALSE | #N/A | #N/A | #N/A | #N/A | #N/A | #N/A | #N/A | #N/A | #N/A | #N/A
FALSE | #N/A | #N/A | #N/A | #N/A | #N/A | #N/A | #N/A | #N/A | #N/A | #N/A |  |  |  | FALSE | #N/A | #N/A | #N/A | #N/A | #N/A | #N/A | #N/A | #N/A | #N/A | #N/A
FALSE | #N/A | #N/A | #N/A | #N/A | #N/A | #N/A | #N/A | #N/A | #N/A | #N/A |  |  |  | FALSE | #N/A | #N/A | #N/A | #N/A | #N/A | #N/A | #N/A | #N/A | #N/A | #N/A
FALSE | #N/A | #N/A | #N/A | #N/A | #N/A | #N/A | #N/A | #N/A | #N/A | #N/A |  |  |  | FALSE | #N/A | #N/A | #N/A | #N/A | #N/A | #N/A | #N/A | #N/A | #N/A | #N/A
FALSE | #N/A | #N/A | #N/A | #N/A | #N/A | #N/A | #N/A | #N/A | #N/A | #N/A |  |  |  | FALSE | #N/A | #N/A | #N/A | #N/A | #N/A | #N/A | #N/A | #N/A | #N/A | #N/A
FALSE | #N/A | #N/A | #N/A | #N/A | #N/A | #N/A | #N/A | #N/A | #N/A | #N/A |  |  |  | FALSE | #N/A | #N/A | #N/A | #N/A | #N/A | #N/A | #N/A | #N/A | #N/A | #N/A
FALSE | #N/A | #N/A | #N/A | #N/A | #N/A | #N/A | #N/A | #N/A | #N/A | #N/A |  |  |  | FALSE | #N/A | #N/A | #N/A | #N/A | #N/A | #N/A | #N/A | #N/A | #N/A | #N/A
FALSE | #N/A | #N/A | #N/A | #N/A | #N/A | #N/A | #N/A | #N/A | #N/A | #N/A |  |  |  | FALSE | #N/A | #N/A | #N/A | #N/A | #N/A | #N/A | #N/A | #N/A | #N/A | #N/A
FALSE | #N/A | #N/A | #N/A | #N/A | #N/A | #N/A | #N/A | #N/A | #N/A | #N/A |  |  |  | FALSE | #N/A | #N/A | #N/A | #N/A | #N/A | #N/A | #N/A | #N/A | #N/A | #N/A
FALSE | #N/A | #N/A | #N/A | #N/A | #N/A | #N/A | #N/A | #N/A | #N/A | #N/A |  |  |  | FALSE | #N/A | #N/A | #N/A | #N/A | #N/A | #N/A | #N/A | #N/A | #N/A | #N/A
FALSE | #N/A | #N/A | #N/A | #N/A | #N/A | #N/A | #N/A | #N/A | #N/A | #N/A |  |  |  | FALSE | #N/A | #N/A | #N/A | #N/A | #N/A | #N/A | #N/A | #N/A | #N/A | #N/A
FALSE | #N/A | #N/A | #N/A | #N/A | #N/A | #N/A | #N/A | #N/A | #N/A | #N/A |  |  |  | FALSE | #N/A | #N/A | #N/A | #N/A | #N/A | #N/A | #N/A | #N/A | #N/A | #N/A
FALSE | #N/A | #N/A | #N/A | #N/A | #N/A | #N/A | #N/A | #N/A | #N/A | #N/A |  |  |  | FALSE | #N/A | #N/A | #N/A | #N/A | #N/A | #N/A | #N/A | #N/A | #N/A | #N/A
FALSE | #N/A | #N/A | #N/A | #N/A | #N/A | #N/A | #N/A | #N/A | #N/A | #N/A |  |  |  | FALSE | #N/A | #N/A | #N/A | #N/A | #N/A | #N/A | #N/A | #N/A | #N/A | #N/A
FALSE | #N/A | #N/A | #N/A | #N/A | #N/A | #N/A | #N/A | #N/A | #N/A | #N/A |  |  |  | FALSE | #N/A | #N/A | #N/A | #N/A | #N/A | #N/A | #N/A | #N/A | #N/A | #N/A
FALSE | #N/A | #N/A | #N/A | #N/A | #N/A | #N/A | #N/A | #N/A | #N/A | #N/A |  |  |  | FALSE | #N/A | #N/A | #N/A | #N/A | #N/A | #N/A | #N/A | #N/A | #N/A | #N/A
FALSE | #N/A | #N/A | #N/A | #N/A | #N/A | #N/A | #N/A | #N/A | #N/A | #N/A |  |  |  | FALSE | #N/A | #N/A | #N/A | #N/A | #N/A | #N/A | #N/A | #N/A | #N/A | #N/A
FALSE | #N/A | #N/A | #N/A | #N/A | #N/A | #N/A | #N/A | #N/A | #N/A | #N/A |  |  |  | FALSE | #N/A | #N/A | #N/A | #N/A | #N/A | #N/A | #N/A | #N/A | #N/A | #N/A
FALSE | #N/A | #N/A | #N/A | #N/A | #N/A | #N/A | #N/A | #N/A | #N/A | #N/A |  |  |  | FALSE | #N/A | #N/A | #N/A | #N/A | #N/A | #N/A | #N/A | #N/A | #N/A | #N/A
FALSE | #N/A | #N/A | #N/A | #N/A | #N/A | #N/A | #N/A | #N/A | #N/A | #N/A |  |  |  | FALSE | #N/A | #N/A | #N/A | #N/A | #N/A | #N/A | #N/A | #N/A | #N/A | #N/A
FALSE | #N/A | #N/A | #N/A | #N/A | #N/A | #N/A | #N/A | #N/A | #N/A | #N/A |  |  |  | FALSE | #N/A | #N/A | #N/A | #N/A | #N/A | #N/A | #N/A | #N/A | #N/A | #N/A
FALSE | #N/A | #N/A | #N/A | #N/A | #N/A | #N/A | #N/A | #N/A | #N/A | #N/A |  |  |  | FALSE | #N/A | #N/A | #N/A | #N/A | #N/A | #N/A | #N/A | #N/A | #N/A | #N/A
FALSE | #N/A | #N/A | #N/A | #N/A | #N/A | #N/A | #N/A | #N/A | #N/A | #N/A |  |  |  | FALSE | #N/A | #N/A | #N/A | #N/A | #N/A | #N/A | #N/A | #N/A | #N/A | #N/A
FALSE | #N/A | #N/A | #N/A | #N/A | #N/A | #N/A | #N/A | #N/A | #N/A | #N/A |  |  |  | FALSE | #N/A | #N/A | #N/A | #N/A | #N/A | #N/A | #N/A | #N/A | #N/A | #N/A
FALSE | #N/A | #N/A | #N/A | #N/A | #N/A | #N/A | #N/A | #N/A | #N/A | #N/A |  |  |  | FALSE | #N/A | #N/A | #N/A | #N/A | #N/A | #N/A | #N/A | #N/A | #N/A | #N/A
FALSE | #N/A | #N/A | #N/A | #N/A | #N/A | #N/A | #N/A | #N/A | #N/A | #N/A |  |  |  | FALSE | #N/A | #N/A | #N/A | #N/A | #N/A | #N/A | #N/A | #N/A | #N/A | #N/A
FALSE | #N/A | #N/A | #N/A | #N/A | #N/A | #N/A | #N/A | #N/A | #N/A | #N/A |  |  |  | FALSE | #N/A | #N/A | #N/A | #N/A | #N/A | #N/A | #N/A | #N/A | #N/A | #N/A
FALSE | #N/A | #N/A | #N/A | #N/A | #N/A | #N/A | #N/A | #N/A | #N/A | #N/A |  |  |  | FALSE | #N/A | #N/A | #N/A | #N/A | #N/A | #N/A | #N/A | #N/A | #N/A | #N/A
FALSE | #N/A | #N/A | #N/A | #N/A | #N/A | #N/A | #N/A | #N/A | #N/A | #N/A |  |  |  | FALSE | #N/A | #N/A | #N/A | #N/A | #N/A | #N/A | #N/A | #N/A | #N/A | #N/A
FALSE | #N/A | #N/A | #N/A | #N/A | #N/A | #N/A | #N/A | #N/A | #N/A | #N/A |  |  |  | FALSE | #N/A | #N/A | #N/A | #N/A | #N/A | #N/A | #N/A | #N/A | #N/A | #N/A
FALSE | #N/A | #N/A | #N/A | #N/A | #N/A | #N/A | #N/A | #N/A | #N/A | #N/A |  |  |  | FALSE | #N/A | #N/A | #N/A | #N/A | #N/A | #N/A | #N/A | #N/A | #N/A | #N/A
FALSE | #N/A | #N/A | #N/A | #N/A | #N/A | #N/A | #N/A | #N/A | #N/A | #N/A |  |  |  | FALSE | #N/A | #N/A | #N/A | #N/A | #N/A | #N/A | #N/A | #N/A | #N/A | #N/A
FALSE | #N/A | #N/A | #N/A | #N/A | #N/A | #N/A | #N/A | #N/A | #N/A | #N/A |  |  |  | FALSE | #N/A | #N/A | #N/A | #N/A | #N/A | #N/A | #N/A | #N/A | #N/A | #N/A
FALSE | #N/A | #N/A | #N/A | #N/A | #N/A | #N/A | #N/A | #N/A | #N/A | #N/A |  |  |  | FALSE | #N/A | #N/A | #N/A | #N/A | #N/A | #N/A | #N/A | #N/A | #N/A | #N/A
FALSE | #N/A | #N/A | #N/A | #N/A | #N/A | #N/A | #N/A | #N/A | #N/A | #N/A |  |  |  | FALSE | #N/A | #N/A | #N/A | #N/A | #N/A | #N/A | #N/A | #N/A | #N/A | #N/A
FALSE | #N/A | #N/A | #N/A | #N/A | #N/A | #N/A | #N/A | #N/A | #N/A | #N/A |  |  |  | FALSE | #N/A | #N/A | #N/A | #N/A | #N/A | #N/A | #N/A | #N/A | #N/A | #N/A
FALSE | #N/A | #N/A | #N/A | #N/A | #N/A | #N/A | #N/A | #N/A | #N/A | #N/A |  |  |  | FALSE | #N/A | #N/A | #N/A | #N/A | #N/A | #N/A | #N/A | #N/A | #N/A | #N/A
FALSE | #N/A | #N/A | #N/A | #N/A | #N/A | #N/A | #N/A | #N/A | #N/A | #N/A |  |  |  | FALSE | #N/A | #N/A | #N/A | #N/A | #N/A | #N/A | #N/A | #N/A | #N/A | #N/A
FALSE | #N/A | #N/A | #N/A | #N/A | #N/A | #N/A | #N/A | #N/A | #N/A | #N/A |  |  |  | FALSE | #N/A | #N/A | #N/A | #N/A | #N/A | #N/A | #N/A | #N/A | #N/A | #N/A
FALSE | #N/A | #N/A | #N/A | #N/A | #N/A | #N/A | #N/A | #N/A | #N/A | #N/A |  |  |  | FALSE | #N/A | #N/A | #N/A | #N/A | #N/A | #N/A | #N/A | #N/A | #N/A | #N/A
FALSE | #N/A | #N/A | #N/A | #N/A | #N/A | #N/A | #N/A | #N/A | #N/A | #N/A |  |  |  | FALSE | #N/A | #N/A | #N/A | #N/A | #N/A | #N/A | #N/A | #N/A | #N/A | #N/A
FALSE | #N/A | #N/A | #N/A | #N/A | #N/A | #N/A | #N/A | #N/A | #N/A | #N/A |  |  |  | FALSE | #N/A | #N/A | #N/A | #N/A | #N/A | #N/A | #N/A | #N/A | #N/A | #N/A
FALSE | #N/A | #N/A | #N/A | #N/A | #N/A | #N/A | #N/A | #N/A | #N/A | #N/A |  |  |  | FALSE | #N/A | #N/A | #N/A | #N/A | #N/A | #N/A | #N/A | #N/A | #N/A | #N/A
FALSE | #N/A | #N/A | #N/A | #N/A | #N/A | #N/A | #N/A | #N/A | #N/A | #N/A |  |  |  | FALSE | #N/A | #N/A | #N/A | #N/A | #N/A | #N/A | #N/A | #N/A | #N/A | #N/A
FALSE | #N/A | #N/A | #N/A | #N/A | #N/A | #N/A | #N/A | #N/A | #N/A | #N/A |  |  |  | FALSE | #N/A | #N/A | #N/A | #N/A | #N/A | #N/A | #N/A | #N/A | #N/A | #N/A
FALSE | #N/A | #N/A | #N/A | #N/A | #N/A | #N/A | #N/A | #N/A | #N/A | #N/A |  |  |  | FALSE | #N/A | #N/A | #N/A | #N/A | #N/A | #N/A | #N/A | #N/A | #N/A | #N/A
FALSE | #N/A | #N/A | #N/A | #N/A | #N/A | #N/A | #N/A | #N/A | #N/A | #N/A |  |  |  | FALSE | #N/A | #N/A | #N/A | #N/A | #N/A | #N/A | #N/A | #N/A | #N/A | #N/A
FALSE | #N/A | #N/A | #N/A | #N/A | #N/A | #N/A | #N/A | #N/A | #N/A | #N/A |  |  |  | FALSE | #N/A | #N/A | #N/A | #N/A | #N/A | #N/A | #N/A | #N/A | #N/A | #N/A
FALSE | #N/A | #N/A | #N/A | #N/A | #N/A | #N/A | #N/A | #N/A | #N/A | #N/A |  |  |  | FALSE | #N/A | #N/A | #N/A | #N/A | #N/A | #N/A | #N/A | #N/A | #N/A | #N/A
FALSE | #N/A | #N/A | #N/A | #N/A | #N/A | #N/A | #N/A | #N/A | #N/A | #N/A |  |  |  | FALSE | #N/A | #N/A | #N/A | #N/A | #N/A | #N/A | #N/A | #N/A | #N/A | #N/A
FALSE | #N/A | #N/A | #N/A | #N/A | #N/A | #N/A | #N/A | #N/A | #N/A | #N/A |  |  |  | FALSE | #N/A | #N/A | #N/A | #N/A | #N/A | #N/A | #N/A | #N/A | #N/A | #N/A
FALSE | #N/A | #N/A | #N/A | #N/A | #N/A | #N/A | #N/A | #N/A | #N/A | #N/A |  |  |  | FALSE | #N/A | #N/A | #N/A | #N/A | #N/A | #N/A | #N/A | #N/A | #N/A | #N/A
FALSE | #N/A | #N/A | #N/A | #N/A | #N/A | #N/A | #N/A | #N/A | #N/A | #N/A |  |  |  | FALSE | #N/A | #N/A | #N/A | #N/A | #N/A | #N/A | #N/A | #N/A | #N/A | #N/A
FALSE | #N/A | #N/A | #N/A | #N/A | #N/A | #N/A | #N/A | #N/A | #N/A | #N/A |  |  |  | FALSE | #N/A | #N/A | #N/A | #N/A | #N/A | #N/A | #N/A | #N/A | #N/A | #N/A
FALSE | #N/A | #N/A | #N/A | #N/A | #N/A | #N/A | #N/A | #N/A | #N/A | #N/A |  |  |  | FALSE | #N/A | #N/A | #N/A | #N/A | #N/A | #N/A | #N/A | #N/A | #N/A | #N/A
FALSE | #N/A | #N/A | #N/A | #N/A | #N/A | #N/A | #N/A | #N/A | #N/A | #N/A |  |  |  | FALSE | #N/A | #N/A | #N/A | #N/A | #N/A | #N/A | #N/A | #N/A | #N/A | #N/A
FALSE | #N/A | #N/A | #N/A | #N/A | #N/A | #N/A | #N/A | #N/A | #N/A | #N/A |  |  |  | FALSE | #N/A | #N/A | #N/A | #N/A | #N/A | #N/A | #N/A | #N/A | #N/A | #N/A
FALSE | #N/A | #N/A | #N/A | #N/A | #N/A | #N/A | #N/A | #N/A | #N/A | #N/A |  |  |  | FALSE | #N/A | #N/A | #N/A | #N/A | #N/A | #N/A | #N/A | #N/A | #N/A | #N/A
FALSE | #N/A | #N/A | #N/A | #N/A | #N/A | #N/A | #N/A | #N/A | #N/A | #N/A |  |  |  | FALSE | #N/A | #N/A | #N/A | #N/A | #N/A | #N/A | #N/A | #N/A | #N/A | #N/A
FALSE | #N/A | #N/A | #N/A | #N/A | #N/A | #N/A | #N/A | #N/A | #N/A | #N/A |  |  |  | FALSE | #N/A | #N/A | #N/A | #N/A | #N/A | #N/A | #N/A | #N/A | #N/A | #N/A
FALSE | #N/A | #N/A | #N/A | #N/A | #N/A | #N/A | #N/A | #N/A | #N/A | #N/A |  |  |  | FALSE | #N/A | #N/A | #N/A | #N/A | #N/A | #N/A | #N/A | #N/A | #N/A | #N/A
FALSE | #N/A | #N/A | #N/A | #N/A | #N/A | #N/A | #N/A | #N/A | #N/A | #N/A |  |  |  | FALSE | #N/A | #N/A | #N/A | #N/A | #N/A | #N/A | #N/A | #N/A | #N/A | #N/A
FALSE | #N/A | #N/A | #N/A | #N/A | #N/A | #N/A | #N/A | #N/A | #N/A | #N/A |  |  |  | FALSE | #N/A | #N/A | #N/A | #N/A | #N/A | #N/A | #N/A | #N/A | #N/A | #N/A
FALSE | #N/A | #N/A | #N/A | #N/A | #N/A | #N/A | #N/A | #N/A | #N/A | #N/A |  |  |  | FALSE | #N/A | #N/A | #N/A | #N/A | #N/A | #N/A | #N/A | #N/A | #N/A | #N/A
FALSE | #N/A | #N/A | #N/A | #N/A | #N/A | #N/A | #N/A | #N/A | #N/A | #N/A |  |  |  | FALSE | #N/A | #N/A | #N/A | #N/A | #N/A | #N/A | #N/A | #N/A | #N/A | #N/A
FALSE | #N/A | #N/A | #N/A | #N/A | #N/A | #N/A | #N/A | #N/A | #N/A | #N/A |  |  |  | FALSE | #N/A | #N/A | #N/A | #N/A | #N/A | #N/A | #N/A | #N/A | #N/A | #N/A
FALSE | #N/A | #N/A | #N/A | #N/A | #N/A | #N/A | #N/A | #N/A | #N/A | #N/A |  |  |  | FALSE | #N/A | #N/A | #N/A | #N/A | #N/A | #N/A | #N/A | #N/A | #N/A | #N/A
FALSE | #N/A | #N/A | #N/A | #N/A | #N/A | #N/A | #N/A | #N/A | #N/A | #N/A |  |  |  | FALSE | #N/A | #N/A | #N/A | #N/A | #N/A | #N/A | #N/A | #N/A | #N/A | #N/A
FALSE | #N/A | #N/A | #N/A | #N/A | #N/A | #N/A | #N/A | #N/A | #N/A | #N/A |  |  |  | FALSE | #N/A | #N/A | #N/A | #N/A | #N/A | #N/A | #N/A | #N/A | #N/A | #N/A
FALSE | #N/A | #N/A | #N/A | #N/A | #N/A | #N/A | #N/A | #N/A | #N/A | #N/A |  |  |  | FALSE | #N/A | #N/A | #N/A | #N/A | #N/A | #N/A | #N/A | #N/A | #N/A | #N/A
FALSE | #N/A | #N/A | #N/A | #N/A | #N/A | #N/A | #N/A | #N/A | #N/A | #N/A |  |  |  | FALSE | #N/A | #N/A | #N/A | #N/A | #N/A | #N/A | #N/A | #N/A | #N/A | #N/A
FALSE | #N/A | #N/A | #N/A | #N/A | #N/A | #N/A | #N/A | #N/A | #N/A | #N/A |  |  |  | FALSE | #N/A | #N/A | #N/A | #N/A | #N/A | #N/A | #N/A | #N/A | #N/A | #N/A
FALSE | #N/A | #N/A | #N/A | #N/A | #N/A | #N/A | #N/A | #N/A | #N/A | #N/A |  |  |  | FALSE | #N/A | #N/A | #N/A | #N/A | #N/A | #N/A | #N/A | #N/A | #N/A | #N/A
FALSE | #N/A | #N/A | #N/A | #N/A | #N/A | #N/A | #N/A | #N/A | #N/A | #N/A |  |  |  | FALSE | #N/A | #N/A | #N/A | #N/A | #N/A | #N/A | #N/A | #N/A | #N/A | #N/A
FALSE | #N/A | #N/A | #N/A | #N/A | #N/A | #N/A | #N/A | #N/A | #N/A | #N/A |  |  |  | FALSE | #N/A | #N/A | #N/A | #N/A | #N/A | #N/A | #N/A | #N/A | #N/A | #N/A
FALSE | #N/A | #N/A | #N/A | #N/A | #N/A | #N/A | #N/A | #N/A | #N/A | #N/A |  |  |  | FALSE | #N/A | #N/A | #N/A | #N/A | #N/A | #N/A | #N/A | #N/A | #N/A | #N/A
FALSE | #N/A | #N/A | #N/A | #N/A | #N/A | #N/A | #N/A | #N/A | #N/A | #N/A |  |  |  | FALSE | #N/A | #N/A | #N/A | #N/A | #N/A | #N/A | #N/A | #N/A | #N/A | #N/A
FALSE | #N/A | #N/A | #N/A | #N/A | #N/A | #N/A | #N/A | #N/A | #N/A | #N/A |  |  |  | FALSE | #N/A | #N/A | #N/A | #N/A | #N/A | #N/A | #N/A | #N/A | #N/A | #N/A
FALSE | #N/A | #N/A | #N/A | #N/A | #N/A | #N/A | #N/A | #N/A | #N/A | #N/A |  |  |  | FALSE | #N/A | #N/A | #N/A | #N/A | #N/A | #N/A | #N/A | #N/A | #N/A | #N/A
FALSE | #N/A | #N/A | #N/A | #N/A | #N/A | #N/A | #N/A | #N/A | #N/A | #N/A |  |  |  | FALSE | #N/A | #N/A | #N/A | #N/A | #N/A | #N/A | #N/A | #N/A | #N/A | #N/A
FALSE | #N/A | #N/A | #N/A | #N/A | #N/A | #N/A | #N/A | #N/A | #N/A | #N/A |  |  |  | FALSE | #N/A | #N/A | #N/A | #N/A | #N/A | #N/A | #N/A | #N/A | #N/A | #N/A
FALSE | #N/A | #N/A | #N/A | #N/A | #N/A | #N/A | #N/A | #N/A | #N/A | #N/A |  |  |  | FALSE | #N/A | #N/A | #N/A | #N/A | #N/A | #N/A | #N/A | #N/A | #N/A | #N/A
FALSE | #N/A | #N/A | #N/A | #N/A | #N/A | #N/A | #N/A | #N/A | #N/A | #N/A |  |  |  | FALSE | #N/A | #N/A | #N/A | #N/A | #N/A | #N/A | #N/A | #N/A | #N/A | #N/A
FALSE | #N/A | #N/A | #N/A | #N/A | #N/A | #N/A | #N/A | #N/A | #N/A | #N/A |  |  |  | FALSE | #N/A | #N/A | #N/A | #N/A | #N/A | #N/A | #N/A | #N/A | #N/A | #N/A
FALSE | #N/A | #N/A | #N/A | #N/A | #N/A | #N/A | #N/A | #N/A | #N/A | #N/A |  |  |  | FALSE | #N/A | #N/A | #N/A | #N/A | #N/A | #N/A | #N/A | #N/A | #N/A | #N/A
FALSE | #N/A | #N/A | #N/A | #N/A | #N/A | #N/A | #N/A | #N/A | #N/A | #N/A |  |  |  | FALSE | #N/A | #N/A | #N/A | #N/A | #N/A | #N/A | #N/A | #N/A | #N/A | #N/A
FALSE | #N/A | #N/A | #N/A | #N/A | #N/A | #N/A | #N/A | #N/A | #N/A | #N/A |  |  |  | FALSE | #N/A | #N/A | #N/A | #N/A | #N/A | #N/A | #N/A | #N/A | #N/A | #N/A
FALSE | #N/A | #N/A | #N/A | #N/A | #N/A | #N/A | #N/A | #N/A | #N/A | #N/A |  |  |  | FALSE | #N/A | #N/A | #N/A | #N/A | #N/A | #N/A | #N/A | #N/A | #N/A | #N/A
FALSE | #N/A | #N/A | #N/A | #N/A | #N/A | #N/A | #N/A | #N/A | #N/A | #N/A |  |  |  | FALSE | #N/A | #N/A | #N/A | #N/A | #N/A | #N/A | #N/A | #N/A | #N/A | #N/A
FALSE | #N/A | #N/A | #N/A | #N/A | #N/A | #N/A | #N/A | #N/A | #N/A | #N/A |  |  |  | FALSE | #N/A | #N/A | #N/A | #N/A | #N/A | #N/A | #N/A | #N/A | #N/A | #N/A
FALSE | #N/A | #N/A | #N/A | #N/A | #N/A | #N/A | #N/A | #N/A | #N/A | #N/A |  |  |  | FALSE | #N/A | #N/A | #N/A | #N/A | #N/A | #N/A | #N/A | #N/A | #N/A | #N/A
FALSE | #N/A | #N/A | #N/A | #N/A | #N/A | #N/A | #N/A | #N/A | #N/A | #N/A |  |  |  | FALSE | #N/A | #N/A | #N/A | #N/A | #N/A | #N/A | #N/A | #N/A | #N/A | #N/A
FALSE | #N/A | #N/A | #N/A | #N/A | #N/A | #N/A | #N/A | #N/A | #N/A | #N/A |  |  |  | FALSE | #N/A | #N/A | #N/A | #N/A | #N/A | #N/A | #N/A | #N/A | #N/A | #N/A
FALSE | #N/A | #N/A | #N/A | #N/A | #N/A | #N/A | #N/A | #N/A | #N/A | #N/A |  |  |  | FALSE | #N/A | #N/A | #N/A | #N/A | #N/A | #N/A | #N/A | #N/A | #N/A | #N/A
FALSE | #N/A | #N/A | #N/A | #N/A | #N/A | #N/A | #N/A | #N/A | #N/A | #N/A |  |  |  | FALSE | #N/A | #N/A | #N/A | #N/A | #N/A | #N/A | #N/A | #N/A | #N/A | #N/A
FALSE | #N/A | #N/A | #N/A | #N/A | #N/A | #N/A | #N/A | #N/A | #N/A | #N/A |  |  |  | FALSE | #N/A | #N/A | #N/A | #N/A | #N/A | #N/A | #N/A | #N/A | #N/A | #N/A
FALSE | #N/A | #N/A | #N/A | #N/A | #N/A | #N/A | #N/A | #N/A | #N/A | #N/A |  |  |  | FALSE | #N/A | #N/A | #N/A | #N/A | #N/A | #N/A | #N/A | #N/A | #N/A | #N/A
FALSE | #N/A | #N/A | #N/A | #N/A | #N/A | #N/A | #N/A | #N/A | #N/A | #N/A |  |  |  | FALSE | #N/A | #N/A | #N/A | #N/A | #N/A | #N/A | #N/A | #N/A | #N/A | #N/A
FALSE | #N/A | #N/A | #N/A | #N/A | #N/A | #N/A | #N/A | #N/A | #N/A | #N/A |  |  |  | FALSE | #N/A | #N/A | #N/A | #N/A | #N/A | #N/A | #N/A | #N/A | #N/A | #N/A
FALSE | #N/A | #N/A | #N/A | #N/A | #N/A | #N/A | #N/A | #N/A | #N/A | #N/A |  |  |  | FALSE | #N/A | #N/A | #N/A | #N/A | #N/A | #N/A | #N/A | #N/A | #N/A | #N/A
FALSE | #N/A | #N/A | #N/A | #N/A | #N/A | #N/A | #N/A | #N/A | #N/A | #N/A |  |  |  | FALSE | #N/A | #N/A | #N/A | #N/A | #N/A | #N/A | #N/A | #N/A | #N/A | #N/A
FALSE | #N/A | #N/A | #N/A | #N/A | #N/A | #N/A | #N/A | #N/A | #N/A | #N/A |  |  |  | FALSE | #N/A | #N/A | #N/A | #N/A | #N/A | #N/A | #N/A | #N/A | #N/A | #N/A
FALSE | #N/A | #N/A | #N/A | #N/A | #N/A | #N/A | #N/A | #N/A | #N/A | #N/A |  |  |  | FALSE | #N/A | #N/A | #N/A | #N/A | #N/A | #N/A | #N/A | #N/A | #N/A | #N/A
FALSE | #N/A | #N/A | #N/A | #N/A | #N/A | #N/A | #N/A | #N/A | #N/A | #N/A |  |  |  | FALSE | #N/A | #N/A | #N/A | #N/A | #N/A | #N/A | #N/A | #N/A | #N/A | #N/A
FALSE | #N/A | #N/A | #N/A | #N/A | #N/A | #N/A | #N/A | #N/A | #N/A | #N/A |  |  |  | FALSE | #N/A | #N/A | #N/A | #N/A | #N/A | #N/A | #N/A | #N/A | #N/A | #N/A
FALSE | #N/A | #N/A | #N/A | #N/A | #N/A | #N/A | #N/A | #N/A | #N/A | #N/A |  |  |  | FALSE | #N/A | #N/A | #N/A | #N/A | #N/A | #N/A | #N/A | #N/A | #N/A | #N/A
FALSE | #N/A | #N/A | #N/A | #N/A | #N/A | #N/A | #N/A | #N/A | #N/A | #N/A |  |  |  | FALSE | #N/A | #N/A | #N/A | #N/A | #N/A | #N/A | #N/A | #N/A | #N/A | #N/A
FALSE | #N/A | #N/A | #N/A | #N/A | #N/A | #N/A | #N/A | #N/A | #N/A | #N/A |  |  |  | FALSE | #N/A | #N/A | #N/A | #N/A | #N/A | #N/A | #N/A | #N/A | #N/A | #N/A
FALSE | #N/A | #N/A | #N/A | #N/A | #N/A | #N/A | #N/A | #N/A | #N/A | #N/A |  |  |  | FALSE | #N/A | #N/A | #N/A | #N/A | #N/A | #N/A | #N/A | #N/A | #N/A | #N/A
FALSE | #N/A | #N/A | #N/A | #N/A | #N/A | #N/A | #N/A | #N/A | #N/A | #N/A |  |  |  | FALSE | #N/A | #N/A | #N/A | #N/A | #N/A | #N/A | #N/A | #N/A | #N/A | #N/A
FALSE | #N/A | #N/A | #N/A | #N/A | #N/A | #N/A | #N/A | #N/A | #N/A | #N/A |  |  |  | FALSE | #N/A | #N/A | #N/A | #N/A | #N/A | #N/A | #N/A | #N/A | #N/A | #N/A
FALSE | #N/A | #N/A | #N/A | #N/A | #N/A | #N/A | #N/A | #N/A | #N/A | #N/A |  |  |  | FALSE | #N/A | #N/A | #N/A | #N/A | #N/A | #N/A | #N/A | #N/A | #N/A | #N/A
FALSE | #N/A | #N/A | #N/A | #N/A | #N/A | #N/A | #N/A | #N/A | #N/A | #N/A |  |  |  | FALSE | #N/A | #N/A | #N/A | #N/A | #N/A | #N/A | #N/A | #N/A | #N/A | #N/A
FALSE | #N/A | #N/A | #N/A | #N/A | #N/A | #N/A | #N/A | #N/A | #N/A | #N/A |  |  |  | FALSE | #N/A | #N/A | #N/A | #N/A | #N/A | #N/A | #N/A | #N/A | #N/A | #N/A
FALSE | #N/A | #N/A | #N/A | #N/A | #N/A | #N/A | #N/A | #N/A | #N/A | #N/A |  |  |  | FALSE | #N/A | #N/A | #N/A | #N/A | #N/A | #N/A | #N/A | #N/A | #N/A | #N/A
FALSE | #N/A | #N/A | #N/A | #N/A | #N/A | #N/A | #N/A | #N/A | #N/A | #N/A |  |  |  | FALSE | #N/A | #N/A | #N/A | #N/A | #N/A | #N/A | #N/A | #N/A | #N/A | #N/A
FALSE | #N/A | #N/A | #N/A | #N/A | #N/A | #N/A | #N/A | #N/A | #N/A | #N/A |  |  |  | FALSE | #N/A | #N/A | #N/A | #N/A | #N/A | #N/A | #N/A | #N/A | #N/A | #N/A
FALSE | #N/A | #N/A | #N/A | #N/A | #N/A | #N/A | #N/A | #N/A | #N/A | #N/A |  |  |  | FALSE | #N/A | #N/A | #N/A | #N/A | #N/A | #N/A | #N/A | #N/A | #N/A | #N/A
FALSE | #N/A | #N/A | #N/A | #N/A | #N/A | #N/A | #N/A | #N/A | #N/A | #N/A |  |  |  | FALSE | #N/A | #N/A | #N/A | #N/A | #N/A | #N/A | #N/A | #N/A | #N/A | #N/A
FALSE | #N/A | #N/A | #N/A | #N/A | #N/A | #N/A | #N/A | #N/A | #N/A | #N/A |  |  |  | FALSE | #N/A | #N/A | #N/A | #N/A | #N/A | #N/A | #N/A | #N/A | #N/A | #N/A
FALSE | #N/A | #N/A | #N/A | #N/A | #N/A | #N/A | #N/A | #N/A | #N/A | #N/A |  |  |  | FALSE | #N/A | #N/A | #N/A | #N/A | #N/A | #N/A | #N/A | #N/A | #N/A | #N/A
FALSE | #N/A | #N/A | #N/A | #N/A | #N/A | #N/A | #N/A | #N/A | #N/A | #N/A |  |  |  | FALSE | #N/A | #N/A | #N/A | #N/A | #N/A | #N/A | #N/A | #N/A | #N/A | #N/A
FALSE | #N/A | #N/A | #N/A | #N/A | #N/A | #N/A | #N/A | #N/A | #N/A | #N/A |  |  |  | FALSE | #N/A | #N/A | #N/A | #N/A | #N/A | #N/A | #N/A | #N/A | #N/A | #N/A
FALSE | #N/A | #N/A | #N/A | #N/A | #N/A | #N/A | #N/A | #N/A | #N/A | #N/A |  |  |  | FALSE | #N/A | #N/A | #N/A | #N/A | #N/A | #N/A | #N/A | #N/A | #N/A | #N/A
FALSE | #N/A | #N/A | #N/A | #N/A | #N/A | #N/A | #N/A | #N/A | #N/A | #N/A |  |  |  | FALSE | #N/A | #N/A | #N/A | #N/A | #N/A | #N/A | #N/A | #N/A | #N/A | #N/A
FALSE | #N/A | #N/A | #N/A | #N/A | #N/A | #N/A | #N/A | #N/A | #N/A | #N/A |  |  |  | FALSE | #N/A | #N/A | #N/A | #N/A | #N/A | #N/A | #N/A | #N/A | #N/A | #N/A
FALSE | #N/A | #N/A | #N/A | #N/A | #N/A | #N/A | #N/A | #N/A | #N/A | #N/A |  |  |  | FALSE | #N/A | #N/A | #N/A | #N/A | #N/A | #N/A | #N/A | #N/A | #N/A | #N/A
FALSE | #N/A | #N/A | #N/A | #N/A | #N/A | #N/A | #N/A | #N/A | #N/A | #N/A |  |  |  | FALSE | #N/A | #N/A | #N/A | #N/A | #N/A | #N/A | #N/A | #N/A | #N/A | #N/A
FALSE | #N/A | #N/A | #N/A | #N/A | #N/A | #N/A | #N/A | #N/A | #N/A | #N/A |  |  |  | FALSE | #N/A | #N/A | #N/A | #N/A | #N/A | #N/A | #N/A | #N/A | #N/A | #N/A
FALSE | #N/A | #N/A | #N/A | #N/A | #N/A | #N/A | #N/A | #N/A | #N/A | #N/A |  |  |  | FALSE | #N/A | #N/A | #N/A | #N/A | #N/A | #N/A | #N/A | #N/A | #N/A | #N/A
FALSE | #N/A | #N/A | #N/A | #N/A | #N/A | #N/A | #N/A | #N/A | #N/A | #N/A |  |  |  | FALSE | #N/A | #N/A | #N/A | #N/A | #N/A | #N/A | #N/A | #N/A | #N/A | #N/A
FALSE | #N/A | #N/A | #N/A | #N/A | #N/A | #N/A | #N/A | #N/A | #N/A | #N/A |  |  |  | FALSE | #N/A | #N/A | #N/A | #N/A | #N/A | #N/A | #N/A | #N/A | #N/A | #N/A
FALSE | #N/A | #N/A | #N/A | #N/A | #N/A | #N/A | #N/A | #N/A | #N/A | #N/A |  |  |  | FALSE | #N/A | #N/A | #N/A | #N/A | #N/A | #N/A | #N/A | #N/A | #N/A | #N/A
FALSE | #N/A | #N/A | #N/A | #N/A | #N/A | #N/A | #N/A | #N/A | #N/A | #N/A |  |  |  | FALSE | #N/A | #N/A | #N/A | #N/A | #N/A | #N/A | #N/A | #N/A | #N/A | #N/A
FALSE | #N/A | #N/A | #N/A | #N/A | #N/A | #N/A | #N/A | #N/A | #N/A | #N/A |  |  |  | FALSE | #N/A | #N/A | #N/A | #N/A | #N/A | #N/A | #N/A | #N/A | #N/A | #N/A
FALSE | #N/A | #N/A | #N/A | #N/A | #N/A | #N/A | #N/A | #N/A | #N/A | #N/A |  |  |  | FALSE | #N/A | #N/A | #N/A | #N/A | #N/A | #N/A | #N/A | #N/A | #N/A | #N/A
FALSE | #N/A | #N/A | #N/A | #N/A | #N/A | #N/A | #N/A | #N/A | #N/A | #N/A |  |  |  | FALSE | #N/A | #N/A | #N/A | #N/A | #N/A | #N/A | #N/A | #N/A | #N/A | #N/A
FALSE | #N/A | #N/A | #N/A | #N/A | #N/A | #N/A | #N/A | #N/A | #N/A | #N/A |  |  |  | FALSE | #N/A | #N/A | #N/A | #N/A | #N/A | #N/A | #N/A | #N/A | #N/A | #N/A
FALSE | #N/A | #N/A | #N/A | #N/A | #N/A | #N/A | #N/A | #N/A | #N/A | #N/A |  |  |  | FALSE | #N/A | #N/A | #N/A | #N/A | #N/A | #N/A | #N/A | #N/A | #N/A | #N/A
FALSE | #N/A | #N/A | #N/A | #N/A | #N/A | #N/A | #N/A | #N/A | #N/A | #N/A |  |  |  | FALSE | #N/A | #N/A | #N/A | #N/A | #N/A | #N/A | #N/A | #N/A | #N/A | #N/A
FALSE | #N/A | #N/A | #N/A | #N/A | #N/A | #N/A | #N/A | #N/A | #N/A | #N/A |  |  |  | FALSE | #N/A | #N/A | #N/A | #N/A | #N/A | #N/A | #N/A | #N/A | #N/A | #N/A
FALSE | #N/A | #N/A | #N/A | #N/A | #N/A | #N/A | #N/A | #N/A | #N/A | #N/A |  |  |  | FALSE | #N/A | #N/A | #N/A | #N/A | #N/A | #N/A | #N/A | #N/A | #N/A | #N/A
FALSE | #N/A | #N/A | #N/A | #N/A | #N/A | #N/A | #N/A | #N/A | #N/A | #N/A |  |  |  | FALSE | #N/A | #N/A | #N/A | #N/A | #N/A | #N/A | #N/A | #N/A | #N/A | #N/A
FALSE | #N/A | #N/A | #N/A | #N/A | #N/A | #N/A | #N/A | #N/A | #N/A | #N/A |  |  |  | FALSE | #N/A | #N/A | #N/A | #N/A | #N/A | #N/A | #N/A | #N/A | #N/A | #N/A
FALSE | #N/A | #N/A | #N/A | #N/A | #N/A | #N/A | #N/A | #N/A | #N/A | #N/A |  |  |  | FALSE | #N/A | #N/A | #N/A | #N/A | #N/A | #N/A | #N/A | #N/A | #N/A | #N/A
FALSE | #N/A | #N/A | #N/A | #N/A | #N/A | #N/A | #N/A | #N/A | #N/A | #N/A |  |  |  | FALSE | #N/A | #N/A | #N/A | #N/A | #N/A | #N/A | #N/A | #N/A | #N/A | #N/A
FALSE | #N/A | #N/A | #N/A | #N/A | #N/A | #N/A | #N/A | #N/A | #N/A | #N/A |  |  |  | FALSE | #N/A | #N/A | #N/A | #N/A | #N/A | #N/A | #N/A | #N/A | #N/A | #N/A
FALSE | #N/A | #N/A | #N/A | #N/A | #N/A | #N/A | #N/A | #N/A | #N/A | #N/A |  |  |  | FALSE | #N/A | #N/A | #N/A | #N/A | #N/A | #N/A | #N/A | #N/A | #N/A | #N/A
FALSE | #N/A | #N/A | #N/A | #N/A | #N/A | #N/A | #N/A | #N/A | #N/A | #N/A |  |  |  | FALSE | #N/A | #N/A | #N/A | #N/A | #N/A | #N/A | #N/A | #N/A | #N/A | #N/A
FALSE | #N/A | #N/A | #N/A | #N/A | #N/A | #N/A | #N/A | #N/A | #N/A | #N/A |  |  |  | FALSE | #N/A | #N/A | #N/A | #N/A | #N/A | #N/A | #N/A | #N/A | #N/A | #N/A
FALSE | #N/A | #N/A | #N/A | #N/A | #N/A | #N/A | #N/A | #N/A | #N/A | #N/A |  |  |  | FALSE | #N/A | #N/A | #N/A | #N/A | #N/A | #N/A | #N/A | #N/A | #N/A | #N/A
FALSE | #N/A | #N/A | #N/A | #N/A | #N/A | #N/A | #N/A | #N/A | #N/A | #N/A |  |  |  | FALSE | #N/A | #N/A | #N/A | #N/A | #N/A | #N/A | #N/A | #N/A | #N/A | #N/A
FALSE | #N/A | #N/A | #N/A | #N/A | #N/A | #N/A | #N/A | #N/A | #N/A | #N/A |  |  |  | FALSE | #N/A | #N/A | #N/A | #N/A | #N/A | #N/A | #N/A | #N/A | #N/A | #N/A
FALSE | #N/A | #N/A | #N/A | #N/A | #N/A | #N/A | #N/A | #N/A | #N/A | #N/A |  |  |  | FALSE | #N/A | #N/A | #N/A | #N/A | #N/A | #N/A | #N/A | #N/A | #N/A | #N/A
FALSE | #N/A | #N/A | #N/A | #N/A | #N/A | #N/A | #N/A | #N/A | #N/A | #N/A |  |  |  | FALSE | #N/A | #N/A | #N/A | #N/A | #N/A | #N/A | #N/A | #N/A | #N/A | #N/A
FALSE | #N/A | #N/A | #N/A | #N/A | #N/A | #N/A | #N/A | #N/A | #N/A | #N/A |  |  |  | FALSE | #N/A | #N/A | #N/A | #N/A | #N/A | #N/A | #N/A | #N/A | #N/A | #N/A
FALSE | #N/A | #N/A | #N/A | #N/A | #N/A | #N/A | #N/A | #N/A | #N/A | #N/A |  |  |  | FALSE | #N/A | #N/A | #N/A | #N/A | #N/A | #N/A | #N/A | #N/A | #N/A | #N/A
FALSE | #N/A | #N/A | #N/A | #N/A | #N/A | #N/A | #N/A | #N/A | #N/A | #N/A |  |  |  | FALSE | #N/A | #N/A | #N/A | #N/A | #N/A | #N/A | #N/A | #N/A | #N/A | #N/A
FALSE | #N/A | #N/A | #N/A | #N/A | #N/A | #N/A | #N/A | #N/A | #N/A | #N/A |  |  |  | FALSE | #N/A | #N/A | #N/A | #N/A | #N/A | #N/A | #N/A | #N/A | #N/A | #N/A
FALSE | #N/A | #N/A | #N/A | #N/A | #N/A | #N/A | #N/A | #N/A | #N/A | #N/A |  |  |  | FALSE | #N/A | #N/A | #N/A | #N/A | #N/A | #N/A | #N/A | #N/A | #N/A | #N/A
FALSE | #N/A | #N/A | #N/A | #N/A | #N/A | #N/A | #N/A | #N/A | #N/A | #N/A |  |  |  | FALSE | #N/A | #N/A | #N/A | #N/A | #N/A | #N/A | #N/A | #N/A | #N/A | #N/A
FALSE | #N/A | #N/A | #N/A | #N/A | #N/A | #N/A | #N/A | #N/A | #N/A | #N/A |  |  |  | FALSE | #N/A | #N/A | #N/A | #N/A | #N/A | #N/A | #N/A | #N/A | #N/A | #N/A
FALSE | #N/A | #N/A | #N/A | #N/A | #N/A | #N/A | #N/A | #N/A | #N/A | #N/A |  |  |  | FALSE | #N/A | #N/A | #N/A | #N/A | #N/A | #N/A | #N/A | #N/A | #N/A | #N/A
FALSE | #N/A | #N/A | #N/A | #N/A | #N/A | #N/A | #N/A | #N/A | #N/A | #N/A |  |  |  | FALSE | #N/A | #N/A | #N/A | #N/A | #N/A | #N/A | #N/A | #N/A | #N/A | #N/A
FALSE | #N/A | #N/A | #N/A | #N/A | #N/A | #N/A | #N/A | #N/A | #N/A | #N/A |  |  |  | FALSE | #N/A | #N/A | #N/A | #N/A | #N/A | #N/A | #N/A | #N/A | #N/A | #N/A
FALSE | #N/A | #N/A | #N/A | #N/A | #N/A | #N/A | #N/A | #N/A | #N/A | #N/A |  |  |  | FALSE | #N/A | #N/A | #N/A | #N/A | #N/A | #N/A | #N/A | #N/A | #N/A | #N/A
FALSE | #N/A | #N/A | #N/A | #N/A | #N/A | #N/A | #N/A | #N/A | #N/A | #N/A |  |  |  | FALSE | #N/A | #N/A | #N/A | #N/A | #N/A | #N/A | #N/A | #N/A | #N/A | #N/A
FALSE | #N/A | #N/A | #N/A | #N/A | #N/A | #N/A | #N/A | #N/A | #N/A | #N/A |  |  |  | FALSE | #N/A | #N/A | #N/A | #N/A | #N/A | #N/A | #N/A | #N/A | #N/A | #N/A
FALSE | #N/A | #N/A | #N/A | #N/A | #N/A | #N/A | #N/A | #N/A | #N/A | #N/A |  |  |  | FALSE | #N/A | #N/A | #N/A | #N/A | #N/A | #N/A | #N/A | #N/A | #N/A | #N/A
FALSE | #N/A | #N/A | #N/A | #N/A | #N/A | #N/A | #N/A | #N/A | #N/A | #N/A |  |  |  | FALSE | #N/A | #N/A | #N/A | #N/A | #N/A | #N/A | #N/A | #N/A | #N/A | #N/A
FALSE | #N/A | #N/A | #N/A | #N/A | #N/A | #N/A | #N/A | #N/A | #N/A | #N/A |  |  |  | FALSE | #N/A | #N/A | #N/A | #N/A | #N/A | #N/A | #N/A | #N/A | #N/A | #N/A
FALSE | #N/A | #N/A | #N/A | #N/A | #N/A | #N/A | #N/A | #N/A | #N/A | #N/A |  |  |  | FALSE | #N/A | #N/A | #N/A | #N/A | #N/A | #N/A | #N/A | #N/A | #N/A | #N/A
FALSE | #N/A | #N/A | #N/A | #N/A | #N/A | #N/A | #N/A | #N/A | #N/A | #N/A |  |  |  | FALSE | #N/A | #N/A | #N/A | #N/A | #N/A | #N/A | #N/A | #N/A | #N/A | #N/A
FALSE | #N/A | #N/A | #N/A | #N/A | #N/A | #N/A | #N/A | #N/A | #N/A | #N/A |  |  |  | FALSE | #N/A | #N/A | #N/A | #N/A | #N/A | #N/A | #N/A | #N/A | #N/A | #N/A
FALSE | #N/A | #N/A | #N/A | #N/A | #N/A | #N/A | #N/A | #N/A | #N/A | #N/A |  |  |  | FALSE | #N/A | #N/A | #N/A | #N/A | #N/A | #N/A | #N/A | #N/A | #N/A | #N/A
FALSE | #N/A | #N/A | #N/A | #N/A | #N/A | #N/A | #N/A | #N/A | #N/A | #N/A |  |  |  | FALSE | #N/A | #N/A | #N/A | #N/A | #N/A | #N/A | #N/A | #N/A | #N/A | #N/A
FALSE | #N/A | #N/A | #N/A | #N/A | #N/A | #N/A | #N/A | #N/A | #N/A | #N/A |  |  |  | FALSE | #N/A | #N/A | #N/A | #N/A | #N/A | #N/A | #N/A | #N/A | #N/A | #N/A
FALSE | #N/A | #N/A | #N/A | #N/A | #N/A | #N/A | #N/A | #N/A | #N/A | #N/A |  |  |  | FALSE | #N/A | #N/A | #N/A | #N/A | #N/A | #N/A | #N/A | #N/A | #N/A | #N/A
FALSE | #N/A | #N/A | #N/A | #N/A | #N/A | #N/A | #N/A | #N/A | #N/A | #N/A |  |  |  | FALSE | #N/A | #N/A | #N/A | #N/A | #N/A | #N/A | #N/A | #N/A | #N/A | #N/A
FALSE | #N/A | #N/A | #N/A | #N/A | #N/A | #N/A | #N/A | #N/A | #N/A | #N/A |  |  |  | FALSE | #N/A | #N/A | #N/A | #N/A | #N/A | #N/A | #N/A | #N/A | #N/A | #N/A
FALSE | #N/A | #N/A | #N/A | #N/A | #N/A | #N/A | #N/A | #N/A | #N/A | #N/A |  |  |  | FALSE | #N/A | #N/A | #N/A | #N/A | #N/A | #N/A | #N/A | #N/A | #N/A | #N/A
FALSE | #N/A | #N/A | #N/A | #N/A | #N/A | #N/A | #N/A | #N/A | #N/A | #N/A |  |  |  | FALSE | #N/A | #N/A | #N/A | #N/A | #N/A | #N/A | #N/A | #N/A | #N/A | #N/A
FALSE | #N/A | #N/A | #N/A | #N/A | #N/A | #N/A | #N/A | #N/A | #N/A | #N/A |  |  |  | FALSE | #N/A | #N/A | #N/A | #N/A | #N/A | #N/A | #N/A | #N/A | #N/A | #N/A
FALSE | #N/A | #N/A | #N/A | #N/A | #N/A | #N/A | #N/A | #N/A | #N/A | #N/A |  |  |  | FALSE | #N/A | #N/A | #N/A | #N/A | #N/A | #N/A | #N/A | #N/A | #N/A | #N/A
FALSE | #N/A | #N/A | #N/A | #N/A | #N/A | #N/A | #N/A | #N/A | #N/A | #N/A |  |  |  | FALSE | #N/A | #N/A | #N/A | #N/A | #N/A | #N/A | #N/A | #N/A | #N/A | #N/A
FALSE | #N/A | #N/A | #N/A | #N/A | #N/A | #N/A | #N/A | #N/A | #N/A | #N/A |  |  |  | FALSE | #N/A | #N/A | #N/A | #N/A | #N/A | #N/A | #N/A | #N/A | #N/A | #N/A
FALSE | #N/A | #N/A | #N/A | #N/A | #N/A | #N/A | #N/A | #N/A | #N/A | #N/A |  |  |  | FALSE | #N/A | #N/A | #N/A | #N/A | #N/A | #N/A | #N/A | #N/A | #N/A | #N/A
FALSE | #N/A | #N/A | #N/A | #N/A | #N/A | #N/A | #N/A | #N/A | #N/A | #N/A |  |  |  | FALSE | #N/A | #N/A | #N/A | #N/A | #N/A | #N/A | #N/A | #N/A | #N/A | #N/A
FALSE | #N/A | #N/A | #N/A | #N/A | #N/A | #N/A | #N/A | #N/A | #N/A | #N/A |  |  |  | FALSE | #N/A | #N/A | #N/A | #N/A | #N/A | #N/A | #N/A | #N/A | #N/A | #N/A
FALSE | #N/A | #N/A | #N/A | #N/A | #N/A | #N/A | #N/A | #N/A | #N/A | #N/A |  |  |  | FALSE | #N/A | #N/A | #N/A | #N/A | #N/A | #N/A | #N/A | #N/A | #N/A | #N/A
FALSE | #N/A | #N/A | #N/A | #N/A | #N/A | #N/A | #N/A | #N/A | #N/A | #N/A |  |  |  | FALSE | #N/A | #N/A | #N/A | #N/A | #N/A | #N/A | #N/A | #N/A | #N/A | #N/A
FALSE | #N/A | #N/A | #N/A | #N/A | #N/A | #N/A | #N/A | #N/A | #N/A | #N/A |  |  |  | FALSE | #N/A | #N/A | #N/A | #N/A | #N/A | #N/A | #N/A | #N/A | #N/A | #N/A
FALSE | #N/A | #N/A | #N/A | #N/A | #N/A | #N/A | #N/A | #N/A | #N/A | #N/A |  |  |  | FALSE | #N/A | #N/A | #N/A | #N/A | #N/A | #N/A | #N/A | #N/A | #N/A | #N/A
FALSE | #N/A | #N/A | #N/A | #N/A | #N/A | #N/A | #N/A | #N/A | #N/A | #N/A |  |  |  | FALSE | #N/A | #N/A | #N/A | #N/A | #N/A | #N/A | #N/A | #N/A | #N/A | #N/A
FALSE | #N/A | #N/A | #N/A | #N/A | #N/A | #N/A | #N/A | #N/A | #N/A | #N/A |  |  |  | FALSE | #N/A | #N/A | #N/A | #N/A | #N/A | #N/A | #N/A | #N/A | #N/A | #N/A
FALSE | #N/A | #N/A | #N/A | #N/A | #N/A | #N/A | #N/A | #N/A | #N/A | #N/A |  |  |  | FALSE | #N/A | #N/A | #N/A | #N/A | #N/A | #N/A | #N/A | #N/A | #N/A | #N/A
FALSE | #N/A | #N/A | #N/A | #N/A | #N/A | #N/A | #N/A | #N/A | #N/A | #N/A |  |  |  | FALSE | #N/A | #N/A | #N/A | #N/A | #N/A | #N/A | #N/A | #N/A | #N/A | #N/A
FALSE | #N/A | #N/A | #N/A | #N/A | #N/A | #N/A | #N/A | #N/A | #N/A | #N/A |  |  |  | FALSE | #N/A | #N/A | #N/A | #N/A | #N/A | #N/A | #N/A | #N/A | #N/A | #N/A
FALSE | #N/A | #N/A | #N/A | #N/A | #N/A | #N/A | #N/A | #N/A | #N/A | #N/A |  |  |  | FALSE | #N/A | #N/A | #N/A | #N/A | #N/A | #N/A | #N/A | #N/A | #N/A | #N/A
FALSE | #N/A | #N/A | #N/A | #N/A | #N/A | #N/A | #N/A | #N/A | #N/A | #N/A |  |  |  | FALSE | #N/A | #N/A | #N/A | #N/A | #N/A | #N/A | #N/A | #N/A | #N/A | #N/A
FALSE | #N/A | #N/A | #N/A | #N/A | #N/A | #N/A | #N/A | #N/A | #N/A | #N/A |  |  |  | FALSE | #N/A | #N/A | #N/A | #N/A | #N/A | #N/A | #N/A | #N/A | #N/A | #N/A
FALSE | #N/A | #N/A | #N/A | #N/A | #N/A | #N/A | #N/A | #N/A | #N/A | #N/A |  |  |  | FALSE | #N/A | #N/A | #N/A | #N/A | #N/A | #N/A | #N/A | #N/A | #N/A | #N/A
FALSE | #N/A | #N/A | #N/A | #N/A | #N/A | #N/A | #N/A | #N/A | #N/A | #N/A |  |  |  | FALSE | #N/A | #N/A | #N/A | #N/A | #N/A | #N/A | #N/A | #N/A | #N/A | #N/A
FALSE | #N/A | #N/A | #N/A | #N/A | #N/A | #N/A | #N/A | #N/A | #N/A | #N/A |  |  |  | FALSE | #N/A | #N/A | #N/A | #N/A | #N/A | #N/A | #N/A | #N/A | #N/A | #N/A
FALSE | #N/A | #N/A | #N/A | #N/A | #N/A | #N/A | #N/A | #N/A | #N/A | #N/A |  |  |  | FALSE | #N/A | #N/A | #N/A | #N/A | #N/A | #N/A | #N/A | #N/A | #N/A | #N/A
FALSE | #N/A | #N/A | #N/A | #N/A | #N/A | #N/A | #N/A | #N/A | #N/A | #N/A |  |  |  | FALSE | #N/A | #N/A | #N/A | #N/A | #N/A | #N/A | #N/A | #N/A | #N/A | #N/A
FALSE | #N/A | #N/A | #N/A | #N/A | #N/A | #N/A | #N/A | #N/A | #N/A | #N/A |  |  |  | FALSE | #N/A | #N/A | #N/A | #N/A | #N/A | #N/A | #N/A | #N/A | #N/A | #N/A
FALSE | #N/A | #N/A | #N/A | #N/A | #N/A | #N/A | #N/A | #N/A | #N/A | #N/A |  |  |  | FALSE | #N/A | #N/A | #N/A | #N/A | #N/A | #N/A | #N/A | #N/A | #N/A | #N/A
FALSE | #N/A | #N/A | #N/A | #N/A | #N/A | #N/A | #N/A | #N/A | #N/A | #N/A |  |  |  | FALSE | #N/A | #N/A | #N/A | #N/A | #N/A | #N/A | #N/A | #N/A | #N/A | #N/A
FALSE | #N/A | #N/A | #N/A | #N/A | #N/A | #N/A | #N/A | #N/A | #N/A | #N/A |  |  |  | FALSE | #N/A | #N/A | #N/A | #N/A | #N/A | #N/A | #N/A | #N/A | #N/A | #N/A
FALSE | #N/A | #N/A | #N/A | #N/A | #N/A | #N/A | #N/A | #N/A | #N/A | #N/A |  |  |  | FALSE | #N/A | #N/A | #N/A | #N/A | #N/A | #N/A | #N/A | #N/A | #N/A | #N/A
FALSE | #N/A | #N/A | #N/A | #N/A | #N/A | #N/A | #N/A | #N/A | #N/A | #N/A |  |  |  | FALSE | #N/A | #N/A | #N/A | #N/A | #N/A | #N/A | #N/A | #N/A | #N/A | #N/A
FALSE | #N/A | #N/A | #N/A | #N/A | #N/A | #N/A | #N/A | #N/A | #N/A | #N/A |  |  |  | FALSE | #N/A | #N/A | #N/A | #N/A | #N/A | #N/A | #N/A | #N/A | #N/A | #N/A
FALSE | #N/A | #N/A | #N/A | #N/A | #N/A | #N/A | #N/A | #N/A | #N/A | #N/A |  |  |  | FALSE | #N/A | #N/A | #N/A | #N/A | #N/A | #N/A | #N/A | #N/A | #N/A | #N/A
FALSE | #N/A | #N/A | #N/A | #N/A | #N/A | #N/A | #N/A | #N/A | #N/A | #N/A |  |  |  | FALSE | #N/A | #N/A | #N/A | #N/A | #N/A | #N/A | #N/A | #N/A | #N/A | #N/A
FALSE | #N/A | #N/A | #N/A | #N/A | #N/A | #N/A | #N/A | #N/A | #N/A | #N/A |  |  |  | FALSE | #N/A | #N/A | #N/A | #N/A | #N/A | #N/A | #N/A | #N/A | #N/A | #N/A
FALSE | #N/A | #N/A | #N/A | #N/A | #N/A | #N/A | #N/A | #N/A | #N/A | #N/A |  |  |  | FALSE | #N/A | #N/A | #N/A | #N/A | #N/A | #N/A | #N/A | #N/A | #N/A | #N/A
FALSE | #N/A | #N/A | #N/A | #N/A | #N/A | #N/A | #N/A | #N/A | #N/A | #N/A |  |  |  | FALSE | #N/A | #N/A | #N/A | #N/A | #N/A | #N/A | #N/A | #N/A | #N/A | #N/A
FALSE | #N/A | #N/A | #N/A | #N/A | #N/A | #N/A | #N/A | #N/A | #N/A | #N/A |  |  |  | FALSE | #N/A | #N/A | #N/A | #N/A | #N/A | #N/A | #N/A | #N/A | #N/A | #N/A
FALSE | #N/A | #N/A | #N/A | #N/A | #N/A | #N/A | #N/A | #N/A | #N/A | #N/A |  |  |  | FALSE | #N/A | #N/A | #N/A | #N/A | #N/A | #N/A | #N/A | #N/A | #N/A | #N/A
FALSE | #N/A | #N/A | #N/A | #N/A | #N/A | #N/A | #N/A | #N/A | #N/A | #N/A |  |  |  | FALSE | #N/A | #N/A | #N/A | #N/A | #N/A | #N/A | #N/A | #N/A | #N/A | #N/A
FALSE | #N/A | #N/A | #N/A | #N/A | #N/A | #N/A | #N/A | #N/A | #N/A | #N/A |  |  |  | FALSE | #N/A | #N/A | #N/A | #N/A | #N/A | #N/A | #N/A | #N/A | #N/A | #N/A
FALSE | #N/A | #N/A | #N/A | #N/A | #N/A | #N/A | #N/A | #N/A | #N/A | #N/A |  |  |  | FALSE | #N/A | #N/A | #N/A | #N/A | #N/A | #N/A | #N/A | #N/A | #N/A | #N/A
FALSE | #N/A | #N/A | #N/A | #N/A | #N/A | #N/A | #N/A | #N/A | #N/A | #N/A |  |  |  | FALSE | #N/A | #N/A | #N/A | #N/A | #N/A | #N/A | #N/A | #N/A | #N/A | #N/A
FALSE | #N/A | #N/A | #N/A | #N/A | #N/A | #N/A | #N/A | #N/A | #N/A | #N/A |  |  |  | FALSE | #N/A | #N/A | #N/A | #N/A | #N/A | #N/A | #N/A | #N/A | #N/A | #N/A
FALSE | #N/A | #N/A | #N/A | #N/A | #N/A | #N/A | #N/A | #N/A | #N/A | #N/A |  |  |  | FALSE | #N/A | #N/A | #N/A | #N/A | #N/A | #N/A | #N/A | #N/A | #N/A | #N/A
FALSE | #N/A | #N/A | #N/A | #N/A | #N/A | #N/A | #N/A | #N/A | #N/A | #N/A |  |  |  | FALSE | #N/A | #N/A | #N/A | #N/A | #N/A | #N/A | #N/A | #N/A | #N/A | #N/A
FALSE | #N/A | #N/A | #N/A | #N/A | #N/A | #N/A | #N/A | #N/A | #N/A | #N/A |  |  |  | FALSE | #N/A | #N/A | #N/A | #N/A | #N/A | #N/A | #N/A | #N/A | #N/A | #N/A
FALSE | #N/A | #N/A | #N/A | #N/A | #N/A | #N/A | #N/A | #N/A | #N/A | #N/A |  |  |  | FALSE | #N/A | #N/A | #N/A | #N/A | #N/A | #N/A | #N/A | #N/A | #N/A | #N/A
FALSE | #N/A | #N/A | #N/A | #N/A | #N/A | #N/A | #N/A | #N/A | #N/A | #N/A |  |  |  | FALSE | #N/A | #N/A | #N/A | #N/A | #N/A | #N/A | #N/A | #N/A | #N/A | #N/A
FALSE | #N/A | #N/A | #N/A | #N/A | #N/A | #N/A | #N/A | #N/A | #N/A | #N/A |  |  |  | FALSE | #N/A | #N/A | #N/A | #N/A | #N/A | #N/A | #N/A | #N/A | #N/A | #N/A
FALSE | #N/A | #N/A | #N/A | #N/A | #N/A | #N/A | #N/A | #N/A | #N/A | #N/A |  |  |  | FALSE | #N/A | #N/A | #N/A | #N/A | #N/A | #N/A | #N/A | #N/A | #N/A | #N/A
FALSE | #N/A | #N/A | #N/A | #N/A | #N/A | #N/A | #N/A | #N/A | #N/A | #N/A |  |  |  | FALSE | #N/A | #N/A | #N/A | #N/A | #N/A | #N/A | #N/A | #N/A | #N/A | #N/A
FALSE | #N/A | #N/A | #N/A | #N/A | #N/A | #N/A | #N/A | #N/A | #N/A | #N/A |  |  |  | FALSE | #N/A | #N/A | #N/A | #N/A | #N/A | #N/A | #N/A | #N/A | #N/A | #N/A
FALSE | #N/A | #N/A | #N/A | #N/A | #N/A | #N/A | #N/A | #N/A | #N/A | #N/A |  |  |  | FALSE | #N/A | #N/A | #N/A | #N/A | #N/A | #N/A | #N/A | #N/A | #N/A | #N/A
FALSE | #N/A | #N/A | #N/A | #N/A | #N/A | #N/A | #N/A | #N/A | #N/A | #N/A |  |  |  | FALSE | #N/A | #N/A | #N/A | #N/A | #N/A | #N/A | #N/A | #N/A | #N/A | #N/A
FALSE | #N/A | #N/A | #N/A | #N/A | #N/A | #N/A | #N/A | #N/A | #N/A | #N/A |  |  |  | FALSE | #N/A | #N/A | #N/A | #N/A | #N/A | #N/A | #N/A | #N/A | #N/A | #N/A
FALSE | #N/A | #N/A | #N/A | #N/A | #N/A | #N/A | #N/A | #N/A | #N/A | #N/A |  |  |  | FALSE | #N/A | #N/A | #N/A | #N/A | #N/A | #N/A | #N/A | #N/A | #N/A | #N/A
FALSE | #N/A | #N/A | #N/A | #N/A | #N/A | #N/A | #N/A | #N/A | #N/A | #N/A |  |  |  | FALSE | #N/A | #N/A | #N/A | #N/A | #N/A | #N/A | #N/A | #N/A | #N/A | #N/A
FALSE | #N/A | #N/A | #N/A | #N/A | #N/A | #N/A | #N/A | #N/A | #N/A | #N/A |  |  |  | FALSE | #N/A | #N/A | #N/A | #N/A | #N/A | #N/A | #N/A | #N/A | #N/A | #N/A
FALSE | #N/A | #N/A | #N/A | #N/A | #N/A | #N/A | #N/A | #N/A | #N/A | #N/A |  |  |  | FALSE | #N/A | #N/A | #N/A | #N/A | #N/A | #N/A | #N/A | #N/A | #N/A | #N/A
FALSE | #N/A | #N/A | #N/A | #N/A | #N/A | #N/A | #N/A | #N/A | #N/A | #N/A |  |  |  | FALSE | #N/A | #N/A | #N/A | #N/A | #N/A | #N/A | #N/A | #N/A | #N/A | #N/A
FALSE | #N/A | #N/A | #N/A | #N/A | #N/A | #N/A | #N/A | #N/A | #N/A | #N/A |  |  |  | FALSE | #N/A | #N/A | #N/A | #N/A | #N/A | #N/A | #N/A | #N/A | #N/A | #N/A
FALSE | #N/A | #N/A | #N/A | #N/A | #N/A | #N/A | #N/A | #N/A | #N/A | #N/A |  |  |  | FALSE | #N/A | #N/A | #N/A | #N/A | #N/A | #N/A | #N/A | #N/A | #N/A | #N/A
FALSE | #N/A | #N/A | #N/A | #N/A | #N/A | #N/A | #N/A | #N/A | #N/A | #N/A |  |  |  | FALSE | #N/A | #N/A | #N/A | #N/A | #N/A | #N/A | #N/A | #N/A | #N/A | #N/A
FALSE | #N/A | #N/A | #N/A | #N/A | #N/A | #N/A | #N/A | #N/A | #N/A | #N/A |  |  |  | FALSE | #N/A | #N/A | #N/A | #N/A | #N/A | #N/A | #N/A | #N/A | #N/A | #N/A
FALSE | #N/A | #N/A | #N/A | #N/A | #N/A | #N/A | #N/A | #N/A | #N/A | #N/A |  |  |  | FALSE | #N/A | #N/A | #N/A | #N/A | #N/A | #N/A | #N/A | #N/A | #N/A | #N/A
FALSE | #N/A | #N/A | #N/A | #N/A | #N/A | #N/A | #N/A | #N/A | #N/A | #N/A |  |  |  | FALSE | #N/A | #N/A | #N/A | #N/A | #N/A | #N/A | #N/A | #N/A | #N/A | #N/A
FALSE | #N/A | #N/A | #N/A | #N/A | #N/A | #N/A | #N/A | #N/A | #N/A | #N/A |  |  |  | FALSE | #N/A | #N/A | #N/A | #N/A | #N/A | #N/A | #N/A | #N/A | #N/A | #N/A
FALSE | #N/A | #N/A | #N/A | #N/A | #N/A | #N/A | #N/A | #N/A | #N/A | #N/A |  |  |  | FALSE | #N/A | #N/A | #N/A | #N/A | #N/A | #N/A | #N/A | #N/A | #N/A | #N/A
FALSE | #N/A | #N/A | #N/A | #N/A | #N/A | #N/A | #N/A | #N/A | #N/A | #N/A |  |  |  | FALSE | #N/A | #N/A | #N/A | #N/A | #N/A | #N/A | #N/A | #N/A | #N/A | #N/A
FALSE | #N/A | #N/A | #N/A | #N/A | #N/A | #N/A | #N/A | #N/A | #N/A | #N/A |  |  |  | FALSE | #N/A | #N/A | #N/A | #N/A | #N/A | #N/A | #N/A | #N/A | #N/A | #N/A
FALSE | #N/A | #N/A | #N/A | #N/A | #N/A | #N/A | #N/A | #N/A | #N/A | #N/A |  |  |  | FALSE | #N/A | #N/A | #N/A | #N/A | #N/A | #N/A | #N/A | #N/A | #N/A | #N/A
FALSE | #N/A | #N/A | #N/A | #N/A | #N/A | #N/A | #N/A | #N/A | #N/A | #N/A |  |  |  | FALSE | #N/A | #N/A | #N/A | #N/A | #N/A | #N/A | #N/A | #N/A | #N/A | #N/A
FALSE | #N/A | #N/A | #N/A | #N/A | #N/A | #N/A | #N/A | #N/A | #N/A | #N/A |  |  |  | FALSE | #N/A | #N/A | #N/A | #N/A | #N/A | #N/A | #N/A | #N/A | #N/A | #N/A
FALSE | #N/A | #N/A | #N/A | #N/A | #N/A | #N/A | #N/A | #N/A | #N/A | #N/A |  |  |  | FALSE | #N/A | #N/A | #N/A | #N/A | #N/A | #N/A | #N/A | #N/A | #N/A | #N/A
FALSE | #N/A | #N/A | #N/A | #N/A | #N/A | #N/A | #N/A | #N/A | #N/A | #N/A |  |  |  | FALSE | #N/A | #N/A | #N/A | #N/A | #N/A | #N/A | #N/A | #N/A | #N/A | #N/A
FALSE | #N/A | #N/A | #N/A | #N/A | #N/A | #N/A | #N/A | #N/A | #N/A | #N/A |  |  |  | FALSE | #N/A | #N/A | #N/A | #N/A | #N/A | #N/A | #N/A | #N/A | #N/A | #N/A
FALSE | #N/A | #N/A | #N/A | #N/A | #N/A | #N/A | #N/A | #N/A | #N/A | #N/A |  |  |  | FALSE | #N/A | #N/A | #N/A | #N/A | #N/A | #N/A | #N/A | #N/A | #N/A | #N/A
FALSE | #N/A | #N/A | #N/A | #N/A | #N/A | #N/A | #N/A | #N/A | #N/A | #N/A |  |  |  | FALSE | #N/A | #N/A | #N/A | #N/A | #N/A | #N/A | #N/A | #N/A | #N/A | #N/A
FALSE | #N/A | #N/A | #N/A | #N/A | #N/A | #N/A | #N/A | #N/A | #N/A | #N/A |  |  |  | FALSE | #N/A | #N/A | #N/A | #N/A | #N/A | #N/A | #N/A | #N/A | #N/A | #N/A
FALSE | #N/A | #N/A | #N/A | #N/A | #N/A | #N/A | #N/A | #N/A | #N/A | #N/A |  |  |  | FALSE | #N/A | #N/A | #N/A | #N/A | #N/A | #N/A | #N/A | #N/A | #N/A | #N/A
FALSE | #N/A | #N/A | #N/A | #N/A | #N/A | #N/A | #N/A | #N/A | #N/A | #N/A |  |  |  | FALSE | #N/A | #N/A | #N/A | #N/A | #N/A | #N/A | #N/A | #N/A | #N/A | #N/A
FALSE | #N/A | #N/A | #N/A | #N/A | #N/A | #N/A | #N/A | #N/A | #N/A | #N/A |  |  |  | FALSE | #N/A | #N/A | #N/A | #N/A | #N/A | #N/A | #N/A | #N/A | #N/A | #N/A
FALSE | #N/A | #N/A | #N/A | #N/A | #N/A | #N/A | #N/A | #N/A | #N/A | #N/A |  |  |  | FALSE | #N/A | #N/A | #N/A | #N/A | #N/A | #N/A | #N/A | #N/A | #N/A | #N/A
FALSE | #N/A | #N/A | #N/A | #N/A | #N/A | #N/A | #N/A | #N/A | #N/A | #N/A |  |  |  | FALSE | #N/A | #N/A | #N/A | #N/A | #N/A | #N/A | #N/A | #N/A | #N/A | #N/A
FALSE | #N/A | #N/A | #N/A | #N/A | #N/A | #N/A | #N/A | #N/A | #N/A | #N/A |  |  |  | FALSE | #N/A | #N/A | #N/A | #N/A | #N/A | #N/A | #N/A | #N/A | #N/A | #N/A
FALSE | #N/A | #N/A | #N/A | #N/A | #N/A | #N/A | #N/A | #N/A | #N/A | #N/A |  |  |  | FALSE | #N/A | #N/A | #N/A | #N/A | #N/A | #N/A | #N/A | #N/A | #N/A | #N/A
FALSE | #N/A | #N/A | #N/A | #N/A | #N/A | #N/A | #N/A | #N/A | #N/A | #N/A |  |  |  | FALSE | #N/A | #N/A | #N/A | #N/A | #N/A | #N/A | #N/A | #N/A | #N/A | #N/A
FALSE | #N/A | #N/A | #N/A | #N/A | #N/A | #N/A | #N/A | #N/A | #N/A | #N/A |  |  |  | FALSE | #N/A | #N/A | #N/A | #N/A | #N/A | #N/A | #N/A | #N/A | #N/A | #N/A
FALSE | #N/A | #N/A | #N/A | #N/A | #N/A | #N/A | #N/A | #N/A | #N/A | #N/A |  |  |  | FALSE | #N/A | #N/A | #N/A | #N/A | #N/A | #N/A | #N/A | #N/A | #N/A | #N/A
FALSE | #N/A | #N/A | #N/A | #N/A | #N/A | #N/A | #N/A | #N/A | #N/A | #N/A |  |  |  | FALSE | #N/A | #N/A | #N/A | #N/A | #N/A | #N/A | #N/A | #N/A | #N/A | #N/A
FALSE | #N/A | #N/A | #N/A | #N/A | #N/A | #N/A | #N/A | #N/A | #N/A | #N/A |  |  |  | FALSE | #N/A | #N/A | #N/A | #N/A | #N/A | #N/A | #N/A | #N/A | #N/A | #N/A
FALSE | #N/A | #N/A | #N/A | #N/A | #N/A | #N/A | #N/A | #N/A | #N/A | #N/A |  |  |  | FALSE | #N/A | #N/A | #N/A | #N/A | #N/A | #N/A | #N/A | #N/A | #N/A | #N/A
FALSE | #N/A | #N/A | #N/A | #N/A | #N/A | #N/A | #N/A | #N/A | #N/A | #N/A |  |  |  | FALSE | #N/A | #N/A | #N/A | #N/A | #N/A | #N/A | #N/A | #N/A | #N/A | #N/A
FALSE | #N/A | #N/A | #N/A | #N/A | #N/A | #N/A | #N/A | #N/A | #N/A | #N/A |  |  |  | FALSE | #N/A | #N/A | #N/A | #N/A | #N/A | #N/A | #N/A | #N/A | #N/A | #N/A
FALSE | #N/A | #N/A | #N/A | #N/A | #N/A | #N/A | #N/A | #N/A | #N/A | #N/A |  |  |  | FALSE | #N/A | #N/A | #N/A | #N/A | #N/A | #N/A | #N/A | #N/A | #N/A | #N/A
FALSE | #N/A | #N/A | #N/A | #N/A | #N/A | #N/A | #N/A | #N/A | #N/A | #N/A |  |  |  | FALSE | #N/A | #N/A | #N/A | #N/A | #N/A | #N/A | #N/A | #N/A | #N/A | #N/A
FALSE | #N/A | #N/A | #N/A | #N/A | #N/A | #N/A | #N/A | #N/A | #N/A | #N/A |  |  |  | FALSE | #N/A | #N/A | #N/A | #N/A | #N/A | #N/A | #N/A | #N/A | #N/A | #N/A
FALSE | #N/A | #N/A | #N/A | #N/A | #N/A | #N/A | #N/A | #N/A | #N/A | #N/A |  |  |  | FALSE | #N/A | #N/A | #N/A | #N/A | #N/A | #N/A | #N/A | #N/A | #N/A | #N/A
FALSE | #N/A | #N/A | #N/A | #N/A | #N/A | #N/A | #N/A | #N/A | #N/A | #N/A |  |  |  | FALSE | #N/A | #N/A | #N/A | #N/A | #N/A | #N/A | #N/A | #N/A | #N/A | #N/A
FALSE | #N/A | #N/A | #N/A | #N/A | #N/A | #N/A | #N/A | #N/A | #N/A | #N/A |  |  |  | FALSE | #N/A | #N/A | #N/A | #N/A | #N/A | #N/A | #N/A | #N/A | #N/A | #N/A
FALSE | #N/A | #N/A | #N/A | #N/A | #N/A | #N/A | #N/A | #N/A | #N/A | #N/A |  |  |  | FALSE | #N/A | #N/A | #N/A | #N/A | #N/A | #N/A | #N/A | #N/A | #N/A | #N/A
FALSE | #N/A | #N/A | #N/A | #N/A | #N/A | #N/A | #N/A | #N/A | #N/A | #N/A |  |  |  | FALSE | #N/A | #N/A | #N/A | #N/A | #N/A | #N/A | #N/A | #N/A | #N/A | #N/A
FALSE | #N/A | #N/A | #N/A | #N/A | #N/A | #N/A | #N/A | #N/A | #N/A | #N/A |  |  |  | FALSE | #N/A | #N/A | #N/A | #N/A | #N/A | #N/A | #N/A | #N/A | #N/A | #N/A
FALSE | #N/A | #N/A | #N/A | #N/A | #N/A | #N/A | #N/A | #N/A | #N/A | #N/A |  |  |  | FALSE | #N/A | #N/A | #N/A | #N/A | #N/A | #N/A | #N/A | #N/A | #N/A | #N/A
FALSE | #N/A | #N/A | #N/A | #N/A | #N/A | #N/A | #N/A | #N/A | #N/A | #N/A |  |  |  | FALSE | #N/A | #N/A | #N/A | #N/A | #N/A | #N/A | #N/A | #N/A | #N/A | #N/A
FALSE | #N/A | #N/A | #N/A | #N/A | #N/A | #N/A | #N/A | #N/A | #N/A | #N/A |  |  |  | FALSE | #N/A | #N/A | #N/A | #N/A | #N/A | #N/A | #N/A | #N/A | #N/A | #N/A
FALSE | #N/A | #N/A | #N/A | #N/A | #N/A | #N/A | #N/A | #N/A | #N/A | #N/A |  |  |  | FALSE | #N/A | #N/A | #N/A | #N/A | #N/A | #N/A | #N/A | #N/A | #N/A | #N/A
FALSE | #N/A | #N/A | #N/A | #N/A | #N/A | #N/A | #N/A | #N/A | #N/A | #N/A |  |  |  | FALSE | #N/A | #N/A | #N/A | #N/A | #N/A | #N/A | #N/A | #N/A | #N/A | #N/A
FALSE | #N/A | #N/A | #N/A | #N/A | #N/A | #N/A | #N/A | #N/A | #N/A | #N/A |  |  |  | FALSE | #N/A | #N/A | #N/A | #N/A | #N/A | #N/A | #N/A | #N/A | #N/A | #N/A
FALSE | #N/A | #N/A | #N/A | #N/A | #N/A | #N/A | #N/A | #N/A | #N/A | #N/A |  |  |  | FALSE | #N/A | #N/A | #N/A | #N/A | #N/A | #N/A | #N/A | #N/A | #N/A | #N/A
FALSE | #N/A | #N/A | #N/A | #N/A | #N/A | #N/A | #N/A | #N/A | #N/A | #N/A |  |  |  | FALSE | #N/A | #N/A | #N/A | #N/A | #N/A | #N/A | #N/A | #N/A | #N/A | #N/A
FALSE | #N/A | #N/A | #N/A | #N/A | #N/A | #N/A | #N/A | #N/A | #N/A | #N/A |  |  |  | FALSE | #N/A | #N/A | #N/A | #N/A | #N/A | #N/A | #N/A | #N/A | #N/A | #N/A
FALSE | #N/A | #N/A | #N/A | #N/A | #N/A | #N/A | #N/A | #N/A | #N/A | #N/A |  |  |  | FALSE | #N/A | #N/A | #N/A | #N/A | #N/A | #N/A | #N/A | #N/A | #N/A | #N/A
FALSE | #N/A | #N/A | #N/A | #N/A | #N/A | #N/A | #N/A | #N/A | #N/A | #N/A |  |  |  | FALSE | #N/A | #N/A | #N/A | #N/A | #N/A | #N/A | #N/A | #N/A | #N/A | #N/A
FALSE | #N/A | #N/A | #N/A | #N/A | #N/A | #N/A | #N/A | #N/A | #N/A | #N/A |  |  |  | FALSE | #N/A | #N/A | #N/A | #N/A | #N/A | #N/A | #N/A | #N/A | #N/A | #N/A
FALSE | #N/A | #N/A | #N/A | #N/A | #N/A | #N/A | #N/A | #N/A | #N/A | #N/A |  |  |  | FALSE | #N/A | #N/A | #N/A | #N/A | #N/A | #N/A | #N/A | #N/A | #N/A | #N/A
FALSE | #N/A | #N/A | #N/A | #N/A | #N/A | #N/A | #N/A | #N/A | #N/A | #N/A |  |  |  | FALSE | #N/A | #N/A | #N/A | #N/A | #N/A | #N/A | #N/A | #N/A | #N/A | #N/A
FALSE | #N/A | #N/A | #N/A | #N/A | #N/A | #N/A | #N/A | #N/A | #N/A | #N/A |  |  |  | FALSE | #N/A | #N/A | #N/A | #N/A | #N/A | #N/A | #N/A | #N/A | #N/A | #N/A
FALSE | #N/A | #N/A | #N/A | #N/A | #N/A | #N/A | #N/A | #N/A | #N/A | #N/A |  |  |  | FALSE | #N/A | #N/A | #N/A | #N/A | #N/A | #N/A | #N/A | #N/A | #N/A | #N/A
FALSE | #N/A | #N/A | #N/A | #N/A | #N/A | #N/A | #N/A | #N/A | #N/A | #N/A |  |  |  | FALSE | #N/A | #N/A | #N/A | #N/A | #N/A | #N/A | #N/A | #N/A | #N/A | #N/A
FALSE | #N/A | #N/A | #N/A | #N/A | #N/A | #N/A | #N/A | #N/A | #N/A | #N/A |  |  |  | FALSE | #N/A | #N/A | #N/A | #N/A | #N/A | #N/A | #N/A | #N/A | #N/A | #N/A
FALSE | #N/A | #N/A | #N/A | #N/A | #N/A | #N/A | #N/A | #N/A | #N/A | #N/A |  |  |  | FALSE | #N/A | #N/A | #N/A | #N/A | #N/A | #N/A | #N/A | #N/A | #N/A | #N/A
FALSE | #N/A | #N/A | #N/A | #N/A | #N/A | #N/A | #N/A | #N/A | #N/A | #N/A |  |  |  | FALSE | #N/A | #N/A | #N/A | #N/A | #N/A | #N/A | #N/A | #N/A | #N/A | #N/A
FALSE | #N/A | #N/A | #N/A | #N/A | #N/A | #N/A | #N/A | #N/A | #N/A | #N/A |  |  |  | FALSE | #N/A | #N/A | #N/A | #N/A | #N/A | #N/A | #N/A | #N/A | #N/A | #N/A
FALSE | #N/A | #N/A | #N/A | #N/A | #N/A | #N/A | #N/A | #N/A | #N/A | #N/A |  |  |  | FALSE | #N/A | #N/A | #N/A | #N/A | #N/A | #N/A | #N/A | #N/A | #N/A | #N/A
FALSE | #N/A | #N/A | #N/A | #N/A | #N/A | #N/A | #N/A | #N/A | #N/A | #N/A |  |  |  | FALSE | #N/A | #N/A | #N/A | #N/A | #N/A | #N/A | #N/A | #N/A | #N/A | #N/A
FALSE | #N/A | #N/A | #N/A | #N/A | #N/A | #N/A | #N/A | #N/A | #N/A | #N/A |  |  |  | FALSE | #N/A | #N/A | #N/A | #N/A | #N/A | #N/A | #N/A | #N/A | #N/A | #N/A
FALSE | #N/A | #N/A | #N/A | #N/A | #N/A | #N/A | #N/A | #N/A | #N/A | #N/A |  |  |  | FALSE | #N/A | #N/A | #N/A | #N/A | #N/A | #N/A | #N/A | #N/A | #N/A | #N/A
FALSE | #N/A | #N/A | #N/A | #N/A | #N/A | #N/A | #N/A | #N/A | #N/A | #N/A |  |  |  | FALSE | #N/A | #N/A | #N/A | #N/A | #N/A | #N/A | #N/A | #N/A | #N/A | #N/A
FALSE | #N/A | #N/A | #N/A | #N/A | #N/A | #N/A | #N/A | #N/A | #N/A | #N/A |  |  |  | FALSE | #N/A | #N/A | #N/A | #N/A | #N/A | #N/A | #N/A | #N/A | #N/A | #N/A
FALSE | #N/A | #N/A | #N/A | #N/A | #N/A | #N/A | #N/A | #N/A | #N/A | #N/A |  |  |  | FALSE | #N/A | #N/A | #N/A | #N/A | #N/A | #N/A | #N/A | #N/A | #N/A | #N/A
FALSE | #N/A | #N/A | #N/A | #N/A | #N/A | #N/A | #N/A | #N/A | #N/A | #N/A |  |  |  | FALSE | #N/A | #N/A | #N/A | #N/A | #N/A | #N/A | #N/A | #N/A | #N/A | #N/A
FALSE | #N/A | #N/A | #N/A | #N/A | #N/A | #N/A | #N/A | #N/A | #N/A | #N/A |  |  |  | FALSE | #N/A | #N/A | #N/A | #N/A | #N/A | #N/A | #N/A | #N/A | #N/A | #N/A
FALSE | #N/A | #N/A | #N/A | #N/A | #N/A | #N/A | #N/A | #N/A | #N/A | #N/A |  |  |  | FALSE | #N/A | #N/A | #N/A | #N/A | #N/A | #N/A | #N/A | #N/A | #N/A | #N/A
FALSE | #N/A | #N/A | #N/A | #N/A | #N/A | #N/A | #N/A | #N/A | #N/A | #N/A |  |  |  | FALSE | #N/A | #N/A | #N/A | #N/A | #N/A | #N/A | #N/A | #N/A | #N/A | #N/A
FALSE | #N/A | #N/A | #N/A | #N/A | #N/A | #N/A | #N/A | #N/A | #N/A | #N/A |  |  |  | FALSE | #N/A | #N/A | #N/A | #N/A | #N/A | #N/A | #N/A | #N/A | #N/A | #N/A
FALSE | #N/A | #N/A | #N/A | #N/A | #N/A | #N/A | #N/A | #N/A | #N/A | #N/A |  |  |  | FALSE | #N/A | #N/A | #N/A | #N/A | #N/A | #N/A | #N/A | #N/A | #N/A | #N/A
FALSE | #N/A | #N/A | #N/A | #N/A | #N/A | #N/A | #N/A | #N/A | #N/A | #N/A |  |  |  | FALSE | #N/A | #N/A | #N/A | #N/A | #N/A | #N/A | #N/A | #N/A | #N/A | #N/A
FALSE | #N/A | #N/A | #N/A | #N/A | #N/A | #N/A | #N/A | #N/A | #N/A | #N/A |  |  |  | FALSE | #N/A | #N/A | #N/A | #N/A | #N/A | #N/A | #N/A | #N/A | #N/A | #N/A
FALSE | #N/A | #N/A | #N/A | #N/A | #N/A | #N/A | #N/A | #N/A | #N/A | #N/A |  |  |  | FALSE | #N/A | #N/A | #N/A | #N/A | #N/A | #N/A | #N/A | #N/A | #N/A | #N/A
FALSE | #N/A | #N/A | #N/A | #N/A | #N/A | #N/A | #N/A | #N/A | #N/A | #N/A |  |  |  | FALSE | #N/A | #N/A | #N/A | #N/A | #N/A | #N/A | #N/A | #N/A | #N/A | #N/A
FALSE | #N/A | #N/A | #N/A | #N/A | #N/A | #N/A | #N/A | #N/A | #N/A | #N/A |  |  |  | FALSE | #N/A | #N/A | #N/A | #N/A | #N/A | #N/A | #N/A | #N/A | #N/A | #N/A
FALSE | #N/A | #N/A | #N/A | #N/A | #N/A | #N/A | #N/A | #N/A | #N/A | #N/A |  |  |  | FALSE | #N/A | #N/A | #N/A | #N/A | #N/A | #N/A | #N/A | #N/A | #N/A | #N/A
FALSE | #N/A | #N/A | #N/A | #N/A | #N/A | #N/A | #N/A | #N/A | #N/A | #N/A |  |  |  | FALSE | #N/A | #N/A | #N/A | #N/A | #N/A | #N/A | #N/A | #N/A | #N/A | #N/A
FALSE | #N/A | #N/A | #N/A | #N/A | #N/A | #N/A | #N/A | #N/A | #N/A | #N/A |  |  |  | FALSE | #N/A | #N/A | #N/A | #N/A | #N/A | #N/A | #N/A | #N/A | #N/A | #N/A
FALSE | #N/A | #N/A | #N/A | #N/A | #N/A | #N/A | #N/A | #N/A | #N/A | #N/A |  |  |  | FALSE | #N/A | #N/A | #N/A | #N/A | #N/A | #N/A | #N/A | #N/A | #N/A | #N/A
FALSE | #N/A | #N/A | #N/A | #N/A | #N/A | #N/A | #N/A | #N/A | #N/A | #N/A |  |  |  | FALSE | #N/A | #N/A | #N/A | #N/A | #N/A | #N/A | #N/A | #N/A | #N/A | #N/A
FALSE | #N/A | #N/A | #N/A | #N/A | #N/A | #N/A | #N/A | #N/A | #N/A | #N/A |  |  |  | FALSE | #N/A | #N/A | #N/A | #N/A | #N/A | #N/A | #N/A | #N/A | #N/A | #N/A
FALSE | #N/A | #N/A | #N/A | #N/A | #N/A | #N/A | #N/A | #N/A | #N/A | #N/A |  |  |  | FALSE | #N/A | #N/A | #N/A | #N/A | #N/A | #N/A | #N/A | #N/A | #N/A | #N/A
FALSE | #N/A | #N/A | #N/A | #N/A | #N/A | #N/A | #N/A | #N/A | #N/A | #N/A |  |  |  | FALSE | #N/A | #N/A | #N/A | #N/A | #N/A | #N/A | #N/A | #N/A | #N/A | #N/A
FALSE | #N/A | #N/A | #N/A | #N/A | #N/A | #N/A | #N/A | #N/A | #N/A | #N/A |  |  |  | FALSE | #N/A | #N/A | #N/A | #N/A | #N/A | #N/A | #N/A | #N/A | #N/A | #N/A
FALSE | #N/A | #N/A | #N/A | #N/A | #N/A | #N/A | #N/A | #N/A | #N/A | #N/A |  |  |  | FALSE | #N/A | #N/A | #N/A | #N/A | #N/A | #N/A | #N/A | #N/A | #N/A | #N/A
FALSE | #N/A | #N/A | #N/A | #N/A | #N/A | #N/A | #N/A | #N/A | #N/A | #N/A |  |  |  | FALSE | #N/A | #N/A | #N/A | #N/A | #N/A | #N/A | #N/A | #N/A | #N/A | #N/A
FALSE | #N/A | #N/A | #N/A | #N/A | #N/A | #N/A | #N/A | #N/A | #N/A | #N/A |  |  |  | FALSE | #N/A | #N/A | #N/A | #N/A | #N/A | #N/A | #N/A | #N/A | #N/A | #N/A
FALSE | #N/A | #N/A | #N/A | #N/A | #N/A | #N/A | #N/A | #N/A | #N/A | #N/A |  |  |  | FALSE | #N/A | #N/A | #N/A | #N/A | #N/A | #N/A | #N/A | #N/A | #N/A | #N/A
FALSE | #N/A | #N/A | #N/A | #N/A | #N/A | #N/A | #N/A | #N/A | #N/A | #N/A |  |  |  | FALSE | #N/A | #N/A | #N/A | #N/A | #N/A | #N/A | #N/A | #N/A | #N/A | #N/A
FALSE | #N/A | #N/A | #N/A | #N/A | #N/A | #N/A | #N/A | #N/A | #N/A | #N/A |  |  |  | FALSE | #N/A | #N/A | #N/A | #N/A | #N/A | #N/A | #N/A | #N/A | #N/A | #N/A
FALSE | #N/A | #N/A | #N/A | #N/A | #N/A | #N/A | #N/A | #N/A | #N/A | #N/A |  |  |  | FALSE | #N/A | #N/A | #N/A | #N/A | #N/A | #N/A | #N/A | #N/A | #N/A | #N/A
FALSE | #N/A | #N/A | #N/A | #N/A | #N/A | #N/A | #N/A | #N/A | #N/A | #N/A |  |  |  | FALSE | #N/A | #N/A | #N/A | #N/A | #N/A | #N/A | #N/A | #N/A | #N/A | #N/A
FALSE | #N/A | #N/A | #N/A | #N/A | #N/A | #N/A | #N/A | #N/A | #N/A | #N/A |  |  |  | FALSE | #N/A | #N/A | #N/A | #N/A | #N/A | #N/A | #N/A | #N/A | #N/A | #N/A
FALSE | #N/A | #N/A | #N/A | #N/A | #N/A | #N/A | #N/A | #N/A | #N/A | #N/A |  |  |  | FALSE | #N/A | #N/A | #N/A | #N/A | #N/A | #N/A | #N/A | #N/A | #N/A | #N/A
FALSE | #N/A | #N/A | #N/A | #N/A | #N/A | #N/A | #N/A | #N/A | #N/A | #N/A |  |  |  | FALSE | #N/A | #N/A | #N/A | #N/A | #N/A | #N/A | #N/A | #N/A | #N/A | #N/A
FALSE | #N/A | #N/A | #N/A | #N/A | #N/A | #N/A | #N/A | #N/A | #N/A | #N/A |  |  |  | FALSE | #N/A | #N/A | #N/A | #N/A | #N/A | #N/A | #N/A | #N/A | #N/A | #N/A
FALSE | #N/A | #N/A | #N/A | #N/A | #N/A | #N/A | #N/A | #N/A | #N/A | #N/A |  |  |  | FALSE | #N/A | #N/A | #N/A | #N/A | #N/A | #N/A | #N/A | #N/A | #N/A | #N/A
FALSE | #N/A | #N/A | #N/A | #N/A | #N/A | #N/A | #N/A | #N/A | #N/A | #N/A |  |  |  | FALSE | #N/A | #N/A | #N/A | #N/A | #N/A | #N/A | #N/A | #N/A | #N/A | #N/A
FALSE | #N/A | #N/A | #N/A | #N/A | #N/A | #N/A | #N/A | #N/A | #N/A | #N/A |  |  |  | FALSE | #N/A | #N/A | #N/A | #N/A | #N/A | #N/A | #N/A | #N/A | #N/A | #N/A
FALSE | #N/A | #N/A | #N/A | #N/A | #N/A | #N/A | #N/A | #N/A | #N/A | #N/A |  |  |  | FALSE | #N/A | #N/A | #N/A | #N/A | #N/A | #N/A | #N/A | #N/A | #N/A | #N/A
FALSE | #N/A | #N/A | #N/A | #N/A | #N/A | #N/A | #N/A | #N/A | #N/A | #N/A |  |  |  | FALSE | #N/A | #N/A | #N/A | #N/A | #N/A | #N/A | #N/A | #N/A | #N/A | #N/A
FALSE | #N/A | #N/A | #N/A | #N/A | #N/A | #N/A | #N/A | #N/A | #N/A | #N/A |  |  |  | FALSE | #N/A | #N/A | #N/A | #N/A | #N/A | #N/A | #N/A | #N/A | #N/A | #N/A
FALSE | #N/A | #N/A | #N/A | #N/A | #N/A | #N/A | #N/A | #N/A | #N/A | #N/A |  |  |  | FALSE | #N/A | #N/A | #N/A | #N/A | #N/A | #N/A | #N/A | #N/A | #N/A | #N/A
FALSE | #N/A | #N/A | #N/A | #N/A | #N/A | #N/A | #N/A | #N/A | #N/A | #N/A |  |  |  | FALSE | #N/A | #N/A | #N/A | #N/A | #N/A | #N/A | #N/A | #N/A | #N/A | #N/A
FALSE | #N/A | #N/A | #N/A | #N/A | #N/A | #N/A | #N/A | #N/A | #N/A | #N/A |  |  |  | FALSE | #N/A | #N/A | #N/A | #N/A | #N/A | #N/A | #N/A | #N/A | #N/A | #N/A
FALSE | #N/A | #N/A | #N/A | #N/A | #N/A | #N/A | #N/A | #N/A | #N/A | #N/A |  |  |  | FALSE | #N/A | #N/A | #N/A | #N/A | #N/A | #N/A | #N/A | #N/A | #N/A | #N/A
FALSE | #N/A | #N/A | #N/A | #N/A | #N/A | #N/A | #N/A | #N/A | #N/A | #N/A |  |  |  | FALSE | #N/A | #N/A | #N/A | #N/A | #N/A | #N/A | #N/A | #N/A | #N/A | #N/A
FALSE | #N/A | #N/A | #N/A | #N/A | #N/A | #N/A | #N/A | #N/A | #N/A | #N/A |  |  |  | FALSE | #N/A | #N/A | #N/A | #N/A | #N/A | #N/A | #N/A | #N/A | #N/A | #N/A
FALSE | #N/A | #N/A | #N/A | #N/A | #N/A | #N/A | #N/A | #N/A | #N/A | #N/A |  |  |  | FALSE | #N/A | #N/A | #N/A | #N/A | #N/A | #N/A | #N/A | #N/A | #N/A | #N/A
FALSE | #N/A | #N/A | #N/A | #N/A | #N/A | #N/A | #N/A | #N/A | #N/A | #N/A |  |  |  | FALSE | #N/A | #N/A | #N/A | #N/A | #N/A | #N/A | #N/A | #N/A | #N/A | #N/A
FALSE | #N/A | #N/A | #N/A | #N/A | #N/A | #N/A | #N/A | #N/A | #N/A | #N/A |  |  |  | FALSE | #N/A | #N/A | #N/A | #N/A | #N/A | #N/A | #N/A | #N/A | #N/A | #N/A
FALSE | #N/A | #N/A | #N/A | #N/A | #N/A | #N/A | #N/A | #N/A | #N/A | #N/A |  |  |  | FALSE | #N/A | #N/A | #N/A | #N/A | #N/A | #N/A | #N/A | #N/A | #N/A | #N/A
FALSE | #N/A | #N/A | #N/A | #N/A | #N/A | #N/A | #N/A | #N/A | #N/A | #N/A |  |  |  | FALSE | #N/A | #N/A | #N/A | #N/A | #N/A | #N/A | #N/A | #N/A | #N/A | #N/A
FALSE | #N/A | #N/A | #N/A | #N/A | #N/A | #N/A | #N/A | #N/A | #N/A | #N/A |  |  |  | FALSE | #N/A | #N/A | #N/A | #N/A | #N/A | #N/A | #N/A | #N/A | #N/A | #N/A
FALSE | #N/A | #N/A | #N/A | #N/A | #N/A | #N/A | #N/A | #N/A | #N/A | #N/A |  |  |  | FALSE | #N/A | #N/A | #N/A | #N/A | #N/A | #N/A | #N/A | #N/A | #N/A | #N/A
FALSE | #N/A | #N/A | #N/A | #N/A | #N/A | #N/A | #N/A | #N/A | #N/A | #N/A |  |  |  | FALSE | #N/A | #N/A | #N/A | #N/A | #N/A | #N/A | #N/A | #N/A | #N/A | #N/A
FALSE | #N/A | #N/A | #N/A | #N/A | #N/A | #N/A | #N/A | #N/A | #N/A | #N/A |  |  |  | FALSE | #N/A | #N/A | #N/A | #N/A | #N/A | #N/A | #N/A | #N/A | #N/A | #N/A
FALSE | #N/A | #N/A | #N/A | #N/A | #N/A | #N/A | #N/A | #N/A | #N/A | #N/A |  |  |  | FALSE | #N/A | #N/A | #N/A | #N/A | #N/A | #N/A | #N/A | #N/A | #N/A | #N/A
FALSE | #N/A | #N/A | #N/A | #N/A | #N/A | #N/A | #N/A | #N/A | #N/A | #N/A |  |  |  | FALSE | #N/A | #N/A | #N/A | #N/A | #N/A | #N/A | #N/A | #N/A | #N/A | #N/A
FALSE | #N/A | #N/A | #N/A | #N/A | #N/A | #N/A | #N/A | #N/A | #N/A | #N/A |  |  |  | FALSE | #N/A | #N/A | #N/A | #N/A | #N/A | #N/A | #N/A | #N/A | #N/A | #N/A
FALSE | #N/A | #N/A | #N/A | #N/A | #N/A | #N/A | #N/A | #N/A | #N/A | #N/A |  |  |  | FALSE | #N/A | #N/A | #N/A | #N/A | #N/A | #N/A | #N/A | #N/A | #N/A | #N/A
FALSE | #N/A | #N/A | #N/A | #N/A | #N/A | #N/A | #N/A | #N/A | #N/A | #N/A |  |  |  | FALSE | #N/A | #N/A | #N/A | #N/A | #N/A | #N/A | #N/A | #N/A | #N/A | #N/A
FALSE | #N/A | #N/A | #N/A | #N/A | #N/A | #N/A | #N/A | #N/A | #N/A | #N/A |  |  |  | FALSE | #N/A | #N/A | #N/A | #N/A | #N/A | #N/A | #N/A | #N/A | #N/A | #N/A
FALSE | #N/A | #N/A | #N/A | #N/A | #N/A | #N/A | #N/A | #N/A | #N/A | #N/A |  |  |  | FALSE | #N/A | #N/A | #N/A | #N/A | #N/A | #N/A | #N/A | #N/A | #N/A | #N/A
FALSE | #N/A | #N/A | #N/A | #N/A | #N/A | #N/A | #N/A | #N/A | #N/A | #N/A |  |  |  | FALSE | #N/A | #N/A | #N/A | #N/A | #N/A | #N/A | #N/A | #N/A | #N/A | #N/A
FALSE | #N/A | #N/A | #N/A | #N/A | #N/A | #N/A | #N/A | #N/A | #N/A | #N/A |  |  |  | FALSE | #N/A | #N/A | #N/A | #N/A | #N/A | #N/A | #N/A | #N/A | #N/A | #N/A
FALSE | #N/A | #N/A | #N/A | #N/A | #N/A | #N/A | #N/A | #N/A | #N/A | #N/A |  |  |  | FALSE | #N/A | #N/A | #N/A | #N/A | #N/A | #N/A | #N/A | #N/A | #N/A | #N/A
FALSE | #N/A | #N/A | #N/A | #N/A | #N/A | #N/A | #N/A | #N/A | #N/A | #N/A |  |  |  | FALSE | #N/A | #N/A | #N/A | #N/A | #N/A | #N/A | #N/A | #N/A | #N/A | #N/A
FALSE | #N/A | #N/A | #N/A | #N/A | #N/A | #N/A | #N/A | #N/A | #N/A | #N/A |  |  |  | FALSE | #N/A | #N/A | #N/A | #N/A | #N/A | #N/A | #N/A | #N/A | #N/A | #N/A
FALSE | #N/A | #N/A | #N/A | #N/A | #N/A | #N/A | #N/A | #N/A | #N/A | #N/A |  |  |  | FALSE | #N/A | #N/A | #N/A | #N/A | #N/A | #N/A | #N/A | #N/A | #N/A | #N/A
FALSE | #N/A | #N/A | #N/A | #N/A | #N/A | #N/A | #N/A | #N/A | #N/A | #N/A |  |  |  | FALSE | #N/A | #N/A | #N/A | #N/A | #N/A | #N/A | #N/A | #N/A | #N/A | #N/A
FALSE | #N/A | #N/A | #N/A | #N/A | #N/A | #N/A | #N/A | #N/A | #N/A | #N/A |  |  |  | FALSE | #N/A | #N/A | #N/A | #N/A | #N/A | #N/A | #N/A | #N/A | #N/A | #N/A
FALSE | #N/A | #N/A | #N/A | #N/A | #N/A | #N/A | #N/A | #N/A | #N/A | #N/A |  |  |  | FALSE | #N/A | #N/A | #N/A | #N/A | #N/A | #N/A | #N/A | #N/A | #N/A | #N/A
FALSE | #N/A | #N/A | #N/A | #N/A | #N/A | #N/A | #N/A | #N/A | #N/A | #N/A |  |  |  | FALSE | #N/A | #N/A | #N/A | #N/A | #N/A | #N/A | #N/A | #N/A | #N/A | #N/A
FALSE | #N/A | #N/A | #N/A | #N/A | #N/A | #N/A | #N/A | #N/A | #N/A | #N/A |  |  |  | FALSE | #N/A | #N/A | #N/A | #N/A | #N/A | #N/A | #N/A | #N/A | #N/A | #N/A
FALSE | #N/A | #N/A | #N/A | #N/A | #N/A | #N/A | #N/A | #N/A | #N/A | #N/A |  |  |  | FALSE | #N/A | #N/A | #N/A | #N/A | #N/A | #N/A | #N/A | #N/A | #N/A | #N/A
FALSE | #N/A | #N/A | #N/A | #N/A | #N/A | #N/A | #N/A | #N/A | #N/A | #N/A |  |  |  | FALSE | #N/A | #N/A | #N/A | #N/A | #N/A | #N/A | #N/A | #N/A | #N/A | #N/A
FALSE | #N/A | #N/A | #N/A | #N/A | #N/A | #N/A | #N/A | #N/A | #N/A | #N/A |  |  |  | FALSE | #N/A | #N/A | #N/A | #N/A | #N/A | #N/A | #N/A | #N/A | #N/A | #N/A
FALSE | #N/A | #N/A | #N/A | #N/A | #N/A | #N/A | #N/A | #N/A | #N/A | #N/A |  |  |  | FALSE | #N/A | #N/A | #N/A | #N/A | #N/A | #N/A | #N/A | #N/A | #N/A | #N/A
FALSE | #N/A | #N/A | #N/A | #N/A | #N/A | #N/A | #N/A | #N/A | #N/A | #N/A |  |  |  | FALSE | #N/A | #N/A | #N/A | #N/A | #N/A | #N/A | #N/A | #N/A | #N/A | #N/A
FALSE | #N/A | #N/A | #N/A | #N/A | #N/A | #N/A | #N/A | #N/A | #N/A | #N/A |  |  |  | FALSE | #N/A | #N/A | #N/A | #N/A | #N/A | #N/A | #N/A | #N/A | #N/A | #N/A
FALSE | #N/A | #N/A | #N/A | #N/A | #N/A | #N/A | #N/A | #N/A | #N/A | #N/A |  |  |  | FALSE | #N/A | #N/A | #N/A | #N/A | #N/A | #N/A | #N/A | #N/A | #N/A | #N/A
FALSE | #N/A | #N/A | #N/A | #N/A | #N/A | #N/A | #N/A | #N/A | #N/A | #N/A |  |  |  | FALSE | #N/A | #N/A | #N/A | #N/A | #N/A | #N/A | #N/A | #N/A | #N/A | #N/A
FALSE | #N/A | #N/A | #N/A | #N/A | #N/A | #N/A | #N/A | #N/A | #N/A | #N/A |  |  |  | FALSE | #N/A | #N/A | #N/A | #N/A | #N/A | #N/A | #N/A | #N/A | #N/A | #N/A
FALSE | #N/A | #N/A | #N/A | #N/A | #N/A | #N/A | #N/A | #N/A | #N/A | #N/A |  |  |  | FALSE | #N/A | #N/A | #N/A | #N/A | #N/A | #N/A | #N/A | #N/A | #N/A | #N/A
FALSE | #N/A | #N/A | #N/A | #N/A | #N/A | #N/A | #N/A | #N/A | #N/A | #N/A |  |  |  | FALSE | #N/A | #N/A | #N/A | #N/A | #N/A | #N/A | #N/A | #N/A | #N/A | #N/A
FALSE | #N/A | #N/A | #N/A | #N/A | #N/A | #N/A | #N/A | #N/A | #N/A | #N/A |  |  |  | FALSE | #N/A | #N/A | #N/A | #N/A | #N/A | #N/A | #N/A | #N/A | #N/A | #N/A
FALSE | #N/A | #N/A | #N/A | #N/A | #N/A | #N/A | #N/A | #N/A | #N/A | #N/A |  |  |  | FALSE | #N/A | #N/A | #N/A | #N/A | #N/A | #N/A | #N/A | #N/A | #N/A | #N/A
FALSE | #N/A | #N/A | #N/A | #N/A | #N/A | #N/A | #N/A | #N/A | #N/A | #N/A |  |  |  | FALSE | #N/A | #N/A | #N/A | #N/A | #N/A | #N/A | #N/A | #N/A | #N/A | #N/A
FALSE | #N/A | #N/A | #N/A | #N/A | #N/A | #N/A | #N/A | #N/A | #N/A | #N/A |  |  |  | FALSE | #N/A | #N/A | #N/A | #N/A | #N/A | #N/A | #N/A | #N/A | #N/A | #N/A
FALSE | #N/A | #N/A | #N/A | #N/A | #N/A | #N/A | #N/A | #N/A | #N/A | #N/A |  |  |  | FALSE | #N/A | #N/A | #N/A | #N/A | #N/A | #N/A | #N/A | #N/A | #N/A | #N/A
FALSE | #N/A | #N/A | #N/A | #N/A | #N/A | #N/A | #N/A | #N/A | #N/A | #N/A |  |  |  | FALSE | #N/A | #N/A | #N/A | #N/A | #N/A | #N/A | #N/A | #N/A | #N/A | #N/A
FALSE | #N/A | #N/A | #N/A | #N/A | #N/A | #N/A | #N/A | #N/A | #N/A | #N/A |  |  |  | FALSE | #N/A | #N/A | #N/A | #N/A | #N/A | #N/A | #N/A | #N/A | #N/A | #N/A
FALSE | #N/A | #N/A | #N/A | #N/A | #N/A | #N/A | #N/A | #N/A | #N/A | #N/A |  |  |  | FALSE | #N/A | #N/A | #N/A | #N/A | #N/A | #N/A | #N/A | #N/A | #N/A | #N/A
FALSE | #N/A | #N/A | #N/A | #N/A | #N/A | #N/A | #N/A | #N/A | #N/A | #N/A |  |  |  | FALSE | #N/A | #N/A | #N/A | #N/A | #N/A | #N/A | #N/A | #N/A | #N/A | #N/A
FALSE | #N/A | #N/A | #N/A | #N/A | #N/A | #N/A | #N/A | #N/A | #N/A | #N/A |  |  |  | FALSE | #N/A | #N/A | #N/A | #N/A | #N/A | #N/A | #N/A | #N/A | #N/A | #N/A
FALSE | #N/A | #N/A | #N/A | #N/A | #N/A | #N/A | #N/A | #N/A | #N/A | #N/A |  |  |  | FALSE | #N/A | #N/A | #N/A | #N/A | #N/A | #N/A | #N/A | #N/A | #N/A | #N/A
FALSE | #N/A | #N/A | #N/A | #N/A | #N/A | #N/A | #N/A | #N/A | #N/A | #N/A |  |  |  | FALSE | #N/A | #N/A | #N/A | #N/A | #N/A | #N/A | #N/A | #N/A | #N/A | #N/A
FALSE | #N/A | #N/A | #N/A | #N/A | #N/A | #N/A | #N/A | #N/A | #N/A | #N/A |  |  |  | FALSE | #N/A | #N/A | #N/A | #N/A | #N/A | #N/A | #N/A | #N/A | #N/A | #N/A
FALSE | #N/A | #N/A | #N/A | #N/A | #N/A | #N/A | #N/A | #N/A | #N/A | #N/A |  |  |  | FALSE | #N/A | #N/A | #N/A | #N/A | #N/A | #N/A | #N/A | #N/A | #N/A | #N/A
FALSE | #N/A | #N/A | #N/A | #N/A | #N/A | #N/A | #N/A | #N/A | #N/A | #N/A |  |  |  | FALSE | #N/A | #N/A | #N/A | #N/A | #N/A | #N/A | #N/A | #N/A | #N/A | #N/A
FALSE | #N/A | #N/A | #N/A | #N/A | #N/A | #N/A | #N/A | #N/A | #N/A | #N/A |  |  |  | FALSE | #N/A | #N/A | #N/A | #N/A | #N/A | #N/A | #N/A | #N/A | #N/A | #N/A
FALSE | #N/A | #N/A | #N/A | #N/A | #N/A | #N/A | #N/A | #N/A | #N/A | #N/A |  |  |  | FALSE | #N/A | #N/A | #N/A | #N/A | #N/A | #N/A | #N/A | #N/A | #N/A | #N/A
FALSE | #N/A | #N/A | #N/A | #N/A | #N/A | #N/A | #N/A | #N/A | #N/A | #N/A |  |  |  | FALSE | #N/A | #N/A | #N/A | #N/A | #N/A | #N/A | #N/A | #N/A | #N/A | #N/A
FALSE | #N/A | #N/A | #N/A | #N/A | #N/A | #N/A | #N/A | #N/A | #N/A | #N/A |  |  |  | FALSE | #N/A | #N/A | #N/A | #N/A | #N/A | #N/A | #N/A | #N/A | #N/A | #N/A
FALSE | #N/A | #N/A | #N/A | #N/A | #N/A | #N/A | #N/A | #N/A | #N/A | #N/A |  |  |  | FALSE | #N/A | #N/A | #N/A | #N/A | #N/A | #N/A | #N/A | #N/A | #N/A | #N/A
FALSE | #N/A | #N/A | #N/A | #N/A | #N/A | #N/A | #N/A | #N/A | #N/A | #N/A |  |  |  | FALSE | #N/A | #N/A | #N/A | #N/A | #N/A | #N/A | #N/A | #N/A | #N/A | #N/A
FALSE | #N/A | #N/A | #N/A | #N/A | #N/A | #N/A | #N/A | #N/A | #N/A | #N/A |  |  |  | FALSE | #N/A | #N/A | #N/A | #N/A | #N/A | #N/A | #N/A | #N/A | #N/A | #N/A
FALSE | #N/A | #N/A | #N/A | #N/A | #N/A | #N/A | #N/A | #N/A | #N/A | #N/A |  |  |  | FALSE | #N/A | #N/A | #N/A | #N/A | #N/A | #N/A | #N/A | #N/A | #N/A | #N/A
FALSE | #N/A | #N/A | #N/A | #N/A | #N/A | #N/A | #N/A | #N/A | #N/A | #N/A |  |  |  | FALSE | #N/A | #N/A | #N/A | #N/A | #N/A | #N/A | #N/A | #N/A | #N/A | #N/A
FALSE | #N/A | #N/A | #N/A | #N/A | #N/A | #N/A | #N/A | #N/A | #N/A | #N/A |  |  |  | FALSE | #N/A | #N/A | #N/A | #N/A | #N/A | #N/A | #N/A | #N/A | #N/A | #N/A
FALSE | #N/A | #N/A | #N/A | #N/A | #N/A | #N/A | #N/A | #N/A | #N/A | #N/A |  |  |  | FALSE | #N/A | #N/A | #N/A | #N/A | #N/A | #N/A | #N/A | #N/A | #N/A | #N/A
FALSE | #N/A | #N/A | #N/A | #N/A | #N/A | #N/A | #N/A | #N/A | #N/A | #N/A |  |  |  | FALSE | #N/A | #N/A | #N/A | #N/A | #N/A | #N/A | #N/A | #N/A | #N/A | #N/A
FALSE | #N/A | #N/A | #N/A | #N/A | #N/A | #N/A | #N/A | #N/A | #N/A | #N/A |  |  |  | FALSE | #N/A | #N/A | #N/A | #N/A | #N/A | #N/A | #N/A | #N/A | #N/A | #N/A
FALSE | #N/A | #N/A | #N/A | #N/A | #N/A | #N/A | #N/A | #N/A | #N/A | #N/A |  |  |  | FALSE | #N/A | #N/A | #N/A | #N/A | #N/A | #N/A | #N/A | #N/A | #N/A | #N/A
FALSE | #N/A | #N/A | #N/A | #N/A | #N/A | #N/A | #N/A | #N/A | #N/A | #N/A |  |  |  | FALSE | #N/A | #N/A | #N/A | #N/A | #N/A | #N/A | #N/A | #N/A | #N/A | #N/A
FALSE | #N/A | #N/A | #N/A | #N/A | #N/A | #N/A | #N/A | #N/A | #N/A | #N/A |  |  |  | FALSE | #N/A | #N/A | #N/A | #N/A | #N/A | #N/A | #N/A | #N/A | #N/A | #N/A
FALSE | #N/A | #N/A | #N/A | #N/A | #N/A | #N/A | #N/A | #N/A | #N/A | #N/A |  |  |  | FALSE | #N/A | #N/A | #N/A | #N/A | #N/A | #N/A | #N/A | #N/A | #N/A | #N/A
FALSE | #N/A | #N/A | #N/A | #N/A | #N/A | #N/A | #N/A | #N/A | #N/A | #N/A |  |  |  | FALSE | #N/A | #N/A | #N/A | #N/A | #N/A | #N/A | #N/A | #N/A | #N/A | #N/A
FALSE | #N/A | #N/A | #N/A | #N/A | #N/A | #N/A | #N/A | #N/A | #N/A | #N/A |  |  |  | FALSE | #N/A | #N/A | #N/A | #N/A | #N/A | #N/A | #N/A | #N/A | #N/A | #N/A
FALSE | #N/A | #N/A | #N/A | #N/A | #N/A | #N/A | #N/A | #N/A | #N/A | #N/A |  |  |  | FALSE | #N/A | #N/A | #N/A | #N/A | #N/A | #N/A | #N/A | #N/A | #N/A | #N/A
FALSE | #N/A | #N/A | #N/A | #N/A | #N/A | #N/A | #N/A | #N/A | #N/A | #N/A |  |  |  | FALSE | #N/A | #N/A | #N/A | #N/A | #N/A | #N/A | #N/A | #N/A | #N/A | #N/A
FALSE | #N/A | #N/A | #N/A | #N/A | #N/A | #N/A | #N/A | #N/A | #N/A | #N/A |  |  |  | FALSE | #N/A | #N/A | #N/A | #N/A | #N/A | #N/A | #N/A | #N/A | #N/A | #N/A
FALSE | #N/A | #N/A | #N/A | #N/A | #N/A | #N/A | #N/A | #N/A | #N/A | #N/A |  |  |  | FALSE | #N/A | #N/A | #N/A | #N/A | #N/A | #N/A | #N/A | #N/A | #N/A | #N/A
FALSE | #N/A | #N/A | #N/A | #N/A | #N/A | #N/A | #N/A | #N/A | #N/A | #N/A |  |  |  | FALSE | #N/A | #N/A | #N/A | #N/A | #N/A | #N/A | #N/A | #N/A | #N/A | #N/A
FALSE | #N/A | #N/A | #N/A | #N/A | #N/A | #N/A | #N/A | #N/A | #N/A | #N/A |  |  |  | FALSE | #N/A | #N/A | #N/A | #N/A | #N/A | #N/A | #N/A | #N/A | #N/A | #N/A
FALSE | #N/A | #N/A | #N/A | #N/A | #N/A | #N/A | #N/A | #N/A | #N/A | #N/A |  |  |  | FALSE | #N/A | #N/A | #N/A | #N/A | #N/A | #N/A | #N/A | #N/A | #N/A | #N/A
FALSE | #N/A | #N/A | #N/A | #N/A | #N/A | #N/A | #N/A | #N/A | #N/A | #N/A |  |  |  | FALSE | #N/A | #N/A | #N/A | #N/A | #N/A | #N/A | #N/A | #N/A | #N/A | #N/A
FALSE | #N/A | #N/A | #N/A | #N/A | #N/A | #N/A | #N/A | #N/A | #N/A | #N/A |  |  |  | FALSE | #N/A | #N/A | #N/A | #N/A | #N/A | #N/A | #N/A | #N/A | #N/A | #N/A
FALSE | #N/A | #N/A | #N/A | #N/A | #N/A | #N/A | #N/A | #N/A | #N/A | #N/A |  |  |  | FALSE | #N/A | #N/A | #N/A | #N/A | #N/A | #N/A | #N/A | #N/A | #N/A | #N/A
FALSE | #N/A | #N/A | #N/A | #N/A | #N/A | #N/A | #N/A | #N/A | #N/A | #N/A |  |  |  | FALSE | #N/A | #N/A | #N/A | #N/A | #N/A | #N/A | #N/A | #N/A | #N/A | #N/A
FALSE | #N/A | #N/A | #N/A | #N/A | #N/A | #N/A | #N/A | #N/A | #N/A | #N/A |  |  |  | FALSE | #N/A | #N/A | #N/A | #N/A | #N/A | #N/A | #N/A | #N/A | #N/A | #N/A
FALSE | #N/A | #N/A | #N/A | #N/A | #N/A | #N/A | #N/A | #N/A | #N/A | #N/A |  |  |  | FALSE | #N/A | #N/A | #N/A | #N/A | #N/A | #N/A | #N/A | #N/A | #N/A | #N/A
FALSE | #N/A | #N/A | #N/A | #N/A | #N/A | #N/A | #N/A | #N/A | #N/A | #N/A |  |  |  | FALSE | #N/A | #N/A | #N/A | #N/A | #N/A | #N/A | #N/A | #N/A | #N/A | #N/A
FALSE | #N/A | #N/A | #N/A | #N/A | #N/A | #N/A | #N/A | #N/A | #N/A | #N/A |  |  |  | FALSE | #N/A | #N/A | #N/A | #N/A | #N/A | #N/A | #N/A | #N/A | #N/A | #N/A
FALSE | #N/A | #N/A | #N/A | #N/A | #N/A | #N/A | #N/A | #N/A | #N/A | #N/A |  |  |  | FALSE | #N/A | #N/A | #N/A | #N/A | #N/A | #N/A | #N/A | #N/A | #N/A | #N/A
FALSE | #N/A | #N/A | #N/A | #N/A | #N/A | #N/A | #N/A | #N/A | #N/A | #N/A |  |  |  | FALSE | #N/A | #N/A | #N/A | #N/A | #N/A | #N/A | #N/A | #N/A | #N/A | #N/A
FALSE | #N/A | #N/A | #N/A | #N/A | #N/A | #N/A | #N/A | #N/A | #N/A | #N/A |  |  |  | FALSE | #N/A | #N/A | #N/A | #N/A | #N/A | #N/A | #N/A | #N/A | #N/A | #N/A
FALSE | #N/A | #N/A | #N/A | #N/A | #N/A | #N/A | #N/A | #N/A | #N/A | #N/A |  |  |  | FALSE | #N/A | #N/A | #N/A | #N/A | #N/A | #N/A | #N/A | #N/A | #N/A | #N/A
FALSE | #N/A | #N/A | #N/A | #N/A | #N/A | #N/A | #N/A | #N/A | #N/A | #N/A |  |  |  | FALSE | #N/A | #N/A | #N/A | #N/A | #N/A | #N/A | #N/A | #N/A | #N/A | #N/A
FALSE | #N/A | #N/A | #N/A | #N/A | #N/A | #N/A | #N/A | #N/A | #N/A | #N/A |  |  |  | FALSE | #N/A | #N/A | #N/A | #N/A | #N/A | #N/A | #N/A | #N/A | #N/A | #N/A
FALSE | #N/A | #N/A | #N/A | #N/A | #N/A | #N/A | #N/A | #N/A | #N/A | #N/A |  |  |  | FALSE | #N/A | #N/A | #N/A | #N/A | #N/A | #N/A | #N/A | #N/A | #N/A | #N/A
FALSE | #N/A | #N/A | #N/A | #N/A | #N/A | #N/A | #N/A | #N/A | #N/A | #N/A |  |  |  | FALSE | #N/A | #N/A | #N/A | #N/A | #N/A | #N/A | #N/A | #N/A | #N/A | #N/A
FALSE | #N/A | #N/A | #N/A | #N/A | #N/A | #N/A | #N/A | #N/A | #N/A | #N/A |  |  |  | FALSE | #N/A | #N/A | #N/A | #N/A | #N/A | #N/A | #N/A | #N/A | #N/A | #N/A
FALSE | #N/A | #N/A | #N/A | #N/A | #N/A | #N/A | #N/A | #N/A | #N/A | #N/A |  |  |  | FALSE | #N/A | #N/A | #N/A | #N/A | #N/A | #N/A | #N/A | #N/A | #N/A | #N/A
FALSE | #N/A | #N/A | #N/A | #N/A | #N/A | #N/A | #N/A | #N/A | #N/A | #N/A |  |  |  | FALSE | #N/A | #N/A | #N/A | #N/A | #N/A | #N/A | #N/A | #N/A | #N/A | #N/A
FALSE | #N/A | #N/A | #N/A | #N/A | #N/A | #N/A | #N/A | #N/A | #N/A | #N/A |  |  |  | FALSE | #N/A | #N/A | #N/A | #N/A | #N/A | #N/A | #N/A | #N/A | #N/A | #N/A
FALSE | #N/A | #N/A | #N/A | #N/A | #N/A | #N/A | #N/A | #N/A | #N/A | #N/A |  |  |  | FALSE | #N/A | #N/A | #N/A | #N/A | #N/A | #N/A | #N/A | #N/A | #N/A | #N/A
FALSE | #N/A | #N/A | #N/A | #N/A | #N/A | #N/A | #N/A | #N/A | #N/A | #N/A |  |  |  | FALSE | #N/A | #N/A | #N/A | #N/A | #N/A | #N/A | #N/A | #N/A | #N/A | #N/A
FALSE | #N/A | #N/A | #N/A | #N/A | #N/A | #N/A | #N/A | #N/A | #N/A | #N/A |  |  |  | FALSE | #N/A | #N/A | #N/A | #N/A | #N/A | #N/A | #N/A | #N/A | #N/A | #N/A
FALSE | #N/A | #N/A | #N/A | #N/A | #N/A | #N/A | #N/A | #N/A | #N/A | #N/A |  |  |  | FALSE | #N/A | #N/A | #N/A | #N/A | #N/A | #N/A | #N/A | #N/A | #N/A | #N/A
FALSE | #N/A | #N/A | #N/A | #N/A | #N/A | #N/A | #N/A | #N/A | #N/A | #N/A |  |  |  | FALSE | #N/A | #N/A | #N/A | #N/A | #N/A | #N/A | #N/A | #N/A | #N/A | #N/A
FALSE | #N/A | #N/A | #N/A | #N/A | #N/A | #N/A | #N/A | #N/A | #N/A | #N/A |  |  |  | FALSE | #N/A | #N/A | #N/A | #N/A | #N/A | #N/A | #N/A | #N/A | #N/A | #N/A
FALSE | #N/A | #N/A | #N/A | #N/A | #N/A | #N/A | #N/A | #N/A | #N/A | #N/A |  |  |  | FALSE | #N/A | #N/A | #N/A | #N/A | #N/A | #N/A | #N/A | #N/A | #N/A | #N/A
FALSE | #N/A | #N/A | #N/A | #N/A | #N/A | #N/A | #N/A | #N/A | #N/A | #N/A |  |  |  | FALSE | #N/A | #N/A | #N/A | #N/A | #N/A | #N/A | #N/A | #N/A | #N/A | #N/A
FALSE | #N/A | #N/A | #N/A | #N/A | #N/A | #N/A | #N/A | #N/A | #N/A | #N/A |  |  |  | FALSE | #N/A | #N/A | #N/A | #N/A | #N/A | #N/A | #N/A | #N/A | #N/A | #N/A
FALSE | #N/A | #N/A | #N/A | #N/A | #N/A | #N/A | #N/A | #N/A | #N/A | #N/A |  |  |  | FALSE | #N/A | #N/A | #N/A | #N/A | #N/A | #N/A | #N/A | #N/A | #N/A | #N/A
FALSE | #N/A | #N/A | #N/A | #N/A | #N/A | #N/A | #N/A | #N/A | #N/A | #N/A |  |  |  | FALSE | #N/A | #N/A | #N/A | #N/A | #N/A | #N/A | #N/A | #N/A | #N/A | #N/A
FALSE | #N/A | #N/A | #N/A | #N/A | #N/A | #N/A | #N/A | #N/A | #N/A | #N/A |  |  |  | FALSE | #N/A | #N/A | #N/A | #N/A | #N/A | #N/A | #N/A | #N/A | #N/A | #N/A
FALSE | #N/A | #N/A | #N/A | #N/A | #N/A | #N/A | #N/A | #N/A | #N/A | #N/A |  |  |  | FALSE | #N/A | #N/A | #N/A | #N/A | #N/A | #N/A | #N/A | #N/A | #N/A | #N/A
FALSE | #N/A | #N/A | #N/A | #N/A | #N/A | #N/A | #N/A | #N/A | #N/A | #N/A |  |  |  | FALSE | #N/A | #N/A | #N/A | #N/A | #N/A | #N/A | #N/A | #N/A | #N/A | #N/A
FALSE | #N/A | #N/A | #N/A | #N/A | #N/A | #N/A | #N/A | #N/A | #N/A | #N/A |  |  |  | FALSE | #N/A | #N/A | #N/A | #N/A | #N/A | #N/A | #N/A | #N/A | #N/A | #N/A
FALSE | #N/A | #N/A | #N/A | #N/A | #N/A | #N/A | #N/A | #N/A | #N/A | #N/A |  |  |  | FALSE | #N/A | #N/A | #N/A | #N/A | #N/A | #N/A | #N/A | #N/A | #N/A | #N/A
FALSE | #N/A | #N/A | #N/A | #N/A | #N/A | #N/A | #N/A | #N/A | #N/A | #N/A |  |  |  | FALSE | #N/A | #N/A | #N/A | #N/A | #N/A | #N/A | #N/A | #N/A | #N/A | #N/A
FALSE | #N/A | #N/A | #N/A | #N/A | #N/A | #N/A | #N/A | #N/A | #N/A | #N/A |  |  |  | FALSE | #N/A | #N/A | #N/A | #N/A | #N/A | #N/A | #N/A | #N/A | #N/A | #N/A
FALSE | #N/A | #N/A | #N/A | #N/A | #N/A | #N/A | #N/A | #N/A | #N/A | #N/A |  |  |  | FALSE | #N/A | #N/A | #N/A | #N/A | #N/A | #N/A | #N/A | #N/A | #N/A | #N/A
FALSE | #N/A | #N/A | #N/A | #N/A | #N/A | #N/A | #N/A | #N/A | #N/A | #N/A |  |  |  | FALSE | #N/A | #N/A | #N/A | #N/A | #N/A | #N/A | #N/A | #N/A | #N/A | #N/A
FALSE | #N/A | #N/A | #N/A | #N/A | #N/A | #N/A | #N/A | #N/A | #N/A | #N/A |  |  |  | FALSE | #N/A | #N/A | #N/A | #N/A | #N/A | #N/A | #N/A | #N/A | #N/A | #N/A
FALSE | #N/A | #N/A | #N/A | #N/A | #N/A | #N/A | #N/A | #N/A | #N/A | #N/A |  |  |  | FALSE | #N/A | #N/A | #N/A | #N/A | #N/A | #N/A | #N/A | #N/A | #N/A | #N/A
FALSE | #N/A | #N/A | #N/A | #N/A | #N/A | #N/A | #N/A | #N/A | #N/A | #N/A |  |  |  | FALSE | #N/A | #N/A | #N/A | #N/A | #N/A | #N/A | #N/A | #N/A | #N/A | #N/A
FALSE | #N/A | #N/A | #N/A | #N/A | #N/A | #N/A | #N/A | #N/A | #N/A | #N/A |  |  |  | FALSE | #N/A | #N/A | #N/A | #N/A | #N/A | #N/A | #N/A | #N/A | #N/A | #N/A
FALSE | #N/A | #N/A | #N/A | #N/A | #N/A | #N/A | #N/A | #N/A | #N/A | #N/A |  |  |  | FALSE | #N/A | #N/A | #N/A | #N/A | #N/A | #N/A | #N/A | #N/A | #N/A | #N/A
FALSE | #N/A | #N/A | #N/A | #N/A | #N/A | #N/A | #N/A | #N/A | #N/A | #N/A |  |  |  | FALSE | #N/A | #N/A | #N/A | #N/A | #N/A | #N/A | #N/A | #N/A | #N/A | #N/A
FALSE | #N/A | #N/A | #N/A | #N/A | #N/A | #N/A | #N/A | #N/A | #N/A | #N/A |  |  |  | FALSE | #N/A | #N/A | #N/A | #N/A | #N/A | #N/A | #N/A | #N/A | #N/A | #N/A
FALSE | #N/A | #N/A | #N/A | #N/A | #N/A | #N/A | #N/A | #N/A | #N/A | #N/A |  |  |  | FALSE | #N/A | #N/A | #N/A | #N/A | #N/A | #N/A | #N/A | #N/A | #N/A | #N/A
FALSE | #N/A | #N/A | #N/A | #N/A | #N/A | #N/A | #N/A | #N/A | #N/A | #N/A |  |  |  | FALSE | #N/A | #N/A | #N/A | #N/A | #N/A | #N/A | #N/A | #N/A | #N/A | #N/A
FALSE | #N/A | #N/A | #N/A | #N/A | #N/A | #N/A | #N/A | #N/A | #N/A | #N/A |  |  |  | FALSE | #N/A | #N/A | #N/A | #N/A | #N/A | #N/A | #N/A | #N/A | #N/A | #N/A
FALSE | #N/A | #N/A | #N/A | #N/A | #N/A | #N/A | #N/A | #N/A | #N/A | #N/A |  |  |  | FALSE | #N/A | #N/A | #N/A | #N/A | #N/A | #N/A | #N/A | #N/A | #N/A | #N/A
FALSE | #N/A | #N/A | #N/A | #N/A | #N/A | #N/A | #N/A | #N/A | #N/A | #N/A |  |  |  | FALSE | #N/A | #N/A | #N/A | #N/A | #N/A | #N/A | #N/A | #N/A | #N/A | #N/A
FALSE | #N/A | #N/A | #N/A | #N/A | #N/A | #N/A | #N/A | #N/A | #N/A | #N/A |  |  |  | FALSE | #N/A | #N/A | #N/A | #N/A | #N/A | #N/A | #N/A | #N/A | #N/A | #N/A
FALSE | #N/A | #N/A | #N/A | #N/A | #N/A | #N/A | #N/A | #N/A | #N/A | #N/A |  |  |  | FALSE | #N/A | #N/A | #N/A | #N/A | #N/A | #N/A | #N/A | #N/A | #N/A | #N/A
FALSE | #N/A | #N/A | #N/A | #N/A | #N/A | #N/A | #N/A | #N/A | #N/A | #N/A |  |  |  | FALSE | #N/A | #N/A | #N/A | #N/A | #N/A | #N/A | #N/A | #N/A | #N/A | #N/A
FALSE | #N/A | #N/A | #N/A | #N/A | #N/A | #N/A | #N/A | #N/A | #N/A | #N/A |  |  |  | FALSE | #N/A | #N/A | #N/A | #N/A | #N/A | #N/A | #N/A | #N/A | #N/A | #N/A
FALSE | #N/A | #N/A | #N/A | #N/A | #N/A | #N/A | #N/A | #N/A | #N/A | #N/A |  |  |  | FALSE | #N/A | #N/A | #N/A | #N/A | #N/A | #N/A | #N/A | #N/A | #N/A | #N/A
FALSE | #N/A | #N/A | #N/A | #N/A | #N/A | #N/A | #N/A | #N/A | #N/A | #N/A |  |  |  | FALSE | #N/A | #N/A | #N/A | #N/A | #N/A | #N/A | #N/A | #N/A | #N/A | #N/A
FALSE | #N/A | #N/A | #N/A | #N/A | #N/A | #N/A | #N/A | #N/A | #N/A | #N/A |  |  |  | FALSE | #N/A | #N/A | #N/A | #N/A | #N/A | #N/A | #N/A | #N/A | #N/A | #N/A
FALSE | #N/A | #N/A | #N/A | #N/A | #N/A | #N/A | #N/A | #N/A | #N/A | #N/A |  |  |  | FALSE | #N/A | #N/A | #N/A | #N/A | #N/A | #N/A | #N/A | #N/A | #N/A | #N/A
FALSE | #N/A | #N/A | #N/A | #N/A | #N/A | #N/A | #N/A | #N/A | #N/A | #N/A |  |  |  | FALSE | #N/A | #N/A | #N/A | #N/A | #N/A | #N/A | #N/A | #N/A | #N/A | #N/A
FALSE | #N/A | #N/A | #N/A | #N/A | #N/A | #N/A | #N/A | #N/A | #N/A | #N/A |  |  |  | FALSE | #N/A | #N/A | #N/A | #N/A | #N/A | #N/A | #N/A | #N/A | #N/A | #N/A
FALSE | #N/A | #N/A | #N/A | #N/A | #N/A | #N/A | #N/A | #N/A | #N/A | #N/A |  |  |  | FALSE | #N/A | #N/A | #N/A | #N/A | #N/A | #N/A | #N/A | #N/A | #N/A | #N/A
FALSE | #N/A | #N/A | #N/A | #N/A | #N/A | #N/A | #N/A | #N/A | #N/A | #N/A |  |  |  | FALSE | #N/A | #N/A | #N/A | #N/A | #N/A | #N/A | #N/A | #N/A | #N/A | #N/A
FALSE | #N/A | #N/A | #N/A | #N/A | #N/A | #N/A | #N/A | #N/A | #N/A | #N/A |  |  |  | FALSE | #N/A | #N/A | #N/A | #N/A | #N/A | #N/A | #N/A | #N/A | #N/A | #N/A
FALSE | #N/A | #N/A | #N/A | #N/A | #N/A | #N/A | #N/A | #N/A | #N/A | #N/A |  |  |  | FALSE | #N/A | #N/A | #N/A | #N/A | #N/A | #N/A | #N/A | #N/A | #N/A | #N/A
FALSE | #N/A | #N/A | #N/A | #N/A | #N/A | #N/A | #N/A | #N/A | #N/A | #N/A |  |  |  | FALSE | #N/A | #N/A | #N/A | #N/A | #N/A | #N/A | #N/A | #N/A | #N/A | #N/A
FALSE | #N/A | #N/A | #N/A | #N/A | #N/A | #N/A | #N/A | #N/A | #N/A | #N/A |  |  |  | FALSE | #N/A | #N/A | #N/A | #N/A | #N/A | #N/A | #N/A | #N/A | #N/A | #N/A
FALSE | #N/A | #N/A | #N/A | #N/A | #N/A | #N/A | #N/A | #N/A | #N/A | #N/A |  |  |  | FALSE | #N/A | #N/A | #N/A | #N/A | #N/A | #N/A | #N/A | #N/A | #N/A | #N/A
FALSE | #N/A | #N/A | #N/A | #N/A | #N/A | #N/A | #N/A | #N/A | #N/A | #N/A |  |  |  | FALSE | #N/A | #N/A | #N/A | #N/A | #N/A | #N/A | #N/A | #N/A | #N/A | #N/A
FALSE | #N/A | #N/A | #N/A | #N/A | #N/A | #N/A | #N/A | #N/A | #N/A | #N/A |  |  |  | FALSE | #N/A | #N/A | #N/A | #N/A | #N/A | #N/A | #N/A | #N/A | #N/A | #N/A
FALSE | #N/A | #N/A | #N/A | #N/A | #N/A | #N/A | #N/A | #N/A | #N/A | #N/A |  |  |  | FALSE | #N/A | #N/A | #N/A | #N/A | #N/A | #N/A | #N/A | #N/A | #N/A | #N/A
FALSE | #N/A | #N/A | #N/A | #N/A | #N/A | #N/A | #N/A | #N/A | #N/A | #N/A |  |  |  | FALSE | #N/A | #N/A | #N/A | #N/A | #N/A | #N/A | #N/A | #N/A | #N/A | #N/A
FALSE | #N/A | #N/A | #N/A | #N/A | #N/A | #N/A | #N/A | #N/A | #N/A | #N/A |  |  |  | FALSE | #N/A | #N/A | #N/A | #N/A | #N/A | #N/A | #N/A | #N/A | #N/A | #N/A
FALSE | #N/A | #N/A | #N/A | #N/A | #N/A | #N/A | #N/A | #N/A | #N/A | #N/A |  |  |  | FALSE | #N/A | #N/A | #N/A | #N/A | #N/A | #N/A | #N/A | #N/A | #N/A | #N/A
FALSE | #N/A | #N/A | #N/A | #N/A | #N/A | #N/A | #N/A | #N/A | #N/A | #N/A |  |  |  | FALSE | #N/A | #N/A | #N/A | #N/A | #N/A | #N/A | #N/A | #N/A | #N/A | #N/A
FALSE | #N/A | #N/A | #N/A | #N/A | #N/A | #N/A | #N/A | #N/A | #N/A | #N/A |  |  |  | FALSE | #N/A | #N/A | #N/A | #N/A | #N/A | #N/A | #N/A | #N/A | #N/A | #N/A
FALSE | #N/A | #N/A | #N/A | #N/A | #N/A | #N/A | #N/A | #N/A | #N/A | #N/A |  |  |  | FALSE | #N/A | #N/A | #N/A | #N/A | #N/A | #N/A | #N/A | #N/A | #N/A | #N/A
FALSE | #N/A | #N/A | #N/A | #N/A | #N/A | #N/A | #N/A | #N/A | #N/A | #N/A |  |  |  | FALSE | #N/A | #N/A | #N/A | #N/A | #N/A | #N/A | #N/A | #N/A | #N/A | #N/A
FALSE | #N/A | #N/A | #N/A | #N/A | #N/A | #N/A | #N/A | #N/A | #N/A | #N/A |  |  |  | FALSE | #N/A | #N/A | #N/A | #N/A | #N/A | #N/A | #N/A | #N/A | #N/A | #N/A
FALSE | #N/A | #N/A | #N/A | #N/A | #N/A | #N/A | #N/A | #N/A | #N/A | #N/A |  |  |  | FALSE | #N/A | #N/A | #N/A | #N/A | #N/A | #N/A | #N/A | #N/A | #N/A | #N/A
FALSE | #N/A | #N/A | #N/A | #N/A | #N/A | #N/A | #N/A | #N/A | #N/A | #N/A |  |  |  | FALSE | #N/A | #N/A | #N/A | #N/A | #N/A | #N/A | #N/A | #N/A | #N/A | #N/A
FALSE | #N/A | #N/A | #N/A | #N/A | #N/A | #N/A | #N/A | #N/A | #N/A | #N/A |  |  |  | FALSE | #N/A | #N/A | #N/A | #N/A | #N/A | #N/A | #N/A | #N/A | #N/A | #N/A
FALSE | #N/A | #N/A | #N/A | #N/A | #N/A | #N/A | #N/A | #N/A | #N/A | #N/A |  |  |  | FALSE | #N/A | #N/A | #N/A | #N/A | #N/A | #N/A | #N/A | #N/A | #N/A | #N/A
FALSE | #N/A | #N/A | #N/A | #N/A | #N/A | #N/A | #N/A | #N/A | #N/A | #N/A |  |  |  | FALSE | #N/A | #N/A | #N/A | #N/A | #N/A | #N/A | #N/A | #N/A | #N/A | #N/A
FALSE | #N/A | #N/A | #N/A | #N/A | #N/A | #N/A | #N/A | #N/A | #N/A | #N/A |  |  |  | FALSE | #N/A | #N/A | #N/A | #N/A | #N/A | #N/A | #N/A | #N/A | #N/A | #N/A
FALSE | #N/A | #N/A | #N/A | #N/A | #N/A | #N/A | #N/A | #N/A | #N/A | #N/A |  |  |  | FALSE | #N/A | #N/A | #N/A | #N/A | #N/A | #N/A | #N/A | #N/A | #N/A | #N/A
FALSE | #N/A | #N/A | #N/A | #N/A | #N/A | #N/A | #N/A | #N/A | #N/A | #N/A |  |  |  | FALSE | #N/A | #N/A | #N/A | #N/A | #N/A | #N/A | #N/A | #N/A | #N/A | #N/A
FALSE | #N/A | #N/A | #N/A | #N/A | #N/A | #N/A | #N/A | #N/A | #N/A | #N/A |  |  |  | FALSE | #N/A | #N/A | #N/A | #N/A | #N/A | #N/A | #N/A | #N/A | #N/A | #N/A
FALSE | #N/A | #N/A | #N/A | #N/A | #N/A | #N/A | #N/A | #N/A | #N/A | #N/A |  |  |  | FALSE | #N/A | #N/A | #N/A | #N/A | #N/A | #N/A | #N/A | #N/A | #N/A | #N/A
FALSE | #N/A | #N/A | #N/A | #N/A | #N/A | #N/A | #N/A | #N/A | #N/A | #N/A |  |  |  | FALSE | #N/A | #N/A | #N/A | #N/A | #N/A | #N/A | #N/A | #N/A | #N/A | #N/A
FALSE | #N/A | #N/A | #N/A | #N/A | #N/A | #N/A | #N/A | #N/A | #N/A | #N/A |  |  |  | FALSE | #N/A | #N/A | #N/A | #N/A | #N/A | #N/A | #N/A | #N/A | #N/A | #N/A
FALSE | #N/A | #N/A | #N/A | #N/A | #N/A | #N/A | #N/A | #N/A | #N/A | #N/A |  |  |  | FALSE | #N/A | #N/A | #N/A | #N/A | #N/A | #N/A | #N/A | #N/A | #N/A | #N/A
FALSE | #N/A | #N/A | #N/A | #N/A | #N/A | #N/A | #N/A | #N/A | #N/A | #N/A |  |  |  | FALSE | #N/A | #N/A | #N/A | #N/A | #N/A | #N/A | #N/A | #N/A | #N/A | #N/A
FALSE | #N/A | #N/A | #N/A | #N/A | #N/A | #N/A | #N/A | #N/A | #N/A | #N/A |  |  |  | FALSE | #N/A | #N/A | #N/A | #N/A | #N/A | #N/A | #N/A | #N/A | #N/A | #N/A
FALSE | #N/A | #N/A | #N/A | #N/A | #N/A | #N/A | #N/A | #N/A | #N/A | #N/A |  |  |  | FALSE | #N/A | #N/A | #N/A | #N/A | #N/A | #N/A | #N/A | #N/A | #N/A | #N/A
FALSE | #N/A | #N/A | #N/A | #N/A | #N/A | #N/A | #N/A | #N/A | #N/A | #N/A |  |  |  | FALSE | #N/A | #N/A | #N/A | #N/A | #N/A | #N/A | #N/A | #N/A | #N/A | #N/A
FALSE | #N/A | #N/A | #N/A | #N/A | #N/A | #N/A | #N/A | #N/A | #N/A | #N/A |  |  |  | FALSE | #N/A | #N/A | #N/A | #N/A | #N/A | #N/A | #N/A | #N/A | #N/A | #N/A
FALSE | #N/A | #N/A | #N/A | #N/A | #N/A | #N/A | #N/A | #N/A | #N/A | #N/A |  |  |  | FALSE | #N/A | #N/A | #N/A | #N/A | #N/A | #N/A | #N/A | #N/A | #N/A | #N/A
FALSE | #N/A | #N/A | #N/A | #N/A | #N/A | #N/A | #N/A | #N/A | #N/A | #N/A |  |  |  | FALSE | #N/A | #N/A | #N/A | #N/A | #N/A | #N/A | #N/A | #N/A | #N/A | #N/A
FALSE | #N/A | #N/A | #N/A | #N/A | #N/A | #N/A | #N/A | #N/A | #N/A | #N/A |  |  |  | FALSE | #N/A | #N/A | #N/A | #N/A | #N/A | #N/A | #N/A | #N/A | #N/A | #N/A
FALSE | #N/A | #N/A | #N/A | #N/A | #N/A | #N/A | #N/A | #N/A | #N/A | #N/A |  |  |  | FALSE | #N/A | #N/A | #N/A | #N/A | #N/A | #N/A | #N/A | #N/A | #N/A | #N/A
FALSE | #N/A | #N/A | #N/A | #N/A | #N/A | #N/A | #N/A | #N/A | #N/A | #N/A |  |  |  | FALSE | #N/A | #N/A | #N/A | #N/A | #N/A | #N/A | #N/A | #N/A | #N/A | #N/A
FALSE | #N/A | #N/A | #N/A | #N/A | #N/A | #N/A | #N/A | #N/A | #N/A | #N/A |  |  |  | FALSE | #N/A | #N/A | #N/A | #N/A | #N/A | #N/A | #N/A | #N/A | #N/A | #N/A
FALSE | #N/A | #N/A | #N/A | #N/A | #N/A | #N/A | #N/A | #N/A | #N/A | #N/A |  |  |  | FALSE | #N/A | #N/A | #N/A | #N/A | #N/A | #N/A | #N/A | #N/A | #N/A | #N/A
FALSE | #N/A | #N/A | #N/A | #N/A | #N/A | #N/A | #N/A | #N/A | #N/A | #N/A |  |  |  | FALSE | #N/A | #N/A | #N/A | #N/A | #N/A | #N/A | #N/A | #N/A | #N/A | #N/A
FALSE | #N/A | #N/A | #N/A | #N/A | #N/A | #N/A | #N/A | #N/A | #N/A | #N/A |  |  |  | FALSE | #N/A | #N/A | #N/A | #N/A | #N/A | #N/A | #N/A | #N/A | #N/A | #N/A
FALSE | #N/A | #N/A | #N/A | #N/A | #N/A | #N/A | #N/A | #N/A | #N/A | #N/A |  |  |  | FALSE | #N/A | #N/A | #N/A | #N/A | #N/A | #N/A | #N/A | #N/A | #N/A | #N/A
FALSE | #N/A | #N/A | #N/A | #N/A | #N/A | #N/A | #N/A | #N/A | #N/A | #N/A |  |  |  | FALSE | #N/A | #N/A | #N/A | #N/A | #N/A | #N/A | #N/A | #N/A | #N/A | #N/A
FALSE | #N/A | #N/A | #N/A | #N/A | #N/A | #N/A | #N/A | #N/A | #N/A | #N/A |  |  |  | FALSE | #N/A | #N/A | #N/A | #N/A | #N/A | #N/A | #N/A | #N/A | #N/A | #N/A
FALSE | #N/A | #N/A | #N/A | #N/A | #N/A | #N/A | #N/A | #N/A | #N/A | #N/A |  |  |  | FALSE | #N/A | #N/A | #N/A | #N/A | #N/A | #N/A | #N/A | #N/A | #N/A | #N/A
FALSE | #N/A | #N/A | #N/A | #N/A | #N/A | #N/A | #N/A | #N/A | #N/A | #N/A |  |  |  | FALSE | #N/A | #N/A | #N/A | #N/A | #N/A | #N/A | #N/A | #N/A | #N/A | #N/A
FALSE | #N/A | #N/A | #N/A | #N/A | #N/A | #N/A | #N/A | #N/A | #N/A | #N/A |  |  |  | FALSE | #N/A | #N/A | #N/A | #N/A | #N/A | #N/A | #N/A | #N/A | #N/A | #N/A
FALSE | #N/A | #N/A | #N/A | #N/A | #N/A | #N/A | #N/A | #N/A | #N/A | #N/A |  |  |  | FALSE | #N/A | #N/A | #N/A | #N/A | #N/A | #N/A | #N/A | #N/A | #N/A | #N/A
FALSE | #N/A | #N/A | #N/A | #N/A | #N/A | #N/A | #N/A | #N/A | #N/A | #N/A |  |  |  | FALSE | #N/A | #N/A | #N/A | #N/A | #N/A | #N/A | #N/A | #N/A | #N/A | #N/A
FALSE | #N/A | #N/A | #N/A | #N/A | #N/A | #N/A | #N/A | #N/A | #N/A | #N/A |  |  |  | FALSE | #N/A | #N/A | #N/A | #N/A | #N/A | #N/A | #N/A | #N/A | #N/A | #N/A
FALSE | #N/A | #N/A | #N/A | #N/A | #N/A | #N/A | #N/A | #N/A | #N/A | #N/A |  |  |  | FALSE | #N/A | #N/A | #N/A | #N/A | #N/A | #N/A | #N/A | #N/A | #N/A | #N/A
FALSE | #N/A | #N/A | #N/A | #N/A | #N/A | #N/A | #N/A | #N/A | #N/A | #N/A |  |  |  | FALSE | #N/A | #N/A | #N/A | #N/A | #N/A | #N/A | #N/A | #N/A | #N/A | #N/A
FALSE | #N/A | #N/A | #N/A | #N/A | #N/A | #N/A | #N/A | #N/A | #N/A | #N/A |  |  |  | FALSE | #N/A | #N/A | #N/A | #N/A | #N/A | #N/A | #N/A | #N/A | #N/A | #N/A
FALSE | #N/A | #N/A | #N/A | #N/A | #N/A | #N/A | #N/A | #N/A | #N/A | #N/A |  |  |  | FALSE | #N/A | #N/A | #N/A | #N/A | #N/A | #N/A | #N/A | #N/A | #N/A | #N/A
FALSE | #N/A | #N/A | #N/A | #N/A | #N/A | #N/A | #N/A | #N/A | #N/A | #N/A |  |  |  | FALSE | #N/A | #N/A | #N/A | #N/A | #N/A | #N/A | #N/A | #N/A | #N/A | #N/A
FALSE | #N/A | #N/A | #N/A | #N/A | #N/A | #N/A | #N/A | #N/A | #N/A | #N/A |  |  |  | FALSE | #N/A | #N/A | #N/A | #N/A | #N/A | #N/A | #N/A | #N/A | #N/A | #N/A
FALSE | #N/A | #N/A | #N/A | #N/A | #N/A | #N/A | #N/A | #N/A | #N/A | #N/A |  |  |  | FALSE | #N/A | #N/A | #N/A | #N/A | #N/A | #N/A | #N/A | #N/A | #N/A | #N/A
FALSE | #N/A | #N/A | #N/A | #N/A | #N/A | #N/A | #N/A | #N/A | #N/A | #N/A |  |  |  | FALSE | #N/A | #N/A | #N/A | #N/A | #N/A | #N/A | #N/A | #N/A | #N/A | #N/A
FALSE | #N/A | #N/A | #N/A | #N/A | #N/A | #N/A | #N/A | #N/A | #N/A | #N/A |  |  |  | FALSE | #N/A | #N/A | #N/A | #N/A | #N/A | #N/A | #N/A | #N/A | #N/A | #N/A
FALSE | #N/A | #N/A | #N/A | #N/A | #N/A | #N/A | #N/A | #N/A | #N/A | #N/A |  |  |  | FALSE | #N/A | #N/A | #N/A | #N/A | #N/A | #N/A | #N/A | #N/A | #N/A | #N/A
FALSE | #N/A | #N/A | #N/A | #N/A | #N/A | #N/A | #N/A | #N/A | #N/A | #N/A |  |  |  | FALSE | #N/A | #N/A | #N/A | #N/A | #N/A | #N/A | #N/A | #N/A | #N/A | #N/A
FALSE | #N/A | #N/A | #N/A | #N/A | #N/A | #N/A | #N/A | #N/A | #N/A | #N/A |  |  |  | FALSE | #N/A | #N/A | #N/A | #N/A | #N/A | #N/A | #N/A | #N/A | #N/A | #N/A
FALSE | #N/A | #N/A | #N/A | #N/A | #N/A | #N/A | #N/A | #N/A | #N/A | #N/A |  |  |  | FALSE | #N/A | #N/A | #N/A | #N/A | #N/A | #N/A | #N/A | #N/A | #N/A | #N/A
FALSE | #N/A | #N/A | #N/A | #N/A | #N/A | #N/A | #N/A | #N/A | #N/A | #N/A |  |  |  | FALSE | #N/A | #N/A | #N/A | #N/A | #N/A | #N/A | #N/A | #N/A | #N/A | #N/A
FALSE | #N/A | #N/A | #N/A | #N/A | #N/A | #N/A | #N/A | #N/A | #N/A | #N/A |  |  |  | FALSE | #N/A | #N/A | #N/A | #N/A | #N/A | #N/A | #N/A | #N/A | #N/A | #N/A
FALSE | #N/A | #N/A | #N/A | #N/A | #N/A | #N/A | #N/A | #N/A | #N/A | #N/A |  |  |  | FALSE | #N/A | #N/A | #N/A | #N/A | #N/A | #N/A | #N/A | #N/A | #N/A | #N/A
FALSE | #N/A | #N/A | #N/A | #N/A | #N/A | #N/A | #N/A | #N/A | #N/A | #N/A |  |  |  | FALSE | #N/A | #N/A | #N/A | #N/A | #N/A | #N/A | #N/A | #N/A | #N/A | #N/A
FALSE | #N/A | #N/A | #N/A | #N/A | #N/A | #N/A | #N/A | #N/A | #N/A | #N/A |  |  |  | FALSE | #N/A | #N/A | #N/A | #N/A | #N/A | #N/A | #N/A | #N/A | #N/A | #N/A
FALSE | #N/A | #N/A | #N/A | #N/A | #N/A | #N/A | #N/A | #N/A | #N/A | #N/A |  |  |  | FALSE | #N/A | #N/A | #N/A | #N/A | #N/A | #N/A | #N/A | #N/A | #N/A | #N/A
FALSE | #N/A | #N/A | #N/A | #N/A | #N/A | #N/A | #N/A | #N/A | #N/A | #N/A |  |  |  | FALSE | #N/A | #N/A | #N/A | #N/A | #N/A | #N/A | #N/A | #N/A | #N/A | #N/A
FALSE | #N/A | #N/A | #N/A | #N/A | #N/A | #N/A | #N/A | #N/A | #N/A | #N/A |  |  |  | FALSE | #N/A | #N/A | #N/A | #N/A | #N/A | #N/A | #N/A | #N/A | #N/A | #N/A
FALSE | #N/A | #N/A | #N/A | #N/A | #N/A | #N/A | #N/A | #N/A | #N/A | #N/A |  |  |  | FALSE | #N/A | #N/A | #N/A | #N/A | #N/A | #N/A | #N/A | #N/A | #N/A | #N/A
FALSE | #N/A | #N/A | #N/A | #N/A | #N/A | #N/A | #N/A | #N/A | #N/A | #N/A |  |  |  | FALSE | #N/A | #N/A | #N/A | #N/A | #N/A | #N/A | #N/A | #N/A | #N/A | #N/A
FALSE | #N/A | #N/A | #N/A | #N/A | #N/A | #N/A | #N/A | #N/A | #N/A | #N/A |  |  |  | FALSE | #N/A | #N/A | #N/A | #N/A | #N/A | #N/A | #N/A | #N/A | #N/A | #N/A
FALSE | #N/A | #N/A | #N/A | #N/A | #N/A | #N/A | #N/A | #N/A | #N/A | #N/A |  |  |  | FALSE | #N/A | #N/A | #N/A | #N/A | #N/A | #N/A | #N/A | #N/A | #N/A | #N/A
FALSE | #N/A | #N/A | #N/A | #N/A | #N/A | #N/A | #N/A | #N/A | #N/A | #N/A |  |  |  | FALSE | #N/A | #N/A | #N/A | #N/A | #N/A | #N/A | #N/A | #N/A | #N/A | #N/A
FALSE | #N/A | #N/A | #N/A | #N/A | #N/A | #N/A | #N/A | #N/A | #N/A | #N/A |  |  |  | FALSE | #N/A | #N/A | #N/A | #N/A | #N/A | #N/A | #N/A | #N/A | #N/A | #N/A
FALSE | #N/A | #N/A | #N/A | #N/A | #N/A | #N/A | #N/A | #N/A | #N/A | #N/A |  |  |  | FALSE | #N/A | #N/A | #N/A | #N/A | #N/A | #N/A | #N/A | #N/A | #N/A | #N/A
FALSE | #N/A | #N/A | #N/A | #N/A | #N/A | #N/A | #N/A | #N/A | #N/A | #N/A |  |  |  | FALSE | #N/A | #N/A | #N/A | #N/A | #N/A | #N/A | #N/A | #N/A | #N/A | #N/A
FALSE | #N/A | #N/A | #N/A | #N/A | #N/A | #N/A | #N/A | #N/A | #N/A | #N/A |  |  |  | FALSE | #N/A | #N/A | #N/A | #N/A | #N/A | #N/A | #N/A | #N/A | #N/A | #N/A
FALSE | #N/A | #N/A | #N/A | #N/A | #N/A | #N/A | #N/A | #N/A | #N/A | #N/A |  |  |  | FALSE | #N/A | #N/A | #N/A | #N/A | #N/A | #N/A | #N/A | #N/A | #N/A | #N/A
FALSE | #N/A | #N/A | #N/A | #N/A | #N/A | #N/A | #N/A | #N/A | #N/A | #N/A |  |  |  | FALSE | #N/A | #N/A | #N/A | #N/A | #N/A | #N/A | #N/A | #N/A | #N/A | #N/A
FALSE | #N/A | #N/A | #N/A | #N/A | #N/A | #N/A | #N/A | #N/A | #N/A | #N/A |  |  |  | FALSE | #N/A | #N/A | #N/A | #N/A | #N/A | #N/A | #N/A | #N/A | #N/A | #N/A
FALSE | #N/A | #N/A | #N/A | #N/A | #N/A | #N/A | #N/A | #N/A | #N/A | #N/A |  |  |  | FALSE | #N/A | #N/A | #N/A | #N/A | #N/A | #N/A | #N/A | #N/A | #N/A | #N/A
FALSE | #N/A | #N/A | #N/A | #N/A | #N/A | #N/A | #N/A | #N/A | #N/A | #N/A |  |  |  | FALSE | #N/A | #N/A | #N/A | #N/A | #N/A | #N/A | #N/A | #N/A | #N/A | #N/A
FALSE | #N/A | #N/A | #N/A | #N/A | #N/A | #N/A | #N/A | #N/A | #N/A | #N/A |  |  |  | FALSE | #N/A | #N/A | #N/A | #N/A | #N/A | #N/A | #N/A | #N/A | #N/A | #N/A
FALSE | #N/A | #N/A | #N/A | #N/A | #N/A | #N/A | #N/A | #N/A | #N/A | #N/A |  |  |  | FALSE | #N/A | #N/A | #N/A | #N/A | #N/A | #N/A | #N/A | #N/A | #N/A | #N/A
FALSE | #N/A | #N/A | #N/A | #N/A | #N/A | #N/A | #N/A | #N/A | #N/A | #N/A |  |  |  | FALSE | #N/A | #N/A | #N/A | #N/A | #N/A | #N/A | #N/A | #N/A | #N/A | #N/A
FALSE | #N/A | #N/A | #N/A | #N/A | #N/A | #N/A | #N/A | #N/A | #N/A | #N/A |  |  |  | FALSE | #N/A | #N/A | #N/A | #N/A | #N/A | #N/A | #N/A | #N/A | #N/A | #N/A
FALSE | #N/A | #N/A | #N/A | #N/A | #N/A | #N/A | #N/A | #N/A | #N/A | #N/A |  |  |  | FALSE | #N/A | #N/A | #N/A | #N/A | #N/A | #N/A | #N/A | #N/A | #N/A | #N/A
FALSE | #N/A | #N/A | #N/A | #N/A | #N/A | #N/A | #N/A | #N/A | #N/A | #N/A |  |  |  | FALSE | #N/A | #N/A | #N/A | #N/A | #N/A | #N/A | #N/A | #N/A | #N/A | #N/A
FALSE | #N/A | #N/A | #N/A | #N/A | #N/A | #N/A | #N/A | #N/A | #N/A | #N/A |  |  |  | FALSE | #N/A | #N/A | #N/A | #N/A | #N/A | #N/A | #N/A | #N/A | #N/A | #N/A
FALSE | #N/A | #N/A | #N/A | #N/A | #N/A | #N/A | #N/A | #N/A | #N/A | #N/A |  |  |  | FALSE | #N/A | #N/A | #N/A | #N/A | #N/A | #N/A | #N/A | #N/A | #N/A | #N/A
FALSE | #N/A | #N/A | #N/A | #N/A | #N/A | #N/A | #N/A | #N/A | #N/A | #N/A |  |  |  | FALSE | #N/A | #N/A | #N/A | #N/A | #N/A | #N/A | #N/A | #N/A | #N/A | #N/A
FALSE | #N/A | #N/A | #N/A | #N/A | #N/A | #N/A | #N/A | #N/A | #N/A | #N/A |  |  |  | FALSE | #N/A | #N/A | #N/A | #N/A | #N/A | #N/A | #N/A | #N/A | #N/A | #N/A
FALSE | #N/A | #N/A | #N/A | #N/A | #N/A | #N/A | #N/A | #N/A | #N/A | #N/A |  |  |  | FALSE | #N/A | #N/A | #N/A | #N/A | #N/A | #N/A | #N/A | #N/A | #N/A | #N/A
FALSE | #N/A | #N/A | #N/A | #N/A | #N/A | #N/A | #N/A | #N/A | #N/A | #N/A |  |  |  | FALSE | #N/A | #N/A | #N/A | #N/A | #N/A | #N/A | #N/A | #N/A | #N/A | #N/A
FALSE | #N/A | #N/A | #N/A | #N/A | #N/A | #N/A | #N/A | #N/A | #N/A | #N/A |  |  |  | FALSE | #N/A | #N/A | #N/A | #N/A | #N/A | #N/A | #N/A | #N/A | #N/A | #N/A
FALSE | #N/A | #N/A | #N/A | #N/A | #N/A | #N/A | #N/A | #N/A | #N/A | #N/A |  |  |  | FALSE | #N/A | #N/A | #N/A | #N/A | #N/A | #N/A | #N/A | #N/A | #N/A | #N/A
FALSE | #N/A | #N/A | #N/A | #N/A | #N/A | #N/A | #N/A | #N/A | #N/A | #N/A |  |  |  | FALSE | #N/A | #N/A | #N/A | #N/A | #N/A | #N/A | #N/A | #N/A | #N/A | #N/A
FALSE | #N/A | #N/A | #N/A | #N/A | #N/A | #N/A | #N/A | #N/A | #N/A | #N/A |  |  |  | FALSE | #N/A | #N/A | #N/A | #N/A | #N/A | #N/A | #N/A | #N/A | #N/A | #N/A
FALSE | #N/A | #N/A | #N/A | #N/A | #N/A | #N/A | #N/A | #N/A | #N/A | #N/A |  |  |  | FALSE | #N/A | #N/A | #N/A | #N/A | #N/A | #N/A | #N/A | #N/A | #N/A | #N/A
FALSE | #N/A | #N/A | #N/A | #N/A | #N/A | #N/A | #N/A | #N/A | #N/A | #N/A |  |  |  | FALSE | #N/A | #N/A | #N/A | #N/A | #N/A | #N/A | #N/A | #N/A | #N/A | #N/A
FALSE | #N/A | #N/A | #N/A | #N/A | #N/A | #N/A | #N/A | #N/A | #N/A | #N/A |  |  |  | FALSE | #N/A | #N/A | #N/A | #N/A | #N/A | #N/A | #N/A | #N/A | #N/A | #N/A
FALSE | #N/A | #N/A | #N/A | #N/A | #N/A | #N/A | #N/A | #N/A | #N/A | #N/A |  |  |  | FALSE | #N/A | #N/A | #N/A | #N/A | #N/A | #N/A | #N/A | #N/A | #N/A | #N/A
FALSE | #N/A | #N/A | #N/A | #N/A | #N/A | #N/A | #N/A | #N/A | #N/A | #N/A |  |  |  | FALSE | #N/A | #N/A | #N/A | #N/A | #N/A | #N/A | #N/A | #N/A | #N/A | #N/A
FALSE | #N/A | #N/A | #N/A | #N/A | #N/A | #N/A | #N/A | #N/A | #N/A | #N/A |  |  |  | FALSE | #N/A | #N/A | #N/A | #N/A | #N/A | #N/A | #N/A | #N/A | #N/A | #N/A
FALSE | #N/A | #N/A | #N/A | #N/A | #N/A | #N/A | #N/A | #N/A | #N/A | #N/A |  |  |  | FALSE | #N/A | #N/A | #N/A | #N/A | #N/A | #N/A | #N/A | #N/A | #N/A | #N/A
FALSE | #N/A | #N/A | #N/A | #N/A | #N/A | #N/A | #N/A | #N/A | #N/A | #N/A |  |  |  | FALSE | #N/A | #N/A | #N/A | #N/A | #N/A | #N/A | #N/A | #N/A | #N/A | #N/A
FALSE | #N/A | #N/A | #N/A | #N/A | #N/A | #N/A | #N/A | #N/A | #N/A | #N/A |  |  |  | FALSE | #N/A | #N/A | #N/A | #N/A | #N/A | #N/A | #N/A | #N/A | #N/A | #N/A
FALSE | #N/A | #N/A | #N/A | #N/A | #N/A | #N/A | #N/A | #N/A | #N/A | #N/A |  |  |  | FALSE | #N/A | #N/A | #N/A | #N/A | #N/A | #N/A | #N/A | #N/A | #N/A | #N/A
FALSE | #N/A | #N/A | #N/A | #N/A | #N/A | #N/A | #N/A | #N/A | #N/A | #N/A |  |  |  | FALSE | #N/A | #N/A | #N/A | #N/A | #N/A | #N/A | #N/A | #N/A | #N/A | #N/A
FALSE | #N/A | #N/A | #N/A | #N/A | #N/A | #N/A | #N/A | #N/A | #N/A | #N/A |  |  |  | FALSE | #N/A | #N/A | #N/A | #N/A | #N/A | #N/A | #N/A | #N/A | #N/A | #N/A
FALSE | #N/A | #N/A | #N/A | #N/A | #N/A | #N/A | #N/A | #N/A | #N/A | #N/A |  |  |  | FALSE | #N/A | #N/A | #N/A | #N/A | #N/A | #N/A | #N/A | #N/A | #N/A | #N/A
FALSE | #N/A | #N/A | #N/A | #N/A | #N/A | #N/A | #N/A | #N/A | #N/A | #N/A |  |  |  | FALSE | #N/A | #N/A | #N/A | #N/A | #N/A | #N/A | #N/A | #N/A | #N/A | #N/A
FALSE | #N/A | #N/A | #N/A | #N/A | #N/A | #N/A | #N/A | #N/A | #N/A | #N/A |  |  |  | FALSE | #N/A | #N/A | #N/A | #N/A | #N/A | #N/A | #N/A | #N/A | #N/A | #N/A
FALSE | #N/A | #N/A | #N/A | #N/A | #N/A | #N/A | #N/A | #N/A | #N/A | #N/A |  |  |  | FALSE | #N/A | #N/A | #N/A | #N/A | #N/A | #N/A | #N/A | #N/A | #N/A | #N/A
FALSE | #N/A | #N/A | #N/A | #N/A | #N/A | #N/A | #N/A | #N/A | #N/A | #N/A |  |  |  | FALSE | #N/A | #N/A | #N/A | #N/A | #N/A | #N/A | #N/A | #N/A | #N/A | #N/A
FALSE | #N/A | #N/A | #N/A | #N/A | #N/A | #N/A | #N/A | #N/A | #N/A | #N/A |  |  |  | FALSE | #N/A | #N/A | #N/A | #N/A | #N/A | #N/A | #N/A | #N/A | #N/A | #N/A
FALSE | #N/A | #N/A | #N/A | #N/A | #N/A | #N/A | #N/A | #N/A | #N/A | #N/A |  |  |  | FALSE | #N/A | #N/A | #N/A | #N/A | #N/A | #N/A | #N/A | #N/A | #N/A | #N/A
FALSE | #N/A | #N/A | #N/A | #N/A | #N/A | #N/A | #N/A | #N/A | #N/A | #N/A |  |  |  | FALSE | #N/A | #N/A | #N/A | #N/A | #N/A | #N/A | #N/A | #N/A | #N/A | #N/A
FALSE | #N/A | #N/A | #N/A | #N/A | #N/A | #N/A | #N/A | #N/A | #N/A | #N/A |  |  |  | FALSE | #N/A | #N/A | #N/A | #N/A | #N/A | #N/A | #N/A | #N/A | #N/A | #N/A
FALSE | #N/A | #N/A | #N/A | #N/A | #N/A | #N/A | #N/A | #N/A | #N/A | #N/A |  |  |  | FALSE | #N/A | #N/A | #N/A | #N/A | #N/A | #N/A | #N/A | #N/A | #N/A | #N/A
FALSE | #N/A | #N/A | #N/A | #N/A | #N/A | #N/A | #N/A | #N/A | #N/A | #N/A |  |  |  | FALSE | #N/A | #N/A | #N/A | #N/A | #N/A | #N/A | #N/A | #N/A | #N/A | #N/A
FALSE | #N/A | #N/A | #N/A | #N/A | #N/A | #N/A | #N/A | #N/A | #N/A | #N/A |  |  |  | FALSE | #N/A | #N/A | #N/A | #N/A | #N/A | #N/A | #N/A | #N/A | #N/A | #N/A
FALSE | #N/A | #N/A | #N/A | #N/A | #N/A | #N/A | #N/A | #N/A | #N/A | #N/A |  |  |  | FALSE | #N/A | #N/A | #N/A | #N/A | #N/A | #N/A | #N/A | #N/A | #N/A | #N/A
FALSE | #N/A | #N/A | #N/A | #N/A | #N/A | #N/A | #N/A | #N/A | #N/A | #N/A |  |  |  | FALSE | #N/A | #N/A | #N/A | #N/A | #N/A | #N/A | #N/A | #N/A | #N/A | #N/A
FALSE | #N/A | #N/A | #N/A | #N/A | #N/A | #N/A | #N/A | #N/A | #N/A | #N/A |  |  |  | FALSE | #N/A | #N/A | #N/A | #N/A | #N/A | #N/A | #N/A | #N/A | #N/A | #N/A
FALSE | #N/A | #N/A | #N/A | #N/A | #N/A | #N/A | #N/A | #N/A | #N/A | #N/A |  |  |  | FALSE | #N/A | #N/A | #N/A | #N/A | #N/A | #N/A | #N/A | #N/A | #N/A | #N/A
FALSE | #N/A | #N/A | #N/A | #N/A | #N/A | #N/A | #N/A | #N/A | #N/A | #N/A |  |  |  | FALSE | #N/A | #N/A | #N/A | #N/A | #N/A | #N/A | #N/A | #N/A | #N/A | #N/A
FALSE | #N/A | #N/A | #N/A | #N/A | #N/A | #N/A | #N/A | #N/A | #N/A | #N/A |  |  |  | FALSE | #N/A | #N/A | #N/A | #N/A | #N/A | #N/A | #N/A | #N/A | #N/A | #N/A
FALSE | #N/A | #N/A | #N/A | #N/A | #N/A | #N/A | #N/A | #N/A | #N/A | #N/A |  |  |  | FALSE | #N/A | #N/A | #N/A | #N/A | #N/A | #N/A | #N/A | #N/A | #N/A | #N/A
FALSE | #N/A | #N/A | #N/A | #N/A | #N/A | #N/A | #N/A | #N/A | #N/A | #N/A |  |  |  | FALSE | #N/A | #N/A | #N/A | #N/A | #N/A | #N/A | #N/A | #N/A | #N/A | #N/A
FALSE | #N/A | #N/A | #N/A | #N/A | #N/A | #N/A | #N/A | #N/A | #N/A | #N/A |  |  |  | FALSE | #N/A | #N/A | #N/A | #N/A | #N/A | #N/A | #N/A | #N/A | #N/A | #N/A
FALSE | #N/A | #N/A | #N/A | #N/A | #N/A | #N/A | #N/A | #N/A | #N/A | #N/A |  |  |  | FALSE | #N/A | #N/A | #N/A | #N/A | #N/A | #N/A | #N/A | #N/A | #N/A | #N/A
FALSE | #N/A | #N/A | #N/A | #N/A | #N/A | #N/A | #N/A | #N/A | #N/A | #N/A |  |  |  | FALSE | #N/A | #N/A | #N/A | #N/A | #N/A | #N/A | #N/A | #N/A | #N/A | #N/A
FALSE | #N/A | #N/A | #N/A | #N/A | #N/A | #N/A | #N/A | #N/A | #N/A | #N/A |  |  |  | FALSE | #N/A | #N/A | #N/A | #N/A | #N/A | #N/A | #N/A | #N/A | #N/A | #N/A
FALSE | #N/A | #N/A | #N/A | #N/A | #N/A | #N/A | #N/A | #N/A | #N/A | #N/A |  |  |  | FALSE | #N/A | #N/A | #N/A | #N/A | #N/A | #N/A | #N/A | #N/A | #N/A | #N/A
FALSE | #N/A | #N/A | #N/A | #N/A | #N/A | #N/A | #N/A | #N/A | #N/A | #N/A |  |  |  | FALSE | #N/A | #N/A | #N/A | #N/A | #N/A | #N/A | #N/A | #N/A | #N/A | #N/A
FALSE | #N/A | #N/A | #N/A | #N/A | #N/A | #N/A | #N/A | #N/A | #N/A | #N/A |  |  |  | FALSE | #N/A | #N/A | #N/A | #N/A | #N/A | #N/A | #N/A | #N/A | #N/A | #N/A
FALSE | #N/A | #N/A | #N/A | #N/A | #N/A | #N/A | #N/A | #N/A | #N/A | #N/A |  |  |  | FALSE | #N/A | #N/A | #N/A | #N/A | #N/A | #N/A | #N/A | #N/A | #N/A | #N/A
FALSE | #N/A | #N/A | #N/A | #N/A | #N/A | #N/A | #N/A | #N/A | #N/A | #N/A |  |  |  | FALSE | #N/A | #N/A | #N/A | #N/A | #N/A | #N/A | #N/A | #N/A | #N/A | #N/A
FALSE | #N/A | #N/A | #N/A | #N/A | #N/A | #N/A | #N/A | #N/A | #N/A | #N/A |  |  |  | FALSE | #N/A | #N/A | #N/A | #N/A | #N/A | #N/A | #N/A | #N/A | #N/A | #N/A
FALSE | #N/A | #N/A | #N/A | #N/A | #N/A | #N/A | #N/A | #N/A | #N/A | #N/A |  |  |  | FALSE | #N/A | #N/A | #N/A | #N/A | #N/A | #N/A | #N/A | #N/A | #N/A | #N/A
FALSE | #N/A | #N/A | #N/A | #N/A | #N/A | #N/A | #N/A | #N/A | #N/A | #N/A |  |  |  | FALSE | #N/A | #N/A | #N/A | #N/A | #N/A | #N/A | #N/A | #N/A | #N/A | #N/A
FALSE | #N/A | #N/A | #N/A | #N/A | #N/A | #N/A | #N/A | #N/A | #N/A | #N/A |  |  |  | FALSE | #N/A | #N/A | #N/A | #N/A | #N/A | #N/A | #N/A | #N/A | #N/A | #N/A
FALSE | #N/A | #N/A | #N/A | #N/A | #N/A | #N/A | #N/A | #N/A | #N/A | #N/A |  |  |  | FALSE | #N/A | #N/A | #N/A | #N/A | #N/A | #N/A | #N/A | #N/A | #N/A | #N/A
FALSE | #N/A | #N/A | #N/A | #N/A | #N/A | #N/A | #N/A | #N/A | #N/A | #N/A |  |  |  | FALSE | #N/A | #N/A | #N/A | #N/A | #N/A | #N/A | #N/A | #N/A | #N/A | #N/A
FALSE | #N/A | #N/A | #N/A | #N/A | #N/A | #N/A | #N/A | #N/A | #N/A | #N/A |  |  |  | FALSE | #N/A | #N/A | #N/A | #N/A | #N/A | #N/A | #N/A | #N/A | #N/A | #N/A
FALSE | #N/A | #N/A | #N/A | #N/A | #N/A | #N/A | #N/A | #N/A | #N/A | #N/A |  |  |  | FALSE | #N/A | #N/A | #N/A | #N/A | #N/A | #N/A | #N/A | #N/A | #N/A | #N/A
FALSE | #N/A | #N/A | #N/A | #N/A | #N/A | #N/A | #N/A | #N/A | #N/A | #N/A |  |  |  | FALSE | #N/A | #N/A | #N/A | #N/A | #N/A | #N/A | #N/A | #N/A | #N/A | #N/A
FALSE | #N/A | #N/A | #N/A | #N/A | #N/A | #N/A | #N/A | #N/A | #N/A | #N/A |  |  |  | FALSE | #N/A | #N/A | #N/A | #N/A | #N/A | #N/A | #N/A | #N/A | #N/A | #N/A
FALSE | #N/A | #N/A | #N/A | #N/A | #N/A | #N/A | #N/A | #N/A | #N/A | #N/A |  |  |  | FALSE | #N/A | #N/A | #N/A | #N/A | #N/A | #N/A | #N/A | #N/A | #N/A | #N/A
FALSE | #N/A | #N/A | #N/A | #N/A | #N/A | #N/A | #N/A | #N/A | #N/A | #N/A |  |  |  | FALSE | #N/A | #N/A | #N/A | #N/A | #N/A | #N/A | #N/A | #N/A | #N/A | #N/A
FALSE | #N/A | #N/A | #N/A | #N/A | #N/A | #N/A | #N/A | #N/A | #N/A | #N/A |  |  |  | FALSE | #N/A | #N/A | #N/A | #N/A | #N/A | #N/A | #N/A | #N/A | #N/A | #N/A
FALSE | #N/A | #N/A | #N/A | #N/A | #N/A | #N/A | #N/A | #N/A | #N/A | #N/A |  |  |  | FALSE | #N/A | #N/A | #N/A | #N/A | #N/A | #N/A | #N/A | #N/A | #N/A | #N/A
FALSE | #N/A | #N/A | #N/A | #N/A | #N/A | #N/A | #N/A | #N/A | #N/A | #N/A |  |  |  | FALSE | #N/A | #N/A | #N/A | #N/A | #N/A | #N/A | #N/A | #N/A | #N/A | #N/A
FALSE | #N/A | #N/A | #N/A | #N/A | #N/A | #N/A | #N/A | #N/A | #N/A | #N/A |  |  |  | FALSE | #N/A | #N/A | #N/A | #N/A | #N/A | #N/A | #N/A | #N/A | #N/A | #N/A
FALSE | #N/A | #N/A | #N/A | #N/A | #N/A | #N/A | #N/A | #N/A | #N/A | #N/A |  |  |  | FALSE | #N/A | #N/A | #N/A | #N/A | #N/A | #N/A | #N/A | #N/A | #N/A | #N/A
FALSE | #N/A | #N/A | #N/A | #N/A | #N/A | #N/A | #N/A | #N/A | #N/A | #N/A |  |  |  | FALSE | #N/A | #N/A | #N/A | #N/A | #N/A | #N/A | #N/A | #N/A | #N/A | #N/A
FALSE | #N/A | #N/A | #N/A | #N/A | #N/A | #N/A | #N/A | #N/A | #N/A | #N/A |  |  |  | FALSE | #N/A | #N/A | #N/A | #N/A | #N/A | #N/A | #N/A | #N/A | #N/A | #N/A
FALSE | #N/A | #N/A | #N/A | #N/A | #N/A | #N/A | #N/A | #N/A | #N/A | #N/A |  |  |  | FALSE | #N/A | #N/A | #N/A | #N/A | #N/A | #N/A | #N/A | #N/A | #N/A | #N/A
FALSE | #N/A | #N/A | #N/A | #N/A | #N/A | #N/A | #N/A | #N/A | #N/A | #N/A |  |  |  | FALSE | #N/A | #N/A | #N/A | #N/A | #N/A | #N/A | #N/A | #N/A | #N/A | #N/A
FALSE | #N/A | #N/A | #N/A | #N/A | #N/A | #N/A | #N/A | #N/A | #N/A | #N/A |  |  |  | FALSE | #N/A | #N/A | #N/A | #N/A | #N/A | #N/A | #N/A | #N/A | #N/A | #N/A
FALSE | #N/A | #N/A | #N/A | #N/A | #N/A | #N/A | #N/A | #N/A | #N/A | #N/A |  |  |  | FALSE | #N/A | #N/A | #N/A | #N/A | #N/A | #N/A | #N/A | #N/A | #N/A | #N/A
FALSE | #N/A | #N/A | #N/A | #N/A | #N/A | #N/A | #N/A | #N/A | #N/A | #N/A |  |  |  | FALSE | #N/A | #N/A | #N/A | #N/A | #N/A | #N/A | #N/A | #N/A | #N/A | #N/A
FALSE | #N/A | #N/A | #N/A | #N/A | #N/A | #N/A | #N/A | #N/A | #N/A | #N/A |  |  |  | FALSE | #N/A | #N/A | #N/A | #N/A | #N/A | #N/A | #N/A | #N/A | #N/A | #N/A
FALSE | #N/A | #N/A | #N/A | #N/A | #N/A | #N/A | #N/A | #N/A | #N/A | #N/A |  |  |  | FALSE | #N/A | #N/A | #N/A | #N/A | #N/A | #N/A | #N/A | #N/A | #N/A | #N/A
FALSE | #N/A | #N/A | #N/A | #N/A | #N/A | #N/A | #N/A | #N/A | #N/A | #N/A |  |  |  | FALSE | #N/A | #N/A | #N/A | #N/A | #N/A | #N/A | #N/A | #N/A | #N/A | #N/A
FALSE | #N/A | #N/A | #N/A | #N/A | #N/A | #N/A | #N/A | #N/A | #N/A | #N/A |  |  |  | FALSE | #N/A | #N/A | #N/A | #N/A | #N/A | #N/A | #N/A | #N/A | #N/A | #N/A
FALSE | #N/A | #N/A | #N/A | #N/A | #N/A | #N/A | #N/A | #N/A | #N/A | #N/A |  |  |  | FALSE | #N/A | #N/A | #N/A | #N/A | #N/A | #N/A | #N/A | #N/A | #N/A | #N/A
FALSE | #N/A | #N/A | #N/A | #N/A | #N/A | #N/A | #N/A | #N/A | #N/A | #N/A |  |  |  | FALSE | #N/A | #N/A | #N/A | #N/A | #N/A | #N/A | #N/A | #N/A | #N/A | #N/A
FALSE | #N/A | #N/A | #N/A | #N/A | #N/A | #N/A | #N/A | #N/A | #N/A | #N/A |  |  |  | FALSE | #N/A | #N/A | #N/A | #N/A | #N/A | #N/A | #N/A | #N/A | #N/A | #N/A
FALSE | #N/A | #N/A | #N/A | #N/A | #N/A | #N/A | #N/A | #N/A | #N/A | #N/A |  |  |  | FALSE | #N/A | #N/A | #N/A | #N/A | #N/A | #N/A | #N/A | #N/A | #N/A | #N/A
FALSE | #N/A | #N/A | #N/A | #N/A | #N/A | #N/A | #N/A | #N/A | #N/A | #N/A |  |  |  | FALSE | #N/A | #N/A | #N/A | #N/A | #N/A | #N/A | #N/A | #N/A | #N/A | #N/A
FALSE | #N/A | #N/A | #N/A | #N/A | #N/A | #N/A | #N/A | #N/A | #N/A | #N/A |  |  |  | FALSE | #N/A | #N/A | #N/A | #N/A | #N/A | #N/A | #N/A | #N/A | #N/A | #N/A
FALSE | #N/A | #N/A | #N/A | #N/A | #N/A | #N/A | #N/A | #N/A | #N/A | #N/A |  |  |  | FALSE | #N/A | #N/A | #N/A | #N/A | #N/A | #N/A | #N/A | #N/A | #N/A | #N/A
FALSE | #N/A | #N/A | #N/A | #N/A | #N/A | #N/A | #N/A | #N/A | #N/A | #N/A |  |  |  | FALSE | #N/A | #N/A | #N/A | #N/A | #N/A | #N/A | #N/A | #N/A | #N/A | #N/A
FALSE | #N/A | #N/A | #N/A | #N/A | #N/A | #N/A | #N/A | #N/A | #N/A | #N/A |  |  |  | FALSE | #N/A | #N/A | #N/A | #N/A | #N/A | #N/A | #N/A | #N/A | #N/A | #N/A
FALSE | #N/A | #N/A | #N/A | #N/A | #N/A | #N/A | #N/A | #N/A | #N/A | #N/A |  |  |  | FALSE | #N/A | #N/A | #N/A | #N/A | #N/A | #N/A | #N/A | #N/A | #N/A | #N/A
FALSE | #N/A | #N/A | #N/A | #N/A | #N/A | #N/A | #N/A | #N/A | #N/A | #N/A |  |  |  | FALSE | #N/A | #N/A | #N/A | #N/A | #N/A | #N/A | #N/A | #N/A | #N/A | #N/A
FALSE | #N/A | #N/A | #N/A | #N/A | #N/A | #N/A | #N/A | #N/A | #N/A | #N/A |  |  |  | FALSE | #N/A | #N/A | #N/A | #N/A | #N/A | #N/A | #N/A | #N/A | #N/A | #N/A
FALSE | #N/A | #N/A | #N/A | #N/A | #N/A | #N/A | #N/A | #N/A | #N/A | #N/A |  |  |  | FALSE | #N/A | #N/A | #N/A | #N/A | #N/A | #N/A | #N/A | #N/A | #N/A | #N/A
FALSE | #N/A | #N/A | #N/A | #N/A | #N/A | #N/A | #N/A | #N/A | #N/A | #N/A |  |  |  | FALSE | #N/A | #N/A | #N/A | #N/A | #N/A | #N/A | #N/A | #N/A | #N/A | #N/A
FALSE | #N/A | #N/A | #N/A | #N/A | #N/A | #N/A | #N/A | #N/A | #N/A | #N/A |  |  |  | FALSE | #N/A | #N/A | #N/A | #N/A | #N/A | #N/A | #N/A | #N/A | #N/A | #N/A
FALSE | #N/A | #N/A | #N/A | #N/A | #N/A | #N/A | #N/A | #N/A | #N/A | #N/A |  |  |  | FALSE | #N/A | #N/A | #N/A | #N/A | #N/A | #N/A | #N/A | #N/A | #N/A | #N/A
FALSE | #N/A | #N/A | #N/A | #N/A | #N/A | #N/A | #N/A | #N/A | #N/A | #N/A |  |  |  | FALSE | #N/A | #N/A | #N/A | #N/A | #N/A | #N/A | #N/A | #N/A | #N/A | #N/A
FALSE | #N/A | #N/A | #N/A | #N/A | #N/A | #N/A | #N/A | #N/A | #N/A | #N/A |  |  |  | FALSE | #N/A | #N/A | #N/A | #N/A | #N/A | #N/A | #N/A | #N/A | #N/A | #N/A
FALSE | #N/A | #N/A | #N/A | #N/A | #N/A | #N/A | #N/A | #N/A | #N/A | #N/A |  |  |  | FALSE | #N/A | #N/A | #N/A | #N/A | #N/A | #N/A | #N/A | #N/A | #N/A | #N/A
FALSE | #N/A | #N/A | #N/A | #N/A | #N/A | #N/A | #N/A | #N/A | #N/A | #N/A |  |  |  | FALSE | #N/A | #N/A | #N/A | #N/A | #N/A | #N/A | #N/A | #N/A | #N/A | #N/A
FALSE | #N/A | #N/A | #N/A | #N/A | #N/A | #N/A | #N/A | #N/A | #N/A | #N/A |  |  |  | FALSE | #N/A | #N/A | #N/A | #N/A | #N/A | #N/A | #N/A | #N/A | #N/A | #N/A
FALSE | #N/A | #N/A | #N/A | #N/A | #N/A | #N/A | #N/A | #N/A | #N/A | #N/A |  |  |  | FALSE | #N/A | #N/A | #N/A | #N/A | #N/A | #N/A | #N/A | #N/A | #N/A | #N/A
FALSE | #N/A | #N/A | #N/A | #N/A | #N/A | #N/A | #N/A | #N/A | #N/A | #N/A |  |  |  | FALSE | #N/A | #N/A | #N/A | #N/A | #N/A | #N/A | #N/A | #N/A | #N/A | #N/A
FALSE | #N/A | #N/A | #N/A | #N/A | #N/A | #N/A | #N/A | #N/A | #N/A | #N/A |  |  |  | FALSE | #N/A | #N/A | #N/A | #N/A | #N/A | #N/A | #N/A | #N/A | #N/A | #N/A
FALSE | #N/A | #N/A | #N/A | #N/A | #N/A | #N/A | #N/A | #N/A | #N/A | #N/A |  |  |  | FALSE | #N/A | #N/A | #N/A | #N/A | #N/A | #N/A | #N/A | #N/A | #N/A | #N/A
FALSE | #N/A | #N/A | #N/A | #N/A | #N/A | #N/A | #N/A | #N/A | #N/A | #N/A |  |  |  | FALSE | #N/A | #N/A | #N/A | #N/A | #N/A | #N/A | #N/A | #N/A | #N/A | #N/A
FALSE | #N/A | #N/A | #N/A | #N/A | #N/A | #N/A | #N/A | #N/A | #N/A | #N/A |  |  |  | FALSE | #N/A | #N/A | #N/A | #N/A | #N/A | #N/A | #N/A | #N/A | #N/A | #N/A
FALSE | #N/A | #N/A | #N/A | #N/A | #N/A | #N/A | #N/A | #N/A | #N/A | #N/A |  |  |  | FALSE | #N/A | #N/A | #N/A | #N/A | #N/A | #N/A | #N/A | #N/A | #N/A | #N/A
FALSE | #N/A | #N/A | #N/A | #N/A | #N/A | #N/A | #N/A | #N/A | #N/A | #N/A |  |  |  | FALSE | #N/A | #N/A | #N/A | #N/A | #N/A | #N/A | #N/A | #N/A | #N/A | #N/A
FALSE | #N/A | #N/A | #N/A | #N/A | #N/A | #N/A | #N/A | #N/A | #N/A | #N/A |  |  |  | FALSE | #N/A | #N/A | #N/A | #N/A | #N/A | #N/A | #N/A | #N/A | #N/A | #N/A
FALSE | #N/A | #N/A | #N/A | #N/A | #N/A | #N/A | #N/A | #N/A | #N/A | #N/A |  |  |  | FALSE | #N/A | #N/A | #N/A | #N/A | #N/A | #N/A | #N/A | #N/A | #N/A | #N/A
FALSE | #N/A | #N/A | #N/A | #N/A | #N/A | #N/A | #N/A | #N/A | #N/A | #N/A |  |  |  | FALSE | #N/A | #N/A | #N/A | #N/A | #N/A | #N/A | #N/A | #N/A | #N/A | #N/A
FALSE | #N/A | #N/A | #N/A | #N/A | #N/A | #N/A | #N/A | #N/A | #N/A | #N/A |  |  |  | FALSE | #N/A | #N/A | #N/A | #N/A | #N/A | #N/A | #N/A | #N/A | #N/A | #N/A
FALSE | #N/A | #N/A | #N/A | #N/A | #N/A | #N/A | #N/A | #N/A | #N/A | #N/A |  |  |  | FALSE | #N/A | #N/A | #N/A | #N/A | #N/A | #N/A | #N/A | #N/A | #N/A | #N/A
FALSE | #N/A | #N/A | #N/A | #N/A | #N/A | #N/A | #N/A | #N/A | #N/A | #N/A |  |  |  | FALSE | #N/A | #N/A | #N/A | #N/A | #N/A | #N/A | #N/A | #N/A | #N/A | #N/A
FALSE | #N/A | #N/A | #N/A | #N/A | #N/A | #N/A | #N/A | #N/A | #N/A | #N/A |  |  |  | FALSE | #N/A | #N/A | #N/A | #N/A | #N/A | #N/A | #N/A | #N/A | #N/A | #N/A
FALSE | #N/A | #N/A | #N/A | #N/A | #N/A | #N/A | #N/A | #N/A | #N/A | #N/A |  |  |  | FALSE | #N/A | #N/A | #N/A | #N/A | #N/A | #N/A | #N/A | #N/A | #N/A | #N/A
FALSE | #N/A | #N/A | #N/A | #N/A | #N/A | #N/A | #N/A | #N/A | #N/A | #N/A |  |  |  | FALSE | #N/A | #N/A | #N/A | #N/A | #N/A | #N/A | #N/A | #N/A | #N/A | #N/A
FALSE | #N/A | #N/A | #N/A | #N/A | #N/A | #N/A | #N/A | #N/A | #N/A | #N/A |  |  |  | FALSE | #N/A | #N/A | #N/A | #N/A | #N/A | #N/A | #N/A | #N/A | #N/A | #N/A
FALSE | #N/A | #N/A | #N/A | #N/A | #N/A | #N/A | #N/A | #N/A | #N/A | #N/A |  |  |  | FALSE | #N/A | #N/A | #N/A | #N/A | #N/A | #N/A | #N/A | #N/A | #N/A | #N/A
FALSE | #N/A | #N/A | #N/A | #N/A | #N/A | #N/A | #N/A | #N/A | #N/A | #N/A |  |  |  | FALSE | #N/A | #N/A | #N/A | #N/A | #N/A | #N/A | #N/A | #N/A | #N/A | #N/A
FALSE | #N/A | #N/A | #N/A | #N/A | #N/A | #N/A | #N/A | #N/A | #N/A | #N/A |  |  |  | FALSE | #N/A | #N/A | #N/A | #N/A | #N/A | #N/A | #N/A | #N/A | #N/A | #N/A
FALSE | #N/A | #N/A | #N/A | #N/A | #N/A | #N/A | #N/A | #N/A | #N/A | #N/A |  |  |  | FALSE | #N/A | #N/A | #N/A | #N/A | #N/A | #N/A | #N/A | #N/A | #N/A | #N/A
FALSE | #N/A | #N/A | #N/A | #N/A | #N/A | #N/A | #N/A | #N/A | #N/A | #N/A |  |  |  | FALSE | #N/A | #N/A | #N/A | #N/A | #N/A | #N/A | #N/A | #N/A | #N/A | #N/A
FALSE | #N/A | #N/A | #N/A | #N/A | #N/A | #N/A | #N/A | #N/A | #N/A | #N/A |  |  |  | FALSE | #N/A | #N/A | #N/A | #N/A | #N/A | #N/A | #N/A | #N/A | #N/A | #N/A
FALSE | #N/A | #N/A | #N/A | #N/A | #N/A | #N/A | #N/A | #N/A | #N/A | #N/A |  |  |  | FALSE | #N/A | #N/A | #N/A | #N/A | #N/A | #N/A | #N/A | #N/A | #N/A | #N/A
FALSE | #N/A | #N/A | #N/A | #N/A | #N/A | #N/A | #N/A | #N/A | #N/A | #N/A |  |  |  | FALSE | #N/A | #N/A | #N/A | #N/A | #N/A | #N/A | #N/A | #N/A | #N/A | #N/A
FALSE | #N/A | #N/A | #N/A | #N/A | #N/A | #N/A | #N/A | #N/A | #N/A | #N/A |  |  |  | FALSE | #N/A | #N/A | #N/A | #N/A | #N/A | #N/A | #N/A | #N/A | #N/A | #N/A
FALSE | #N/A | #N/A | #N/A | #N/A | #N/A | #N/A | #N/A | #N/A | #N/A | #N/A |  |  |  | FALSE | #N/A | #N/A | #N/A | #N/A | #N/A | #N/A | #N/A | #N/A | #N/A | #N/A
FALSE | #N/A | #N/A | #N/A | #N/A | #N/A | #N/A | #N/A | #N/A | #N/A | #N/A |  |  |  | FALSE | #N/A | #N/A | #N/A | #N/A | #N/A | #N/A | #N/A | #N/A | #N/A | #N/A
FALSE | #N/A | #N/A | #N/A | #N/A | #N/A | #N/A | #N/A | #N/A | #N/A | #N/A |  |  |  | FALSE | #N/A | #N/A | #N/A | #N/A | #N/A | #N/A | #N/A | #N/A | #N/A | #N/A
FALSE | #N/A | #N/A | #N/A | #N/A | #N/A | #N/A | #N/A | #N/A | #N/A | #N/A |  |  |  | FALSE | #N/A | #N/A | #N/A | #N/A | #N/A | #N/A | #N/A | #N/A | #N/A | #N/A
FALSE | #N/A | #N/A | #N/A | #N/A | #N/A | #N/A | #N/A | #N/A | #N/A | #N/A |  |  |  | FALSE | #N/A | #N/A | #N/A | #N/A | #N/A | #N/A | #N/A | #N/A | #N/A | #N/A
FALSE | #N/A | #N/A | #N/A | #N/A | #N/A | #N/A | #N/A | #N/A | #N/A | #N/A |  |  |  | FALSE | #N/A | #N/A | #N/A | #N/A | #N/A | #N/A | #N/A | #N/A | #N/A | #N/A
FALSE | #N/A | #N/A | #N/A | #N/A | #N/A | #N/A | #N/A | #N/A | #N/A | #N/A |  |  |  | FALSE | #N/A | #N/A | #N/A | #N/A | #N/A | #N/A | #N/A | #N/A | #N/A | #N/A
FALSE | #N/A | #N/A | #N/A | #N/A | #N/A | #N/A | #N/A | #N/A | #N/A | #N/A |  |  |  | FALSE | #N/A | #N/A | #N/A | #N/A | #N/A | #N/A | #N/A | #N/A | #N/A | #N/A
FALSE | #N/A | #N/A | #N/A | #N/A | #N/A | #N/A | #N/A | #N/A | #N/A | #N/A |  |  |  | FALSE | #N/A | #N/A | #N/A | #N/A | #N/A | #N/A | #N/A | #N/A | #N/A | #N/A
FALSE | #N/A | #N/A | #N/A | #N/A | #N/A | #N/A | #N/A | #N/A | #N/A | #N/A |  |  |  | FALSE | #N/A | #N/A | #N/A | #N/A | #N/A | #N/A | #N/A | #N/A | #N/A | #N/A
FALSE | #N/A | #N/A | #N/A | #N/A | #N/A | #N/A | #N/A | #N/A | #N/A | #N/A |  |  |  | FALSE | #N/A | #N/A | #N/A | #N/A | #N/A | #N/A | #N/A | #N/A | #N/A | #N/A
FALSE | #N/A | #N/A | #N/A | #N/A | #N/A | #N/A | #N/A | #N/A | #N/A | #N/A |  |  |  | FALSE | #N/A | #N/A | #N/A | #N/A | #N/A | #N/A | #N/A | #N/A | #N/A | #N/A
FALSE | #N/A | #N/A | #N/A | #N/A | #N/A | #N/A | #N/A | #N/A | #N/A | #N/A |  |  |  | FALSE | #N/A | #N/A | #N/A | #N/A | #N/A | #N/A | #N/A | #N/A | #N/A | #N/A
FALSE | #N/A | #N/A | #N/A | #N/A | #N/A | #N/A | #N/A | #N/A | #N/A | #N/A |  |  |  | FALSE | #N/A | #N/A | #N/A | #N/A | #N/A | #N/A | #N/A | #N/A | #N/A | #N/A
FALSE | #N/A | #N/A | #N/A | #N/A | #N/A | #N/A | #N/A | #N/A | #N/A | #N/A |  |  |  | FALSE | #N/A | #N/A | #N/A | #N/A | #N/A | #N/A | #N/A | #N/A | #N/A | #N/A
FALSE | #N/A | #N/A | #N/A | #N/A | #N/A | #N/A | #N/A | #N/A | #N/A | #N/A |  |  |  | FALSE | #N/A | #N/A | #N/A | #N/A | #N/A | #N/A | #N/A | #N/A | #N/A | #N/A
FALSE | #N/A | #N/A | #N/A | #N/A | #N/A | #N/A | #N/A | #N/A | #N/A | #N/A |  |  |  | FALSE | #N/A | #N/A | #N/A | #N/A | #N/A | #N/A | #N/A | #N/A | #N/A | #N/A
FALSE | #N/A | #N/A | #N/A | #N/A | #N/A | #N/A | #N/A | #N/A | #N/A | #N/A |  |  |  | FALSE | #N/A | #N/A | #N/A | #N/A | #N/A | #N/A | #N/A | #N/A | #N/A | #N/A
FALSE | #N/A | #N/A | #N/A | #N/A | #N/A | #N/A | #N/A | #N/A | #N/A | #N/A |  |  |  | FALSE | #N/A | #N/A | #N/A | #N/A | #N/A | #N/A | #N/A | #N/A | #N/A | #N/A
FALSE | #N/A | #N/A | #N/A | #N/A | #N/A | #N/A | #N/A | #N/A | #N/A | #N/A |  |  |  | FALSE | #N/A | #N/A | #N/A | #N/A | #N/A | #N/A | #N/A | #N/A | #N/A | #N/A
FALSE | #N/A | #N/A | #N/A | #N/A | #N/A | #N/A | #N/A | #N/A | #N/A | #N/A |  |  |  | FALSE | #N/A | #N/A | #N/A | #N/A | #N/A | #N/A | #N/A | #N/A | #N/A | #N/A
FALSE | #N/A | #N/A | #N/A | #N/A | #N/A | #N/A | #N/A | #N/A | #N/A | #N/A |  |  |  | FALSE | #N/A | #N/A | #N/A | #N/A | #N/A | #N/A | #N/A | #N/A | #N/A | #N/A
FALSE | #N/A | #N/A | #N/A | #N/A | #N/A | #N/A | #N/A | #N/A | #N/A | #N/A |  |  |  | FALSE | #N/A | #N/A | #N/A | #N/A | #N/A | #N/A | #N/A | #N/A | #N/A | #N/A
FALSE | #N/A | #N/A | #N/A | #N/A | #N/A | #N/A | #N/A | #N/A | #N/A | #N/A |  |  |  | FALSE | #N/A | #N/A | #N/A | #N/A | #N/A | #N/A | #N/A | #N/A | #N/A | #N/A
FALSE | #N/A | #N/A | #N/A | #N/A | #N/A | #N/A | #N/A | #N/A | #N/A | #N/A |  |  |  | FALSE | #N/A | #N/A | #N/A | #N/A | #N/A | #N/A | #N/A | #N/A | #N/A | #N/A
FALSE | #N/A | #N/A | #N/A | #N/A | #N/A | #N/A | #N/A | #N/A | #N/A | #N/A |  |  |  | FALSE | #N/A | #N/A | #N/A | #N/A | #N/A | #N/A | #N/A | #N/A | #N/A | #N/A
FALSE | #N/A | #N/A | #N/A | #N/A | #N/A | #N/A | #N/A | #N/A | #N/A | #N/A |  |  |  | FALSE | #N/A | #N/A | #N/A | #N/A | #N/A | #N/A | #N/A | #N/A | #N/A | #N/A
FALSE | #N/A | #N/A | #N/A | #N/A | #N/A | #N/A | #N/A | #N/A | #N/A | #N/A |  |  |  | FALSE | #N/A | #N/A | #N/A | #N/A | #N/A | #N/A | #N/A | #N/A | #N/A | #N/A
FALSE | #N/A | #N/A | #N/A | #N/A | #N/A | #N/A | #N/A | #N/A | #N/A | #N/A |  |  |  | FALSE | #N/A | #N/A | #N/A | #N/A | #N/A | #N/A | #N/A | #N/A | #N/A | #N/A
FALSE | #N/A | #N/A | #N/A | #N/A | #N/A | #N/A | #N/A | #N/A | #N/A | #N/A |  |  |  | FALSE | #N/A | #N/A | #N/A | #N/A | #N/A | #N/A | #N/A | #N/A | #N/A | #N/A
FALSE | #N/A | #N/A | #N/A | #N/A | #N/A | #N/A | #N/A | #N/A | #N/A | #N/A |  |  |  | FALSE | #N/A | #N/A | #N/A | #N/A | #N/A | #N/A | #N/A | #N/A | #N/A | #N/A
FALSE | #N/A | #N/A | #N/A | #N/A | #N/A | #N/A | #N/A | #N/A | #N/A | #N/A |  |  |  | FALSE | #N/A | #N/A | #N/A | #N/A | #N/A | #N/A | #N/A | #N/A | #N/A | #N/A
FALSE | #N/A | #N/A | #N/A | #N/A | #N/A | #N/A | #N/A | #N/A | #N/A | #N/A |  |  |  | FALSE | #N/A | #N/A | #N/A | #N/A | #N/A | #N/A | #N/A | #N/A | #N/A | #N/A
FALSE | #N/A | #N/A | #N/A | #N/A | #N/A | #N/A | #N/A | #N/A | #N/A | #N/A |  |  |  | FALSE | #N/A | #N/A | #N/A | #N/A | #N/A | #N/A | #N/A | #N/A | #N/A | #N/A
FALSE | #N/A | #N/A | #N/A | #N/A | #N/A | #N/A | #N/A | #N/A | #N/A | #N/A |  |  |  | FALSE | #N/A | #N/A | #N/A | #N/A | #N/A | #N/A | #N/A | #N/A | #N/A | #N/A
FALSE | #N/A | #N/A | #N/A | #N/A | #N/A | #N/A | #N/A | #N/A | #N/A | #N/A |  |  |  | FALSE | #N/A | #N/A | #N/A | #N/A | #N/A | #N/A | #N/A | #N/A | #N/A | #N/A
FALSE | #N/A | #N/A | #N/A | #N/A | #N/A | #N/A | #N/A | #N/A | #N/A | #N/A |  |  |  | FALSE | #N/A | #N/A | #N/A | #N/A | #N/A | #N/A | #N/A | #N/A | #N/A | #N/A
FALSE | #N/A | #N/A | #N/A | #N/A | #N/A | #N/A | #N/A | #N/A | #N/A | #N/A |  |  |  | FALSE | #N/A | #N/A | #N/A | #N/A | #N/A | #N/A | #N/A | #N/A | #N/A | #N/A
FALSE | #N/A | #N/A | #N/A | #N/A | #N/A | #N/A | #N/A | #N/A | #N/A | #N/A |  |  |  | FALSE | #N/A | #N/A | #N/A | #N/A | #N/A | #N/A | #N/A | #N/A | #N/A | #N/A
FALSE | #N/A | #N/A | #N/A | #N/A | #N/A | #N/A | #N/A | #N/A | #N/A | #N/A |  |  |  | FALSE | #N/A | #N/A | #N/A | #N/A | #N/A | #N/A | #N/A | #N/A | #N/A | #N/A
FALSE | #N/A | #N/A | #N/A | #N/A | #N/A | #N/A | #N/A | #N/A | #N/A | #N/A |  |  |  | FALSE | #N/A | #N/A | #N/A | #N/A | #N/A | #N/A | #N/A | #N/A | #N/A | #N/A
FALSE | #N/A | #N/A | #N/A | #N/A | #N/A | #N/A | #N/A | #N/A | #N/A | #N/A |  |  |  | FALSE | #N/A | #N/A | #N/A | #N/A | #N/A | #N/A | #N/A | #N/A | #N/A | #N/A
FALSE | #N/A | #N/A | #N/A | #N/A | #N/A | #N/A | #N/A | #N/A | #N/A | #N/A |  |  |  | FALSE | #N/A | #N/A | #N/A | #N/A | #N/A | #N/A | #N/A | #N/A | #N/A | #N/A
FALSE | #N/A | #N/A | #N/A | #N/A | #N/A | #N/A | #N/A | #N/A | #N/A | #N/A |  |  |  | FALSE | #N/A | #N/A | #N/A | #N/A | #N/A | #N/A | #N/A | #N/A | #N/A | #N/A
FALSE | #N/A | #N/A | #N/A | #N/A | #N/A | #N/A | #N/A | #N/A | #N/A | #N/A |  |  |  | FALSE | #N/A | #N/A | #N/A | #N/A | #N/A | #N/A | #N/A | #N/A | #N/A | #N/A
FALSE | #N/A | #N/A | #N/A | #N/A | #N/A | #N/A | #N/A | #N/A | #N/A | #N/A |  |  |  | FALSE | #N/A | #N/A | #N/A | #N/A | #N/A | #N/A | #N/A | #N/A | #N/A | #N/A
FALSE | #N/A | #N/A | #N/A | #N/A | #N/A | #N/A | #N/A | #N/A | #N/A | #N/A |  |  |  | FALSE | #N/A | #N/A | #N/A | #N/A | #N/A | #N/A | #N/A | #N/A | #N/A | #N/A
FALSE | #N/A | #N/A | #N/A | #N/A | #N/A | #N/A | #N/A | #N/A | #N/A | #N/A |  |  |  | FALSE | #N/A | #N/A | #N/A | #N/A | #N/A | #N/A | #N/A | #N/A | #N/A | #N/A
FALSE | #N/A | #N/A | #N/A | #N/A | #N/A | #N/A | #N/A | #N/A | #N/A | #N/A |  |  |  | FALSE | #N/A | #N/A | #N/A | #N/A | #N/A | #N/A | #N/A | #N/A | #N/A | #N/A
FALSE | #N/A | #N/A | #N/A | #N/A | #N/A | #N/A | #N/A | #N/A | #N/A | #N/A |  |  |  | FALSE | #N/A | #N/A | #N/A | #N/A | #N/A | #N/A | #N/A | #N/A | #N/A | #N/A
FALSE | #N/A | #N/A | #N/A | #N/A | #N/A | #N/A | #N/A | #N/A | #N/A | #N/A |  |  |  | FALSE | #N/A | #N/A | #N/A | #N/A | #N/A | #N/A | #N/A | #N/A | #N/A | #N/A
FALSE | #N/A | #N/A | #N/A | #N/A | #N/A | #N/A | #N/A | #N/A | #N/A | #N/A |  |  |  | FALSE | #N/A | #N/A | #N/A | #N/A | #N/A | #N/A | #N/A | #N/A | #N/A | #N/A
FALSE | #N/A | #N/A | #N/A | #N/A | #N/A | #N/A | #N/A | #N/A | #N/A | #N/A |  |  |  | FALSE | #N/A | #N/A | #N/A | #N/A | #N/A | #N/A | #N/A | #N/A | #N/A | #N/A
FALSE | #N/A | #N/A | #N/A | #N/A | #N/A | #N/A | #N/A | #N/A | #N/A | #N/A |  |  |  | FALSE | #N/A | #N/A | #N/A | #N/A | #N/A | #N/A | #N/A | #N/A | #N/A | #N/A
FALSE | #N/A | #N/A | #N/A | #N/A | #N/A | #N/A | #N/A | #N/A | #N/A | #N/A |  |  |  | FALSE | #N/A | #N/A | #N/A | #N/A | #N/A | #N/A | #N/A | #N/A | #N/A | #N/A
FALSE | #N/A | #N/A | #N/A | #N/A | #N/A | #N/A | #N/A | #N/A | #N/A | #N/A |  |  |  | FALSE | #N/A | #N/A | #N/A | #N/A | #N/A | #N/A | #N/A | #N/A | #N/A | #N/A
FALSE | #N/A | #N/A | #N/A | #N/A | #N/A | #N/A | #N/A | #N/A | #N/A | #N/A |  |  |  | FALSE | #N/A | #N/A | #N/A | #N/A | #N/A | #N/A | #N/A | #N/A | #N/A | #N/A
FALSE | #N/A | #N/A | #N/A | #N/A | #N/A | #N/A | #N/A | #N/A | #N/A | #N/A |  |  |  | FALSE | #N/A | #N/A | #N/A | #N/A | #N/A | #N/A | #N/A | #N/A | #N/A | #N/A
FALSE | #N/A | #N/A | #N/A | #N/A | #N/A | #N/A | #N/A | #N/A | #N/A | #N/A |  |  |  | FALSE | #N/A | #N/A | #N/A | #N/A | #N/A | #N/A | #N/A | #N/A | #N/A | #N/A
FALSE | #N/A | #N/A | #N/A | #N/A | #N/A | #N/A | #N/A | #N/A | #N/A | #N/A |  |  |  | FALSE | #N/A | #N/A | #N/A | #N/A | #N/A | #N/A | #N/A | #N/A | #N/A | #N/A
FALSE | #N/A | #N/A | #N/A | #N/A | #N/A | #N/A | #N/A | #N/A | #N/A | #N/A |  |  |  | FALSE | #N/A | #N/A | #N/A | #N/A | #N/A | #N/A | #N/A | #N/A | #N/A | #N/A
FALSE | #N/A | #N/A | #N/A | #N/A | #N/A | #N/A | #N/A | #N/A | #N/A | #N/A |  |  |  | FALSE | #N/A | #N/A | #N/A | #N/A | #N/A | #N/A | #N/A | #N/A | #N/A | #N/A
FALSE | #N/A | #N/A | #N/A | #N/A | #N/A | #N/A | #N/A | #N/A | #N/A | #N/A |  |  |  | FALSE | #N/A | #N/A | #N/A | #N/A | #N/A | #N/A | #N/A | #N/A | #N/A | #N/A
FALSE | #N/A | #N/A | #N/A | #N/A | #N/A | #N/A | #N/A | #N/A | #N/A | #N/A |  |  |  | FALSE | #N/A | #N/A | #N/A | #N/A | #N/A | #N/A | #N/A | #N/A | #N/A | #N/A
FALSE | #N/A | #N/A | #N/A | #N/A | #N/A | #N/A | #N/A | #N/A | #N/A | #N/A |  |  |  | FALSE | #N/A | #N/A | #N/A | #N/A | #N/A | #N/A | #N/A | #N/A | #N/A | #N/A
FALSE | #N/A | #N/A | #N/A | #N/A | #N/A | #N/A | #N/A | #N/A | #N/A | #N/A |  |  |  | FALSE | #N/A | #N/A | #N/A | #N/A | #N/A | #N/A | #N/A | #N/A | #N/A | #N/A
FALSE | #N/A | #N/A | #N/A | #N/A | #N/A | #N/A | #N/A | #N/A | #N/A | #N/A |  |  |  | FALSE | #N/A | #N/A | #N/A | #N/A | #N/A | #N/A | #N/A | #N/A | #N/A | #N/A
FALSE | #N/A | #N/A | #N/A | #N/A | #N/A | #N/A | #N/A | #N/A | #N/A | #N/A |  |  |  | FALSE | #N/A | #N/A | #N/A | #N/A | #N/A | #N/A | #N/A | #N/A | #N/A | #N/A
FALSE | #N/A | #N/A | #N/A | #N/A | #N/A | #N/A | #N/A | #N/A | #N/A | #N/A |  |  |  | FALSE | #N/A | #N/A | #N/A | #N/A | #N/A | #N/A | #N/A | #N/A | #N/A | #N/A
FALSE | #N/A | #N/A | #N/A | #N/A | #N/A | #N/A | #N/A | #N/A | #N/A | #N/A |  |  |  | FALSE | #N/A | #N/A | #N/A | #N/A | #N/A | #N/A | #N/A | #N/A | #N/A | #N/A
FALSE | #N/A | #N/A | #N/A | #N/A | #N/A | #N/A | #N/A | #N/A | #N/A | #N/A |  |  |  | FALSE | #N/A | #N/A | #N/A | #N/A | #N/A | #N/A | #N/A | #N/A | #N/A | #N/A
FALSE | #N/A | #N/A | #N/A | #N/A | #N/A | #N/A | #N/A | #N/A | #N/A | #N/A |  |  |  | FALSE | #N/A | #N/A | #N/A | #N/A | #N/A | #N/A | #N/A | #N/A | #N/A | #N/A
FALSE | #N/A | #N/A | #N/A | #N/A | #N/A | #N/A | #N/A | #N/A | #N/A | #N/A |  |  |  | FALSE | #N/A | #N/A | #N/A | #N/A | #N/A | #N/A | #N/A | #N/A | #N/A | #N/A
FALSE | #N/A | #N/A | #N/A | #N/A | #N/A | #N/A | #N/A | #N/A | #N/A | #N/A |  |  |  | FALSE | #N/A | #N/A | #N/A | #N/A | #N/A | #N/A | #N/A | #N/A | #N/A | #N/A
FALSE | #N/A | #N/A | #N/A | #N/A | #N/A | #N/A | #N/A | #N/A | #N/A | #N/A |  |  |  | FALSE | #N/A | #N/A | #N/A | #N/A | #N/A | #N/A | #N/A | #N/A | #N/A | #N/A
FALSE | #N/A | #N/A | #N/A | #N/A | #N/A | #N/A | #N/A | #N/A | #N/A | #N/A |  |  |  | FALSE | #N/A | #N/A | #N/A | #N/A | #N/A | #N/A | #N/A | #N/A | #N/A | #N/A
FALSE | #N/A | #N/A | #N/A | #N/A | #N/A | #N/A | #N/A | #N/A | #N/A | #N/A |  |  |  | FALSE | #N/A | #N/A | #N/A | #N/A | #N/A | #N/A | #N/A | #N/A | #N/A | #N/A
FALSE | #N/A | #N/A | #N/A | #N/A | #N/A | #N/A | #N/A | #N/A | #N/A | #N/A |  |  |  | FALSE | #N/A | #N/A | #N/A | #N/A | #N/A | #N/A | #N/A | #N/A | #N/A | #N/A
FALSE | #N/A | #N/A | #N/A | #N/A | #N/A | #N/A | #N/A | #N/A | #N/A | #N/A |  |  |  | FALSE | #N/A | #N/A | #N/A | #N/A | #N/A | #N/A | #N/A | #N/A | #N/A | #N/A
FALSE | #N/A | #N/A | #N/A | #N/A | #N/A | #N/A | #N/A | #N/A | #N/A | #N/A |  |  |  | FALSE | #N/A | #N/A | #N/A | #N/A | #N/A | #N/A | #N/A | #N/A | #N/A | #N/A
FALSE | #N/A | #N/A | #N/A | #N/A | #N/A | #N/A | #N/A | #N/A | #N/A | #N/A |  |  |  | FALSE | #N/A | #N/A | #N/A | #N/A | #N/A | #N/A | #N/A | #N/A | #N/A | #N/A
FALSE | #N/A | #N/A | #N/A | #N/A | #N/A | #N/A | #N/A | #N/A | #N/A | #N/A |  |  |  | FALSE | #N/A | #N/A | #N/A | #N/A | #N/A | #N/A | #N/A | #N/A | #N/A | #N/A
FALSE | #N/A | #N/A | #N/A | #N/A | #N/A | #N/A | #N/A | #N/A | #N/A | #N/A |  |  |  | FALSE | #N/A | #N/A | #N/A | #N/A | #N/A | #N/A | #N/A | #N/A | #N/A | #N/A
FALSE | #N/A | #N/A | #N/A | #N/A | #N/A | #N/A | #N/A | #N/A | #N/A | #N/A |  |  |  | FALSE | #N/A | #N/A | #N/A | #N/A | #N/A | #N/A | #N/A | #N/A | #N/A | #N/A
FALSE | #N/A | #N/A | #N/A | #N/A | #N/A | #N/A | #N/A | #N/A | #N/A | #N/A |  |  |  | FALSE | #N/A | #N/A | #N/A | #N/A | #N/A | #N/A | #N/A | #N/A | #N/A | #N/A
FALSE | #N/A | #N/A | #N/A | #N/A | #N/A | #N/A | #N/A | #N/A | #N/A | #N/A |  |  |  | FALSE | #N/A | #N/A | #N/A | #N/A | #N/A | #N/A | #N/A | #N/A | #N/A | #N/A
FALSE | #N/A | #N/A | #N/A | #N/A | #N/A | #N/A | #N/A | #N/A | #N/A | #N/A |  |  |  | FALSE | #N/A | #N/A | #N/A | #N/A | #N/A | #N/A | #N/A | #N/A | #N/A | #N/A
FALSE | #N/A | #N/A | #N/A | #N/A | #N/A | #N/A | #N/A | #N/A | #N/A | #N/A |  |  |  | FALSE | #N/A | #N/A | #N/A | #N/A | #N/A | #N/A | #N/A | #N/A | #N/A | #N/A
FALSE | #N/A | #N/A | #N/A | #N/A | #N/A | #N/A | #N/A | #N/A | #N/A | #N/A |  |  |  | FALSE | #N/A | #N/A | #N/A | #N/A | #N/A | #N/A | #N/A | #N/A | #N/A | #N/A
FALSE | #N/A | #N/A | #N/A | #N/A | #N/A | #N/A | #N/A | #N/A | #N/A | #N/A |  |  |  | FALSE | #N/A | #N/A | #N/A | #N/A | #N/A | #N/A | #N/A | #N/A | #N/A | #N/A
FALSE | #N/A | #N/A | #N/A | #N/A | #N/A | #N/A | #N/A | #N/A | #N/A | #N/A |  |  |  | FALSE | #N/A | #N/A | #N/A | #N/A | #N/A | #N/A | #N/A | #N/A | #N/A | #N/A
FALSE | #N/A | #N/A | #N/A | #N/A | #N/A | #N/A | #N/A | #N/A | #N/A | #N/A |  |  |  | FALSE | #N/A | #N/A | #N/A | #N/A | #N/A | #N/A | #N/A | #N/A | #N/A | #N/A
FALSE | #N/A | #N/A | #N/A | #N/A | #N/A | #N/A | #N/A | #N/A | #N/A | #N/A |  |  |  | FALSE | #N/A | #N/A | #N/A | #N/A | #N/A | #N/A | #N/A | #N/A | #N/A | #N/A
FALSE | #N/A | #N/A | #N/A | #N/A | #N/A | #N/A | #N/A | #N/A | #N/A | #N/A |  |  |  | FALSE | #N/A | #N/A | #N/A | #N/A | #N/A | #N/A | #N/A | #N/A | #N/A | #N/A
FALSE | #N/A | #N/A | #N/A | #N/A | #N/A | #N/A | #N/A | #N/A | #N/A | #N/A |  |  |  | FALSE | #N/A | #N/A | #N/A | #N/A | #N/A | #N/A | #N/A | #N/A | #N/A | #N/A
FALSE | #N/A | #N/A | #N/A | #N/A | #N/A | #N/A | #N/A | #N/A | #N/A | #N/A |  |  |  | FALSE | #N/A | #N/A | #N/A | #N/A | #N/A | #N/A | #N/A | #N/A | #N/A | #N/A
FALSE | #N/A | #N/A | #N/A | #N/A | #N/A | #N/A | #N/A | #N/A | #N/A | #N/A |  |  |  | FALSE | #N/A | #N/A | #N/A | #N/A | #N/A | #N/A | #N/A | #N/A | #N/A | #N/A
FALSE | #N/A | #N/A | #N/A | #N/A | #N/A | #N/A | #N/A | #N/A | #N/A | #N/A |  |  |  | FALSE | #N/A | #N/A | #N/A | #N/A | #N/A | #N/A | #N/A | #N/A | #N/A | #N/A
FALSE | #N/A | #N/A | #N/A | #N/A | #N/A | #N/A | #N/A | #N/A | #N/A | #N/A |  |  |  | FALSE | #N/A | #N/A | #N/A | #N/A | #N/A | #N/A | #N/A | #N/A | #N/A | #N/A
FALSE | #N/A | #N/A | #N/A | #N/A | #N/A | #N/A | #N/A | #N/A | #N/A | #N/A |  |  |  | FALSE | #N/A | #N/A | #N/A | #N/A | #N/A | #N/A | #N/A | #N/A | #N/A | #N/A
FALSE | #N/A | #N/A | #N/A | #N/A | #N/A | #N/A | #N/A | #N/A | #N/A | #N/A |  |  |  | FALSE | #N/A | #N/A | #N/A | #N/A | #N/A | #N/A | #N/A | #N/A | #N/A | #N/A
FALSE | #N/A | #N/A | #N/A | #N/A | #N/A | #N/A | #N/A | #N/A | #N/A | #N/A |  |  |  | FALSE | #N/A | #N/A | #N/A | #N/A | #N/A | #N/A | #N/A | #N/A | #N/A | #N/A
FALSE | #N/A | #N/A | #N/A | #N/A | #N/A | #N/A | #N/A | #N/A | #N/A | #N/A |  |  |  | FALSE | #N/A | #N/A | #N/A | #N/A | #N/A | #N/A | #N/A | #N/A | #N/A | #N/A
FALSE | #N/A | #N/A | #N/A | #N/A | #N/A | #N/A | #N/A | #N/A | #N/A | #N/A |  |  |  | FALSE | #N/A | #N/A | #N/A | #N/A | #N/A | #N/A | #N/A | #N/A | #N/A | #N/A
FALSE | #N/A | #N/A | #N/A | #N/A | #N/A | #N/A | #N/A | #N/A | #N/A | #N/A |  |  |  | FALSE | #N/A | #N/A | #N/A | #N/A | #N/A | #N/A | #N/A | #N/A | #N/A | #N/A
FALSE | #N/A | #N/A | #N/A | #N/A | #N/A | #N/A | #N/A | #N/A | #N/A | #N/A |  |  |  | FALSE | #N/A | #N/A | #N/A | #N/A | #N/A | #N/A | #N/A | #N/A | #N/A | #N/A
FALSE | #N/A | #N/A | #N/A | #N/A | #N/A | #N/A | #N/A | #N/A | #N/A | #N/A |  |  |  | FALSE | #N/A | #N/A | #N/A | #N/A | #N/A | #N/A | #N/A | #N/A | #N/A | #N/A
FALSE | #N/A | #N/A | #N/A | #N/A | #N/A | #N/A | #N/A | #N/A | #N/A | #N/A |  |  |  | FALSE | #N/A | #N/A | #N/A | #N/A | #N/A | #N/A | #N/A | #N/A | #N/A | #N/A
FALSE | #N/A | #N/A | #N/A | #N/A | #N/A | #N/A | #N/A | #N/A | #N/A | #N/A |  |  |  | FALSE | #N/A | #N/A | #N/A | #N/A | #N/A | #N/A | #N/A | #N/A | #N/A | #N/A
FALSE | #N/A | #N/A | #N/A | #N/A | #N/A | #N/A | #N/A | #N/A | #N/A | #N/A |  |  |  | FALSE | #N/A | #N/A | #N/A | #N/A | #N/A | #N/A | #N/A | #N/A | #N/A | #N/A
FALSE | #N/A | #N/A | #N/A | #N/A | #N/A | #N/A | #N/A | #N/A | #N/A | #N/A |  |  |  | FALSE | #N/A | #N/A | #N/A | #N/A | #N/A | #N/A | #N/A | #N/A | #N/A | #N/A
FALSE | #N/A | #N/A | #N/A | #N/A | #N/A | #N/A | #N/A | #N/A | #N/A | #N/A |  |  |  | FALSE | #N/A | #N/A | #N/A | #N/A | #N/A | #N/A | #N/A | #N/A | #N/A | #N/A
FALSE | #N/A | #N/A | #N/A | #N/A | #N/A | #N/A | #N/A | #N/A | #N/A | #N/A |  |  |  | FALSE | #N/A | #N/A | #N/A | #N/A | #N/A | #N/A | #N/A | #N/A | #N/A | #N/A
FALSE | #N/A | #N/A | #N/A | #N/A | #N/A | #N/A | #N/A | #N/A | #N/A | #N/A |  |  |  | FALSE | #N/A | #N/A | #N/A | #N/A | #N/A | #N/A | #N/A | #N/A | #N/A | #N/A
FALSE | #N/A | #N/A | #N/A | #N/A | #N/A | #N/A | #N/A | #N/A | #N/A | #N/A |  |  |  | FALSE | #N/A | #N/A | #N/A | #N/A | #N/A | #N/A | #N/A | #N/A | #N/A | #N/A
FALSE | #N/A | #N/A | #N/A | #N/A | #N/A | #N/A | #N/A | #N/A | #N/A | #N/A |  |  |  | FALSE | #N/A | #N/A | #N/A | #N/A | #N/A | #N/A | #N/A | #N/A | #N/A | #N/A
FALSE | #N/A | #N/A | #N/A | #N/A | #N/A | #N/A | #N/A | #N/A | #N/A | #N/A |  |  |  | FALSE | #N/A | #N/A | #N/A | #N/A | #N/A | #N/A | #N/A | #N/A | #N/A | #N/A
FALSE | #N/A | #N/A | #N/A | #N/A | #N/A | #N/A | #N/A | #N/A | #N/A | #N/A |  |  |  | FALSE | #N/A | #N/A | #N/A | #N/A | #N/A | #N/A | #N/A | #N/A | #N/A | #N/A
FALSE | #N/A | #N/A | #N/A | #N/A | #N/A | #N/A | #N/A | #N/A | #N/A | #N/A |  |  |  | FALSE | #N/A | #N/A | #N/A | #N/A | #N/A | #N/A | #N/A | #N/A | #N/A | #N/A
FALSE | #N/A | #N/A | #N/A | #N/A | #N/A | #N/A | #N/A | #N/A | #N/A | #N/A |  |  |  | FALSE | #N/A | #N/A | #N/A | #N/A | #N/A | #N/A | #N/A | #N/A | #N/A | #N/A
FALSE | #N/A | #N/A | #N/A | #N/A | #N/A | #N/A | #N/A | #N/A | #N/A | #N/A |  |  |  | FALSE | #N/A | #N/A | #N/A | #N/A | #N/A | #N/A | #N/A | #N/A | #N/A | #N/A
FALSE | #N/A | #N/A | #N/A | #N/A | #N/A | #N/A | #N/A | #N/A | #N/A | #N/A |  |  |  | FALSE | #N/A | #N/A | #N/A | #N/A | #N/A | #N/A | #N/A | #N/A | #N/A | #N/A
FALSE | #N/A | #N/A | #N/A | #N/A | #N/A | #N/A | #N/A | #N/A | #N/A | #N/A |  |  |  | FALSE | #N/A | #N/A | #N/A | #N/A | #N/A | #N/A | #N/A | #N/A | #N/A | #N/A
FALSE | #N/A | #N/A | #N/A | #N/A | #N/A | #N/A | #N/A | #N/A | #N/A | #N/A |  |  |  | FALSE | #N/A | #N/A | #N/A | #N/A | #N/A | #N/A | #N/A | #N/A | #N/A | #N/A
FALSE | #N/A | #N/A | #N/A | #N/A | #N/A | #N/A | #N/A | #N/A | #N/A | #N/A |  |  |  | FALSE | #N/A | #N/A | #N/A | #N/A | #N/A | #N/A | #N/A | #N/A | #N/A | #N/A
FALSE | #N/A | #N/A | #N/A | #N/A | #N/A | #N/A | #N/A | #N/A | #N/A | #N/A |  |  |  | FALSE | #N/A | #N/A | #N/A | #N/A | #N/A | #N/A | #N/A | #N/A | #N/A | #N/A
FALSE | #N/A | #N/A | #N/A | #N/A | #N/A | #N/A | #N/A | #N/A | #N/A | #N/A |  |  |  | FALSE | #N/A | #N/A | #N/A | #N/A | #N/A | #N/A | #N/A | #N/A | #N/A | #N/A
FALSE | #N/A | #N/A | #N/A | #N/A | #N/A | #N/A | #N/A | #N/A | #N/A | #N/A |  |  |  | FALSE | #N/A | #N/A | #N/A | #N/A | #N/A | #N/A | #N/A | #N/A | #N/A | #N/A
FALSE | #N/A | #N/A | #N/A | #N/A | #N/A | #N/A | #N/A | #N/A | #N/A | #N/A |  |  |  | FALSE | #N/A | #N/A | #N/A | #N/A | #N/A | #N/A | #N/A | #N/A | #N/A | #N/A
FALSE | #N/A | #N/A | #N/A | #N/A | #N/A | #N/A | #N/A | #N/A | #N/A | #N/A |  |  |  | FALSE | #N/A | #N/A | #N/A | #N/A | #N/A | #N/A | #N/A | #N/A | #N/A | #N/A
FALSE | #N/A | #N/A | #N/A | #N/A | #N/A | #N/A | #N/A | #N/A | #N/A | #N/A |  |  |  | FALSE | #N/A | #N/A | #N/A | #N/A | #N/A | #N/A | #N/A | #N/A | #N/A | #N/A
FALSE | #N/A | #N/A | #N/A | #N/A | #N/A | #N/A | #N/A | #N/A | #N/A | #N/A |  |  |  | FALSE | #N/A | #N/A | #N/A | #N/A | #N/A | #N/A | #N/A | #N/A | #N/A | #N/A
FALSE | #N/A | #N/A | #N/A | #N/A | #N/A | #N/A | #N/A | #N/A | #N/A | #N/A |  |  |  | FALSE | #N/A | #N/A | #N/A | #N/A | #N/A | #N/A | #N/A | #N/A | #N/A | #N/A
FALSE | #N/A | #N/A | #N/A | #N/A | #N/A | #N/A | #N/A | #N/A | #N/A | #N/A |  |  |  | FALSE | #N/A | #N/A | #N/A | #N/A | #N/A | #N/A | #N/A | #N/A | #N/A | #N/A
FALSE | #N/A | #N/A | #N/A | #N/A | #N/A | #N/A | #N/A | #N/A | #N/A | #N/A |  |  |  | FALSE | #N/A | #N/A | #N/A | #N/A | #N/A | #N/A | #N/A | #N/A | #N/A | #N/A
FALSE | #N/A | #N/A | #N/A | #N/A | #N/A | #N/A | #N/A | #N/A | #N/A | #N/A |  |  |  | FALSE | #N/A | #N/A | #N/A | #N/A | #N/A | #N/A | #N/A | #N/A | #N/A | #N/A
FALSE | #N/A | #N/A | #N/A | #N/A | #N/A | #N/A | #N/A | #N/A | #N/A | #N/A |  |  |  | FALSE | #N/A | #N/A | #N/A | #N/A | #N/A | #N/A | #N/A | #N/A | #N/A | #N/A
FALSE | #N/A | #N/A | #N/A | #N/A | #N/A | #N/A | #N/A | #N/A | #N/A | #N/A |  |  |  | FALSE | #N/A | #N/A | #N/A | #N/A | #N/A | #N/A | #N/A | #N/A | #N/A | #N/A
FALSE | #N/A | #N/A | #N/A | #N/A | #N/A | #N/A | #N/A | #N/A | #N/A | #N/A |  |  |  | FALSE | #N/A | #N/A | #N/A | #N/A | #N/A | #N/A | #N/A | #N/A | #N/A | #N/A
FALSE | #N/A | #N/A | #N/A | #N/A | #N/A | #N/A | #N/A | #N/A | #N/A | #N/A |  |  |  | FALSE | #N/A | #N/A | #N/A | #N/A | #N/A | #N/A | #N/A | #N/A | #N/A | #N/A
FALSE | #N/A | #N/A | #N/A | #N/A | #N/A | #N/A | #N/A | #N/A | #N/A | #N/A |  |  |  | FALSE | #N/A | #N/A | #N/A | #N/A | #N/A | #N/A | #N/A | #N/A | #N/A | #N/A
FALSE | #N/A | #N/A | #N/A | #N/A | #N/A | #N/A | #N/A | #N/A | #N/A | #N/A |  |  |  | FALSE | #N/A | #N/A | #N/A | #N/A | #N/A | #N/A | #N/A | #N/A | #N/A | #N/A
FALSE | #N/A | #N/A | #N/A | #N/A | #N/A | #N/A | #N/A | #N/A | #N/A | #N/A |  |  |  | FALSE | #N/A | #N/A | #N/A | #N/A | #N/A | #N/A | #N/A | #N/A | #N/A | #N/A
FALSE | #N/A | #N/A | #N/A | #N/A | #N/A | #N/A | #N/A | #N/A | #N/A | #N/A |  |  |  | FALSE | #N/A | #N/A | #N/A | #N/A | #N/A | #N/A | #N/A | #N/A | #N/A | #N/A
FALSE | #N/A | #N/A | #N/A | #N/A | #N/A | #N/A | #N/A | #N/A | #N/A | #N/A |  |  |  | FALSE | #N/A | #N/A | #N/A | #N/A | #N/A | #N/A | #N/A | #N/A | #N/A | #N/A
FALSE | #N/A | #N/A | #N/A | #N/A | #N/A | #N/A | #N/A | #N/A | #N/A | #N/A |  |  |  | FALSE | #N/A | #N/A | #N/A | #N/A | #N/A | #N/A | #N/A | #N/A | #N/A | #N/A
FALSE | #N/A | #N/A | #N/A | #N/A | #N/A | #N/A | #N/A | #N/A | #N/A | #N/A |  |  |  | FALSE | #N/A | #N/A | #N/A | #N/A | #N/A | #N/A | #N/A | #N/A | #N/A | #N/A
FALSE | #N/A | #N/A | #N/A | #N/A | #N/A | #N/A | #N/A | #N/A | #N/A | #N/A |  |  |  | FALSE | #N/A | #N/A | #N/A | #N/A | #N/A | #N/A | #N/A | #N/A | #N/A | #N/A
FALSE | #N/A | #N/A | #N/A | #N/A | #N/A | #N/A | #N/A | #N/A | #N/A | #N/A |  |  |  | FALSE | #N/A | #N/A | #N/A | #N/A | #N/A | #N/A | #N/A | #N/A | #N/A | #N/A
FALSE | #N/A | #N/A | #N/A | #N/A | #N/A | #N/A | #N/A | #N/A | #N/A | #N/A |  |  |  | FALSE | #N/A | #N/A | #N/A | #N/A | #N/A | #N/A | #N/A | #N/A | #N/A | #N/A
FALSE | #N/A | #N/A | #N/A | #N/A | #N/A | #N/A | #N/A | #N/A | #N/A | #N/A |  |  |  | FALSE | #N/A | #N/A | #N/A | #N/A | #N/A | #N/A | #N/A | #N/A | #N/A | #N/A
FALSE | #N/A | #N/A | #N/A | #N/A | #N/A | #N/A | #N/A | #N/A | #N/A | #N/A |  |  |  | FALSE | #N/A | #N/A | #N/A | #N/A | #N/A | #N/A | #N/A | #N/A | #N/A | #N/A
FALSE | #N/A | #N/A | #N/A | #N/A | #N/A | #N/A | #N/A | #N/A | #N/A | #N/A |  |  |  | FALSE | #N/A | #N/A | #N/A | #N/A | #N/A | #N/A | #N/A | #N/A | #N/A | #N/A
FALSE | #N/A | #N/A | #N/A | #N/A | #N/A | #N/A | #N/A | #N/A | #N/A | #N/A |  |  |  | FALSE | #N/A | #N/A | #N/A | #N/A | #N/A | #N/A | #N/A | #N/A | #N/A | #N/A
FALSE | #N/A | #N/A | #N/A | #N/A | #N/A | #N/A | #N/A | #N/A | #N/A | #N/A |  |  |  | FALSE | #N/A | #N/A | #N/A | #N/A | #N/A | #N/A | #N/A | #N/A | #N/A | #N/A
FALSE | #N/A | #N/A | #N/A | #N/A | #N/A | #N/A | #N/A | #N/A | #N/A | #N/A |  |  |  | FALSE | #N/A | #N/A | #N/A | #N/A | #N/A | #N/A | #N/A | #N/A | #N/A | #N/A
FALSE | #N/A | #N/A | #N/A | #N/A | #N/A | #N/A | #N/A | #N/A | #N/A | #N/A |  |  |  | FALSE | #N/A | #N/A | #N/A | #N/A | #N/A | #N/A | #N/A | #N/A | #N/A | #N/A
FALSE | #N/A | #N/A | #N/A | #N/A | #N/A | #N/A | #N/A | #N/A | #N/A | #N/A |  |  |  | FALSE | #N/A | #N/A | #N/A | #N/A | #N/A | #N/A | #N/A | #N/A | #N/A | #N/A
FALSE | #N/A | #N/A | #N/A | #N/A | #N/A | #N/A | #N/A | #N/A | #N/A | #N/A |  |  |  | FALSE | #N/A | #N/A | #N/A | #N/A | #N/A | #N/A | #N/A | #N/A | #N/A | #N/A
FALSE | #N/A | #N/A | #N/A | #N/A | #N/A | #N/A | #N/A | #N/A | #N/A | #N/A |  |  |  | FALSE | #N/A | #N/A | #N/A | #N/A | #N/A | #N/A | #N/A | #N/A | #N/A | #N/A
FALSE | #N/A | #N/A | #N/A | #N/A | #N/A | #N/A | #N/A | #N/A | #N/A | #N/A |  |  |  | FALSE | #N/A | #N/A | #N/A | #N/A | #N/A | #N/A | #N/A | #N/A | #N/A | #N/A
FALSE | #N/A | #N/A | #N/A | #N/A | #N/A | #N/A | #N/A | #N/A | #N/A | #N/A |  |  |  | FALSE | #N/A | #N/A | #N/A | #N/A | #N/A | #N/A | #N/A | #N/A | #N/A | #N/A
FALSE | #N/A | #N/A | #N/A | #N/A | #N/A | #N/A | #N/A | #N/A | #N/A | #N/A |  |  |  | FALSE | #N/A | #N/A | #N/A | #N/A | #N/A | #N/A | #N/A | #N/A | #N/A | #N/A
FALSE | #N/A | #N/A | #N/A | #N/A | #N/A | #N/A | #N/A | #N/A | #N/A | #N/A |  |  |  | FALSE | #N/A | #N/A | #N/A | #N/A | #N/A | #N/A | #N/A | #N/A | #N/A | #N/A
FALSE | #N/A | #N/A | #N/A | #N/A | #N/A | #N/A | #N/A | #N/A | #N/A | #N/A |  |  |  | FALSE | #N/A | #N/A | #N/A | #N/A | #N/A | #N/A | #N/A | #N/A | #N/A | #N/A
FALSE | #N/A | #N/A | #N/A | #N/A | #N/A | #N/A | #N/A | #N/A | #N/A | #N/A |  |  |  | FALSE | #N/A | #N/A | #N/A | #N/A | #N/A | #N/A | #N/A | #N/A | #N/A | #N/A
FALSE | #N/A | #N/A | #N/A | #N/A | #N/A | #N/A | #N/A | #N/A | #N/A | #N/A |  |  |  | FALSE | #N/A | #N/A | #N/A | #N/A | #N/A | #N/A | #N/A | #N/A | #N/A | #N/A
FALSE | #N/A | #N/A | #N/A | #N/A | #N/A | #N/A | #N/A | #N/A | #N/A | #N/A |  |  |  | FALSE | #N/A | #N/A | #N/A | #N/A | #N/A | #N/A | #N/A | #N/A | #N/A | #N/A
FALSE | #N/A | #N/A | #N/A | #N/A | #N/A | #N/A | #N/A | #N/A | #N/A | #N/A |  |  |  | FALSE | #N/A | #N/A | #N/A | #N/A | #N/A | #N/A | #N/A | #N/A | #N/A | #N/A
FALSE | #N/A | #N/A | #N/A | #N/A | #N/A | #N/A | #N/A | #N/A | #N/A | #N/A |  |  |  | FALSE | #N/A | #N/A | #N/A | #N/A | #N/A | #N/A | #N/A | #N/A | #N/A | #N/A
FALSE | #N/A | #N/A | #N/A | #N/A | #N/A | #N/A | #N/A | #N/A | #N/A | #N/A |  |  |  | FALSE | #N/A | #N/A | #N/A | #N/A | #N/A | #N/A | #N/A | #N/A | #N/A | #N/A
FALSE | #N/A | #N/A | #N/A | #N/A | #N/A | #N/A | #N/A | #N/A | #N/A | #N/A |  |  |  | FALSE | #N/A | #N/A | #N/A | #N/A | #N/A | #N/A | #N/A | #N/A | #N/A | #N/A
FALSE | #N/A | #N/A | #N/A | #N/A | #N/A | #N/A | #N/A | #N/A | #N/A | #N/A |  |  |  | FALSE | #N/A | #N/A | #N/A | #N/A | #N/A | #N/A | #N/A | #N/A | #N/A | #N/A
FALSE | #N/A | #N/A | #N/A | #N/A | #N/A | #N/A | #N/A | #N/A | #N/A | #N/A |  |  |  | FALSE | #N/A | #N/A | #N/A | #N/A | #N/A | #N/A | #N/A | #N/A | #N/A | #N/A
FALSE | #N/A | #N/A | #N/A | #N/A | #N/A | #N/A | #N/A | #N/A | #N/A | #N/A |  |  |  | FALSE | #N/A | #N/A | #N/A | #N/A | #N/A | #N/A | #N/A | #N/A | #N/A | #N/A
FALSE | #N/A | #N/A | #N/A | #N/A | #N/A | #N/A | #N/A | #N/A | #N/A | #N/A |  |  |  | FALSE | #N/A | #N/A | #N/A | #N/A | #N/A | #N/A | #N/A | #N/A | #N/A | #N/A
FALSE | #N/A | #N/A | #N/A | #N/A | #N/A | #N/A | #N/A | #N/A | #N/A | #N/A |  |  |  | FALSE | #N/A | #N/A | #N/A | #N/A | #N/A | #N/A | #N/A | #N/A | #N/A | #N/A
FALSE | #N/A | #N/A | #N/A | #N/A | #N/A | #N/A | #N/A | #N/A | #N/A | #N/A |  |  |  | FALSE | #N/A | #N/A | #N/A | #N/A | #N/A | #N/A | #N/A | #N/A | #N/A | #N/A
FALSE | #N/A | #N/A | #N/A | #N/A | #N/A | #N/A | #N/A | #N/A | #N/A | #N/A |  |  |  | FALSE | #N/A | #N/A | #N/A | #N/A | #N/A | #N/A | #N/A | #N/A | #N/A | #N/A
FALSE | #N/A | #N/A | #N/A | #N/A | #N/A | #N/A | #N/A | #N/A | #N/A | #N/A |  |  |  | FALSE | #N/A | #N/A | #N/A | #N/A | #N/A | #N/A | #N/A | #N/A | #N/A | #N/A
FALSE | #N/A | #N/A | #N/A | #N/A | #N/A | #N/A | #N/A | #N/A | #N/A | #N/A |  |  |  | FALSE | #N/A | #N/A | #N/A | #N/A | #N/A | #N/A | #N/A | #N/A | #N/A | #N/A
FALSE | #N/A | #N/A | #N/A | #N/A | #N/A | #N/A | #N/A | #N/A | #N/A | #N/A |  |  |  | FALSE | #N/A | #N/A | #N/A | #N/A | #N/A | #N/A | #N/A | #N/A | #N/A | #N/A
FALSE | #N/A | #N/A | #N/A | #N/A | #N/A | #N/A | #N/A | #N/A | #N/A | #N/A |  |  |  | FALSE | #N/A | #N/A | #N/A | #N/A | #N/A | #N/A | #N/A | #N/A | #N/A | #N/A
FALSE | #N/A | #N/A | #N/A | #N/A | #N/A | #N/A | #N/A | #N/A | #N/A | #N/A |  |  |  | FALSE | #N/A | #N/A | #N/A | #N/A | #N/A | #N/A | #N/A | #N/A | #N/A | #N/A
FALSE | #N/A | #N/A | #N/A | #N/A | #N/A | #N/A | #N/A | #N/A | #N/A | #N/A |  |  |  | FALSE | #N/A | #N/A | #N/A | #N/A | #N/A | #N/A | #N/A | #N/A | #N/A | #N/A
FALSE | #N/A | #N/A | #N/A | #N/A | #N/A | #N/A | #N/A | #N/A | #N/A | #N/A |  |  |  | FALSE | #N/A | #N/A | #N/A | #N/A | #N/A | #N/A | #N/A | #N/A | #N/A | #N/A
FALSE | #N/A | #N/A | #N/A | #N/A | #N/A | #N/A | #N/A | #N/A | #N/A | #N/A |  |  |  | FALSE | #N/A | #N/A | #N/A | #N/A | #N/A | #N/A | #N/A | #N/A | #N/A | #N/A
FALSE | #N/A | #N/A | #N/A | #N/A | #N/A | #N/A | #N/A | #N/A | #N/A | #N/A |  |  |  | FALSE | #N/A | #N/A | #N/A | #N/A | #N/A | #N/A | #N/A | #N/A | #N/A | #N/A
FALSE | #N/A | #N/A | #N/A | #N/A | #N/A | #N/A | #N/A | #N/A | #N/A | #N/A |  |  |  | FALSE | #N/A | #N/A | #N/A | #N/A | #N/A | #N/A | #N/A | #N/A | #N/A | #N/A
FALSE | #N/A | #N/A | #N/A | #N/A | #N/A | #N/A | #N/A | #N/A | #N/A | #N/A |  |  |  | FALSE | #N/A | #N/A | #N/A | #N/A | #N/A | #N/A | #N/A | #N/A | #N/A | #N/A
FALSE | #N/A | #N/A | #N/A | #N/A | #N/A | #N/A | #N/A | #N/A | #N/A | #N/A |  |  |  | FALSE | #N/A | #N/A | #N/A | #N/A | #N/A | #N/A | #N/A | #N/A | #N/A | #N/A
FALSE | #N/A | #N/A | #N/A | #N/A | #N/A | #N/A | #N/A | #N/A | #N/A | #N/A |  |  |  | FALSE | #N/A | #N/A | #N/A | #N/A | #N/A | #N/A | #N/A | #N/A | #N/A | #N/A
FALSE | #N/A | #N/A | #N/A | #N/A | #N/A | #N/A | #N/A | #N/A | #N/A | #N/A |  |  |  | FALSE | #N/A | #N/A | #N/A | #N/A | #N/A | #N/A | #N/A | #N/A | #N/A | #N/A
FALSE | #N/A | #N/A | #N/A | #N/A | #N/A | #N/A | #N/A | #N/A | #N/A | #N/A |  |  |  | FALSE | #N/A | #N/A | #N/A | #N/A | #N/A | #N/A | #N/A | #N/A | #N/A | #N/A
FALSE | #N/A | #N/A | #N/A | #N/A | #N/A | #N/A | #N/A | #N/A | #N/A | #N/A |  |  |  | FALSE | #N/A | #N/A | #N/A | #N/A | #N/A | #N/A | #N/A | #N/A | #N/A | #N/A
FALSE | #N/A | #N/A | #N/A | #N/A | #N/A | #N/A | #N/A | #N/A | #N/A | #N/A |  |  |  | FALSE | #N/A | #N/A | #N/A | #N/A | #N/A | #N/A | #N/A | #N/A | #N/A | #N/A
FALSE | #N/A | #N/A | #N/A | #N/A | #N/A | #N/A | #N/A | #N/A | #N/A | #N/A |  |  |  | FALSE | #N/A | #N/A | #N/A | #N/A | #N/A | #N/A | #N/A | #N/A | #N/A | #N/A
FALSE | #N/A | #N/A | #N/A | #N/A | #N/A | #N/A | #N/A | #N/A | #N/A | #N/A |  |  |  | FALSE | #N/A | #N/A | #N/A | #N/A | #N/A | #N/A | #N/A | #N/A | #N/A | #N/A
FALSE | #N/A | #N/A | #N/A | #N/A | #N/A | #N/A | #N/A | #N/A | #N/A | #N/A |  |  |  | FALSE | #N/A | #N/A | #N/A | #N/A | #N/A | #N/A | #N/A | #N/A | #N/A | #N/A
FALSE | #N/A | #N/A | #N/A | #N/A | #N/A | #N/A | #N/A | #N/A | #N/A | #N/A |  |  |  | FALSE | #N/A | #N/A | #N/A | #N/A | #N/A | #N/A | #N/A | #N/A | #N/A | #N/A
FALSE | #N/A | #N/A | #N/A | #N/A | #N/A | #N/A | #N/A | #N/A | #N/A | #N/A |  |  |  | FALSE | #N/A | #N/A | #N/A | #N/A | #N/A | #N/A | #N/A | #N/A | #N/A | #N/A
FALSE | #N/A | #N/A | #N/A | #N/A | #N/A | #N/A | #N/A | #N/A | #N/A | #N/A |  |  |  | FALSE | #N/A | #N/A | #N/A | #N/A | #N/A | #N/A | #N/A | #N/A | #N/A | #N/A
FALSE | #N/A | #N/A | #N/A | #N/A | #N/A | #N/A | #N/A | #N/A | #N/A | #N/A |  |  |  | FALSE | #N/A | #N/A | #N/A | #N/A | #N/A | #N/A | #N/A | #N/A | #N/A | #N/A
FALSE | #N/A | #N/A | #N/A | #N/A | #N/A | #N/A | #N/A | #N/A | #N/A | #N/A |  |  |  | FALSE | #N/A | #N/A | #N/A | #N/A | #N/A | #N/A | #N/A | #N/A | #N/A | #N/A
FALSE | #N/A | #N/A | #N/A | #N/A | #N/A | #N/A | #N/A | #N/A | #N/A | #N/A |  |  |  | FALSE | #N/A | #N/A | #N/A | #N/A | #N/A | #N/A | #N/A | #N/A | #N/A | #N/A
FALSE | #N/A | #N/A | #N/A | #N/A | #N/A | #N/A | #N/A | #N/A | #N/A | #N/A |  |  |  | FALSE | #N/A | #N/A | #N/A | #N/A | #N/A | #N/A | #N/A | #N/A | #N/A | #N/A
FALSE | #N/A | #N/A | #N/A | #N/A | #N/A | #N/A | #N/A | #N/A | #N/A | #N/A |  |  |  | FALSE | #N/A | #N/A | #N/A | #N/A | #N/A | #N/A | #N/A | #N/A | #N/A | #N/A
FALSE | #N/A | #N/A | #N/A | #N/A | #N/A | #N/A | #N/A | #N/A | #N/A | #N/A |  |  |  | FALSE | #N/A | #N/A | #N/A | #N/A | #N/A | #N/A | #N/A | #N/A | #N/A | #N/A
FALSE | #N/A | #N/A | #N/A | #N/A | #N/A | #N/A | #N/A | #N/A | #N/A | #N/A |  |  |  | FALSE | #N/A | #N/A | #N/A | #N/A | #N/A | #N/A | #N/A | #N/A | #N/A | #N/A
FALSE | #N/A | #N/A | #N/A | #N/A | #N/A | #N/A | #N/A | #N/A | #N/A | #N/A |  |  |  | FALSE | #N/A | #N/A | #N/A | #N/A | #N/A | #N/A | #N/A | #N/A | #N/A | #N/A
FALSE | #N/A | #N/A | #N/A | #N/A | #N/A | #N/A | #N/A | #N/A | #N/A | #N/A |  |  |  | FALSE | #N/A | #N/A | #N/A | #N/A | #N/A | #N/A | #N/A | #N/A | #N/A | #N/A
FALSE | #N/A | #N/A | #N/A | #N/A | #N/A | #N/A | #N/A | #N/A | #N/A | #N/A |  |  |  | FALSE | #N/A | #N/A | #N/A | #N/A | #N/A | #N/A | #N/A | #N/A | #N/A | #N/A
FALSE | #N/A | #N/A | #N/A | #N/A | #N/A | #N/A | #N/A | #N/A | #N/A | #N/A |  |  |  | FALSE | #N/A | #N/A | #N/A | #N/A | #N/A | #N/A | #N/A | #N/A | #N/A | #N/A
FALSE | #N/A | #N/A | #N/A | #N/A | #N/A | #N/A | #N/A | #N/A | #N/A | #N/A |  |  |  | FALSE | #N/A | #N/A | #N/A | #N/A | #N/A | #N/A | #N/A | #N/A | #N/A | #N/A
FALSE | #N/A | #N/A | #N/A | #N/A | #N/A | #N/A | #N/A | #N/A | #N/A | #N/A |  |  |  | FALSE | #N/A | #N/A | #N/A | #N/A | #N/A | #N/A | #N/A | #N/A | #N/A | #N/A
FALSE | #N/A | #N/A | #N/A | #N/A | #N/A | #N/A | #N/A | #N/A | #N/A | #N/A |  |  |  | FALSE | #N/A | #N/A | #N/A | #N/A | #N/A | #N/A | #N/A | #N/A | #N/A | #N/A
FALSE | #N/A | #N/A | #N/A | #N/A | #N/A | #N/A | #N/A | #N/A | #N/A | #N/A |  |  |  | FALSE | #N/A | #N/A | #N/A | #N/A | #N/A | #N/A | #N/A | #N/A | #N/A | #N/A
FALSE | #N/A | #N/A | #N/A | #N/A | #N/A | #N/A | #N/A | #N/A | #N/A | #N/A |  |  |  | FALSE | #N/A | #N/A | #N/A | #N/A | #N/A | #N/A | #N/A | #N/A | #N/A | #N/A
FALSE | #N/A | #N/A | #N/A | #N/A | #N/A | #N/A | #N/A | #N/A | #N/A | #N/A |  |  |  | FALSE | #N/A | #N/A | #N/A | #N/A | #N/A | #N/A | #N/A | #N/A | #N/A | #N/A
FALSE | #N/A | #N/A | #N/A | #N/A | #N/A | #N/A | #N/A | #N/A | #N/A | #N/A |  |  |  | FALSE | #N/A | #N/A | #N/A | #N/A | #N/A | #N/A | #N/A | #N/A | #N/A | #N/A
FALSE | #N/A | #N/A | #N/A | #N/A | #N/A | #N/A | #N/A | #N/A | #N/A | #N/A |  |  |  | FALSE | #N/A | #N/A | #N/A | #N/A | #N/A | #N/A | #N/A | #N/A | #N/A | #N/A
FALSE | #N/A | #N/A | #N/A | #N/A | #N/A | #N/A | #N/A | #N/A | #N/A | #N/A |  |  |  | FALSE | #N/A | #N/A | #N/A | #N/A | #N/A | #N/A | #N/A | #N/A | #N/A | #N/A
FALSE | #N/A | #N/A | #N/A | #N/A | #N/A | #N/A | #N/A | #N/A | #N/A | #N/A |  |  |  | FALSE | #N/A | #N/A | #N/A | #N/A | #N/A | #N/A | #N/A | #N/A | #N/A | #N/A
FALSE | #N/A | #N/A | #N/A | #N/A | #N/A | #N/A | #N/A | #N/A | #N/A | #N/A |  |  |  | FALSE | #N/A | #N/A | #N/A | #N/A | #N/A | #N/A | #N/A | #N/A | #N/A | #N/A
FALSE | #N/A | #N/A | #N/A | #N/A | #N/A | #N/A | #N/A | #N/A | #N/A | #N/A |  |  |  | FALSE | #N/A | #N/A | #N/A | #N/A | #N/A | #N/A | #N/A | #N/A | #N/A | #N/A
FALSE | #N/A | #N/A | #N/A | #N/A | #N/A | #N/A | #N/A | #N/A | #N/A | #N/A |  |  |  | FALSE | #N/A | #N/A | #N/A | #N/A | #N/A | #N/A | #N/A | #N/A | #N/A | #N/A
FALSE | #N/A | #N/A | #N/A | #N/A | #N/A | #N/A | #N/A | #N/A | #N/A | #N/A |  |  |  | FALSE | #N/A | #N/A | #N/A | #N/A | #N/A | #N/A | #N/A | #N/A | #N/A | #N/A
FALSE | #N/A | #N/A | #N/A | #N/A | #N/A | #N/A | #N/A | #N/A | #N/A | #N/A |  |  |  | FALSE | #N/A | #N/A | #N/A | #N/A | #N/A | #N/A | #N/A | #N/A | #N/A | #N/A
FALSE | #N/A | #N/A | #N/A | #N/A | #N/A | #N/A | #N/A | #N/A | #N/A | #N/A |  |  |  | FALSE | #N/A | #N/A | #N/A | #N/A | #N/A | #N/A | #N/A | #N/A | #N/A | #N/A
FALSE | #N/A | #N/A | #N/A | #N/A | #N/A | #N/A | #N/A | #N/A | #N/A | #N/A |  |  |  | FALSE | #N/A | #N/A | #N/A | #N/A | #N/A | #N/A | #N/A | #N/A | #N/A | #N/A
FALSE | #N/A | #N/A | #N/A | #N/A | #N/A | #N/A | #N/A | #N/A | #N/A | #N/A |  |  |  | FALSE | #N/A | #N/A | #N/A | #N/A | #N/A | #N/A | #N/A | #N/A | #N/A | #N/A
FALSE | #N/A | #N/A | #N/A | #N/A | #N/A | #N/A | #N/A | #N/A | #N/A | #N/A |  |  |  | FALSE | #N/A | #N/A | #N/A | #N/A | #N/A | #N/A | #N/A | #N/A | #N/A | #N/A
FALSE | #N/A | #N/A | #N/A | #N/A | #N/A | #N/A | #N/A | #N/A | #N/A | #N/A |  |  |  | FALSE | #N/A | #N/A | #N/A | #N/A | #N/A | #N/A | #N/A | #N/A | #N/A | #N/A
FALSE | #N/A | #N/A | #N/A | #N/A | #N/A | #N/A | #N/A | #N/A | #N/A | #N/A |  |  |  | FALSE | #N/A | #N/A | #N/A | #N/A | #N/A | #N/A | #N/A | #N/A | #N/A | #N/A
FALSE | #N/A | #N/A | #N/A | #N/A | #N/A | #N/A | #N/A | #N/A | #N/A | #N/A |  |  |  | FALSE | #N/A | #N/A | #N/A | #N/A | #N/A | #N/A | #N/A | #N/A | #N/A | #N/A
FALSE | #N/A | #N/A | #N/A | #N/A | #N/A | #N/A | #N/A | #N/A | #N/A | #N/A |  |  |  | FALSE | #N/A | #N/A | #N/A | #N/A | #N/A | #N/A | #N/A | #N/A | #N/A | #N/A
FALSE | #N/A | #N/A | #N/A | #N/A | #N/A | #N/A | #N/A | #N/A | #N/A | #N/A |  |  |  | FALSE | #N/A | #N/A | #N/A | #N/A | #N/A | #N/A | #N/A | #N/A | #N/A | #N/A
FALSE | #N/A | #N/A | #N/A | #N/A | #N/A | #N/A | #N/A | #N/A | #N/A | #N/A |  |  |  | FALSE | #N/A | #N/A | #N/A | #N/A | #N/A | #N/A | #N/A | #N/A | #N/A | #N/A
FALSE | #N/A | #N/A | #N/A | #N/A | #N/A | #N/A | #N/A | #N/A | #N/A | #N/A |  |  |  | FALSE | #N/A | #N/A | #N/A | #N/A | #N/A | #N/A | #N/A | #N/A | #N/A | #N/A
FALSE | #N/A | #N/A | #N/A | #N/A | #N/A | #N/A | #N/A | #N/A | #N/A | #N/A |  |  |  | FALSE | #N/A | #N/A | #N/A | #N/A | #N/A | #N/A | #N/A | #N/A | #N/A | #N/A
FALSE | #N/A | #N/A | #N/A | #N/A | #N/A | #N/A | #N/A | #N/A | #N/A | #N/A |  |  |  | FALSE | #N/A | #N/A | #N/A | #N/A | #N/A | #N/A | #N/A | #N/A | #N/A | #N/A
FALSE | #N/A | #N/A | #N/A | #N/A | #N/A | #N/A | #N/A | #N/A | #N/A | #N/A |  |  |  | FALSE | #N/A | #N/A | #N/A | #N/A | #N/A | #N/A | #N/A | #N/A | #N/A | #N/A
FALSE | #N/A | #N/A | #N/A | #N/A | #N/A | #N/A | #N/A | #N/A | #N/A | #N/A |  |  |  | FALSE | #N/A | #N/A | #N/A | #N/A | #N/A | #N/A | #N/A | #N/A | #N/A | #N/A
FALSE | #N/A | #N/A | #N/A | #N/A | #N/A | #N/A | #N/A | #N/A | #N/A | #N/A |  |  |  | FALSE | #N/A | #N/A | #N/A | #N/A | #N/A | #N/A | #N/A | #N/A | #N/A | #N/A
FALSE | #N/A | #N/A | #N/A | #N/A | #N/A | #N/A | #N/A | #N/A | #N/A | #N/A |  |  |  | FALSE | #N/A | #N/A | #N/A | #N/A | #N/A | #N/A | #N/A | #N/A | #N/A | #N/A
FALSE | #N/A | #N/A | #N/A | #N/A | #N/A | #N/A | #N/A | #N/A | #N/A | #N/A |  |  |  | FALSE | #N/A | #N/A | #N/A | #N/A | #N/A | #N/A | #N/A | #N/A | #N/A | #N/A
FALSE | #N/A | #N/A | #N/A | #N/A | #N/A | #N/A | #N/A | #N/A | #N/A | #N/A |  |  |  | FALSE | #N/A | #N/A | #N/A | #N/A | #N/A | #N/A | #N/A | #N/A | #N/A | #N/A
FALSE | #N/A | #N/A | #N/A | #N/A | #N/A | #N/A | #N/A | #N/A | #N/A | #N/A |  |  |  | FALSE | #N/A | #N/A | #N/A | #N/A | #N/A | #N/A | #N/A | #N/A | #N/A | #N/A
FALSE | #N/A | #N/A | #N/A | #N/A | #N/A | #N/A | #N/A | #N/A | #N/A | #N/A |  |  |  | FALSE | #N/A | #N/A | #N/A | #N/A | #N/A | #N/A | #N/A | #N/A | #N/A | #N/A
FALSE | #N/A | #N/A | #N/A | #N/A | #N/A | #N/A | #N/A | #N/A | #N/A | #N/A |  |  |  | FALSE | #N/A | #N/A | #N/A | #N/A | #N/A | #N/A | #N/A | #N/A | #N/A | #N/A
FALSE | #N/A | #N/A | #N/A | #N/A | #N/A | #N/A | #N/A | #N/A | #N/A | #N/A |  |  |  | FALSE | #N/A | #N/A | #N/A | #N/A | #N/A | #N/A | #N/A | #N/A | #N/A | #N/A
FALSE | #N/A | #N/A | #N/A | #N/A | #N/A | #N/A | #N/A | #N/A | #N/A | #N/A |  |  |  | FALSE | #N/A | #N/A | #N/A | #N/A | #N/A | #N/A | #N/A | #N/A | #N/A | #N/A
FALSE | #N/A | #N/A | #N/A | #N/A | #N/A | #N/A | #N/A | #N/A | #N/A | #N/A |  |  |  | FALSE | #N/A | #N/A | #N/A | #N/A | #N/A | #N/A | #N/A | #N/A | #N/A | #N/A
FALSE | #N/A | #N/A | #N/A | #N/A | #N/A | #N/A | #N/A | #N/A | #N/A | #N/A |  |  |  | FALSE | #N/A | #N/A | #N/A | #N/A | #N/A | #N/A | #N/A | #N/A | #N/A | #N/A
FALSE | #N/A | #N/A | #N/A | #N/A | #N/A | #N/A | #N/A | #N/A | #N/A | #N/A |  |  |  | FALSE | #N/A | #N/A | #N/A | #N/A | #N/A | #N/A | #N/A | #N/A | #N/A | #N/A
FALSE | #N/A | #N/A | #N/A | #N/A | #N/A | #N/A | #N/A | #N/A | #N/A | #N/A |  |  |  | FALSE | #N/A | #N/A | #N/A | #N/A | #N/A | #N/A | #N/A | #N/A | #N/A | #N/A
FALSE | #N/A | #N/A | #N/A | #N/A | #N/A | #N/A | #N/A | #N/A | #N/A | #N/A |  |  |  | FALSE | #N/A | #N/A | #N/A | #N/A | #N/A | #N/A | #N/A | #N/A | #N/A | #N/A
FALSE | #N/A | #N/A | #N/A | #N/A | #N/A | #N/A | #N/A | #N/A | #N/A | #N/A |  |  |  | FALSE | #N/A | #N/A | #N/A | #N/A | #N/A | #N/A | #N/A | #N/A | #N/A | #N/A
FALSE | #N/A | #N/A | #N/A | #N/A | #N/A | #N/A | #N/A | #N/A | #N/A | #N/A |  |  |  | FALSE | #N/A | #N/A | #N/A | #N/A | #N/A | #N/A | #N/A | #N/A | #N/A | #N/A
FALSE | #N/A | #N/A | #N/A | #N/A | #N/A | #N/A | #N/A | #N/A | #N/A | #N/A |  |  |  | FALSE | #N/A | #N/A | #N/A | #N/A | #N/A | #N/A | #N/A | #N/A | #N/A | #N/A
FALSE | #N/A | #N/A | #N/A | #N/A | #N/A | #N/A | #N/A | #N/A | #N/A | #N/A |  |  |  | FALSE | #N/A | #N/A | #N/A | #N/A | #N/A | #N/A | #N/A | #N/A | #N/A | #N/A
FALSE | #N/A | #N/A | #N/A | #N/A | #N/A | #N/A | #N/A | #N/A | #N/A | #N/A |  |  |  | FALSE | #N/A | #N/A | #N/A | #N/A | #N/A | #N/A | #N/A | #N/A | #N/A | #N/A
FALSE | #N/A | #N/A | #N/A | #N/A | #N/A | #N/A | #N/A | #N/A | #N/A | #N/A |  |  |  | FALSE | #N/A | #N/A | #N/A | #N/A | #N/A | #N/A | #N/A | #N/A | #N/A | #N/A
FALSE | #N/A | #N/A | #N/A | #N/A | #N/A | #N/A | #N/A | #N/A | #N/A | #N/A |  |  |  | FALSE | #N/A | #N/A | #N/A | #N/A | #N/A | #N/A | #N/A | #N/A | #N/A | #N/A
FALSE | #N/A | #N/A | #N/A | #N/A | #N/A | #N/A | #N/A | #N/A | #N/A | #N/A |  |  |  | FALSE | #N/A | #N/A | #N/A | #N/A | #N/A | #N/A | #N/A | #N/A | #N/A | #N/A
FALSE | #N/A | #N/A | #N/A | #N/A | #N/A | #N/A | #N/A | #N/A | #N/A | #N/A |  |  |  | FALSE | #N/A | #N/A | #N/A | #N/A | #N/A | #N/A | #N/A | #N/A | #N/A | #N/A
FALSE | #N/A | #N/A | #N/A | #N/A | #N/A | #N/A | #N/A | #N/A | #N/A | #N/A |  |  |  | FALSE | #N/A | #N/A | #N/A | #N/A | #N/A | #N/A | #N/A | #N/A | #N/A | #N/A
FALSE | #N/A | #N/A | #N/A | #N/A | #N/A | #N/A | #N/A | #N/A | #N/A | #N/A |  |  |  | FALSE | #N/A | #N/A | #N/A | #N/A | #N/A | #N/A | #N/A | #N/A | #N/A | #N/A
FALSE | #N/A | #N/A | #N/A | #N/A | #N/A | #N/A | #N/A | #N/A | #N/A | #N/A |  |  |  | FALSE | #N/A | #N/A | #N/A | #N/A | #N/A | #N/A | #N/A | #N/A | #N/A | #N/A
FALSE | #N/A | #N/A | #N/A | #N/A | #N/A | #N/A | #N/A | #N/A | #N/A | #N/A |  |  |  | FALSE | #N/A | #N/A | #N/A | #N/A | #N/A | #N/A | #N/A | #N/A | #N/A | #N/A
FALSE | #N/A | #N/A | #N/A | #N/A | #N/A | #N/A | #N/A | #N/A | #N/A | #N/A |  |  |  | FALSE | #N/A | #N/A | #N/A | #N/A | #N/A | #N/A | #N/A | #N/A | #N/A | #N/A
FALSE | #N/A | #N/A | #N/A | #N/A | #N/A | #N/A | #N/A | #N/A | #N/A | #N/A |  |  |  | FALSE | #N/A | #N/A | #N/A | #N/A | #N/A | #N/A | #N/A | #N/A | #N/A | #N/A
FALSE | #N/A | #N/A | #N/A | #N/A | #N/A | #N/A | #N/A | #N/A | #N/A | #N/A |  |  |  | FALSE | #N/A | #N/A | #N/A | #N/A | #N/A | #N/A | #N/A | #N/A | #N/A | #N/A
FALSE | #N/A | #N/A | #N/A | #N/A | #N/A | #N/A | #N/A | #N/A | #N/A | #N/A |  |  |  | FALSE | #N/A | #N/A | #N/A | #N/A | #N/A | #N/A | #N/A | #N/A | #N/A | #N/A
FALSE | #N/A | #N/A | #N/A | #N/A | #N/A | #N/A | #N/A | #N/A | #N/A | #N/A |  |  |  | FALSE | #N/A | #N/A | #N/A | #N/A | #N/A | #N/A | #N/A | #N/A | #N/A | #N/A
FALSE | #N/A | #N/A | #N/A | #N/A | #N/A | #N/A | #N/A | #N/A | #N/A | #N/A |  |  |  | FALSE | #N/A | #N/A | #N/A | #N/A | #N/A | #N/A | #N/A | #N/A | #N/A | #N/A
FALSE | #N/A | #N/A | #N/A | #N/A | #N/A | #N/A | #N/A | #N/A | #N/A | #N/A |  |  |  | FALSE | #N/A | #N/A | #N/A | #N/A | #N/A | #N/A | #N/A | #N/A | #N/A | #N/A
FALSE | #N/A | #N/A | #N/A | #N/A | #N/A | #N/A | #N/A | #N/A | #N/A | #N/A |  |  |  | FALSE | #N/A | #N/A | #N/A | #N/A | #N/A | #N/A | #N/A | #N/A | #N/A | #N/A
FALSE | #N/A | #N/A | #N/A | #N/A | #N/A | #N/A | #N/A | #N/A | #N/A | #N/A |  |  |  | FALSE | #N/A | #N/A | #N/A | #N/A | #N/A | #N/A | #N/A | #N/A | #N/A | #N/A
FALSE | #N/A | #N/A | #N/A | #N/A | #N/A | #N/A | #N/A | #N/A | #N/A | #N/A |  |  |  | FALSE | #N/A | #N/A | #N/A | #N/A | #N/A | #N/A | #N/A | #N/A | #N/A | #N/A
FALSE | #N/A | #N/A | #N/A | #N/A | #N/A | #N/A | #N/A | #N/A | #N/A | #N/A |  |  |  | FALSE | #N/A | #N/A | #N/A | #N/A | #N/A | #N/A | #N/A | #N/A | #N/A | #N/A
FALSE | #N/A | #N/A | #N/A | #N/A | #N/A | #N/A | #N/A | #N/A | #N/A | #N/A |  |  |  | FALSE | #N/A | #N/A | #N/A | #N/A | #N/A | #N/A | #N/A | #N/A | #N/A | #N/A
FALSE | #N/A | #N/A | #N/A | #N/A | #N/A | #N/A | #N/A | #N/A | #N/A | #N/A |  |  |  | FALSE | #N/A | #N/A | #N/A | #N/A | #N/A | #N/A | #N/A | #N/A | #N/A | #N/A
FALSE | #N/A | #N/A | #N/A | #N/A | #N/A | #N/A | #N/A | #N/A | #N/A | #N/A |  |  |  | FALSE | #N/A | #N/A | #N/A | #N/A | #N/A | #N/A | #N/A | #N/A | #N/A | #N/A
FALSE | #N/A | #N/A | #N/A | #N/A | #N/A | #N/A | #N/A | #N/A | #N/A | #N/A |  |  |  | FALSE | #N/A | #N/A | #N/A | #N/A | #N/A | #N/A | #N/A | #N/A | #N/A | #N/A
FALSE | #N/A | #N/A | #N/A | #N/A | #N/A | #N/A | #N/A | #N/A | #N/A | #N/A |  |  |  | FALSE | #N/A | #N/A | #N/A | #N/A | #N/A | #N/A | #N/A | #N/A | #N/A | #N/A
FALSE | #N/A | #N/A | #N/A | #N/A | #N/A | #N/A | #N/A | #N/A | #N/A | #N/A |  |  |  | FALSE | #N/A | #N/A | #N/A | #N/A | #N/A | #N/A | #N/A | #N/A | #N/A | #N/A
FALSE | #N/A | #N/A | #N/A | #N/A | #N/A | #N/A | #N/A | #N/A | #N/A | #N/A |  |  |  | FALSE | #N/A | #N/A | #N/A | #N/A | #N/A | #N/A | #N/A | #N/A | #N/A | #N/A
FALSE | #N/A | #N/A | #N/A | #N/A | #N/A | #N/A | #N/A | #N/A | #N/A | #N/A |  |  |  | FALSE | #N/A | #N/A | #N/A | #N/A | #N/A | #N/A | #N/A | #N/A | #N/A | #N/A
FALSE | #N/A | #N/A | #N/A | #N/A | #N/A | #N/A | #N/A | #N/A | #N/A | #N/A |  |  |  | FALSE | #N/A | #N/A | #N/A | #N/A | #N/A | #N/A | #N/A | #N/A | #N/A | #N/A
FALSE | #N/A | #N/A | #N/A | #N/A | #N/A | #N/A | #N/A | #N/A | #N/A | #N/A |  |  |  | FALSE | #N/A | #N/A | #N/A | #N/A | #N/A | #N/A | #N/A | #N/A | #N/A | #N/A
FALSE | #N/A | #N/A | #N/A | #N/A | #N/A | #N/A | #N/A | #N/A | #N/A | #N/A |  |  |  | FALSE | #N/A | #N/A | #N/A | #N/A | #N/A | #N/A | #N/A | #N/A | #N/A | #N/A
FALSE | #N/A | #N/A | #N/A | #N/A | #N/A | #N/A | #N/A | #N/A | #N/A | #N/A |  |  |  | FALSE | #N/A | #N/A | #N/A | #N/A | #N/A | #N/A | #N/A | #N/A | #N/A | #N/A
FALSE | #N/A | #N/A | #N/A | #N/A | #N/A | #N/A | #N/A | #N/A | #N/A | #N/A |  |  |  | FALSE | #N/A | #N/A | #N/A | #N/A | #N/A | #N/A | #N/A | #N/A | #N/A | #N/A
FALSE | #N/A | #N/A | #N/A | #N/A | #N/A | #N/A | #N/A | #N/A | #N/A | #N/A |  |  |  | FALSE | #N/A | #N/A | #N/A | #N/A | #N/A | #N/A | #N/A | #N/A | #N/A | #N/A
FALSE | #N/A | #N/A | #N/A | #N/A | #N/A | #N/A | #N/A | #N/A | #N/A | #N/A |  |  |  | FALSE | #N/A | #N/A | #N/A | #N/A | #N/A | #N/A | #N/A | #N/A | #N/A | #N/A
FALSE | #N/A | #N/A | #N/A | #N/A | #N/A | #N/A | #N/A | #N/A | #N/A | #N/A |  |  |  | FALSE | #N/A | #N/A | #N/A | #N/A | #N/A | #N/A | #N/A | #N/A | #N/A | #N/A
FALSE | #N/A | #N/A | #N/A | #N/A | #N/A | #N/A | #N/A | #N/A | #N/A | #N/A |  |  |  | FALSE | #N/A | #N/A | #N/A | #N/A | #N/A | #N/A | #N/A | #N/A | #N/A | #N/A
FALSE | #N/A | #N/A | #N/A | #N/A | #N/A | #N/A | #N/A | #N/A | #N/A | #N/A |  |  |  | FALSE | #N/A | #N/A | #N/A | #N/A | #N/A | #N/A | #N/A | #N/A | #N/A | #N/A
FALSE | #N/A | #N/A | #N/A | #N/A | #N/A | #N/A | #N/A | #N/A | #N/A | #N/A |  |  |  | FALSE | #N/A | #N/A | #N/A | #N/A | #N/A | #N/A | #N/A | #N/A | #N/A | #N/A
FALSE | #N/A | #N/A | #N/A | #N/A | #N/A | #N/A | #N/A | #N/A | #N/A | #N/A |  |  |  | FALSE | #N/A | #N/A | #N/A | #N/A | #N/A | #N/A | #N/A | #N/A | #N/A | #N/A
FALSE | #N/A | #N/A | #N/A | #N/A | #N/A | #N/A | #N/A | #N/A | #N/A | #N/A |  |  |  | FALSE | #N/A | #N/A | #N/A | #N/A | #N/A | #N/A | #N/A | #N/A | #N/A | #N/A
FALSE | #N/A | #N/A | #N/A | #N/A | #N/A | #N/A | #N/A | #N/A | #N/A | #N/A |  |  |  | FALSE | #N/A | #N/A | #N/A | #N/A | #N/A | #N/A | #N/A | #N/A | #N/A | #N/A
FALSE | #N/A | #N/A | #N/A | #N/A | #N/A | #N/A | #N/A | #N/A | #N/A | #N/A |  |  |  | FALSE | #N/A | #N/A | #N/A | #N/A | #N/A | #N/A | #N/A | #N/A | #N/A | #N/A
FALSE | #N/A | #N/A | #N/A | #N/A | #N/A | #N/A | #N/A | #N/A | #N/A | #N/A |  |  |  | FALSE | #N/A | #N/A | #N/A | #N/A | #N/A | #N/A | #N/A | #N/A | #N/A | #N/A
FALSE | #N/A | #N/A | #N/A | #N/A | #N/A | #N/A | #N/A | #N/A | #N/A | #N/A |  |  |  | FALSE | #N/A | #N/A | #N/A | #N/A | #N/A | #N/A | #N/A | #N/A | #N/A | #N/A
FALSE | #N/A | #N/A | #N/A | #N/A | #N/A | #N/A | #N/A | #N/A | #N/A | #N/A |  |  |  | FALSE | #N/A | #N/A | #N/A | #N/A | #N/A | #N/A | #N/A | #N/A | #N/A | #N/A
FALSE | #N/A | #N/A | #N/A | #N/A | #N/A | #N/A | #N/A | #N/A | #N/A | #N/A |  |  |  | FALSE | #N/A | #N/A | #N/A | #N/A | #N/A | #N/A | #N/A | #N/A | #N/A | #N/A
FALSE | #N/A | #N/A | #N/A | #N/A | #N/A | #N/A | #N/A | #N/A | #N/A | #N/A |  |  |  | FALSE | #N/A | #N/A | #N/A | #N/A | #N/A | #N/A | #N/A | #N/A | #N/A | #N/A
FALSE | #N/A | #N/A | #N/A | #N/A | #N/A | #N/A | #N/A | #N/A | #N/A | #N/A |  |  |  | FALSE | #N/A | #N/A | #N/A | #N/A | #N/A | #N/A | #N/A | #N/A | #N/A | #N/A
FALSE | #N/A | #N/A | #N/A | #N/A | #N/A | #N/A | #N/A | #N/A | #N/A | #N/A |  |  |  | FALSE | #N/A | #N/A | #N/A | #N/A | #N/A | #N/A | #N/A | #N/A | #N/A | #N/A
FALSE | #N/A | #N/A | #N/A | #N/A | #N/A | #N/A | #N/A | #N/A | #N/A | #N/A |  |  |  | FALSE | #N/A | #N/A | #N/A | #N/A | #N/A | #N/A | #N/A | #N/A | #N/A | #N/A
FALSE | #N/A | #N/A | #N/A | #N/A | #N/A | #N/A | #N/A | #N/A | #N/A | #N/A |  |  |  | FALSE | #N/A | #N/A | #N/A | #N/A | #N/A | #N/A | #N/A | #N/A | #N/A | #N/A
FALSE | #N/A | #N/A | #N/A | #N/A | #N/A | #N/A | #N/A | #N/A | #N/A | #N/A |  |  |  | FALSE | #N/A | #N/A | #N/A | #N/A | #N/A | #N/A | #N/A | #N/A | #N/A | #N/A
FALSE | #N/A | #N/A | #N/A | #N/A | #N/A | #N/A | #N/A | #N/A | #N/A | #N/A |  |  |  | FALSE | #N/A | #N/A | #N/A | #N/A | #N/A | #N/A | #N/A | #N/A | #N/A | #N/A
FALSE | #N/A | #N/A | #N/A | #N/A | #N/A | #N/A | #N/A | #N/A | #N/A | #N/A |  |  |  | FALSE | #N/A | #N/A | #N/A | #N/A | #N/A | #N/A | #N/A | #N/A | #N/A | #N/A
FALSE | #N/A | #N/A | #N/A | #N/A | #N/A | #N/A | #N/A | #N/A | #N/A | #N/A |  |  |  | FALSE | #N/A | #N/A | #N/A | #N/A | #N/A | #N/A | #N/A | #N/A | #N/A | #N/A
FALSE | #N/A | #N/A | #N/A | #N/A | #N/A | #N/A | #N/A | #N/A | #N/A | #N/A |  |  |  | FALSE | #N/A | #N/A | #N/A | #N/A | #N/A | #N/A | #N/A | #N/A | #N/A | #N/A
FALSE | #N/A | #N/A | #N/A | #N/A | #N/A | #N/A | #N/A | #N/A | #N/A | #N/A |  |  |  | FALSE | #N/A | #N/A | #N/A | #N/A | #N/A | #N/A | #N/A | #N/A | #N/A | #N/A
FALSE | #N/A | #N/A | #N/A | #N/A | #N/A | #N/A | #N/A | #N/A | #N/A | #N/A |  |  |  | FALSE | #N/A | #N/A | #N/A | #N/A | #N/A | #N/A | #N/A | #N/A | #N/A | #N/A
FALSE | #N/A | #N/A | #N/A | #N/A | #N/A | #N/A | #N/A | #N/A | #N/A | #N/A |  |  |  | FALSE | #N/A | #N/A | #N/A | #N/A | #N/A | #N/A | #N/A | #N/A | #N/A | #N/A
FALSE | #N/A | #N/A | #N/A | #N/A | #N/A | #N/A | #N/A | #N/A | #N/A | #N/A |  |  |  | FALSE | #N/A | #N/A | #N/A | #N/A | #N/A | #N/A | #N/A | #N/A | #N/A | #N/A
FALSE | #N/A | #N/A | #N/A | #N/A | #N/A | #N/A | #N/A | #N/A | #N/A | #N/A |  |  |  | FALSE | #N/A | #N/A | #N/A | #N/A | #N/A | #N/A | #N/A | #N/A | #N/A | #N/A
FALSE | #N/A | #N/A | #N/A | #N/A | #N/A | #N/A | #N/A | #N/A | #N/A | #N/A |  |  |  | FALSE | #N/A | #N/A | #N/A | #N/A | #N/A | #N/A | #N/A | #N/A | #N/A | #N/A
FALSE | #N/A | #N/A | #N/A | #N/A | #N/A | #N/A | #N/A | #N/A | #N/A | #N/A |  |  |  | FALSE | #N/A | #N/A | #N/A | #N/A | #N/A | #N/A | #N/A | #N/A | #N/A | #N/A
FALSE | #N/A | #N/A | #N/A | #N/A | #N/A | #N/A | #N/A | #N/A | #N/A | #N/A |  |  |  | FALSE | #N/A | #N/A | #N/A | #N/A | #N/A | #N/A | #N/A | #N/A | #N/A | #N/A
FALSE | #N/A | #N/A | #N/A | #N/A | #N/A | #N/A | #N/A | #N/A | #N/A | #N/A |  |  |  | FALSE | #N/A | #N/A | #N/A | #N/A | #N/A | #N/A | #N/A | #N/A | #N/A | #N/A
FALSE | #N/A | #N/A | #N/A | #N/A | #N/A | #N/A | #N/A | #N/A | #N/A | #N/A |  |  |  | FALSE | #N/A | #N/A | #N/A | #N/A | #N/A | #N/A | #N/A | #N/A | #N/A | #N/A
FALSE | #N/A | #N/A | #N/A | #N/A | #N/A | #N/A | #N/A | #N/A | #N/A | #N/A |  |  |  | FALSE | #N/A | #N/A | #N/A | #N/A | #N/A | #N/A | #N/A | #N/A | #N/A | #N/A
FALSE | #N/A | #N/A | #N/A | #N/A | #N/A | #N/A | #N/A | #N/A | #N/A | #N/A |  |  |  | FALSE | #N/A | #N/A | #N/A | #N/A | #N/A | #N/A | #N/A | #N/A | #N/A | #N/A
FALSE | #N/A | #N/A | #N/A | #N/A | #N/A | #N/A | #N/A | #N/A | #N/A | #N/A |  |  |  | FALSE | #N/A | #N/A | #N/A | #N/A | #N/A | #N/A | #N/A | #N/A | #N/A | #N/A
FALSE | #N/A | #N/A | #N/A | #N/A | #N/A | #N/A | #N/A | #N/A | #N/A | #N/A |  |  |  | FALSE | #N/A | #N/A | #N/A | #N/A | #N/A | #N/A | #N/A | #N/A | #N/A | #N/A
FALSE | #N/A | #N/A | #N/A | #N/A | #N/A | #N/A | #N/A | #N/A | #N/A | #N/A |  |  |  | FALSE | #N/A | #N/A | #N/A | #N/A | #N/A | #N/A | #N/A | #N/A | #N/A | #N/A
FALSE | #N/A | #N/A | #N/A | #N/A | #N/A | #N/A | #N/A | #N/A | #N/A | #N/A |  |  |  | FALSE | #N/A | #N/A | #N/A | #N/A | #N/A | #N/A | #N/A | #N/A | #N/A | #N/A
FALSE | #N/A | #N/A | #N/A | #N/A | #N/A | #N/A | #N/A | #N/A | #N/A | #N/A |  |  |  | FALSE | #N/A | #N/A | #N/A | #N/A | #N/A | #N/A | #N/A | #N/A | #N/A | #N/A
FALSE | #N/A | #N/A | #N/A | #N/A | #N/A | #N/A | #N/A | #N/A | #N/A | #N/A |  |  |  | FALSE | #N/A | #N/A | #N/A | #N/A | #N/A | #N/A | #N/A | #N/A | #N/A | #N/A
FALSE | #N/A | #N/A | #N/A | #N/A | #N/A | #N/A | #N/A | #N/A | #N/A | #N/A |  |  |  | FALSE | #N/A | #N/A | #N/A | #N/A | #N/A | #N/A | #N/A | #N/A | #N/A | #N/A
FALSE | #N/A | #N/A | #N/A | #N/A | #N/A | #N/A | #N/A | #N/A | #N/A | #N/A |  |  |  | FALSE | #N/A | #N/A | #N/A | #N/A | #N/A | #N/A | #N/A | #N/A | #N/A | #N/A
FALSE | #N/A | #N/A | #N/A | #N/A | #N/A | #N/A | #N/A | #N/A | #N/A | #N/A |  |  |  | FALSE | #N/A | #N/A | #N/A | #N/A | #N/A | #N/A | #N/A | #N/A | #N/A | #N/A
FALSE | #N/A | #N/A | #N/A | #N/A | #N/A | #N/A | #N/A | #N/A | #N/A | #N/A |  |  |  | FALSE | #N/A | #N/A | #N/A | #N/A | #N/A | #N/A | #N/A | #N/A | #N/A | #N/A
FALSE | #N/A | #N/A | #N/A | #N/A | #N/A | #N/A | #N/A | #N/A | #N/A | #N/A |  |  |  | FALSE | #N/A | #N/A | #N/A | #N/A | #N/A | #N/A | #N/A | #N/A | #N/A | #N/A
FALSE | #N/A | #N/A | #N/A | #N/A | #N/A | #N/A | #N/A | #N/A | #N/A | #N/A |  |  |  | FALSE | #N/A | #N/A | #N/A | #N/A | #N/A | #N/A | #N/A | #N/A | #N/A | #N/A
FALSE | #N/A | #N/A | #N/A | #N/A | #N/A | #N/A | #N/A | #N/A | #N/A | #N/A |  |  |  | FALSE | #N/A | #N/A | #N/A | #N/A | #N/A | #N/A | #N/A | #N/A | #N/A | #N/A
FALSE | #N/A | #N/A | #N/A | #N/A | #N/A | #N/A | #N/A | #N/A | #N/A | #N/A |  |  |  | FALSE | #N/A | #N/A | #N/A | #N/A | #N/A | #N/A | #N/A | #N/A | #N/A | #N/A
FALSE | #N/A | #N/A | #N/A | #N/A | #N/A | #N/A | #N/A | #N/A | #N/A | #N/A |  |  |  | FALSE | #N/A | #N/A | #N/A | #N/A | #N/A | #N/A | #N/A | #N/A | #N/A | #N/A
FALSE | #N/A | #N/A | #N/A | #N/A | #N/A | #N/A | #N/A | #N/A | #N/A | #N/A |  |  |  | FALSE | #N/A | #N/A | #N/A | #N/A | #N/A | #N/A | #N/A | #N/A | #N/A | #N/A
FALSE | #N/A | #N/A | #N/A | #N/A | #N/A | #N/A | #N/A | #N/A | #N/A | #N/A |  |  |  | FALSE | #N/A | #N/A | #N/A | #N/A | #N/A | #N/A | #N/A | #N/A | #N/A | #N/A
FALSE | #N/A | #N/A | #N/A | #N/A | #N/A | #N/A | #N/A | #N/A | #N/A | #N/A |  |  |  | FALSE | #N/A | #N/A | #N/A | #N/A | #N/A | #N/A | #N/A | #N/A | #N/A | #N/A
FALSE | #N/A | #N/A | #N/A | #N/A | #N/A | #N/A | #N/A | #N/A | #N/A | #N/A |  |  |  | FALSE | #N/A | #N/A | #N/A | #N/A | #N/A | #N/A | #N/A | #N/A | #N/A | #N/A
FALSE | #N/A | #N/A | #N/A | #N/A | #N/A | #N/A | #N/A | #N/A | #N/A | #N/A |  |  |  | FALSE | #N/A | #N/A | #N/A | #N/A | #N/A | #N/A | #N/A | #N/A | #N/A | #N/A
FALSE | #N/A | #N/A | #N/A | #N/A | #N/A | #N/A | #N/A | #N/A | #N/A | #N/A |  |  |  | FALSE | #N/A | #N/A | #N/A | #N/A | #N/A | #N/A | #N/A | #N/A | #N/A | #N/A
FALSE | #N/A | #N/A | #N/A | #N/A | #N/A | #N/A | #N/A | #N/A | #N/A | #N/A |  |  |  | FALSE | #N/A | #N/A | #N/A | #N/A | #N/A | #N/A | #N/A | #N/A | #N/A | #N/A
FALSE | #N/A | #N/A | #N/A | #N/A | #N/A | #N/A | #N/A | #N/A | #N/A | #N/A |  |  |  | FALSE | #N/A | #N/A | #N/A | #N/A | #N/A | #N/A | #N/A | #N/A | #N/A | #N/A
FALSE | #N/A | #N/A | #N/A | #N/A | #N/A | #N/A | #N/A | #N/A | #N/A | #N/A |  |  |  | FALSE | #N/A | #N/A | #N/A | #N/A | #N/A | #N/A | #N/A | #N/A | #N/A | #N/A
FALSE | #N/A | #N/A | #N/A | #N/A | #N/A | #N/A | #N/A | #N/A | #N/A | #N/A |  |  |  | FALSE | #N/A | #N/A | #N/A | #N/A | #N/A | #N/A | #N/A | #N/A | #N/A | #N/A
FALSE | #N/A | #N/A | #N/A | #N/A | #N/A | #N/A | #N/A | #N/A | #N/A | #N/A |  |  |  | FALSE | #N/A | #N/A | #N/A | #N/A | #N/A | #N/A | #N/A | #N/A | #N/A | #N/A
FALSE | #N/A | #N/A | #N/A | #N/A | #N/A | #N/A | #N/A | #N/A | #N/A | #N/A |  |  |  | FALSE | #N/A | #N/A | #N/A | #N/A | #N/A | #N/A | #N/A | #N/A | #N/A | #N/A
FALSE | #N/A | #N/A | #N/A | #N/A | #N/A | #N/A | #N/A | #N/A | #N/A | #N/A |  |  |  | FALSE | #N/A | #N/A | #N/A | #N/A | #N/A | #N/A | #N/A | #N/A | #N/A | #N/A
FALSE | #N/A | #N/A | #N/A | #N/A | #N/A | #N/A | #N/A | #N/A | #N/A | #N/A |  |  |  | FALSE | #N/A | #N/A | #N/A | #N/A | #N/A | #N/A | #N/A | #N/A | #N/A | #N/A
FALSE | #N/A | #N/A | #N/A | #N/A | #N/A | #N/A | #N/A | #N/A | #N/A | #N/A |  |  |  | FALSE | #N/A | #N/A | #N/A | #N/A | #N/A | #N/A | #N/A | #N/A | #N/A | #N/A
FALSE | #N/A | #N/A | #N/A | #N/A | #N/A | #N/A | #N/A | #N/A | #N/A | #N/A |  |  |  | FALSE | #N/A | #N/A | #N/A | #N/A | #N/A | #N/A | #N/A | #N/A | #N/A | #N/A
FALSE | #N/A | #N/A | #N/A | #N/A | #N/A | #N/A | #N/A | #N/A | #N/A | #N/A |  |  |  | FALSE | #N/A | #N/A | #N/A | #N/A | #N/A | #N/A | #N/A | #N/A | #N/A | #N/A
FALSE | #N/A | #N/A | #N/A | #N/A | #N/A | #N/A | #N/A | #N/A | #N/A | #N/A |  |  |  | FALSE | #N/A | #N/A | #N/A | #N/A | #N/A | #N/A | #N/A | #N/A | #N/A | #N/A
FALSE | #N/A | #N/A | #N/A | #N/A | #N/A | #N/A | #N/A | #N/A | #N/A | #N/A |  |  |  | FALSE | #N/A | #N/A | #N/A | #N/A | #N/A | #N/A | #N/A | #N/A | #N/A | #N/A
FALSE | #N/A | #N/A | #N/A | #N/A | #N/A | #N/A | #N/A | #N/A | #N/A | #N/A |  |  |  | FALSE | #N/A | #N/A | #N/A | #N/A | #N/A | #N/A | #N/A | #N/A | #N/A | #N/A
FALSE | #N/A | #N/A | #N/A | #N/A | #N/A | #N/A | #N/A | #N/A | #N/A | #N/A |  |  |  | FALSE | #N/A | #N/A | #N/A | #N/A | #N/A | #N/A | #N/A | #N/A | #N/A | #N/A
FALSE | #N/A | #N/A | #N/A | #N/A | #N/A | #N/A | #N/A | #N/A | #N/A | #N/A |  |  |  | FALSE | #N/A | #N/A | #N/A | #N/A | #N/A | #N/A | #N/A | #N/A | #N/A | #N/A
FALSE | #N/A | #N/A | #N/A | #N/A | #N/A | #N/A | #N/A | #N/A | #N/A | #N/A |  |  |  | FALSE | #N/A | #N/A | #N/A | #N/A | #N/A | #N/A | #N/A | #N/A | #N/A | #N/A
FALSE | #N/A | #N/A | #N/A | #N/A | #N/A | #N/A | #N/A | #N/A | #N/A | #N/A |  |  |  | FALSE | #N/A | #N/A | #N/A | #N/A | #N/A | #N/A | #N/A | #N/A | #N/A | #N/A
FALSE | #N/A | #N/A | #N/A | #N/A | #N/A | #N/A | #N/A | #N/A | #N/A | #N/A |  |  |  | FALSE | #N/A | #N/A | #N/A | #N/A | #N/A | #N/A | #N/A | #N/A | #N/A | #N/A
FALSE | #N/A | #N/A | #N/A | #N/A | #N/A | #N/A | #N/A | #N/A | #N/A | #N/A |  |  |  | FALSE | #N/A | #N/A | #N/A | #N/A | #N/A | #N/A | #N/A | #N/A | #N/A | #N/A
FALSE | #N/A | #N/A | #N/A | #N/A | #N/A | #N/A | #N/A | #N/A | #N/A | #N/A |  |  |  | FALSE | #N/A | #N/A | #N/A | #N/A | #N/A | #N/A | #N/A | #N/A | #N/A | #N/A
FALSE | #N/A | #N/A | #N/A | #N/A | #N/A | #N/A | #N/A | #N/A | #N/A | #N/A |  |  |  | FALSE | #N/A | #N/A | #N/A | #N/A | #N/A | #N/A | #N/A | #N/A | #N/A | #N/A
FALSE | #N/A | #N/A | #N/A | #N/A | #N/A | #N/A | #N/A | #N/A | #N/A | #N/A |  |  |  | FALSE | #N/A | #N/A | #N/A | #N/A | #N/A | #N/A | #N/A | #N/A | #N/A | #N/A
FALSE | #N/A | #N/A | #N/A | #N/A | #N/A | #N/A | #N/A | #N/A | #N/A | #N/A |  |  |  | FALSE | #N/A | #N/A | #N/A | #N/A | #N/A | #N/A | #N/A | #N/A | #N/A | #N/A
FALSE | #N/A | #N/A | #N/A | #N/A | #N/A | #N/A | #N/A | #N/A | #N/A | #N/A |  |  |  | FALSE | #N/A | #N/A | #N/A | #N/A | #N/A | #N/A | #N/A | #N/A | #N/A | #N/A
FALSE | #N/A | #N/A | #N/A | #N/A | #N/A | #N/A | #N/A | #N/A | #N/A | #N/A |  |  |  | FALSE | #N/A | #N/A | #N/A | #N/A | #N/A | #N/A | #N/A | #N/A | #N/A | #N/A
FALSE | #N/A | #N/A | #N/A | #N/A | #N/A | #N/A | #N/A | #N/A | #N/A | #N/A |  |  |  | FALSE | #N/A | #N/A | #N/A | #N/A | #N/A | #N/A | #N/A | #N/A | #N/A | #N/A
FALSE | #N/A | #N/A | #N/A | #N/A | #N/A | #N/A | #N/A | #N/A | #N/A | #N/A |  |  |  | FALSE | #N/A | #N/A | #N/A | #N/A | #N/A | #N/A | #N/A | #N/A | #N/A | #N/A
FALSE | #N/A | #N/A | #N/A | #N/A | #N/A | #N/A | #N/A | #N/A | #N/A | #N/A |  |  |  | FALSE | #N/A | #N/A | #N/A | #N/A | #N/A | #N/A | #N/A | #N/A | #N/A | #N/A
FALSE | #N/A | #N/A | #N/A | #N/A | #N/A | #N/A | #N/A | #N/A | #N/A | #N/A |  |  |  | FALSE | #N/A | #N/A | #N/A | #N/A | #N/A | #N/A | #N/A | #N/A | #N/A | #N/A
FALSE | #N/A | #N/A | #N/A | #N/A | #N/A | #N/A | #N/A | #N/A | #N/A | #N/A |  |  |  | FALSE | #N/A | #N/A | #N/A | #N/A | #N/A | #N/A | #N/A | #N/A | #N/A | #N/A
FALSE | #N/A | #N/A | #N/A | #N/A | #N/A | #N/A | #N/A | #N/A | #N/A | #N/A |  |  |  | FALSE | #N/A | #N/A | #N/A | #N/A | #N/A | #N/A | #N/A | #N/A | #N/A | #N/A
FALSE | #N/A | #N/A | #N/A | #N/A | #N/A | #N/A | #N/A | #N/A | #N/A | #N/A |  |  |  | FALSE | #N/A | #N/A | #N/A | #N/A | #N/A | #N/A | #N/A | #N/A | #N/A | #N/A
FALSE | #N/A | #N/A | #N/A | #N/A | #N/A | #N/A | #N/A | #N/A | #N/A | #N/A |  |  |  | FALSE | #N/A | #N/A | #N/A | #N/A | #N/A | #N/A | #N/A | #N/A | #N/A | #N/A
FALSE | #N/A | #N/A | #N/A | #N/A | #N/A | #N/A | #N/A | #N/A | #N/A | #N/A |  |  |  | FALSE | #N/A | #N/A | #N/A | #N/A | #N/A | #N/A | #N/A | #N/A | #N/A | #N/A
FALSE | #N/A | #N/A | #N/A | #N/A | #N/A | #N/A | #N/A | #N/A | #N/A | #N/A |  |  |  | FALSE | #N/A | #N/A | #N/A | #N/A | #N/A | #N/A | #N/A | #N/A | #N/A | #N/A
FALSE | #N/A | #N/A | #N/A | #N/A | #N/A | #N/A | #N/A | #N/A | #N/A | #N/A |  |  |  | FALSE | #N/A | #N/A | #N/A | #N/A | #N/A | #N/A | #N/A | #N/A | #N/A | #N/A
FALSE | #N/A | #N/A | #N/A | #N/A | #N/A | #N/A | #N/A | #N/A | #N/A | #N/A |  |  |  | FALSE | #N/A | #N/A | #N/A | #N/A | #N/A | #N/A | #N/A | #N/A | #N/A | #N/A
FALSE | #N/A | #N/A | #N/A | #N/A | #N/A | #N/A | #N/A | #N/A | #N/A | #N/A |  |  |  | FALSE | #N/A | #N/A | #N/A | #N/A | #N/A | #N/A | #N/A | #N/A | #N/A | #N/A
FALSE | #N/A | #N/A | #N/A | #N/A | #N/A | #N/A | #N/A | #N/A | #N/A | #N/A |  |  |  | FALSE | #N/A | #N/A | #N/A | #N/A | #N/A | #N/A | #N/A | #N/A | #N/A | #N/A
FALSE | #N/A | #N/A | #N/A | #N/A | #N/A | #N/A | #N/A | #N/A | #N/A | #N/A |  |  |  | FALSE | #N/A | #N/A | #N/A | #N/A | #N/A | #N/A | #N/A | #N/A | #N/A | #N/A
FALSE | #N/A | #N/A | #N/A | #N/A | #N/A | #N/A | #N/A | #N/A | #N/A | #N/A |  |  |  | FALSE | #N/A | #N/A | #N/A | #N/A | #N/A | #N/A | #N/A | #N/A | #N/A | #N/A
FALSE | #N/A | #N/A | #N/A | #N/A | #N/A | #N/A | #N/A | #N/A | #N/A | #N/A |  |  |  | FALSE | #N/A | #N/A | #N/A | #N/A | #N/A | #N/A | #N/A | #N/A | #N/A | #N/A
FALSE | #N/A | #N/A | #N/A | #N/A | #N/A | #N/A | #N/A | #N/A | #N/A | #N/A |  |  |  | FALSE | #N/A | #N/A | #N/A | #N/A | #N/A | #N/A | #N/A | #N/A | #N/A | #N/A
FALSE | #N/A | #N/A | #N/A | #N/A | #N/A | #N/A | #N/A | #N/A | #N/A | #N/A |  |  |  | FALSE | #N/A | #N/A | #N/A | #N/A | #N/A | #N/A | #N/A | #N/A | #N/A | #N/A
FALSE | #N/A | #N/A | #N/A | #N/A | #N/A | #N/A | #N/A | #N/A | #N/A | #N/A |  |  |  | FALSE | #N/A | #N/A | #N/A | #N/A | #N/A | #N/A | #N/A | #N/A | #N/A | #N/A
FALSE | #N/A | #N/A | #N/A | #N/A | #N/A | #N/A | #N/A | #N/A | #N/A | #N/A |  |  |  | FALSE | #N/A | #N/A | #N/A | #N/A | #N/A | #N/A | #N/A | #N/A | #N/A | #N/A
FALSE | #N/A | #N/A | #N/A | #N/A | #N/A | #N/A | #N/A | #N/A | #N/A | #N/A |  |  |  | FALSE | #N/A | #N/A | #N/A | #N/A | #N/A | #N/A | #N/A | #N/A | #N/A | #N/A
FALSE | #N/A | #N/A | #N/A | #N/A | #N/A | #N/A | #N/A | #N/A | #N/A | #N/A |  |  |  | FALSE | #N/A | #N/A | #N/A | #N/A | #N/A | #N/A | #N/A | #N/A | #N/A | #N/A
FALSE | #N/A | #N/A | #N/A | #N/A | #N/A | #N/A | #N/A | #N/A | #N/A | #N/A |  |  |  | FALSE | #N/A | #N/A | #N/A | #N/A | #N/A | #N/A | #N/A | #N/A | #N/A | #N/A
FALSE | #N/A | #N/A | #N/A | #N/A | #N/A | #N/A | #N/A | #N/A | #N/A | #N/A |  |  |  | FALSE | #N/A | #N/A | #N/A | #N/A | #N/A | #N/A | #N/A | #N/A | #N/A | #N/A
FALSE | #N/A | #N/A | #N/A | #N/A | #N/A | #N/A | #N/A | #N/A | #N/A | #N/A |  |  |  | FALSE | #N/A | #N/A | #N/A | #N/A | #N/A | #N/A | #N/A | #N/A | #N/A | #N/A
FALSE | #N/A | #N/A | #N/A | #N/A | #N/A | #N/A | #N/A | #N/A | #N/A | #N/A |  |  |  | FALSE | #N/A | #N/A | #N/A | #N/A | #N/A | #N/A | #N/A | #N/A | #N/A | #N/A
FALSE | #N/A | #N/A | #N/A | #N/A | #N/A | #N/A | #N/A | #N/A | #N/A | #N/A |  |  |  | FALSE | #N/A | #N/A | #N/A | #N/A | #N/A | #N/A | #N/A | #N/A | #N/A | #N/A
FALSE | #N/A | #N/A | #N/A | #N/A | #N/A | #N/A | #N/A | #N/A | #N/A | #N/A |  |  |  | FALSE | #N/A | #N/A | #N/A | #N/A | #N/A | #N/A | #N/A | #N/A | #N/A | #N/A
FALSE | #N/A | #N/A | #N/A | #N/A | #N/A | #N/A | #N/A | #N/A | #N/A | #N/A |  |  |  | FALSE | #N/A | #N/A | #N/A | #N/A | #N/A | #N/A | #N/A | #N/A | #N/A | #N/A
FALSE | #N/A | #N/A | #N/A | #N/A | #N/A | #N/A | #N/A | #N/A | #N/A | #N/A |  |  |  | FALSE | #N/A | #N/A | #N/A | #N/A | #N/A | #N/A | #N/A | #N/A | #N/A | #N/A
FALSE | #N/A | #N/A | #N/A | #N/A | #N/A | #N/A | #N/A | #N/A | #N/A | #N/A |  |  |  | FALSE | #N/A | #N/A | #N/A | #N/A | #N/A | #N/A | #N/A | #N/A | #N/A | #N/A
FALSE | #N/A | #N/A | #N/A | #N/A | #N/A | #N/A | #N/A | #N/A | #N/A | #N/A |  |  |  | FALSE | #N/A | #N/A | #N/A | #N/A | #N/A | #N/A | #N/A | #N/A | #N/A | #N/A
FALSE | #N/A | #N/A | #N/A | #N/A | #N/A | #N/A | #N/A | #N/A | #N/A | #N/A |  |  |  | FALSE | #N/A | #N/A | #N/A | #N/A | #N/A | #N/A | #N/A | #N/A | #N/A | #N/A
FALSE | #N/A | #N/A | #N/A | #N/A | #N/A | #N/A | #N/A | #N/A | #N/A | #N/A |  |  |  | FALSE | #N/A | #N/A | #N/A | #N/A | #N/A | #N/A | #N/A | #N/A | #N/A | #N/A
FALSE | #N/A | #N/A | #N/A | #N/A | #N/A | #N/A | #N/A | #N/A | #N/A | #N/A |  |  |  | FALSE | #N/A | #N/A | #N/A | #N/A | #N/A | #N/A | #N/A | #N/A | #N/A | #N/A
FALSE | #N/A | #N/A | #N/A | #N/A | #N/A | #N/A | #N/A | #N/A | #N/A | #N/A |  |  |  | FALSE | #N/A | #N/A | #N/A | #N/A | #N/A | #N/A | #N/A | #N/A | #N/A | #N/A
FALSE | #N/A | #N/A | #N/A | #N/A | #N/A | #N/A | #N/A | #N/A | #N/A | #N/A |  |  |  | FALSE | #N/A | #N/A | #N/A | #N/A | #N/A | #N/A | #N/A | #N/A | #N/A | #N/A
FALSE | #N/A | #N/A | #N/A | #N/A | #N/A | #N/A | #N/A | #N/A | #N/A | #N/A |  |  |  | FALSE | #N/A | #N/A | #N/A | #N/A | #N/A | #N/A | #N/A | #N/A | #N/A | #N/A
FALSE | #N/A | #N/A | #N/A | #N/A | #N/A | #N/A | #N/A | #N/A | #N/A | #N/A |  |  |  | FALSE | #N/A | #N/A | #N/A | #N/A | #N/A | #N/A | #N/A | #N/A | #N/A | #N/A
FALSE | #N/A | #N/A | #N/A | #N/A | #N/A | #N/A | #N/A | #N/A | #N/A | #N/A |  |  |  | FALSE | #N/A | #N/A | #N/A | #N/A | #N/A | #N/A | #N/A | #N/A | #N/A | #N/A
FALSE | #N/A | #N/A | #N/A | #N/A | #N/A | #N/A | #N/A | #N/A | #N/A | #N/A |  |  |  | FALSE | #N/A | #N/A | #N/A | #N/A | #N/A | #N/A | #N/A | #N/A | #N/A | #N/A
FALSE | #N/A | #N/A | #N/A | #N/A | #N/A | #N/A | #N/A | #N/A | #N/A | #N/A |  |  |  | FALSE | #N/A | #N/A | #N/A | #N/A | #N/A | #N/A | #N/A | #N/A | #N/A | #N/A
FALSE | #N/A | #N/A | #N/A | #N/A | #N/A | #N/A | #N/A | #N/A | #N/A | #N/A |  |  |  | FALSE | #N/A | #N/A | #N/A | #N/A | #N/A | #N/A | #N/A | #N/A | #N/A | #N/A
FALSE | #N/A | #N/A | #N/A | #N/A | #N/A | #N/A | #N/A | #N/A | #N/A | #N/A |  |  |  | FALSE | #N/A | #N/A | #N/A | #N/A | #N/A | #N/A | #N/A | #N/A | #N/A | #N/A
FALSE | #N/A | #N/A | #N/A | #N/A | #N/A | #N/A | #N/A | #N/A | #N/A | #N/A |  |  |  | FALSE | #N/A | #N/A | #N/A | #N/A | #N/A | #N/A | #N/A | #N/A | #N/A | #N/A
FALSE | #N/A | #N/A | #N/A | #N/A | #N/A | #N/A | #N/A | #N/A | #N/A | #N/A |  |  |  | FALSE | #N/A | #N/A | #N/A | #N/A | #N/A | #N/A | #N/A | #N/A | #N/A | #N/A
FALSE | #N/A | #N/A | #N/A | #N/A | #N/A | #N/A | #N/A | #N/A | #N/A | #N/A |  |  |  | FALSE | #N/A | #N/A | #N/A | #N/A | #N/A | #N/A | #N/A | #N/A | #N/A | #N/A
FALSE | #N/A | #N/A | #N/A | #N/A | #N/A | #N/A | #N/A | #N/A | #N/A | #N/A |  |  |  | FALSE | #N/A | #N/A | #N/A | #N/A | #N/A | #N/A | #N/A | #N/A | #N/A | #N/A
FALSE | #N/A | #N/A | #N/A | #N/A | #N/A | #N/A | #N/A | #N/A | #N/A | #N/A |  |  |  | FALSE | #N/A | #N/A | #N/A | #N/A | #N/A | #N/A | #N/A | #N/A | #N/A | #N/A
FALSE | #N/A | #N/A | #N/A | #N/A | #N/A | #N/A | #N/A | #N/A | #N/A | #N/A |  |  |  | FALSE | #N/A | #N/A | #N/A | #N/A | #N/A | #N/A | #N/A | #N/A | #N/A | #N/A
FALSE | #N/A | #N/A | #N/A | #N/A | #N/A | #N/A | #N/A | #N/A | #N/A | #N/A |  |  |  | FALSE | #N/A | #N/A | #N/A | #N/A | #N/A | #N/A | #N/A | #N/A | #N/A | #N/A
FALSE | #N/A | #N/A | #N/A | #N/A | #N/A | #N/A | #N/A | #N/A | #N/A | #N/A |  |  |  | FALSE | #N/A | #N/A | #N/A | #N/A | #N/A | #N/A | #N/A | #N/A | #N/A | #N/A
FALSE | #N/A | #N/A | #N/A | #N/A | #N/A | #N/A | #N/A | #N/A | #N/A | #N/A |  |  |  | FALSE | #N/A | #N/A | #N/A | #N/A | #N/A | #N/A | #N/A | #N/A | #N/A | #N/A
FALSE | #N/A | #N/A | #N/A | #N/A | #N/A | #N/A | #N/A | #N/A | #N/A | #N/A |  |  |  | FALSE | #N/A | #N/A | #N/A | #N/A | #N/A | #N/A | #N/A | #N/A | #N/A | #N/A
FALSE | #N/A | #N/A | #N/A | #N/A | #N/A | #N/A | #N/A | #N/A | #N/A | #N/A |  |  |  | FALSE | #N/A | #N/A | #N/A | #N/A | #N/A | #N/A | #N/A | #N/A | #N/A | #N/A
FALSE | #N/A | #N/A | #N/A | #N/A | #N/A | #N/A | #N/A | #N/A | #N/A | #N/A |  |  |  | FALSE | #N/A | #N/A | #N/A | #N/A | #N/A | #N/A | #N/A | #N/A | #N/A | #N/A
FALSE | #N/A | #N/A | #N/A | #N/A | #N/A | #N/A | #N/A | #N/A | #N/A | #N/A |  |  |  | FALSE | #N/A | #N/A | #N/A | #N/A | #N/A | #N/A | #N/A | #N/A | #N/A | #N/A
FALSE | #N/A | #N/A | #N/A | #N/A | #N/A | #N/A | #N/A | #N/A | #N/A | #N/A |  |  |  | FALSE | #N/A | #N/A | #N/A | #N/A | #N/A | #N/A | #N/A | #N/A | #N/A | #N/A
FALSE | #N/A | #N/A | #N/A | #N/A | #N/A | #N/A | #N/A | #N/A | #N/A | #N/A |  |  |  | FALSE | #N/A | #N/A | #N/A | #N/A | #N/A | #N/A | #N/A | #N/A | #N/A | #N/A
FALSE | #N/A | #N/A | #N/A | #N/A | #N/A | #N/A | #N/A | #N/A | #N/A | #N/A |  |  |  | FALSE | #N/A | #N/A | #N/A | #N/A | #N/A | #N/A | #N/A | #N/A | #N/A | #N/A
FALSE | #N/A | #N/A | #N/A | #N/A | #N/A | #N/A | #N/A | #N/A | #N/A | #N/A |  |  |  | FALSE | #N/A | #N/A | #N/A | #N/A | #N/A | #N/A | #N/A | #N/A | #N/A | #N/A
FALSE | #N/A | #N/A | #N/A | #N/A | #N/A | #N/A | #N/A | #N/A | #N/A | #N/A |  |  |  | FALSE | #N/A | #N/A | #N/A | #N/A | #N/A | #N/A | #N/A | #N/A | #N/A | #N/A
FALSE | #N/A | #N/A | #N/A | #N/A | #N/A | #N/A | #N/A | #N/A | #N/A | #N/A |  |  |  | FALSE | #N/A | #N/A | #N/A | #N/A | #N/A | #N/A | #N/A | #N/A | #N/A | #N/A
FALSE | #N/A | #N/A | #N/A | #N/A | #N/A | #N/A | #N/A | #N/A | #N/A | #N/A |  |  |  | FALSE | #N/A | #N/A | #N/A | #N/A | #N/A | #N/A | #N/A | #N/A | #N/A | #N/A
FALSE | #N/A | #N/A | #N/A | #N/A | #N/A | #N/A | #N/A | #N/A | #N/A | #N/A |  |  |  | FALSE | #N/A | #N/A | #N/A | #N/A | #N/A | #N/A | #N/A | #N/A | #N/A | #N/A
FALSE | #N/A | #N/A | #N/A | #N/A | #N/A | #N/A | #N/A | #N/A | #N/A | #N/A |  |  |  | FALSE | #N/A | #N/A | #N/A | #N/A | #N/A | #N/A | #N/A | #N/A | #N/A | #N/A
FALSE | #N/A | #N/A | #N/A | #N/A | #N/A | #N/A | #N/A | #N/A | #N/A | #N/A |  |  |  | FALSE | #N/A | #N/A | #N/A | #N/A | #N/A | #N/A | #N/A | #N/A | #N/A | #N/A
FALSE | #N/A | #N/A | #N/A | #N/A | #N/A | #N/A | #N/A | #N/A | #N/A | #N/A |  |  |  | FALSE | #N/A | #N/A | #N/A | #N/A | #N/A | #N/A | #N/A | #N/A | #N/A | #N/A
FALSE | #N/A | #N/A | #N/A | #N/A | #N/A | #N/A | #N/A | #N/A | #N/A | #N/A |  |  |  | FALSE | #N/A | #N/A | #N/A | #N/A | #N/A | #N/A | #N/A | #N/A | #N/A | #N/A
FALSE | #N/A | #N/A | #N/A | #N/A | #N/A | #N/A | #N/A | #N/A | #N/A | #N/A |  |  |  | FALSE | #N/A | #N/A | #N/A | #N/A | #N/A | #N/A | #N/A | #N/A | #N/A | #N/A
FALSE | #N/A | #N/A | #N/A | #N/A | #N/A | #N/A | #N/A | #N/A | #N/A | #N/A |  |  |  | FALSE | #N/A | #N/A | #N/A | #N/A | #N/A | #N/A | #N/A | #N/A | #N/A | #N/A
FALSE | #N/A | #N/A | #N/A | #N/A | #N/A | #N/A | #N/A | #N/A | #N/A | #N/A |  |  |  | FALSE | #N/A | #N/A | #N/A | #N/A | #N/A | #N/A | #N/A | #N/A | #N/A | #N/A
FALSE | #N/A | #N/A | #N/A | #N/A | #N/A | #N/A | #N/A | #N/A | #N/A | #N/A |  |  |  | FALSE | #N/A | #N/A | #N/A | #N/A | #N/A | #N/A | #N/A | #N/A | #N/A | #N/A
FALSE | #N/A | #N/A | #N/A | #N/A | #N/A | #N/A | #N/A | #N/A | #N/A | #N/A |  |  |  | FALSE | #N/A | #N/A | #N/A | #N/A | #N/A | #N/A | #N/A | #N/A | #N/A | #N/A
FALSE | #N/A | #N/A | #N/A | #N/A | #N/A | #N/A | #N/A | #N/A | #N/A | #N/A |  |  |  | FALSE | #N/A | #N/A | #N/A | #N/A | #N/A | #N/A | #N/A | #N/A | #N/A | #N/A
FALSE | #N/A | #N/A | #N/A | #N/A | #N/A | #N/A | #N/A | #N/A | #N/A | #N/A |  |  |  | FALSE | #N/A | #N/A | #N/A | #N/A | #N/A | #N/A | #N/A | #N/A | #N/A | #N/A
FALSE | #N/A | #N/A | #N/A | #N/A | #N/A | #N/A | #N/A | #N/A | #N/A | #N/A |  |  |  | FALSE | #N/A | #N/A | #N/A | #N/A | #N/A | #N/A | #N/A | #N/A | #N/A | #N/A
FALSE | #N/A | #N/A | #N/A | #N/A | #N/A | #N/A | #N/A | #N/A | #N/A | #N/A |  |  |  | FALSE | #N/A | #N/A | #N/A | #N/A | #N/A | #N/A | #N/A | #N/A | #N/A | #N/A
FALSE | #N/A | #N/A | #N/A | #N/A | #N/A | #N/A | #N/A | #N/A | #N/A | #N/A |  |  |  | FALSE | #N/A | #N/A | #N/A | #N/A | #N/A | #N/A | #N/A | #N/A | #N/A | #N/A
FALSE | #N/A | #N/A | #N/A | #N/A | #N/A | #N/A | #N/A | #N/A | #N/A | #N/A |  |  |  | FALSE | #N/A | #N/A | #N/A | #N/A | #N/A | #N/A | #N/A | #N/A | #N/A | #N/A
FALSE | #N/A | #N/A | #N/A | #N/A | #N/A | #N/A | #N/A | #N/A | #N/A | #N/A |  |  |  | FALSE | #N/A | #N/A | #N/A | #N/A | #N/A | #N/A | #N/A | #N/A | #N/A | #N/A
FALSE | #N/A | #N/A | #N/A | #N/A | #N/A | #N/A | #N/A | #N/A | #N/A | #N/A |  |  |  | FALSE | #N/A | #N/A | #N/A | #N/A | #N/A | #N/A | #N/A | #N/A | #N/A | #N/A
FALSE | #N/A | #N/A | #N/A | #N/A | #N/A | #N/A | #N/A | #N/A | #N/A | #N/A |  |  |  | FALSE | #N/A | #N/A | #N/A | #N/A | #N/A | #N/A | #N/A | #N/A | #N/A | #N/A
FALSE | #N/A | #N/A | #N/A | #N/A | #N/A | #N/A | #N/A | #N/A | #N/A | #N/A |  |  |  | FALSE | #N/A | #N/A | #N/A | #N/A | #N/A | #N/A | #N/A | #N/A | #N/A | #N/A
FALSE | #N/A | #N/A | #N/A | #N/A | #N/A | #N/A | #N/A | #N/A | #N/A | #N/A |  |  |  | FALSE | #N/A | #N/A | #N/A | #N/A | #N/A | #N/A | #N/A | #N/A | #N/A | #N/A
FALSE | #N/A | #N/A | #N/A | #N/A | #N/A | #N/A | #N/A | #N/A | #N/A | #N/A |  |  |  | FALSE | #N/A | #N/A | #N/A | #N/A | #N/A | #N/A | #N/A | #N/A | #N/A | #N/A
FALSE | #N/A | #N/A | #N/A | #N/A | #N/A | #N/A | #N/A | #N/A | #N/A | #N/A |  |  |  | FALSE | #N/A | #N/A | #N/A | #N/A | #N/A | #N/A | #N/A | #N/A | #N/A | #N/A
FALSE | #N/A | #N/A | #N/A | #N/A | #N/A | #N/A | #N/A | #N/A | #N/A | #N/A |  |  |  | FALSE | #N/A | #N/A | #N/A | #N/A | #N/A | #N/A | #N/A | #N/A | #N/A | #N/A
FALSE | #N/A | #N/A | #N/A | #N/A | #N/A | #N/A | #N/A | #N/A | #N/A | #N/A |  |  |  | FALSE | #N/A | #N/A | #N/A | #N/A | #N/A | #N/A | #N/A | #N/A | #N/A | #N/A
FALSE | #N/A | #N/A | #N/A | #N/A | #N/A | #N/A | #N/A | #N/A | #N/A | #N/A |  |  |  | FALSE | #N/A | #N/A | #N/A | #N/A | #N/A | #N/A | #N/A | #N/A | #N/A | #N/A
FALSE | #N/A | #N/A | #N/A | #N/A | #N/A | #N/A | #N/A | #N/A | #N/A | #N/A |  |  |  | FALSE | #N/A | #N/A | #N/A | #N/A | #N/A | #N/A | #N/A | #N/A | #N/A | #N/A
FALSE | #N/A | #N/A | #N/A | #N/A | #N/A | #N/A | #N/A | #N/A | #N/A | #N/A |  |  |  | FALSE | #N/A | #N/A | #N/A | #N/A | #N/A | #N/A | #N/A | #N/A | #N/A | #N/A
FALSE | #N/A | #N/A | #N/A | #N/A | #N/A | #N/A | #N/A | #N/A | #N/A | #N/A |  |  |  | FALSE | #N/A | #N/A | #N/A | #N/A | #N/A | #N/A | #N/A | #N/A | #N/A | #N/A
FALSE | #N/A | #N/A | #N/A | #N/A | #N/A | #N/A | #N/A | #N/A | #N/A | #N/A |  |  |  | FALSE | #N/A | #N/A | #N/A | #N/A | #N/A | #N/A | #N/A | #N/A | #N/A | #N/A
FALSE | #N/A | #N/A | #N/A | #N/A | #N/A | #N/A | #N/A | #N/A | #N/A | #N/A |  |  |  | FALSE | #N/A | #N/A | #N/A | #N/A | #N/A | #N/A | #N/A | #N/A | #N/A | #N/A
FALSE | #N/A | #N/A | #N/A | #N/A | #N/A | #N/A | #N/A | #N/A | #N/A | #N/A |  |  |  | FALSE | #N/A | #N/A | #N/A | #N/A | #N/A | #N/A | #N/A | #N/A | #N/A | #N/A
FALSE | #N/A | #N/A | #N/A | #N/A | #N/A | #N/A | #N/A | #N/A | #N/A | #N/A |  |  |  | FALSE | #N/A | #N/A | #N/A | #N/A | #N/A | #N/A | #N/A | #N/A | #N/A | #N/A
FALSE | #N/A | #N/A | #N/A | #N/A | #N/A | #N/A | #N/A | #N/A | #N/A | #N/A |  |  |  | FALSE | #N/A | #N/A | #N/A | #N/A | #N/A | #N/A | #N/A | #N/A | #N/A | #N/A
FALSE | #N/A | #N/A | #N/A | #N/A | #N/A | #N/A | #N/A | #N/A | #N/A | #N/A |  |  |  | FALSE | #N/A | #N/A | #N/A | #N/A | #N/A | #N/A | #N/A | #N/A | #N/A | #N/A
FALSE | #N/A | #N/A | #N/A | #N/A | #N/A | #N/A | #N/A | #N/A | #N/A | #N/A |  |  |  | FALSE | #N/A | #N/A | #N/A | #N/A | #N/A | #N/A | #N/A | #N/A | #N/A | #N/A
FALSE | #N/A | #N/A | #N/A | #N/A | #N/A | #N/A | #N/A | #N/A | #N/A | #N/A |  |  |  | FALSE | #N/A | #N/A | #N/A | #N/A | #N/A | #N/A | #N/A | #N/A | #N/A | #N/A
FALSE | #N/A | #N/A | #N/A | #N/A | #N/A | #N/A | #N/A | #N/A | #N/A | #N/A |  |  |  | FALSE | #N/A | #N/A | #N/A | #N/A | #N/A | #N/A | #N/A | #N/A | #N/A | #N/A
FALSE | #N/A | #N/A | #N/A | #N/A | #N/A | #N/A | #N/A | #N/A | #N/A | #N/A |  |  |  | FALSE | #N/A | #N/A | #N/A | #N/A | #N/A | #N/A | #N/A | #N/A | #N/A | #N/A
FALSE | #N/A | #N/A | #N/A | #N/A | #N/A | #N/A | #N/A | #N/A | #N/A | #N/A |  |  |  | FALSE | #N/A | #N/A | #N/A | #N/A | #N/A | #N/A | #N/A | #N/A | #N/A | #N/A
FALSE | #N/A | #N/A | #N/A | #N/A | #N/A | #N/A | #N/A | #N/A | #N/A | #N/A |  |  |  | FALSE | #N/A | #N/A | #N/A | #N/A | #N/A | #N/A | #N/A | #N/A | #N/A | #N/A
FALSE | #N/A | #N/A | #N/A | #N/A | #N/A | #N/A | #N/A | #N/A | #N/A | #N/A |  |  |  | FALSE | #N/A | #N/A | #N/A | #N/A | #N/A | #N/A | #N/A | #N/A | #N/A | #N/A
FALSE | #N/A | #N/A | #N/A | #N/A | #N/A | #N/A | #N/A | #N/A | #N/A | #N/A |  |  |  | FALSE | #N/A | #N/A | #N/A | #N/A | #N/A | #N/A | #N/A | #N/A | #N/A | #N/A
FALSE | #N/A | #N/A | #N/A | #N/A | #N/A | #N/A | #N/A | #N/A | #N/A | #N/A |  |  |  | FALSE | #N/A | #N/A | #N/A | #N/A | #N/A | #N/A | #N/A | #N/A | #N/A | #N/A
FALSE | #N/A | #N/A | #N/A | #N/A | #N/A | #N/A | #N/A | #N/A | #N/A | #N/A |  |  |  | FALSE | #N/A | #N/A | #N/A | #N/A | #N/A | #N/A | #N/A | #N/A | #N/A | #N/A
FALSE | #N/A | #N/A | #N/A | #N/A | #N/A | #N/A | #N/A | #N/A | #N/A | #N/A |  |  |  | FALSE | #N/A | #N/A | #N/A | #N/A | #N/A | #N/A | #N/A | #N/A | #N/A | #N/A
FALSE | #N/A | #N/A | #N/A | #N/A | #N/A | #N/A | #N/A | #N/A | #N/A | #N/A |  |  |  | FALSE | #N/A | #N/A | #N/A | #N/A | #N/A | #N/A | #N/A | #N/A | #N/A | #N/A
FALSE | #N/A | #N/A | #N/A | #N/A | #N/A | #N/A | #N/A | #N/A | #N/A | #N/A |  |  |  | FALSE | #N/A | #N/A | #N/A | #N/A | #N/A | #N/A | #N/A | #N/A | #N/A | #N/A
FALSE | #N/A | #N/A | #N/A | #N/A | #N/A | #N/A | #N/A | #N/A | #N/A | #N/A |  |  |  | FALSE | #N/A | #N/A | #N/A | #N/A | #N/A | #N/A | #N/A | #N/A | #N/A | #N/A
FALSE | #N/A | #N/A | #N/A | #N/A | #N/A | #N/A | #N/A | #N/A | #N/A | #N/A |  |  |  | FALSE | #N/A | #N/A | #N/A | #N/A | #N/A | #N/A | #N/A | #N/A | #N/A | #N/A
FALSE | #N/A | #N/A | #N/A | #N/A | #N/A | #N/A | #N/A | #N/A | #N/A | #N/A |  |  |  | FALSE | #N/A | #N/A | #N/A | #N/A | #N/A | #N/A | #N/A | #N/A | #N/A | #N/A
FALSE | #N/A | #N/A | #N/A | #N/A | #N/A | #N/A | #N/A | #N/A | #N/A | #N/A |  |  |  | FALSE | #N/A | #N/A | #N/A | #N/A | #N/A | #N/A | #N/A | #N/A | #N/A | #N/A
FALSE | #N/A | #N/A | #N/A | #N/A | #N/A | #N/A | #N/A | #N/A | #N/A | #N/A |  |  |  | FALSE | #N/A | #N/A | #N/A | #N/A | #N/A | #N/A | #N/A | #N/A | #N/A | #N/A
FALSE | #N/A | #N/A | #N/A | #N/A | #N/A | #N/A | #N/A | #N/A | #N/A | #N/A |  |  |  | FALSE | #N/A | #N/A | #N/A | #N/A | #N/A | #N/A | #N/A | #N/A | #N/A | #N/A
FALSE | #N/A | #N/A | #N/A | #N/A | #N/A | #N/A | #N/A | #N/A | #N/A | #N/A |  |  |  | FALSE | #N/A | #N/A | #N/A | #N/A | #N/A | #N/A | #N/A | #N/A | #N/A | #N/A
FALSE | #N/A | #N/A | #N/A | #N/A | #N/A | #N/A | #N/A | #N/A | #N/A | #N/A |  |  |  | FALSE | #N/A | #N/A | #N/A | #N/A | #N/A | #N/A | #N/A | #N/A | #N/A | #N/A
FALSE | #N/A | #N/A | #N/A | #N/A | #N/A | #N/A | #N/A | #N/A | #N/A | #N/A |  |  |  | FALSE | #N/A | #N/A | #N/A | #N/A | #N/A | #N/A | #N/A | #N/A | #N/A | #N/A
FALSE | #N/A | #N/A | #N/A | #N/A | #N/A | #N/A | #N/A | #N/A | #N/A | #N/A |  |  |  | FALSE | #N/A | #N/A | #N/A | #N/A | #N/A | #N/A | #N/A | #N/A | #N/A | #N/A
FALSE | #N/A | #N/A | #N/A | #N/A | #N/A | #N/A | #N/A | #N/A | #N/A | #N/A |  |  |  | FALSE | #N/A | #N/A | #N/A | #N/A | #N/A | #N/A | #N/A | #N/A | #N/A | #N/A
FALSE | #N/A | #N/A | #N/A | #N/A | #N/A | #N/A | #N/A | #N/A | #N/A | #N/A |  |  |  | FALSE | #N/A | #N/A | #N/A | #N/A | #N/A | #N/A | #N/A | #N/A | #N/A | #N/A
FALSE | #N/A | #N/A | #N/A | #N/A | #N/A | #N/A | #N/A | #N/A | #N/A | #N/A |  |  |  | FALSE | #N/A | #N/A | #N/A | #N/A | #N/A | #N/A | #N/A | #N/A | #N/A | #N/A
FALSE | #N/A | #N/A | #N/A | #N/A | #N/A | #N/A | #N/A | #N/A | #N/A | #N/A |  |  |  | FALSE | #N/A | #N/A | #N/A | #N/A | #N/A | #N/A | #N/A | #N/A | #N/A | #N/A
FALSE | #N/A | #N/A | #N/A | #N/A | #N/A | #N/A | #N/A | #N/A | #N/A | #N/A |  |  |  | FALSE | #N/A | #N/A | #N/A | #N/A | #N/A | #N/A | #N/A | #N/A | #N/A | #N/A
FALSE | #N/A | #N/A | #N/A | #N/A | #N/A | #N/A | #N/A | #N/A | #N/A | #N/A |  |  |  | FALSE | #N/A | #N/A | #N/A | #N/A | #N/A | #N/A | #N/A | #N/A | #N/A | #N/A
FALSE | #N/A | #N/A | #N/A | #N/A | #N/A | #N/A | #N/A | #N/A | #N/A | #N/A |  |  |  | FALSE | #N/A | #N/A | #N/A | #N/A | #N/A | #N/A | #N/A | #N/A | #N/A | #N/A
FALSE | #N/A | #N/A | #N/A | #N/A | #N/A | #N/A | #N/A | #N/A | #N/A | #N/A |  |  |  | FALSE | #N/A | #N/A | #N/A | #N/A | #N/A | #N/A | #N/A | #N/A | #N/A | #N/A
FALSE | #N/A | #N/A | #N/A | #N/A | #N/A | #N/A | #N/A | #N/A | #N/A | #N/A |  |  |  | FALSE | #N/A | #N/A | #N/A | #N/A | #N/A | #N/A | #N/A | #N/A | #N/A | #N/A
FALSE | #N/A | #N/A | #N/A | #N/A | #N/A | #N/A | #N/A | #N/A | #N/A | #N/A |  |  |  | FALSE | #N/A | #N/A | #N/A | #N/A | #N/A | #N/A | #N/A | #N/A | #N/A | #N/A
FALSE | #N/A | #N/A | #N/A | #N/A | #N/A | #N/A | #N/A | #N/A | #N/A | #N/A |  |  |  | FALSE | #N/A | #N/A | #N/A | #N/A | #N/A | #N/A | #N/A | #N/A | #N/A | #N/A
FALSE | #N/A | #N/A | #N/A | #N/A | #N/A | #N/A | #N/A | #N/A | #N/A | #N/A |  |  |  | FALSE | #N/A | #N/A | #N/A | #N/A | #N/A | #N/A | #N/A | #N/A | #N/A | #N/A
FALSE | #N/A | #N/A | #N/A | #N/A | #N/A | #N/A | #N/A | #N/A | #N/A | #N/A |  |  |  | FALSE | #N/A | #N/A | #N/A | #N/A | #N/A | #N/A | #N/A | #N/A | #N/A | #N/A
FALSE | #N/A | #N/A | #N/A | #N/A | #N/A | #N/A | #N/A | #N/A | #N/A | #N/A |  |  |  | FALSE | #N/A | #N/A | #N/A | #N/A | #N/A | #N/A | #N/A | #N/A | #N/A | #N/A
FALSE | #N/A | #N/A | #N/A | #N/A | #N/A | #N/A | #N/A | #N/A | #N/A | #N/A |  |  |  | FALSE | #N/A | #N/A | #N/A | #N/A | #N/A | #N/A | #N/A | #N/A | #N/A | #N/A
FALSE | #N/A | #N/A | #N/A | #N/A | #N/A | #N/A | #N/A | #N/A | #N/A | #N/A |  |  |  | FALSE | #N/A | #N/A | #N/A | #N/A | #N/A | #N/A | #N/A | #N/A | #N/A | #N/A
FALSE | #N/A | #N/A | #N/A | #N/A | #N/A | #N/A | #N/A | #N/A | #N/A | #N/A |  |  |  | FALSE | #N/A | #N/A | #N/A | #N/A | #N/A | #N/A | #N/A | #N/A | #N/A | #N/A
FALSE | #N/A | #N/A | #N/A | #N/A | #N/A | #N/A | #N/A | #N/A | #N/A | #N/A |  |  |  | FALSE | #N/A | #N/A | #N/A | #N/A | #N/A | #N/A | #N/A | #N/A | #N/A | #N/A
FALSE | #N/A | #N/A | #N/A | #N/A | #N/A | #N/A | #N/A | #N/A | #N/A | #N/A |  |  |  | FALSE | #N/A | #N/A | #N/A | #N/A | #N/A | #N/A | #N/A | #N/A | #N/A | #N/A
FALSE | #N/A | #N/A | #N/A | #N/A | #N/A | #N/A | #N/A | #N/A | #N/A | #N/A |  |  |  | FALSE | #N/A | #N/A | #N/A | #N/A | #N/A | #N/A | #N/A | #N/A | #N/A | #N/A
FALSE | #N/A | #N/A | #N/A | #N/A | #N/A | #N/A | #N/A | #N/A | #N/A | #N/A |  |  |  | FALSE | #N/A | #N/A | #N/A | #N/A | #N/A | #N/A | #N/A | #N/A | #N/A | #N/A
FALSE | #N/A | #N/A | #N/A | #N/A | #N/A | #N/A | #N/A | #N/A | #N/A | #N/A |  |  |  | FALSE | #N/A | #N/A | #N/A | #N/A | #N/A | #N/A | #N/A | #N/A | #N/A | #N/A
FALSE | #N/A | #N/A | #N/A | #N/A | #N/A | #N/A | #N/A | #N/A | #N/A | #N/A |  |  |  | FALSE | #N/A | #N/A | #N/A | #N/A | #N/A | #N/A | #N/A | #N/A | #N/A | #N/A
FALSE | #N/A | #N/A | #N/A | #N/A | #N/A | #N/A | #N/A | #N/A | #N/A | #N/A |  |  |  | FALSE | #N/A | #N/A | #N/A | #N/A | #N/A | #N/A | #N/A | #N/A | #N/A | #N/A
FALSE | #N/A | #N/A | #N/A | #N/A | #N/A | #N/A | #N/A | #N/A | #N/A | #N/A |  |  |  | FALSE | #N/A | #N/A | #N/A | #N/A | #N/A | #N/A | #N/A | #N/A | #N/A | #N/A
FALSE | #N/A | #N/A | #N/A | #N/A | #N/A | #N/A | #N/A | #N/A | #N/A | #N/A |  |  |  | FALSE | #N/A | #N/A | #N/A | #N/A | #N/A | #N/A | #N/A | #N/A | #N/A | #N/A
FALSE | #N/A | #N/A | #N/A | #N/A | #N/A | #N/A | #N/A | #N/A | #N/A | #N/A |  |  |  | FALSE | #N/A | #N/A | #N/A | #N/A | #N/A | #N/A | #N/A | #N/A | #N/A | #N/A
FALSE | #N/A | #N/A | #N/A | #N/A | #N/A | #N/A | #N/A | #N/A | #N/A | #N/A |  |  |  | FALSE | #N/A | #N/A | #N/A | #N/A | #N/A | #N/A | #N/A | #N/A | #N/A | #N/A
FALSE | #N/A | #N/A | #N/A | #N/A | #N/A | #N/A | #N/A | #N/A | #N/A | #N/A |  |  |  | FALSE | #N/A | #N/A | #N/A | #N/A | #N/A | #N/A | #N/A | #N/A | #N/A | #N/A
FALSE | #N/A | #N/A | #N/A | #N/A | #N/A | #N/A | #N/A | #N/A | #N/A | #N/A |  |  |  | FALSE | #N/A | #N/A | #N/A | #N/A | #N/A | #N/A | #N/A | #N/A | #N/A | #N/A
FALSE | #N/A | #N/A | #N/A | #N/A | #N/A | #N/A | #N/A | #N/A | #N/A | #N/A |  |  |  | FALSE | #N/A | #N/A | #N/A | #N/A | #N/A | #N/A | #N/A | #N/A | #N/A | #N/A
FALSE | #N/A | #N/A | #N/A | #N/A | #N/A | #N/A | #N/A | #N/A | #N/A | #N/A |  |  |  | FALSE | #N/A | #N/A | #N/A | #N/A | #N/A | #N/A | #N/A | #N/A | #N/A | #N/A
FALSE | #N/A | #N/A | #N/A | #N/A | #N/A | #N/A | #N/A | #N/A | #N/A | #N/A |  |  |  | FALSE | #N/A | #N/A | #N/A | #N/A | #N/A | #N/A | #N/A | #N/A | #N/A | #N/A
FALSE | #N/A | #N/A | #N/A | #N/A | #N/A | #N/A | #N/A | #N/A | #N/A | #N/A |  |  |  | FALSE | #N/A | #N/A | #N/A | #N/A | #N/A | #N/A | #N/A | #N/A | #N/A | #N/A
FALSE | #N/A | #N/A | #N/A | #N/A | #N/A | #N/A | #N/A | #N/A | #N/A | #N/A |  |  |  | FALSE | #N/A | #N/A | #N/A | #N/A | #N/A | #N/A | #N/A | #N/A | #N/A | #N/A
FALSE | #N/A | #N/A | #N/A | #N/A | #N/A | #N/A | #N/A | #N/A | #N/A | #N/A |  |  |  | FALSE | #N/A | #N/A | #N/A | #N/A | #N/A | #N/A | #N/A | #N/A | #N/A | #N/A
FALSE | #N/A | #N/A | #N/A | #N/A | #N/A | #N/A | #N/A | #N/A | #N/A | #N/A |  |  |  | FALSE | #N/A | #N/A | #N/A | #N/A | #N/A | #N/A | #N/A | #N/A | #N/A | #N/A
FALSE | #N/A | #N/A | #N/A | #N/A | #N/A | #N/A | #N/A | #N/A | #N/A | #N/A |  |  |  | FALSE | #N/A | #N/A | #N/A | #N/A | #N/A | #N/A | #N/A | #N/A | #N/A | #N/A
FALSE | #N/A | #N/A | #N/A | #N/A | #N/A | #N/A | #N/A | #N/A | #N/A | #N/A |  |  |  | FALSE | #N/A | #N/A | #N/A | #N/A | #N/A | #N/A | #N/A | #N/A | #N/A | #N/A
FALSE | #N/A | #N/A | #N/A | #N/A | #N/A | #N/A | #N/A | #N/A | #N/A | #N/A |  |  |  | FALSE | #N/A | #N/A | #N/A | #N/A | #N/A | #N/A | #N/A | #N/A | #N/A | #N/A
FALSE | #N/A | #N/A | #N/A | #N/A | #N/A | #N/A | #N/A | #N/A | #N/A | #N/A |  |  |  | FALSE | #N/A | #N/A | #N/A | #N/A | #N/A | #N/A | #N/A | #N/A | #N/A | #N/A
FALSE | #N/A | #N/A | #N/A | #N/A | #N/A | #N/A | #N/A | #N/A | #N/A | #N/A |  |  |  | FALSE | #N/A | #N/A | #N/A | #N/A | #N/A | #N/A | #N/A | #N/A | #N/A | #N/A
FALSE | #N/A | #N/A | #N/A | #N/A | #N/A | #N/A | #N/A | #N/A | #N/A | #N/A |  |  |  | FALSE | #N/A | #N/A | #N/A | #N/A | #N/A | #N/A | #N/A | #N/A | #N/A | #N/A
FALSE | #N/A | #N/A | #N/A | #N/A | #N/A | #N/A | #N/A | #N/A | #N/A | #N/A |  |  |  | FALSE | #N/A | #N/A | #N/A | #N/A | #N/A | #N/A | #N/A | #N/A | #N/A | #N/A
FALSE | #N/A | #N/A | #N/A | #N/A | #N/A | #N/A | #N/A | #N/A | #N/A | #N/A |  |  |  | FALSE | #N/A | #N/A | #N/A | #N/A | #N/A | #N/A | #N/A | #N/A | #N/A | #N/A
FALSE | #N/A | #N/A | #N/A | #N/A | #N/A | #N/A | #N/A | #N/A | #N/A | #N/A |  |  |  | FALSE | #N/A | #N/A | #N/A | #N/A | #N/A | #N/A | #N/A | #N/A | #N/A | #N/A
FALSE | #N/A | #N/A | #N/A | #N/A | #N/A | #N/A | #N/A | #N/A | #N/A | #N/A |  |  |  | FALSE | #N/A | #N/A | #N/A | #N/A | #N/A | #N/A | #N/A | #N/A | #N/A | #N/A
FALSE | #N/A | #N/A | #N/A | #N/A | #N/A | #N/A | #N/A | #N/A | #N/A | #N/A |  |  |  | FALSE | #N/A | #N/A | #N/A | #N/A | #N/A | #N/A | #N/A | #N/A | #N/A | #N/A
FALSE | #N/A | #N/A | #N/A | #N/A | #N/A | #N/A | #N/A | #N/A | #N/A | #N/A |  |  |  | FALSE | #N/A | #N/A | #N/A | #N/A | #N/A | #N/A | #N/A | #N/A | #N/A | #N/A
FALSE | #N/A | #N/A | #N/A | #N/A | #N/A | #N/A | #N/A | #N/A | #N/A | #N/A |  |  |  | FALSE | #N/A | #N/A | #N/A | #N/A | #N/A | #N/A | #N/A | #N/A | #N/A | #N/A
FALSE | #N/A | #N/A | #N/A | #N/A | #N/A | #N/A | #N/A | #N/A | #N/A | #N/A |  |  |  | FALSE | #N/A | #N/A | #N/A | #N/A | #N/A | #N/A | #N/A | #N/A | #N/A | #N/A
FALSE | #N/A | #N/A | #N/A | #N/A | #N/A | #N/A | #N/A | #N/A | #N/A | #N/A |  |  |  | FALSE | #N/A | #N/A | #N/A | #N/A | #N/A | #N/A | #N/A | #N/A | #N/A | #N/A
FALSE | #N/A | #N/A | #N/A | #N/A | #N/A | #N/A | #N/A | #N/A | #N/A | #N/A |  |  |  | FALSE | #N/A | #N/A | #N/A | #N/A | #N/A | #N/A | #N/A | #N/A | #N/A | #N/A
FALSE | #N/A | #N/A | #N/A | #N/A | #N/A | #N/A | #N/A | #N/A | #N/A | #N/A |  |  |  | FALSE | #N/A | #N/A | #N/A | #N/A | #N/A | #N/A | #N/A | #N/A | #N/A | #N/A
FALSE | #N/A | #N/A | #N/A | #N/A | #N/A | #N/A | #N/A | #N/A | #N/A | #N/A |  |  |  | FALSE | #N/A | #N/A | #N/A | #N/A | #N/A | #N/A | #N/A | #N/A | #N/A | #N/A
FALSE | #N/A | #N/A | #N/A | #N/A | #N/A | #N/A | #N/A | #N/A | #N/A | #N/A |  |  |  | FALSE | #N/A | #N/A | #N/A | #N/A | #N/A | #N/A | #N/A | #N/A | #N/A | #N/A
FALSE | #N/A | #N/A | #N/A | #N/A | #N/A | #N/A | #N/A | #N/A | #N/A | #N/A |  |  |  | FALSE | #N/A | #N/A | #N/A | #N/A | #N/A | #N/A | #N/A | #N/A | #N/A | #N/A
FALSE | #N/A | #N/A | #N/A | #N/A | #N/A | #N/A | #N/A | #N/A | #N/A | #N/A |  |  |  | FALSE | #N/A | #N/A | #N/A | #N/A | #N/A | #N/A | #N/A | #N/A | #N/A | #N/A
FALSE | #N/A | #N/A | #N/A | #N/A | #N/A | #N/A | #N/A | #N/A | #N/A | #N/A |  |  |  | FALSE | #N/A | #N/A | #N/A | #N/A | #N/A | #N/A | #N/A | #N/A | #N/A | #N/A
FALSE | #N/A | #N/A | #N/A | #N/A | #N/A | #N/A | #N/A | #N/A | #N/A | #N/A |  |  |  | FALSE | #N/A | #N/A | #N/A | #N/A | #N/A | #N/A | #N/A | #N/A | #N/A | #N/A
FALSE | #N/A | #N/A | #N/A | #N/A | #N/A | #N/A | #N/A | #N/A | #N/A | #N/A |  |  |  | FALSE | #N/A | #N/A | #N/A | #N/A | #N/A | #N/A | #N/A | #N/A | #N/A | #N/A
FALSE | #N/A | #N/A | #N/A | #N/A | #N/A | #N/A | #N/A | #N/A | #N/A | #N/A |  |  |  | FALSE | #N/A | #N/A | #N/A | #N/A | #N/A | #N/A | #N/A | #N/A | #N/A | #N/A
FALSE | #N/A | #N/A | #N/A | #N/A | #N/A | #N/A | #N/A | #N/A | #N/A | #N/A |  |  |  | FALSE | #N/A | #N/A | #N/A | #N/A | #N/A | #N/A | #N/A | #N/A | #N/A | #N/A
FALSE | #N/A | #N/A | #N/A | #N/A | #N/A | #N/A | #N/A | #N/A | #N/A | #N/A |  |  |  | FALSE | #N/A | #N/A | #N/A | #N/A | #N/A | #N/A | #N/A | #N/A | #N/A | #N/A
FALSE | #N/A | #N/A | #N/A | #N/A | #N/A | #N/A | #N/A | #N/A | #N/A | #N/A |  |  |  | FALSE | #N/A | #N/A | #N/A | #N/A | #N/A | #N/A | #N/A | #N/A | #N/A | #N/A
FALSE | #N/A | #N/A | #N/A | #N/A | #N/A | #N/A | #N/A | #N/A | #N/A | #N/A |  |  |  | FALSE | #N/A | #N/A | #N/A | #N/A | #N/A | #N/A | #N/A | #N/A | #N/A | #N/A
FALSE | #N/A | #N/A | #N/A | #N/A | #N/A | #N/A | #N/A | #N/A | #N/A | #N/A |  |  |  | FALSE | #N/A | #N/A | #N/A | #N/A | #N/A | #N/A | #N/A | #N/A | #N/A | #N/A
FALSE | #N/A | #N/A | #N/A | #N/A | #N/A | #N/A | #N/A | #N/A | #N/A | #N/A |  |  |  | FALSE | #N/A | #N/A | #N/A | #N/A | #N/A | #N/A | #N/A | #N/A | #N/A | #N/A
FALSE | #N/A | #N/A | #N/A | #N/A | #N/A | #N/A | #N/A | #N/A | #N/A | #N/A |  |  |  | FALSE | #N/A | #N/A | #N/A | #N/A | #N/A | #N/A | #N/A | #N/A | #N/A | #N/A
FALSE | #N/A | #N/A | #N/A | #N/A | #N/A | #N/A | #N/A | #N/A | #N/A | #N/A |  |  |  | FALSE | #N/A | #N/A | #N/A | #N/A | #N/A | #N/A | #N/A | #N/A | #N/A | #N/A
FALSE | #N/A | #N/A | #N/A | #N/A | #N/A | #N/A | #N/A | #N/A | #N/A | #N/A |  |  |  | FALSE | #N/A | #N/A | #N/A | #N/A | #N/A | #N/A | #N/A | #N/A | #N/A | #N/A
FALSE | #N/A | #N/A | #N/A | #N/A | #N/A | #N/A | #N/A | #N/A | #N/A | #N/A |  |  |  | FALSE | #N/A | #N/A | #N/A | #N/A | #N/A | #N/A | #N/A | #N/A | #N/A | #N/A
FALSE | #N/A | #N/A | #N/A | #N/A | #N/A | #N/A | #N/A | #N/A | #N/A | #N/A |  |  |  | FALSE | #N/A | #N/A | #N/A | #N/A | #N/A | #N/A | #N/A | #N/A | #N/A | #N/A
FALSE | #N/A | #N/A | #N/A | #N/A | #N/A | #N/A | #N/A | #N/A | #N/A | #N/A |  |  |  | FALSE | #N/A | #N/A | #N/A | #N/A | #N/A | #N/A | #N/A | #N/A | #N/A | #N/A
FALSE | #N/A | #N/A | #N/A | #N/A | #N/A | #N/A | #N/A | #N/A | #N/A | #N/A |  |  |  | FALSE | #N/A | #N/A | #N/A | #N/A | #N/A | #N/A | #N/A | #N/A | #N/A | #N/A
FALSE | #N/A | #N/A | #N/A | #N/A | #N/A | #N/A | #N/A | #N/A | #N/A | #N/A |  |  |  | FALSE | #N/A | #N/A | #N/A | #N/A | #N/A | #N/A | #N/A | #N/A | #N/A | #N/A
FALSE | #N/A | #N/A | #N/A | #N/A | #N/A | #N/A | #N/A | #N/A | #N/A | #N/A |  |  |  | FALSE | #N/A | #N/A | #N/A | #N/A | #N/A | #N/A | #N/A | #N/A | #N/A | #N/A
FALSE | #N/A | #N/A | #N/A | #N/A | #N/A | #N/A | #N/A | #N/A | #N/A | #N/A |  |  |  | FALSE | #N/A | #N/A | #N/A | #N/A | #N/A | #N/A | #N/A | #N/A | #N/A | #N/A
FALSE | #N/A | #N/A | #N/A | #N/A | #N/A | #N/A | #N/A | #N/A | #N/A | #N/A |  |  |  | FALSE | #N/A | #N/A | #N/A | #N/A | #N/A | #N/A | #N/A | #N/A | #N/A | #N/A
FALSE | #N/A | #N/A | #N/A | #N/A | #N/A | #N/A | #N/A | #N/A | #N/A | #N/A |  |  |  | FALSE | #N/A | #N/A | #N/A | #N/A | #N/A | #N/A | #N/A | #N/A | #N/A | #N/A
FALSE | #N/A | #N/A | #N/A | #N/A | #N/A | #N/A | #N/A | #N/A | #N/A | #N/A |  |  |  | FALSE | #N/A | #N/A | #N/A | #N/A | #N/A | #N/A | #N/A | #N/A | #N/A | #N/A
FALSE | #N/A | #N/A | #N/A | #N/A | #N/A | #N/A | #N/A | #N/A | #N/A | #N/A |  |  |  | FALSE | #N/A | #N/A | #N/A | #N/A | #N/A | #N/A | #N/A | #N/A | #N/A | #N/A
FALSE | #N/A | #N/A | #N/A | #N/A | #N/A | #N/A | #N/A | #N/A | #N/A | #N/A |  |  |  | FALSE | #N/A | #N/A | #N/A | #N/A | #N/A | #N/A | #N/A | #N/A | #N/A | #N/A
FALSE | #N/A | #N/A | #N/A | #N/A | #N/A | #N/A | #N/A | #N/A | #N/A | #N/A |  |  |  | FALSE | #N/A | #N/A | #N/A | #N/A | #N/A | #N/A | #N/A | #N/A | #N/A | #N/A
FALSE | #N/A | #N/A | #N/A | #N/A | #N/A | #N/A | #N/A | #N/A | #N/A | #N/A |  |  |  | FALSE | #N/A | #N/A | #N/A | #N/A | #N/A | #N/A | #N/A | #N/A | #N/A | #N/A
FALSE | #N/A | #N/A | #N/A | #N/A | #N/A | #N/A | #N/A | #N/A | #N/A | #N/A |  |  |  | FALSE | #N/A | #N/A | #N/A | #N/A | #N/A | #N/A | #N/A | #N/A | #N/A | #N/A
FALSE | #N/A | #N/A | #N/A | #N/A | #N/A | #N/A | #N/A | #N/A | #N/A | #N/A |  |  |  | FALSE | #N/A | #N/A | #N/A | #N/A | #N/A | #N/A | #N/A | #N/A | #N/A | #N/A
FALSE | #N/A | #N/A | #N/A | #N/A | #N/A | #N/A | #N/A | #N/A | #N/A | #N/A |  |  |  | FALSE | #N/A | #N/A | #N/A | #N/A | #N/A | #N/A | #N/A | #N/A | #N/A | #N/A
FALSE | #N/A | #N/A | #N/A | #N/A | #N/A | #N/A | #N/A | #N/A | #N/A | #N/A |  |  |  | FALSE | #N/A | #N/A | #N/A | #N/A | #N/A | #N/A | #N/A | #N/A | #N/A | #N/A
FALSE | #N/A | #N/A | #N/A | #N/A | #N/A | #N/A | #N/A | #N/A | #N/A | #N/A |  |  |  | FALSE | #N/A | #N/A | #N/A | #N/A | #N/A | #N/A | #N/A | #N/A | #N/A | #N/A
FALSE | #N/A | #N/A | #N/A | #N/A | #N/A | #N/A | #N/A | #N/A | #N/A | #N/A |  |  |  | FALSE | #N/A | #N/A | #N/A | #N/A | #N/A | #N/A | #N/A | #N/A | #N/A | #N/A
FALSE | #N/A | #N/A | #N/A | #N/A | #N/A | #N/A | #N/A | #N/A | #N/A | #N/A |  |  |  | FALSE | #N/A | #N/A | #N/A | #N/A | #N/A | #N/A | #N/A | #N/A | #N/A | #N/A
FALSE | #N/A | #N/A | #N/A | #N/A | #N/A | #N/A | #N/A | #N/A | #N/A | #N/A |  |  |  | FALSE | #N/A | #N/A | #N/A | #N/A | #N/A | #N/A | #N/A | #N/A | #N/A | #N/A
FALSE | #N/A | #N/A | #N/A | #N/A | #N/A | #N/A | #N/A | #N/A | #N/A | #N/A |  |  |  | FALSE | #N/A | #N/A | #N/A | #N/A | #N/A | #N/A | #N/A | #N/A | #N/A | #N/A
FALSE | #N/A | #N/A | #N/A | #N/A | #N/A | #N/A | #N/A | #N/A | #N/A | #N/A |  |  |  | FALSE | #N/A | #N/A | #N/A | #N/A | #N/A | #N/A | #N/A | #N/A | #N/A | #N/A
FALSE | #N/A | #N/A | #N/A | #N/A | #N/A | #N/A | #N/A | #N/A | #N/A | #N/A |  |  |  | FALSE | #N/A | #N/A | #N/A | #N/A | #N/A | #N/A | #N/A | #N/A | #N/A | #N/A
FALSE | #N/A | #N/A | #N/A | #N/A | #N/A | #N/A | #N/A | #N/A | #N/A | #N/A |  |  |  | FALSE | #N/A | #N/A | #N/A | #N/A | #N/A | #N/A | #N/A | #N/A | #N/A | #N/A
FALSE | #N/A | #N/A | #N/A | #N/A | #N/A | #N/A | #N/A | #N/A | #N/A | #N/A |  |  |  | FALSE | #N/A | #N/A | #N/A | #N/A | #N/A | #N/A | #N/A | #N/A | #N/A | #N/A
FALSE | #N/A | #N/A | #N/A | #N/A | #N/A | #N/A | #N/A | #N/A | #N/A | #N/A |  |  |  | FALSE | #N/A | #N/A | #N/A | #N/A | #N/A | #N/A | #N/A | #N/A | #N/A | #N/A
FALSE | #N/A | #N/A | #N/A | #N/A | #N/A | #N/A | #N/A | #N/A | #N/A | #N/A |  |  |  | FALSE | #N/A | #N/A | #N/A | #N/A | #N/A | #N/A | #N/A | #N/A | #N/A | #N/A
FALSE | #N/A | #N/A | #N/A | #N/A | #N/A | #N/A | #N/A | #N/A | #N/A | #N/A |  |  |  | FALSE | #N/A | #N/A | #N/A | #N/A | #N/A | #N/A | #N/A | #N/A | #N/A | #N/A
FALSE | #N/A | #N/A | #N/A | #N/A | #N/A | #N/A | #N/A | #N/A | #N/A | #N/A |  |  |  | FALSE | #N/A | #N/A | #N/A | #N/A | #N/A | #N/A | #N/A | #N/A | #N/A | #N/A
FALSE | #N/A | #N/A | #N/A | #N/A | #N/A | #N/A | #N/A | #N/A | #N/A | #N/A |  |  |  | FALSE | #N/A | #N/A | #N/A | #N/A | #N/A | #N/A | #N/A | #N/A | #N/A | #N/A
FALSE | #N/A | #N/A | #N/A | #N/A | #N/A | #N/A | #N/A | #N/A | #N/A | #N/A |  |  |  | FALSE | #N/A | #N/A | #N/A | #N/A | #N/A | #N/A | #N/A | #N/A | #N/A | #N/A
FALSE | #N/A | #N/A | #N/A | #N/A | #N/A | #N/A | #N/A | #N/A | #N/A | #N/A |  |  |  | FALSE | #N/A | #N/A | #N/A | #N/A | #N/A | #N/A | #N/A | #N/A | #N/A | #N/A
FALSE | #N/A | #N/A | #N/A | #N/A | #N/A | #N/A | #N/A | #N/A | #N/A | #N/A |  |  |  | FALSE | #N/A | #N/A | #N/A | #N/A | #N/A | #N/A | #N/A | #N/A | #N/A | #N/A
FALSE | #N/A | #N/A | #N/A | #N/A | #N/A | #N/A | #N/A | #N/A | #N/A | #N/A |  |  |  | FALSE | #N/A | #N/A | #N/A | #N/A | #N/A | #N/A | #N/A | #N/A | #N/A | #N/A
FALSE | #N/A | #N/A | #N/A | #N/A | #N/A | #N/A | #N/A | #N/A | #N/A | #N/A |  |  |  | FALSE | #N/A | #N/A | #N/A | #N/A | #N/A | #N/A | #N/A | #N/A | #N/A | #N/A
FALSE | #N/A | #N/A | #N/A | #N/A | #N/A | #N/A | #N/A | #N/A | #N/A | #N/A |  |  |  | FALSE | #N/A | #N/A | #N/A | #N/A | #N/A | #N/A | #N/A | #N/A | #N/A | #N/A
FALSE | #N/A | #N/A | #N/A | #N/A | #N/A | #N/A | #N/A | #N/A | #N/A | #N/A |  |  |  | FALSE | #N/A | #N/A | #N/A | #N/A | #N/A | #N/A | #N/A | #N/A | #N/A | #N/A
FALSE | #N/A | #N/A | #N/A | #N/A | #N/A | #N/A | #N/A | #N/A | #N/A | #N/A |  |  |  | FALSE | #N/A | #N/A | #N/A | #N/A | #N/A | #N/A | #N/A | #N/A | #N/A | #N/A
FALSE | #N/A | #N/A | #N/A | #N/A | #N/A | #N/A | #N/A | #N/A | #N/A | #N/A |  |  |  | FALSE | #N/A | #N/A | #N/A | #N/A | #N/A | #N/A | #N/A | #N/A | #N/A | #N/A
FALSE | #N/A | #N/A | #N/A | #N/A | #N/A | #N/A | #N/A | #N/A | #N/A | #N/A |  |  |  | FALSE | #N/A | #N/A | #N/A | #N/A | #N/A | #N/A | #N/A | #N/A | #N/A | #N/A
FALSE | #N/A | #N/A | #N/A | #N/A | #N/A | #N/A | #N/A | #N/A | #N/A | #N/A |  |  |  | FALSE | #N/A | #N/A | #N/A | #N/A | #N/A | #N/A | #N/A | #N/A | #N/A | #N/A
FALSE | #N/A | #N/A | #N/A | #N/A | #N/A | #N/A | #N/A | #N/A | #N/A | #N/A |  |  |  | FALSE | #N/A | #N/A | #N/A | #N/A | #N/A | #N/A | #N/A | #N/A | #N/A | #N/A
FALSE | #N/A | #N/A | #N/A | #N/A | #N/A | #N/A | #N/A | #N/A | #N/A | #N/A |  |  |  | FALSE | #N/A | #N/A | #N/A | #N/A | #N/A | #N/A | #N/A | #N/A | #N/A | #N/A
FALSE | #N/A | #N/A | #N/A | #N/A | #N/A | #N/A | #N/A | #N/A | #N/A | #N/A |  |  |  | FALSE | #N/A | #N/A | #N/A | #N/A | #N/A | #N/A | #N/A | #N/A | #N/A | #N/A
FALSE | #N/A | #N/A | #N/A | #N/A | #N/A | #N/A | #N/A | #N/A | #N/A | #N/A |  |  |  | FALSE | #N/A | #N/A | #N/A | #N/A | #N/A | #N/A | #N/A | #N/A | #N/A | #N/A
FALSE | #N/A | #N/A | #N/A | #N/A | #N/A | #N/A | #N/A | #N/A | #N/A | #N/A |  |  |  | FALSE | #N/A | #N/A | #N/A | #N/A | #N/A | #N/A | #N/A | #N/A | #N/A | #N/A
FALSE | #N/A | #N/A | #N/A | #N/A | #N/A | #N/A | #N/A | #N/A | #N/A | #N/A |  |  |  | FALSE | #N/A | #N/A | #N/A | #N/A | #N/A | #N/A | #N/A | #N/A | #N/A | #N/A
FALSE | #N/A | #N/A | #N/A | #N/A | #N/A | #N/A | #N/A | #N/A | #N/A | #N/A |  |  |  | FALSE | #N/A | #N/A | #N/A | #N/A | #N/A | #N/A | #N/A | #N/A | #N/A | #N/A
FALSE | #N/A | #N/A | #N/A | #N/A | #N/A | #N/A | #N/A | #N/A | #N/A | #N/A |  |  |  | FALSE | #N/A | #N/A | #N/A | #N/A | #N/A | #N/A | #N/A | #N/A | #N/A | #N/A
FALSE | #N/A | #N/A | #N/A | #N/A | #N/A | #N/A | #N/A | #N/A | #N/A | #N/A |  |  |  | FALSE | #N/A | #N/A | #N/A | #N/A | #N/A | #N/A | #N/A | #N/A | #N/A | #N/A
FALSE | #N/A | #N/A | #N/A | #N/A | #N/A | #N/A | #N/A | #N/A | #N/A | #N/A |  |  |  | FALSE | #N/A | #N/A | #N/A | #N/A | #N/A | #N/A | #N/A | #N/A | #N/A | #N/A
FALSE | #N/A | #N/A | #N/A | #N/A | #N/A | #N/A | #N/A | #N/A | #N/A | #N/A |  |  |  | FALSE | #N/A | #N/A | #N/A | #N/A | #N/A | #N/A | #N/A | #N/A | #N/A | #N/A
FALSE | #N/A | #N/A | #N/A | #N/A | #N/A | #N/A | #N/A | #N/A | #N/A | #N/A |  |  |  | FALSE | #N/A | #N/A | #N/A | #N/A | #N/A | #N/A | #N/A | #N/A | #N/A | #N/A
FALSE | #N/A | #N/A | #N/A | #N/A | #N/A | #N/A | #N/A | #N/A | #N/A | #N/A |  |  |  | FALSE | #N/A | #N/A | #N/A | #N/A | #N/A | #N/A | #N/A | #N/A | #N/A | #N/A
FALSE | #N/A | #N/A | #N/A | #N/A | #N/A | #N/A | #N/A | #N/A | #N/A | #N/A |  |  |  | FALSE | #N/A | #N/A | #N/A | #N/A | #N/A | #N/A | #N/A | #N/A | #N/A | #N/A
FALSE | #N/A | #N/A | #N/A | #N/A | #N/A | #N/A | #N/A | #N/A | #N/A | #N/A |  |  |  | FALSE | #N/A | #N/A | #N/A | #N/A | #N/A | #N/A | #N/A | #N/A | #N/A | #N/A
FALSE | #N/A | #N/A | #N/A | #N/A | #N/A | #N/A | #N/A | #N/A | #N/A | #N/A |  |  |  | FALSE | #N/A | #N/A | #N/A | #N/A | #N/A | #N/A | #N/A | #N/A | #N/A | #N/A
FALSE | #N/A | #N/A | #N/A | #N/A | #N/A | #N/A | #N/A | #N/A | #N/A | #N/A |  |  |  | FALSE | #N/A | #N/A | #N/A | #N/A | #N/A | #N/A | #N/A | #N/A | #N/A | #N/A
FALSE | #N/A | #N/A | #N/A | #N/A | #N/A | #N/A | #N/A | #N/A | #N/A | #N/A |  |  |  | FALSE | #N/A | #N/A | #N/A | #N/A | #N/A | #N/A | #N/A | #N/A | #N/A | #N/A
FALSE | #N/A | #N/A | #N/A | #N/A | #N/A | #N/A | #N/A | #N/A | #N/A | #N/A |  |  |  | FALSE | #N/A | #N/A | #N/A | #N/A | #N/A | #N/A | #N/A | #N/A | #N/A | #N/A
FALSE | #N/A | #N/A | #N/A | #N/A | #N/A | #N/A | #N/A | #N/A | #N/A | #N/A |  |  |  | FALSE | #N/A | #N/A | #N/A | #N/A | #N/A | #N/A | #N/A | #N/A | #N/A | #N/A
FALSE | #N/A | #N/A | #N/A | #N/A | #N/A | #N/A | #N/A | #N/A | #N/A | #N/A |  |  |  | FALSE | #N/A | #N/A | #N/A | #N/A | #N/A | #N/A | #N/A | #N/A | #N/A | #N/A
FALSE | #N/A | #N/A | #N/A | #N/A | #N/A | #N/A | #N/A | #N/A | #N/A | #N/A |  |  |  | FALSE | #N/A | #N/A | #N/A | #N/A | #N/A | #N/A | #N/A | #N/A | #N/A | #N/A
FALSE | #N/A | #N/A | #N/A | #N/A | #N/A | #N/A | #N/A | #N/A | #N/A | #N/A |  |  |  | FALSE | #N/A | #N/A | #N/A | #N/A | #N/A | #N/A | #N/A | #N/A | #N/A | #N/A
FALSE | #N/A | #N/A | #N/A | #N/A | #N/A | #N/A | #N/A | #N/A | #N/A | #N/A |  |  |  | FALSE | #N/A | #N/A | #N/A | #N/A | #N/A | #N/A | #N/A | #N/A | #N/A | #N/A
FALSE | #N/A | #N/A | #N/A | #N/A | #N/A | #N/A | #N/A | #N/A | #N/A | #N/A |  |  |  | FALSE | #N/A | #N/A | #N/A | #N/A | #N/A | #N/A | #N/A | #N/A | #N/A | #N/A
FALSE | #N/A | #N/A | #N/A | #N/A | #N/A | #N/A | #N/A | #N/A | #N/A | #N/A |  |  |  | FALSE | #N/A | #N/A | #N/A | #N/A | #N/A | #N/A | #N/A | #N/A | #N/A | #N/A
FALSE | #N/A | #N/A | #N/A | #N/A | #N/A | #N/A | #N/A | #N/A | #N/A | #N/A |  |  |  | FALSE | #N/A | #N/A | #N/A | #N/A | #N/A | #N/A | #N/A | #N/A | #N/A | #N/A
FALSE | #N/A | #N/A | #N/A | #N/A | #N/A | #N/A | #N/A | #N/A | #N/A | #N/A |  |  |  | FALSE | #N/A | #N/A | #N/A | #N/A | #N/A | #N/A | #N/A | #N/A | #N/A | #N/A
FALSE | #N/A | #N/A | #N/A | #N/A | #N/A | #N/A | #N/A | #N/A | #N/A | #N/A |  |  |  | FALSE | #N/A | #N/A | #N/A | #N/A | #N/A | #N/A | #N/A | #N/A | #N/A | #N/A
FALSE | #N/A | #N/A | #N/A | #N/A | #N/A | #N/A | #N/A | #N/A | #N/A | #N/A |  |  |  | FALSE | #N/A | #N/A | #N/A | #N/A | #N/A | #N/A | #N/A | #N/A | #N/A | #N/A
FALSE | #N/A | #N/A | #N/A | #N/A | #N/A | #N/A | #N/A | #N/A | #N/A | #N/A |  |  |  | FALSE | #N/A | #N/A | #N/A | #N/A | #N/A | #N/A | #N/A | #N/A | #N/A | #N/A
FALSE | #N/A | #N/A | #N/A | #N/A | #N/A | #N/A | #N/A | #N/A | #N/A | #N/A |  |  |  | FALSE | #N/A | #N/A | #N/A | #N/A | #N/A | #N/A | #N/A | #N/A | #N/A | #N/A
FALSE | #N/A | #N/A | #N/A | #N/A | #N/A | #N/A | #N/A | #N/A | #N/A | #N/A |  |  |  | FALSE | #N/A | #N/A | #N/A | #N/A | #N/A | #N/A | #N/A | #N/A | #N/A | #N/A
FALSE | #N/A | #N/A | #N/A | #N/A | #N/A | #N/A | #N/A | #N/A | #N/A | #N/A |  |  |  | FALSE | #N/A | #N/A | #N/A | #N/A | #N/A | #N/A | #N/A | #N/A | #N/A | #N/A
FALSE | #N/A | #N/A | #N/A | #N/A | #N/A | #N/A | #N/A | #N/A | #N/A | #N/A |  |  |  | FALSE | #N/A | #N/A | #N/A | #N/A | #N/A | #N/A | #N/A | #N/A | #N/A | #N/A
FALSE | #N/A | #N/A | #N/A | #N/A | #N/A | #N/A | #N/A | #N/A | #N/A | #N/A |  |  |  | FALSE | #N/A | #N/A | #N/A | #N/A | #N/A | #N/A | #N/A | #N/A | #N/A | #N/A
FALSE | #N/A | #N/A | #N/A | #N/A | #N/A | #N/A | #N/A | #N/A | #N/A | #N/A |  |  |  | FALSE | #N/A | #N/A | #N/A | #N/A | #N/A | #N/A | #N/A | #N/A | #N/A | #N/A
FALSE | #N/A | #N/A | #N/A | #N/A | #N/A | #N/A | #N/A | #N/A | #N/A | #N/A |  |  |  | FALSE | #N/A | #N/A | #N/A | #N/A | #N/A | #N/A | #N/A | #N/A | #N/A | #N/A
FALSE | #N/A | #N/A | #N/A | #N/A | #N/A | #N/A | #N/A | #N/A | #N/A | #N/A |  |  |  | FALSE | #N/A | #N/A | #N/A | #N/A | #N/A | #N/A | #N/A | #N/A | #N/A | #N/A
FALSE | #N/A | #N/A | #N/A | #N/A | #N/A | #N/A | #N/A | #N/A | #N/A | #N/A |  |  |  | FALSE | #N/A | #N/A | #N/A | #N/A | #N/A | #N/A | #N/A | #N/A | #N/A | #N/A
FALSE | #N/A | #N/A | #N/A | #N/A | #N/A | #N/A | #N/A | #N/A | #N/A | #N/A |  |  |  | FALSE | #N/A | #N/A | #N/A | #N/A | #N/A | #N/A | #N/A | #N/A | #N/A | #N/A
FALSE | #N/A | #N/A | #N/A | #N/A | #N/A | #N/A | #N/A | #N/A | #N/A | #N/A |  |  |  | FALSE | #N/A | #N/A | #N/A | #N/A | #N/A | #N/A | #N/A | #N/A | #N/A | #N/A
FALSE | #N/A | #N/A | #N/A | #N/A | #N/A | #N/A | #N/A | #N/A | #N/A | #N/A |  |  |  | FALSE | #N/A | #N/A | #N/A | #N/A | #N/A | #N/A | #N/A | #N/A | #N/A | #N/A
FALSE | #N/A | #N/A | #N/A | #N/A | #N/A | #N/A | #N/A | #N/A | #N/A | #N/A |  |  |  | FALSE | #N/A | #N/A | #N/A | #N/A | #N/A | #N/A | #N/A | #N/A | #N/A | #N/A
FALSE | #N/A | #N/A | #N/A | #N/A | #N/A | #N/A | #N/A | #N/A | #N/A | #N/A |  |  |  | FALSE | #N/A | #N/A | #N/A | #N/A | #N/A | #N/A | #N/A | #N/A | #N/A | #N/A
FALSE | #N/A | #N/A | #N/A | #N/A | #N/A | #N/A | #N/A | #N/A | #N/A | #N/A |  |  |  | FALSE | #N/A | #N/A | #N/A | #N/A | #N/A | #N/A | #N/A | #N/A | #N/A | #N/A
FALSE | #N/A | #N/A | #N/A | #N/A | #N/A | #N/A | #N/A | #N/A | #N/A | #N/A |  |  |  | FALSE | #N/A | #N/A | #N/A | #N/A | #N/A | #N/A | #N/A | #N/A | #N/A | #N/A
FALSE | #N/A | #N/A | #N/A | #N/A | #N/A | #N/A | #N/A | #N/A | #N/A | #N/A |  |  |  | FALSE | #N/A | #N/A | #N/A | #N/A | #N/A | #N/A | #N/A | #N/A | #N/A | #N/A
FALSE | #N/A | #N/A | #N/A | #N/A | #N/A | #N/A | #N/A | #N/A | #N/A | #N/A |  |  |  | FALSE | #N/A | #N/A | #N/A | #N/A | #N/A | #N/A | #N/A | #N/A | #N/A | #N/A
FALSE | #N/A | #N/A | #N/A | #N/A | #N/A | #N/A | #N/A | #N/A | #N/A | #N/A |  |  |  | FALSE | #N/A | #N/A | #N/A | #N/A | #N/A | #N/A | #N/A | #N/A | #N/A | #N/A
FALSE | #N/A | #N/A | #N/A | #N/A | #N/A | #N/A | #N/A | #N/A | #N/A | #N/A |  |  |  | FALSE | #N/A | #N/A | #N/A | #N/A | #N/A | #N/A | #N/A | #N/A | #N/A | #N/A
FALSE | #N/A | #N/A | #N/A | #N/A | #N/A | #N/A | #N/A | #N/A | #N/A | #N/A |  |  |  | FALSE | #N/A | #N/A | #N/A | #N/A | #N/A | #N/A | #N/A | #N/A | #N/A | #N/A
FALSE | #N/A | #N/A | #N/A | #N/A | #N/A | #N/A | #N/A | #N/A | #N/A | #N/A |  |  |  | FALSE | #N/A | #N/A | #N/A | #N/A | #N/A | #N/A | #N/A | #N/A | #N/A | #N/A
FALSE | #N/A | #N/A | #N/A | #N/A | #N/A | #N/A | #N/A | #N/A | #N/A | #N/A |  |  |  | FALSE | #N/A | #N/A | #N/A | #N/A | #N/A | #N/A | #N/A | #N/A | #N/A | #N/A
FALSE | #N/A | #N/A | #N/A | #N/A | #N/A | #N/A | #N/A | #N/A | #N/A | #N/A |  |  |  | FALSE | #N/A | #N/A | #N/A | #N/A | #N/A | #N/A | #N/A | #N/A | #N/A | #N/A
FALSE | #N/A | #N/A | #N/A | #N/A | #N/A | #N/A | #N/A | #N/A | #N/A | #N/A |  |  |  | FALSE | #N/A | #N/A | #N/A | #N/A | #N/A | #N/A | #N/A | #N/A | #N/A | #N/A
FALSE | #N/A | #N/A | #N/A | #N/A | #N/A | #N/A | #N/A | #N/A | #N/A | #N/A |  |  |  | FALSE | #N/A | #N/A | #N/A | #N/A | #N/A | #N/A | #N/A | #N/A | #N/A | #N/A
FALSE | #N/A | #N/A | #N/A | #N/A | #N/A | #N/A | #N/A | #N/A | #N/A | #N/A |  |  |  | FALSE | #N/A | #N/A | #N/A | #N/A | #N/A | #N/A | #N/A | #N/A | #N/A | #N/A
FALSE | #N/A | #N/A | #N/A | #N/A | #N/A | #N/A | #N/A | #N/A | #N/A | #N/A |  |  |  | FALSE | #N/A | #N/A | #N/A | #N/A | #N/A | #N/A | #N/A | #N/A | #N/A | #N/A
FALSE | #N/A | #N/A | #N/A | #N/A | #N/A | #N/A | #N/A | #N/A | #N/A | #N/A |  |  |  | FALSE | #N/A | #N/A | #N/A | #N/A | #N/A | #N/A | #N/A | #N/A | #N/A | #N/A
FALSE | #N/A | #N/A | #N/A | #N/A | #N/A | #N/A | #N/A | #N/A | #N/A | #N/A |  |  |  | FALSE | #N/A | #N/A | #N/A | #N/A | #N/A | #N/A | #N/A | #N/A | #N/A | #N/A
FALSE | #N/A | #N/A | #N/A | #N/A | #N/A | #N/A | #N/A | #N/A | #N/A | #N/A |  |  |  | FALSE | #N/A | #N/A | #N/A | #N/A | #N/A | #N/A | #N/A | #N/A | #N/A | #N/A
FALSE | #N/A | #N/A | #N/A | #N/A | #N/A | #N/A | #N/A | #N/A | #N/A | #N/A |  |  |  | FALSE | #N/A | #N/A | #N/A | #N/A | #N/A | #N/A | #N/A | #N/A | #N/A | #N/A
FALSE | #N/A | #N/A | #N/A | #N/A | #N/A | #N/A | #N/A | #N/A | #N/A | #N/A |  |  |  | FALSE | #N/A | #N/A | #N/A | #N/A | #N/A | #N/A | #N/A | #N/A | #N/A | #N/A
FALSE | #N/A | #N/A | #N/A | #N/A | #N/A | #N/A | #N/A | #N/A | #N/A | #N/A |  |  |  | FALSE | #N/A | #N/A | #N/A | #N/A | #N/A | #N/A | #N/A | #N/A | #N/A | #N/A
FALSE | #N/A | #N/A | #N/A | #N/A | #N/A | #N/A | #N/A | #N/A | #N/A | #N/A |  |  |  | FALSE | #N/A | #N/A | #N/A | #N/A | #N/A | #N/A | #N/A | #N/A | #N/A | #N/A
FALSE | #N/A | #N/A | #N/A | #N/A | #N/A | #N/A | #N/A | #N/A | #N/A | #N/A |  |  |  | FALSE | #N/A | #N/A | #N/A | #N/A | #N/A | #N/A | #N/A | #N/A | #N/A | #N/A
FALSE | #N/A | #N/A | #N/A | #N/A | #N/A | #N/A | #N/A | #N/A | #N/A | #N/A |  |  |  | FALSE | #N/A | #N/A | #N/A | #N/A | #N/A | #N/A | #N/A | #N/A | #N/A | #N/A
FALSE | #N/A | #N/A | #N/A | #N/A | #N/A | #N/A | #N/A | #N/A | #N/A | #N/A |  |  |  | FALSE | #N/A | #N/A | #N/A | #N/A | #N/A | #N/A | #N/A | #N/A | #N/A | #N/A
FALSE | #N/A | #N/A | #N/A | #N/A | #N/A | #N/A | #N/A | #N/A | #N/A | #N/A |  |  |  | FALSE | #N/A | #N/A | #N/A | #N/A | #N/A | #N/A | #N/A | #N/A | #N/A | #N/A
FALSE | #N/A | #N/A | #N/A | #N/A | #N/A | #N/A | #N/A | #N/A | #N/A | #N/A |  |  |  | FALSE | #N/A | #N/A | #N/A | #N/A | #N/A | #N/A | #N/A | #N/A | #N/A | #N/A
FALSE | #N/A | #N/A | #N/A | #N/A | #N/A | #N/A | #N/A | #N/A | #N/A | #N/A |  |  |  | FALSE | #N/A | #N/A | #N/A | #N/A | #N/A | #N/A | #N/A | #N/A | #N/A | #N/A
FALSE | #N/A | #N/A | #N/A | #N/A | #N/A | #N/A | #N/A | #N/A | #N/A | #N/A |  |  |  | FALSE | #N/A | #N/A | #N/A | #N/A | #N/A | #N/A | #N/A | #N/A | #N/A | #N/A
FALSE | #N/A | #N/A | #N/A | #N/A | #N/A | #N/A | #N/A | #N/A | #N/A | #N/A |  |  |  | FALSE | #N/A | #N/A | #N/A | #N/A | #N/A | #N/A | #N/A | #N/A | #N/A | #N/A
FALSE | #N/A | #N/A | #N/A | #N/A | #N/A | #N/A | #N/A | #N/A | #N/A | #N/A |  |  |  | FALSE | #N/A | #N/A | #N/A | #N/A | #N/A | #N/A | #N/A | #N/A | #N/A | #N/A
FALSE | #N/A | #N/A | #N/A | #N/A | #N/A | #N/A | #N/A | #N/A | #N/A | #N/A |  |  |  | FALSE | #N/A | #N/A | #N/A | #N/A | #N/A | #N/A | #N/A | #N/A | #N/A | #N/A
FALSE | #N/A | #N/A | #N/A | #N/A | #N/A | #N/A | #N/A | #N/A | #N/A | #N/A |  |  |  | FALSE | #N/A | #N/A | #N/A | #N/A | #N/A | #N/A | #N/A | #N/A | #N/A | #N/A
FALSE | #N/A | #N/A | #N/A | #N/A | #N/A | #N/A | #N/A | #N/A | #N/A | #N/A |  |  |  | FALSE | #N/A | #N/A | #N/A | #N/A | #N/A | #N/A | #N/A | #N/A | #N/A | #N/A
FALSE | #N/A | #N/A | #N/A | #N/A | #N/A | #N/A | #N/A | #N/A | #N/A | #N/A |  |  |  | FALSE | #N/A | #N/A | #N/A | #N/A | #N/A | #N/A | #N/A | #N/A | #N/A | #N/A
FALSE | #N/A | #N/A | #N/A | #N/A | #N/A | #N/A | #N/A | #N/A | #N/A | #N/A |  |  |  | FALSE | #N/A | #N/A | #N/A | #N/A | #N/A | #N/A | #N/A | #N/A | #N/A | #N/A
FALSE | #N/A | #N/A | #N/A | #N/A | #N/A | #N/A | #N/A | #N/A | #N/A | #N/A |  |  |  | FALSE | #N/A | #N/A | #N/A | #N/A | #N/A | #N/A | #N/A | #N/A | #N/A | #N/A
FALSE | #N/A | #N/A | #N/A | #N/A | #N/A | #N/A | #N/A | #N/A | #N/A | #N/A |  |  |  | FALSE | #N/A | #N/A | #N/A | #N/A | #N/A | #N/A | #N/A | #N/A | #N/A | #N/A
FALSE | #N/A | #N/A | #N/A | #N/A | #N/A | #N/A | #N/A | #N/A | #N/A | #N/A |  |  |  | FALSE | #N/A | #N/A | #N/A | #N/A | #N/A | #N/A | #N/A | #N/A | #N/A | #N/A
FALSE | #N/A | #N/A | #N/A | #N/A | #N/A | #N/A | #N/A | #N/A | #N/A | #N/A |  |  |  | FALSE | #N/A | #N/A | #N/A | #N/A | #N/A | #N/A | #N/A | #N/A | #N/A | #N/A
FALSE | #N/A | #N/A | #N/A | #N/A | #N/A | #N/A | #N/A | #N/A | #N/A | #N/A |  |  |  | FALSE | #N/A | #N/A | #N/A | #N/A | #N/A | #N/A | #N/A | #N/A | #N/A | #N/A
FALSE | #N/A | #N/A | #N/A | #N/A | #N/A | #N/A | #N/A | #N/A | #N/A | #N/A |  |  |  | FALSE | #N/A | #N/A | #N/A | #N/A | #N/A | #N/A | #N/A | #N/A | #N/A | #N/A
FALSE | #N/A | #N/A | #N/A | #N/A | #N/A | #N/A | #N/A | #N/A | #N/A | #N/A |  |  |  | FALSE | #N/A | #N/A | #N/A | #N/A | #N/A | #N/A | #N/A | #N/A | #N/A | #N/A
FALSE | #N/A | #N/A | #N/A | #N/A | #N/A | #N/A | #N/A | #N/A | #N/A | #N/A |  |  |  | FALSE | #N/A | #N/A | #N/A | #N/A | #N/A | #N/A | #N/A | #N/A | #N/A | #N/A
FALSE | #N/A | #N/A | #N/A | #N/A | #N/A | #N/A | #N/A | #N/A | #N/A | #N/A |  |  |  | FALSE | #N/A | #N/A | #N/A | #N/A | #N/A | #N/A | #N/A | #N/A | #N/A | #N/A
FALSE | #N/A | #N/A | #N/A | #N/A | #N/A | #N/A | #N/A | #N/A | #N/A | #N/A |  |  |  | FALSE | #N/A | #N/A | #N/A | #N/A | #N/A | #N/A | #N/A | #N/A | #N/A | #N/A
FALSE | #N/A | #N/A | #N/A | #N/A | #N/A | #N/A | #N/A | #N/A | #N/A | #N/A |  |  |  | FALSE | #N/A | #N/A | #N/A | #N/A | #N/A | #N/A | #N/A | #N/A | #N/A | #N/A
FALSE | #N/A | #N/A | #N/A | #N/A | #N/A | #N/A | #N/A | #N/A | #N/A | #N/A |  |  |  | FALSE | #N/A | #N/A | #N/A | #N/A | #N/A | #N/A | #N/A | #N/A | #N/A | #N/A
FALSE | #N/A | #N/A | #N/A | #N/A | #N/A | #N/A | #N/A | #N/A | #N/A | #N/A |  |  |  | FALSE | #N/A | #N/A | #N/A | #N/A | #N/A | #N/A | #N/A | #N/A | #N/A | #N/A
FALSE | #N/A | #N/A | #N/A | #N/A | #N/A | #N/A | #N/A | #N/A | #N/A | #N/A |  |  |  | FALSE | #N/A | #N/A | #N/A | #N/A | #N/A | #N/A | #N/A | #N/A | #N/A | #N/A
FALSE | #N/A | #N/A | #N/A | #N/A | #N/A | #N/A | #N/A | #N/A | #N/A | #N/A |  |  |  | FALSE | #N/A | #N/A | #N/A | #N/A | #N/A | #N/A | #N/A | #N/A | #N/A | #N/A
FALSE | #N/A | #N/A | #N/A | #N/A | #N/A | #N/A | #N/A | #N/A | #N/A | #N/A |  |  |  | FALSE | #N/A | #N/A | #N/A | #N/A | #N/A | #N/A | #N/A | #N/A | #N/A | #N/A
FALSE | #N/A | #N/A | #N/A | #N/A | #N/A | #N/A | #N/A | #N/A | #N/A | #N/A |  |  |  | FALSE | #N/A | #N/A | #N/A | #N/A | #N/A | #N/A | #N/A | #N/A | #N/A | #N/A
FALSE | #N/A | #N/A | #N/A | #N/A | #N/A | #N/A | #N/A | #N/A | #N/A | #N/A |  |  |  | FALSE | #N/A | #N/A | #N/A | #N/A | #N/A | #N/A | #N/A | #N/A | #N/A | #N/A
FALSE | #N/A | #N/A | #N/A | #N/A | #N/A | #N/A | #N/A | #N/A | #N/A | #N/A |  |  |  | FALSE | #N/A | #N/A | #N/A | #N/A | #N/A | #N/A | #N/A | #N/A | #N/A | #N/A
FALSE | #N/A | #N/A | #N/A | #N/A | #N/A | #N/A | #N/A | #N/A | #N/A | #N/A |  |  |  | FALSE | #N/A | #N/A | #N/A | #N/A | #N/A | #N/A | #N/A | #N/A | #N/A | #N/A
FALSE | #N/A | #N/A | #N/A | #N/A | #N/A | #N/A | #N/A | #N/A | #N/A | #N/A |  |  |  | FALSE | #N/A | #N/A | #N/A | #N/A | #N/A | #N/A | #N/A | #N/A | #N/A | #N/A
FALSE | #N/A | #N/A | #N/A | #N/A | #N/A | #N/A | #N/A | #N/A | #N/A | #N/A |  |  |  | FALSE | #N/A | #N/A | #N/A | #N/A | #N/A | #N/A | #N/A | #N/A | #N/A | #N/A
FALSE | #N/A | #N/A | #N/A | #N/A | #N/A | #N/A | #N/A | #N/A | #N/A | #N/A |  |  |  | FALSE | #N/A | #N/A | #N/A | #N/A | #N/A | #N/A | #N/A | #N/A | #N/A | #N/A
FALSE | #N/A | #N/A | #N/A | #N/A | #N/A | #N/A | #N/A | #N/A | #N/A | #N/A |  |  |  | FALSE | #N/A | #N/A | #N/A | #N/A | #N/A | #N/A | #N/A | #N/A | #N/A | #N/A
FALSE | #N/A | #N/A | #N/A | #N/A | #N/A | #N/A | #N/A | #N/A | #N/A | #N/A |  |  |  | FALSE | #N/A | #N/A | #N/A | #N/A | #N/A | #N/A | #N/A | #N/A | #N/A | #N/A
FALSE | #N/A | #N/A | #N/A | #N/A | #N/A | #N/A | #N/A | #N/A | #N/A | #N/A |  |  |  | FALSE | #N/A | #N/A | #N/A | #N/A | #N/A | #N/A | #N/A | #N/A | #N/A | #N/A
FALSE | #N/A | #N/A | #N/A | #N/A | #N/A | #N/A | #N/A | #N/A | #N/A | #N/A |  |  |  | FALSE | #N/A | #N/A | #N/A | #N/A | #N/A | #N/A | #N/A | #N/A | #N/A | #N/A
FALSE | #N/A | #N/A | #N/A | #N/A | #N/A | #N/A | #N/A | #N/A | #N/A | #N/A |  |  |  | FALSE | #N/A | #N/A | #N/A | #N/A | #N/A | #N/A | #N/A | #N/A | #N/A | #N/A
FALSE | #N/A | #N/A | #N/A | #N/A | #N/A | #N/A | #N/A | #N/A | #N/A | #N/A |  |  |  | FALSE | #N/A | #N/A | #N/A | #N/A | #N/A | #N/A | #N/A | #N/A | #N/A | #N/A
FALSE | #N/A | #N/A | #N/A | #N/A | #N/A | #N/A | #N/A | #N/A | #N/A | #N/A |  |  |  | FALSE | #N/A | #N/A | #N/A | #N/A | #N/A | #N/A | #N/A | #N/A | #N/A | #N/A
FALSE | #N/A | #N/A | #N/A | #N/A | #N/A | #N/A | #N/A | #N/A | #N/A | #N/A |  |  |  | FALSE | #N/A | #N/A | #N/A | #N/A | #N/A | #N/A | #N/A | #N/A | #N/A | #N/A
FALSE | #N/A | #N/A | #N/A | #N/A | #N/A | #N/A | #N/A | #N/A | #N/A | #N/A |  |  |  | FALSE | #N/A | #N/A | #N/A | #N/A | #N/A | #N/A | #N/A | #N/A | #N/A | #N/A
FALSE | #N/A | #N/A | #N/A | #N/A | #N/A | #N/A | #N/A | #N/A | #N/A | #N/A |  |  |  | FALSE | #N/A | #N/A | #N/A | #N/A | #N/A | #N/A | #N/A | #N/A | #N/A | #N/A
FALSE | #N/A | #N/A | #N/A | #N/A | #N/A | #N/A | #N/A | #N/A | #N/A | #N/A |  |  |  | FALSE | #N/A | #N/A | #N/A | #N/A | #N/A | #N/A | #N/A | #N/A | #N/A | #N/A
FALSE | #N/A | #N/A | #N/A | #N/A | #N/A | #N/A | #N/A | #N/A | #N/A | #N/A |  |  |  | FALSE | #N/A | #N/A | #N/A | #N/A | #N/A | #N/A | #N/A | #N/A | #N/A | #N/A
FALSE | #N/A | #N/A | #N/A | #N/A | #N/A | #N/A | #N/A | #N/A | #N/A | #N/A |  |  |  | FALSE | #N/A | #N/A | #N/A | #N/A | #N/A | #N/A | #N/A | #N/A | #N/A | #N/A
FALSE | #N/A | #N/A | #N/A | #N/A | #N/A | #N/A | #N/A | #N/A | #N/A | #N/A |  |  |  | FALSE | #N/A | #N/A | #N/A | #N/A | #N/A | #N/A | #N/A | #N/A | #N/A | #N/A
FALSE | #N/A | #N/A | #N/A | #N/A | #N/A | #N/A | #N/A | #N/A | #N/A | #N/A |  |  |  | FALSE | #N/A | #N/A | #N/A | #N/A | #N/A | #N/A | #N/A | #N/A | #N/A | #N/A
FALSE | #N/A | #N/A | #N/A | #N/A | #N/A | #N/A | #N/A | #N/A | #N/A | #N/A |  |  |  | FALSE | #N/A | #N/A | #N/A | #N/A | #N/A | #N/A | #N/A | #N/A | #N/A | #N/A
FALSE | #N/A | #N/A | #N/A | #N/A | #N/A | #N/A | #N/A | #N/A | #N/A | #N/A |  |  |  | FALSE | #N/A | #N/A | #N/A | #N/A | #N/A | #N/A | #N/A | #N/A | #N/A | #N/A
FALSE | #N/A | #N/A | #N/A | #N/A | #N/A | #N/A | #N/A | #N/A | #N/A | #N/A |  |  |  | FALSE | #N/A | #N/A | #N/A | #N/A | #N/A | #N/A | #N/A | #N/A | #N/A | #N/A
FALSE | #N/A | #N/A | #N/A | #N/A | #N/A | #N/A | #N/A | #N/A | #N/A | #N/A |  |  |  | FALSE | #N/A | #N/A | #N/A | #N/A | #N/A | #N/A | #N/A | #N/A | #N/A | #N/A
FALSE | #N/A | #N/A | #N/A | #N/A | #N/A | #N/A | #N/A | #N/A | #N/A | #N/A |  |  |  | FALSE | #N/A | #N/A | #N/A | #N/A | #N/A | #N/A | #N/A | #N/A | #N/A | #N/A
FALSE | #N/A | #N/A | #N/A | #N/A | #N/A | #N/A | #N/A | #N/A | #N/A | #N/A |  |  |  | FALSE | #N/A | #N/A | #N/A | #N/A | #N/A | #N/A | #N/A | #N/A | #N/A | #N/A
FALSE | #N/A | #N/A | #N/A | #N/A | #N/A | #N/A | #N/A | #N/A | #N/A | #N/A |  |  |  | FALSE | #N/A | #N/A | #N/A | #N/A | #N/A | #N/A | #N/A | #N/A | #N/A | #N/A
FALSE | #N/A | #N/A | #N/A | #N/A | #N/A | #N/A | #N/A | #N/A | #N/A | #N/A |  |  |  | FALSE | #N/A | #N/A | #N/A | #N/A | #N/A | #N/A | #N/A | #N/A | #N/A | #N/A
FALSE | #N/A | #N/A | #N/A | #N/A | #N/A | #N/A | #N/A | #N/A | #N/A | #N/A |  |  |  | FALSE | #N/A | #N/A | #N/A | #N/A | #N/A | #N/A | #N/A | #N/A | #N/A | #N/A
FALSE | #N/A | #N/A | #N/A | #N/A | #N/A | #N/A | #N/A | #N/A | #N/A | #N/A |  |  |  | FALSE | #N/A | #N/A | #N/A | #N/A | #N/A | #N/A | #N/A | #N/A | #N/A | #N/A
FALSE | #N/A | #N/A | #N/A | #N/A | #N/A | #N/A | #N/A | #N/A | #N/A | #N/A |  |  |  | FALSE | #N/A | #N/A | #N/A | #N/A | #N/A | #N/A | #N/A | #N/A | #N/A | #N/A
FALSE | #N/A | #N/A | #N/A | #N/A | #N/A | #N/A | #N/A | #N/A | #N/A | #N/A |  |  |  | FALSE | #N/A | #N/A | #N/A | #N/A | #N/A | #N/A | #N/A | #N/A | #N/A | #N/A
FALSE | #N/A | #N/A | #N/A | #N/A | #N/A | #N/A | #N/A | #N/A | #N/A | #N/A |  |  |  | FALSE | #N/A | #N/A | #N/A | #N/A | #N/A | #N/A | #N/A | #N/A | #N/A | #N/A
FALSE | #N/A | #N/A | #N/A | #N/A | #N/A | #N/A | #N/A | #N/A | #N/A | #N/A |  |  |  | FALSE | #N/A | #N/A | #N/A | #N/A | #N/A | #N/A | #N/A | #N/A | #N/A | #N/A
FALSE | #N/A | #N/A | #N/A | #N/A | #N/A | #N/A | #N/A | #N/A | #N/A | #N/A |  |  |  | FALSE | #N/A | #N/A | #N/A | #N/A | #N/A | #N/A | #N/A | #N/A | #N/A | #N/A
FALSE | #N/A | #N/A | #N/A | #N/A | #N/A | #N/A | #N/A | #N/A | #N/A | #N/A |  |  |  | FALSE | #N/A | #N/A | #N/A | #N/A | #N/A | #N/A | #N/A | #N/A | #N/A | #N/A
FALSE | #N/A | #N/A | #N/A | #N/A | #N/A | #N/A | #N/A | #N/A | #N/A | #N/A |  |  |  | FALSE | #N/A | #N/A | #N/A | #N/A | #N/A | #N/A | #N/A | #N/A | #N/A | #N/A
FALSE | #N/A | #N/A | #N/A | #N/A | #N/A | #N/A | #N/A | #N/A | #N/A | #N/A |  |  |  | FALSE | #N/A | #N/A | #N/A | #N/A | #N/A | #N/A | #N/A | #N/A | #N/A | #N/A
FALSE | #N/A | #N/A | #N/A | #N/A | #N/A | #N/A | #N/A | #N/A | #N/A | #N/A |  |  |  | FALSE | #N/A | #N/A | #N/A | #N/A | #N/A | #N/A | #N/A | #N/A | #N/A | #N/A
FALSE | #N/A | #N/A | #N/A | #N/A | #N/A | #N/A | #N/A | #N/A | #N/A | #N/A |  |  |  | FALSE | #N/A | #N/A | #N/A | #N/A | #N/A | #N/A | #N/A | #N/A | #N/A | #N/A
FALSE | #N/A | #N/A | #N/A | #N/A | #N/A | #N/A | #N/A | #N/A | #N/A | #N/A |  |  |  | FALSE | #N/A | #N/A | #N/A | #N/A | #N/A | #N/A | #N/A | #N/A | #N/A | #N/A
FALSE | #N/A | #N/A | #N/A | #N/A | #N/A | #N/A | #N/A | #N/A | #N/A | #N/A |  |  |  | FALSE | #N/A | #N/A | #N/A | #N/A | #N/A | #N/A | #N/A | #N/A | #N/A | #N/A
FALSE | #N/A | #N/A | #N/A | #N/A | #N/A | #N/A | #N/A | #N/A | #N/A | #N/A |  |  |  | FALSE | #N/A | #N/A | #N/A | #N/A | #N/A | #N/A | #N/A | #N/A | #N/A | #N/A
FALSE | #N/A | #N/A | #N/A | #N/A | #N/A | #N/A | #N/A | #N/A | #N/A | #N/A |  |  |  | FALSE | #N/A | #N/A | #N/A | #N/A | #N/A | #N/A | #N/A | #N/A | #N/A | #N/A
FALSE | #N/A | #N/A | #N/A | #N/A | #N/A | #N/A | #N/A | #N/A | #N/A | #N/A |  |  |  | FALSE | #N/A | #N/A | #N/A | #N/A | #N/A | #N/A | #N/A | #N/A | #N/A | #N/A
FALSE | #N/A | #N/A | #N/A | #N/A | #N/A | #N/A | #N/A | #N/A | #N/A | #N/A |  |  |  | FALSE | #N/A | #N/A | #N/A | #N/A | #N/A | #N/A | #N/A | #N/A | #N/A | #N/A
FALSE | #N/A | #N/A | #N/A | #N/A | #N/A | #N/A | #N/A | #N/A | #N/A | #N/A |  |  |  | FALSE | #N/A | #N/A | #N/A | #N/A | #N/A | #N/A | #N/A | #N/A | #N/A | #N/A
FALSE | #N/A | #N/A | #N/A | #N/A | #N/A | #N/A | #N/A | #N/A | #N/A | #N/A |  |  |  | FALSE | #N/A | #N/A | #N/A | #N/A | #N/A | #N/A | #N/A | #N/A | #N/A | #N/A
FALSE | #N/A | #N/A | #N/A | #N/A | #N/A | #N/A | #N/A | #N/A | #N/A | #N/A |  |  |  | FALSE | #N/A | #N/A | #N/A | #N/A | #N/A | #N/A | #N/A | #N/A | #N/A | #N/A
FALSE | #N/A | #N/A | #N/A | #N/A | #N/A | #N/A | #N/A | #N/A | #N/A | #N/A |  |  |  | FALSE | #N/A | #N/A | #N/A | #N/A | #N/A | #N/A | #N/A | #N/A | #N/A | #N/A
FALSE | #N/A | #N/A | #N/A | #N/A | #N/A | #N/A | #N/A | #N/A | #N/A | #N/A |  |  |  | FALSE | #N/A | #N/A | #N/A | #N/A | #N/A | #N/A | #N/A | #N/A | #N/A | #N/A
FALSE | #N/A | #N/A | #N/A | #N/A | #N/A | #N/A | #N/A | #N/A | #N/A | #N/A |  |  |  | FALSE | #N/A | #N/A | #N/A | #N/A | #N/A | #N/A | #N/A | #N/A | #N/A | #N/A
FALSE | #N/A | #N/A | #N/A | #N/A | #N/A | #N/A | #N/A | #N/A | #N/A | #N/A |  |  |  | FALSE | #N/A | #N/A | #N/A | #N/A | #N/A | #N/A | #N/A | #N/A | #N/A | #N/A
FALSE | #N/A | #N/A | #N/A | #N/A | #N/A | #N/A | #N/A | #N/A | #N/A | #N/A |  |  |  | FALSE | #N/A | #N/A | #N/A | #N/A | #N/A | #N/A | #N/A | #N/A | #N/A | #N/A
FALSE | #N/A | #N/A | #N/A | #N/A | #N/A | #N/A | #N/A | #N/A | #N/A | #N/A |  |  |  | FALSE | #N/A | #N/A | #N/A | #N/A | #N/A | #N/A | #N/A | #N/A | #N/A | #N/A
FALSE | #N/A | #N/A | #N/A | #N/A | #N/A | #N/A | #N/A | #N/A | #N/A | #N/A |  |  |  | FALSE | #N/A | #N/A | #N/A | #N/A | #N/A | #N/A | #N/A | #N/A | #N/A | #N/A
FALSE | #N/A | #N/A | #N/A | #N/A | #N/A | #N/A | #N/A | #N/A | #N/A | #N/A |  |  |  | FALSE | #N/A | #N/A | #N/A | #N/A | #N/A | #N/A | #N/A | #N/A | #N/A | #N/A
FALSE | #N/A | #N/A | #N/A | #N/A | #N/A | #N/A | #N/A | #N/A | #N/A | #N/A |  |  |  | FALSE | #N/A | #N/A | #N/A | #N/A | #N/A | #N/A | #N/A | #N/A | #N/A | #N/A
FALSE | #N/A | #N/A | #N/A | #N/A | #N/A | #N/A | #N/A | #N/A | #N/A | #N/A |  |  |  | FALSE | #N/A | #N/A | #N/A | #N/A | #N/A | #N/A | #N/A | #N/A | #N/A | #N/A
FALSE | #N/A | #N/A | #N/A | #N/A | #N/A | #N/A | #N/A | #N/A | #N/A | #N/A |  |  |  | FALSE | #N/A | #N/A | #N/A | #N/A | #N/A | #N/A | #N/A | #N/A | #N/A | #N/A
FALSE | #N/A | #N/A | #N/A | #N/A | #N/A | #N/A | #N/A | #N/A | #N/A | #N/A |  |  |  | FALSE | #N/A | #N/A | #N/A | #N/A | #N/A | #N/A | #N/A | #N/A | #N/A | #N/A
FALSE | #N/A | #N/A | #N/A | #N/A | #N/A | #N/A | #N/A | #N/A | #N/A | #N/A |  |  |  | FALSE | #N/A | #N/A | #N/A | #N/A | #N/A | #N/A | #N/A | #N/A | #N/A | #N/A
FALSE | #N/A | #N/A | #N/A | #N/A | #N/A | #N/A | #N/A | #N/A | #N/A | #N/A |  |  |  | FALSE | #N/A | #N/A | #N/A | #N/A | #N/A | #N/A | #N/A | #N/A | #N/A | #N/A
FALSE | #N/A | #N/A | #N/A | #N/A | #N/A | #N/A | #N/A | #N/A | #N/A | #N/A |  |  |  | FALSE | #N/A | #N/A | #N/A | #N/A | #N/A | #N/A | #N/A | #N/A | #N/A | #N/A
FALSE | #N/A | #N/A | #N/A | #N/A | #N/A | #N/A | #N/A | #N/A | #N/A | #N/A |  |  |  | FALSE | #N/A | #N/A | #N/A | #N/A | #N/A | #N/A | #N/A | #N/A | #N/A | #N/A
FALSE | #N/A | #N/A | #N/A | #N/A | #N/A | #N/A | #N/A | #N/A | #N/A | #N/A |  |  |  | FALSE | #N/A | #N/A | #N/A | #N/A | #N/A | #N/A | #N/A | #N/A | #N/A | #N/A
FALSE | #N/A | #N/A | #N/A | #N/A | #N/A | #N/A | #N/A | #N/A | #N/A | #N/A |  |  |  | FALSE | #N/A | #N/A | #N/A | #N/A | #N/A | #N/A | #N/A | #N/A | #N/A | #N/A
FALSE | #N/A | #N/A | #N/A | #N/A | #N/A | #N/A | #N/A | #N/A | #N/A | #N/A |  |  |  | FALSE | #N/A | #N/A | #N/A | #N/A | #N/A | #N/A | #N/A | #N/A | #N/A | #N/A
FALSE | #N/A | #N/A | #N/A | #N/A | #N/A | #N/A | #N/A | #N/A | #N/A | #N/A |  |  |  | FALSE | #N/A | #N/A | #N/A | #N/A | #N/A | #N/A | #N/A | #N/A | #N/A | #N/A
FALSE | #N/A | #N/A | #N/A | #N/A | #N/A | #N/A | #N/A | #N/A | #N/A | #N/A |  |  |  | FALSE | #N/A | #N/A | #N/A | #N/A | #N/A | #N/A | #N/A | #N/A | #N/A | #N/A
FALSE | #N/A | #N/A | #N/A | #N/A | #N/A | #N/A | #N/A | #N/A | #N/A | #N/A |  |  |  | FALSE | #N/A | #N/A | #N/A | #N/A | #N/A | #N/A | #N/A | #N/A | #N/A | #N/A
FALSE | #N/A | #N/A | #N/A | #N/A | #N/A | #N/A | #N/A | #N/A | #N/A | #N/A |  |  |  | FALSE | #N/A | #N/A | #N/A | #N/A | #N/A | #N/A | #N/A | #N/A | #N/A | #N/A
FALSE | #N/A | #N/A | #N/A | #N/A | #N/A | #N/A | #N/A | #N/A | #N/A | #N/A |  |  |  | FALSE | #N/A | #N/A | #N/A | #N/A | #N/A | #N/A | #N/A | #N/A | #N/A | #N/A
FALSE | #N/A | #N/A | #N/A | #N/A | #N/A | #N/A | #N/A | #N/A | #N/A | #N/A |  |  |  | FALSE | #N/A | #N/A | #N/A | #N/A | #N/A | #N/A | #N/A | #N/A | #N/A | #N/A
FALSE | #N/A | #N/A | #N/A | #N/A | #N/A | #N/A | #N/A | #N/A | #N/A | #N/A |  |  |  | FALSE | #N/A | #N/A | #N/A | #N/A | #N/A | #N/A | #N/A | #N/A | #N/A | #N/A
FALSE | #N/A | #N/A | #N/A | #N/A | #N/A | #N/A | #N/A | #N/A | #N/A | #N/A |  |  |  | FALSE | #N/A | #N/A | #N/A | #N/A | #N/A | #N/A | #N/A | #N/A | #N/A | #N/A
FALSE | #N/A | #N/A | #N/A | #N/A | #N/A | #N/A | #N/A | #N/A | #N/A | #N/A |  |  |  | FALSE | #N/A | #N/A | #N/A | #N/A | #N/A | #N/A | #N/A | #N/A | #N/A | #N/A
FALSE | #N/A | #N/A | #N/A | #N/A | #N/A | #N/A | #N/A | #N/A | #N/A | #N/A |  |  |  | FALSE | #N/A | #N/A | #N/A | #N/A | #N/A | #N/A | #N/A | #N/A | #N/A | #N/A
FALSE | #N/A | #N/A | #N/A | #N/A | #N/A | #N/A | #N/A | #N/A | #N/A | #N/A |  |  |  | FALSE | #N/A | #N/A | #N/A | #N/A | #N/A | #N/A | #N/A | #N/A | #N/A | #N/A
FALSE | #N/A | #N/A | #N/A | #N/A | #N/A | #N/A | #N/A | #N/A | #N/A | #N/A |  |  |  | FALSE | #N/A | #N/A | #N/A | #N/A | #N/A | #N/A | #N/A | #N/A | #N/A | #N/A
FALSE | #N/A | #N/A | #N/A | #N/A | #N/A | #N/A | #N/A | #N/A | #N/A | #N/A |  |  |  | FALSE | #N/A | #N/A | #N/A | #N/A | #N/A | #N/A | #N/A | #N/A | #N/A | #N/A
FALSE | #N/A | #N/A | #N/A | #N/A | #N/A | #N/A | #N/A | #N/A | #N/A | #N/A |  |  |  | FALSE | #N/A | #N/A | #N/A | #N/A | #N/A | #N/A | #N/A | #N/A | #N/A | #N/A
FALSE | #N/A | #N/A | #N/A | #N/A | #N/A | #N/A | #N/A | #N/A | #N/A | #N/A |  |  |  | FALSE | #N/A | #N/A | #N/A | #N/A | #N/A | #N/A | #N/A | #N/A | #N/A | #N/A
FALSE | #N/A | #N/A | #N/A | #N/A | #N/A | #N/A | #N/A | #N/A | #N/A | #N/A |  |  |  | FALSE | #N/A | #N/A | #N/A | #N/A | #N/A | #N/A | #N/A | #N/A | #N/A | #N/A
FALSE | #N/A | #N/A | #N/A | #N/A | #N/A | #N/A | #N/A | #N/A | #N/A | #N/A |  |  |  | FALSE | #N/A | #N/A | #N/A | #N/A | #N/A | #N/A | #N/A | #N/A | #N/A | #N/A
FALSE | #N/A | #N/A | #N/A | #N/A | #N/A | #N/A | #N/A | #N/A | #N/A | #N/A |  |  |  | FALSE | #N/A | #N/A | #N/A | #N/A | #N/A | #N/A | #N/A | #N/A | #N/A | #N/A
FALSE | #N/A | #N/A | #N/A | #N/A | #N/A | #N/A | #N/A | #N/A | #N/A | #N/A |  |  |  | FALSE | #N/A | #N/A | #N/A | #N/A | #N/A | #N/A | #N/A | #N/A | #N/A | #N/A
FALSE | #N/A | #N/A | #N/A | #N/A | #N/A | #N/A | #N/A | #N/A | #N/A | #N/A |  |  |  | FALSE | #N/A | #N/A | #N/A | #N/A | #N/A | #N/A | #N/A | #N/A | #N/A | #N/A
FALSE | #N/A | #N/A | #N/A | #N/A | #N/A | #N/A | #N/A | #N/A | #N/A | #N/A |  |  |  | FALSE | #N/A | #N/A | #N/A | #N/A | #N/A | #N/A | #N/A | #N/A | #N/A | #N/A
FALSE | #N/A | #N/A | #N/A | #N/A | #N/A | #N/A | #N/A | #N/A | #N/A | #N/A |  |  |  | FALSE | #N/A | #N/A | #N/A | #N/A | #N/A | #N/A | #N/A | #N/A | #N/A | #N/A
FALSE | #N/A | #N/A | #N/A | #N/A | #N/A | #N/A | #N/A | #N/A | #N/A | #N/A |  |  |  | FALSE | #N/A | #N/A | #N/A | #N/A | #N/A | #N/A | #N/A | #N/A | #N/A | #N/A
FALSE | #N/A | #N/A | #N/A | #N/A | #N/A | #N/A | #N/A | #N/A | #N/A | #N/A |  |  |  | FALSE | #N/A | #N/A | #N/A | #N/A | #N/A | #N/A | #N/A | #N/A | #N/A | #N/A
FALSE | #N/A | #N/A | #N/A | #N/A | #N/A | #N/A | #N/A | #N/A | #N/A | #N/A |  |  |  | FALSE | #N/A | #N/A | #N/A | #N/A | #N/A | #N/A | #N/A | #N/A | #N/A | #N/A
FALSE | #N/A | #N/A | #N/A | #N/A | #N/A | #N/A | #N/A | #N/A | #N/A | #N/A |  |  |  | FALSE | #N/A | #N/A | #N/A | #N/A | #N/A | #N/A | #N/A | #N/A | #N/A | #N/A
FALSE | #N/A | #N/A | #N/A | #N/A | #N/A | #N/A | #N/A | #N/A | #N/A | #N/A |  |  |  | FALSE | #N/A | #N/A | #N/A | #N/A | #N/A | #N/A | #N/A | #N/A | #N/A | #N/A
FALSE | #N/A | #N/A | #N/A | #N/A | #N/A | #N/A | #N/A | #N/A | #N/A | #N/A |  |  |  | FALSE | #N/A | #N/A | #N/A | #N/A | #N/A | #N/A | #N/A | #N/A | #N/A | #N/A
FALSE | #N/A | #N/A | #N/A | #N/A | #N/A | #N/A | #N/A | #N/A | #N/A | #N/A |  |  |  | FALSE | #N/A | #N/A | #N/A | #N/A | #N/A | #N/A | #N/A | #N/A | #N/A | #N/A
FALSE | #N/A | #N/A | #N/A | #N/A | #N/A | #N/A | #N/A | #N/A | #N/A | #N/A |  |  |  | FALSE | #N/A | #N/A | #N/A | #N/A | #N/A | #N/A | #N/A | #N/A | #N/A | #N/A
FALSE | #N/A | #N/A | #N/A | #N/A | #N/A | #N/A | #N/A | #N/A | #N/A | #N/A |  |  |  | FALSE | #N/A | #N/A | #N/A | #N/A | #N/A | #N/A | #N/A | #N/A | #N/A | #N/A
FALSE | #N/A | #N/A | #N/A | #N/A | #N/A | #N/A | #N/A | #N/A | #N/A | #N/A |  |  |  | FALSE | #N/A | #N/A | #N/A | #N/A | #N/A | #N/A | #N/A | #N/A | #N/A | #N/A
FALSE | #N/A | #N/A | #N/A | #N/A | #N/A | #N/A | #N/A | #N/A | #N/A | #N/A |  |  |  | FALSE | #N/A | #N/A | #N/A | #N/A | #N/A | #N/A | #N/A | #N/A | #N/A | #N/A
FALSE | #N/A | #N/A | #N/A | #N/A | #N/A | #N/A | #N/A | #N/A | #N/A | #N/A |  |  |  | FALSE | #N/A | #N/A | #N/A | #N/A | #N/A | #N/A | #N/A | #N/A | #N/A | #N/A
FALSE | #N/A | #N/A | #N/A | #N/A | #N/A | #N/A | #N/A | #N/A | #N/A | #N/A |  |  |  | FALSE | #N/A | #N/A | #N/A | #N/A | #N/A | #N/A | #N/A | #N/A | #N/A | #N/A
FALSE | #N/A | #N/A | #N/A | #N/A | #N/A | #N/A | #N/A | #N/A | #N/A | #N/A |  |  |  | FALSE | #N/A | #N/A | #N/A | #N/A | #N/A | #N/A | #N/A | #N/A | #N/A | #N/A
FALSE | #N/A | #N/A | #N/A | #N/A | #N/A | #N/A | #N/A | #N/A | #N/A | #N/A |  |  |  | FALSE | #N/A | #N/A | #N/A | #N/A | #N/A | #N/A | #N/A | #N/A | #N/A | #N/A
FALSE | #N/A | #N/A | #N/A | #N/A | #N/A | #N/A | #N/A | #N/A | #N/A | #N/A |  |  |  | FALSE | #N/A | #N/A | #N/A | #N/A | #N/A | #N/A | #N/A | #N/A | #N/A | #N/A
FALSE | #N/A | #N/A | #N/A | #N/A | #N/A | #N/A | #N/A | #N/A | #N/A | #N/A |  |  |  | FALSE | #N/A | #N/A | #N/A | #N/A | #N/A | #N/A | #N/A | #N/A | #N/A | #N/A
FALSE | #N/A | #N/A | #N/A | #N/A | #N/A | #N/A | #N/A | #N/A | #N/A | #N/A |  |  |  | FALSE | #N/A | #N/A | #N/A | #N/A | #N/A | #N/A | #N/A | #N/A | #N/A | #N/A
FALSE | #N/A | #N/A | #N/A | #N/A | #N/A | #N/A | #N/A | #N/A | #N/A | #N/A |  |  |  | FALSE | #N/A | #N/A | #N/A | #N/A | #N/A | #N/A | #N/A | #N/A | #N/A | #N/A
FALSE | #N/A | #N/A | #N/A | #N/A | #N/A | #N/A | #N/A | #N/A | #N/A | #N/A |  |  |  | FALSE | #N/A | #N/A | #N/A | #N/A | #N/A | #N/A | #N/A | #N/A | #N/A | #N/A
FALSE | #N/A | #N/A | #N/A | #N/A | #N/A | #N/A | #N/A | #N/A | #N/A | #N/A |  |  |  | FALSE | #N/A | #N/A | #N/A | #N/A | #N/A | #N/A | #N/A | #N/A | #N/A | #N/A
FALSE | #N/A | #N/A | #N/A | #N/A | #N/A | #N/A | #N/A | #N/A | #N/A | #N/A |  |  |  | FALSE | #N/A | #N/A | #N/A | #N/A | #N/A | #N/A | #N/A | #N/A | #N/A | #N/A
FALSE | #N/A | #N/A | #N/A | #N/A | #N/A | #N/A | #N/A | #N/A | #N/A | #N/A |  |  |  | FALSE | #N/A | #N/A | #N/A | #N/A | #N/A | #N/A | #N/A | #N/A | #N/A | #N/A
FALSE | #N/A | #N/A | #N/A | #N/A | #N/A | #N/A | #N/A | #N/A | #N/A | #N/A |  |  |  | FALSE | #N/A | #N/A | #N/A | #N/A | #N/A | #N/A | #N/A | #N/A | #N/A | #N/A
FALSE | #N/A | #N/A | #N/A | #N/A | #N/A | #N/A | #N/A | #N/A | #N/A | #N/A |  |  |  | FALSE | #N/A | #N/A | #N/A | #N/A | #N/A | #N/A | #N/A | #N/A | #N/A | #N/A
FALSE | #N/A | #N/A | #N/A | #N/A | #N/A | #N/A | #N/A | #N/A | #N/A | #N/A |  |  |  | FALSE | #N/A | #N/A | #N/A | #N/A | #N/A | #N/A | #N/A | #N/A | #N/A | #N/A
FALSE | #N/A | #N/A | #N/A | #N/A | #N/A | #N/A | #N/A | #N/A | #N/A | #N/A |  |  |  | FALSE | #N/A | #N/A | #N/A | #N/A | #N/A | #N/A | #N/A | #N/A | #N/A | #N/A
FALSE | #N/A | #N/A | #N/A | #N/A | #N/A | #N/A | #N/A | #N/A | #N/A | #N/A |  |  |  | FALSE | #N/A | #N/A | #N/A | #N/A | #N/A | #N/A | #N/A | #N/A | #N/A | #N/A
FALSE | #N/A | #N/A | #N/A | #N/A | #N/A | #N/A | #N/A | #N/A | #N/A | #N/A |  |  |  | FALSE | #N/A | #N/A | #N/A | #N/A | #N/A | #N/A | #N/A | #N/A | #N/A | #N/A
FALSE | #N/A | #N/A | #N/A | #N/A | #N/A | #N/A | #N/A | #N/A | #N/A | #N/A |  |  |  | FALSE | #N/A | #N/A | #N/A | #N/A | #N/A | #N/A | #N/A | #N/A | #N/A | #N/A
FALSE | #N/A | #N/A | #N/A | #N/A | #N/A | #N/A | #N/A | #N/A | #N/A | #N/A |  |  |  | FALSE | #N/A | #N/A | #N/A | #N/A | #N/A | #N/A | #N/A | #N/A | #N/A | #N/A
FALSE | #N/A | #N/A | #N/A | #N/A | #N/A | #N/A | #N/A | #N/A | #N/A | #N/A |  |  |  | FALSE | #N/A | #N/A | #N/A | #N/A | #N/A | #N/A | #N/A | #N/A | #N/A | #N/A
FALSE | #N/A | #N/A | #N/A | #N/A | #N/A | #N/A | #N/A | #N/A | #N/A | #N/A |  |  |  | FALSE | #N/A | #N/A | #N/A | #N/A | #N/A | #N/A | #N/A | #N/A | #N/A | #N/A
FALSE | #N/A | #N/A | #N/A | #N/A | #N/A | #N/A | #N/A | #N/A | #N/A | #N/A |  |  |  | FALSE | #N/A | #N/A | #N/A | #N/A | #N/A | #N/A | #N/A | #N/A | #N/A | #N/A
FALSE | #N/A | #N/A | #N/A | #N/A | #N/A | #N/A | #N/A | #N/A | #N/A | #N/A |  |  |  | FALSE | #N/A | #N/A | #N/A | #N/A | #N/A | #N/A | #N/A | #N/A | #N/A | #N/A
FALSE | #N/A | #N/A | #N/A | #N/A | #N/A | #N/A | #N/A | #N/A | #N/A | #N/A |  |  |  | FALSE | #N/A | #N/A | #N/A | #N/A | #N/A | #N/A | #N/A | #N/A | #N/A | #N/A
FALSE | #N/A | #N/A | #N/A | #N/A | #N/A | #N/A | #N/A | #N/A | #N/A | #N/A |  |  |  | FALSE | #N/A | #N/A | #N/A | #N/A | #N/A | #N/A | #N/A | #N/A | #N/A | #N/A
FALSE | #N/A | #N/A | #N/A | #N/A | #N/A | #N/A | #N/A | #N/A | #N/A | #N/A |  |  |  | FALSE | #N/A | #N/A | #N/A | #N/A | #N/A | #N/A | #N/A | #N/A | #N/A | #N/A
FALSE | #N/A | #N/A | #N/A | #N/A | #N/A | #N/A | #N/A | #N/A | #N/A | #N/A |  |  |  | FALSE | #N/A | #N/A | #N/A | #N/A | #N/A | #N/A | #N/A | #N/A | #N/A | #N/A
FALSE | #N/A | #N/A | #N/A | #N/A | #N/A | #N/A | #N/A | #N/A | #N/A | #N/A |  |  |  | FALSE | #N/A | #N/A | #N/A | #N/A | #N/A | #N/A | #N/A | #N/A | #N/A | #N/A
FALSE | #N/A | #N/A | #N/A | #N/A | #N/A | #N/A | #N/A | #N/A | #N/A | #N/A |  |  |  | FALSE | #N/A | #N/A | #N/A | #N/A | #N/A | #N/A | #N/A | #N/A | #N/A | #N/A
FALSE | #N/A | #N/A | #N/A | #N/A | #N/A | #N/A | #N/A | #N/A | #N/A | #N/A |  |  |  | FALSE | #N/A | #N/A | #N/A | #N/A | #N/A | #N/A | #N/A | #N/A | #N/A | #N/A
FALSE | #N/A | #N/A | #N/A | #N/A | #N/A | #N/A | #N/A | #N/A | #N/A | #N/A |  |  |  | FALSE | #N/A | #N/A | #N/A | #N/A | #N/A | #N/A | #N/A | #N/A | #N/A | #N/A
FALSE | #N/A | #N/A | #N/A | #N/A | #N/A | #N/A | #N/A | #N/A | #N/A | #N/A |  |  |  | FALSE | #N/A | #N/A | #N/A | #N/A | #N/A | #N/A | #N/A | #N/A | #N/A | #N/A
FALSE | #N/A | #N/A | #N/A | #N/A | #N/A | #N/A | #N/A | #N/A | #N/A | #N/A |  |  |  | FALSE | #N/A | #N/A | #N/A | #N/A | #N/A | #N/A | #N/A | #N/A | #N/A | #N/A
FALSE | #N/A | #N/A | #N/A | #N/A | #N/A | #N/A | #N/A | #N/A | #N/A | #N/A |  |  |  | FALSE | #N/A | #N/A | #N/A | #N/A | #N/A | #N/A | #N/A | #N/A | #N/A | #N/A
FALSE | #N/A | #N/A | #N/A | #N/A | #N/A | #N/A | #N/A | #N/A | #N/A | #N/A |  |  |  | FALSE | #N/A | #N/A | #N/A | #N/A | #N/A | #N/A | #N/A | #N/A | #N/A | #N/A
FALSE | #N/A | #N/A | #N/A | #N/A | #N/A | #N/A | #N/A | #N/A | #N/A | #N/A |  |  |  | FALSE | #N/A | #N/A | #N/A | #N/A | #N/A | #N/A | #N/A | #N/A | #N/A | #N/A
FALSE | #N/A | #N/A | #N/A | #N/A | #N/A | #N/A | #N/A | #N/A | #N/A | #N/A |  |  |  | FALSE | #N/A | #N/A | #N/A | #N/A | #N/A | #N/A | #N/A | #N/A | #N/A | #N/A
FALSE | #N/A | #N/A | #N/A | #N/A | #N/A | #N/A | #N/A | #N/A | #N/A | #N/A |  |  |  | FALSE | #N/A | #N/A | #N/A | #N/A | #N/A | #N/A | #N/A | #N/A | #N/A | #N/A
FALSE | #N/A | #N/A | #N/A | #N/A | #N/A | #N/A | #N/A | #N/A | #N/A | #N/A |  |  |  | FALSE | #N/A | #N/A | #N/A | #N/A | #N/A | #N/A | #N/A | #N/A | #N/A | #N/A
FALSE | #N/A | #N/A | #N/A | #N/A | #N/A | #N/A | #N/A | #N/A | #N/A | #N/A |  |  |  | FALSE | #N/A | #N/A | #N/A | #N/A | #N/A | #N/A | #N/A | #N/A | #N/A | #N/A
FALSE | #N/A | #N/A | #N/A | #N/A | #N/A | #N/A | #N/A | #N/A | #N/A | #N/A |  |  |  | FALSE | #N/A | #N/A | #N/A | #N/A | #N/A | #N/A | #N/A | #N/A | #N/A | #N/A
FALSE | #N/A | #N/A | #N/A | #N/A | #N/A | #N/A | #N/A | #N/A | #N/A | #N/A |  |  |  | FALSE | #N/A | #N/A | #N/A | #N/A | #N/A | #N/A | #N/A | #N/A | #N/A | #N/A
FALSE | #N/A | #N/A | #N/A | #N/A | #N/A | #N/A | #N/A | #N/A | #N/A | #N/A |  |  |  | FALSE | #N/A | #N/A | #N/A | #N/A | #N/A | #N/A | #N/A | #N/A | #N/A | #N/A
FALSE | #N/A | #N/A | #N/A | #N/A | #N/A | #N/A | #N/A | #N/A | #N/A | #N/A |  |  |  | FALSE | #N/A | #N/A | #N/A | #N/A | #N/A | #N/A | #N/A | #N/A | #N/A | #N/A
FALSE | #N/A | #N/A | #N/A | #N/A | #N/A | #N/A | #N/A | #N/A | #N/A | #N/A |  |  |  | FALSE | #N/A | #N/A | #N/A | #N/A | #N/A | #N/A | #N/A | #N/A | #N/A | #N/A
FALSE | #N/A | #N/A | #N/A | #N/A | #N/A | #N/A | #N/A | #N/A | #N/A | #N/A |  |  |  | FALSE | #N/A | #N/A | #N/A | #N/A | #N/A | #N/A | #N/A | #N/A | #N/A | #N/A
FALSE | #N/A | #N/A | #N/A | #N/A | #N/A | #N/A | #N/A | #N/A | #N/A | #N/A |  |  |  | FALSE | #N/A | #N/A | #N/A | #N/A | #N/A | #N/A | #N/A | #N/A | #N/A | #N/A
FALSE | #N/A | #N/A | #N/A | #N/A | #N/A | #N/A | #N/A | #N/A | #N/A | #N/A |  |  |  | FALSE | #N/A | #N/A | #N/A | #N/A | #N/A | #N/A | #N/A | #N/A | #N/A | #N/A
FALSE | #N/A | #N/A | #N/A | #N/A | #N/A | #N/A | #N/A | #N/A | #N/A | #N/A |  |  |  | FALSE | #N/A | #N/A | #N/A | #N/A | #N/A | #N/A | #N/A | #N/A | #N/A | #N/A
FALSE | #N/A | #N/A | #N/A | #N/A | #N/A | #N/A | #N/A | #N/A | #N/A | #N/A |  |  |  | FALSE | #N/A | #N/A | #N/A | #N/A | #N/A | #N/A | #N/A | #N/A | #N/A | #N/A
FALSE | #N/A | #N/A | #N/A | #N/A | #N/A | #N/A | #N/A | #N/A | #N/A | #N/A |  |  |  | FALSE | #N/A | #N/A | #N/A | #N/A | #N/A | #N/A | #N/A | #N/A | #N/A | #N/A
FALSE | #N/A | #N/A | #N/A | #N/A | #N/A | #N/A | #N/A | #N/A | #N/A | #N/A |  |  |  | FALSE | #N/A | #N/A | #N/A | #N/A | #N/A | #N/A | #N/A | #N/A | #N/A | #N/A
FALSE | #N/A | #N/A | #N/A | #N/A | #N/A | #N/A | #N/A | #N/A | #N/A | #N/A |  |  |  | FALSE | #N/A | #N/A | #N/A | #N/A | #N/A | #N/A | #N/A | #N/A | #N/A | #N/A
FALSE | #N/A | #N/A | #N/A | #N/A | #N/A | #N/A | #N/A | #N/A | #N/A | #N/A |  |  |  | FALSE | #N/A | #N/A | #N/A | #N/A | #N/A | #N/A | #N/A | #N/A | #N/A | #N/A
FALSE | #N/A | #N/A | #N/A | #N/A | #N/A | #N/A | #N/A | #N/A | #N/A | #N/A |  |  |  | FALSE | #N/A | #N/A | #N/A | #N/A | #N/A | #N/A | #N/A | #N/A | #N/A | #N/A
FALSE | #N/A | #N/A | #N/A | #N/A | #N/A | #N/A | #N/A | #N/A | #N/A | #N/A |  |  |  | FALSE | #N/A | #N/A | #N/A | #N/A | #N/A | #N/A | #N/A | #N/A | #N/A | #N/A
FALSE | #N/A | #N/A | #N/A | #N/A | #N/A | #N/A | #N/A | #N/A | #N/A | #N/A |  |  |  | FALSE | #N/A | #N/A | #N/A | #N/A | #N/A | #N/A | #N/A | #N/A | #N/A | #N/A
FALSE | #N/A | #N/A | #N/A | #N/A | #N/A | #N/A | #N/A | #N/A | #N/A | #N/A |  |  |  | FALSE | #N/A | #N/A | #N/A | #N/A | #N/A | #N/A | #N/A | #N/A | #N/A | #N/A
FALSE | #N/A | #N/A | #N/A | #N/A | #N/A | #N/A | #N/A | #N/A | #N/A | #N/A |  |  |  | FALSE | #N/A | #N/A | #N/A | #N/A | #N/A | #N/A | #N/A | #N/A | #N/A | #N/A
FALSE | #N/A | #N/A | #N/A | #N/A | #N/A | #N/A | #N/A | #N/A | #N/A | #N/A |  |  |  | FALSE | #N/A | #N/A | #N/A | #N/A | #N/A | #N/A | #N/A | #N/A | #N/A | #N/A
FALSE | #N/A | #N/A | #N/A | #N/A | #N/A | #N/A | #N/A | #N/A | #N/A | #N/A |  |  |  | FALSE | #N/A | #N/A | #N/A | #N/A | #N/A | #N/A | #N/A | #N/A | #N/A | #N/A
FALSE | #N/A | #N/A | #N/A | #N/A | #N/A | #N/A | #N/A | #N/A | #N/A | #N/A |  |  |  | FALSE | #N/A | #N/A | #N/A | #N/A | #N/A | #N/A | #N/A | #N/A | #N/A | #N/A
FALSE | #N/A | #N/A | #N/A | #N/A | #N/A | #N/A | #N/A | #N/A | #N/A | #N/A |  |  |  | FALSE | #N/A | #N/A | #N/A | #N/A | #N/A | #N/A | #N/A | #N/A | #N/A | #N/A
FALSE | #N/A | #N/A | #N/A | #N/A | #N/A | #N/A | #N/A | #N/A | #N/A | #N/A |  |  |  | FALSE | #N/A | #N/A | #N/A | #N/A | #N/A | #N/A | #N/A | #N/A | #N/A | #N/A
FALSE | #N/A | #N/A | #N/A | #N/A | #N/A | #N/A | #N/A | #N/A | #N/A | #N/A |  |  |  | FALSE | #N/A | #N/A | #N/A | #N/A | #N/A | #N/A | #N/A | #N/A | #N/A | #N/A
FALSE | #N/A | #N/A | #N/A | #N/A | #N/A | #N/A | #N/A | #N/A | #N/A | #N/A |  |  |  | FALSE | #N/A | #N/A | #N/A | #N/A | #N/A | #N/A | #N/A | #N/A | #N/A | #N/A
FALSE | #N/A | #N/A | #N/A | #N/A | #N/A | #N/A | #N/A | #N/A | #N/A | #N/A |  |  |  | FALSE | #N/A | #N/A | #N/A | #N/A | #N/A | #N/A | #N/A | #N/A | #N/A | #N/A
FALSE | #N/A | #N/A | #N/A | #N/A | #N/A | #N/A | #N/A | #N/A | #N/A | #N/A |  |  |  | FALSE | #N/A | #N/A | #N/A | #N/A | #N/A | #N/A | #N/A | #N/A | #N/A | #N/A
FALSE | #N/A | #N/A | #N/A | #N/A | #N/A | #N/A | #N/A | #N/A | #N/A | #N/A |  |  |  | FALSE | #N/A | #N/A | #N/A | #N/A | #N/A | #N/A | #N/A | #N/A | #N/A | #N/A
FALSE | #N/A | #N/A | #N/A | #N/A | #N/A | #N/A | #N/A | #N/A | #N/A | #N/A |  |  |  | FALSE | #N/A | #N/A | #N/A | #N/A | #N/A | #N/A | #N/A | #N/A | #N/A | #N/A
FALSE | #N/A | #N/A | #N/A | #N/A | #N/A | #N/A | #N/A | #N/A | #N/A | #N/A |  |  |  | FALSE | #N/A | #N/A | #N/A | #N/A | #N/A | #N/A | #N/A | #N/A | #N/A | #N/A
FALSE | #N/A | #N/A | #N/A | #N/A | #N/A | #N/A | #N/A | #N/A | #N/A | #N/A |  |  |  | FALSE | #N/A | #N/A | #N/A | #N/A | #N/A | #N/A | #N/A | #N/A | #N/A | #N/A
FALSE | #N/A | #N/A | #N/A | #N/A | #N/A | #N/A | #N/A | #N/A | #N/A | #N/A |  |  |  | FALSE | #N/A | #N/A | #N/A | #N/A | #N/A | #N/A | #N/A | #N/A | #N/A | #N/A
FALSE | #N/A | #N/A | #N/A | #N/A | #N/A | #N/A | #N/A | #N/A | #N/A | #N/A |  |  |  | FALSE | #N/A | #N/A | #N/A | #N/A | #N/A | #N/A | #N/A | #N/A | #N/A | #N/A
FALSE | #N/A | #N/A | #N/A | #N/A | #N/A | #N/A | #N/A | #N/A | #N/A | #N/A |  |  |  | FALSE | #N/A | #N/A | #N/A | #N/A | #N/A | #N/A | #N/A | #N/A | #N/A | #N/A
FALSE | #N/A | #N/A | #N/A | #N/A | #N/A | #N/A | #N/A | #N/A | #N/A | #N/A |  |  |  | FALSE | #N/A | #N/A | #N/A | #N/A | #N/A | #N/A | #N/A | #N/A | #N/A | #N/A
FALSE | #N/A | #N/A | #N/A | #N/A | #N/A | #N/A | #N/A | #N/A | #N/A | #N/A |  |  |  | FALSE | #N/A | #N/A | #N/A | #N/A | #N/A | #N/A | #N/A | #N/A | #N/A | #N/A
FALSE | #N/A | #N/A | #N/A | #N/A | #N/A | #N/A | #N/A | #N/A | #N/A | #N/A |  |  |  | FALSE | #N/A | #N/A | #N/A | #N/A | #N/A | #N/A | #N/A | #N/A | #N/A | #N/A
FALSE | #N/A | #N/A | #N/A | #N/A | #N/A | #N/A | #N/A | #N/A | #N/A | #N/A |  |  |  | FALSE | #N/A | #N/A | #N/A | #N/A | #N/A | #N/A | #N/A | #N/A | #N/A | #N/A
FALSE | #N/A | #N/A | #N/A | #N/A | #N/A | #N/A | #N/A | #N/A | #N/A | #N/A |  |  |  | FALSE | #N/A | #N/A | #N/A | #N/A | #N/A | #N/A | #N/A | #N/A | #N/A | #N/A
FALSE | #N/A | #N/A | #N/A | #N/A | #N/A | #N/A | #N/A | #N/A | #N/A | #N/A |  |  |  | FALSE | #N/A | #N/A | #N/A | #N/A | #N/A | #N/A | #N/A | #N/A | #N/A | #N/A
FALSE | #N/A | #N/A | #N/A | #N/A | #N/A | #N/A | #N/A | #N/A | #N/A | #N/A |  |  |  | FALSE | #N/A | #N/A | #N/A | #N/A | #N/A | #N/A | #N/A | #N/A | #N/A | #N/A
FALSE | #N/A | #N/A | #N/A | #N/A | #N/A | #N/A | #N/A | #N/A | #N/A | #N/A |  |  |  | FALSE | #N/A | #N/A | #N/A | #N/A | #N/A | #N/A | #N/A | #N/A | #N/A | #N/A
FALSE | #N/A | #N/A | #N/A | #N/A | #N/A | #N/A | #N/A | #N/A | #N/A | #N/A |  |  |  | FALSE | #N/A | #N/A | #N/A | #N/A | #N/A | #N/A | #N/A | #N/A | #N/A | #N/A
FALSE | #N/A | #N/A | #N/A | #N/A | #N/A | #N/A | #N/A | #N/A | #N/A | #N/A |  |  |  | FALSE | #N/A | #N/A | #N/A | #N/A | #N/A | #N/A | #N/A | #N/A | #N/A | #N/A
FALSE | #N/A | #N/A | #N/A | #N/A | #N/A | #N/A | #N/A | #N/A | #N/A | #N/A |  |  |  | FALSE | #N/A | #N/A | #N/A | #N/A | #N/A | #N/A | #N/A | #N/A | #N/A | #N/A
FALSE | #N/A | #N/A | #N/A | #N/A | #N/A | #N/A | #N/A | #N/A | #N/A | #N/A |  |  |  | FALSE | #N/A | #N/A | #N/A | #N/A | #N/A | #N/A | #N/A | #N/A | #N/A | #N/A
FALSE | #N/A | #N/A | #N/A | #N/A | #N/A | #N/A | #N/A | #N/A | #N/A | #N/A |  |  |  | FALSE | #N/A | #N/A | #N/A | #N/A | #N/A | #N/A | #N/A | #N/A | #N/A | #N/A
FALSE | #N/A | #N/A | #N/A | #N/A | #N/A | #N/A | #N/A | #N/A | #N/A | #N/A |  |  |  | FALSE | #N/A | #N/A | #N/A | #N/A | #N/A | #N/A | #N/A | #N/A | #N/A | #N/A
FALSE | #N/A | #N/A | #N/A | #N/A | #N/A | #N/A | #N/A | #N/A | #N/A | #N/A |  |  |  | FALSE | #N/A | #N/A | #N/A | #N/A | #N/A | #N/A | #N/A | #N/A | #N/A | #N/A
FALSE | #N/A | #N/A | #N/A | #N/A | #N/A | #N/A | #N/A | #N/A | #N/A | #N/A |  |  |  | FALSE | #N/A | #N/A | #N/A | #N/A | #N/A | #N/A | #N/A | #N/A | #N/A | #N/A
FALSE | #N/A | #N/A | #N/A | #N/A | #N/A | #N/A | #N/A | #N/A | #N/A | #N/A |  |  |  | FALSE | #N/A | #N/A | #N/A | #N/A | #N/A | #N/A | #N/A | #N/A | #N/A | #N/A
FALSE | #N/A | #N/A | #N/A | #N/A | #N/A | #N/A | #N/A | #N/A | #N/A | #N/A |  |  |  | FALSE | #N/A | #N/A | #N/A | #N/A | #N/A | #N/A | #N/A | #N/A | #N/A | #N/A
FALSE | #N/A | #N/A | #N/A | #N/A | #N/A | #N/A | #N/A | #N/A | #N/A | #N/A |  |  |  | FALSE | #N/A | #N/A | #N/A | #N/A | #N/A | #N/A | #N/A | #N/A | #N/A | #N/A
FALSE | #N/A | #N/A | #N/A | #N/A | #N/A | #N/A | #N/A | #N/A | #N/A | #N/A |  |  |  | FALSE | #N/A | #N/A | #N/A | #N/A | #N/A | #N/A | #N/A | #N/A | #N/A | #N/A
FALSE | #N/A | #N/A | #N/A | #N/A | #N/A | #N/A | #N/A | #N/A | #N/A | #N/A |  |  |  | FALSE | #N/A | #N/A | #N/A | #N/A | #N/A | #N/A | #N/A | #N/A | #N/A | #N/A
FALSE | #N/A | #N/A | #N/A | #N/A | #N/A | #N/A | #N/A | #N/A | #N/A | #N/A |  |  |  | FALSE | #N/A | #N/A | #N/A | #N/A | #N/A | #N/A | #N/A | #N/A | #N/A | #N/A
FALSE | #N/A | #N/A | #N/A | #N/A | #N/A | #N/A | #N/A | #N/A | #N/A | #N/A |  |  |  | FALSE | #N/A | #N/A | #N/A | #N/A | #N/A | #N/A | #N/A | #N/A | #N/A | #N/A
FALSE | #N/A | #N/A | #N/A | #N/A | #N/A | #N/A | #N/A | #N/A | #N/A | #N/A |  |  |  | FALSE | #N/A | #N/A | #N/A | #N/A | #N/A | #N/A | #N/A | #N/A | #N/A | #N/A
FALSE | #N/A | #N/A | #N/A | #N/A | #N/A | #N/A | #N/A | #N/A | #N/A | #N/A |  |  |  | FALSE | #N/A | #N/A | #N/A | #N/A | #N/A | #N/A | #N/A | #N/A | #N/A | #N/A
FALSE | #N/A | #N/A | #N/A | #N/A | #N/A | #N/A | #N/A | #N/A | #N/A | #N/A |  |  |  | FALSE | #N/A | #N/A | #N/A | #N/A | #N/A | #N/A | #N/A | #N/A | #N/A | #N/A
FALSE | #N/A | #N/A | #N/A | #N/A | #N/A | #N/A | #N/A | #N/A | #N/A | #N/A |  |  |  | FALSE | #N/A | #N/A | #N/A | #N/A | #N/A | #N/A | #N/A | #N/A | #N/A | #N/A
FALSE | #N/A | #N/A | #N/A | #N/A | #N/A | #N/A | #N/A | #N/A | #N/A | #N/A |  |  |  | FALSE | #N/A | #N/A | #N/A | #N/A | #N/A | #N/A | #N/A | #N/A | #N/A | #N/A
FALSE | #N/A | #N/A | #N/A | #N/A | #N/A | #N/A | #N/A | #N/A | #N/A | #N/A |  |  |  | FALSE | #N/A | #N/A | #N/A | #N/A | #N/A | #N/A | #N/A | #N/A | #N/A | #N/A
FALSE | #N/A | #N/A | #N/A | #N/A | #N/A | #N/A | #N/A | #N/A | #N/A | #N/A |  |  |  | FALSE | #N/A | #N/A | #N/A | #N/A | #N/A | #N/A | #N/A | #N/A | #N/A | #N/A
FALSE | #N/A | #N/A | #N/A | #N/A | #N/A | #N/A | #N/A | #N/A | #N/A | #N/A |  |  |  | FALSE | #N/A | #N/A | #N/A | #N/A | #N/A | #N/A | #N/A | #N/A | #N/A | #N/A
FALSE | #N/A | #N/A | #N/A | #N/A | #N/A | #N/A | #N/A | #N/A | #N/A | #N/A |  |  |  | FALSE | #N/A | #N/A | #N/A | #N/A | #N/A | #N/A | #N/A | #N/A | #N/A | #N/A
FALSE | #N/A | #N/A | #N/A | #N/A | #N/A | #N/A | #N/A | #N/A | #N/A | #N/A |  |  |  | FALSE | #N/A | #N/A | #N/A | #N/A | #N/A | #N/A | #N/A | #N/A | #N/A | #N/A
FALSE | #N/A | #N/A | #N/A | #N/A | #N/A | #N/A | #N/A | #N/A | #N/A | #N/A |  |  |  | FALSE | #N/A | #N/A | #N/A | #N/A | #N/A | #N/A | #N/A | #N/A | #N/A | #N/A
FALSE | #N/A | #N/A | #N/A | #N/A | #N/A | #N/A | #N/A | #N/A | #N/A | #N/A |  |  |  | FALSE | #N/A | #N/A | #N/A | #N/A | #N/A | #N/A | #N/A | #N/A | #N/A | #N/A
FALSE | #N/A | #N/A | #N/A | #N/A | #N/A | #N/A | #N/A | #N/A | #N/A | #N/A |  |  |  | FALSE | #N/A | #N/A | #N/A | #N/A | #N/A | #N/A | #N/A | #N/A | #N/A | #N/A
FALSE | #N/A | #N/A | #N/A | #N/A | #N/A | #N/A | #N/A | #N/A | #N/A | #N/A |  |  |  | FALSE | #N/A | #N/A | #N/A | #N/A | #N/A | #N/A | #N/A | #N/A | #N/A | #N/A
FALSE | #N/A | #N/A | #N/A | #N/A | #N/A | #N/A | #N/A | #N/A | #N/A | #N/A |  |  |  | FALSE | #N/A | #N/A | #N/A | #N/A | #N/A | #N/A | #N/A | #N/A | #N/A | #N/A
FALSE | #N/A | #N/A | #N/A | #N/A | #N/A | #N/A | #N/A | #N/A | #N/A | #N/A |  |  |  | FALSE | #N/A | #N/A | #N/A | #N/A | #N/A | #N/A | #N/A | #N/A | #N/A | #N/A
FALSE | #N/A | #N/A | #N/A | #N/A | #N/A | #N/A | #N/A | #N/A | #N/A | #N/A |  |  |  | FALSE | #N/A | #N/A | #N/A | #N/A | #N/A | #N/A | #N/A | #N/A | #N/A | #N/A
FALSE | #N/A | #N/A | #N/A | #N/A | #N/A | #N/A | #N/A | #N/A | #N/A | #N/A |  |  |  | FALSE | #N/A | #N/A | #N/A | #N/A | #N/A | #N/A | #N/A | #N/A | #N/A | #N/A
FALSE | #N/A | #N/A | #N/A | #N/A | #N/A | #N/A | #N/A | #N/A | #N/A | #N/A |  |  |  | FALSE | #N/A | #N/A | #N/A | #N/A | #N/A | #N/A | #N/A | #N/A | #N/A | #N/A
FALSE | #N/A | #N/A | #N/A | #N/A | #N/A | #N/A | #N/A | #N/A | #N/A | #N/A |  |  |  | FALSE | #N/A | #N/A | #N/A | #N/A | #N/A | #N/A | #N/A | #N/A | #N/A | #N/A
FALSE | #N/A | #N/A | #N/A | #N/A | #N/A | #N/A | #N/A | #N/A | #N/A | #N/A |  |  |  | FALSE | #N/A | #N/A | #N/A | #N/A | #N/A | #N/A | #N/A | #N/A | #N/A | #N/A
FALSE | #N/A | #N/A | #N/A | #N/A | #N/A | #N/A | #N/A | #N/A | #N/A | #N/A |  |  |  | FALSE | #N/A | #N/A | #N/A | #N/A | #N/A | #N/A | #N/A | #N/A | #N/A | #N/A
FALSE | #N/A | #N/A | #N/A | #N/A | #N/A | #N/A | #N/A | #N/A | #N/A | #N/A |  |  |  | FALSE | #N/A | #N/A | #N/A | #N/A | #N/A | #N/A | #N/A | #N/A | #N/A | #N/A
FALSE | #N/A | #N/A | #N/A | #N/A | #N/A | #N/A | #N/A | #N/A | #N/A | #N/A |  |  |  | FALSE | #N/A | #N/A | #N/A | #N/A | #N/A | #N/A | #N/A | #N/A | #N/A | #N/A
FALSE | #N/A | #N/A | #N/A | #N/A | #N/A | #N/A | #N/A | #N/A | #N/A | #N/A |  |  |  | FALSE | #N/A | #N/A | #N/A | #N/A | #N/A | #N/A | #N/A | #N/A | #N/A | #N/A
FALSE | #N/A | #N/A | #N/A | #N/A | #N/A | #N/A | #N/A | #N/A | #N/A | #N/A |  |  |  | FALSE | #N/A | #N/A | #N/A | #N/A | #N/A | #N/A | #N/A | #N/A | #N/A | #N/A
FALSE | #N/A | #N/A | #N/A | #N/A | #N/A | #N/A | #N/A | #N/A | #N/A | #N/A |  |  |  | FALSE | #N/A | #N/A | #N/A | #N/A | #N/A | #N/A | #N/A | #N/A | #N/A | #N/A
FALSE | #N/A | #N/A | #N/A | #N/A | #N/A | #N/A | #N/A | #N/A | #N/A | #N/A |  |  |  | FALSE | #N/A | #N/A | #N/A | #N/A | #N/A | #N/A | #N/A | #N/A | #N/A | #N/A
FALSE | #N/A | #N/A | #N/A | #N/A | #N/A | #N/A | #N/A | #N/A | #N/A | #N/A |  |  |  | FALSE | #N/A | #N/A | #N/A | #N/A | #N/A | #N/A | #N/A | #N/A | #N/A | #N/A
FALSE | #N/A | #N/A | #N/A | #N/A | #N/A | #N/A | #N/A | #N/A | #N/A | #N/A |  |  |  | FALSE | #N/A | #N/A | #N/A | #N/A | #N/A | #N/A | #N/A | #N/A | #N/A | #N/A
FALSE | #N/A | #N/A | #N/A | #N/A | #N/A | #N/A | #N/A | #N/A | #N/A | #N/A |  |  |  | FALSE | #N/A | #N/A | #N/A | #N/A | #N/A | #N/A | #N/A | #N/A | #N/A | #N/A
FALSE | #N/A | #N/A | #N/A | #N/A | #N/A | #N/A | #N/A | #N/A | #N/A | #N/A |  |  |  | FALSE | #N/A | #N/A | #N/A | #N/A | #N/A | #N/A | #N/A | #N/A | #N/A | #N/A
FALSE | #N/A | #N/A | #N/A | #N/A | #N/A | #N/A | #N/A | #N/A | #N/A | #N/A |  |  |  | FALSE | #N/A | #N/A | #N/A | #N/A | #N/A | #N/A | #N/A | #N/A | #N/A | #N/A
FALSE | #N/A | #N/A | #N/A | #N/A | #N/A | #N/A | #N/A | #N/A | #N/A | #N/A |  |  |  | FALSE | #N/A | #N/A | #N/A | #N/A | #N/A | #N/A | #N/A | #N/A | #N/A | #N/A
FALSE | #N/A | #N/A | #N/A | #N/A | #N/A | #N/A | #N/A | #N/A | #N/A | #N/A |  |  |  | FALSE | #N/A | #N/A | #N/A | #N/A | #N/A | #N/A | #N/A | #N/A | #N/A | #N/A
FALSE | #N/A | #N/A | #N/A | #N/A | #N/A | #N/A | #N/A | #N/A | #N/A | #N/A |  |  |  | FALSE | #N/A | #N/A | #N/A | #N/A | #N/A | #N/A | #N/A | #N/A | #N/A | #N/A
FALSE | #N/A | #N/A | #N/A | #N/A | #N/A | #N/A | #N/A | #N/A | #N/A | #N/A |  |  |  | FALSE | #N/A | #N/A | #N/A | #N/A | #N/A | #N/A | #N/A | #N/A | #N/A | #N/A
FALSE | #N/A | #N/A | #N/A | #N/A | #N/A | #N/A | #N/A | #N/A | #N/A | #N/A |  |  |  | FALSE | #N/A | #N/A | #N/A | #N/A | #N/A | #N/A | #N/A | #N/A | #N/A | #N/A
FALSE | #N/A | #N/A | #N/A | #N/A | #N/A | #N/A | #N/A | #N/A | #N/A | #N/A |  |  |  | FALSE | #N/A | #N/A | #N/A | #N/A | #N/A | #N/A | #N/A | #N/A | #N/A | #N/A
FALSE | #N/A | #N/A | #N/A | #N/A | #N/A | #N/A | #N/A | #N/A | #N/A | #N/A |  |  |  | FALSE | #N/A | #N/A | #N/A | #N/A | #N/A | #N/A | #N/A | #N/A | #N/A | #N/A
FALSE | #N/A | #N/A | #N/A | #N/A | #N/A | #N/A | #N/A | #N/A | #N/A | #N/A |  |  |  | FALSE | #N/A | #N/A | #N/A | #N/A | #N/A | #N/A | #N/A | #N/A | #N/A | #N/A
FALSE | #N/A | #N/A | #N/A | #N/A | #N/A | #N/A | #N/A | #N/A | #N/A | #N/A |  |  |  | FALSE | #N/A | #N/A | #N/A | #N/A | #N/A | #N/A | #N/A | #N/A | #N/A | #N/A
FALSE | #N/A | #N/A | #N/A | #N/A | #N/A | #N/A | #N/A | #N/A | #N/A | #N/A |  |  |  | FALSE | #N/A | #N/A | #N/A | #N/A | #N/A | #N/A | #N/A | #N/A | #N/A | #N/A
FALSE | #N/A | #N/A | #N/A | #N/A | #N/A | #N/A | #N/A | #N/A | #N/A | #N/A |  |  |  | FALSE | #N/A | #N/A | #N/A | #N/A | #N/A | #N/A | #N/A | #N/A | #N/A | #N/A
FALSE | #N/A | #N/A | #N/A | #N/A | #N/A | #N/A | #N/A | #N/A | #N/A | #N/A |  |  |  | FALSE | #N/A | #N/A | #N/A | #N/A | #N/A | #N/A | #N/A | #N/A | #N/A | #N/A
FALSE | #N/A | #N/A | #N/A | #N/A | #N/A | #N/A | #N/A | #N/A | #N/A | #N/A |  |  |  | FALSE | #N/A | #N/A | #N/A | #N/A | #N/A | #N/A | #N/A | #N/A | #N/A | #N/A
FALSE | #N/A | #N/A | #N/A | #N/A | #N/A | #N/A | #N/A | #N/A | #N/A | #N/A |  |  |  | FALSE | #N/A | #N/A | #N/A | #N/A | #N/A | #N/A | #N/A | #N/A | #N/A | #N/A
FALSE | #N/A | #N/A | #N/A | #N/A | #N/A | #N/A | #N/A | #N/A | #N/A | #N/A |  |  |  | FALSE | #N/A | #N/A | #N/A | #N/A | #N/A | #N/A | #N/A | #N/A | #N/A | #N/A
FALSE | #N/A | #N/A | #N/A | #N/A | #N/A | #N/A | #N/A | #N/A | #N/A | #N/A |  |  |  | FALSE | #N/A | #N/A | #N/A | #N/A | #N/A | #N/A | #N/A | #N/A | #N/A | #N/A
FALSE | #N/A | #N/A | #N/A | #N/A | #N/A | #N/A | #N/A | #N/A | #N/A | #N/A |  |  |  | FALSE | #N/A | #N/A | #N/A | #N/A | #N/A | #N/A | #N/A | #N/A | #N/A | #N/A
FALSE | #N/A | #N/A | #N/A | #N/A | #N/A | #N/A | #N/A | #N/A | #N/A | #N/A |  |  |  | FALSE | #N/A | #N/A | #N/A | #N/A | #N/A | #N/A | #N/A | #N/A | #N/A | #N/A
FALSE | #N/A | #N/A | #N/A | #N/A | #N/A | #N/A | #N/A | #N/A | #N/A | #N/A |  |  |  | FALSE | #N/A | #N/A | #N/A | #N/A | #N/A | #N/A | #N/A | #N/A | #N/A | #N/A
FALSE | #N/A | #N/A | #N/A | #N/A | #N/A | #N/A | #N/A | #N/A | #N/A | #N/A |  |  |  | FALSE | #N/A | #N/A | #N/A | #N/A | #N/A | #N/A | #N/A | #N/A | #N/A | #N/A
FALSE | #N/A | #N/A | #N/A | #N/A | #N/A | #N/A | #N/A | #N/A | #N/A | #N/A |  |  |  | FALSE | #N/A | #N/A | #N/A | #N/A | #N/A | #N/A | #N/A | #N/A | #N/A | #N/A
FALSE | #N/A | #N/A | #N/A | #N/A | #N/A | #N/A | #N/A | #N/A | #N/A | #N/A |  |  |  | FALSE | #N/A | #N/A | #N/A | #N/A | #N/A | #N/A | #N/A | #N/A | #N/A | #N/A
FALSE | #N/A | #N/A | #N/A | #N/A | #N/A | #N/A | #N/A | #N/A | #N/A | #N/A |  |  |  | FALSE | #N/A | #N/A | #N/A | #N/A | #N/A | #N/A | #N/A | #N/A | #N/A | #N/A
FALSE | #N/A | #N/A | #N/A | #N/A | #N/A | #N/A | #N/A | #N/A | #N/A | #N/A |  |  |  | FALSE | #N/A | #N/A | #N/A | #N/A | #N/A | #N/A | #N/A | #N/A | #N/A | #N/A
FALSE | #N/A | #N/A | #N/A | #N/A | #N/A | #N/A | #N/A | #N/A | #N/A | #N/A |  |  |  | FALSE | #N/A | #N/A | #N/A | #N/A | #N/A | #N/A | #N/A | #N/A | #N/A | #N/A
FALSE | #N/A | #N/A | #N/A | #N/A | #N/A | #N/A | #N/A | #N/A | #N/A | #N/A |  |  |  | FALSE | #N/A | #N/A | #N/A | #N/A | #N/A | #N/A | #N/A | #N/A | #N/A | #N/A
FALSE | #N/A | #N/A | #N/A | #N/A | #N/A | #N/A | #N/A | #N/A | #N/A | #N/A |  |  |  | FALSE | #N/A | #N/A | #N/A | #N/A | #N/A | #N/A | #N/A | #N/A | #N/A | #N/A
FALSE | #N/A | #N/A | #N/A | #N/A | #N/A | #N/A | #N/A | #N/A | #N/A | #N/A |  |  |  | FALSE | #N/A | #N/A | #N/A | #N/A | #N/A | #N/A | #N/A | #N/A | #N/A | #N/A
FALSE | #N/A | #N/A | #N/A | #N/A | #N/A | #N/A | #N/A | #N/A | #N/A | #N/A |  |  |  | FALSE | #N/A | #N/A | #N/A | #N/A | #N/A | #N/A | #N/A | #N/A | #N/A | #N/A
FALSE | #N/A | #N/A | #N/A | #N/A | #N/A | #N/A | #N/A | #N/A | #N/A | #N/A |  |  |  | FALSE | #N/A | #N/A | #N/A | #N/A | #N/A | #N/A | #N/A | #N/A | #N/A | #N/A
FALSE | #N/A | #N/A | #N/A | #N/A | #N/A | #N/A | #N/A | #N/A | #N/A | #N/A |  |  |  | FALSE | #N/A | #N/A | #N/A | #N/A | #N/A | #N/A | #N/A | #N/A | #N/A | #N/A
FALSE | #N/A | #N/A | #N/A | #N/A | #N/A | #N/A | #N/A | #N/A | #N/A | #N/A |  |  |  | FALSE | #N/A | #N/A | #N/A | #N/A | #N/A | #N/A | #N/A | #N/A | #N/A | #N/A
FALSE | #N/A | #N/A | #N/A | #N/A | #N/A | #N/A | #N/A | #N/A | #N/A | #N/A |  |  |  | FALSE | #N/A | #N/A | #N/A | #N/A | #N/A | #N/A | #N/A | #N/A | #N/A | #N/A
FALSE | #N/A | #N/A | #N/A | #N/A | #N/A | #N/A | #N/A | #N/A | #N/A | #N/A |  |  |  | FALSE | #N/A | #N/A | #N/A | #N/A | #N/A | #N/A | #N/A | #N/A | #N/A | #N/A
FALSE | #N/A | #N/A | #N/A | #N/A | #N/A | #N/A | #N/A | #N/A | #N/A | #N/A |  |  |  | FALSE | #N/A | #N/A | #N/A | #N/A | #N/A | #N/A | #N/A | #N/A | #N/A | #N/A
FALSE | #N/A | #N/A | #N/A | #N/A | #N/A | #N/A | #N/A | #N/A | #N/A | #N/A |  |  |  | FALSE | #N/A | #N/A | #N/A | #N/A | #N/A | #N/A | #N/A | #N/A | #N/A | #N/A
FALSE | #N/A | #N/A | #N/A | #N/A | #N/A | #N/A | #N/A | #N/A | #N/A | #N/A |  |  |  | FALSE | #N/A | #N/A | #N/A | #N/A | #N/A | #N/A | #N/A | #N/A | #N/A | #N/A
FALSE | #N/A | #N/A | #N/A | #N/A | #N/A | #N/A | #N/A | #N/A | #N/A | #N/A |  |  |  | FALSE | #N/A | #N/A | #N/A | #N/A | #N/A | #N/A | #N/A | #N/A | #N/A | #N/A
FALSE | #N/A | #N/A | #N/A | #N/A | #N/A | #N/A | #N/A | #N/A | #N/A | #N/A |  |  |  | FALSE | #N/A | #N/A | #N/A | #N/A | #N/A | #N/A | #N/A | #N/A | #N/A | #N/A
FALSE | #N/A | #N/A | #N/A | #N/A | #N/A | #N/A | #N/A | #N/A | #N/A | #N/A |  |  |  | FALSE | #N/A | #N/A | #N/A | #N/A | #N/A | #N/A | #N/A | #N/A | #N/A | #N/A
FALSE | #N/A | #N/A | #N/A | #N/A | #N/A | #N/A | #N/A | #N/A | #N/A | #N/A |  |  |  | FALSE | #N/A | #N/A | #N/A | #N/A | #N/A | #N/A | #N/A | #N/A | #N/A | #N/A
FALSE | #N/A | #N/A | #N/A | #N/A | #N/A | #N/A | #N/A | #N/A | #N/A | #N/A |  |  |  | FALSE | #N/A | #N/A | #N/A | #N/A | #N/A | #N/A | #N/A | #N/A | #N/A | #N/A
FALSE | #N/A | #N/A | #N/A | #N/A | #N/A | #N/A | #N/A | #N/A | #N/A | #N/A |  |  |  | FALSE | #N/A | #N/A | #N/A | #N/A | #N/A | #N/A | #N/A | #N/A | #N/A | #N/A
FALSE | #N/A | #N/A | #N/A | #N/A | #N/A | #N/A | #N/A | #N/A | #N/A | #N/A |  |  |  | FALSE | #N/A | #N/A | #N/A | #N/A | #N/A | #N/A | #N/A | #N/A | #N/A | #N/A
FALSE | #N/A | #N/A | #N/A | #N/A | #N/A | #N/A | #N/A | #N/A | #N/A | #N/A |  |  |  | FALSE | #N/A | #N/A | #N/A | #N/A | #N/A | #N/A | #N/A | #N/A | #N/A | #N/A
FALSE | #N/A | #N/A | #N/A | #N/A | #N/A | #N/A | #N/A | #N/A | #N/A | #N/A |  |  |  | FALSE | #N/A | #N/A | #N/A | #N/A | #N/A | #N/A | #N/A | #N/A | #N/A | #N/A
FALSE | #N/A | #N/A | #N/A | #N/A | #N/A | #N/A | #N/A | #N/A | #N/A | #N/A |  |  |  | FALSE | #N/A | #N/A | #N/A | #N/A | #N/A | #N/A | #N/A | #N/A | #N/A | #N/A
FALSE | #N/A | #N/A | #N/A | #N/A | #N/A | #N/A | #N/A | #N/A | #N/A | #N/A |  |  |  | FALSE | #N/A | #N/A | #N/A | #N/A | #N/A | #N/A | #N/A | #N/A | #N/A | #N/A
FALSE | #N/A | #N/A | #N/A | #N/A | #N/A | #N/A | #N/A | #N/A | #N/A | #N/A |  |  |  | FALSE | #N/A | #N/A | #N/A | #N/A | #N/A | #N/A | #N/A | #N/A | #N/A | #N/A
FALSE | #N/A | #N/A | #N/A | #N/A | #N/A | #N/A | #N/A | #N/A | #N/A | #N/A |  |  |  | FALSE | #N/A | #N/A | #N/A | #N/A | #N/A | #N/A | #N/A | #N/A | #N/A | #N/A
FALSE | #N/A | #N/A | #N/A | #N/A | #N/A | #N/A | #N/A | #N/A | #N/A | #N/A |  |  |  | FALSE | #N/A | #N/A | #N/A | #N/A | #N/A | #N/A | #N/A | #N/A | #N/A | #N/A
FALSE | #N/A | #N/A | #N/A | #N/A | #N/A | #N/A | #N/A | #N/A | #N/A | #N/A |  |  |  | FALSE | #N/A | #N/A | #N/A | #N/A | #N/A | #N/A | #N/A | #N/A | #N/A | #N/A
FALSE | #N/A | #N/A | #N/A | #N/A | #N/A | #N/A | #N/A | #N/A | #N/A | #N/A |  |  |  | FALSE | #N/A | #N/A | #N/A | #N/A | #N/A | #N/A | #N/A | #N/A | #N/A | #N/A
FALSE | #N/A | #N/A | #N/A | #N/A | #N/A | #N/A | #N/A | #N/A | #N/A | #N/A |  |  |  | FALSE | #N/A | #N/A | #N/A | #N/A | #N/A | #N/A | #N/A | #N/A | #N/A | #N/A
FALSE | #N/A | #N/A | #N/A | #N/A | #N/A | #N/A | #N/A | #N/A | #N/A | #N/A |  |  |  | FALSE | #N/A | #N/A | #N/A | #N/A | #N/A | #N/A | #N/A | #N/A | #N/A | #N/A
FALSE | #N/A | #N/A | #N/A | #N/A | #N/A | #N/A | #N/A | #N/A | #N/A | #N/A |  |  |  | FALSE | #N/A | #N/A | #N/A | #N/A | #N/A | #N/A | #N/A | #N/A | #N/A | #N/A
FALSE | #N/A | #N/A | #N/A | #N/A | #N/A | #N/A | #N/A | #N/A | #N/A | #N/A |  |  |  | FALSE | #N/A | #N/A | #N/A | #N/A | #N/A | #N/A | #N/A | #N/A | #N/A | #N/A
FALSE | #N/A | #N/A | #N/A | #N/A | #N/A | #N/A | #N/A | #N/A | #N/A | #N/A |  |  |  | FALSE | #N/A | #N/A | #N/A | #N/A | #N/A | #N/A | #N/A | #N/A | #N/A | #N/A
FALSE | #N/A | #N/A | #N/A | #N/A | #N/A | #N/A | #N/A | #N/A | #N/A | #N/A |  |  |  | FALSE | #N/A | #N/A | #N/A | #N/A | #N/A | #N/A | #N/A | #N/A | #N/A | #N/A
FALSE | #N/A | #N/A | #N/A | #N/A | #N/A | #N/A | #N/A | #N/A | #N/A | #N/A |  |  |  | FALSE | #N/A | #N/A | #N/A | #N/A | #N/A | #N/A | #N/A | #N/A | #N/A | #N/A
FALSE | #N/A | #N/A | #N/A | #N/A | #N/A | #N/A | #N/A | #N/A | #N/A | #N/A |  |  |  | FALSE | #N/A | #N/A | #N/A | #N/A | #N/A | #N/A | #N/A | #N/A | #N/A | #N/A
FALSE | #N/A | #N/A | #N/A | #N/A | #N/A | #N/A | #N/A | #N/A | #N/A | #N/A |  |  |  | FALSE | #N/A | #N/A | #N/A | #N/A | #N/A | #N/A | #N/A | #N/A | #N/A | #N/A
FALSE | #N/A | #N/A | #N/A | #N/A | #N/A | #N/A | #N/A | #N/A | #N/A | #N/A |  |  |  | FALSE | #N/A | #N/A | #N/A | #N/A | #N/A | #N/A | #N/A | #N/A | #N/A | #N/A
FALSE | #N/A | #N/A | #N/A | #N/A | #N/A | #N/A | #N/A | #N/A | #N/A | #N/A |  |  |  | FALSE | #N/A | #N/A | #N/A | #N/A | #N/A | #N/A | #N/A | #N/A | #N/A | #N/A
FALSE | #N/A | #N/A | #N/A | #N/A | #N/A | #N/A | #N/A | #N/A | #N/A | #N/A |  |  |  | FALSE | #N/A | #N/A | #N/A | #N/A | #N/A | #N/A | #N/A | #N/A | #N/A | #N/A
FALSE | #N/A | #N/A | #N/A | #N/A | #N/A | #N/A | #N/A | #N/A | #N/A | #N/A |  |  |  | FALSE | #N/A | #N/A | #N/A | #N/A | #N/A | #N/A | #N/A | #N/A | #N/A | #N/A
FALSE | #N/A | #N/A | #N/A | #N/A | #N/A | #N/A | #N/A | #N/A | #N/A | #N/A |  |  |  | FALSE | #N/A | #N/A | #N/A | #N/A | #N/A | #N/A | #N/A | #N/A | #N/A | #N/A
FALSE | #N/A | #N/A | #N/A | #N/A | #N/A | #N/A | #N/A | #N/A | #N/A | #N/A |  |  |  | FALSE | #N/A | #N/A | #N/A | #N/A | #N/A | #N/A | #N/A | #N/A | #N/A | #N/A
FALSE | #N/A | #N/A | #N/A | #N/A | #N/A | #N/A | #N/A | #N/A | #N/A | #N/A |  |  |  | FALSE | #N/A | #N/A | #N/A | #N/A | #N/A | #N/A | #N/A | #N/A | #N/A | #N/A
FALSE | #N/A | #N/A | #N/A | #N/A | #N/A | #N/A | #N/A | #N/A | #N/A | #N/A |  |  |  | FALSE | #N/A | #N/A | #N/A | #N/A | #N/A | #N/A | #N/A | #N/A | #N/A | #N/A
FALSE | #N/A | #N/A | #N/A | #N/A | #N/A | #N/A | #N/A | #N/A | #N/A | #N/A |  |  |  | FALSE | #N/A | #N/A | #N/A | #N/A | #N/A | #N/A | #N/A | #N/A | #N/A | #N/A
FALSE | #N/A | #N/A | #N/A | #N/A | #N/A | #N/A | #N/A | #N/A | #N/A | #N/A |  |  |  | FALSE | #N/A | #N/A | #N/A | #N/A | #N/A | #N/A | #N/A | #N/A | #N/A | #N/A
FALSE | #N/A | #N/A | #N/A | #N/A | #N/A | #N/A | #N/A | #N/A | #N/A | #N/A |  |  |  | FALSE | #N/A | #N/A | #N/A | #N/A | #N/A | #N/A | #N/A | #N/A | #N/A | #N/A
FALSE | #N/A | #N/A | #N/A | #N/A | #N/A | #N/A | #N/A | #N/A | #N/A | #N/A |  |  |  | FALSE | #N/A | #N/A | #N/A | #N/A | #N/A | #N/A | #N/A | #N/A | #N/A | #N/A
FALSE | #N/A | #N/A | #N/A | #N/A | #N/A | #N/A | #N/A | #N/A | #N/A | #N/A |  |  |  | FALSE | #N/A | #N/A | #N/A | #N/A | #N/A | #N/A | #N/A | #N/A | #N/A | #N/A
FALSE | #N/A | #N/A | #N/A | #N/A | #N/A | #N/A | #N/A | #N/A | #N/A | #N/A |  |  |  | FALSE | #N/A | #N/A | #N/A | #N/A | #N/A | #N/A | #N/A | #N/A | #N/A | #N/A
FALSE | #N/A | #N/A | #N/A | #N/A | #N/A | #N/A | #N/A | #N/A | #N/A | #N/A |  |  |  | FALSE | #N/A | #N/A | #N/A | #N/A | #N/A | #N/A | #N/A | #N/A | #N/A | #N/A
FALSE | #N/A | #N/A | #N/A | #N/A | #N/A | #N/A | #N/A | #N/A | #N/A | #N/A |  |  |  | FALSE | #N/A | #N/A | #N/A | #N/A | #N/A | #N/A | #N/A | #N/A | #N/A | #N/A
FALSE | #N/A | #N/A | #N/A | #N/A | #N/A | #N/A | #N/A | #N/A | #N/A | #N/A |  |  |  | FALSE | #N/A | #N/A | #N/A | #N/A | #N/A | #N/A | #N/A | #N/A | #N/A | #N/A
FALSE | #N/A | #N/A | #N/A | #N/A | #N/A | #N/A | #N/A | #N/A | #N/A | #N/A |  |  |  | FALSE | #N/A | #N/A | #N/A | #N/A | #N/A | #N/A | #N/A | #N/A | #N/A | #N/A
FALSE | #N/A | #N/A | #N/A | #N/A | #N/A | #N/A | #N/A | #N/A | #N/A | #N/A |  |  |  | FALSE | #N/A | #N/A | #N/A | #N/A | #N/A | #N/A | #N/A | #N/A | #N/A | #N/A
FALSE | #N/A | #N/A | #N/A | #N/A | #N/A | #N/A | #N/A | #N/A | #N/A | #N/A |  |  |  | FALSE | #N/A | #N/A | #N/A | #N/A | #N/A | #N/A | #N/A | #N/A | #N/A | #N/A
FALSE | #N/A | #N/A | #N/A | #N/A | #N/A | #N/A | #N/A | #N/A | #N/A | #N/A |  |  |  | FALSE | #N/A | #N/A | #N/A | #N/A | #N/A | #N/A | #N/A | #N/A | #N/A | #N/A
FALSE | #N/A | #N/A | #N/A | #N/A | #N/A | #N/A | #N/A | #N/A | #N/A | #N/A |  |  |  | FALSE | #N/A | #N/A | #N/A | #N/A | #N/A | #N/A | #N/A | #N/A | #N/A | #N/A
FALSE | #N/A | #N/A | #N/A | #N/A | #N/A | #N/A | #N/A | #N/A | #N/A | #N/A |  |  |  | FALSE | #N/A | #N/A | #N/A | #N/A | #N/A | #N/A | #N/A | #N/A | #N/A | #N/A
FALSE | #N/A | #N/A | #N/A | #N/A | #N/A | #N/A | #N/A | #N/A | #N/A | #N/A |  |  |  | FALSE | #N/A | #N/A | #N/A | #N/A | #N/A | #N/A | #N/A | #N/A | #N/A | #N/A
FALSE | #N/A | #N/A | #N/A | #N/A | #N/A | #N/A | #N/A | #N/A | #N/A | #N/A |  |  |  | FALSE | #N/A | #N/A | #N/A | #N/A | #N/A | #N/A | #N/A | #N/A | #N/A | #N/A
FALSE | #N/A | #N/A | #N/A | #N/A | #N/A | #N/A | #N/A | #N/A | #N/A | #N/A |  |  |  | FALSE | #N/A | #N/A | #N/A | #N/A | #N/A | #N/A | #N/A | #N/A | #N/A | #N/A
FALSE | #N/A | #N/A | #N/A | #N/A | #N/A | #N/A | #N/A | #N/A | #N/A | #N/A |  |  |  | FALSE | #N/A | #N/A | #N/A | #N/A | #N/A | #N/A | #N/A | #N/A | #N/A | #N/A
FALSE | #N/A | #N/A | #N/A | #N/A | #N/A | #N/A | #N/A | #N/A | #N/A | #N/A |  |  |  | FALSE | #N/A | #N/A | #N/A | #N/A | #N/A | #N/A | #N/A | #N/A | #N/A | #N/A
FALSE | #N/A | #N/A | #N/A | #N/A | #N/A | #N/A | #N/A | #N/A | #N/A | #N/A |  |  |  | FALSE | #N/A | #N/A | #N/A | #N/A | #N/A | #N/A | #N/A | #N/A | #N/A | #N/A
FALSE | #N/A | #N/A | #N/A | #N/A | #N/A | #N/A | #N/A | #N/A | #N/A | #N/A |  |  |  | FALSE | #N/A | #N/A | #N/A | #N/A | #N/A | #N/A | #N/A | #N/A | #N/A | #N/A
FALSE | #N/A | #N/A | #N/A | #N/A | #N/A | #N/A | #N/A | #N/A | #N/A | #N/A |  |  |  | FALSE | #N/A | #N/A | #N/A | #N/A | #N/A | #N/A | #N/A | #N/A | #N/A | #N/A
FALSE | #N/A | #N/A | #N/A | #N/A | #N/A | #N/A | #N/A | #N/A | #N/A | #N/A |  |  |  | FALSE | #N/A | #N/A | #N/A | #N/A | #N/A | #N/A | #N/A | #N/A | #N/A | #N/A
FALSE | #N/A | #N/A | #N/A | #N/A | #N/A | #N/A | #N/A | #N/A | #N/A | #N/A |  |  |  | FALSE | #N/A | #N/A | #N/A | #N/A | #N/A | #N/A | #N/A | #N/A | #N/A | #N/A
FALSE | #N/A | #N/A | #N/A | #N/A | #N/A | #N/A | #N/A | #N/A | #N/A | #N/A |  |  |  | FALSE | #N/A | #N/A | #N/A | #N/A | #N/A | #N/A | #N/A | #N/A | #N/A | #N/A
FALSE | #N/A | #N/A | #N/A | #N/A | #N/A | #N/A | #N/A | #N/A | #N/A | #N/A |  |  |  | FALSE | #N/A | #N/A | #N/A | #N/A | #N/A | #N/A | #N/A | #N/A | #N/A | #N/A
FALSE | #N/A | #N/A | #N/A | #N/A | #N/A | #N/A | #N/A | #N/A | #N/A | #N/A |  |  |  | FALSE | #N/A | #N/A | #N/A | #N/A | #N/A | #N/A | #N/A | #N/A | #N/A | #N/A
FALSE | #N/A | #N/A | #N/A | #N/A | #N/A | #N/A | #N/A | #N/A | #N/A | #N/A |  |  |  | FALSE | #N/A | #N/A | #N/A | #N/A | #N/A | #N/A | #N/A | #N/A | #N/A | #N/A
FALSE | #N/A | #N/A | #N/A | #N/A | #N/A | #N/A | #N/A | #N/A | #N/A | #N/A |  |  |  | FALSE | #N/A | #N/A | #N/A | #N/A | #N/A | #N/A | #N/A | #N/A | #N/A | #N/A
FALSE | #N/A | #N/A | #N/A | #N/A | #N/A | #N/A | #N/A | #N/A | #N/A | #N/A |  |  |  | FALSE | #N/A | #N/A | #N/A | #N/A | #N/A | #N/A | #N/A | #N/A | #N/A | #N/A
FALSE | #N/A | #N/A | #N/A | #N/A | #N/A | #N/A | #N/A | #N/A | #N/A | #N/A |  |  |  | FALSE | #N/A | #N/A | #N/A | #N/A | #N/A | #N/A | #N/A | #N/A | #N/A | #N/A
FALSE | #N/A | #N/A | #N/A | #N/A | #N/A | #N/A | #N/A | #N/A | #N/A | #N/A |  |  |  | FALSE | #N/A | #N/A | #N/A | #N/A | #N/A | #N/A | #N/A | #N/A | #N/A | #N/A
FALSE | #N/A | #N/A | #N/A | #N/A | #N/A | #N/A | #N/A | #N/A | #N/A | #N/A |  |  |  | FALSE | #N/A | #N/A | #N/A | #N/A | #N/A | #N/A | #N/A | #N/A | #N/A | #N/A
FALSE | #N/A | #N/A | #N/A | #N/A | #N/A | #N/A | #N/A | #N/A | #N/A | #N/A |  |  |  | FALSE | #N/A | #N/A | #N/A | #N/A | #N/A | #N/A | #N/A | #N/A | #N/A | #N/A
FALSE | #N/A | #N/A | #N/A | #N/A | #N/A | #N/A | #N/A | #N/A | #N/A | #N/A |  |  |  | FALSE | #N/A | #N/A | #N/A | #N/A | #N/A | #N/A | #N/A | #N/A | #N/A | #N/A
FALSE | #N/A | #N/A | #N/A | #N/A | #N/A | #N/A | #N/A | #N/A | #N/A | #N/A |  |  |  | FALSE | #N/A | #N/A | #N/A | #N/A | #N/A | #N/A | #N/A | #N/A | #N/A | #N/A
FALSE | #N/A | #N/A | #N/A | #N/A | #N/A | #N/A | #N/A | #N/A | #N/A | #N/A |  |  |  | FALSE | #N/A | #N/A | #N/A | #N/A | #N/A | #N/A | #N/A | #N/A | #N/A | #N/A
FALSE | #N/A | #N/A | #N/A | #N/A | #N/A | #N/A | #N/A | #N/A | #N/A | #N/A |  |  |  | FALSE | #N/A | #N/A | #N/A | #N/A | #N/A | #N/A | #N/A | #N/A | #N/A | #N/A
FALSE | #N/A | #N/A | #N/A | #N/A | #N/A | #N/A | #N/A | #N/A | #N/A | #N/A |  |  |  | FALSE | #N/A | #N/A | #N/A | #N/A | #N/A | #N/A | #N/A | #N/A | #N/A | #N/A
FALSE | #N/A | #N/A | #N/A | #N/A | #N/A | #N/A | #N/A | #N/A | #N/A | #N/A |  |  |  | FALSE | #N/A | #N/A | #N/A | #N/A | #N/A | #N/A | #N/A | #N/A | #N/A | #N/A
FALSE | #N/A | #N/A | #N/A | #N/A | #N/A | #N/A | #N/A | #N/A | #N/A | #N/A |  |  |  | FALSE | #N/A | #N/A | #N/A | #N/A | #N/A | #N/A | #N/A | #N/A | #N/A | #N/A
FALSE | #N/A | #N/A | #N/A | #N/A | #N/A | #N/A | #N/A | #N/A | #N/A | #N/A |  |  |  | FALSE | #N/A | #N/A | #N/A | #N/A | #N/A | #N/A | #N/A | #N/A | #N/A | #N/A
FALSE | #N/A | #N/A | #N/A | #N/A | #N/A | #N/A | #N/A | #N/A | #N/A | #N/A |  |  |  | FALSE | #N/A | #N/A | #N/A | #N/A | #N/A | #N/A | #N/A | #N/A | #N/A | #N/A
FALSE | #N/A | #N/A | #N/A | #N/A | #N/A | #N/A | #N/A | #N/A | #N/A | #N/A |  |  |  | FALSE | #N/A | #N/A | #N/A | #N/A | #N/A | #N/A | #N/A | #N/A | #N/A | #N/A
FALSE | #N/A | #N/A | #N/A | #N/A | #N/A | #N/A | #N/A | #N/A | #N/A | #N/A |  |  |  | FALSE | #N/A | #N/A | #N/A | #N/A | #N/A | #N/A | #N/A | #N/A | #N/A | #N/A
FALSE | #N/A | #N/A | #N/A | #N/A | #N/A | #N/A | #N/A | #N/A | #N/A | #N/A |  |  |  | FALSE | #N/A | #N/A | #N/A | #N/A | #N/A | #N/A | #N/A | #N/A | #N/A | #N/A
FALSE | #N/A | #N/A | #N/A | #N/A | #N/A | #N/A | #N/A | #N/A | #N/A | #N/A |  |  |  | FALSE | #N/A | #N/A | #N/A | #N/A | #N/A | #N/A | #N/A | #N/A | #N/A | #N/A
FALSE | #N/A | #N/A | #N/A | #N/A | #N/A | #N/A | #N/A | #N/A | #N/A | #N/A |  |  |  | FALSE | #N/A | #N/A | #N/A | #N/A | #N/A | #N/A | #N/A | #N/A | #N/A | #N/A
FALSE | #N/A | #N/A | #N/A | #N/A | #N/A | #N/A | #N/A | #N/A | #N/A | #N/A |  |  |  | FALSE | #N/A | #N/A | #N/A | #N/A | #N/A | #N/A | #N/A | #N/A | #N/A | #N/A
FALSE | #N/A | #N/A | #N/A | #N/A | #N/A | #N/A | #N/A | #N/A | #N/A | #N/A |  |  |  | FALSE | #N/A | #N/A | #N/A | #N/A | #N/A | #N/A | #N/A | #N/A | #N/A | #N/A
FALSE | #N/A | #N/A | #N/A | #N/A | #N/A | #N/A | #N/A | #N/A | #N/A | #N/A |  |  |  | FALSE | #N/A | #N/A | #N/A | #N/A | #N/A | #N/A | #N/A | #N/A | #N/A | #N/A
FALSE | #N/A | #N/A | #N/A | #N/A | #N/A | #N/A | #N/A | #N/A | #N/A | #N/A |  |  |  | FALSE | #N/A | #N/A | #N/A | #N/A | #N/A | #N/A | #N/A | #N/A | #N/A | #N/A
FALSE | #N/A | #N/A | #N/A | #N/A | #N/A | #N/A | #N/A | #N/A | #N/A | #N/A |  |  |  | FALSE | #N/A | #N/A | #N/A | #N/A | #N/A | #N/A | #N/A | #N/A | #N/A | #N/A
FALSE | #N/A | #N/A | #N/A | #N/A | #N/A | #N/A | #N/A | #N/A | #N/A | #N/A |  |  |  | FALSE | #N/A | #N/A | #N/A | #N/A | #N/A | #N/A | #N/A | #N/A | #N/A | #N/A
FALSE | #N/A | #N/A | #N/A | #N/A | #N/A | #N/A | #N/A | #N/A | #N/A | #N/A |  |  |  | FALSE | #N/A | #N/A | #N/A | #N/A | #N/A | #N/A | #N/A | #N/A | #N/A | #N/A
FALSE | #N/A | #N/A | #N/A | #N/A | #N/A | #N/A | #N/A | #N/A | #N/A | #N/A |  |  |  | FALSE | #N/A | #N/A | #N/A | #N/A | #N/A | #N/A | #N/A | #N/A | #N/A | #N/A
FALSE | #N/A | #N/A | #N/A | #N/A | #N/A | #N/A | #N/A | #N/A | #N/A | #N/A |  |  |  | FALSE | #N/A | #N/A | #N/A | #N/A | #N/A | #N/A | #N/A | #N/A | #N/A | #N/A
FALSE | #N/A | #N/A | #N/A | #N/A | #N/A | #N/A | #N/A | #N/A | #N/A | #N/A |  |  |  | FALSE | #N/A | #N/A | #N/A | #N/A | #N/A | #N/A | #N/A | #N/A | #N/A | #N/A
FALSE | #N/A | #N/A | #N/A | #N/A | #N/A | #N/A | #N/A | #N/A | #N/A | #N/A |  |  |  | FALSE | #N/A | #N/A | #N/A | #N/A | #N/A | #N/A | #N/A | #N/A | #N/A | #N/A
FALSE | #N/A | #N/A | #N/A | #N/A | #N/A | #N/A | #N/A | #N/A | #N/A | #N/A |  |  |  | FALSE | #N/A | #N/A | #N/A | #N/A | #N/A | #N/A | #N/A | #N/A | #N/A | #N/A
FALSE | #N/A | #N/A | #N/A | #N/A | #N/A | #N/A | #N/A | #N/A | #N/A | #N/A |  |  |  | FALSE | #N/A | #N/A | #N/A | #N/A | #N/A | #N/A | #N/A | #N/A | #N/A | #N/A
FALSE | #N/A | #N/A | #N/A | #N/A | #N/A | #N/A | #N/A | #N/A | #N/A | #N/A |  |  |  | FALSE | #N/A | #N/A | #N/A | #N/A | #N/A | #N/A | #N/A | #N/A | #N/A | #N/A
FALSE | #N/A | #N/A | #N/A | #N/A | #N/A | #N/A | #N/A | #N/A | #N/A | #N/A |  |  |  | FALSE | #N/A | #N/A | #N/A | #N/A | #N/A | #N/A | #N/A | #N/A | #N/A | #N/A
FALSE | #N/A | #N/A | #N/A | #N/A | #N/A | #N/A | #N/A | #N/A | #N/A | #N/A |  |  |  | FALSE | #N/A | #N/A | #N/A | #N/A | #N/A | #N/A | #N/A | #N/A | #N/A | #N/A
FALSE | #N/A | #N/A | #N/A | #N/A | #N/A | #N/A | #N/A | #N/A | #N/A | #N/A |  |  |  | FALSE | #N/A | #N/A | #N/A | #N/A | #N/A | #N/A | #N/A | #N/A | #N/A | #N/A
FALSE | #N/A | #N/A | #N/A | #N/A | #N/A | #N/A | #N/A | #N/A | #N/A | #N/A |  |  |  | FALSE | #N/A | #N/A | #N/A | #N/A | #N/A | #N/A | #N/A | #N/A | #N/A | #N/A
FALSE | #N/A | #N/A | #N/A | #N/A | #N/A | #N/A | #N/A | #N/A | #N/A | #N/A |  |  |  | FALSE | #N/A | #N/A | #N/A | #N/A | #N/A | #N/A | #N/A | #N/A | #N/A | #N/A
FALSE | #N/A | #N/A | #N/A | #N/A | #N/A | #N/A | #N/A | #N/A | #N/A | #N/A |  |  |  | FALSE | #N/A | #N/A | #N/A | #N/A | #N/A | #N/A | #N/A | #N/A | #N/A | #N/A
FALSE | #N/A | #N/A | #N/A | #N/A | #N/A | #N/A | #N/A | #N/A | #N/A | #N/A |  |  |  | FALSE | #N/A | #N/A | #N/A | #N/A | #N/A | #N/A | #N/A | #N/A | #N/A | #N/A
FALSE | #N/A | #N/A | #N/A | #N/A | #N/A | #N/A | #N/A | #N/A | #N/A | #N/A |  |  |  | FALSE | #N/A | #N/A | #N/A | #N/A | #N/A | #N/A | #N/A | #N/A | #N/A | #N/A
FALSE | #N/A | #N/A | #N/A | #N/A | #N/A | #N/A | #N/A | #N/A | #N/A | #N/A |  |  |  | FALSE | #N/A | #N/A | #N/A | #N/A | #N/A | #N/A | #N/A | #N/A | #N/A | #N/A
FALSE | #N/A | #N/A | #N/A | #N/A | #N/A | #N/A | #N/A | #N/A | #N/A | #N/A |  |  |  | FALSE | #N/A | #N/A | #N/A | #N/A | #N/A | #N/A | #N/A | #N/A | #N/A | #N/A
FALSE | #N/A | #N/A | #N/A | #N/A | #N/A | #N/A | #N/A | #N/A | #N/A | #N/A |  |  |  | FALSE | #N/A | #N/A | #N/A | #N/A | #N/A | #N/A | #N/A | #N/A | #N/A | #N/A
FALSE | #N/A | #N/A | #N/A | #N/A | #N/A | #N/A | #N/A | #N/A | #N/A | #N/A |  |  |  | FALSE | #N/A | #N/A | #N/A | #N/A | #N/A | #N/A | #N/A | #N/A | #N/A | #N/A
FALSE | #N/A | #N/A | #N/A | #N/A | #N/A | #N/A | #N/A | #N/A | #N/A | #N/A |  |  |  | FALSE | #N/A | #N/A | #N/A | #N/A | #N/A | #N/A | #N/A | #N/A | #N/A | #N/A
FALSE | #N/A | #N/A | #N/A | #N/A | #N/A | #N/A | #N/A | #N/A | #N/A | #N/A |  |  |  | FALSE | #N/A | #N/A | #N/A | #N/A | #N/A | #N/A | #N/A | #N/A | #N/A | #N/A
FALSE | #N/A | #N/A | #N/A | #N/A | #N/A | #N/A | #N/A | #N/A | #N/A | #N/A |  |  |  | FALSE | #N/A | #N/A | #N/A | #N/A | #N/A | #N/A | #N/A | #N/A | #N/A | #N/A
FALSE | #N/A | #N/A | #N/A | #N/A | #N/A | #N/A | #N/A | #N/A | #N/A | #N/A |  |  |  | FALSE | #N/A | #N/A | #N/A | #N/A | #N/A | #N/A | #N/A | #N/A | #N/A | #N/A
FALSE | #N/A | #N/A | #N/A | #N/A | #N/A | #N/A | #N/A | #N/A | #N/A | #N/A |  |  |  | FALSE | #N/A | #N/A | #N/A | #N/A | #N/A | #N/A | #N/A | #N/A | #N/A | #N/A
FALSE | #N/A | #N/A | #N/A | #N/A | #N/A | #N/A | #N/A | #N/A | #N/A | #N/A |  |  |  | FALSE | #N/A | #N/A | #N/A | #N/A | #N/A | #N/A | #N/A | #N/A | #N/A | #N/A
FALSE | #N/A | #N/A | #N/A | #N/A | #N/A | #N/A | #N/A | #N/A | #N/A | #N/A |  |  |  | FALSE | #N/A | #N/A | #N/A | #N/A | #N/A | #N/A | #N/A | #N/A | #N/A | #N/A
FALSE | #N/A | #N/A | #N/A | #N/A | #N/A | #N/A | #N/A | #N/A | #N/A | #N/A |  |  |  | FALSE | #N/A | #N/A | #N/A | #N/A | #N/A | #N/A | #N/A | #N/A | #N/A | #N/A
FALSE | #N/A | #N/A | #N/A | #N/A | #N/A | #N/A | #N/A | #N/A | #N/A | #N/A |  |  |  | FALSE | #N/A | #N/A | #N/A | #N/A | #N/A | #N/A | #N/A | #N/A | #N/A | #N/A
FALSE | #N/A | #N/A | #N/A | #N/A | #N/A | #N/A | #N/A | #N/A | #N/A | #N/A |  |  |  | FALSE | #N/A | #N/A | #N/A | #N/A | #N/A | #N/A | #N/A | #N/A | #N/A | #N/A
FALSE | #N/A | #N/A | #N/A | #N/A | #N/A | #N/A | #N/A | #N/A | #N/A | #N/A |  |  |  | FALSE | #N/A | #N/A | #N/A | #N/A | #N/A | #N/A | #N/A | #N/A | #N/A | #N/A
FALSE | #N/A | #N/A | #N/A | #N/A | #N/A | #N/A | #N/A | #N/A | #N/A | #N/A |  |  |  | FALSE | #N/A | #N/A | #N/A | #N/A | #N/A | #N/A | #N/A | #N/A | #N/A | #N/A
FALSE | #N/A | #N/A | #N/A | #N/A | #N/A | #N/A | #N/A | #N/A | #N/A | #N/A |  |  |  | FALSE | #N/A | #N/A | #N/A | #N/A | #N/A | #N/A | #N/A | #N/A | #N/A | #N/A
FALSE | #N/A | #N/A | #N/A | #N/A | #N/A | #N/A | #N/A | #N/A | #N/A | #N/A |  |  |  | FALSE | #N/A | #N/A | #N/A | #N/A | #N/A | #N/A | #N/A | #N/A | #N/A | #N/A
FALSE | #N/A | #N/A | #N/A | #N/A | #N/A | #N/A | #N/A | #N/A | #N/A | #N/A |  |  |  | FALSE | #N/A | #N/A | #N/A | #N/A | #N/A | #N/A | #N/A | #N/A | #N/A | #N/A
FALSE | #N/A | #N/A | #N/A | #N/A | #N/A | #N/A | #N/A | #N/A | #N/A | #N/A |  |  |  | FALSE | #N/A | #N/A | #N/A | #N/A | #N/A | #N/A | #N/A | #N/A | #N/A | #N/A
FALSE | #N/A | #N/A | #N/A | #N/A | #N/A | #N/A | #N/A | #N/A | #N/A | #N/A |  |  |  | FALSE | #N/A | #N/A | #N/A | #N/A | #N/A | #N/A | #N/A | #N/A | #N/A | #N/A
FALSE | #N/A | #N/A | #N/A | #N/A | #N/A | #N/A | #N/A | #N/A | #N/A | #N/A |  |  |  | FALSE | #N/A | #N/A | #N/A | #N/A | #N/A | #N/A | #N/A | #N/A | #N/A | #N/A
FALSE | #N/A | #N/A | #N/A | #N/A | #N/A | #N/A | #N/A | #N/A | #N/A | #N/A |  |  |  | FALSE | #N/A | #N/A | #N/A | #N/A | #N/A | #N/A | #N/A | #N/A | #N/A | #N/A
FALSE | #N/A | #N/A | #N/A | #N/A | #N/A | #N/A | #N/A | #N/A | #N/A | #N/A |  |  |  | FALSE | #N/A | #N/A | #N/A | #N/A | #N/A | #N/A | #N/A | #N/A | #N/A | #N/A
FALSE | #N/A | #N/A | #N/A | #N/A | #N/A | #N/A | #N/A | #N/A | #N/A | #N/A |  |  |  | FALSE | #N/A | #N/A | #N/A | #N/A | #N/A | #N/A | #N/A | #N/A | #N/A | #N/A
FALSE | #N/A | #N/A | #N/A | #N/A | #N/A | #N/A | #N/A | #N/A | #N/A | #N/A |  |  |  | FALSE | #N/A | #N/A | #N/A | #N/A | #N/A | #N/A | #N/A | #N/A | #N/A | #N/A
FALSE | #N/A | #N/A | #N/A | #N/A | #N/A | #N/A | #N/A | #N/A | #N/A | #N/A |  |  |  | FALSE | #N/A | #N/A | #N/A | #N/A | #N/A | #N/A | #N/A | #N/A | #N/A | #N/A
FALSE | #N/A | #N/A | #N/A | #N/A | #N/A | #N/A | #N/A | #N/A | #N/A | #N/A |  |  |  | FALSE | #N/A | #N/A | #N/A | #N/A | #N/A | #N/A | #N/A | #N/A | #N/A | #N/A
FALSE | #N/A | #N/A | #N/A | #N/A | #N/A | #N/A | #N/A | #N/A | #N/A | #N/A |  |  |  | FALSE | #N/A | #N/A | #N/A | #N/A | #N/A | #N/A | #N/A | #N/A | #N/A | #N/A
FALSE | #N/A | #N/A | #N/A | #N/A | #N/A | #N/A | #N/A | #N/A | #N/A | #N/A |  |  |  | FALSE | #N/A | #N/A | #N/A | #N/A | #N/A | #N/A | #N/A | #N/A | #N/A | #N/A
FALSE | #N/A | #N/A | #N/A | #N/A | #N/A | #N/A | #N/A | #N/A | #N/A | #N/A |  |  |  | FALSE | #N/A | #N/A | #N/A | #N/A | #N/A | #N/A | #N/A | #N/A | #N/A | #N/A
FALSE | #N/A | #N/A | #N/A | #N/A | #N/A | #N/A | #N/A | #N/A | #N/A | #N/A |  |  |  | FALSE | #N/A | #N/A | #N/A | #N/A | #N/A | #N/A | #N/A | #N/A | #N/A | #N/A
FALSE | #N/A | #N/A | #N/A | #N/A | #N/A | #N/A | #N/A | #N/A | #N/A | #N/A |  |  |  | FALSE | #N/A | #N/A | #N/A | #N/A | #N/A | #N/A | #N/A | #N/A | #N/A | #N/A
FALSE | #N/A | #N/A | #N/A | #N/A | #N/A | #N/A | #N/A | #N/A | #N/A | #N/A |  |  |  | FALSE | #N/A | #N/A | #N/A | #N/A | #N/A | #N/A | #N/A | #N/A | #N/A | #N/A
FALSE | #N/A | #N/A | #N/A | #N/A | #N/A | #N/A | #N/A | #N/A | #N/A | #N/A |  |  |  | FALSE | #N/A | #N/A | #N/A | #N/A | #N/A | #N/A | #N/A | #N/A | #N/A | #N/A
FALSE | #N/A | #N/A | #N/A | #N/A | #N/A | #N/A | #N/A | #N/A | #N/A | #N/A |  |  |  | FALSE | #N/A | #N/A | #N/A | #N/A | #N/A | #N/A | #N/A | #N/A | #N/A | #N/A
FALSE | #N/A | #N/A | #N/A | #N/A | #N/A | #N/A | #N/A | #N/A | #N/A | #N/A |  |  |  | FALSE | #N/A | #N/A | #N/A | #N/A | #N/A | #N/A | #N/A | #N/A | #N/A | #N/A
FALSE | #N/A | #N/A | #N/A | #N/A | #N/A | #N/A | #N/A | #N/A | #N/A | #N/A |  |  |  | FALSE | #N/A | #N/A | #N/A | #N/A | #N/A | #N/A | #N/A | #N/A | #N/A | #N/A
FALSE | #N/A | #N/A | #N/A | #N/A | #N/A | #N/A | #N/A | #N/A | #N/A | #N/A |  |  |  | FALSE | #N/A | #N/A | #N/A | #N/A | #N/A | #N/A | #N/A | #N/A | #N/A | #N/A
FALSE | #N/A | #N/A | #N/A | #N/A | #N/A | #N/A | #N/A | #N/A | #N/A | #N/A |  |  |  | FALSE | #N/A | #N/A | #N/A | #N/A | #N/A | #N/A | #N/A | #N/A | #N/A | #N/A
FALSE | #N/A | #N/A | #N/A | #N/A | #N/A | #N/A | #N/A | #N/A | #N/A | #N/A |  |  |  | FALSE | #N/A | #N/A | #N/A | #N/A | #N/A | #N/A | #N/A | #N/A | #N/A | #N/A
FALSE | #N/A | #N/A | #N/A | #N/A | #N/A | #N/A | #N/A | #N/A | #N/A | #N/A |  |  |  | FALSE | #N/A | #N/A | #N/A | #N/A | #N/A | #N/A | #N/A | #N/A | #N/A | #N/A
FALSE | #N/A | #N/A | #N/A | #N/A | #N/A | #N/A | #N/A | #N/A | #N/A | #N/A |  |  |  | FALSE | #N/A | #N/A | #N/A | #N/A | #N/A | #N/A | #N/A | #N/A | #N/A | #N/A
FALSE | #N/A | #N/A | #N/A | #N/A | #N/A | #N/A | #N/A | #N/A | #N/A | #N/A |  |  |  | FALSE | #N/A | #N/A | #N/A | #N/A | #N/A | #N/A | #N/A | #N/A | #N/A | #N/A
FALSE | #N/A | #N/A | #N/A | #N/A | #N/A | #N/A | #N/A | #N/A | #N/A | #N/A |  |  |  | FALSE | #N/A | #N/A | #N/A | #N/A | #N/A | #N/A | #N/A | #N/A | #N/A | #N/A
FALSE | #N/A | #N/A | #N/A | #N/A | #N/A | #N/A | #N/A | #N/A | #N/A | #N/A |  |  |  | FALSE | #N/A | #N/A | #N/A | #N/A | #N/A | #N/A | #N/A | #N/A | #N/A | #N/A
FALSE | #N/A | #N/A | #N/A | #N/A | #N/A | #N/A | #N/A | #N/A | #N/A | #N/A |  |  |  | FALSE | #N/A | #N/A | #N/A | #N/A | #N/A | #N/A | #N/A | #N/A | #N/A | #N/A
FALSE | #N/A | #N/A | #N/A | #N/A | #N/A | #N/A | #N/A | #N/A | #N/A | #N/A |  |  |  | FALSE | #N/A | #N/A | #N/A | #N/A | #N/A | #N/A | #N/A | #N/A | #N/A | #N/A
FALSE | #N/A | #N/A | #N/A | #N/A | #N/A | #N/A | #N/A | #N/A | #N/A | #N/A |  |  |  | FALSE | #N/A | #N/A | #N/A | #N/A | #N/A | #N/A | #N/A | #N/A | #N/A | #N/A
FALSE | #N/A | #N/A | #N/A | #N/A | #N/A | #N/A | #N/A | #N/A | #N/A | #N/A |  |  |  | FALSE | #N/A | #N/A | #N/A | #N/A | #N/A | #N/A | #N/A | #N/A | #N/A | #N/A
FALSE | #N/A | #N/A | #N/A | #N/A | #N/A | #N/A | #N/A | #N/A | #N/A | #N/A |  |  |  | FALSE | #N/A | #N/A | #N/A | #N/A | #N/A | #N/A | #N/A | #N/A | #N/A | #N/A
FALSE | #N/A | #N/A | #N/A | #N/A | #N/A | #N/A | #N/A | #N/A | #N/A | #N/A |  |  |  | FALSE | #N/A | #N/A | #N/A | #N/A | #N/A | #N/A | #N/A | #N/A | #N/A | #N/A
FALSE | #N/A | #N/A | #N/A | #N/A | #N/A | #N/A | #N/A | #N/A | #N/A | #N/A |  |  |  | FALSE | #N/A | #N/A | #N/A | #N/A | #N/A | #N/A | #N/A | #N/A | #N/A | #N/A
FALSE | #N/A | #N/A | #N/A | #N/A | #N/A | #N/A | #N/A | #N/A | #N/A | #N/A |  |  |  | FALSE | #N/A | #N/A | #N/A | #N/A | #N/A | #N/A | #N/A | #N/A | #N/A | #N/A
FALSE | #N/A | #N/A | #N/A | #N/A | #N/A | #N/A | #N/A | #N/A | #N/A | #N/A |  |  |  | FALSE | #N/A | #N/A | #N/A | #N/A | #N/A | #N/A | #N/A | #N/A | #N/A | #N/A
FALSE | #N/A | #N/A | #N/A | #N/A | #N/A | #N/A | #N/A | #N/A | #N/A | #N/A |  |  |  | FALSE | #N/A | #N/A | #N/A | #N/A | #N/A | #N/A | #N/A | #N/A | #N/A | #N/A
FALSE | #N/A | #N/A | #N/A | #N/A | #N/A | #N/A | #N/A | #N/A | #N/A | #N/A |  |  |  | FALSE | #N/A | #N/A | #N/A | #N/A | #N/A | #N/A | #N/A | #N/A | #N/A | #N/A
FALSE | #N/A | #N/A | #N/A | #N/A | #N/A | #N/A | #N/A | #N/A | #N/A | #N/A |  |  |  | FALSE | #N/A | #N/A | #N/A | #N/A | #N/A | #N/A | #N/A | #N/A | #N/A | #N/A
FALSE | #N/A | #N/A | #N/A | #N/A | #N/A | #N/A | #N/A | #N/A | #N/A | #N/A |  |  |  | FALSE | #N/A | #N/A | #N/A | #N/A | #N/A | #N/A | #N/A | #N/A | #N/A | #N/A
FALSE | #N/A | #N/A | #N/A | #N/A | #N/A | #N/A | #N/A | #N/A | #N/A | #N/A |  |  |  | FALSE | #N/A | #N/A | #N/A | #N/A | #N/A | #N/A | #N/A | #N/A | #N/A | #N/A
FALSE | #N/A | #N/A | #N/A | #N/A | #N/A | #N/A | #N/A | #N/A | #N/A | #N/A |  |  |  | FALSE | #N/A | #N/A | #N/A | #N/A | #N/A | #N/A | #N/A | #N/A | #N/A | #N/A
FALSE | #N/A | #N/A | #N/A | #N/A | #N/A | #N/A | #N/A | #N/A | #N/A | #N/A |  |  |  | FALSE | #N/A | #N/A | #N/A | #N/A | #N/A | #N/A | #N/A | #N/A | #N/A | #N/A
FALSE | #N/A | #N/A | #N/A | #N/A | #N/A | #N/A | #N/A | #N/A | #N/A | #N/A |  |  |  | FALSE | #N/A | #N/A | #N/A | #N/A | #N/A | #N/A | #N/A | #N/A | #N/A | #N/A
FALSE | #N/A | #N/A | #N/A | #N/A | #N/A | #N/A | #N/A | #N/A | #N/A | #N/A |  |  |  | FALSE | #N/A | #N/A | #N/A | #N/A | #N/A | #N/A | #N/A | #N/A | #N/A | #N/A
FALSE | #N/A | #N/A | #N/A | #N/A | #N/A | #N/A | #N/A | #N/A | #N/A | #N/A |  |  |  | FALSE | #N/A | #N/A | #N/A | #N/A | #N/A | #N/A | #N/A | #N/A | #N/A | #N/A
FALSE | #N/A | #N/A | #N/A | #N/A | #N/A | #N/A | #N/A | #N/A | #N/A | #N/A |  |  |  | FALSE | #N/A | #N/A | #N/A | #N/A | #N/A | #N/A | #N/A | #N/A | #N/A | #N/A
FALSE | #N/A | #N/A | #N/A | #N/A | #N/A | #N/A | #N/A | #N/A | #N/A | #N/A |  |  |  | FALSE | #N/A | #N/A | #N/A | #N/A | #N/A | #N/A | #N/A | #N/A | #N/A | #N/A
FALSE | #N/A | #N/A | #N/A | #N/A | #N/A | #N/A | #N/A | #N/A | #N/A | #N/A |  |  |  | FALSE | #N/A | #N/A | #N/A | #N/A | #N/A | #N/A | #N/A | #N/A | #N/A | #N/A
FALSE | #N/A | #N/A | #N/A | #N/A | #N/A | #N/A | #N/A | #N/A | #N/A | #N/A |  |  |  | FALSE | #N/A | #N/A | #N/A | #N/A | #N/A | #N/A | #N/A | #N/A | #N/A | #N/A
FALSE | #N/A | #N/A | #N/A | #N/A | #N/A | #N/A | #N/A | #N/A | #N/A | #N/A |  |  |  | FALSE | #N/A | #N/A | #N/A | #N/A | #N/A | #N/A | #N/A | #N/A | #N/A | #N/A
FALSE | #N/A | #N/A | #N/A | #N/A | #N/A | #N/A | #N/A | #N/A | #N/A | #N/A |  |  |  | FALSE | #N/A | #N/A | #N/A | #N/A | #N/A | #N/A | #N/A | #N/A | #N/A | #N/A
FALSE | #N/A | #N/A | #N/A | #N/A | #N/A | #N/A | #N/A | #N/A | #N/A | #N/A |  |  |  | FALSE | #N/A | #N/A | #N/A | #N/A | #N/A | #N/A | #N/A | #N/A | #N/A | #N/A
FALSE | #N/A | #N/A | #N/A | #N/A | #N/A | #N/A | #N/A | #N/A | #N/A | #N/A |  |  |  | FALSE | #N/A | #N/A | #N/A | #N/A | #N/A | #N/A | #N/A | #N/A | #N/A | #N/A
FALSE | #N/A | #N/A | #N/A | #N/A | #N/A | #N/A | #N/A | #N/A | #N/A | #N/A |  |  |  | FALSE | #N/A | #N/A | #N/A | #N/A | #N/A | #N/A | #N/A | #N/A | #N/A | #N/A
FALSE | #N/A | #N/A | #N/A | #N/A | #N/A | #N/A | #N/A | #N/A | #N/A | #N/A |  |  |  | FALSE | #N/A | #N/A | #N/A | #N/A | #N/A | #N/A | #N/A | #N/A | #N/A | #N/A
FALSE | #N/A | #N/A | #N/A | #N/A | #N/A | #N/A | #N/A | #N/A | #N/A | #N/A |  |  |  | FALSE | #N/A | #N/A | #N/A | #N/A | #N/A | #N/A | #N/A | #N/A | #N/A | #N/A
FALSE | #N/A | #N/A | #N/A | #N/A | #N/A | #N/A | #N/A | #N/A | #N/A | #N/A |  |  |  | FALSE | #N/A | #N/A | #N/A | #N/A | #N/A | #N/A | #N/A | #N/A | #N/A | #N/A
FALSE | #N/A | #N/A | #N/A | #N/A | #N/A | #N/A | #N/A | #N/A | #N/A | #N/A |  |  |  | FALSE | #N/A | #N/A | #N/A | #N/A | #N/A | #N/A | #N/A | #N/A | #N/A | #N/A
FALSE | #N/A | #N/A | #N/A | #N/A | #N/A | #N/A | #N/A | #N/A | #N/A | #N/A |  |  |  | FALSE | #N/A | #N/A | #N/A | #N/A | #N/A | #N/A | #N/A | #N/A | #N/A | #N/A
FALSE | #N/A | #N/A | #N/A | #N/A | #N/A | #N/A | #N/A | #N/A | #N/A | #N/A |  |  |  | FALSE | #N/A | #N/A | #N/A | #N/A | #N/A | #N/A | #N/A | #N/A | #N/A | #N/A
FALSE | #N/A | #N/A | #N/A | #N/A | #N/A | #N/A | #N/A | #N/A | #N/A | #N/A |  |  |  | FALSE | #N/A | #N/A | #N/A | #N/A | #N/A | #N/A | #N/A | #N/A | #N/A | #N/A
FALSE | #N/A | #N/A | #N/A | #N/A | #N/A | #N/A | #N/A | #N/A | #N/A | #N/A |  |  |  | FALSE | #N/A | #N/A | #N/A | #N/A | #N/A | #N/A | #N/A | #N/A | #N/A | #N/A
FALSE | #N/A | #N/A | #N/A | #N/A | #N/A | #N/A | #N/A | #N/A | #N/A | #N/A |  |  |  | FALSE | #N/A | #N/A | #N/A | #N/A | #N/A | #N/A | #N/A | #N/A | #N/A | #N/A
FALSE | #N/A | #N/A | #N/A | #N/A | #N/A | #N/A | #N/A | #N/A | #N/A | #N/A |  |  |  | FALSE | #N/A | #N/A | #N/A | #N/A | #N/A | #N/A | #N/A | #N/A | #N/A | #N/A
FALSE | #N/A | #N/A | #N/A | #N/A | #N/A | #N/A | #N/A | #N/A | #N/A | #N/A |  |  |  | FALSE | #N/A | #N/A | #N/A | #N/A | #N/A | #N/A | #N/A | #N/A | #N/A | #N/A
FALSE | #N/A | #N/A | #N/A | #N/A | #N/A | #N/A | #N/A | #N/A | #N/A | #N/A |  |  |  | FALSE | #N/A | #N/A | #N/A | #N/A | #N/A | #N/A | #N/A | #N/A | #N/A | #N/A
FALSE | #N/A | #N/A | #N/A | #N/A | #N/A | #N/A | #N/A | #N/A | #N/A | #N/A |  |  |  | FALSE | #N/A | #N/A | #N/A | #N/A | #N/A | #N/A | #N/A | #N/A | #N/A | #N/A
FALSE | #N/A | #N/A | #N/A | #N/A | #N/A | #N/A | #N/A | #N/A | #N/A | #N/A |  |  |  | FALSE | #N/A | #N/A | #N/A | #N/A | #N/A | #N/A | #N/A | #N/A | #N/A | #N/A
FALSE | #N/A | #N/A | #N/A | #N/A | #N/A | #N/A | #N/A | #N/A | #N/A | #N/A |  |  |  | FALSE | #N/A | #N/A | #N/A | #N/A | #N/A | #N/A | #N/A | #N/A | #N/A | #N/A
FALSE | #N/A | #N/A | #N/A | #N/A | #N/A | #N/A | #N/A | #N/A | #N/A | #N/A |  |  |  | FALSE | #N/A | #N/A | #N/A | #N/A | #N/A | #N/A | #N/A | #N/A | #N/A | #N/A
FALSE | #N/A | #N/A | #N/A | #N/A | #N/A | #N/A | #N/A | #N/A | #N/A | #N/A |  |  |  | FALSE | #N/A | #N/A | #N/A | #N/A | #N/A | #N/A | #N/A | #N/A | #N/A | #N/A
FALSE | #N/A | #N/A | #N/A | #N/A | #N/A | #N/A | #N/A | #N/A | #N/A | #N/A |  |  |  | FALSE | #N/A | #N/A | #N/A | #N/A | #N/A | #N/A | #N/A | #N/A | #N/A | #N/A
FALSE | #N/A | #N/A | #N/A | #N/A | #N/A | #N/A | #N/A | #N/A | #N/A | #N/A |  |  |  | FALSE | #N/A | #N/A | #N/A | #N/A | #N/A | #N/A | #N/A | #N/A | #N/A | #N/A
FALSE | #N/A | #N/A | #N/A | #N/A | #N/A | #N/A | #N/A | #N/A | #N/A | #N/A |  |  |  | FALSE | #N/A | #N/A | #N/A | #N/A | #N/A | #N/A | #N/A | #N/A | #N/A | #N/A
FALSE | #N/A | #N/A | #N/A | #N/A | #N/A | #N/A | #N/A | #N/A | #N/A | #N/A |  |  |  | FALSE | #N/A | #N/A | #N/A | #N/A | #N/A | #N/A | #N/A | #N/A | #N/A | #N/A
FALSE | #N/A | #N/A | #N/A | #N/A | #N/A | #N/A | #N/A | #N/A | #N/A | #N/A |  |  |  | FALSE | #N/A | #N/A | #N/A | #N/A | #N/A | #N/A | #N/A | #N/A | #N/A | #N/A
FALSE | #N/A | #N/A | #N/A | #N/A | #N/A | #N/A | #N/A | #N/A | #N/A | #N/A |  |  |  | FALSE | #N/A | #N/A | #N/A | #N/A | #N/A | #N/A | #N/A | #N/A | #N/A | #N/A
FALSE | #N/A | #N/A | #N/A | #N/A | #N/A | #N/A | #N/A | #N/A | #N/A | #N/A |  |  |  | FALSE | #N/A | #N/A | #N/A | #N/A | #N/A | #N/A | #N/A | #N/A | #N/A | #N/A
FALSE | #N/A | #N/A | #N/A | #N/A | #N/A | #N/A | #N/A | #N/A | #N/A | #N/A |  |  |  | FALSE | #N/A | #N/A | #N/A | #N/A | #N/A | #N/A | #N/A | #N/A | #N/A | #N/A
FALSE | #N/A | #N/A | #N/A | #N/A | #N/A | #N/A | #N/A | #N/A | #N/A | #N/A |  |  |  | FALSE | #N/A | #N/A | #N/A | #N/A | #N/A | #N/A | #N/A | #N/A | #N/A | #N/A
FALSE | #N/A | #N/A | #N/A | #N/A | #N/A | #N/A | #N/A | #N/A | #N/A | #N/A |  |  |  | FALSE | #N/A | #N/A | #N/A | #N/A | #N/A | #N/A | #N/A | #N/A | #N/A | #N/A
FALSE | #N/A | #N/A | #N/A | #N/A | #N/A | #N/A | #N/A | #N/A | #N/A | #N/A |  |  |  | FALSE | #N/A | #N/A | #N/A | #N/A | #N/A | #N/A | #N/A | #N/A | #N/A | #N/A
FALSE | #N/A | #N/A | #N/A | #N/A | #N/A | #N/A | #N/A | #N/A | #N/A | #N/A |  |  |  | FALSE | #N/A | #N/A | #N/A | #N/A | #N/A | #N/A | #N/A | #N/A | #N/A | #N/A
FALSE | #N/A | #N/A | #N/A | #N/A | #N/A | #N/A | #N/A | #N/A | #N/A | #N/A |  |  |  | FALSE | #N/A | #N/A | #N/A | #N/A | #N/A | #N/A | #N/A | #N/A | #N/A | #N/A
FALSE | #N/A | #N/A | #N/A | #N/A | #N/A | #N/A | #N/A | #N/A | #N/A | #N/A |  |  |  | FALSE | #N/A | #N/A | #N/A | #N/A | #N/A | #N/A | #N/A | #N/A | #N/A | #N/A
FALSE | #N/A | #N/A | #N/A | #N/A | #N/A | #N/A | #N/A | #N/A | #N/A | #N/A |  |  |  | FALSE | #N/A | #N/A | #N/A | #N/A | #N/A | #N/A | #N/A | #N/A | #N/A | #N/A
FALSE | #N/A | #N/A | #N/A | #N/A | #N/A | #N/A | #N/A | #N/A | #N/A | #N/A |  |  |  | FALSE | #N/A | #N/A | #N/A | #N/A | #N/A | #N/A | #N/A | #N/A | #N/A | #N/A
FALSE | #N/A | #N/A | #N/A | #N/A | #N/A | #N/A | #N/A | #N/A | #N/A | #N/A |  |  |  | FALSE | #N/A | #N/A | #N/A | #N/A | #N/A | #N/A | #N/A | #N/A | #N/A | #N/A
FALSE | #N/A | #N/A | #N/A | #N/A | #N/A | #N/A | #N/A | #N/A | #N/A | #N/A |  |  |  | FALSE | #N/A | #N/A | #N/A | #N/A | #N/A | #N/A | #N/A | #N/A | #N/A | #N/A
FALSE | #N/A | #N/A | #N/A | #N/A | #N/A | #N/A | #N/A | #N/A | #N/A | #N/A |  |  |  | FALSE | #N/A | #N/A | #N/A | #N/A | #N/A | #N/A | #N/A | #N/A | #N/A | #N/A
FALSE | #N/A | #N/A | #N/A | #N/A | #N/A | #N/A | #N/A | #N/A | #N/A | #N/A |  |  |  | FALSE | #N/A | #N/A | #N/A | #N/A | #N/A | #N/A | #N/A | #N/A | #N/A | #N/A
FALSE | #N/A | #N/A | #N/A | #N/A | #N/A | #N/A | #N/A | #N/A | #N/A | #N/A |  |  |  | FALSE | #N/A | #N/A | #N/A | #N/A | #N/A | #N/A | #N/A | #N/A | #N/A | #N/A
FALSE | #N/A | #N/A | #N/A | #N/A | #N/A | #N/A | #N/A | #N/A | #N/A | #N/A |  |  |  | FALSE | #N/A | #N/A | #N/A | #N/A | #N/A | #N/A | #N/A | #N/A | #N/A | #N/A
FALSE | #N/A | #N/A | #N/A | #N/A | #N/A | #N/A | #N/A | #N/A | #N/A | #N/A |  |  |  | FALSE | #N/A | #N/A | #N/A | #N/A | #N/A | #N/A | #N/A | #N/A | #N/A | #N/A
FALSE | #N/A | #N/A | #N/A | #N/A | #N/A | #N/A | #N/A | #N/A | #N/A | #N/A |  |  |  | FALSE | #N/A | #N/A | #N/A | #N/A | #N/A | #N/A | #N/A | #N/A | #N/A | #N/A
FALSE | #N/A | #N/A | #N/A | #N/A | #N/A | #N/A | #N/A | #N/A | #N/A | #N/A |  |  |  | FALSE | #N/A | #N/A | #N/A | #N/A | #N/A | #N/A | #N/A | #N/A | #N/A | #N/A
FALSE | #N/A | #N/A | #N/A | #N/A | #N/A | #N/A | #N/A | #N/A | #N/A | #N/A |  |  |  | FALSE | #N/A | #N/A | #N/A | #N/A | #N/A | #N/A | #N/A | #N/A | #N/A | #N/A
FALSE | #N/A | #N/A | #N/A | #N/A | #N/A | #N/A | #N/A | #N/A | #N/A | #N/A |  |  |  | FALSE | #N/A | #N/A | #N/A | #N/A | #N/A | #N/A | #N/A | #N/A | #N/A | #N/A
FALSE | #N/A | #N/A | #N/A | #N/A | #N/A | #N/A | #N/A | #N/A | #N/A | #N/A |  |  |  | FALSE | #N/A | #N/A | #N/A | #N/A | #N/A | #N/A | #N/A | #N/A | #N/A | #N/A
FALSE | #N/A | #N/A | #N/A | #N/A | #N/A | #N/A | #N/A | #N/A | #N/A | #N/A |  |  |  | FALSE | #N/A | #N/A | #N/A | #N/A | #N/A | #N/A | #N/A | #N/A | #N/A | #N/A
FALSE | #N/A | #N/A | #N/A | #N/A | #N/A | #N/A | #N/A | #N/A | #N/A | #N/A |  |  |  | FALSE | #N/A | #N/A | #N/A | #N/A | #N/A | #N/A | #N/A | #N/A | #N/A | #N/A
FALSE | #N/A | #N/A | #N/A | #N/A | #N/A | #N/A | #N/A | #N/A | #N/A | #N/A |  |  |  | FALSE | #N/A | #N/A | #N/A | #N/A | #N/A | #N/A | #N/A | #N/A | #N/A | #N/A
FALSE | #N/A | #N/A | #N/A | #N/A | #N/A | #N/A | #N/A | #N/A | #N/A | #N/A |  |  |  | FALSE | #N/A | #N/A | #N/A | #N/A | #N/A | #N/A | #N/A | #N/A | #N/A | #N/A
FALSE | #N/A | #N/A | #N/A | #N/A | #N/A | #N/A | #N/A | #N/A | #N/A | #N/A |  |  |  | FALSE | #N/A | #N/A | #N/A | #N/A | #N/A | #N/A | #N/A | #N/A | #N/A | #N/A
FALSE | #N/A | #N/A | #N/A | #N/A | #N/A | #N/A | #N/A | #N/A | #N/A | #N/A |  |  |  | FALSE | #N/A | #N/A | #N/A | #N/A | #N/A | #N/A | #N/A | #N/A | #N/A | #N/A
FALSE | #N/A | #N/A | #N/A | #N/A | #N/A | #N/A | #N/A | #N/A | #N/A | #N/A |  |  |  | FALSE | #N/A | #N/A | #N/A | #N/A | #N/A | #N/A | #N/A | #N/A | #N/A | #N/A
FALSE | #N/A | #N/A | #N/A | #N/A | #N/A | #N/A | #N/A | #N/A | #N/A | #N/A |  |  |  | FALSE | #N/A | #N/A | #N/A | #N/A | #N/A | #N/A | #N/A | #N/A | #N/A | #N/A
FALSE | #N/A | #N/A | #N/A | #N/A | #N/A | #N/A | #N/A | #N/A | #N/A | #N/A |  |  |  | FALSE | #N/A | #N/A | #N/A | #N/A | #N/A | #N/A | #N/A | #N/A | #N/A | #N/A
FALSE | #N/A | #N/A | #N/A | #N/A | #N/A | #N/A | #N/A | #N/A | #N/A | #N/A |  |  |  | FALSE | #N/A | #N/A | #N/A | #N/A | #N/A | #N/A | #N/A | #N/A | #N/A | #N/A
FALSE | #N/A | #N/A | #N/A | #N/A | #N/A | #N/A | #N/A | #N/A | #N/A | #N/A |  |  |  | FALSE | #N/A | #N/A | #N/A | #N/A | #N/A | #N/A | #N/A | #N/A | #N/A | #N/A
FALSE | #N/A | #N/A | #N/A | #N/A | #N/A | #N/A | #N/A | #N/A | #N/A | #N/A |  |  |  | FALSE | #N/A | #N/A | #N/A | #N/A | #N/A | #N/A | #N/A | #N/A | #N/A | #N/A
FALSE | #N/A | #N/A | #N/A | #N/A | #N/A | #N/A | #N/A | #N/A | #N/A | #N/A |  |  |  | FALSE | #N/A | #N/A | #N/A | #N/A | #N/A | #N/A | #N/A | #N/A | #N/A | #N/A
FALSE | #N/A | #N/A | #N/A | #N/A | #N/A | #N/A | #N/A | #N/A | #N/A | #N/A |  |  |  | FALSE | #N/A | #N/A | #N/A | #N/A | #N/A | #N/A | #N/A | #N/A | #N/A | #N/A
FALSE | #N/A | #N/A | #N/A | #N/A | #N/A | #N/A | #N/A | #N/A | #N/A | #N/A |  |  |  | FALSE | #N/A | #N/A | #N/A | #N/A | #N/A | #N/A | #N/A | #N/A | #N/A | #N/A
FALSE | #N/A | #N/A | #N/A | #N/A | #N/A | #N/A | #N/A | #N/A | #N/A | #N/A |  |  |  | FALSE | #N/A | #N/A | #N/A | #N/A | #N/A | #N/A | #N/A | #N/A | #N/A | #N/A
FALSE | #N/A | #N/A | #N/A | #N/A | #N/A | #N/A | #N/A | #N/A | #N/A | #N/A |  |  |  | FALSE | #N/A | #N/A | #N/A | #N/A | #N/A | #N/A | #N/A | #N/A | #N/A | #N/A
FALSE | #N/A | #N/A | #N/A | #N/A | #N/A | #N/A | #N/A | #N/A | #N/A | #N/A |  |  |  | FALSE | #N/A | #N/A | #N/A | #N/A | #N/A | #N/A | #N/A | #N/A | #N/A | #N/A
FALSE | #N/A | #N/A | #N/A | #N/A | #N/A | #N/A | #N/A | #N/A | #N/A | #N/A |  |  |  | FALSE | #N/A | #N/A | #N/A | #N/A | #N/A | #N/A | #N/A | #N/A | #N/A | #N/A
FALSE | #N/A | #N/A | #N/A | #N/A | #N/A | #N/A | #N/A | #N/A | #N/A | #N/A |  |  |  | FALSE | #N/A | #N/A | #N/A | #N/A | #N/A | #N/A | #N/A | #N/A | #N/A | #N/A
FALSE | #N/A | #N/A | #N/A | #N/A | #N/A | #N/A | #N/A | #N/A | #N/A | #N/A |  |  |  | FALSE | #N/A | #N/A | #N/A | #N/A | #N/A | #N/A | #N/A | #N/A | #N/A | #N/A
FALSE | #N/A | #N/A | #N/A | #N/A | #N/A | #N/A | #N/A | #N/A | #N/A | #N/A |  |  |  | FALSE | #N/A | #N/A | #N/A | #N/A | #N/A | #N/A | #N/A | #N/A | #N/A | #N/A
FALSE | #N/A | #N/A | #N/A | #N/A | #N/A | #N/A | #N/A | #N/A | #N/A | #N/A |  |  |  | FALSE | #N/A | #N/A | #N/A | #N/A | #N/A | #N/A | #N/A | #N/A | #N/A | #N/A
FALSE | #N/A | #N/A | #N/A | #N/A | #N/A | #N/A | #N/A | #N/A | #N/A | #N/A |  |  |  | FALSE | #N/A | #N/A | #N/A | #N/A | #N/A | #N/A | #N/A | #N/A | #N/A | #N/A
FALSE | #N/A | #N/A | #N/A | #N/A | #N/A | #N/A | #N/A | #N/A | #N/A | #N/A |  |  |  | FALSE | #N/A | #N/A | #N/A | #N/A | #N/A | #N/A | #N/A | #N/A | #N/A | #N/A
FALSE | #N/A | #N/A | #N/A | #N/A | #N/A | #N/A | #N/A | #N/A | #N/A | #N/A |  |  |  | FALSE | #N/A | #N/A | #N/A | #N/A | #N/A | #N/A | #N/A | #N/A | #N/A | #N/A
FALSE | #N/A | #N/A | #N/A | #N/A | #N/A | #N/A | #N/A | #N/A | #N/A | #N/A |  |  |  | FALSE | #N/A | #N/A | #N/A | #N/A | #N/A | #N/A | #N/A | #N/A | #N/A | #N/A
FALSE | #N/A | #N/A | #N/A | #N/A | #N/A | #N/A | #N/A | #N/A | #N/A | #N/A |  |  |  | FALSE | #N/A | #N/A | #N/A | #N/A | #N/A | #N/A | #N/A | #N/A | #N/A | #N/A
FALSE | #N/A | #N/A | #N/A | #N/A | #N/A | #N/A | #N/A | #N/A | #N/A | #N/A |  |  |  | FALSE | #N/A | #N/A | #N/A | #N/A | #N/A | #N/A | #N/A | #N/A | #N/A | #N/A
FALSE | #N/A | #N/A | #N/A | #N/A | #N/A | #N/A | #N/A | #N/A | #N/A | #N/A |  |  |  | FALSE | #N/A | #N/A | #N/A | #N/A | #N/A | #N/A | #N/A | #N/A | #N/A | #N/A
FALSE | #N/A | #N/A | #N/A | #N/A | #N/A | #N/A | #N/A | #N/A | #N/A | #N/A |  |  |  | FALSE | #N/A | #N/A | #N/A | #N/A | #N/A | #N/A | #N/A | #N/A | #N/A | #N/A
FALSE | #N/A | #N/A | #N/A | #N/A | #N/A | #N/A | #N/A | #N/A | #N/A | #N/A |  |  |  | FALSE | #N/A | #N/A | #N/A | #N/A | #N/A | #N/A | #N/A | #N/A | #N/A | #N/A
FALSE | #N/A | #N/A | #N/A | #N/A | #N/A | #N/A | #N/A | #N/A | #N/A | #N/A |  |  |  | FALSE | #N/A | #N/A | #N/A | #N/A | #N/A | #N/A | #N/A | #N/A | #N/A | #N/A
FALSE | #N/A | #N/A | #N/A | #N/A | #N/A | #N/A | #N/A | #N/A | #N/A | #N/A |  |  |  | FALSE | #N/A | #N/A | #N/A | #N/A | #N/A | #N/A | #N/A | #N/A | #N/A | #N/A
FALSE | #N/A | #N/A | #N/A | #N/A | #N/A | #N/A | #N/A | #N/A | #N/A | #N/A |  |  |  | FALSE | #N/A | #N/A | #N/A | #N/A | #N/A | #N/A | #N/A | #N/A | #N/A | #N/A
FALSE | #N/A | #N/A | #N/A | #N/A | #N/A | #N/A | #N/A | #N/A | #N/A | #N/A |  |  |  | FALSE | #N/A | #N/A | #N/A | #N/A | #N/A | #N/A | #N/A | #N/A | #N/A | #N/A
FALSE | #N/A | #N/A | #N/A | #N/A | #N/A | #N/A | #N/A | #N/A | #N/A | #N/A |  |  |  | FALSE | #N/A | #N/A | #N/A | #N/A | #N/A | #N/A | #N/A | #N/A | #N/A | #N/A
FALSE | #N/A | #N/A | #N/A | #N/A | #N/A | #N/A | #N/A | #N/A | #N/A | #N/A |  |  |  | FALSE | #N/A | #N/A | #N/A | #N/A | #N/A | #N/A | #N/A | #N/A | #N/A | #N/A
FALSE | #N/A | #N/A | #N/A | #N/A | #N/A | #N/A | #N/A | #N/A | #N/A | #N/A |  |  |  | FALSE | #N/A | #N/A | #N/A | #N/A | #N/A | #N/A | #N/A | #N/A | #N/A | #N/A
FALSE | #N/A | #N/A | #N/A | #N/A | #N/A | #N/A | #N/A | #N/A | #N/A | #N/A |  |  |  | FALSE | #N/A | #N/A | #N/A | #N/A | #N/A | #N/A | #N/A | #N/A | #N/A | #N/A
FALSE | #N/A | #N/A | #N/A | #N/A | #N/A | #N/A | #N/A | #N/A | #N/A | #N/A |  |  |  | FALSE | #N/A | #N/A | #N/A | #N/A | #N/A | #N/A | #N/A | #N/A | #N/A | #N/A
FALSE | #N/A | #N/A | #N/A | #N/A | #N/A | #N/A | #N/A | #N/A | #N/A | #N/A |  |  |  | FALSE | #N/A | #N/A | #N/A | #N/A | #N/A | #N/A | #N/A | #N/A | #N/A | #N/A
FALSE | #N/A | #N/A | #N/A | #N/A | #N/A | #N/A | #N/A | #N/A | #N/A | #N/A |  |  |  | FALSE | #N/A | #N/A | #N/A | #N/A | #N/A | #N/A | #N/A | #N/A | #N/A | #N/A
FALSE | #N/A | #N/A | #N/A | #N/A | #N/A | #N/A | #N/A | #N/A | #N/A | #N/A |  |  |  | FALSE | #N/A | #N/A | #N/A | #N/A | #N/A | #N/A | #N/A | #N/A | #N/A | #N/A
FALSE | #N/A | #N/A | #N/A | #N/A | #N/A | #N/A | #N/A | #N/A | #N/A | #N/A |  |  |  | FALSE | #N/A | #N/A | #N/A | #N/A | #N/A | #N/A | #N/A | #N/A | #N/A | #N/A
FALSE | #N/A | #N/A | #N/A | #N/A | #N/A | #N/A | #N/A | #N/A | #N/A | #N/A |  |  |  | FALSE | #N/A | #N/A | #N/A | #N/A | #N/A | #N/A | #N/A | #N/A | #N/A | #N/A
FALSE | #N/A | #N/A | #N/A | #N/A | #N/A | #N/A | #N/A | #N/A | #N/A | #N/A |  |  |  | FALSE | #N/A | #N/A | #N/A | #N/A | #N/A | #N/A | #N/A | #N/A | #N/A | #N/A
FALSE | #N/A | #N/A | #N/A | #N/A | #N/A | #N/A | #N/A | #N/A | #N/A | #N/A |  |  |  | FALSE | #N/A | #N/A | #N/A | #N/A | #N/A | #N/A | #N/A | #N/A | #N/A | #N/A
FALSE | #N/A | #N/A | #N/A | #N/A | #N/A | #N/A | #N/A | #N/A | #N/A | #N/A |  |  |  | FALSE | #N/A | #N/A | #N/A | #N/A | #N/A | #N/A | #N/A | #N/A | #N/A | #N/A
FALSE | #N/A | #N/A | #N/A | #N/A | #N/A | #N/A | #N/A | #N/A | #N/A | #N/A |  |  |  | FALSE | #N/A | #N/A | #N/A | #N/A | #N/A | #N/A | #N/A | #N/A | #N/A | #N/A
FALSE | #N/A | #N/A | #N/A | #N/A | #N/A | #N/A | #N/A | #N/A | #N/A | #N/A |  |  |  | FALSE | #N/A | #N/A | #N/A | #N/A | #N/A | #N/A | #N/A | #N/A | #N/A | #N/A
FALSE | #N/A | #N/A | #N/A | #N/A | #N/A | #N/A | #N/A | #N/A | #N/A | #N/A |  |  |  | FALSE | #N/A | #N/A | #N/A | #N/A | #N/A | #N/A | #N/A | #N/A | #N/A | #N/A
FALSE | #N/A | #N/A | #N/A | #N/A | #N/A | #N/A | #N/A | #N/A | #N/A | #N/A |  |  |  | FALSE | #N/A | #N/A | #N/A | #N/A | #N/A | #N/A | #N/A | #N/A | #N/A | #N/A
FALSE | #N/A | #N/A | #N/A | #N/A | #N/A | #N/A | #N/A | #N/A | #N/A | #N/A |  |  |  | FALSE | #N/A | #N/A | #N/A | #N/A | #N/A | #N/A | #N/A | #N/A | #N/A | #N/A
FALSE | #N/A | #N/A | #N/A | #N/A | #N/A | #N/A | #N/A | #N/A | #N/A | #N/A |  |  |  | FALSE | #N/A | #N/A | #N/A | #N/A | #N/A | #N/A | #N/A | #N/A | #N/A | #N/A
FALSE | #N/A | #N/A | #N/A | #N/A | #N/A | #N/A | #N/A | #N/A | #N/A | #N/A |  |  |  | FALSE | #N/A | #N/A | #N/A | #N/A | #N/A | #N/A | #N/A | #N/A | #N/A | #N/A
FALSE | #N/A | #N/A | #N/A | #N/A | #N/A | #N/A | #N/A | #N/A | #N/A | #N/A |  |  |  | FALSE | #N/A | #N/A | #N/A | #N/A | #N/A | #N/A | #N/A | #N/A | #N/A | #N/A
FALSE | #N/A | #N/A | #N/A | #N/A | #N/A | #N/A | #N/A | #N/A | #N/A | #N/A |  |  |  | FALSE | #N/A | #N/A | #N/A | #N/A | #N/A | #N/A | #N/A | #N/A | #N/A | #N/A
FALSE | #N/A | #N/A | #N/A | #N/A | #N/A | #N/A | #N/A | #N/A | #N/A | #N/A |  |  |  | FALSE | #N/A | #N/A | #N/A | #N/A | #N/A | #N/A | #N/A | #N/A | #N/A | #N/A
FALSE | #N/A | #N/A | #N/A | #N/A | #N/A | #N/A | #N/A | #N/A | #N/A | #N/A |  |  |  | FALSE | #N/A | #N/A | #N/A | #N/A | #N/A | #N/A | #N/A | #N/A | #N/A | #N/A
FALSE | #N/A | #N/A | #N/A | #N/A | #N/A | #N/A | #N/A | #N/A | #N/A | #N/A |  |  |  | FALSE | #N/A | #N/A | #N/A | #N/A | #N/A | #N/A | #N/A | #N/A | #N/A | #N/A
FALSE | #N/A | #N/A | #N/A | #N/A | #N/A | #N/A | #N/A | #N/A | #N/A | #N/A |  |  |  | FALSE | #N/A | #N/A | #N/A | #N/A | #N/A | #N/A | #N/A | #N/A | #N/A | #N/A
FALSE | #N/A | #N/A | #N/A | #N/A | #N/A | #N/A | #N/A | #N/A | #N/A | #N/A |  |  |  | FALSE | #N/A | #N/A | #N/A | #N/A | #N/A | #N/A | #N/A | #N/A | #N/A | #N/A
FALSE | #N/A | #N/A | #N/A | #N/A | #N/A | #N/A | #N/A | #N/A | #N/A | #N/A |  |  |  | FALSE | #N/A | #N/A | #N/A | #N/A | #N/A | #N/A | #N/A | #N/A | #N/A | #N/A
FALSE | #N/A | #N/A | #N/A | #N/A | #N/A | #N/A | #N/A | #N/A | #N/A | #N/A |  |  |  | FALSE | #N/A | #N/A | #N/A | #N/A | #N/A | #N/A | #N/A | #N/A | #N/A | #N/A
FALSE | #N/A | #N/A | #N/A | #N/A | #N/A | #N/A | #N/A | #N/A | #N/A | #N/A |  |  |  | FALSE | #N/A | #N/A | #N/A | #N/A | #N/A | #N/A | #N/A | #N/A | #N/A | #N/A
FALSE | #N/A | #N/A | #N/A | #N/A | #N/A | #N/A | #N/A | #N/A | #N/A | #N/A |  |  |  | FALSE | #N/A | #N/A | #N/A | #N/A | #N/A | #N/A | #N/A | #N/A | #N/A | #N/A
FALSE | #N/A | #N/A | #N/A | #N/A | #N/A | #N/A | #N/A | #N/A | #N/A | #N/A |  |  |  | FALSE | #N/A | #N/A | #N/A | #N/A | #N/A | #N/A | #N/A | #N/A | #N/A | #N/A
FALSE | #N/A | #N/A | #N/A | #N/A | #N/A | #N/A | #N/A | #N/A | #N/A | #N/A |  |  |  | FALSE | #N/A | #N/A | #N/A | #N/A | #N/A | #N/A | #N/A | #N/A | #N/A | #N/A
FALSE | #N/A | #N/A | #N/A | #N/A | #N/A | #N/A | #N/A | #N/A | #N/A | #N/A |  |  |  | FALSE | #N/A | #N/A | #N/A | #N/A | #N/A | #N/A | #N/A | #N/A | #N/A | #N/A
FALSE | #N/A | #N/A | #N/A | #N/A | #N/A | #N/A | #N/A | #N/A | #N/A | #N/A |  |  |  | FALSE | #N/A | #N/A | #N/A | #N/A | #N/A | #N/A | #N/A | #N/A | #N/A | #N/A
FALSE | #N/A | #N/A | #N/A | #N/A | #N/A | #N/A | #N/A | #N/A | #N/A | #N/A |  |  |  | FALSE | #N/A | #N/A | #N/A | #N/A | #N/A | #N/A | #N/A | #N/A | #N/A | #N/A
FALSE | #N/A | #N/A | #N/A | #N/A | #N/A | #N/A | #N/A | #N/A | #N/A | #N/A |  |  |  | FALSE | #N/A | #N/A | #N/A | #N/A | #N/A | #N/A | #N/A | #N/A | #N/A | #N/A
FALSE | #N/A | #N/A | #N/A | #N/A | #N/A | #N/A | #N/A | #N/A | #N/A | #N/A |  |  |  | FALSE | #N/A | #N/A | #N/A | #N/A | #N/A | #N/A | #N/A | #N/A | #N/A | #N/A
FALSE | #N/A | #N/A | #N/A | #N/A | #N/A | #N/A | #N/A | #N/A | #N/A | #N/A |  |  |  | FALSE | #N/A | #N/A | #N/A | #N/A | #N/A | #N/A | #N/A | #N/A | #N/A | #N/A
FALSE | #N/A | #N/A | #N/A | #N/A | #N/A | #N/A | #N/A | #N/A | #N/A | #N/A |  |  |  | FALSE | #N/A | #N/A | #N/A | #N/A | #N/A | #N/A | #N/A | #N/A | #N/A | #N/A
FALSE | #N/A | #N/A | #N/A | #N/A | #N/A | #N/A | #N/A | #N/A | #N/A | #N/A |  |  |  | FALSE | #N/A | #N/A | #N/A | #N/A | #N/A | #N/A | #N/A | #N/A | #N/A | #N/A
FALSE | #N/A | #N/A | #N/A | #N/A | #N/A | #N/A | #N/A | #N/A | #N/A | #N/A |  |  |  | FALSE | #N/A | #N/A | #N/A | #N/A | #N/A | #N/A | #N/A | #N/A | #N/A | #N/A
FALSE | #N/A | #N/A | #N/A | #N/A | #N/A | #N/A | #N/A | #N/A | #N/A | #N/A |  |  |  | FALSE | #N/A | #N/A | #N/A | #N/A | #N/A | #N/A | #N/A | #N/A | #N/A | #N/A
FALSE | #N/A | #N/A | #N/A | #N/A | #N/A | #N/A | #N/A | #N/A | #N/A | #N/A |  |  |  | FALSE | #N/A | #N/A | #N/A | #N/A | #N/A | #N/A | #N/A | #N/A | #N/A | #N/A
FALSE | #N/A | #N/A | #N/A | #N/A | #N/A | #N/A | #N/A | #N/A | #N/A | #N/A |  |  |  | FALSE | #N/A | #N/A | #N/A | #N/A | #N/A | #N/A | #N/A | #N/A | #N/A | #N/A
FALSE | #N/A | #N/A | #N/A | #N/A | #N/A | #N/A | #N/A | #N/A | #N/A | #N/A |  |  |  | FALSE | #N/A | #N/A | #N/A | #N/A | #N/A | #N/A | #N/A | #N/A | #N/A | #N/A
FALSE | #N/A | #N/A | #N/A | #N/A | #N/A | #N/A | #N/A | #N/A | #N/A | #N/A |  |  |  | FALSE | #N/A | #N/A | #N/A | #N/A | #N/A | #N/A | #N/A | #N/A | #N/A | #N/A
FALSE | #N/A | #N/A | #N/A | #N/A | #N/A | #N/A | #N/A | #N/A | #N/A | #N/A |  |  |  | FALSE | #N/A | #N/A | #N/A | #N/A | #N/A | #N/A | #N/A | #N/A | #N/A | #N/A
FALSE | #N/A | #N/A | #N/A | #N/A | #N/A | #N/A | #N/A | #N/A | #N/A | #N/A |  |  |  | FALSE | #N/A | #N/A | #N/A | #N/A | #N/A | #N/A | #N/A | #N/A | #N/A | #N/A
FALSE | #N/A | #N/A | #N/A | #N/A | #N/A | #N/A | #N/A | #N/A | #N/A | #N/A |  |  |  | FALSE | #N/A | #N/A | #N/A | #N/A | #N/A | #N/A | #N/A | #N/A | #N/A | #N/A
FALSE | #N/A | #N/A | #N/A | #N/A | #N/A | #N/A | #N/A | #N/A | #N/A | #N/A |  |  |  | FALSE | #N/A | #N/A | #N/A | #N/A | #N/A | #N/A | #N/A | #N/A | #N/A | #N/A
FALSE | #N/A | #N/A | #N/A | #N/A | #N/A | #N/A | #N/A | #N/A | #N/A | #N/A |  |  |  | FALSE | #N/A | #N/A | #N/A | #N/A | #N/A | #N/A | #N/A | #N/A | #N/A | #N/A
FALSE | #N/A | #N/A | #N/A | #N/A | #N/A | #N/A | #N/A | #N/A | #N/A | #N/A |  |  |  | FALSE | #N/A | #N/A | #N/A | #N/A | #N/A | #N/A | #N/A | #N/A | #N/A | #N/A
FALSE | #N/A | #N/A | #N/A | #N/A | #N/A | #N/A | #N/A | #N/A | #N/A | #N/A |  |  |  | FALSE | #N/A | #N/A | #N/A | #N/A | #N/A | #N/A | #N/A | #N/A | #N/A | #N/A
FALSE | #N/A | #N/A | #N/A | #N/A | #N/A | #N/A | #N/A | #N/A | #N/A | #N/A |  |  |  | FALSE | #N/A | #N/A | #N/A | #N/A | #N/A | #N/A | #N/A | #N/A | #N/A | #N/A
FALSE | #N/A | #N/A | #N/A | #N/A | #N/A | #N/A | #N/A | #N/A | #N/A | #N/A |  |  |  | FALSE | #N/A | #N/A | #N/A | #N/A | #N/A | #N/A | #N/A | #N/A | #N/A | #N/A
FALSE | #N/A | #N/A | #N/A | #N/A | #N/A | #N/A | #N/A | #N/A | #N/A | #N/A |  |  |  | FALSE | #N/A | #N/A | #N/A | #N/A | #N/A | #N/A | #N/A | #N/A | #N/A | #N/A
FALSE | #N/A | #N/A | #N/A | #N/A | #N/A | #N/A | #N/A | #N/A | #N/A | #N/A |  |  |  | FALSE | #N/A | #N/A | #N/A | #N/A | #N/A | #N/A | #N/A | #N/A | #N/A | #N/A
FALSE | #N/A | #N/A | #N/A | #N/A | #N/A | #N/A | #N/A | #N/A | #N/A | #N/A |  |  |  | FALSE | #N/A | #N/A | #N/A | #N/A | #N/A | #N/A | #N/A | #N/A | #N/A | #N/A
FALSE | #N/A | #N/A | #N/A | #N/A | #N/A | #N/A | #N/A | #N/A | #N/A | #N/A |  |  |  | FALSE | #N/A | #N/A | #N/A | #N/A | #N/A | #N/A | #N/A | #N/A | #N/A | #N/A
FALSE | #N/A | #N/A | #N/A | #N/A | #N/A | #N/A | #N/A | #N/A | #N/A | #N/A |  |  |  | FALSE | #N/A | #N/A | #N/A | #N/A | #N/A | #N/A | #N/A | #N/A | #N/A | #N/A
FALSE | #N/A | #N/A | #N/A | #N/A | #N/A | #N/A | #N/A | #N/A | #N/A | #N/A |  |  |  | FALSE | #N/A | #N/A | #N/A | #N/A | #N/A | #N/A | #N/A | #N/A | #N/A | #N/A
FALSE | #N/A | #N/A | #N/A | #N/A | #N/A | #N/A | #N/A | #N/A | #N/A | #N/A |  |  |  | FALSE | #N/A | #N/A | #N/A | #N/A | #N/A | #N/A | #N/A | #N/A | #N/A | #N/A
FALSE | #N/A | #N/A | #N/A | #N/A | #N/A | #N/A | #N/A | #N/A | #N/A | #N/A |  |  |  | FALSE | #N/A | #N/A | #N/A | #N/A | #N/A | #N/A | #N/A | #N/A | #N/A | #N/A
FALSE | #N/A | #N/A | #N/A | #N/A | #N/A | #N/A | #N/A | #N/A | #N/A | #N/A |  |  |  | FALSE | #N/A | #N/A | #N/A | #N/A | #N/A | #N/A | #N/A | #N/A | #N/A | #N/A
FALSE | #N/A | #N/A | #N/A | #N/A | #N/A | #N/A | #N/A | #N/A | #N/A | #N/A |  |  |  | FALSE | #N/A | #N/A | #N/A | #N/A | #N/A | #N/A | #N/A | #N/A | #N/A | #N/A
FALSE | #N/A | #N/A | #N/A | #N/A | #N/A | #N/A | #N/A | #N/A | #N/A | #N/A |  |  |  | FALSE | #N/A | #N/A | #N/A | #N/A | #N/A | #N/A | #N/A | #N/A | #N/A | #N/A
FALSE | #N/A | #N/A | #N/A | #N/A | #N/A | #N/A | #N/A | #N/A | #N/A | #N/A |  |  |  | FALSE | #N/A | #N/A | #N/A | #N/A | #N/A | #N/A | #N/A | #N/A | #N/A | #N/A
FALSE | #N/A | #N/A | #N/A | #N/A | #N/A | #N/A | #N/A | #N/A | #N/A | #N/A |  |  |  | FALSE | #N/A | #N/A | #N/A | #N/A | #N/A | #N/A | #N/A | #N/A | #N/A | #N/A
FALSE | #N/A | #N/A | #N/A | #N/A | #N/A | #N/A | #N/A | #N/A | #N/A | #N/A |  |  |  | FALSE | #N/A | #N/A | #N/A | #N/A | #N/A | #N/A | #N/A | #N/A | #N/A | #N/A
FALSE | #N/A | #N/A | #N/A | #N/A | #N/A | #N/A | #N/A | #N/A | #N/A | #N/A |  |  |  | FALSE | #N/A | #N/A | #N/A | #N/A | #N/A | #N/A | #N/A | #N/A | #N/A | #N/A
FALSE | #N/A | #N/A | #N/A | #N/A | #N/A | #N/A | #N/A | #N/A | #N/A | #N/A |  |  |  | FALSE | #N/A | #N/A | #N/A | #N/A | #N/A | #N/A | #N/A | #N/A | #N/A | #N/A
FALSE | #N/A | #N/A | #N/A | #N/A | #N/A | #N/A | #N/A | #N/A | #N/A | #N/A |  |  |  | FALSE | #N/A | #N/A | #N/A | #N/A | #N/A | #N/A | #N/A | #N/A | #N/A | #N/A
FALSE | #N/A | #N/A | #N/A | #N/A | #N/A | #N/A | #N/A | #N/A | #N/A | #N/A |  |  |  | FALSE | #N/A | #N/A | #N/A | #N/A | #N/A | #N/A | #N/A | #N/A | #N/A | #N/A
FALSE | #N/A | #N/A | #N/A | #N/A | #N/A | #N/A | #N/A | #N/A | #N/A | #N/A |  |  |  | FALSE | #N/A | #N/A | #N/A | #N/A | #N/A | #N/A | #N/A | #N/A | #N/A | #N/A
FALSE | #N/A | #N/A | #N/A | #N/A | #N/A | #N/A | #N/A | #N/A | #N/A | #N/A |  |  |  | FALSE | #N/A | #N/A | #N/A | #N/A | #N/A | #N/A | #N/A | #N/A | #N/A | #N/A
FALSE | #N/A | #N/A | #N/A | #N/A | #N/A | #N/A | #N/A | #N/A | #N/A | #N/A |  |  |  | FALSE | #N/A | #N/A | #N/A | #N/A | #N/A | #N/A | #N/A | #N/A | #N/A | #N/A
FALSE | #N/A | #N/A | #N/A | #N/A | #N/A | #N/A | #N/A | #N/A | #N/A | #N/A |  |  |  | FALSE | #N/A | #N/A | #N/A | #N/A | #N/A | #N/A | #N/A | #N/A | #N/A | #N/A
FALSE | #N/A | #N/A | #N/A | #N/A | #N/A | #N/A | #N/A | #N/A | #N/A | #N/A |  |  |  | FALSE | #N/A | #N/A | #N/A | #N/A | #N/A | #N/A | #N/A | #N/A | #N/A | #N/A
FALSE | #N/A | #N/A | #N/A | #N/A | #N/A | #N/A | #N/A | #N/A | #N/A | #N/A |  |  |  | FALSE | #N/A | #N/A | #N/A | #N/A | #N/A | #N/A | #N/A | #N/A | #N/A | #N/A
FALSE | #N/A | #N/A | #N/A | #N/A | #N/A | #N/A | #N/A | #N/A | #N/A | #N/A |  |  |  | FALSE | #N/A | #N/A | #N/A | #N/A | #N/A | #N/A | #N/A | #N/A | #N/A | #N/A
FALSE | #N/A | #N/A | #N/A | #N/A | #N/A | #N/A | #N/A | #N/A | #N/A | #N/A |  |  |  | FALSE | #N/A | #N/A | #N/A | #N/A | #N/A | #N/A | #N/A | #N/A | #N/A | #N/A
FALSE | #N/A | #N/A | #N/A | #N/A | #N/A | #N/A | #N/A | #N/A | #N/A | #N/A |  |  |  | FALSE | #N/A | #N/A | #N/A | #N/A | #N/A | #N/A | #N/A | #N/A | #N/A | #N/A
FALSE | #N/A | #N/A | #N/A | #N/A | #N/A | #N/A | #N/A | #N/A | #N/A | #N/A |  |  |  | FALSE | #N/A | #N/A | #N/A | #N/A | #N/A | #N/A | #N/A | #N/A | #N/A | #N/A
FALSE | #N/A | #N/A | #N/A | #N/A | #N/A | #N/A | #N/A | #N/A | #N/A | #N/A |  |  |  | FALSE | #N/A | #N/A | #N/A | #N/A | #N/A | #N/A | #N/A | #N/A | #N/A | #N/A
FALSE | #N/A | #N/A | #N/A | #N/A | #N/A | #N/A | #N/A | #N/A | #N/A | #N/A |  |  |  | FALSE | #N/A | #N/A | #N/A | #N/A | #N/A | #N/A | #N/A | #N/A | #N/A | #N/A
FALSE | #N/A | #N/A | #N/A | #N/A | #N/A | #N/A | #N/A | #N/A | #N/A | #N/A |  |  |  | FALSE | #N/A | #N/A | #N/A | #N/A | #N/A | #N/A | #N/A | #N/A | #N/A | #N/A
FALSE | #N/A | #N/A | #N/A | #N/A | #N/A | #N/A | #N/A | #N/A | #N/A | #N/A |  |  |  | FALSE | #N/A | #N/A | #N/A | #N/A | #N/A | #N/A | #N/A | #N/A | #N/A | #N/A
FALSE | #N/A | #N/A | #N/A | #N/A | #N/A | #N/A | #N/A | #N/A | #N/A | #N/A |  |  |  | FALSE | #N/A | #N/A | #N/A | #N/A | #N/A | #N/A | #N/A | #N/A | #N/A | #N/A
FALSE | #N/A | #N/A | #N/A | #N/A | #N/A | #N/A | #N/A | #N/A | #N/A | #N/A |  |  |  | FALSE | #N/A | #N/A | #N/A | #N/A | #N/A | #N/A | #N/A | #N/A | #N/A | #N/A
FALSE | #N/A | #N/A | #N/A | #N/A | #N/A | #N/A | #N/A | #N/A | #N/A | #N/A |  |  |  | FALSE | #N/A | #N/A | #N/A | #N/A | #N/A | #N/A | #N/A | #N/A | #N/A | #N/A
FALSE | #N/A | #N/A | #N/A | #N/A | #N/A | #N/A | #N/A | #N/A | #N/A | #N/A |  |  |  | FALSE | #N/A | #N/A | #N/A | #N/A | #N/A | #N/A | #N/A | #N/A | #N/A | #N/A
FALSE | #N/A | #N/A | #N/A | #N/A | #N/A | #N/A | #N/A | #N/A | #N/A | #N/A |  |  |  | FALSE | #N/A | #N/A | #N/A | #N/A | #N/A | #N/A | #N/A | #N/A | #N/A | #N/A
FALSE | #N/A | #N/A | #N/A | #N/A | #N/A | #N/A | #N/A | #N/A | #N/A | #N/A |  |  |  | FALSE | #N/A | #N/A | #N/A | #N/A | #N/A | #N/A | #N/A | #N/A | #N/A | #N/A
FALSE | #N/A | #N/A | #N/A | #N/A | #N/A | #N/A | #N/A | #N/A | #N/A | #N/A |  |  |  | FALSE | #N/A | #N/A | #N/A | #N/A | #N/A | #N/A | #N/A | #N/A | #N/A | #N/A
FALSE | #N/A | #N/A | #N/A | #N/A | #N/A | #N/A | #N/A | #N/A | #N/A | #N/A |  |  |  | FALSE | #N/A | #N/A | #N/A | #N/A | #N/A | #N/A | #N/A | #N/A | #N/A | #N/A
FALSE | #N/A | #N/A | #N/A | #N/A | #N/A | #N/A | #N/A | #N/A | #N/A | #N/A |  |  |  | FALSE | #N/A | #N/A | #N/A | #N/A | #N/A | #N/A | #N/A | #N/A | #N/A | #N/A
FALSE | #N/A | #N/A | #N/A | #N/A | #N/A | #N/A | #N/A | #N/A | #N/A | #N/A |  |  |  | FALSE | #N/A | #N/A | #N/A | #N/A | #N/A | #N/A | #N/A | #N/A | #N/A | #N/A
FALSE | #N/A | #N/A | #N/A | #N/A | #N/A | #N/A | #N/A | #N/A | #N/A | #N/A |  |  |  | FALSE | #N/A | #N/A | #N/A | #N/A | #N/A | #N/A | #N/A | #N/A | #N/A | #N/A
FALSE | #N/A | #N/A | #N/A | #N/A | #N/A | #N/A | #N/A | #N/A | #N/A | #N/A |  |  |  | FALSE | #N/A | #N/A | #N/A | #N/A | #N/A | #N/A | #N/A | #N/A | #N/A | #N/A
FALSE | #N/A | #N/A | #N/A | #N/A | #N/A | #N/A | #N/A | #N/A | #N/A | #N/A |  |  |  | FALSE | #N/A | #N/A | #N/A | #N/A | #N/A | #N/A | #N/A | #N/A | #N/A | #N/A
FALSE | #N/A | #N/A | #N/A | #N/A | #N/A | #N/A | #N/A | #N/A | #N/A | #N/A |  |  |  | FALSE | #N/A | #N/A | #N/A | #N/A | #N/A | #N/A | #N/A | #N/A | #N/A | #N/A
FALSE | #N/A | #N/A | #N/A | #N/A | #N/A | #N/A | #N/A | #N/A | #N/A | #N/A |  |  |  | FALSE | #N/A | #N/A | #N/A | #N/A | #N/A | #N/A | #N/A | #N/A | #N/A | #N/A
FALSE | #N/A | #N/A | #N/A | #N/A | #N/A | #N/A | #N/A | #N/A | #N/A | #N/A |  |  |  | FALSE | #N/A | #N/A | #N/A | #N/A | #N/A | #N/A | #N/A | #N/A | #N/A | #N/A
FALSE | #N/A | #N/A | #N/A | #N/A | #N/A | #N/A | #N/A | #N/A | #N/A | #N/A |  |  |  | FALSE | #N/A | #N/A | #N/A | #N/A | #N/A | #N/A | #N/A | #N/A | #N/A | #N/A
FALSE | #N/A | #N/A | #N/A | #N/A | #N/A | #N/A | #N/A | #N/A | #N/A | #N/A |  |  |  | FALSE | #N/A | #N/A | #N/A | #N/A | #N/A | #N/A | #N/A | #N/A | #N/A | #N/A
FALSE | #N/A | #N/A | #N/A | #N/A | #N/A | #N/A | #N/A | #N/A | #N/A | #N/A |  |  |  | FALSE | #N/A | #N/A | #N/A | #N/A | #N/A | #N/A | #N/A | #N/A | #N/A | #N/A
FALSE | #N/A | #N/A | #N/A | #N/A | #N/A | #N/A | #N/A | #N/A | #N/A | #N/A |  |  |  | FALSE | #N/A | #N/A | #N/A | #N/A | #N/A | #N/A | #N/A | #N/A | #N/A | #N/A
FALSE | #N/A | #N/A | #N/A | #N/A | #N/A | #N/A | #N/A | #N/A | #N/A | #N/A |  |  |  | FALSE | #N/A | #N/A | #N/A | #N/A | #N/A | #N/A | #N/A | #N/A | #N/A | #N/A
FALSE | #N/A | #N/A | #N/A | #N/A | #N/A | #N/A | #N/A | #N/A | #N/A | #N/A |  |  |  | FALSE | #N/A | #N/A | #N/A | #N/A | #N/A | #N/A | #N/A | #N/A | #N/A | #N/A
FALSE | #N/A | #N/A | #N/A | #N/A | #N/A | #N/A | #N/A | #N/A | #N/A | #N/A |  |  |  | FALSE | #N/A | #N/A | #N/A | #N/A | #N/A | #N/A | #N/A | #N/A | #N/A | #N/A
FALSE | #N/A | #N/A | #N/A | #N/A | #N/A | #N/A | #N/A | #N/A | #N/A | #N/A |  |  |  | FALSE | #N/A | #N/A | #N/A | #N/A | #N/A | #N/A | #N/A | #N/A | #N/A | #N/A
FALSE | #N/A | #N/A | #N/A | #N/A | #N/A | #N/A | #N/A | #N/A | #N/A | #N/A |  |  |  | FALSE | #N/A | #N/A | #N/A | #N/A | #N/A | #N/A | #N/A | #N/A | #N/A | #N/A
FALSE | #N/A | #N/A | #N/A | #N/A | #N/A | #N/A | #N/A | #N/A | #N/A | #N/A |  |  |  | FALSE | #N/A | #N/A | #N/A | #N/A | #N/A | #N/A | #N/A | #N/A | #N/A | #N/A
FALSE | #N/A | #N/A | #N/A | #N/A | #N/A | #N/A | #N/A | #N/A | #N/A | #N/A |  |  |  | FALSE | #N/A | #N/A | #N/A | #N/A | #N/A | #N/A | #N/A | #N/A | #N/A | #N/A
FALSE | #N/A | #N/A | #N/A | #N/A | #N/A | #N/A | #N/A | #N/A | #N/A | #N/A |  |  |  | FALSE | #N/A | #N/A | #N/A | #N/A | #N/A | #N/A | #N/A | #N/A | #N/A | #N/A
FALSE | #N/A | #N/A | #N/A | #N/A | #N/A | #N/A | #N/A | #N/A | #N/A | #N/A |  |  |  | FALSE | #N/A | #N/A | #N/A | #N/A | #N/A | #N/A | #N/A | #N/A | #N/A | #N/A
FALSE | #N/A | #N/A | #N/A | #N/A | #N/A | #N/A | #N/A | #N/A | #N/A | #N/A |  |  |  | FALSE | #N/A | #N/A | #N/A | #N/A | #N/A | #N/A | #N/A | #N/A | #N/A | #N/A
FALSE | #N/A | #N/A | #N/A | #N/A | #N/A | #N/A | #N/A | #N/A | #N/A | #N/A |  |  |  | FALSE | #N/A | #N/A | #N/A | #N/A | #N/A | #N/A | #N/A | #N/A | #N/A | #N/A
FALSE | #N/A | #N/A | #N/A | #N/A | #N/A | #N/A | #N/A | #N/A | #N/A | #N/A |  |  |  | FALSE | #N/A | #N/A | #N/A | #N/A | #N/A | #N/A | #N/A | #N/A | #N/A | #N/A
FALSE | #N/A | #N/A | #N/A | #N/A | #N/A | #N/A | #N/A | #N/A | #N/A | #N/A |  |  |  | FALSE | #N/A | #N/A | #N/A | #N/A | #N/A | #N/A | #N/A | #N/A | #N/A | #N/A
FALSE | #N/A | #N/A | #N/A | #N/A | #N/A | #N/A | #N/A | #N/A | #N/A | #N/A |  |  |  | FALSE | #N/A | #N/A | #N/A | #N/A | #N/A | #N/A | #N/A | #N/A | #N/A | #N/A
FALSE | #N/A | #N/A | #N/A | #N/A | #N/A | #N/A | #N/A | #N/A | #N/A | #N/A |  |  |  | FALSE | #N/A | #N/A | #N/A | #N/A | #N/A | #N/A | #N/A | #N/A | #N/A | #N/A
FALSE | #N/A | #N/A | #N/A | #N/A | #N/A | #N/A | #N/A | #N/A | #N/A | #N/A |  |  |  | FALSE | #N/A | #N/A | #N/A | #N/A | #N/A | #N/A | #N/A | #N/A | #N/A | #N/A
FALSE | #N/A | #N/A | #N/A | #N/A | #N/A | #N/A | #N/A | #N/A | #N/A | #N/A |  |  |  | FALSE | #N/A | #N/A | #N/A | #N/A | #N/A | #N/A | #N/A | #N/A | #N/A | #N/A
FALSE | #N/A | #N/A | #N/A | #N/A | #N/A | #N/A | #N/A | #N/A | #N/A | #N/A |  |  |  | FALSE | #N/A | #N/A | #N/A | #N/A | #N/A | #N/A | #N/A | #N/A | #N/A | #N/A
FALSE | #N/A | #N/A | #N/A | #N/A | #N/A | #N/A | #N/A | #N/A | #N/A | #N/A |  |  |  | FALSE | #N/A | #N/A | #N/A | #N/A | #N/A | #N/A | #N/A | #N/A | #N/A | #N/A
FALSE | #N/A | #N/A | #N/A | #N/A | #N/A | #N/A | #N/A | #N/A | #N/A | #N/A |  |  |  | FALSE | #N/A | #N/A | #N/A | #N/A | #N/A | #N/A | #N/A | #N/A | #N/A | #N/A
FALSE | #N/A | #N/A | #N/A | #N/A | #N/A | #N/A | #N/A | #N/A | #N/A | #N/A |  |  |  | FALSE | #N/A | #N/A | #N/A | #N/A | #N/A | #N/A | #N/A | #N/A | #N/A | #N/A
FALSE | #N/A | #N/A | #N/A | #N/A | #N/A | #N/A | #N/A | #N/A | #N/A | #N/A |  |  |  | FALSE | #N/A | #N/A | #N/A | #N/A | #N/A | #N/A | #N/A | #N/A | #N/A | #N/A
FALSE | #N/A | #N/A | #N/A | #N/A | #N/A | #N/A | #N/A | #N/A | #N/A | #N/A |  |  |  | FALSE | #N/A | #N/A | #N/A | #N/A | #N/A | #N/A | #N/A | #N/A | #N/A | #N/A
FALSE | #N/A | #N/A | #N/A | #N/A | #N/A | #N/A | #N/A | #N/A | #N/A | #N/A |  |  |  | FALSE | #N/A | #N/A | #N/A | #N/A | #N/A | #N/A | #N/A | #N/A | #N/A | #N/A
FALSE | #N/A | #N/A | #N/A | #N/A | #N/A | #N/A | #N/A | #N/A | #N/A | #N/A |  |  |  | FALSE | #N/A | #N/A | #N/A | #N/A | #N/A | #N/A | #N/A | #N/A | #N/A | #N/A
FALSE | #N/A | #N/A | #N/A | #N/A | #N/A | #N/A | #N/A | #N/A | #N/A | #N/A |  |  |  | FALSE | #N/A | #N/A | #N/A | #N/A | #N/A | #N/A | #N/A | #N/A | #N/A | #N/A
FALSE | #N/A | #N/A | #N/A | #N/A | #N/A | #N/A | #N/A | #N/A | #N/A | #N/A |  |  |  | FALSE | #N/A | #N/A | #N/A | #N/A | #N/A | #N/A | #N/A | #N/A | #N/A | #N/A
FALSE | #N/A | #N/A | #N/A | #N/A | #N/A | #N/A | #N/A | #N/A | #N/A | #N/A |  |  |  | FALSE | #N/A | #N/A | #N/A | #N/A | #N/A | #N/A | #N/A | #N/A | #N/A | #N/A
FALSE | #N/A | #N/A | #N/A | #N/A | #N/A | #N/A | #N/A | #N/A | #N/A | #N/A |  |  |  | FALSE | #N/A | #N/A | #N/A | #N/A | #N/A | #N/A | #N/A | #N/A | #N/A | #N/A
FALSE | #N/A | #N/A | #N/A | #N/A | #N/A | #N/A | #N/A | #N/A | #N/A | #N/A |  |  |  | FALSE | #N/A | #N/A | #N/A | #N/A | #N/A | #N/A | #N/A | #N/A | #N/A | #N/A
FALSE | #N/A | #N/A | #N/A | #N/A | #N/A | #N/A | #N/A | #N/A | #N/A | #N/A |  |  |  | FALSE | #N/A | #N/A | #N/A | #N/A | #N/A | #N/A | #N/A | #N/A | #N/A | #N/A
FALSE | #N/A | #N/A | #N/A | #N/A | #N/A | #N/A | #N/A | #N/A | #N/A | #N/A |  |  |  | FALSE | #N/A | #N/A | #N/A | #N/A | #N/A | #N/A | #N/A | #N/A | #N/A | #N/A
FALSE | #N/A | #N/A | #N/A | #N/A | #N/A | #N/A | #N/A | #N/A | #N/A | #N/A |  |  |  | FALSE | #N/A | #N/A | #N/A | #N/A | #N/A | #N/A | #N/A | #N/A | #N/A | #N/A
FALSE | #N/A | #N/A | #N/A | #N/A | #N/A | #N/A | #N/A | #N/A | #N/A | #N/A |  |  |  | FALSE | #N/A | #N/A | #N/A | #N/A | #N/A | #N/A | #N/A | #N/A | #N/A | #N/A
FALSE | #N/A | #N/A | #N/A | #N/A | #N/A | #N/A | #N/A | #N/A | #N/A | #N/A |  |  |  | FALSE | #N/A | #N/A | #N/A | #N/A | #N/A | #N/A | #N/A | #N/A | #N/A | #N/A
FALSE | #N/A | #N/A | #N/A | #N/A | #N/A | #N/A | #N/A | #N/A | #N/A | #N/A |  |  |  | FALSE | #N/A | #N/A | #N/A | #N/A | #N/A | #N/A | #N/A | #N/A | #N/A | #N/A
FALSE | #N/A | #N/A | #N/A | #N/A | #N/A | #N/A | #N/A | #N/A | #N/A | #N/A |  |  |  | FALSE | #N/A | #N/A | #N/A | #N/A | #N/A | #N/A | #N/A | #N/A | #N/A | #N/A
FALSE | #N/A | #N/A | #N/A | #N/A | #N/A | #N/A | #N/A | #N/A | #N/A | #N/A |  |  |  | FALSE | #N/A | #N/A | #N/A | #N/A | #N/A | #N/A | #N/A | #N/A | #N/A | #N/A
FALSE | #N/A | #N/A | #N/A | #N/A | #N/A | #N/A | #N/A | #N/A | #N/A | #N/A |  |  |  | FALSE | #N/A | #N/A | #N/A | #N/A | #N/A | #N/A | #N/A | #N/A | #N/A | #N/A
FALSE | #N/A | #N/A | #N/A | #N/A | #N/A | #N/A | #N/A | #N/A | #N/A | #N/A |  |  |  | FALSE | #N/A | #N/A | #N/A | #N/A | #N/A | #N/A | #N/A | #N/A | #N/A | #N/A
FALSE | #N/A | #N/A | #N/A | #N/A | #N/A | #N/A | #N/A | #N/A | #N/A | #N/A |  |  |  | FALSE | #N/A | #N/A | #N/A | #N/A | #N/A | #N/A | #N/A | #N/A | #N/A | #N/A
FALSE | #N/A | #N/A | #N/A | #N/A | #N/A | #N/A | #N/A | #N/A | #N/A | #N/A |  |  |  | FALSE | #N/A | #N/A | #N/A | #N/A | #N/A | #N/A | #N/A | #N/A | #N/A | #N/A
FALSE | #N/A | #N/A | #N/A | #N/A | #N/A | #N/A | #N/A | #N/A | #N/A | #N/A |  |  |  | FALSE | #N/A | #N/A | #N/A | #N/A | #N/A | #N/A | #N/A | #N/A | #N/A | #N/A
FALSE | #N/A | #N/A | #N/A | #N/A | #N/A | #N/A | #N/A | #N/A | #N/A | #N/A |  |  |  | FALSE | #N/A | #N/A | #N/A | #N/A | #N/A | #N/A | #N/A | #N/A | #N/A | #N/A
FALSE | #N/A | #N/A | #N/A | #N/A | #N/A | #N/A | #N/A | #N/A | #N/A | #N/A |  |  |  | FALSE | #N/A | #N/A | #N/A | #N/A | #N/A | #N/A | #N/A | #N/A | #N/A | #N/A
FALSE | #N/A | #N/A | #N/A | #N/A | #N/A | #N/A | #N/A | #N/A | #N/A | #N/A |  |  |  | FALSE | #N/A | #N/A | #N/A | #N/A | #N/A | #N/A | #N/A | #N/A | #N/A | #N/A
FALSE | #N/A | #N/A | #N/A | #N/A | #N/A | #N/A | #N/A | #N/A | #N/A | #N/A |  |  |  | FALSE | #N/A | #N/A | #N/A | #N/A | #N/A | #N/A | #N/A | #N/A | #N/A | #N/A
FALSE | #N/A | #N/A | #N/A | #N/A | #N/A | #N/A | #N/A | #N/A | #N/A | #N/A |  |  |  | FALSE | #N/A | #N/A | #N/A | #N/A | #N/A | #N/A | #N/A | #N/A | #N/A | #N/A
FALSE | #N/A | #N/A | #N/A | #N/A | #N/A | #N/A | #N/A | #N/A | #N/A | #N/A |  |  |  | FALSE | #N/A | #N/A | #N/A | #N/A | #N/A | #N/A | #N/A | #N/A | #N/A | #N/A
FALSE | #N/A | #N/A | #N/A | #N/A | #N/A | #N/A | #N/A | #N/A | #N/A | #N/A |  |  |  | FALSE | #N/A | #N/A | #N/A | #N/A | #N/A | #N/A | #N/A | #N/A | #N/A | #N/A
FALSE | #N/A | #N/A | #N/A | #N/A | #N/A | #N/A | #N/A | #N/A | #N/A | #N/A |  |  |  | FALSE | #N/A | #N/A | #N/A | #N/A | #N/A | #N/A | #N/A | #N/A | #N/A | #N/A
FALSE | #N/A | #N/A | #N/A | #N/A | #N/A | #N/A | #N/A | #N/A | #N/A | #N/A |  |  |  | FALSE | #N/A | #N/A | #N/A | #N/A | #N/A | #N/A | #N/A | #N/A | #N/A | #N/A
FALSE | #N/A | #N/A | #N/A | #N/A | #N/A | #N/A | #N/A | #N/A | #N/A | #N/A |  |  |  | FALSE | #N/A | #N/A | #N/A | #N/A | #N/A | #N/A | #N/A | #N/A | #N/A | #N/A
FALSE | #N/A | #N/A | #N/A | #N/A | #N/A | #N/A | #N/A | #N/A | #N/A | #N/A |  |  |  | FALSE | #N/A | #N/A | #N/A | #N/A | #N/A | #N/A | #N/A | #N/A | #N/A | #N/A
FALSE | #N/A | #N/A | #N/A | #N/A | #N/A | #N/A | #N/A | #N/A | #N/A | #N/A |  |  |  | FALSE | #N/A | #N/A | #N/A | #N/A | #N/A | #N/A | #N/A | #N/A | #N/A | #N/A
FALSE | #N/A | #N/A | #N/A | #N/A | #N/A | #N/A | #N/A | #N/A | #N/A | #N/A |  |  |  | FALSE | #N/A | #N/A | #N/A | #N/A | #N/A | #N/A | #N/A | #N/A | #N/A | #N/A
FALSE | #N/A | #N/A | #N/A | #N/A | #N/A | #N/A | #N/A | #N/A | #N/A | #N/A |  |  |  | FALSE | #N/A | #N/A | #N/A | #N/A | #N/A | #N/A | #N/A | #N/A | #N/A | #N/A
FALSE | #N/A | #N/A | #N/A | #N/A | #N/A | #N/A | #N/A | #N/A | #N/A | #N/A |  |  |  | FALSE | #N/A | #N/A | #N/A | #N/A | #N/A | #N/A | #N/A | #N/A | #N/A | #N/A
FALSE | #N/A | #N/A | #N/A | #N/A | #N/A | #N/A | #N/A | #N/A | #N/A | #N/A |  |  |  | FALSE | #N/A | #N/A | #N/A | #N/A | #N/A | #N/A | #N/A | #N/A | #N/A | #N/A
FALSE | #N/A | #N/A | #N/A | #N/A | #N/A | #N/A | #N/A | #N/A | #N/A | #N/A |  |  |  | FALSE | #N/A | #N/A | #N/A | #N/A | #N/A | #N/A | #N/A | #N/A | #N/A | #N/A
FALSE | #N/A | #N/A | #N/A | #N/A | #N/A | #N/A | #N/A | #N/A | #N/A | #N/A |  |  |  | FALSE | #N/A | #N/A | #N/A | #N/A | #N/A | #N/A | #N/A | #N/A | #N/A | #N/A
FALSE | #N/A | #N/A | #N/A | #N/A | #N/A | #N/A | #N/A | #N/A | #N/A | #N/A |  |  |  | FALSE | #N/A | #N/A | #N/A | #N/A | #N/A | #N/A | #N/A | #N/A | #N/A | #N/A
FALSE | #N/A | #N/A | #N/A | #N/A | #N/A | #N/A | #N/A | #N/A | #N/A | #N/A |  |  |  | FALSE | #N/A | #N/A | #N/A | #N/A | #N/A | #N/A | #N/A | #N/A | #N/A | #N/A
FALSE | #N/A | #N/A | #N/A | #N/A | #N/A | #N/A | #N/A | #N/A | #N/A | #N/A |  |  |  | FALSE | #N/A | #N/A | #N/A | #N/A | #N/A | #N/A | #N/A | #N/A | #N/A | #N/A
FALSE | #N/A | #N/A | #N/A | #N/A | #N/A | #N/A | #N/A | #N/A | #N/A | #N/A |  |  |  | FALSE | #N/A | #N/A | #N/A | #N/A | #N/A | #N/A | #N/A | #N/A | #N/A | #N/A
FALSE | #N/A | #N/A | #N/A | #N/A | #N/A | #N/A | #N/A | #N/A | #N/A | #N/A |  |  |  | FALSE | #N/A | #N/A | #N/A | #N/A | #N/A | #N/A | #N/A | #N/A | #N/A | #N/A
FALSE | #N/A | #N/A | #N/A | #N/A | #N/A | #N/A | #N/A | #N/A | #N/A | #N/A |  |  |  | FALSE | #N/A | #N/A | #N/A | #N/A | #N/A | #N/A | #N/A | #N/A | #N/A | #N/A
FALSE | #N/A | #N/A | #N/A | #N/A | #N/A | #N/A | #N/A | #N/A | #N/A | #N/A |  |  |  | FALSE | #N/A | #N/A | #N/A | #N/A | #N/A | #N/A | #N/A | #N/A | #N/A | #N/A
FALSE | #N/A | #N/A | #N/A | #N/A | #N/A | #N/A | #N/A | #N/A | #N/A | #N/A |  |  |  | FALSE | #N/A | #N/A | #N/A | #N/A | #N/A | #N/A | #N/A | #N/A | #N/A | #N/A
FALSE | #N/A | #N/A | #N/A | #N/A | #N/A | #N/A | #N/A | #N/A | #N/A | #N/A |  |  |  | FALSE | #N/A | #N/A | #N/A | #N/A | #N/A | #N/A | #N/A | #N/A | #N/A | #N/A
FALSE | #N/A | #N/A | #N/A | #N/A | #N/A | #N/A | #N/A | #N/A | #N/A | #N/A |  |  |  | FALSE | #N/A | #N/A | #N/A | #N/A | #N/A | #N/A | #N/A | #N/A | #N/A | #N/A
FALSE | #N/A | #N/A | #N/A | #N/A | #N/A | #N/A | #N/A | #N/A | #N/A | #N/A |  |  |  | FALSE | #N/A | #N/A | #N/A | #N/A | #N/A | #N/A | #N/A | #N/A | #N/A | #N/A
FALSE | #N/A | #N/A | #N/A | #N/A | #N/A | #N/A | #N/A | #N/A | #N/A | #N/A |  |  |  | FALSE | #N/A | #N/A | #N/A | #N/A | #N/A | #N/A | #N/A | #N/A | #N/A | #N/A
FALSE | #N/A | #N/A | #N/A | #N/A | #N/A | #N/A | #N/A | #N/A | #N/A | #N/A |  |  |  | FALSE | #N/A | #N/A | #N/A | #N/A | #N/A | #N/A | #N/A | #N/A | #N/A | #N/A
FALSE | #N/A | #N/A | #N/A | #N/A | #N/A | #N/A | #N/A | #N/A | #N/A | #N/A |  |  |  | FALSE | #N/A | #N/A | #N/A | #N/A | #N/A | #N/A | #N/A | #N/A | #N/A | #N/A
FALSE | #N/A | #N/A | #N/A | #N/A | #N/A | #N/A | #N/A | #N/A | #N/A | #N/A |  |  |  | FALSE | #N/A | #N/A | #N/A | #N/A | #N/A | #N/A | #N/A | #N/A | #N/A | #N/A
FALSE | #N/A | #N/A | #N/A | #N/A | #N/A | #N/A | #N/A | #N/A | #N/A | #N/A |  |  |  | FALSE | #N/A | #N/A | #N/A | #N/A | #N/A | #N/A | #N/A | #N/A | #N/A | #N/A
FALSE | #N/A | #N/A | #N/A | #N/A | #N/A | #N/A | #N/A | #N/A | #N/A | #N/A |  |  |  | FALSE | #N/A | #N/A | #N/A | #N/A | #N/A | #N/A | #N/A | #N/A | #N/A | #N/A
FALSE | #N/A | #N/A | #N/A | #N/A | #N/A | #N/A | #N/A | #N/A | #N/A | #N/A |  |  |  | FALSE | #N/A | #N/A | #N/A | #N/A | #N/A | #N/A | #N/A | #N/A | #N/A | #N/A
FALSE | #N/A | #N/A | #N/A | #N/A | #N/A | #N/A | #N/A | #N/A | #N/A | #N/A |  |  |  | FALSE | #N/A | #N/A | #N/A | #N/A | #N/A | #N/A | #N/A | #N/A | #N/A | #N/A
FALSE | #N/A | #N/A | #N/A | #N/A | #N/A | #N/A | #N/A | #N/A | #N/A | #N/A |  |  |  | FALSE | #N/A | #N/A | #N/A | #N/A | #N/A | #N/A | #N/A | #N/A | #N/A | #N/A
FALSE | #N/A | #N/A | #N/A | #N/A | #N/A | #N/A | #N/A | #N/A | #N/A | #N/A |  |  |  | FALSE | #N/A | #N/A | #N/A | #N/A | #N/A | #N/A | #N/A | #N/A | #N/A | #N/A
FALSE | #N/A | #N/A | #N/A | #N/A | #N/A | #N/A | #N/A | #N/A | #N/A | #N/A |  |  |  | FALSE | #N/A | #N/A | #N/A | #N/A | #N/A | #N/A | #N/A | #N/A | #N/A | #N/A
FALSE | #N/A | #N/A | #N/A | #N/A | #N/A | #N/A | #N/A | #N/A | #N/A | #N/A |  |  |  | FALSE | #N/A | #N/A | #N/A | #N/A | #N/A | #N/A | #N/A | #N/A | #N/A | #N/A
FALSE | #N/A | #N/A | #N/A | #N/A | #N/A | #N/A | #N/A | #N/A | #N/A | #N/A |  |  |  | FALSE | #N/A | #N/A | #N/A | #N/A | #N/A | #N/A | #N/A | #N/A | #N/A | #N/A
FALSE | #N/A | #N/A | #N/A | #N/A | #N/A | #N/A | #N/A | #N/A | #N/A | #N/A |  |  |  | FALSE | #N/A | #N/A | #N/A | #N/A | #N/A | #N/A | #N/A | #N/A | #N/A | #N/A
FALSE | #N/A | #N/A | #N/A | #N/A | #N/A | #N/A | #N/A | #N/A | #N/A | #N/A |  |  |  | FALSE | #N/A | #N/A | #N/A | #N/A | #N/A | #N/A | #N/A | #N/A | #N/A | #N/A
FALSE | #N/A | #N/A | #N/A | #N/A | #N/A | #N/A | #N/A | #N/A | #N/A | #N/A |  |  |  | FALSE | #N/A | #N/A | #N/A | #N/A | #N/A | #N/A | #N/A | #N/A | #N/A | #N/A
FALSE | #N/A | #N/A | #N/A | #N/A | #N/A | #N/A | #N/A | #N/A | #N/A | #N/A |  |  |  | FALSE | #N/A | #N/A | #N/A | #N/A | #N/A | #N/A | #N/A | #N/A | #N/A | #N/A
FALSE | #N/A | #N/A | #N/A | #N/A | #N/A | #N/A | #N/A | #N/A | #N/A | #N/A |  |  |  | FALSE | #N/A | #N/A | #N/A | #N/A | #N/A | #N/A | #N/A | #N/A | #N/A | #N/A
FALSE | #N/A | #N/A | #N/A | #N/A | #N/A | #N/A | #N/A | #N/A | #N/A | #N/A |  |  |  | FALSE | #N/A | #N/A | #N/A | #N/A | #N/A | #N/A | #N/A | #N/A | #N/A | #N/A
FALSE | #N/A | #N/A | #N/A | #N/A | #N/A | #N/A | #N/A | #N/A | #N/A | #N/A |  |  |  | FALSE | #N/A | #N/A | #N/A | #N/A | #N/A | #N/A | #N/A | #N/A | #N/A | #N/A
FALSE | #N/A | #N/A | #N/A | #N/A | #N/A | #N/A | #N/A | #N/A | #N/A | #N/A |  |  |  | FALSE | #N/A | #N/A | #N/A | #N/A | #N/A | #N/A | #N/A | #N/A | #N/A | #N/A
FALSE | #N/A | #N/A | #N/A | #N/A | #N/A | #N/A | #N/A | #N/A | #N/A | #N/A |  |  |  | FALSE | #N/A | #N/A | #N/A | #N/A | #N/A | #N/A | #N/A | #N/A | #N/A | #N/A
FALSE | #N/A | #N/A | #N/A | #N/A | #N/A | #N/A | #N/A | #N/A | #N/A | #N/A |  |  |  | FALSE | #N/A | #N/A | #N/A | #N/A | #N/A | #N/A | #N/A | #N/A | #N/A | #N/A
FALSE | #N/A | #N/A | #N/A | #N/A | #N/A | #N/A | #N/A | #N/A | #N/A | #N/A |  |  |  | FALSE | #N/A | #N/A | #N/A | #N/A | #N/A | #N/A | #N/A | #N/A | #N/A | #N/A
FALSE | #N/A | #N/A | #N/A | #N/A | #N/A | #N/A | #N/A | #N/A | #N/A | #N/A |  |  |  | FALSE | #N/A | #N/A | #N/A | #N/A | #N/A | #N/A | #N/A | #N/A | #N/A | #N/A
FALSE | #N/A | #N/A | #N/A | #N/A | #N/A | #N/A | #N/A | #N/A | #N/A | #N/A |  |  |  | FALSE | #N/A | #N/A | #N/A | #N/A | #N/A | #N/A | #N/A | #N/A | #N/A | #N/A
FALSE | #N/A | #N/A | #N/A | #N/A | #N/A | #N/A | #N/A | #N/A | #N/A | #N/A |  |  |  | FALSE | #N/A | #N/A | #N/A | #N/A | #N/A | #N/A | #N/A | #N/A | #N/A | #N/A
FALSE | #N/A | #N/A | #N/A | #N/A | #N/A | #N/A | #N/A | #N/A | #N/A | #N/A |  |  |  | FALSE | #N/A | #N/A | #N/A | #N/A | #N/A | #N/A | #N/A | #N/A | #N/A | #N/A
FALSE | #N/A | #N/A | #N/A | #N/A | #N/A | #N/A | #N/A | #N/A | #N/A | #N/A |  |  |  | FALSE | #N/A | #N/A | #N/A | #N/A | #N/A | #N/A | #N/A | #N/A | #N/A | #N/A
FALSE | #N/A | #N/A | #N/A | #N/A | #N/A | #N/A | #N/A | #N/A | #N/A | #N/A |  |  |  | FALSE | #N/A | #N/A | #N/A | #N/A | #N/A | #N/A | #N/A | #N/A | #N/A | #N/A
FALSE | #N/A | #N/A | #N/A | #N/A | #N/A | #N/A | #N/A | #N/A | #N/A | #N/A |  |  |  | FALSE | #N/A | #N/A | #N/A | #N/A | #N/A | #N/A | #N/A | #N/A | #N/A | #N/A
FALSE | #N/A | #N/A | #N/A | #N/A | #N/A | #N/A | #N/A | #N/A | #N/A | #N/A |  |  |  | FALSE | #N/A | #N/A | #N/A | #N/A | #N/A | #N/A | #N/A | #N/A | #N/A | #N/A
FALSE | #N/A | #N/A | #N/A | #N/A | #N/A | #N/A | #N/A | #N/A | #N/A | #N/A |  |  |  | FALSE | #N/A | #N/A | #N/A | #N/A | #N/A | #N/A | #N/A | #N/A | #N/A | #N/A
FALSE | #N/A | #N/A | #N/A | #N/A | #N/A | #N/A | #N/A | #N/A | #N/A | #N/A |  |  |  | FALSE | #N/A | #N/A | #N/A | #N/A | #N/A | #N/A | #N/A | #N/A | #N/A | #N/A
FALSE | #N/A | #N/A | #N/A | #N/A | #N/A | #N/A | #N/A | #N/A | #N/A | #N/A |  |  |  | FALSE | #N/A | #N/A | #N/A | #N/A | #N/A | #N/A | #N/A | #N/A | #N/A | #N/A
FALSE | #N/A | #N/A | #N/A | #N/A | #N/A | #N/A | #N/A | #N/A | #N/A | #N/A |  |  |  | FALSE | #N/A | #N/A | #N/A | #N/A | #N/A | #N/A | #N/A | #N/A | #N/A | #N/A
FALSE | #N/A | #N/A | #N/A | #N/A | #N/A | #N/A | #N/A | #N/A | #N/A | #N/A |  |  |  | FALSE | #N/A | #N/A | #N/A | #N/A | #N/A | #N/A | #N/A | #N/A | #N/A | #N/A
FALSE | #N/A | #N/A | #N/A | #N/A | #N/A | #N/A | #N/A | #N/A | #N/A | #N/A |  |  |  | FALSE | #N/A | #N/A | #N/A | #N/A | #N/A | #N/A | #N/A | #N/A | #N/A | #N/A
FALSE | #N/A | #N/A | #N/A | #N/A | #N/A | #N/A | #N/A | #N/A | #N/A | #N/A |  |  |  | FALSE | #N/A | #N/A | #N/A | #N/A | #N/A | #N/A | #N/A | #N/A | #N/A | #N/A
FALSE | #N/A | #N/A | #N/A | #N/A | #N/A | #N/A | #N/A | #N/A | #N/A | #N/A |  |  |  | FALSE | #N/A | #N/A | #N/A | #N/A | #N/A | #N/A | #N/A | #N/A | #N/A | #N/A
FALSE | #N/A | #N/A | #N/A | #N/A | #N/A | #N/A | #N/A | #N/A | #N/A | #N/A |  |  |  | FALSE | #N/A | #N/A | #N/A | #N/A | #N/A | #N/A | #N/A | #N/A | #N/A | #N/A
FALSE | #N/A | #N/A | #N/A | #N/A | #N/A | #N/A | #N/A | #N/A | #N/A | #N/A |  |  |  | FALSE | #N/A | #N/A | #N/A | #N/A | #N/A | #N/A | #N/A | #N/A | #N/A | #N/A
FALSE | #N/A | #N/A | #N/A | #N/A | #N/A | #N/A | #N/A | #N/A | #N/A | #N/A |  |  |  | FALSE | #N/A | #N/A | #N/A | #N/A | #N/A | #N/A | #N/A | #N/A | #N/A | #N/A
FALSE | #N/A | #N/A | #N/A | #N/A | #N/A | #N/A | #N/A | #N/A | #N/A | #N/A |  |  |  | FALSE | #N/A | #N/A | #N/A | #N/A | #N/A | #N/A | #N/A | #N/A | #N/A | #N/A
FALSE | #N/A | #N/A | #N/A | #N/A | #N/A | #N/A | #N/A | #N/A | #N/A | #N/A |  |  |  | FALSE | #N/A | #N/A | #N/A | #N/A | #N/A | #N/A | #N/A | #N/A | #N/A | #N/A
FALSE | #N/A | #N/A | #N/A | #N/A | #N/A | #N/A | #N/A | #N/A | #N/A | #N/A |  |  |  | FALSE | #N/A | #N/A | #N/A | #N/A | #N/A | #N/A | #N/A | #N/A | #N/A | #N/A
FALSE | #N/A | #N/A | #N/A | #N/A | #N/A | #N/A | #N/A | #N/A | #N/A | #N/A |  |  |  | FALSE | #N/A | #N/A | #N/A | #N/A | #N/A | #N/A | #N/A | #N/A | #N/A | #N/A
FALSE | #N/A | #N/A | #N/A | #N/A | #N/A | #N/A | #N/A | #N/A | #N/A | #N/A |  |  |  | FALSE | #N/A | #N/A | #N/A | #N/A | #N/A | #N/A | #N/A | #N/A | #N/A | #N/A
FALSE | #N/A | #N/A | #N/A | #N/A | #N/A | #N/A | #N/A | #N/A | #N/A | #N/A |  |  |  | FALSE | #N/A | #N/A | #N/A | #N/A | #N/A | #N/A | #N/A | #N/A | #N/A | #N/A
FALSE | #N/A | #N/A | #N/A | #N/A | #N/A | #N/A | #N/A | #N/A | #N/A | #N/A |  |  |  | FALSE | #N/A | #N/A | #N/A | #N/A | #N/A | #N/A | #N/A | #N/A | #N/A | #N/A
FALSE | #N/A | #N/A | #N/A | #N/A | #N/A | #N/A | #N/A | #N/A | #N/A | #N/A |  |  |  | FALSE | #N/A | #N/A | #N/A | #N/A | #N/A | #N/A | #N/A | #N/A | #N/A | #N/A
FALSE | #N/A | #N/A | #N/A | #N/A | #N/A | #N/A | #N/A | #N/A | #N/A | #N/A |  |  |  | FALSE | #N/A | #N/A | #N/A | #N/A | #N/A | #N/A | #N/A | #N/A | #N/A | #N/A
FALSE | #N/A | #N/A | #N/A | #N/A | #N/A | #N/A | #N/A | #N/A | #N/A | #N/A |  |  |  | FALSE | #N/A | #N/A | #N/A | #N/A | #N/A | #N/A | #N/A | #N/A | #N/A | #N/A
FALSE | #N/A | #N/A | #N/A | #N/A | #N/A | #N/A | #N/A | #N/A | #N/A | #N/A |  |  |  | FALSE | #N/A | #N/A | #N/A | #N/A | #N/A | #N/A | #N/A | #N/A | #N/A | #N/A
FALSE | #N/A | #N/A | #N/A | #N/A | #N/A | #N/A | #N/A | #N/A | #N/A | #N/A |  |  |  | FALSE | #N/A | #N/A | #N/A | #N/A | #N/A | #N/A | #N/A | #N/A | #N/A | #N/A
FALSE | #N/A | #N/A | #N/A | #N/A | #N/A | #N/A | #N/A | #N/A | #N/A | #N/A |  |  |  | FALSE | #N/A | #N/A | #N/A | #N/A | #N/A | #N/A | #N/A | #N/A | #N/A | #N/A
FALSE | #N/A | #N/A | #N/A | #N/A | #N/A | #N/A | #N/A | #N/A | #N/A | #N/A |  |  |  | FALSE | #N/A | #N/A | #N/A | #N/A | #N/A | #N/A | #N/A | #N/A | #N/A | #N/A
FALSE | #N/A | #N/A | #N/A | #N/A | #N/A | #N/A | #N/A | #N/A | #N/A | #N/A |  |  |  | FALSE | #N/A | #N/A | #N/A | #N/A | #N/A | #N/A | #N/A | #N/A | #N/A | #N/A
FALSE | #N/A | #N/A | #N/A | #N/A | #N/A | #N/A | #N/A | #N/A | #N/A | #N/A |  |  |  | FALSE | #N/A | #N/A | #N/A | #N/A | #N/A | #N/A | #N/A | #N/A | #N/A | #N/A
FALSE | #N/A | #N/A | #N/A | #N/A | #N/A | #N/A | #N/A | #N/A | #N/A | #N/A |  |  |  | FALSE | #N/A | #N/A | #N/A | #N/A | #N/A | #N/A | #N/A | #N/A | #N/A | #N/A
FALSE | #N/A | #N/A | #N/A | #N/A | #N/A | #N/A | #N/A | #N/A | #N/A | #N/A |  |  |  | FALSE | #N/A | #N/A | #N/A | #N/A | #N/A | #N/A | #N/A | #N/A | #N/A | #N/A
FALSE | #N/A | #N/A | #N/A | #N/A | #N/A | #N/A | #N/A | #N/A | #N/A | #N/A |  |  |  | FALSE | #N/A | #N/A | #N/A | #N/A | #N/A | #N/A | #N/A | #N/A | #N/A | #N/A
FALSE | #N/A | #N/A | #N/A | #N/A | #N/A | #N/A | #N/A | #N/A | #N/A | #N/A |  |  |  | FALSE | #N/A | #N/A | #N/A | #N/A | #N/A | #N/A | #N/A | #N/A | #N/A | #N/A
FALSE | #N/A | #N/A | #N/A | #N/A | #N/A | #N/A | #N/A | #N/A | #N/A | #N/A |  |  |  | FALSE | #N/A | #N/A | #N/A | #N/A | #N/A | #N/A | #N/A | #N/A | #N/A | #N/A
FALSE | #N/A | #N/A | #N/A | #N/A | #N/A | #N/A | #N/A | #N/A | #N/A | #N/A |  |  |  | FALSE | #N/A | #N/A | #N/A | #N/A | #N/A | #N/A | #N/A | #N/A | #N/A | #N/A
FALSE | #N/A | #N/A | #N/A | #N/A | #N/A | #N/A | #N/A | #N/A | #N/A | #N/A |  |  |  | FALSE | #N/A | #N/A | #N/A | #N/A | #N/A | #N/A | #N/A | #N/A | #N/A | #N/A
FALSE | #N/A | #N/A | #N/A | #N/A | #N/A | #N/A | #N/A | #N/A | #N/A | #N/A |  |  |  | FALSE | #N/A | #N/A | #N/A | #N/A | #N/A | #N/A | #N/A | #N/A | #N/A | #N/A
FALSE | #N/A | #N/A | #N/A | #N/A | #N/A | #N/A | #N/A | #N/A | #N/A | #N/A |  |  |  | FALSE | #N/A | #N/A | #N/A | #N/A | #N/A | #N/A | #N/A | #N/A | #N/A | #N/A
FALSE | #N/A | #N/A | #N/A | #N/A | #N/A | #N/A | #N/A | #N/A | #N/A | #N/A |  |  |  | FALSE | #N/A | #N/A | #N/A | #N/A | #N/A | #N/A | #N/A | #N/A | #N/A | #N/A
FALSE | #N/A | #N/A | #N/A | #N/A | #N/A | #N/A | #N/A | #N/A | #N/A | #N/A |  |  |  | FALSE | #N/A | #N/A | #N/A | #N/A | #N/A | #N/A | #N/A | #N/A | #N/A | #N/A
FALSE | #N/A | #N/A | #N/A | #N/A | #N/A | #N/A | #N/A | #N/A | #N/A | #N/A |  |  |  | FALSE | #N/A | #N/A | #N/A | #N/A | #N/A | #N/A | #N/A | #N/A | #N/A | #N/A
FALSE | #N/A | #N/A | #N/A | #N/A | #N/A | #N/A | #N/A | #N/A | #N/A | #N/A |  |  |  | FALSE | #N/A | #N/A | #N/A | #N/A | #N/A | #N/A | #N/A | #N/A | #N/A | #N/A
FALSE | #N/A | #N/A | #N/A | #N/A | #N/A | #N/A | #N/A | #N/A | #N/A | #N/A |  |  |  | FALSE | #N/A | #N/A | #N/A | #N/A | #N/A | #N/A | #N/A | #N/A | #N/A | #N/A
FALSE | #N/A | #N/A | #N/A | #N/A | #N/A | #N/A | #N/A | #N/A | #N/A | #N/A |  |  |  | FALSE | #N/A | #N/A | #N/A | #N/A | #N/A | #N/A | #N/A | #N/A | #N/A | #N/A
FALSE | #N/A | #N/A | #N/A | #N/A | #N/A | #N/A | #N/A | #N/A | #N/A | #N/A |  |  |  | FALSE | #N/A | #N/A | #N/A | #N/A | #N/A | #N/A | #N/A | #N/A | #N/A | #N/A
FALSE | #N/A | #N/A | #N/A | #N/A | #N/A | #N/A | #N/A | #N/A | #N/A | #N/A |  |  |  | FALSE | #N/A | #N/A | #N/A | #N/A | #N/A | #N/A | #N/A | #N/A | #N/A | #N/A
FALSE | #N/A | #N/A | #N/A | #N/A | #N/A | #N/A | #N/A | #N/A | #N/A | #N/A |  |  |  | FALSE | #N/A | #N/A | #N/A | #N/A | #N/A | #N/A | #N/A | #N/A | #N/A | #N/A
FALSE | #N/A | #N/A | #N/A | #N/A | #N/A | #N/A | #N/A | #N/A | #N/A | #N/A |  |  |  | FALSE | #N/A | #N/A | #N/A | #N/A | #N/A | #N/A | #N/A | #N/A | #N/A | #N/A
FALSE | #N/A | #N/A | #N/A | #N/A | #N/A | #N/A | #N/A | #N/A | #N/A | #N/A |  |  |  | FALSE | #N/A | #N/A | #N/A | #N/A | #N/A | #N/A | #N/A | #N/A | #N/A | #N/A
FALSE | #N/A | #N/A | #N/A | #N/A | #N/A | #N/A | #N/A | #N/A | #N/A | #N/A |  |  |  | FALSE | #N/A | #N/A | #N/A | #N/A | #N/A | #N/A | #N/A | #N/A | #N/A | #N/A
FALSE | #N/A | #N/A | #N/A | #N/A | #N/A | #N/A | #N/A | #N/A | #N/A | #N/A |  |  |  | FALSE | #N/A | #N/A | #N/A | #N/A | #N/A | #N/A | #N/A | #N/A | #N/A | #N/A
FALSE | #N/A | #N/A | #N/A | #N/A | #N/A | #N/A | #N/A | #N/A | #N/A | #N/A |  |  |  | FALSE | #N/A | #N/A | #N/A | #N/A | #N/A | #N/A | #N/A | #N/A | #N/A | #N/A
FALSE | #N/A | #N/A | #N/A | #N/A | #N/A | #N/A | #N/A | #N/A | #N/A | #N/A |  |  |  | FALSE | #N/A | #N/A | #N/A | #N/A | #N/A | #N/A | #N/A | #N/A | #N/A | #N/A
FALSE | #N/A | #N/A | #N/A | #N/A | #N/A | #N/A | #N/A | #N/A | #N/A | #N/A |  |  |  | FALSE | #N/A | #N/A | #N/A | #N/A | #N/A | #N/A | #N/A | #N/A | #N/A | #N/A
FALSE | #N/A | #N/A | #N/A | #N/A | #N/A | #N/A | #N/A | #N/A | #N/A | #N/A |  |  |  | FALSE | #N/A | #N/A | #N/A | #N/A | #N/A | #N/A | #N/A | #N/A | #N/A | #N/A
FALSE | #N/A | #N/A | #N/A | #N/A | #N/A | #N/A | #N/A | #N/A | #N/A | #N/A |  |  |  | FALSE | #N/A | #N/A | #N/A | #N/A | #N/A | #N/A | #N/A | #N/A | #N/A | #N/A
FALSE | #N/A | #N/A | #N/A | #N/A | #N/A | #N/A | #N/A | #N/A | #N/A | #N/A |  |  |  | FALSE | #N/A | #N/A | #N/A | #N/A | #N/A | #N/A | #N/A | #N/A | #N/A | #N/A
FALSE | #N/A | #N/A | #N/A | #N/A | #N/A | #N/A | #N/A | #N/A | #N/A | #N/A |  |  |  | FALSE | #N/A | #N/A | #N/A | #N/A | #N/A | #N/A | #N/A | #N/A | #N/A | #N/A
FALSE | #N/A | #N/A | #N/A | #N/A | #N/A | #N/A | #N/A | #N/A | #N/A | #N/A |  |  |  | FALSE | #N/A | #N/A | #N/A | #N/A | #N/A | #N/A | #N/A | #N/A | #N/A | #N/A
FALSE | #N/A | #N/A | #N/A | #N/A | #N/A | #N/A | #N/A | #N/A | #N/A | #N/A |  |  |  | FALSE | #N/A | #N/A | #N/A | #N/A | #N/A | #N/A | #N/A | #N/A | #N/A | #N/A
FALSE | #N/A | #N/A | #N/A | #N/A | #N/A | #N/A | #N/A | #N/A | #N/A | #N/A |  |  |  | FALSE | #N/A | #N/A | #N/A | #N/A | #N/A | #N/A | #N/A | #N/A | #N/A | #N/A
FALSE | #N/A | #N/A | #N/A | #N/A | #N/A | #N/A | #N/A | #N/A | #N/A | #N/A |  |  |  | FALSE | #N/A | #N/A | #N/A | #N/A | #N/A | #N/A | #N/A | #N/A | #N/A | #N/A
FALSE | #N/A | #N/A | #N/A | #N/A | #N/A | #N/A | #N/A | #N/A | #N/A | #N/A |  |  |  | FALSE | #N/A | #N/A | #N/A | #N/A | #N/A | #N/A | #N/A | #N/A | #N/A | #N/A
FALSE | #N/A | #N/A | #N/A | #N/A | #N/A | #N/A | #N/A | #N/A | #N/A | #N/A |  |  |  | FALSE | #N/A | #N/A | #N/A | #N/A | #N/A | #N/A | #N/A | #N/A | #N/A | #N/A
FALSE | #N/A | #N/A | #N/A | #N/A | #N/A | #N/A | #N/A | #N/A | #N/A | #N/A |  |  |  | FALSE | #N/A | #N/A | #N/A | #N/A | #N/A | #N/A | #N/A | #N/A | #N/A | #N/A
FALSE | #N/A | #N/A | #N/A | #N/A | #N/A | #N/A | #N/A | #N/A | #N/A | #N/A |  |  |  | FALSE | #N/A | #N/A | #N/A | #N/A | #N/A | #N/A | #N/A | #N/A | #N/A | #N/A
FALSE | #N/A | #N/A | #N/A | #N/A | #N/A | #N/A | #N/A | #N/A | #N/A | #N/A |  |  |  | FALSE | #N/A | #N/A | #N/A | #N/A | #N/A | #N/A | #N/A | #N/A | #N/A | #N/A
FALSE | #N/A | #N/A | #N/A | #N/A | #N/A | #N/A | #N/A | #N/A | #N/A | #N/A |  |  |  | FALSE | #N/A | #N/A | #N/A | #N/A | #N/A | #N/A | #N/A | #N/A | #N/A | #N/A
FALSE | #N/A | #N/A | #N/A | #N/A | #N/A | #N/A | #N/A | #N/A | #N/A | #N/A |  |  |  | FALSE | #N/A | #N/A | #N/A | #N/A | #N/A | #N/A | #N/A | #N/A | #N/A | #N/A
FALSE | #N/A | #N/A | #N/A | #N/A | #N/A | #N/A | #N/A | #N/A | #N/A | #N/A |  |  |  | FALSE | #N/A | #N/A | #N/A | #N/A | #N/A | #N/A | #N/A | #N/A | #N/A | #N/A
FALSE | #N/A | #N/A | #N/A | #N/A | #N/A | #N/A | #N/A | #N/A | #N/A | #N/A |  |  |  | FALSE | #N/A | #N/A | #N/A | #N/A | #N/A | #N/A | #N/A | #N/A | #N/A | #N/A
FALSE | #N/A | #N/A | #N/A | #N/A | #N/A | #N/A | #N/A | #N/A | #N/A | #N/A |  |  |  | FALSE | #N/A | #N/A | #N/A | #N/A | #N/A | #N/A | #N/A | #N/A | #N/A | #N/A
FALSE | #N/A | #N/A | #N/A | #N/A | #N/A | #N/A | #N/A | #N/A | #N/A | #N/A |  |  |  | FALSE | #N/A | #N/A | #N/A | #N/A | #N/A | #N/A | #N/A | #N/A | #N/A | #N/A
FALSE | #N/A | #N/A | #N/A | #N/A | #N/A | #N/A | #N/A | #N/A | #N/A | #N/A |  |  |  | FALSE | #N/A | #N/A | #N/A | #N/A | #N/A | #N/A | #N/A | #N/A | #N/A | #N/A
FALSE | #N/A | #N/A | #N/A | #N/A | #N/A | #N/A | #N/A | #N/A | #N/A | #N/A |  |  |  | FALSE | #N/A | #N/A | #N/A | #N/A | #N/A | #N/A | #N/A | #N/A | #N/A | #N/A
FALSE | #N/A | #N/A | #N/A | #N/A | #N/A | #N/A | #N/A | #N/A | #N/A | #N/A |  |  |  | FALSE | #N/A | #N/A | #N/A | #N/A | #N/A | #N/A | #N/A | #N/A | #N/A | #N/A
FALSE | #N/A | #N/A | #N/A | #N/A | #N/A | #N/A | #N/A | #N/A | #N/A | #N/A |  |  |  | FALSE | #N/A | #N/A | #N/A | #N/A | #N/A | #N/A | #N/A | #N/A | #N/A | #N/A
FALSE | #N/A | #N/A | #N/A | #N/A | #N/A | #N/A | #N/A | #N/A | #N/A | #N/A |  |  |  | FALSE | #N/A | #N/A | #N/A | #N/A | #N/A | #N/A | #N/A | #N/A | #N/A | #N/A
FALSE | #N/A | #N/A | #N/A | #N/A | #N/A | #N/A | #N/A | #N/A | #N/A | #N/A |  |  |  | FALSE | #N/A | #N/A | #N/A | #N/A | #N/A | #N/A | #N/A | #N/A | #N/A | #N/A
FALSE | #N/A | #N/A | #N/A | #N/A | #N/A | #N/A | #N/A | #N/A | #N/A | #N/A |  |  |  | FALSE | #N/A | #N/A | #N/A | #N/A | #N/A | #N/A | #N/A | #N/A | #N/A | #N/A
FALSE | #N/A | #N/A | #N/A | #N/A | #N/A | #N/A | #N/A | #N/A | #N/A | #N/A |  |  |  | FALSE | #N/A | #N/A | #N/A | #N/A | #N/A | #N/A | #N/A | #N/A | #N/A | #N/A
FALSE | #N/A | #N/A | #N/A | #N/A | #N/A | #N/A | #N/A | #N/A | #N/A | #N/A |  |  |  | FALSE | #N/A | #N/A | #N/A | #N/A | #N/A | #N/A | #N/A | #N/A | #N/A | #N/A
FALSE | #N/A | #N/A | #N/A | #N/A | #N/A | #N/A | #N/A | #N/A | #N/A | #N/A |  |  |  | FALSE | #N/A | #N/A | #N/A | #N/A | #N/A | #N/A | #N/A | #N/A | #N/A | #N/A
FALSE | #N/A | #N/A | #N/A | #N/A | #N/A | #N/A | #N/A | #N/A | #N/A | #N/A |  |  |  | FALSE | #N/A | #N/A | #N/A | #N/A | #N/A | #N/A | #N/A | #N/A | #N/A | #N/A
FALSE | #N/A | #N/A | #N/A | #N/A | #N/A | #N/A | #N/A | #N/A | #N/A | #N/A |  |  |  | FALSE | #N/A | #N/A | #N/A | #N/A | #N/A | #N/A | #N/A | #N/A | #N/A | #N/A
FALSE | #N/A | #N/A | #N/A | #N/A | #N/A | #N/A | #N/A | #N/A | #N/A | #N/A |  |  |  | FALSE | #N/A | #N/A | #N/A | #N/A | #N/A | #N/A | #N/A | #N/A | #N/A | #N/A
FALSE | #N/A | #N/A | #N/A | #N/A | #N/A | #N/A | #N/A | #N/A | #N/A | #N/A |  |  |  | FALSE | #N/A | #N/A | #N/A | #N/A | #N/A | #N/A | #N/A | #N/A | #N/A | #N/A
FALSE | #N/A | #N/A | #N/A | #N/A | #N/A | #N/A | #N/A | #N/A | #N/A | #N/A |  |  |  | FALSE | #N/A | #N/A | #N/A | #N/A | #N/A | #N/A | #N/A | #N/A | #N/A | #N/A
FALSE | #N/A | #N/A | #N/A | #N/A | #N/A | #N/A | #N/A | #N/A | #N/A | #N/A |  |  |  | FALSE | #N/A | #N/A | #N/A | #N/A | #N/A | #N/A | #N/A | #N/A | #N/A | #N/A
FALSE | #N/A | #N/A | #N/A | #N/A | #N/A | #N/A | #N/A | #N/A | #N/A | #N/A |  |  |  | FALSE | #N/A | #N/A | #N/A | #N/A | #N/A | #N/A | #N/A | #N/A | #N/A | #N/A
FALSE | #N/A | #N/A | #N/A | #N/A | #N/A | #N/A | #N/A | #N/A | #N/A | #N/A |  |  |  | FALSE | #N/A | #N/A | #N/A | #N/A | #N/A | #N/A | #N/A | #N/A | #N/A | #N/A
FALSE | #N/A | #N/A | #N/A | #N/A | #N/A | #N/A | #N/A | #N/A | #N/A | #N/A |  |  |  | FALSE | #N/A | #N/A | #N/A | #N/A | #N/A | #N/A | #N/A | #N/A | #N/A | #N/A
FALSE | #N/A | #N/A | #N/A | #N/A | #N/A | #N/A | #N/A | #N/A | #N/A | #N/A |  |  |  | FALSE | #N/A | #N/A | #N/A | #N/A | #N/A | #N/A | #N/A | #N/A | #N/A | #N/A
FALSE | #N/A | #N/A | #N/A | #N/A | #N/A | #N/A | #N/A | #N/A | #N/A | #N/A |  |  |  | FALSE | #N/A | #N/A | #N/A | #N/A | #N/A | #N/A | #N/A | #N/A | #N/A | #N/A
FALSE | #N/A | #N/A | #N/A | #N/A | #N/A | #N/A | #N/A | #N/A | #N/A | #N/A |  |  |  | FALSE | #N/A | #N/A | #N/A | #N/A | #N/A | #N/A | #N/A | #N/A | #N/A | #N/A
FALSE | #N/A | #N/A | #N/A | #N/A | #N/A | #N/A | #N/A | #N/A | #N/A | #N/A |  |  |  | FALSE | #N/A | #N/A | #N/A | #N/A | #N/A | #N/A | #N/A | #N/A | #N/A | #N/A
FALSE | #N/A | #N/A | #N/A | #N/A | #N/A | #N/A | #N/A | #N/A | #N/A | #N/A |  |  |  | FALSE | #N/A | #N/A | #N/A | #N/A | #N/A | #N/A | #N/A | #N/A | #N/A | #N/A
FALSE | #N/A | #N/A | #N/A | #N/A | #N/A | #N/A | #N/A | #N/A | #N/A | #N/A |  |  |  | FALSE | #N/A | #N/A | #N/A | #N/A | #N/A | #N/A | #N/A | #N/A | #N/A | #N/A
FALSE | #N/A | #N/A | #N/A | #N/A | #N/A | #N/A | #N/A | #N/A | #N/A | #N/A |  |  |  | FALSE | #N/A | #N/A | #N/A | #N/A | #N/A | #N/A | #N/A | #N/A | #N/A | #N/A
FALSE | #N/A | #N/A | #N/A | #N/A | #N/A | #N/A | #N/A | #N/A | #N/A | #N/A |  |  |  | FALSE | #N/A | #N/A | #N/A | #N/A | #N/A | #N/A | #N/A | #N/A | #N/A | #N/A
FALSE | #N/A | #N/A | #N/A | #N/A | #N/A | #N/A | #N/A | #N/A | #N/A | #N/A |  |  |  | FALSE | #N/A | #N/A | #N/A | #N/A | #N/A | #N/A | #N/A | #N/A | #N/A | #N/A
FALSE | #N/A | #N/A | #N/A | #N/A | #N/A | #N/A | #N/A | #N/A | #N/A | #N/A |  |  |  | FALSE | #N/A | #N/A | #N/A | #N/A | #N/A | #N/A | #N/A | #N/A | #N/A | #N/A
FALSE | #N/A | #N/A | #N/A | #N/A | #N/A | #N/A | #N/A | #N/A | #N/A | #N/A |  |  |  | FALSE | #N/A | #N/A | #N/A | #N/A | #N/A | #N/A | #N/A | #N/A | #N/A | #N/A
FALSE | #N/A | #N/A | #N/A | #N/A | #N/A | #N/A | #N/A | #N/A | #N/A | #N/A |  |  |  | FALSE | #N/A | #N/A | #N/A | #N/A | #N/A | #N/A | #N/A | #N/A | #N/A | #N/A
FALSE | #N/A | #N/A | #N/A | #N/A | #N/A | #N/A | #N/A | #N/A | #N/A | #N/A |  |  |  | FALSE | #N/A | #N/A | #N/A | #N/A | #N/A | #N/A | #N/A | #N/A | #N/A | #N/A
FALSE | #N/A | #N/A | #N/A | #N/A | #N/A | #N/A | #N/A | #N/A | #N/A | #N/A |  |  |  | FALSE | #N/A | #N/A | #N/A | #N/A | #N/A | #N/A | #N/A | #N/A | #N/A | #N/A
FALSE | #N/A | #N/A | #N/A | #N/A | #N/A | #N/A | #N/A | #N/A | #N/A | #N/A |  |  |  | FALSE | #N/A | #N/A | #N/A | #N/A | #N/A | #N/A | #N/A | #N/A | #N/A | #N/A
FALSE | #N/A | #N/A | #N/A | #N/A | #N/A | #N/A | #N/A | #N/A | #N/A | #N/A |  |  |  | FALSE | #N/A | #N/A | #N/A | #N/A | #N/A | #N/A | #N/A | #N/A | #N/A | #N/A
FALSE | #N/A | #N/A | #N/A | #N/A | #N/A | #N/A | #N/A | #N/A | #N/A | #N/A |  |  |  | FALSE | #N/A | #N/A | #N/A | #N/A | #N/A | #N/A | #N/A | #N/A | #N/A | #N/A
FALSE | #N/A | #N/A | #N/A | #N/A | #N/A | #N/A | #N/A | #N/A | #N/A | #N/A |  |  |  | FALSE | #N/A | #N/A | #N/A | #N/A | #N/A | #N/A | #N/A | #N/A | #N/A | #N/A
FALSE | #N/A | #N/A | #N/A | #N/A | #N/A | #N/A | #N/A | #N/A | #N/A | #N/A |  |  |  | FALSE | #N/A | #N/A | #N/A | #N/A | #N/A | #N/A | #N/A | #N/A | #N/A | #N/A
FALSE | #N/A | #N/A | #N/A | #N/A | #N/A | #N/A | #N/A | #N/A | #N/A | #N/A |  |  |  | FALSE | #N/A | #N/A | #N/A | #N/A | #N/A | #N/A | #N/A | #N/A | #N/A | #N/A
FALSE | #N/A | #N/A | #N/A | #N/A | #N/A | #N/A | #N/A | #N/A | #N/A | #N/A |  |  |  | FALSE | #N/A | #N/A | #N/A | #N/A | #N/A | #N/A | #N/A | #N/A | #N/A | #N/A
FALSE | #N/A | #N/A | #N/A | #N/A | #N/A | #N/A | #N/A | #N/A | #N/A | #N/A |  |  |  | FALSE | #N/A | #N/A | #N/A | #N/A | #N/A | #N/A | #N/A | #N/A | #N/A | #N/A
FALSE | #N/A | #N/A | #N/A | #N/A | #N/A | #N/A | #N/A | #N/A | #N/A | #N/A |  |  |  | FALSE | #N/A | #N/A | #N/A | #N/A | #N/A | #N/A | #N/A | #N/A | #N/A | #N/A
FALSE | #N/A | #N/A | #N/A | #N/A | #N/A | #N/A | #N/A | #N/A | #N/A | #N/A |  |  |  | FALSE | #N/A | #N/A | #N/A | #N/A | #N/A | #N/A | #N/A | #N/A | #N/A | #N/A
FALSE | #N/A | #N/A | #N/A | #N/A | #N/A | #N/A | #N/A | #N/A | #N/A | #N/A |  |  |  | FALSE | #N/A | #N/A | #N/A | #N/A | #N/A | #N/A | #N/A | #N/A | #N/A | #N/A
FALSE | #N/A | #N/A | #N/A | #N/A | #N/A | #N/A | #N/A | #N/A | #N/A | #N/A |  |  |  | FALSE | #N/A | #N/A | #N/A | #N/A | #N/A | #N/A | #N/A | #N/A | #N/A | #N/A
FALSE | #N/A | #N/A | #N/A | #N/A | #N/A | #N/A | #N/A | #N/A | #N/A | #N/A |  |  |  | FALSE | #N/A | #N/A | #N/A | #N/A | #N/A | #N/A | #N/A | #N/A | #N/A | #N/A
FALSE | #N/A | #N/A | #N/A | #N/A | #N/A | #N/A | #N/A | #N/A | #N/A | #N/A |  |  |  | FALSE | #N/A | #N/A | #N/A | #N/A | #N/A | #N/A | #N/A | #N/A | #N/A | #N/A
FALSE | #N/A | #N/A | #N/A | #N/A | #N/A | #N/A | #N/A | #N/A | #N/A | #N/A |  |  |  | FALSE | #N/A | #N/A | #N/A | #N/A | #N/A | #N/A | #N/A | #N/A | #N/A | #N/A
FALSE | #N/A | #N/A | #N/A | #N/A | #N/A | #N/A | #N/A | #N/A | #N/A | #N/A |  |  |  | FALSE | #N/A | #N/A | #N/A | #N/A | #N/A | #N/A | #N/A | #N/A | #N/A | #N/A
FALSE | #N/A | #N/A | #N/A | #N/A | #N/A | #N/A | #N/A | #N/A | #N/A | #N/A |  |  |  | FALSE | #N/A | #N/A | #N/A | #N/A | #N/A | #N/A | #N/A | #N/A | #N/A | #N/A
FALSE | #N/A | #N/A | #N/A | #N/A | #N/A | #N/A | #N/A | #N/A | #N/A | #N/A |  |  |  | FALSE | #N/A | #N/A | #N/A | #N/A | #N/A | #N/A | #N/A | #N/A | #N/A | #N/A
FALSE | #N/A | #N/A | #N/A | #N/A | #N/A | #N/A | #N/A | #N/A | #N/A | #N/A |  |  |  | FALSE | #N/A | #N/A | #N/A | #N/A | #N/A | #N/A | #N/A | #N/A | #N/A | #N/A
FALSE | #N/A | #N/A | #N/A | #N/A | #N/A | #N/A | #N/A | #N/A | #N/A | #N/A |  |  |  | FALSE | #N/A | #N/A | #N/A | #N/A | #N/A | #N/A | #N/A | #N/A | #N/A | #N/A
FALSE | #N/A | #N/A | #N/A | #N/A | #N/A | #N/A | #N/A | #N/A | #N/A | #N/A |  |  |  | FALSE | #N/A | #N/A | #N/A | #N/A | #N/A | #N/A | #N/A | #N/A | #N/A | #N/A
FALSE | #N/A | #N/A | #N/A | #N/A | #N/A | #N/A | #N/A | #N/A | #N/A | #N/A |  |  |  | FALSE | #N/A | #N/A | #N/A | #N/A | #N/A | #N/A | #N/A | #N/A | #N/A | #N/A
FALSE | #N/A | #N/A | #N/A | #N/A | #N/A | #N/A | #N/A | #N/A | #N/A | #N/A |  |  |  | FALSE | #N/A | #N/A | #N/A | #N/A | #N/A | #N/A | #N/A | #N/A | #N/A | #N/A
FALSE | #N/A | #N/A | #N/A | #N/A | #N/A | #N/A | #N/A | #N/A | #N/A | #N/A |  |  |  | FALSE | #N/A | #N/A | #N/A | #N/A | #N/A | #N/A | #N/A | #N/A | #N/A | #N/A
FALSE | #N/A | #N/A | #N/A | #N/A | #N/A | #N/A | #N/A | #N/A | #N/A | #N/A |  |  |  | FALSE | #N/A | #N/A | #N/A | #N/A | #N/A | #N/A | #N/A | #N/A | #N/A | #N/A
FALSE | #N/A | #N/A | #N/A | #N/A | #N/A | #N/A | #N/A | #N/A | #N/A | #N/A |  |  |  | FALSE | #N/A | #N/A | #N/A | #N/A | #N/A | #N/A | #N/A | #N/A | #N/A | #N/A
FALSE | #N/A | #N/A | #N/A | #N/A | #N/A | #N/A | #N/A | #N/A | #N/A | #N/A |  |  |  | FALSE | #N/A | #N/A | #N/A | #N/A | #N/A | #N/A | #N/A | #N/A | #N/A | #N/A
FALSE | #N/A | #N/A | #N/A | #N/A | #N/A | #N/A | #N/A | #N/A | #N/A | #N/A |  |  |  | FALSE | #N/A | #N/A | #N/A | #N/A | #N/A | #N/A | #N/A | #N/A | #N/A | #N/A
FALSE | #N/A | #N/A | #N/A | #N/A | #N/A | #N/A | #N/A | #N/A | #N/A | #N/A |  |  |  | FALSE | #N/A | #N/A | #N/A | #N/A | #N/A | #N/A | #N/A | #N/A | #N/A | #N/A
FALSE | #N/A | #N/A | #N/A | #N/A | #N/A | #N/A | #N/A | #N/A | #N/A | #N/A |  |  |  | FALSE | #N/A | #N/A | #N/A | #N/A | #N/A | #N/A | #N/A | #N/A | #N/A | #N/A
FALSE | #N/A | #N/A | #N/A | #N/A | #N/A | #N/A | #N/A | #N/A | #N/A | #N/A |  |  |  | FALSE | #N/A | #N/A | #N/A | #N/A | #N/A | #N/A | #N/A | #N/A | #N/A | #N/A
FALSE | #N/A | #N/A | #N/A | #N/A | #N/A | #N/A | #N/A | #N/A | #N/A | #N/A |  |  |  | FALSE | #N/A | #N/A | #N/A | #N/A | #N/A | #N/A | #N/A | #N/A | #N/A | #N/A
FALSE | #N/A | #N/A | #N/A | #N/A | #N/A | #N/A | #N/A | #N/A | #N/A | #N/A |  |  |  | FALSE | #N/A | #N/A | #N/A | #N/A | #N/A | #N/A | #N/A | #N/A | #N/A | #N/A
FALSE | #N/A | #N/A | #N/A | #N/A | #N/A | #N/A | #N/A | #N/A | #N/A | #N/A |  |  |  | FALSE | #N/A | #N/A | #N/A | #N/A | #N/A | #N/A | #N/A | #N/A | #N/A | #N/A
FALSE | #N/A | #N/A | #N/A | #N/A | #N/A | #N/A | #N/A | #N/A | #N/A | #N/A |  |  |  | FALSE | #N/A | #N/A | #N/A | #N/A | #N/A | #N/A | #N/A | #N/A | #N/A | #N/A
FALSE | #N/A | #N/A | #N/A | #N/A | #N/A | #N/A | #N/A | #N/A | #N/A | #N/A |  |  |  | FALSE | #N/A | #N/A | #N/A | #N/A | #N/A | #N/A | #N/A | #N/A | #N/A | #N/A
FALSE | #N/A | #N/A | #N/A | #N/A | #N/A | #N/A | #N/A | #N/A | #N/A | #N/A |  |  |  | FALSE | #N/A | #N/A | #N/A | #N/A | #N/A | #N/A | #N/A | #N/A | #N/A | #N/A
FALSE | #N/A | #N/A | #N/A | #N/A | #N/A | #N/A | #N/A | #N/A | #N/A | #N/A |  |  |  | FALSE | #N/A | #N/A | #N/A | #N/A | #N/A | #N/A | #N/A | #N/A | #N/A | #N/A
FALSE | #N/A | #N/A | #N/A | #N/A | #N/A | #N/A | #N/A | #N/A | #N/A | #N/A |  |  |  | FALSE | #N/A | #N/A | #N/A | #N/A | #N/A | #N/A | #N/A | #N/A | #N/A | #N/A
FALSE | #N/A | #N/A | #N/A | #N/A | #N/A | #N/A | #N/A | #N/A | #N/A | #N/A |  |  |  | FALSE | #N/A | #N/A | #N/A | #N/A | #N/A | #N/A | #N/A | #N/A | #N/A | #N/A
FALSE | #N/A | #N/A | #N/A | #N/A | #N/A | #N/A | #N/A | #N/A | #N/A | #N/A |  |  |  | FALSE | #N/A | #N/A | #N/A | #N/A | #N/A | #N/A | #N/A | #N/A | #N/A | #N/A
FALSE | #N/A | #N/A | #N/A | #N/A | #N/A | #N/A | #N/A | #N/A | #N/A | #N/A |  |  |  | FALSE | #N/A | #N/A | #N/A | #N/A | #N/A | #N/A | #N/A | #N/A | #N/A | #N/A
FALSE | #N/A | #N/A | #N/A | #N/A | #N/A | #N/A | #N/A | #N/A | #N/A | #N/A |  |  |  | FALSE | #N/A | #N/A | #N/A | #N/A | #N/A | #N/A | #N/A | #N/A | #N/A | #N/A
FALSE | #N/A | #N/A | #N/A | #N/A | #N/A | #N/A | #N/A | #N/A | #N/A | #N/A |  |  |  | FALSE | #N/A | #N/A | #N/A | #N/A | #N/A | #N/A | #N/A | #N/A | #N/A | #N/A
FALSE | #N/A | #N/A | #N/A | #N/A | #N/A | #N/A | #N/A | #N/A | #N/A | #N/A |  |  |  | FALSE | #N/A | #N/A | #N/A | #N/A | #N/A | #N/A | #N/A | #N/A | #N/A | #N/A
FALSE | #N/A | #N/A | #N/A | #N/A | #N/A | #N/A | #N/A | #N/A | #N/A | #N/A |  |  |  | FALSE | #N/A | #N/A | #N/A | #N/A | #N/A | #N/A | #N/A | #N/A | #N/A | #N/A
FALSE | #N/A | #N/A | #N/A | #N/A | #N/A | #N/A | #N/A | #N/A | #N/A | #N/A |  |  |  | FALSE | #N/A | #N/A | #N/A | #N/A | #N/A | #N/A | #N/A | #N/A | #N/A | #N/A
FALSE | #N/A | #N/A | #N/A | #N/A | #N/A | #N/A | #N/A | #N/A | #N/A | #N/A |  |  |  | FALSE | #N/A | #N/A | #N/A | #N/A | #N/A | #N/A | #N/A | #N/A | #N/A | #N/A
FALSE | #N/A | #N/A | #N/A | #N/A | #N/A | #N/A | #N/A | #N/A | #N/A | #N/A |  |  |  | FALSE | #N/A | #N/A | #N/A | #N/A | #N/A | #N/A | #N/A | #N/A | #N/A | #N/A
FALSE | #N/A | #N/A | #N/A | #N/A | #N/A | #N/A | #N/A | #N/A | #N/A | #N/A |  |  |  | FALSE | #N/A | #N/A | #N/A | #N/A | #N/A | #N/A | #N/A | #N/A | #N/A | #N/A
FALSE | #N/A | #N/A | #N/A | #N/A | #N/A | #N/A | #N/A | #N/A | #N/A | #N/A |  |  |  | FALSE | #N/A | #N/A | #N/A | #N/A | #N/A | #N/A | #N/A | #N/A | #N/A | #N/A
FALSE | #N/A | #N/A | #N/A | #N/A | #N/A | #N/A | #N/A | #N/A | #N/A | #N/A |  |  |  | FALSE | #N/A | #N/A | #N/A | #N/A | #N/A | #N/A | #N/A | #N/A | #N/A | #N/A
FALSE | #N/A | #N/A | #N/A | #N/A | #N/A | #N/A | #N/A | #N/A | #N/A | #N/A |  |  |  | FALSE | #N/A | #N/A | #N/A | #N/A | #N/A | #N/A | #N/A | #N/A | #N/A | #N/A
FALSE | #N/A | #N/A | #N/A | #N/A | #N/A | #N/A | #N/A | #N/A | #N/A | #N/A |  |  |  | FALSE | #N/A | #N/A | #N/A | #N/A | #N/A | #N/A | #N/A | #N/A | #N/A | #N/A
FALSE | #N/A | #N/A | #N/A | #N/A | #N/A | #N/A | #N/A | #N/A | #N/A | #N/A |  |  |  | FALSE | #N/A | #N/A | #N/A | #N/A | #N/A | #N/A | #N/A | #N/A | #N/A | #N/A
FALSE | #N/A | #N/A | #N/A | #N/A | #N/A | #N/A | #N/A | #N/A | #N/A | #N/A |  |  |  | FALSE | #N/A | #N/A | #N/A | #N/A | #N/A | #N/A | #N/A | #N/A | #N/A | #N/A
FALSE | #N/A | #N/A | #N/A | #N/A | #N/A | #N/A | #N/A | #N/A | #N/A | #N/A |  |  |  | FALSE | #N/A | #N/A | #N/A | #N/A | #N/A | #N/A | #N/A | #N/A | #N/A | #N/A
FALSE | #N/A | #N/A | #N/A | #N/A | #N/A | #N/A | #N/A | #N/A | #N/A | #N/A |  |  |  | FALSE | #N/A | #N/A | #N/A | #N/A | #N/A | #N/A | #N/A | #N/A | #N/A | #N/A
FALSE | #N/A | #N/A | #N/A | #N/A | #N/A | #N/A | #N/A | #N/A | #N/A | #N/A |  |  |  | FALSE | #N/A | #N/A | #N/A | #N/A | #N/A | #N/A | #N/A | #N/A | #N/A | #N/A
FALSE | #N/A | #N/A | #N/A | #N/A | #N/A | #N/A | #N/A | #N/A | #N/A | #N/A |  |  |  | FALSE | #N/A | #N/A | #N/A | #N/A | #N/A | #N/A | #N/A | #N/A | #N/A | #N/A
FALSE | #N/A | #N/A | #N/A | #N/A | #N/A | #N/A | #N/A | #N/A | #N/A | #N/A |  |  |  | FALSE | #N/A | #N/A | #N/A | #N/A | #N/A | #N/A | #N/A | #N/A | #N/A | #N/A
FALSE | #N/A | #N/A | #N/A | #N/A | #N/A | #N/A | #N/A | #N/A | #N/A | #N/A |  |  |  | FALSE | #N/A | #N/A | #N/A | #N/A | #N/A | #N/A | #N/A | #N/A | #N/A | #N/A
FALSE | #N/A | #N/A | #N/A | #N/A | #N/A | #N/A | #N/A | #N/A | #N/A | #N/A |  |  |  | FALSE | #N/A | #N/A | #N/A | #N/A | #N/A | #N/A | #N/A | #N/A | #N/A | #N/A
FALSE | #N/A | #N/A | #N/A | #N/A | #N/A | #N/A | #N/A | #N/A | #N/A | #N/A |  |  |  | FALSE | #N/A | #N/A | #N/A | #N/A | #N/A | #N/A | #N/A | #N/A | #N/A | #N/A
FALSE | #N/A | #N/A | #N/A | #N/A | #N/A | #N/A | #N/A | #N/A | #N/A | #N/A |  |  |  | FALSE | #N/A | #N/A | #N/A | #N/A | #N/A | #N/A | #N/A | #N/A | #N/A | #N/A
FALSE | #N/A | #N/A | #N/A | #N/A | #N/A | #N/A | #N/A | #N/A | #N/A | #N/A |  |  |  | FALSE | #N/A | #N/A | #N/A | #N/A | #N/A | #N/A | #N/A | #N/A | #N/A | #N/A
FALSE | #N/A | #N/A | #N/A | #N/A | #N/A | #N/A | #N/A | #N/A | #N/A | #N/A |  |  |  | FALSE | #N/A | #N/A | #N/A | #N/A | #N/A | #N/A | #N/A | #N/A | #N/A | #N/A
FALSE | #N/A | #N/A | #N/A | #N/A | #N/A | #N/A | #N/A | #N/A | #N/A | #N/A |  |  |  | FALSE | #N/A | #N/A | #N/A | #N/A | #N/A | #N/A | #N/A | #N/A | #N/A | #N/A
FALSE | #N/A | #N/A | #N/A | #N/A | #N/A | #N/A | #N/A | #N/A | #N/A | #N/A |  |  |  | FALSE | #N/A | #N/A | #N/A | #N/A | #N/A | #N/A | #N/A | #N/A | #N/A | #N/A
FALSE | #N/A | #N/A | #N/A | #N/A | #N/A | #N/A | #N/A | #N/A | #N/A | #N/A |  |  |  | FALSE | #N/A | #N/A | #N/A | #N/A | #N/A | #N/A | #N/A | #N/A | #N/A | #N/A
FALSE | #N/A | #N/A | #N/A | #N/A | #N/A | #N/A | #N/A | #N/A | #N/A | #N/A |  |  |  | FALSE | #N/A | #N/A | #N/A | #N/A | #N/A | #N/A | #N/A | #N/A | #N/A | #N/A
FALSE | #N/A | #N/A | #N/A | #N/A | #N/A | #N/A | #N/A | #N/A | #N/A | #N/A |  |  |  | FALSE | #N/A | #N/A | #N/A | #N/A | #N/A | #N/A | #N/A | #N/A | #N/A | #N/A
FALSE | #N/A | #N/A | #N/A | #N/A | #N/A | #N/A | #N/A | #N/A | #N/A | #N/A |  |  |  | FALSE | #N/A | #N/A | #N/A | #N/A | #N/A | #N/A | #N/A | #N/A | #N/A | #N/A
FALSE | #N/A | #N/A | #N/A | #N/A | #N/A | #N/A | #N/A | #N/A | #N/A | #N/A |  |  |  | FALSE | #N/A | #N/A | #N/A | #N/A | #N/A | #N/A | #N/A | #N/A | #N/A | #N/A
FALSE | #N/A | #N/A | #N/A | #N/A | #N/A | #N/A | #N/A | #N/A | #N/A | #N/A |  |  |  | FALSE | #N/A | #N/A | #N/A | #N/A | #N/A | #N/A | #N/A | #N/A | #N/A | #N/A
FALSE | #N/A | #N/A | #N/A | #N/A | #N/A | #N/A | #N/A | #N/A | #N/A | #N/A |  |  |  | FALSE | #N/A | #N/A | #N/A | #N/A | #N/A | #N/A | #N/A | #N/A | #N/A | #N/A
FALSE | #N/A | #N/A | #N/A | #N/A | #N/A | #N/A | #N/A | #N/A | #N/A | #N/A |  |  |  | FALSE | #N/A | #N/A | #N/A | #N/A | #N/A | #N/A | #N/A | #N/A | #N/A | #N/A
FALSE | #N/A | #N/A | #N/A | #N/A | #N/A | #N/A | #N/A | #N/A | #N/A | #N/A |  |  |  | FALSE | #N/A | #N/A | #N/A | #N/A | #N/A | #N/A | #N/A | #N/A | #N/A | #N/A
FALSE | #N/A | #N/A | #N/A | #N/A | #N/A | #N/A | #N/A | #N/A | #N/A | #N/A |  |  |  | FALSE | #N/A | #N/A | #N/A | #N/A | #N/A | #N/A | #N/A | #N/A | #N/A | #N/A
FALSE | #N/A | #N/A | #N/A | #N/A | #N/A | #N/A | #N/A | #N/A | #N/A | #N/A |  |  |  | FALSE | #N/A | #N/A | #N/A | #N/A | #N/A | #N/A | #N/A | #N/A | #N/A | #N/A
FALSE | #N/A | #N/A | #N/A | #N/A | #N/A | #N/A | #N/A | #N/A | #N/A | #N/A |  |  |  | FALSE | #N/A | #N/A | #N/A | #N/A | #N/A | #N/A | #N/A | #N/A | #N/A | #N/A
FALSE | #N/A | #N/A | #N/A | #N/A | #N/A | #N/A | #N/A | #N/A | #N/A | #N/A |  |  |  | FALSE | #N/A | #N/A | #N/A | #N/A | #N/A | #N/A | #N/A | #N/A | #N/A | #N/A
FALSE | #N/A | #N/A | #N/A | #N/A | #N/A | #N/A | #N/A | #N/A | #N/A | #N/A |  |  |  | FALSE | #N/A | #N/A | #N/A | #N/A | #N/A | #N/A | #N/A | #N/A | #N/A | #N/A
FALSE | #N/A | #N/A | #N/A | #N/A | #N/A | #N/A | #N/A | #N/A | #N/A | #N/A |  |  |  | FALSE | #N/A | #N/A | #N/A | #N/A | #N/A | #N/A | #N/A | #N/A | #N/A | #N/A
FALSE | #N/A | #N/A | #N/A | #N/A | #N/A | #N/A | #N/A | #N/A | #N/A | #N/A |  |  |  | FALSE | #N/A | #N/A | #N/A | #N/A | #N/A | #N/A | #N/A | #N/A | #N/A | #N/A
FALSE | #N/A | #N/A | #N/A | #N/A | #N/A | #N/A | #N/A | #N/A | #N/A | #N/A |  |  |  | FALSE | #N/A | #N/A | #N/A | #N/A | #N/A | #N/A | #N/A | #N/A | #N/A | #N/A
FALSE | #N/A | #N/A | #N/A | #N/A | #N/A | #N/A | #N/A | #N/A | #N/A | #N/A |  |  |  | FALSE | #N/A | #N/A | #N/A | #N/A | #N/A | #N/A | #N/A | #N/A | #N/A | #N/A
FALSE | #N/A | #N/A | #N/A | #N/A | #N/A | #N/A | #N/A | #N/A | #N/A | #N/A |  |  |  | FALSE | #N/A | #N/A | #N/A | #N/A | #N/A | #N/A | #N/A | #N/A | #N/A | #N/A
FALSE | #N/A | #N/A | #N/A | #N/A | #N/A | #N/A | #N/A | #N/A | #N/A | #N/A |  |  |  | FALSE | #N/A | #N/A | #N/A | #N/A | #N/A | #N/A | #N/A | #N/A | #N/A | #N/A
FALSE | #N/A | #N/A | #N/A | #N/A | #N/A | #N/A | #N/A | #N/A | #N/A | #N/A |  |  |  | FALSE | #N/A | #N/A | #N/A | #N/A | #N/A | #N/A | #N/A | #N/A | #N/A | #N/A
FALSE | #N/A | #N/A | #N/A | #N/A | #N/A | #N/A | #N/A | #N/A | #N/A | #N/A |  |  |  | FALSE | #N/A | #N/A | #N/A | #N/A | #N/A | #N/A | #N/A | #N/A | #N/A | #N/A
FALSE | #N/A | #N/A | #N/A | #N/A | #N/A | #N/A | #N/A | #N/A | #N/A | #N/A |  |  |  | FALSE | #N/A | #N/A | #N/A | #N/A | #N/A | #N/A | #N/A | #N/A | #N/A | #N/A
FALSE | #N/A | #N/A | #N/A | #N/A | #N/A | #N/A | #N/A | #N/A | #N/A | #N/A |  |  |  | FALSE | #N/A | #N/A | #N/A | #N/A | #N/A | #N/A | #N/A | #N/A | #N/A | #N/A
FALSE | #N/A | #N/A | #N/A | #N/A | #N/A | #N/A | #N/A | #N/A | #N/A | #N/A |  |  |  | FALSE | #N/A | #N/A | #N/A | #N/A | #N/A | #N/A | #N/A | #N/A | #N/A | #N/A
FALSE | #N/A | #N/A | #N/A | #N/A | #N/A | #N/A | #N/A | #N/A | #N/A | #N/A |  |  |  | FALSE | #N/A | #N/A | #N/A | #N/A | #N/A | #N/A | #N/A | #N/A | #N/A | #N/A
FALSE | #N/A | #N/A | #N/A | #N/A | #N/A | #N/A | #N/A | #N/A | #N/A | #N/A |  |  |  | FALSE | #N/A | #N/A | #N/A | #N/A | #N/A | #N/A | #N/A | #N/A | #N/A | #N/A
FALSE | #N/A | #N/A | #N/A | #N/A | #N/A | #N/A | #N/A | #N/A | #N/A | #N/A |  |  |  | FALSE | #N/A | #N/A | #N/A | #N/A | #N/A | #N/A | #N/A | #N/A | #N/A | #N/A
FALSE | #N/A | #N/A | #N/A | #N/A | #N/A | #N/A | #N/A | #N/A | #N/A | #N/A |  |  |  | FALSE | #N/A | #N/A | #N/A | #N/A | #N/A | #N/A | #N/A | #N/A | #N/A | #N/A
FALSE | #N/A | #N/A | #N/A | #N/A | #N/A | #N/A | #N/A | #N/A | #N/A | #N/A |  |  |  | FALSE | #N/A | #N/A | #N/A | #N/A | #N/A | #N/A | #N/A | #N/A | #N/A | #N/A
FALSE | #N/A | #N/A | #N/A | #N/A | #N/A | #N/A | #N/A | #N/A | #N/A | #N/A |  |  |  | FALSE | #N/A | #N/A | #N/A | #N/A | #N/A | #N/A | #N/A | #N/A | #N/A | #N/A
FALSE | #N/A | #N/A | #N/A | #N/A | #N/A | #N/A | #N/A | #N/A | #N/A | #N/A |  |  |  | FALSE | #N/A | #N/A | #N/A | #N/A | #N/A | #N/A | #N/A | #N/A | #N/A | #N/A
FALSE | #N/A | #N/A | #N/A | #N/A | #N/A | #N/A | #N/A | #N/A | #N/A | #N/A |  |  |  | FALSE | #N/A | #N/A | #N/A | #N/A | #N/A | #N/A | #N/A | #N/A | #N/A | #N/A
FALSE | #N/A | #N/A | #N/A | #N/A | #N/A | #N/A | #N/A | #N/A | #N/A | #N/A |  |  |  | FALSE | #N/A | #N/A | #N/A | #N/A | #N/A | #N/A | #N/A | #N/A | #N/A | #N/A
FALSE | #N/A | #N/A | #N/A | #N/A | #N/A | #N/A | #N/A | #N/A | #N/A | #N/A |  |  |  | FALSE | #N/A | #N/A | #N/A | #N/A | #N/A | #N/A | #N/A | #N/A | #N/A | #N/A
FALSE | #N/A | #N/A | #N/A | #N/A | #N/A | #N/A | #N/A | #N/A | #N/A | #N/A |  |  |  | FALSE | #N/A | #N/A | #N/A | #N/A | #N/A | #N/A | #N/A | #N/A | #N/A | #N/A
FALSE | #N/A | #N/A | #N/A | #N/A | #N/A | #N/A | #N/A | #N/A | #N/A | #N/A |  |  |  | FALSE | #N/A | #N/A | #N/A | #N/A | #N/A | #N/A | #N/A | #N/A | #N/A | #N/A
FALSE | #N/A | #N/A | #N/A | #N/A | #N/A | #N/A | #N/A | #N/A | #N/A | #N/A |  |  |  | FALSE | #N/A | #N/A | #N/A | #N/A | #N/A | #N/A | #N/A | #N/A | #N/A | #N/A
FALSE | #N/A | #N/A | #N/A | #N/A | #N/A | #N/A | #N/A | #N/A | #N/A | #N/A |  |  |  | FALSE | #N/A | #N/A | #N/A | #N/A | #N/A | #N/A | #N/A | #N/A | #N/A | #N/A
FALSE | #N/A | #N/A | #N/A | #N/A | #N/A | #N/A | #N/A | #N/A | #N/A | #N/A |  |  |  | FALSE | #N/A | #N/A | #N/A | #N/A | #N/A | #N/A | #N/A | #N/A | #N/A | #N/A
FALSE | #N/A | #N/A | #N/A | #N/A | #N/A | #N/A | #N/A | #N/A | #N/A | #N/A |  |  |  | FALSE | #N/A | #N/A | #N/A | #N/A | #N/A | #N/A | #N/A | #N/A | #N/A | #N/A
FALSE | #N/A | #N/A | #N/A | #N/A | #N/A | #N/A | #N/A | #N/A | #N/A | #N/A |  |  |  | FALSE | #N/A | #N/A | #N/A | #N/A | #N/A | #N/A | #N/A | #N/A | #N/A | #N/A
FALSE | #N/A | #N/A | #N/A | #N/A | #N/A | #N/A | #N/A | #N/A | #N/A | #N/A |  |  |  | FALSE | #N/A | #N/A | #N/A | #N/A | #N/A | #N/A | #N/A | #N/A | #N/A | #N/A
FALSE | #N/A | #N/A | #N/A | #N/A | #N/A | #N/A | #N/A | #N/A | #N/A | #N/A |  |  |  | FALSE | #N/A | #N/A | #N/A | #N/A | #N/A | #N/A | #N/A | #N/A | #N/A | #N/A
FALSE | #N/A | #N/A | #N/A | #N/A | #N/A | #N/A | #N/A | #N/A | #N/A | #N/A |  |  |  | FALSE | #N/A | #N/A | #N/A | #N/A | #N/A | #N/A | #N/A | #N/A | #N/A | #N/A
FALSE | #N/A | #N/A | #N/A | #N/A | #N/A | #N/A | #N/A | #N/A | #N/A | #N/A |  |  |  | FALSE | #N/A | #N/A | #N/A | #N/A | #N/A | #N/A | #N/A | #N/A | #N/A | #N/A
FALSE | #N/A | #N/A | #N/A | #N/A | #N/A | #N/A | #N/A | #N/A | #N/A | #N/A |  |  |  | FALSE | #N/A | #N/A | #N/A | #N/A | #N/A | #N/A | #N/A | #N/A | #N/A | #N/A
FALSE | #N/A | #N/A | #N/A | #N/A | #N/A | #N/A | #N/A | #N/A | #N/A | #N/A |  |  |  | FALSE | #N/A | #N/A | #N/A | #N/A | #N/A | #N/A | #N/A | #N/A | #N/A | #N/A
FALSE | #N/A | #N/A | #N/A | #N/A | #N/A | #N/A | #N/A | #N/A | #N/A | #N/A |  |  |  | FALSE | #N/A | #N/A | #N/A | #N/A | #N/A | #N/A | #N/A | #N/A | #N/A | #N/A
FALSE | #N/A | #N/A | #N/A | #N/A | #N/A | #N/A | #N/A | #N/A | #N/A | #N/A |  |  |  | FALSE | #N/A | #N/A | #N/A | #N/A | #N/A | #N/A | #N/A | #N/A | #N/A | #N/A
FALSE | #N/A | #N/A | #N/A | #N/A | #N/A | #N/A | #N/A | #N/A | #N/A | #N/A |  |  |  | FALSE | #N/A | #N/A | #N/A | #N/A | #N/A | #N/A | #N/A | #N/A | #N/A | #N/A
FALSE | #N/A | #N/A | #N/A | #N/A | #N/A | #N/A | #N/A | #N/A | #N/A | #N/A |  |  |  | FALSE | #N/A | #N/A | #N/A | #N/A | #N/A | #N/A | #N/A | #N/A | #N/A | #N/A
FALSE | #N/A | #N/A | #N/A | #N/A | #N/A | #N/A | #N/A | #N/A | #N/A | #N/A |  |  |  | FALSE | #N/A | #N/A | #N/A | #N/A | #N/A | #N/A | #N/A | #N/A | #N/A | #N/A
FALSE | #N/A | #N/A | #N/A | #N/A | #N/A | #N/A | #N/A | #N/A | #N/A | #N/A |  |  |  | FALSE | #N/A | #N/A | #N/A | #N/A | #N/A | #N/A | #N/A | #N/A | #N/A | #N/A
FALSE | #N/A | #N/A | #N/A | #N/A | #N/A | #N/A | #N/A | #N/A | #N/A | #N/A |  |  |  | FALSE | #N/A | #N/A | #N/A | #N/A | #N/A | #N/A | #N/A | #N/A | #N/A | #N/A
FALSE | #N/A | #N/A | #N/A | #N/A | #N/A | #N/A | #N/A | #N/A | #N/A | #N/A |  |  |  | FALSE | #N/A | #N/A | #N/A | #N/A | #N/A | #N/A | #N/A | #N/A | #N/A | #N/A
FALSE | #N/A | #N/A | #N/A | #N/A | #N/A | #N/A | #N/A | #N/A | #N/A | #N/A |  |  |  | FALSE | #N/A | #N/A | #N/A | #N/A | #N/A | #N/A | #N/A | #N/A | #N/A | #N/A
FALSE | #N/A | #N/A | #N/A | #N/A | #N/A | #N/A | #N/A | #N/A | #N/A | #N/A |  |  |  | FALSE | #N/A | #N/A | #N/A | #N/A | #N/A | #N/A | #N/A | #N/A | #N/A | #N/A
FALSE | #N/A | #N/A | #N/A | #N/A | #N/A | #N/A | #N/A | #N/A | #N/A | #N/A |  |  |  | FALSE | #N/A | #N/A | #N/A | #N/A | #N/A | #N/A | #N/A | #N/A | #N/A | #N/A
FALSE | #N/A | #N/A | #N/A | #N/A | #N/A | #N/A | #N/A | #N/A | #N/A | #N/A |  |  |  | FALSE | #N/A | #N/A | #N/A | #N/A | #N/A | #N/A | #N/A | #N/A | #N/A | #N/A
FALSE | #N/A | #N/A | #N/A | #N/A | #N/A | #N/A | #N/A | #N/A | #N/A | #N/A |  |  |  | FALSE | #N/A | #N/A | #N/A | #N/A | #N/A | #N/A | #N/A | #N/A | #N/A | #N/A
FALSE | #N/A | #N/A | #N/A | #N/A | #N/A | #N/A | #N/A | #N/A | #N/A | #N/A |  |  |  | FALSE | #N/A | #N/A | #N/A | #N/A | #N/A | #N/A | #N/A | #N/A | #N/A | #N/A
FALSE | #N/A | #N/A | #N/A | #N/A | #N/A | #N/A | #N/A | #N/A | #N/A | #N/A |  |  |  | FALSE | #N/A | #N/A | #N/A | #N/A | #N/A | #N/A | #N/A | #N/A | #N/A | #N/A
FALSE | #N/A | #N/A | #N/A | #N/A | #N/A | #N/A | #N/A | #N/A | #N/A | #N/A |  |  |  | FALSE | #N/A | #N/A | #N/A | #N/A | #N/A | #N/A | #N/A | #N/A | #N/A | #N/A
FALSE | #N/A | #N/A | #N/A | #N/A | #N/A | #N/A | #N/A | #N/A | #N/A | #N/A |  |  |  | FALSE | #N/A | #N/A | #N/A | #N/A | #N/A | #N/A | #N/A | #N/A | #N/A | #N/A
FALSE | #N/A | #N/A | #N/A | #N/A | #N/A | #N/A | #N/A | #N/A | #N/A | #N/A |  |  |  | FALSE | #N/A | #N/A | #N/A | #N/A | #N/A | #N/A | #N/A | #N/A | #N/A | #N/A
FALSE | #N/A | #N/A | #N/A | #N/A | #N/A | #N/A | #N/A | #N/A | #N/A | #N/A |  |  |  | FALSE | #N/A | #N/A | #N/A | #N/A | #N/A | #N/A | #N/A | #N/A | #N/A | #N/A
FALSE | #N/A | #N/A | #N/A | #N/A | #N/A | #N/A | #N/A | #N/A | #N/A | #N/A |  |  |  | FALSE | #N/A | #N/A | #N/A | #N/A | #N/A | #N/A | #N/A | #N/A | #N/A | #N/A
FALSE | #N/A | #N/A | #N/A | #N/A | #N/A | #N/A | #N/A | #N/A | #N/A | #N/A |  |  |  | FALSE | #N/A | #N/A | #N/A | #N/A | #N/A | #N/A | #N/A | #N/A | #N/A | #N/A
FALSE | #N/A | #N/A | #N/A | #N/A | #N/A | #N/A | #N/A | #N/A | #N/A | #N/A |  |  |  | FALSE | #N/A | #N/A | #N/A | #N/A | #N/A | #N/A | #N/A | #N/A | #N/A | #N/A
FALSE | #N/A | #N/A | #N/A | #N/A | #N/A | #N/A | #N/A | #N/A | #N/A | #N/A |  |  |  | FALSE | #N/A | #N/A | #N/A | #N/A | #N/A | #N/A | #N/A | #N/A | #N/A | #N/A
FALSE | #N/A | #N/A | #N/A | #N/A | #N/A | #N/A | #N/A | #N/A | #N/A | #N/A |  |  |  | FALSE | #N/A | #N/A | #N/A | #N/A | #N/A | #N/A | #N/A | #N/A | #N/A | #N/A
FALSE | #N/A | #N/A | #N/A | #N/A | #N/A | #N/A | #N/A | #N/A | #N/A | #N/A |  |  |  | FALSE | #N/A | #N/A | #N/A | #N/A | #N/A | #N/A | #N/A | #N/A | #N/A | #N/A
FALSE | #N/A | #N/A | #N/A | #N/A | #N/A | #N/A | #N/A | #N/A | #N/A | #N/A |  |  |  | FALSE | #N/A | #N/A | #N/A | #N/A | #N/A | #N/A | #N/A | #N/A | #N/A | #N/A
FALSE | #N/A | #N/A | #N/A | #N/A | #N/A | #N/A | #N/A | #N/A | #N/A | #N/A |  |  |  | FALSE | #N/A | #N/A | #N/A | #N/A | #N/A | #N/A | #N/A | #N/A | #N/A | #N/A
FALSE | #N/A | #N/A | #N/A | #N/A | #N/A | #N/A | #N/A | #N/A | #N/A | #N/A |  |  |  | FALSE | #N/A | #N/A | #N/A | #N/A | #N/A | #N/A | #N/A | #N/A | #N/A | #N/A
FALSE | #N/A | #N/A | #N/A | #N/A | #N/A | #N/A | #N/A | #N/A | #N/A | #N/A |  |  |  | FALSE | #N/A | #N/A | #N/A | #N/A | #N/A | #N/A | #N/A | #N/A | #N/A | #N/A
FALSE | #N/A | #N/A | #N/A | #N/A | #N/A | #N/A | #N/A | #N/A | #N/A | #N/A |  |  |  | FALSE | #N/A | #N/A | #N/A | #N/A | #N/A | #N/A | #N/A | #N/A | #N/A | #N/A
FALSE | #N/A | #N/A | #N/A | #N/A | #N/A | #N/A | #N/A | #N/A | #N/A | #N/A |  |  |  | FALSE | #N/A | #N/A | #N/A | #N/A | #N/A | #N/A | #N/A | #N/A | #N/A | #N/A
FALSE | #N/A | #N/A | #N/A | #N/A | #N/A | #N/A | #N/A | #N/A | #N/A | #N/A |  |  |  | FALSE | #N/A | #N/A | #N/A | #N/A | #N/A | #N/A | #N/A | #N/A | #N/A | #N/A
FALSE | #N/A | #N/A | #N/A | #N/A | #N/A | #N/A | #N/A | #N/A | #N/A | #N/A |  |  |  | FALSE | #N/A | #N/A | #N/A | #N/A | #N/A | #N/A | #N/A | #N/A | #N/A | #N/A
FALSE | #N/A | #N/A | #N/A | #N/A | #N/A | #N/A | #N/A | #N/A | #N/A | #N/A |  |  |  | FALSE | #N/A | #N/A | #N/A | #N/A | #N/A | #N/A | #N/A | #N/A | #N/A | #N/A
FALSE | #N/A | #N/A | #N/A | #N/A | #N/A | #N/A | #N/A | #N/A | #N/A | #N/A |  |  |  | FALSE | #N/A | #N/A | #N/A | #N/A | #N/A | #N/A | #N/A | #N/A | #N/A | #N/A
FALSE | #N/A | #N/A | #N/A | #N/A | #N/A | #N/A | #N/A | #N/A | #N/A | #N/A |  |  |  | FALSE | #N/A | #N/A | #N/A | #N/A | #N/A | #N/A | #N/A | #N/A | #N/A | #N/A
FALSE | #N/A | #N/A | #N/A | #N/A | #N/A | #N/A | #N/A | #N/A | #N/A | #N/A |  |  |  | FALSE | #N/A | #N/A | #N/A | #N/A | #N/A | #N/A | #N/A | #N/A | #N/A | #N/A
FALSE | #N/A | #N/A | #N/A | #N/A | #N/A | #N/A | #N/A | #N/A | #N/A | #N/A |  |  |  | FALSE | #N/A | #N/A | #N/A | #N/A | #N/A | #N/A | #N/A | #N/A | #N/A | #N/A
FALSE | #N/A | #N/A | #N/A | #N/A | #N/A | #N/A | #N/A | #N/A | #N/A | #N/A |  |  |  | FALSE | #N/A | #N/A | #N/A | #N/A | #N/A | #N/A | #N/A | #N/A | #N/A | #N/A
FALSE | #N/A | #N/A | #N/A | #N/A | #N/A | #N/A | #N/A | #N/A | #N/A | #N/A |  |  |  | FALSE | #N/A | #N/A | #N/A | #N/A | #N/A | #N/A | #N/A | #N/A | #N/A | #N/A
FALSE | #N/A | #N/A | #N/A | #N/A | #N/A | #N/A | #N/A | #N/A | #N/A | #N/A |  |  |  | FALSE | #N/A | #N/A | #N/A | #N/A | #N/A | #N/A | #N/A | #N/A | #N/A | #N/A
FALSE | #N/A | #N/A | #N/A | #N/A | #N/A | #N/A | #N/A | #N/A | #N/A | #N/A |  |  |  | FALSE | #N/A | #N/A | #N/A | #N/A | #N/A | #N/A | #N/A | #N/A | #N/A | #N/A
FALSE | #N/A | #N/A | #N/A | #N/A | #N/A | #N/A | #N/A | #N/A | #N/A | #N/A |  |  |  | FALSE | #N/A | #N/A | #N/A | #N/A | #N/A | #N/A | #N/A | #N/A | #N/A | #N/A
FALSE | #N/A | #N/A | #N/A | #N/A | #N/A | #N/A | #N/A | #N/A | #N/A | #N/A |  |  |  | FALSE | #N/A | #N/A | #N/A | #N/A | #N/A | #N/A | #N/A | #N/A | #N/A | #N/A
FALSE | #N/A | #N/A | #N/A | #N/A | #N/A | #N/A | #N/A | #N/A | #N/A | #N/A |  |  |  | FALSE | #N/A | #N/A | #N/A | #N/A | #N/A | #N/A | #N/A | #N/A | #N/A | #N/A
FALSE | #N/A | #N/A | #N/A | #N/A | #N/A | #N/A | #N/A | #N/A | #N/A | #N/A |  |  |  | FALSE | #N/A | #N/A | #N/A | #N/A | #N/A | #N/A | #N/A | #N/A | #N/A | #N/A
FALSE | #N/A | #N/A | #N/A | #N/A | #N/A | #N/A | #N/A | #N/A | #N/A | #N/A |  |  |  | FALSE | #N/A | #N/A | #N/A | #N/A | #N/A | #N/A | #N/A | #N/A | #N/A | #N/A
FALSE | #N/A | #N/A | #N/A | #N/A | #N/A | #N/A | #N/A | #N/A | #N/A | #N/A |  |  |  | FALSE | #N/A | #N/A | #N/A | #N/A | #N/A | #N/A | #N/A | #N/A | #N/A | #N/A
FALSE | #N/A | #N/A | #N/A | #N/A | #N/A | #N/A | #N/A | #N/A | #N/A | #N/A |  |  |  | FALSE | #N/A | #N/A | #N/A | #N/A | #N/A | #N/A | #N/A | #N/A | #N/A | #N/A
FALSE | #N/A | #N/A | #N/A | #N/A | #N/A | #N/A | #N/A | #N/A | #N/A | #N/A |  |  |  | FALSE | #N/A | #N/A | #N/A | #N/A | #N/A | #N/A | #N/A | #N/A | #N/A | #N/A
FALSE | #N/A | #N/A | #N/A | #N/A | #N/A | #N/A | #N/A | #N/A | #N/A | #N/A |  |  |  | FALSE | #N/A | #N/A | #N/A | #N/A | #N/A | #N/A | #N/A | #N/A | #N/A | #N/A
FALSE | #N/A | #N/A | #N/A | #N/A | #N/A | #N/A | #N/A | #N/A | #N/A | #N/A |  |  |  | FALSE | #N/A | #N/A | #N/A | #N/A | #N/A | #N/A | #N/A | #N/A | #N/A | #N/A
FALSE | #N/A | #N/A | #N/A | #N/A | #N/A | #N/A | #N/A | #N/A | #N/A | #N/A |  |  |  | FALSE | #N/A | #N/A | #N/A | #N/A | #N/A | #N/A | #N/A | #N/A | #N/A | #N/A
FALSE | #N/A | #N/A | #N/A | #N/A | #N/A | #N/A | #N/A | #N/A | #N/A | #N/A |  |  |  | FALSE | #N/A | #N/A | #N/A | #N/A | #N/A | #N/A | #N/A | #N/A | #N/A | #N/A
FALSE | #N/A | #N/A | #N/A | #N/A | #N/A | #N/A | #N/A | #N/A | #N/A | #N/A |  |  |  | FALSE | #N/A | #N/A | #N/A | #N/A | #N/A | #N/A | #N/A | #N/A | #N/A | #N/A
FALSE | #N/A | #N/A | #N/A | #N/A | #N/A | #N/A | #N/A | #N/A | #N/A | #N/A |  |  |  | FALSE | #N/A | #N/A | #N/A | #N/A | #N/A | #N/A | #N/A | #N/A | #N/A | #N/A
FALSE | #N/A | #N/A | #N/A | #N/A | #N/A | #N/A | #N/A | #N/A | #N/A | #N/A |  |  |  | FALSE | #N/A | #N/A | #N/A | #N/A | #N/A | #N/A | #N/A | #N/A | #N/A | #N/A
FALSE | #N/A | #N/A | #N/A | #N/A | #N/A | #N/A | #N/A | #N/A | #N/A | #N/A |  |  |  | FALSE | #N/A | #N/A | #N/A | #N/A | #N/A | #N/A | #N/A | #N/A | #N/A | #N/A
FALSE | #N/A | #N/A | #N/A | #N/A | #N/A | #N/A | #N/A | #N/A | #N/A | #N/A |  |  |  | FALSE | #N/A | #N/A | #N/A | #N/A | #N/A | #N/A | #N/A | #N/A | #N/A | #N/A
FALSE | #N/A | #N/A | #N/A | #N/A | #N/A | #N/A | #N/A | #N/A | #N/A | #N/A |  |  |  | FALSE | #N/A | #N/A | #N/A | #N/A | #N/A | #N/A | #N/A | #N/A | #N/A | #N/A
FALSE | #N/A | #N/A | #N/A | #N/A | #N/A | #N/A | #N/A | #N/A | #N/A | #N/A |  |  |  | FALSE | #N/A | #N/A | #N/A | #N/A | #N/A | #N/A | #N/A | #N/A | #N/A | #N/A
FALSE | #N/A | #N/A | #N/A | #N/A | #N/A | #N/A | #N/A | #N/A | #N/A | #N/A |  |  |  | FALSE | #N/A | #N/A | #N/A | #N/A | #N/A | #N/A | #N/A | #N/A | #N/A | #N/A
FALSE | #N/A | #N/A | #N/A | #N/A | #N/A | #N/A | #N/A | #N/A | #N/A | #N/A |  |  |  | FALSE | #N/A | #N/A | #N/A | #N/A | #N/A | #N/A | #N/A | #N/A | #N/A | #N/A
FALSE | #N/A | #N/A | #N/A | #N/A | #N/A | #N/A | #N/A | #N/A | #N/A | #N/A |  |  |  | FALSE | #N/A | #N/A | #N/A | #N/A | #N/A | #N/A | #N/A | #N/A | #N/A | #N/A
FALSE | #N/A | #N/A | #N/A | #N/A | #N/A | #N/A | #N/A | #N/A | #N/A | #N/A |  |  |  | FALSE | #N/A | #N/A | #N/A | #N/A | #N/A | #N/A | #N/A | #N/A | #N/A | #N/A
FALSE | #N/A | #N/A | #N/A | #N/A | #N/A | #N/A | #N/A | #N/A | #N/A | #N/A |  |  |  | FALSE | #N/A | #N/A | #N/A | #N/A | #N/A | #N/A | #N/A | #N/A | #N/A | #N/A
FALSE | #N/A | #N/A | #N/A | #N/A | #N/A | #N/A | #N/A | #N/A | #N/A | #N/A |  |  |  | FALSE | #N/A | #N/A | #N/A | #N/A | #N/A | #N/A | #N/A | #N/A | #N/A | #N/A
FALSE | #N/A | #N/A | #N/A | #N/A | #N/A | #N/A | #N/A | #N/A | #N/A | #N/A |  |  |  | FALSE | #N/A | #N/A | #N/A | #N/A | #N/A | #N/A | #N/A | #N/A | #N/A | #N/A
FALSE | #N/A | #N/A | #N/A | #N/A | #N/A | #N/A | #N/A | #N/A | #N/A | #N/A |  |  |  | FALSE | #N/A | #N/A | #N/A | #N/A | #N/A | #N/A | #N/A | #N/A | #N/A | #N/A
FALSE | #N/A | #N/A | #N/A | #N/A | #N/A | #N/A | #N/A | #N/A | #N/A | #N/A |  |  |  | FALSE | #N/A | #N/A | #N/A | #N/A | #N/A | #N/A | #N/A | #N/A | #N/A | #N/A
FALSE | #N/A | #N/A | #N/A | #N/A | #N/A | #N/A | #N/A | #N/A | #N/A | #N/A |  |  |  | FALSE | #N/A | #N/A | #N/A | #N/A | #N/A | #N/A | #N/A | #N/A | #N/A | #N/A
FALSE | #N/A | #N/A | #N/A | #N/A | #N/A | #N/A | #N/A | #N/A | #N/A | #N/A |  |  |  | FALSE | #N/A | #N/A | #N/A | #N/A | #N/A | #N/A | #N/A | #N/A | #N/A | #N/A
FALSE | #N/A | #N/A | #N/A | #N/A | #N/A | #N/A | #N/A | #N/A | #N/A | #N/A |  |  |  | FALSE | #N/A | #N/A | #N/A | #N/A | #N/A | #N/A | #N/A | #N/A | #N/A | #N/A
FALSE | #N/A | #N/A | #N/A | #N/A | #N/A | #N/A | #N/A | #N/A | #N/A | #N/A |  |  |  | FALSE | #N/A | #N/A | #N/A | #N/A | #N/A | #N/A | #N/A | #N/A | #N/A | #N/A
FALSE | #N/A | #N/A | #N/A | #N/A | #N/A | #N/A | #N/A | #N/A | #N/A | #N/A |  |  |  | FALSE | #N/A | #N/A | #N/A | #N/A | #N/A | #N/A | #N/A | #N/A | #N/A | #N/A
FALSE | #N/A | #N/A | #N/A | #N/A | #N/A | #N/A | #N/A | #N/A | #N/A | #N/A |  |  |  | FALSE | #N/A | #N/A | #N/A | #N/A | #N/A | #N/A | #N/A | #N/A | #N/A | #N/A
FALSE | #N/A | #N/A | #N/A | #N/A | #N/A | #N/A | #N/A | #N/A | #N/A | #N/A |  |  |  | FALSE | #N/A | #N/A | #N/A | #N/A | #N/A | #N/A | #N/A | #N/A | #N/A | #N/A
FALSE | #N/A | #N/A | #N/A | #N/A | #N/A | #N/A | #N/A | #N/A | #N/A | #N/A |  |  |  | FALSE | #N/A | #N/A | #N/A | #N/A | #N/A | #N/A | #N/A | #N/A | #N/A | #N/A
FALSE | #N/A | #N/A | #N/A | #N/A | #N/A | #N/A | #N/A | #N/A | #N/A | #N/A |  |  |  | FALSE | #N/A | #N/A | #N/A | #N/A | #N/A | #N/A | #N/A | #N/A | #N/A | #N/A
FALSE | #N/A | #N/A | #N/A | #N/A | #N/A | #N/A | #N/A | #N/A | #N/A | #N/A |  |  |  | FALSE | #N/A | #N/A | #N/A | #N/A | #N/A | #N/A | #N/A | #N/A | #N/A | #N/A
FALSE | #N/A | #N/A | #N/A | #N/A | #N/A | #N/A | #N/A | #N/A | #N/A | #N/A |  |  |  | FALSE | #N/A | #N/A | #N/A | #N/A | #N/A | #N/A | #N/A | #N/A | #N/A | #N/A
FALSE | #N/A | #N/A | #N/A | #N/A | #N/A | #N/A | #N/A | #N/A | #N/A | #N/A |  |  |  | FALSE | #N/A | #N/A | #N/A | #N/A | #N/A | #N/A | #N/A | #N/A | #N/A | #N/A
FALSE | #N/A | #N/A | #N/A | #N/A | #N/A | #N/A | #N/A | #N/A | #N/A | #N/A |  |  |  | FALSE | #N/A | #N/A | #N/A | #N/A | #N/A | #N/A | #N/A | #N/A | #N/A | #N/A
FALSE | #N/A | #N/A | #N/A | #N/A | #N/A | #N/A | #N/A | #N/A | #N/A | #N/A |  |  |  | FALSE | #N/A | #N/A | #N/A | #N/A | #N/A | #N/A | #N/A | #N/A | #N/A | #N/A
FALSE | #N/A | #N/A | #N/A | #N/A | #N/A | #N/A | #N/A | #N/A | #N/A | #N/A |  |  |  | FALSE | #N/A | #N/A | #N/A | #N/A | #N/A | #N/A | #N/A | #N/A | #N/A | #N/A
FALSE | #N/A | #N/A | #N/A | #N/A | #N/A | #N/A | #N/A | #N/A | #N/A | #N/A |  |  |  | FALSE | #N/A | #N/A | #N/A | #N/A | #N/A | #N/A | #N/A | #N/A | #N/A | #N/A
FALSE | #N/A | #N/A | #N/A | #N/A | #N/A | #N/A | #N/A | #N/A | #N/A | #N/A |  |  |  | FALSE | #N/A | #N/A | #N/A | #N/A | #N/A | #N/A | #N/A | #N/A | #N/A | #N/A
FALSE | #N/A | #N/A | #N/A | #N/A | #N/A | #N/A | #N/A | #N/A | #N/A | #N/A |  |  |  | FALSE | #N/A | #N/A | #N/A | #N/A | #N/A | #N/A | #N/A | #N/A | #N/A | #N/A
FALSE | #N/A | #N/A | #N/A | #N/A | #N/A | #N/A | #N/A | #N/A | #N/A | #N/A |  |  |  | FALSE | #N/A | #N/A | #N/A | #N/A | #N/A | #N/A | #N/A | #N/A | #N/A | #N/A
FALSE | #N/A | #N/A | #N/A | #N/A | #N/A | #N/A | #N/A | #N/A | #N/A | #N/A |  |  |  | FALSE | #N/A | #N/A | #N/A | #N/A | #N/A | #N/A | #N/A | #N/A | #N/A | #N/A
FALSE | #N/A | #N/A | #N/A | #N/A | #N/A | #N/A | #N/A | #N/A | #N/A | #N/A |  |  |  | FALSE | #N/A | #N/A | #N/A | #N/A | #N/A | #N/A | #N/A | #N/A | #N/A | #N/A
FALSE | #N/A | #N/A | #N/A | #N/A | #N/A | #N/A | #N/A | #N/A | #N/A | #N/A |  |  |  | FALSE | #N/A | #N/A | #N/A | #N/A | #N/A | #N/A | #N/A | #N/A | #N/A | #N/A
FALSE | #N/A | #N/A | #N/A | #N/A | #N/A | #N/A | #N/A | #N/A | #N/A | #N/A |  |  |  | FALSE | #N/A | #N/A | #N/A | #N/A | #N/A | #N/A | #N/A | #N/A | #N/A | #N/A
FALSE | #N/A | #N/A | #N/A | #N/A | #N/A | #N/A | #N/A | #N/A | #N/A | #N/A |  |  |  | FALSE | #N/A | #N/A | #N/A | #N/A | #N/A | #N/A | #N/A | #N/A | #N/A | #N/A
FALSE | #N/A | #N/A | #N/A | #N/A | #N/A | #N/A | #N/A | #N/A | #N/A | #N/A |  |  |  | FALSE | #N/A | #N/A | #N/A | #N/A | #N/A | #N/A | #N/A | #N/A | #N/A | #N/A
FALSE | #N/A | #N/A | #N/A | #N/A | #N/A | #N/A | #N/A | #N/A | #N/A | #N/A |  |  |  | FALSE | #N/A | #N/A | #N/A | #N/A | #N/A | #N/A | #N/A | #N/A | #N/A | #N/A
FALSE | #N/A | #N/A | #N/A | #N/A | #N/A | #N/A | #N/A | #N/A | #N/A | #N/A |  |  |  | FALSE | #N/A | #N/A | #N/A | #N/A | #N/A | #N/A | #N/A | #N/A | #N/A | #N/A
FALSE | #N/A | #N/A | #N/A | #N/A | #N/A | #N/A | #N/A | #N/A | #N/A | #N/A |  |  |  | FALSE | #N/A | #N/A | #N/A | #N/A | #N/A | #N/A | #N/A | #N/A | #N/A | #N/A
FALSE | #N/A | #N/A | #N/A | #N/A | #N/A | #N/A | #N/A | #N/A | #N/A | #N/A |  |  |  | FALSE | #N/A | #N/A | #N/A | #N/A | #N/A | #N/A | #N/A | #N/A | #N/A | #N/A
FALSE | #N/A | #N/A | #N/A | #N/A | #N/A | #N/A | #N/A | #N/A | #N/A | #N/A |  |  |  | FALSE | #N/A | #N/A | #N/A | #N/A | #N/A | #N/A | #N/A | #N/A | #N/A | #N/A
FALSE | #N/A | #N/A | #N/A | #N/A | #N/A | #N/A | #N/A | #N/A | #N/A | #N/A |  |  |  | FALSE | #N/A | #N/A | #N/A | #N/A | #N/A | #N/A | #N/A | #N/A | #N/A | #N/A
FALSE | #N/A | #N/A | #N/A | #N/A | #N/A | #N/A | #N/A | #N/A | #N/A | #N/A |  |  |  | FALSE | #N/A | #N/A | #N/A | #N/A | #N/A | #N/A | #N/A | #N/A | #N/A | #N/A
FALSE | #N/A | #N/A | #N/A | #N/A | #N/A | #N/A | #N/A | #N/A | #N/A | #N/A |  |  |  | FALSE | #N/A | #N/A | #N/A | #N/A | #N/A | #N/A | #N/A | #N/A | #N/A | #N/A
FALSE | #N/A | #N/A | #N/A | #N/A | #N/A | #N/A | #N/A | #N/A | #N/A | #N/A |  |  |  | FALSE | #N/A | #N/A | #N/A | #N/A | #N/A | #N/A | #N/A | #N/A | #N/A | #N/A
FALSE | #N/A | #N/A | #N/A | #N/A | #N/A | #N/A | #N/A | #N/A | #N/A | #N/A |  |  |  | FALSE | #N/A | #N/A | #N/A | #N/A | #N/A | #N/A | #N/A | #N/A | #N/A | #N/A
FALSE | #N/A | #N/A | #N/A | #N/A | #N/A | #N/A | #N/A | #N/A | #N/A | #N/A |  |  |  | FALSE | #N/A | #N/A | #N/A | #N/A | #N/A | #N/A | #N/A | #N/A | #N/A | #N/A
FALSE | #N/A | #N/A | #N/A | #N/A | #N/A | #N/A | #N/A | #N/A | #N/A | #N/A |  |  |  | FALSE | #N/A | #N/A | #N/A | #N/A | #N/A | #N/A | #N/A | #N/A | #N/A | #N/A
FALSE | #N/A | #N/A | #N/A | #N/A | #N/A | #N/A | #N/A | #N/A | #N/A | #N/A |  |  |  | FALSE | #N/A | #N/A | #N/A | #N/A | #N/A | #N/A | #N/A | #N/A | #N/A | #N/A
FALSE | #N/A | #N/A | #N/A | #N/A | #N/A | #N/A | #N/A | #N/A | #N/A | #N/A |  |  |  | FALSE | #N/A | #N/A | #N/A | #N/A | #N/A | #N/A | #N/A | #N/A | #N/A | #N/A
FALSE | #N/A | #N/A | #N/A | #N/A | #N/A | #N/A | #N/A | #N/A | #N/A | #N/A |  |  |  | FALSE | #N/A | #N/A | #N/A | #N/A | #N/A | #N/A | #N/A | #N/A | #N/A | #N/A
FALSE | #N/A | #N/A | #N/A | #N/A | #N/A | #N/A | #N/A | #N/A | #N/A | #N/A |  |  |  | FALSE | #N/A | #N/A | #N/A | #N/A | #N/A | #N/A | #N/A | #N/A | #N/A | #N/A
FALSE | #N/A | #N/A | #N/A | #N/A | #N/A | #N/A | #N/A | #N/A | #N/A | #N/A |  |  |  | FALSE | #N/A | #N/A | #N/A | #N/A | #N/A | #N/A | #N/A | #N/A | #N/A | #N/A
FALSE | #N/A | #N/A | #N/A | #N/A | #N/A | #N/A | #N/A | #N/A | #N/A | #N/A |  |  |  | FALSE | #N/A | #N/A | #N/A | #N/A | #N/A | #N/A | #N/A | #N/A | #N/A | #N/A
FALSE | #N/A | #N/A | #N/A | #N/A | #N/A | #N/A | #N/A | #N/A | #N/A | #N/A |  |  |  | FALSE | #N/A | #N/A | #N/A | #N/A | #N/A | #N/A | #N/A | #N/A | #N/A | #N/A
FALSE | #N/A | #N/A | #N/A | #N/A | #N/A | #N/A | #N/A | #N/A | #N/A | #N/A |  |  |  | FALSE | #N/A | #N/A | #N/A | #N/A | #N/A | #N/A | #N/A | #N/A | #N/A | #N/A
FALSE | #N/A | #N/A | #N/A | #N/A | #N/A | #N/A | #N/A | #N/A | #N/A | #N/A |  |  |  | FALSE | #N/A | #N/A | #N/A | #N/A | #N/A | #N/A | #N/A | #N/A | #N/A | #N/A
FALSE | #N/A | #N/A | #N/A | #N/A | #N/A | #N/A | #N/A | #N/A | #N/A | #N/A |  |  |  | FALSE | #N/A | #N/A | #N/A | #N/A | #N/A | #N/A | #N/A | #N/A | #N/A | #N/A
FALSE | #N/A | #N/A | #N/A | #N/A | #N/A | #N/A | #N/A | #N/A | #N/A | #N/A |  |  |  | FALSE | #N/A | #N/A | #N/A | #N/A | #N/A | #N/A | #N/A | #N/A | #N/A | #N/A
FALSE | #N/A | #N/A | #N/A | #N/A | #N/A | #N/A | #N/A | #N/A | #N/A | #N/A |  |  |  | FALSE | #N/A | #N/A | #N/A | #N/A | #N/A | #N/A | #N/A | #N/A | #N/A | #N/A
FALSE | #N/A | #N/A | #N/A | #N/A | #N/A | #N/A | #N/A | #N/A | #N/A | #N/A |  |  |  | FALSE | #N/A | #N/A | #N/A | #N/A | #N/A | #N/A | #N/A | #N/A | #N/A | #N/A
FALSE | #N/A | #N/A | #N/A | #N/A | #N/A | #N/A | #N/A | #N/A | #N/A | #N/A |  |  |  | FALSE | #N/A | #N/A | #N/A | #N/A | #N/A | #N/A | #N/A | #N/A | #N/A | #N/A
FALSE | #N/A | #N/A | #N/A | #N/A | #N/A | #N/A | #N/A | #N/A | #N/A | #N/A |  |  |  | FALSE | #N/A | #N/A | #N/A | #N/A | #N/A | #N/A | #N/A | #N/A | #N/A | #N/A
FALSE | #N/A | #N/A | #N/A | #N/A | #N/A | #N/A | #N/A | #N/A | #N/A | #N/A |  |  |  | FALSE | #N/A | #N/A | #N/A | #N/A | #N/A | #N/A | #N/A | #N/A | #N/A | #N/A
FALSE | #N/A | #N/A | #N/A | #N/A | #N/A | #N/A | #N/A | #N/A | #N/A | #N/A |  |  |  | FALSE | #N/A | #N/A | #N/A | #N/A | #N/A | #N/A | #N/A | #N/A | #N/A | #N/A
FALSE | #N/A | #N/A | #N/A | #N/A | #N/A | #N/A | #N/A | #N/A | #N/A | #N/A |  |  |  | FALSE | #N/A | #N/A | #N/A | #N/A | #N/A | #N/A | #N/A | #N/A | #N/A | #N/A
FALSE | #N/A | #N/A | #N/A | #N/A | #N/A | #N/A | #N/A | #N/A | #N/A | #N/A |  |  |  | FALSE | #N/A | #N/A | #N/A | #N/A | #N/A | #N/A | #N/A | #N/A | #N/A | #N/A
FALSE | #N/A | #N/A | #N/A | #N/A | #N/A | #N/A | #N/A | #N/A | #N/A | #N/A |  |  |  | FALSE | #N/A | #N/A | #N/A | #N/A | #N/A | #N/A | #N/A | #N/A | #N/A | #N/A
FALSE | #N/A | #N/A | #N/A | #N/A | #N/A | #N/A | #N/A | #N/A | #N/A | #N/A |  |  |  | FALSE | #N/A | #N/A | #N/A | #N/A | #N/A | #N/A | #N/A | #N/A | #N/A | #N/A
FALSE | #N/A | #N/A | #N/A | #N/A | #N/A | #N/A | #N/A | #N/A | #N/A | #N/A |  |  |  | FALSE | #N/A | #N/A | #N/A | #N/A | #N/A | #N/A | #N/A | #N/A | #N/A | #N/A
FALSE | #N/A | #N/A | #N/A | #N/A | #N/A | #N/A | #N/A | #N/A | #N/A | #N/A |  |  |  | FALSE | #N/A | #N/A | #N/A | #N/A | #N/A | #N/A | #N/A | #N/A | #N/A | #N/A
FALSE | #N/A | #N/A | #N/A | #N/A | #N/A | #N/A | #N/A | #N/A | #N/A | #N/A |  |  |  | FALSE | #N/A | #N/A | #N/A | #N/A | #N/A | #N/A | #N/A | #N/A | #N/A | #N/A
FALSE | #N/A | #N/A | #N/A | #N/A | #N/A | #N/A | #N/A | #N/A | #N/A | #N/A |  |  |  | FALSE | #N/A | #N/A | #N/A | #N/A | #N/A | #N/A | #N/A | #N/A | #N/A | #N/A
FALSE | #N/A | #N/A | #N/A | #N/A | #N/A | #N/A | #N/A | #N/A | #N/A | #N/A |  |  |  | FALSE | #N/A | #N/A | #N/A | #N/A | #N/A | #N/A | #N/A | #N/A | #N/A | #N/A
FALSE | #N/A | #N/A | #N/A | #N/A | #N/A | #N/A | #N/A | #N/A | #N/A | #N/A |  |  |  | FALSE | #N/A | #N/A | #N/A | #N/A | #N/A | #N/A | #N/A | #N/A | #N/A | #N/A
FALSE | #N/A | #N/A | #N/A | #N/A | #N/A | #N/A | #N/A | #N/A | #N/A | #N/A |  |  |  | FALSE | #N/A | #N/A | #N/A | #N/A | #N/A | #N/A | #N/A | #N/A | #N/A | #N/A
FALSE | #N/A | #N/A | #N/A | #N/A | #N/A | #N/A | #N/A | #N/A | #N/A | #N/A |  |  |  | FALSE | #N/A | #N/A | #N/A | #N/A | #N/A | #N/A | #N/A | #N/A | #N/A | #N/A
FALSE | #N/A | #N/A | #N/A | #N/A | #N/A | #N/A | #N/A | #N/A | #N/A | #N/A |  |  |  | FALSE | #N/A | #N/A | #N/A | #N/A | #N/A | #N/A | #N/A | #N/A | #N/A | #N/A
FALSE | #N/A | #N/A | #N/A | #N/A | #N/A | #N/A | #N/A | #N/A | #N/A | #N/A |  |  |  | FALSE | #N/A | #N/A | #N/A | #N/A | #N/A | #N/A | #N/A | #N/A | #N/A | #N/A
FALSE | #N/A | #N/A | #N/A | #N/A | #N/A | #N/A | #N/A | #N/A | #N/A | #N/A |  |  |  | FALSE | #N/A | #N/A | #N/A | #N/A | #N/A | #N/A | #N/A | #N/A | #N/A | #N/A
FALSE | #N/A | #N/A | #N/A | #N/A | #N/A | #N/A | #N/A | #N/A | #N/A | #N/A |  |  |  | FALSE | #N/A | #N/A | #N/A | #N/A | #N/A | #N/A | #N/A | #N/A | #N/A | #N/A
FALSE | #N/A | #N/A | #N/A | #N/A | #N/A | #N/A | #N/A | #N/A | #N/A | #N/A |  |  |  | FALSE | #N/A | #N/A | #N/A | #N/A | #N/A | #N/A | #N/A | #N/A | #N/A | #N/A
FALSE | #N/A | #N/A | #N/A | #N/A | #N/A | #N/A | #N/A | #N/A | #N/A | #N/A |  |  |  | FALSE | #N/A | #N/A | #N/A | #N/A | #N/A | #N/A | #N/A | #N/A | #N/A | #N/A
FALSE | #N/A | #N/A | #N/A | #N/A | #N/A | #N/A | #N/A | #N/A | #N/A | #N/A |  |  |  | FALSE | #N/A | #N/A | #N/A | #N/A | #N/A | #N/A | #N/A | #N/A | #N/A | #N/A
FALSE | #N/A | #N/A | #N/A | #N/A | #N/A | #N/A | #N/A | #N/A | #N/A | #N/A |  |  |  | FALSE | #N/A | #N/A | #N/A | #N/A | #N/A | #N/A | #N/A | #N/A | #N/A | #N/A
FALSE | #N/A | #N/A | #N/A | #N/A | #N/A | #N/A | #N/A | #N/A | #N/A | #N/A |  |  |  | FALSE | #N/A | #N/A | #N/A | #N/A | #N/A | #N/A | #N/A | #N/A | #N/A | #N/A
FALSE | #N/A | #N/A | #N/A | #N/A | #N/A | #N/A | #N/A | #N/A | #N/A | #N/A |  |  |  | FALSE | #N/A | #N/A | #N/A | #N/A | #N/A | #N/A | #N/A | #N/A | #N/A | #N/A
FALSE | #N/A | #N/A | #N/A | #N/A | #N/A | #N/A | #N/A | #N/A | #N/A | #N/A |  |  |  | FALSE | #N/A | #N/A | #N/A | #N/A | #N/A | #N/A | #N/A | #N/A | #N/A | #N/A
FALSE | #N/A | #N/A | #N/A | #N/A | #N/A | #N/A | #N/A | #N/A | #N/A | #N/A |  |  |  | FALSE | #N/A | #N/A | #N/A | #N/A | #N/A | #N/A | #N/A | #N/A | #N/A | #N/A
FALSE | #N/A | #N/A | #N/A | #N/A | #N/A | #N/A | #N/A | #N/A | #N/A | #N/A |  |  |  | FALSE | #N/A | #N/A | #N/A | #N/A | #N/A | #N/A | #N/A | #N/A | #N/A | #N/A
FALSE | #N/A | #N/A | #N/A | #N/A | #N/A | #N/A | #N/A | #N/A | #N/A | #N/A |  |  |  | FALSE | #N/A | #N/A | #N/A | #N/A | #N/A | #N/A | #N/A | #N/A | #N/A | #N/A
FALSE | #N/A | #N/A | #N/A | #N/A | #N/A | #N/A | #N/A | #N/A | #N/A | #N/A |  |  |  | FALSE | #N/A | #N/A | #N/A | #N/A | #N/A | #N/A | #N/A | #N/A | #N/A | #N/A
FALSE | #N/A | #N/A | #N/A | #N/A | #N/A | #N/A | #N/A | #N/A | #N/A | #N/A |  |  |  | FALSE | #N/A | #N/A | #N/A | #N/A | #N/A | #N/A | #N/A | #N/A | #N/A | #N/A
FALSE | #N/A | #N/A | #N/A | #N/A | #N/A | #N/A | #N/A | #N/A | #N/A | #N/A |  |  |  | FALSE | #N/A | #N/A | #N/A | #N/A | #N/A | #N/A | #N/A | #N/A | #N/A | #N/A
FALSE | #N/A | #N/A | #N/A | #N/A | #N/A | #N/A | #N/A | #N/A | #N/A | #N/A |  |  |  | FALSE | #N/A | #N/A | #N/A | #N/A | #N/A | #N/A | #N/A | #N/A | #N/A | #N/A
FALSE | #N/A | #N/A | #N/A | #N/A | #N/A | #N/A | #N/A | #N/A | #N/A | #N/A |  |  |  | FALSE | #N/A | #N/A | #N/A | #N/A | #N/A | #N/A | #N/A | #N/A | #N/A | #N/A
FALSE | #N/A | #N/A | #N/A | #N/A | #N/A | #N/A | #N/A | #N/A | #N/A | #N/A |  |  |  | FALSE | #N/A | #N/A | #N/A | #N/A | #N/A | #N/A | #N/A | #N/A | #N/A | #N/A
FALSE | #N/A | #N/A | #N/A | #N/A | #N/A | #N/A | #N/A | #N/A | #N/A | #N/A |  |  |  | FALSE | #N/A | #N/A | #N/A | #N/A | #N/A | #N/A | #N/A | #N/A | #N/A | #N/A
FALSE | #N/A | #N/A | #N/A | #N/A | #N/A | #N/A | #N/A | #N/A | #N/A | #N/A |  |  |  | FALSE | #N/A | #N/A | #N/A | #N/A | #N/A | #N/A | #N/A | #N/A | #N/A | #N/A
FALSE | #N/A | #N/A | #N/A | #N/A | #N/A | #N/A | #N/A | #N/A | #N/A | #N/A |  |  |  | FALSE | #N/A | #N/A | #N/A | #N/A | #N/A | #N/A | #N/A | #N/A | #N/A | #N/A
FALSE | #N/A | #N/A | #N/A | #N/A | #N/A | #N/A | #N/A | #N/A | #N/A | #N/A |  |  |  | FALSE | #N/A | #N/A | #N/A | #N/A | #N/A | #N/A | #N/A | #N/A | #N/A | #N/A
FALSE | #N/A | #N/A | #N/A | #N/A | #N/A | #N/A | #N/A | #N/A | #N/A | #N/A |  |  |  | FALSE | #N/A | #N/A | #N/A | #N/A | #N/A | #N/A | #N/A | #N/A | #N/A | #N/A
FALSE | #N/A | #N/A | #N/A | #N/A | #N/A | #N/A | #N/A | #N/A | #N/A | #N/A |  |  |  | FALSE | #N/A | #N/A | #N/A | #N/A | #N/A | #N/A | #N/A | #N/A | #N/A | #N/A
FALSE | #N/A | #N/A | #N/A | #N/A | #N/A | #N/A | #N/A | #N/A | #N/A | #N/A |  |  |  | FALSE | #N/A | #N/A | #N/A | #N/A | #N/A | #N/A | #N/A | #N/A | #N/A | #N/A
FALSE | #N/A | #N/A | #N/A | #N/A | #N/A | #N/A | #N/A | #N/A | #N/A | #N/A |  |  |  | FALSE | #N/A | #N/A | #N/A | #N/A | #N/A | #N/A | #N/A | #N/A | #N/A | #N/A
FALSE | #N/A | #N/A | #N/A | #N/A | #N/A | #N/A | #N/A | #N/A | #N/A | #N/A |  |  |  | FALSE | #N/A | #N/A | #N/A | #N/A | #N/A | #N/A | #N/A | #N/A | #N/A | #N/A
FALSE | #N/A | #N/A | #N/A | #N/A | #N/A | #N/A | #N/A | #N/A | #N/A | #N/A |  |  |  | FALSE | #N/A | #N/A | #N/A | #N/A | #N/A | #N/A | #N/A | #N/A | #N/A | #N/A
FALSE | #N/A | #N/A | #N/A | #N/A | #N/A | #N/A | #N/A | #N/A | #N/A | #N/A |  |  |  | FALSE | #N/A | #N/A | #N/A | #N/A | #N/A | #N/A | #N/A | #N/A | #N/A | #N/A
FALSE | #N/A | #N/A | #N/A | #N/A | #N/A | #N/A | #N/A | #N/A | #N/A | #N/A |  |  |  | FALSE | #N/A | #N/A | #N/A | #N/A | #N/A | #N/A | #N/A | #N/A | #N/A | #N/A
FALSE | #N/A | #N/A | #N/A | #N/A | #N/A | #N/A | #N/A | #N/A | #N/A | #N/A |  |  |  | FALSE | #N/A | #N/A | #N/A | #N/A | #N/A | #N/A | #N/A | #N/A | #N/A | #N/A
FALSE | #N/A | #N/A | #N/A | #N/A | #N/A | #N/A | #N/A | #N/A | #N/A | #N/A |  |  |  | FALSE | #N/A | #N/A | #N/A | #N/A | #N/A | #N/A | #N/A | #N/A | #N/A | #N/A
FALSE | #N/A | #N/A | #N/A | #N/A | #N/A | #N/A | #N/A | #N/A | #N/A | #N/A |  |  |  | FALSE | #N/A | #N/A | #N/A | #N/A | #N/A | #N/A | #N/A | #N/A | #N/A | #N/A
FALSE | #N/A | #N/A | #N/A | #N/A | #N/A | #N/A | #N/A | #N/A | #N/A | #N/A |  |  |  | FALSE | #N/A | #N/A | #N/A | #N/A | #N/A | #N/A | #N/A | #N/A | #N/A | #N/A
FALSE | #N/A | #N/A | #N/A | #N/A | #N/A | #N/A | #N/A | #N/A | #N/A | #N/A |  |  |  | FALSE | #N/A | #N/A | #N/A | #N/A | #N/A | #N/A | #N/A | #N/A | #N/A | #N/A
FALSE | #N/A | #N/A | #N/A | #N/A | #N/A | #N/A | #N/A | #N/A | #N/A | #N/A |  |  |  | FALSE | #N/A | #N/A | #N/A | #N/A | #N/A | #N/A | #N/A | #N/A | #N/A | #N/A
FALSE | #N/A | #N/A | #N/A | #N/A | #N/A | #N/A | #N/A | #N/A | #N/A | #N/A |  |  |  | FALSE | #N/A | #N/A | #N/A | #N/A | #N/A | #N/A | #N/A | #N/A | #N/A | #N/A
FALSE | #N/A | #N/A | #N/A | #N/A | #N/A | #N/A | #N/A | #N/A | #N/A | #N/A |  |  |  | FALSE | #N/A | #N/A | #N/A | #N/A | #N/A | #N/A | #N/A | #N/A | #N/A | #N/A
FALSE | #N/A | #N/A | #N/A | #N/A | #N/A | #N/A | #N/A | #N/A | #N/A | #N/A |  |  |  | FALSE | #N/A | #N/A | #N/A | #N/A | #N/A | #N/A | #N/A | #N/A | #N/A | #N/A
FALSE | #N/A | #N/A | #N/A | #N/A | #N/A | #N/A | #N/A | #N/A | #N/A | #N/A |  |  |  | FALSE | #N/A | #N/A | #N/A | #N/A | #N/A | #N/A | #N/A | #N/A | #N/A | #N/A
FALSE | #N/A | #N/A | #N/A | #N/A | #N/A | #N/A | #N/A | #N/A | #N/A | #N/A |  |  |  | FALSE | #N/A | #N/A | #N/A | #N/A | #N/A | #N/A | #N/A | #N/A | #N/A | #N/A
FALSE | #N/A | #N/A | #N/A | #N/A | #N/A | #N/A | #N/A | #N/A | #N/A | #N/A |  |  |  | FALSE | #N/A | #N/A | #N/A | #N/A | #N/A | #N/A | #N/A | #N/A | #N/A | #N/A
FALSE | #N/A | #N/A | #N/A | #N/A | #N/A | #N/A | #N/A | #N/A | #N/A | #N/A |  |  |  | FALSE | #N/A | #N/A | #N/A | #N/A | #N/A | #N/A | #N/A | #N/A | #N/A | #N/A
FALSE | #N/A | #N/A | #N/A | #N/A | #N/A | #N/A | #N/A | #N/A | #N/A | #N/A |  |  |  | FALSE | #N/A | #N/A | #N/A | #N/A | #N/A | #N/A | #N/A | #N/A | #N/A | #N/A
FALSE | #N/A | #N/A | #N/A | #N/A | #N/A | #N/A | #N/A | #N/A | #N/A | #N/A |  |  |  | FALSE | #N/A | #N/A | #N/A | #N/A | #N/A | #N/A | #N/A | #N/A | #N/A | #N/A
FALSE | #N/A | #N/A | #N/A | #N/A | #N/A | #N/A | #N/A | #N/A | #N/A | #N/A |  |  |  | FALSE | #N/A | #N/A | #N/A | #N/A | #N/A | #N/A | #N/A | #N/A | #N/A | #N/A
FALSE | #N/A | #N/A | #N/A | #N/A | #N/A | #N/A | #N/A | #N/A | #N/A | #N/A |  |  |  | FALSE | #N/A | #N/A | #N/A | #N/A | #N/A | #N/A | #N/A | #N/A | #N/A | #N/A
FALSE | #N/A | #N/A | #N/A | #N/A | #N/A | #N/A | #N/A | #N/A | #N/A | #N/A |  |  |  | FALSE | #N/A | #N/A | #N/A | #N/A | #N/A | #N/A | #N/A | #N/A | #N/A | #N/A
FALSE | #N/A | #N/A | #N/A | #N/A | #N/A | #N/A | #N/A | #N/A | #N/A | #N/A |  |  |  | FALSE | #N/A | #N/A | #N/A | #N/A | #N/A | #N/A | #N/A | #N/A | #N/A | #N/A
FALSE | #N/A | #N/A | #N/A | #N/A | #N/A | #N/A | #N/A | #N/A | #N/A | #N/A |  |  |  | FALSE | #N/A | #N/A | #N/A | #N/A | #N/A | #N/A | #N/A | #N/A | #N/A | #N/A
FALSE | #N/A | #N/A | #N/A | #N/A | #N/A | #N/A | #N/A | #N/A | #N/A | #N/A |  |  |  | FALSE | #N/A | #N/A | #N/A | #N/A | #N/A | #N/A | #N/A | #N/A | #N/A | #N/A
FALSE | #N/A | #N/A | #N/A | #N/A | #N/A | #N/A | #N/A | #N/A | #N/A | #N/A |  |  |  | FALSE | #N/A | #N/A | #N/A | #N/A | #N/A | #N/A | #N/A | #N/A | #N/A | #N/A
FALSE | #N/A | #N/A | #N/A | #N/A | #N/A | #N/A | #N/A | #N/A | #N/A | #N/A |  |  |  | FALSE | #N/A | #N/A | #N/A | #N/A | #N/A | #N/A | #N/A | #N/A | #N/A | #N/A
FALSE | #N/A | #N/A | #N/A | #N/A | #N/A | #N/A | #N/A | #N/A | #N/A | #N/A |  |  |  | FALSE | #N/A | #N/A | #N/A | #N/A | #N/A | #N/A | #N/A | #N/A | #N/A | #N/A
FALSE | #N/A | #N/A | #N/A | #N/A | #N/A | #N/A | #N/A | #N/A | #N/A | #N/A |  |  |  | FALSE | #N/A | #N/A | #N/A | #N/A | #N/A | #N/A | #N/A | #N/A | #N/A | #N/A
FALSE | #N/A | #N/A | #N/A | #N/A | #N/A | #N/A | #N/A | #N/A | #N/A | #N/A |  |  |  | FALSE | #N/A | #N/A | #N/A | #N/A | #N/A | #N/A | #N/A | #N/A | #N/A | #N/A
FALSE | #N/A | #N/A | #N/A | #N/A | #N/A | #N/A | #N/A | #N/A | #N/A | #N/A |  |  |  | FALSE | #N/A | #N/A | #N/A | #N/A | #N/A | #N/A | #N/A | #N/A | #N/A | #N/A
FALSE | #N/A | #N/A | #N/A | #N/A | #N/A | #N/A | #N/A | #N/A | #N/A | #N/A |  |  |  | FALSE | #N/A | #N/A | #N/A | #N/A | #N/A | #N/A | #N/A | #N/A | #N/A | #N/A
FALSE | #N/A | #N/A | #N/A | #N/A | #N/A | #N/A | #N/A | #N/A | #N/A | #N/A |  |  |  | FALSE | #N/A | #N/A | #N/A | #N/A | #N/A | #N/A | #N/A | #N/A | #N/A | #N/A
FALSE | #N/A | #N/A | #N/A | #N/A | #N/A | #N/A | #N/A | #N/A | #N/A | #N/A |  |  |  | FALSE | #N/A | #N/A | #N/A | #N/A | #N/A | #N/A | #N/A | #N/A | #N/A | #N/A
FALSE | #N/A | #N/A | #N/A | #N/A | #N/A | #N/A | #N/A | #N/A | #N/A | #N/A |  |  |  | FALSE | #N/A | #N/A | #N/A | #N/A | #N/A | #N/A | #N/A | #N/A | #N/A | #N/A
FALSE | #N/A | #N/A | #N/A | #N/A | #N/A | #N/A | #N/A | #N/A | #N/A | #N/A |  |  |  | FALSE | #N/A | #N/A | #N/A | #N/A | #N/A | #N/A | #N/A | #N/A | #N/A | #N/A
FALSE | #N/A | #N/A | #N/A | #N/A | #N/A | #N/A | #N/A | #N/A | #N/A | #N/A |  |  |  | FALSE | #N/A | #N/A | #N/A | #N/A | #N/A | #N/A | #N/A | #N/A | #N/A | #N/A
FALSE | #N/A | #N/A | #N/A | #N/A | #N/A | #N/A | #N/A | #N/A | #N/A | #N/A |  |  |  | FALSE | #N/A | #N/A | #N/A | #N/A | #N/A | #N/A | #N/A | #N/A | #N/A | #N/A
FALSE | #N/A | #N/A | #N/A | #N/A | #N/A | #N/A | #N/A | #N/A | #N/A | #N/A |  |  |  | FALSE | #N/A | #N/A | #N/A | #N/A | #N/A | #N/A | #N/A | #N/A | #N/A | #N/A
FALSE | #N/A | #N/A | #N/A | #N/A | #N/A | #N/A | #N/A | #N/A | #N/A | #N/A |  |  |  | FALSE | #N/A | #N/A | #N/A | #N/A | #N/A | #N/A | #N/A | #N/A | #N/A | #N/A
FALSE | #N/A | #N/A | #N/A | #N/A | #N/A | #N/A | #N/A | #N/A | #N/A | #N/A |  |  |  | FALSE | #N/A | #N/A | #N/A | #N/A | #N/A | #N/A | #N/A | #N/A | #N/A | #N/A
FALSE | #N/A | #N/A | #N/A | #N/A | #N/A | #N/A | #N/A | #N/A | #N/A | #N/A |  |  |  | FALSE | #N/A | #N/A | #N/A | #N/A | #N/A | #N/A | #N/A | #N/A | #N/A | #N/A
FALSE | #N/A | #N/A | #N/A | #N/A | #N/A | #N/A | #N/A | #N/A | #N/A | #N/A |  |  |  | FALSE | #N/A | #N/A | #N/A | #N/A | #N/A | #N/A | #N/A | #N/A | #N/A | #N/A
FALSE | #N/A | #N/A | #N/A | #N/A | #N/A | #N/A | #N/A | #N/A | #N/A | #N/A |  |  |  | FALSE | #N/A | #N/A | #N/A | #N/A | #N/A | #N/A | #N/A | #N/A | #N/A | #N/A
FALSE | #N/A | #N/A | #N/A | #N/A | #N/A | #N/A | #N/A | #N/A | #N/A | #N/A |  |  |  | FALSE | #N/A | #N/A | #N/A | #N/A | #N/A | #N/A | #N/A | #N/A | #N/A | #N/A
FALSE | #N/A | #N/A | #N/A | #N/A | #N/A | #N/A | #N/A | #N/A | #N/A | #N/A |  |  |  | FALSE | #N/A | #N/A | #N/A | #N/A | #N/A | #N/A | #N/A | #N/A | #N/A | #N/A
FALSE | #N/A | #N/A | #N/A | #N/A | #N/A | #N/A | #N/A | #N/A | #N/A | #N/A |  |  |  | FALSE | #N/A | #N/A | #N/A | #N/A | #N/A | #N/A | #N/A | #N/A | #N/A | #N/A
FALSE | #N/A | #N/A | #N/A | #N/A | #N/A | #N/A | #N/A | #N/A | #N/A | #N/A |  |  |  | FALSE | #N/A | #N/A | #N/A | #N/A | #N/A | #N/A | #N/A | #N/A | #N/A | #N/A
FALSE | #N/A | #N/A | #N/A | #N/A | #N/A | #N/A | #N/A | #N/A | #N/A | #N/A |  |  |  | FALSE | #N/A | #N/A | #N/A | #N/A | #N/A | #N/A | #N/A | #N/A | #N/A | #N/A
FALSE | #N/A | #N/A | #N/A | #N/A | #N/A | #N/A | #N/A | #N/A | #N/A | #N/A |  |  |  | FALSE | #N/A | #N/A | #N/A | #N/A | #N/A | #N/A | #N/A | #N/A | #N/A | #N/A
FALSE | #N/A | #N/A | #N/A | #N/A | #N/A | #N/A | #N/A | #N/A | #N/A | #N/A |  |  |  | FALSE | #N/A | #N/A | #N/A | #N/A | #N/A | #N/A | #N/A | #N/A | #N/A | #N/A
FALSE | #N/A | #N/A | #N/A | #N/A | #N/A | #N/A | #N/A | #N/A | #N/A | #N/A |  |  |  | FALSE | #N/A | #N/A | #N/A | #N/A | #N/A | #N/A | #N/A | #N/A | #N/A | #N/A
FALSE | #N/A | #N/A | #N/A | #N/A | #N/A | #N/A | #N/A | #N/A | #N/A | #N/A |  |  |  | FALSE | #N/A | #N/A | #N/A | #N/A | #N/A | #N/A | #N/A | #N/A | #N/A | #N/A
FALSE | #N/A | #N/A | #N/A | #N/A | #N/A | #N/A | #N/A | #N/A | #N/A | #N/A |  |  |  | FALSE | #N/A | #N/A | #N/A | #N/A | #N/A | #N/A | #N/A | #N/A | #N/A | #N/A
FALSE | #N/A | #N/A | #N/A | #N/A | #N/A | #N/A | #N/A | #N/A | #N/A | #N/A |  |  |  | FALSE | #N/A | #N/A | #N/A | #N/A | #N/A | #N/A | #N/A | #N/A | #N/A | #N/A
FALSE | #N/A | #N/A | #N/A | #N/A | #N/A | #N/A | #N/A | #N/A | #N/A | #N/A |  |  |  | FALSE | #N/A | #N/A | #N/A | #N/A | #N/A | #N/A | #N/A | #N/A | #N/A | #N/A
FALSE | #N/A | #N/A | #N/A | #N/A | #N/A | #N/A | #N/A | #N/A | #N/A | #N/A |  |  |  | FALSE | #N/A | #N/A | #N/A | #N/A | #N/A | #N/A | #N/A | #N/A | #N/A | #N/A
FALSE | #N/A | #N/A | #N/A | #N/A | #N/A | #N/A | #N/A | #N/A | #N/A | #N/A |  |  |  | FALSE | #N/A | #N/A | #N/A | #N/A | #N/A | #N/A | #N/A | #N/A | #N/A | #N/A
FALSE | #N/A | #N/A | #N/A | #N/A | #N/A | #N/A | #N/A | #N/A | #N/A | #N/A |  |  |  | FALSE | #N/A | #N/A | #N/A | #N/A | #N/A | #N/A | #N/A | #N/A | #N/A | #N/A
FALSE | #N/A | #N/A | #N/A | #N/A | #N/A | #N/A | #N/A | #N/A | #N/A | #N/A |  |  |  | FALSE | #N/A | #N/A | #N/A | #N/A | #N/A | #N/A | #N/A | #N/A | #N/A | #N/A
FALSE | #N/A | #N/A | #N/A | #N/A | #N/A | #N/A | #N/A | #N/A | #N/A | #N/A |  |  |  | FALSE | #N/A | #N/A | #N/A | #N/A | #N/A | #N/A | #N/A | #N/A | #N/A | #N/A
FALSE | #N/A | #N/A | #N/A | #N/A | #N/A | #N/A | #N/A | #N/A | #N/A | #N/A |  |  |  | FALSE | #N/A | #N/A | #N/A | #N/A | #N/A | #N/A | #N/A | #N/A | #N/A | #N/A
FALSE | #N/A | #N/A | #N/A | #N/A | #N/A | #N/A | #N/A | #N/A | #N/A | #N/A |  |  |  | FALSE | #N/A | #N/A | #N/A | #N/A | #N/A | #N/A | #N/A | #N/A | #N/A | #N/A
FALSE | #N/A | #N/A | #N/A | #N/A | #N/A | #N/A | #N/A | #N/A | #N/A | #N/A |  |  |  | FALSE | #N/A | #N/A | #N/A | #N/A | #N/A | #N/A | #N/A | #N/A | #N/A | #N/A
FALSE | #N/A | #N/A | #N/A | #N/A | #N/A | #N/A | #N/A | #N/A | #N/A | #N/A |  |  |  | FALSE | #N/A | #N/A | #N/A | #N/A | #N/A | #N/A | #N/A | #N/A | #N/A | #N/A
FALSE | #N/A | #N/A | #N/A | #N/A | #N/A | #N/A | #N/A | #N/A | #N/A | #N/A |  |  |  | FALSE | #N/A | #N/A | #N/A | #N/A | #N/A | #N/A | #N/A | #N/A | #N/A | #N/A
FALSE | #N/A | #N/A | #N/A | #N/A | #N/A | #N/A | #N/A | #N/A | #N/A | #N/A |  |  |  | FALSE | #N/A | #N/A | #N/A | #N/A | #N/A | #N/A | #N/A | #N/A | #N/A | #N/A
FALSE | #N/A | #N/A | #N/A | #N/A | #N/A | #N/A | #N/A | #N/A | #N/A | #N/A |  |  |  | FALSE | #N/A | #N/A | #N/A | #N/A | #N/A | #N/A | #N/A | #N/A | #N/A | #N/A
FALSE | #N/A | #N/A | #N/A | #N/A | #N/A | #N/A | #N/A | #N/A | #N/A | #N/A |  |  |  | FALSE | #N/A | #N/A | #N/A | #N/A | #N/A | #N/A | #N/A | #N/A | #N/A | #N/A
FALSE | #N/A | #N/A | #N/A | #N/A | #N/A | #N/A | #N/A | #N/A | #N/A | #N/A |  |  |  | FALSE | #N/A | #N/A | #N/A | #N/A | #N/A | #N/A | #N/A | #N/A | #N/A | #N/A
FALSE | #N/A | #N/A | #N/A | #N/A | #N/A | #N/A | #N/A | #N/A | #N/A | #N/A |  |  |  | FALSE | #N/A | #N/A | #N/A | #N/A | #N/A | #N/A | #N/A | #N/A | #N/A | #N/A
FALSE | #N/A | #N/A | #N/A | #N/A | #N/A | #N/A | #N/A | #N/A | #N/A | #N/A |  |  |  | FALSE | #N/A | #N/A | #N/A | #N/A | #N/A | #N/A | #N/A | #N/A | #N/A | #N/A
FALSE | #N/A | #N/A | #N/A | #N/A | #N/A | #N/A | #N/A | #N/A | #N/A | #N/A |  |  |  | FALSE | #N/A | #N/A | #N/A | #N/A | #N/A | #N/A | #N/A | #N/A | #N/A | #N/A
FALSE | #N/A | #N/A | #N/A | #N/A | #N/A | #N/A | #N/A | #N/A | #N/A | #N/A |  |  |  | FALSE | #N/A | #N/A | #N/A | #N/A | #N/A | #N/A | #N/A | #N/A | #N/A | #N/A
FALSE | #N/A | #N/A | #N/A | #N/A | #N/A | #N/A | #N/A | #N/A | #N/A | #N/A |  |  |  | FALSE | #N/A | #N/A | #N/A | #N/A | #N/A | #N/A | #N/A | #N/A | #N/A | #N/A
FALSE | #N/A | #N/A | #N/A | #N/A | #N/A | #N/A | #N/A | #N/A | #N/A | #N/A |  |  |  | FALSE | #N/A | #N/A | #N/A | #N/A | #N/A | #N/A | #N/A | #N/A | #N/A | #N/A
FALSE | #N/A | #N/A | #N/A | #N/A | #N/A | #N/A | #N/A | #N/A | #N/A | #N/A |  |  |  | FALSE | #N/A | #N/A | #N/A | #N/A | #N/A | #N/A | #N/A | #N/A | #N/A | #N/A
FALSE | #N/A | #N/A | #N/A | #N/A | #N/A | #N/A | #N/A | #N/A | #N/A | #N/A |  |  |  | FALSE | #N/A | #N/A | #N/A | #N/A | #N/A | #N/A | #N/A | #N/A | #N/A | #N/A
FALSE | #N/A | #N/A | #N/A | #N/A | #N/A | #N/A | #N/A | #N/A | #N/A | #N/A |  |  |  | FALSE | #N/A | #N/A | #N/A | #N/A | #N/A | #N/A | #N/A | #N/A | #N/A | #N/A
FALSE | #N/A | #N/A | #N/A | #N/A | #N/A | #N/A | #N/A | #N/A | #N/A | #N/A |  |  |  | FALSE | #N/A | #N/A | #N/A | #N/A | #N/A | #N/A | #N/A | #N/A | #N/A | #N/A
FALSE | #N/A | #N/A | #N/A | #N/A | #N/A | #N/A | #N/A | #N/A | #N/A | #N/A |  |  |  | FALSE | #N/A | #N/A | #N/A | #N/A | #N/A | #N/A | #N/A | #N/A | #N/A | #N/A
FALSE | #N/A | #N/A | #N/A | #N/A | #N/A | #N/A | #N/A | #N/A | #N/A | #N/A |  |  |  | FALSE | #N/A | #N/A | #N/A | #N/A | #N/A | #N/A | #N/A | #N/A | #N/A | #N/A
FALSE | #N/A | #N/A | #N/A | #N/A | #N/A | #N/A | #N/A | #N/A | #N/A | #N/A |  |  |  | FALSE | #N/A | #N/A | #N/A | #N/A | #N/A | #N/A | #N/A | #N/A | #N/A | #N/A
FALSE | #N/A | #N/A | #N/A | #N/A | #N/A | #N/A | #N/A | #N/A | #N/A | #N/A |  |  |  | FALSE | #N/A | #N/A | #N/A | #N/A | #N/A | #N/A | #N/A | #N/A | #N/A | #N/A
FALSE | #N/A | #N/A | #N/A | #N/A | #N/A | #N/A | #N/A | #N/A | #N/A | #N/A |  |  |  | FALSE | #N/A | #N/A | #N/A | #N/A | #N/A | #N/A | #N/A | #N/A | #N/A | #N/A
FALSE | #N/A | #N/A | #N/A | #N/A | #N/A | #N/A | #N/A | #N/A | #N/A | #N/A |  |  |  | FALSE | #N/A | #N/A | #N/A | #N/A | #N/A | #N/A | #N/A | #N/A | #N/A | #N/A
FALSE | #N/A | #N/A | #N/A | #N/A | #N/A | #N/A | #N/A | #N/A | #N/A | #N/A |  |  |  | FALSE | #N/A | #N/A | #N/A | #N/A | #N/A | #N/A | #N/A | #N/A | #N/A | #N/A
FALSE | #N/A | #N/A | #N/A | #N/A | #N/A | #N/A | #N/A | #N/A | #N/A | #N/A |  |  |  | FALSE | #N/A | #N/A | #N/A | #N/A | #N/A | #N/A | #N/A | #N/A | #N/A | #N/A
FALSE | #N/A | #N/A | #N/A | #N/A | #N/A | #N/A | #N/A | #N/A | #N/A | #N/A |  |  |  | FALSE | #N/A | #N/A | #N/A | #N/A | #N/A | #N/A | #N/A | #N/A | #N/A | #N/A
FALSE | #N/A | #N/A | #N/A | #N/A | #N/A | #N/A | #N/A | #N/A | #N/A | #N/A |  |  |  | FALSE | #N/A | #N/A | #N/A | #N/A | #N/A | #N/A | #N/A | #N/A | #N/A | #N/A
FALSE | #N/A | #N/A | #N/A | #N/A | #N/A | #N/A | #N/A | #N/A | #N/A | #N/A |  |  |  | FALSE | #N/A | #N/A | #N/A | #N/A | #N/A | #N/A | #N/A | #N/A | #N/A | #N/A
FALSE | #N/A | #N/A | #N/A | #N/A | #N/A | #N/A | #N/A | #N/A | #N/A | #N/A |  |  |  | FALSE | #N/A | #N/A | #N/A | #N/A | #N/A | #N/A | #N/A | #N/A | #N/A | #N/A
FALSE | #N/A | #N/A | #N/A | #N/A | #N/A | #N/A | #N/A | #N/A | #N/A | #N/A |  |  |  | FALSE | #N/A | #N/A | #N/A | #N/A | #N/A | #N/A | #N/A | #N/A | #N/A | #N/A
FALSE | #N/A | #N/A | #N/A | #N/A | #N/A | #N/A | #N/A | #N/A | #N/A | #N/A |  |  |  | FALSE | #N/A | #N/A | #N/A | #N/A | #N/A | #N/A | #N/A | #N/A | #N/A | #N/A
FALSE | #N/A | #N/A | #N/A | #N/A | #N/A | #N/A | #N/A | #N/A | #N/A | #N/A |  |  |  | FALSE | #N/A | #N/A | #N/A | #N/A | #N/A | #N/A | #N/A | #N/A | #N/A | #N/A
FALSE | #N/A | #N/A | #N/A | #N/A | #N/A | #N/A | #N/A | #N/A | #N/A | #N/A |  |  |  | FALSE | #N/A | #N/A | #N/A | #N/A | #N/A | #N/A | #N/A | #N/A | #N/A | #N/A
FALSE | #N/A | #N/A | #N/A | #N/A | #N/A | #N/A | #N/A | #N/A | #N/A | #N/A |  |  |  | FALSE | #N/A | #N/A | #N/A | #N/A | #N/A | #N/A | #N/A | #N/A | #N/A | #N/A
FALSE | #N/A | #N/A | #N/A | #N/A | #N/A | #N/A | #N/A | #N/A | #N/A | #N/A |  |  |  | FALSE | #N/A | #N/A | #N/A | #N/A | #N/A | #N/A | #N/A | #N/A | #N/A | #N/A
FALSE | #N/A | #N/A | #N/A | #N/A | #N/A | #N/A | #N/A | #N/A | #N/A | #N/A |  |  |  | FALSE | #N/A | #N/A | #N/A | #N/A | #N/A | #N/A | #N/A | #N/A | #N/A | #N/A
FALSE | #N/A | #N/A | #N/A | #N/A | #N/A | #N/A | #N/A | #N/A | #N/A | #N/A |  |  |  | FALSE | #N/A | #N/A | #N/A | #N/A | #N/A | #N/A | #N/A | #N/A | #N/A | #N/A
FALSE | #N/A | #N/A | #N/A | #N/A | #N/A | #N/A | #N/A | #N/A | #N/A | #N/A |  |  |  | FALSE | #N/A | #N/A | #N/A | #N/A | #N/A | #N/A | #N/A | #N/A | #N/A | #N/A
FALSE | #N/A | #N/A | #N/A | #N/A | #N/A | #N/A | #N/A | #N/A | #N/A | #N/A |  |  |  | FALSE | #N/A | #N/A | #N/A | #N/A | #N/A | #N/A | #N/A | #N/A | #N/A | #N/A
FALSE | #N/A | #N/A | #N/A | #N/A | #N/A | #N/A | #N/A | #N/A | #N/A | #N/A |  |  |  | FALSE | #N/A | #N/A | #N/A | #N/A | #N/A | #N/A | #N/A | #N/A | #N/A | #N/A
FALSE | #N/A | #N/A | #N/A | #N/A | #N/A | #N/A | #N/A | #N/A | #N/A | #N/A |  |  |  | FALSE | #N/A | #N/A | #N/A | #N/A | #N/A | #N/A | #N/A | #N/A | #N/A | #N/A
FALSE | #N/A | #N/A | #N/A | #N/A | #N/A | #N/A | #N/A | #N/A | #N/A | #N/A |  |  |  | FALSE | #N/A | #N/A | #N/A | #N/A | #N/A | #N/A | #N/A | #N/A | #N/A | #N/A
FALSE | #N/A | #N/A | #N/A | #N/A | #N/A | #N/A | #N/A | #N/A | #N/A | #N/A |  |  |  | FALSE | #N/A | #N/A | #N/A | #N/A | #N/A | #N/A | #N/A | #N/A | #N/A | #N/A
FALSE | #N/A | #N/A | #N/A | #N/A | #N/A | #N/A | #N/A | #N/A | #N/A | #N/A |  |  |  | FALSE | #N/A | #N/A | #N/A | #N/A | #N/A | #N/A | #N/A | #N/A | #N/A | #N/A
FALSE | #N/A | #N/A | #N/A | #N/A | #N/A | #N/A | #N/A | #N/A | #N/A | #N/A |  |  |  | FALSE | #N/A | #N/A | #N/A | #N/A | #N/A | #N/A | #N/A | #N/A | #N/A | #N/A
FALSE | #N/A | #N/A | #N/A | #N/A | #N/A | #N/A | #N/A | #N/A | #N/A | #N/A |  |  |  | FALSE | #N/A | #N/A | #N/A | #N/A | #N/A | #N/A | #N/A | #N/A | #N/A | #N/A
FALSE | #N/A | #N/A | #N/A | #N/A | #N/A | #N/A | #N/A | #N/A | #N/A | #N/A |  |  |  | FALSE | #N/A | #N/A | #N/A | #N/A | #N/A | #N/A | #N/A | #N/A | #N/A | #N/A
FALSE | #N/A | #N/A | #N/A | #N/A | #N/A | #N/A | #N/A | #N/A | #N/A | #N/A |  |  |  | FALSE | #N/A | #N/A | #N/A | #N/A | #N/A | #N/A | #N/A | #N/A | #N/A | #N/A
FALSE | #N/A | #N/A | #N/A | #N/A | #N/A | #N/A | #N/A | #N/A | #N/A | #N/A |  |  |  | FALSE | #N/A | #N/A | #N/A | #N/A | #N/A | #N/A | #N/A | #N/A | #N/A | #N/A
FALSE | #N/A | #N/A | #N/A | #N/A | #N/A | #N/A | #N/A | #N/A | #N/A | #N/A |  |  |  | FALSE | #N/A | #N/A | #N/A | #N/A | #N/A | #N/A | #N/A | #N/A | #N/A | #N/A
FALSE | #N/A | #N/A | #N/A | #N/A | #N/A | #N/A | #N/A | #N/A | #N/A | #N/A |  |  |  | FALSE | #N/A | #N/A | #N/A | #N/A | #N/A | #N/A | #N/A | #N/A | #N/A | #N/A
FALSE | #N/A | #N/A | #N/A | #N/A | #N/A | #N/A | #N/A | #N/A | #N/A | #N/A |  |  |  | FALSE | #N/A | #N/A | #N/A | #N/A | #N/A | #N/A | #N/A | #N/A | #N/A | #N/A
FALSE | #N/A | #N/A | #N/A | #N/A | #N/A | #N/A | #N/A | #N/A | #N/A | #N/A |  |  |  | FALSE | #N/A | #N/A | #N/A | #N/A | #N/A | #N/A | #N/A | #N/A | #N/A | #N/A
FALSE | #N/A | #N/A | #N/A | #N/A | #N/A | #N/A | #N/A | #N/A | #N/A | #N/A |  |  |  | FALSE | #N/A | #N/A | #N/A | #N/A | #N/A | #N/A | #N/A | #N/A | #N/A | #N/A
FALSE | #N/A | #N/A | #N/A | #N/A | #N/A | #N/A | #N/A | #N/A | #N/A | #N/A |  |  |  | FALSE | #N/A | #N/A | #N/A | #N/A | #N/A | #N/A | #N/A | #N/A | #N/A | #N/A
FALSE | #N/A | #N/A | #N/A | #N/A | #N/A | #N/A | #N/A | #N/A | #N/A | #N/A |  |  |  | FALSE | #N/A | #N/A | #N/A | #N/A | #N/A | #N/A | #N/A | #N/A | #N/A | #N/A
FALSE | #N/A | #N/A | #N/A | #N/A | #N/A | #N/A | #N/A | #N/A | #N/A | #N/A |  |  |  | FALSE | #N/A | #N/A | #N/A | #N/A | #N/A | #N/A | #N/A | #N/A | #N/A | #N/A
FALSE | #N/A | #N/A | #N/A | #N/A | #N/A | #N/A | #N/A | #N/A | #N/A | #N/A |  |  |  | FALSE | #N/A | #N/A | #N/A | #N/A | #N/A | #N/A | #N/A | #N/A | #N/A | #N/A
FALSE | #N/A | #N/A | #N/A | #N/A | #N/A | #N/A | #N/A | #N/A | #N/A | #N/A |  |  |  | FALSE | #N/A | #N/A | #N/A | #N/A | #N/A | #N/A | #N/A | #N/A | #N/A | #N/A
FALSE | #N/A | #N/A | #N/A | #N/A | #N/A | #N/A | #N/A | #N/A | #N/A | #N/A |  |  |  | FALSE | #N/A | #N/A | #N/A | #N/A | #N/A | #N/A | #N/A | #N/A | #N/A | #N/A
FALSE | #N/A | #N/A | #N/A | #N/A | #N/A | #N/A | #N/A | #N/A | #N/A | #N/A |  |  |  | FALSE | #N/A | #N/A | #N/A | #N/A | #N/A | #N/A | #N/A | #N/A | #N/A | #N/A
FALSE | #N/A | #N/A | #N/A | #N/A | #N/A | #N/A | #N/A | #N/A | #N/A | #N/A |  |  |  | FALSE | #N/A | #N/A | #N/A | #N/A | #N/A | #N/A | #N/A | #N/A | #N/A | #N/A
FALSE | #N/A | #N/A | #N/A | #N/A | #N/A | #N/A | #N/A | #N/A | #N/A | #N/A |  |  |  | FALSE | #N/A | #N/A | #N/A | #N/A | #N/A | #N/A | #N/A | #N/A | #N/A | #N/A
FALSE | #N/A | #N/A | #N/A | #N/A | #N/A | #N/A | #N/A | #N/A | #N/A | #N/A |  |  |  | FALSE | #N/A | #N/A | #N/A | #N/A | #N/A | #N/A | #N/A | #N/A | #N/A | #N/A
FALSE | #N/A | #N/A | #N/A | #N/A | #N/A | #N/A | #N/A | #N/A | #N/A | #N/A |  |  |  | FALSE | #N/A | #N/A | #N/A | #N/A | #N/A | #N/A | #N/A | #N/A | #N/A | #N/A
FALSE | #N/A | #N/A | #N/A | #N/A | #N/A | #N/A | #N/A | #N/A | #N/A | #N/A |  |  |  | FALSE | #N/A | #N/A | #N/A | #N/A | #N/A | #N/A | #N/A | #N/A | #N/A | #N/A
FALSE | #N/A | #N/A | #N/A | #N/A | #N/A | #N/A | #N/A | #N/A | #N/A | #N/A |  |  |  | FALSE | #N/A | #N/A | #N/A | #N/A | #N/A | #N/A | #N/A | #N/A | #N/A | #N/A
FALSE | #N/A | #N/A | #N/A | #N/A | #N/A | #N/A | #N/A | #N/A | #N/A | #N/A |  |  |  | FALSE | #N/A | #N/A | #N/A | #N/A | #N/A | #N/A | #N/A | #N/A | #N/A | #N/A
FALSE | #N/A | #N/A | #N/A | #N/A | #N/A | #N/A | #N/A | #N/A | #N/A | #N/A |  |  |  | FALSE | #N/A | #N/A | #N/A | #N/A | #N/A | #N/A | #N/A | #N/A | #N/A | #N/A
FALSE | #N/A | #N/A | #N/A | #N/A | #N/A | #N/A | #N/A | #N/A | #N/A | #N/A |  |  |  | FALSE | #N/A | #N/A | #N/A | #N/A | #N/A | #N/A | #N/A | #N/A | #N/A | #N/A
FALSE | #N/A | #N/A | #N/A | #N/A | #N/A | #N/A | #N/A | #N/A | #N/A | #N/A |  |  |  | FALSE | #N/A | #N/A | #N/A | #N/A | #N/A | #N/A | #N/A | #N/A | #N/A | #N/A
FALSE | #N/A | #N/A | #N/A | #N/A | #N/A | #N/A | #N/A | #N/A | #N/A | #N/A |  |  |  | FALSE | #N/A | #N/A | #N/A | #N/A | #N/A | #N/A | #N/A | #N/A | #N/A | #N/A
FALSE | #N/A | #N/A | #N/A | #N/A | #N/A | #N/A | #N/A | #N/A | #N/A | #N/A |  |  |  | FALSE | #N/A | #N/A | #N/A | #N/A | #N/A | #N/A | #N/A | #N/A | #N/A | #N/A
FALSE | #N/A | #N/A | #N/A | #N/A | #N/A | #N/A | #N/A | #N/A | #N/A | #N/A |  |  |  | FALSE | #N/A | #N/A | #N/A | #N/A | #N/A | #N/A | #N/A | #N/A | #N/A | #N/A
FALSE | #N/A | #N/A | #N/A | #N/A | #N/A | #N/A | #N/A | #N/A | #N/A | #N/A |  |  |  | FALSE | #N/A | #N/A | #N/A | #N/A | #N/A | #N/A | #N/A | #N/A | #N/A | #N/A
FALSE | #N/A | #N/A | #N/A | #N/A | #N/A | #N/A | #N/A | #N/A | #N/A | #N/A |  |  |  | FALSE | #N/A | #N/A | #N/A | #N/A | #N/A | #N/A | #N/A | #N/A | #N/A | #N/A
FALSE | #N/A | #N/A | #N/A | #N/A | #N/A | #N/A | #N/A | #N/A | #N/A | #N/A |  |  |  | FALSE | #N/A | #N/A | #N/A | #N/A | #N/A | #N/A | #N/A | #N/A | #N/A | #N/A
FALSE | #N/A | #N/A | #N/A | #N/A | #N/A | #N/A | #N/A | #N/A | #N/A | #N/A |  |  |  | FALSE | #N/A | #N/A | #N/A | #N/A | #N/A | #N/A | #N/A | #N/A | #N/A | #N/A
FALSE | #N/A | #N/A | #N/A | #N/A | #N/A | #N/A | #N/A | #N/A | #N/A | #N/A |  |  |  | FALSE | #N/A | #N/A | #N/A | #N/A | #N/A | #N/A | #N/A | #N/A | #N/A | #N/A
FALSE | #N/A | #N/A | #N/A | #N/A | #N/A | #N/A | #N/A | #N/A | #N/A | #N/A |  |  |  | FALSE | #N/A | #N/A | #N/A | #N/A | #N/A | #N/A | #N/A | #N/A | #N/A | #N/A
FALSE | #N/A | #N/A | #N/A | #N/A | #N/A | #N/A | #N/A | #N/A | #N/A | #N/A |  |  |  | FALSE | #N/A | #N/A | #N/A | #N/A | #N/A | #N/A | #N/A | #N/A | #N/A | #N/A
FALSE | #N/A | #N/A | #N/A | #N/A | #N/A | #N/A | #N/A | #N/A | #N/A | #N/A |  |  |  | FALSE | #N/A | #N/A | #N/A | #N/A | #N/A | #N/A | #N/A | #N/A | #N/A | #N/A
FALSE | #N/A | #N/A | #N/A | #N/A | #N/A | #N/A | #N/A | #N/A | #N/A | #N/A |  |  |  | FALSE | #N/A | #N/A | #N/A | #N/A | #N/A | #N/A | #N/A | #N/A | #N/A | #N/A
FALSE | #N/A | #N/A | #N/A | #N/A | #N/A | #N/A | #N/A | #N/A | #N/A | #N/A |  |  |  | FALSE | #N/A | #N/A | #N/A | #N/A | #N/A | #N/A | #N/A | #N/A | #N/A | #N/A
FALSE | #N/A | #N/A | #N/A | #N/A | #N/A | #N/A | #N/A | #N/A | #N/A | #N/A |  |  |  | FALSE | #N/A | #N/A | #N/A | #N/A | #N/A | #N/A | #N/A | #N/A | #N/A | #N/A
FALSE | #N/A | #N/A | #N/A | #N/A | #N/A | #N/A | #N/A | #N/A | #N/A | #N/A |  |  |  | FALSE | #N/A | #N/A | #N/A | #N/A | #N/A | #N/A | #N/A | #N/A | #N/A | #N/A
FALSE | #N/A | #N/A | #N/A | #N/A | #N/A | #N/A | #N/A | #N/A | #N/A | #N/A |  |  |  | FALSE | #N/A | #N/A | #N/A | #N/A | #N/A | #N/A | #N/A | #N/A | #N/A | #N/A
FALSE | #N/A | #N/A | #N/A | #N/A | #N/A | #N/A | #N/A | #N/A | #N/A | #N/A |  |  |  | FALSE | #N/A | #N/A | #N/A | #N/A | #N/A | #N/A | #N/A | #N/A | #N/A | #N/A
FALSE | #N/A | #N/A | #N/A | #N/A | #N/A | #N/A | #N/A | #N/A | #N/A | #N/A |  |  |  | FALSE | #N/A | #N/A | #N/A | #N/A | #N/A | #N/A | #N/A | #N/A | #N/A | #N/A
FALSE | #N/A | #N/A | #N/A | #N/A | #N/A | #N/A | #N/A | #N/A | #N/A | #N/A |  |  |  | FALSE | #N/A | #N/A | #N/A | #N/A | #N/A | #N/A | #N/A | #N/A | #N/A | #N/A
FALSE | #N/A | #N/A | #N/A | #N/A | #N/A | #N/A | #N/A | #N/A | #N/A | #N/A |  |  |  | FALSE | #N/A | #N/A | #N/A | #N/A | #N/A | #N/A | #N/A | #N/A | #N/A | #N/A
FALSE | #N/A | #N/A | #N/A | #N/A | #N/A | #N/A | #N/A | #N/A | #N/A | #N/A |  |  |  | FALSE | #N/A | #N/A | #N/A | #N/A | #N/A | #N/A | #N/A | #N/A | #N/A | #N/A
FALSE | #N/A | #N/A | #N/A | #N/A | #N/A | #N/A | #N/A | #N/A | #N/A | #N/A |  |  |  | FALSE | #N/A | #N/A | #N/A | #N/A | #N/A | #N/A | #N/A | #N/A | #N/A | #N/A
FALSE | #N/A | #N/A | #N/A | #N/A | #N/A | #N/A | #N/A | #N/A | #N/A | #N/A |  |  |  | FALSE | #N/A | #N/A | #N/A | #N/A | #N/A | #N/A | #N/A | #N/A | #N/A | #N/A
FALSE | #N/A | #N/A | #N/A | #N/A | #N/A | #N/A | #N/A | #N/A | #N/A | #N/A |  |  |  | FALSE | #N/A | #N/A | #N/A | #N/A | #N/A | #N/A | #N/A | #N/A | #N/A | #N/A
FALSE | #N/A | #N/A | #N/A | #N/A | #N/A | #N/A | #N/A | #N/A | #N/A | #N/A |  |  |  | FALSE | #N/A | #N/A | #N/A | #N/A | #N/A | #N/A | #N/A | #N/A | #N/A | #N/A
FALSE | #N/A | #N/A | #N/A | #N/A | #N/A | #N/A | #N/A | #N/A | #N/A | #N/A |  |  |  | FALSE | #N/A | #N/A | #N/A | #N/A | #N/A | #N/A | #N/A | #N/A | #N/A | #N/A
FALSE | #N/A | #N/A | #N/A | #N/A | #N/A | #N/A | #N/A | #N/A | #N/A | #N/A |  |  |  | FALSE | #N/A | #N/A | #N/A | #N/A | #N/A | #N/A | #N/A | #N/A | #N/A | #N/A
FALSE | #N/A | #N/A | #N/A | #N/A | #N/A | #N/A | #N/A | #N/A | #N/A | #N/A |  |  |  | FALSE | #N/A | #N/A | #N/A | #N/A | #N/A | #N/A | #N/A | #N/A | #N/A | #N/A
FALSE | #N/A | #N/A | #N/A | #N/A | #N/A | #N/A | #N/A | #N/A | #N/A | #N/A |  |  |  | FALSE | #N/A | #N/A | #N/A | #N/A | #N/A | #N/A | #N/A | #N/A | #N/A | #N/A
FALSE | #N/A | #N/A | #N/A | #N/A | #N/A | #N/A | #N/A | #N/A | #N/A | #N/A |  |  |  | FALSE | #N/A | #N/A | #N/A | #N/A | #N/A | #N/A | #N/A | #N/A | #N/A | #N/A
FALSE | #N/A | #N/A | #N/A | #N/A | #N/A | #N/A | #N/A | #N/A | #N/A | #N/A |  |  |  | FALSE | #N/A | #N/A | #N/A | #N/A | #N/A | #N/A | #N/A | #N/A | #N/A | #N/A
FALSE | #N/A | #N/A | #N/A | #N/A | #N/A | #N/A | #N/A | #N/A | #N/A | #N/A |  |  |  | FALSE | #N/A | #N/A | #N/A | #N/A | #N/A | #N/A | #N/A | #N/A | #N/A | #N/A
FALSE | #N/A | #N/A | #N/A | #N/A | #N/A | #N/A | #N/A | #N/A | #N/A | #N/A |  |  |  | FALSE | #N/A | #N/A | #N/A | #N/A | #N/A | #N/A | #N/A | #N/A | #N/A | #N/A
FALSE | #N/A | #N/A | #N/A | #N/A | #N/A | #N/A | #N/A | #N/A | #N/A | #N/A |  |  |  | FALSE | #N/A | #N/A | #N/A | #N/A | #N/A | #N/A | #N/A | #N/A | #N/A | #N/A
FALSE | #N/A | #N/A | #N/A | #N/A | #N/A | #N/A | #N/A | #N/A | #N/A | #N/A |  |  |  | FALSE | #N/A | #N/A | #N/A | #N/A | #N/A | #N/A | #N/A | #N/A | #N/A | #N/A
FALSE | #N/A | #N/A | #N/A | #N/A | #N/A | #N/A | #N/A | #N/A | #N/A | #N/A |  |  |  | FALSE | #N/A | #N/A | #N/A | #N/A | #N/A | #N/A | #N/A | #N/A | #N/A | #N/A
FALSE | #N/A | #N/A | #N/A | #N/A | #N/A | #N/A | #N/A | #N/A | #N/A | #N/A |  |  |  | FALSE | #N/A | #N/A | #N/A | #N/A | #N/A | #N/A | #N/A | #N/A | #N/A | #N/A
FALSE | #N/A | #N/A | #N/A | #N/A | #N/A | #N/A | #N/A | #N/A | #N/A | #N/A |  |  |  | FALSE | #N/A | #N/A | #N/A | #N/A | #N/A | #N/A | #N/A | #N/A | #N/A | #N/A
FALSE | #N/A | #N/A | #N/A | #N/A | #N/A | #N/A | #N/A | #N/A | #N/A | #N/A |  |  |  | FALSE | #N/A | #N/A | #N/A | #N/A | #N/A | #N/A | #N/A | #N/A | #N/A | #N/A
FALSE | #N/A | #N/A | #N/A | #N/A | #N/A | #N/A | #N/A | #N/A | #N/A | #N/A |  |  |  | FALSE | #N/A | #N/A | #N/A | #N/A | #N/A | #N/A | #N/A | #N/A | #N/A | #N/A
FALSE | #N/A | #N/A | #N/A | #N/A | #N/A | #N/A | #N/A | #N/A | #N/A | #N/A |  |  |  | FALSE | #N/A | #N/A | #N/A | #N/A | #N/A | #N/A | #N/A | #N/A | #N/A | #N/A
FALSE | #N/A | #N/A | #N/A | #N/A | #N/A | #N/A | #N/A | #N/A | #N/A | #N/A |  |  |  | FALSE | #N/A | #N/A | #N/A | #N/A | #N/A | #N/A | #N/A | #N/A | #N/A | #N/A
FALSE | #N/A | #N/A | #N/A | #N/A | #N/A | #N/A | #N/A | #N/A | #N/A | #N/A |  |  |  | FALSE | #N/A | #N/A | #N/A | #N/A | #N/A | #N/A | #N/A | #N/A | #N/A | #N/A
FALSE | #N/A | #N/A | #N/A | #N/A | #N/A | #N/A | #N/A | #N/A | #N/A | #N/A |  |  |  | FALSE | #N/A | #N/A | #N/A | #N/A | #N/A | #N/A | #N/A | #N/A | #N/A | #N/A
FALSE | #N/A | #N/A | #N/A | #N/A | #N/A | #N/A | #N/A | #N/A | #N/A | #N/A |  |  |  | FALSE | #N/A | #N/A | #N/A | #N/A | #N/A | #N/A | #N/A | #N/A | #N/A | #N/A
FALSE | #N/A | #N/A | #N/A | #N/A | #N/A | #N/A | #N/A | #N/A | #N/A | #N/A |  |  |  | FALSE | #N/A | #N/A | #N/A | #N/A | #N/A | #N/A | #N/A | #N/A | #N/A | #N/A
FALSE | #N/A | #N/A | #N/A | #N/A | #N/A | #N/A | #N/A | #N/A | #N/A | #N/A |  |  |  | FALSE | #N/A | #N/A | #N/A | #N/A | #N/A | #N/A | #N/A | #N/A | #N/A | #N/A
FALSE | #N/A | #N/A | #N/A | #N/A | #N/A | #N/A | #N/A | #N/A | #N/A | #N/A |  |  |  | FALSE | #N/A | #N/A | #N/A | #N/A | #N/A | #N/A | #N/A | #N/A | #N/A | #N/A
FALSE | #N/A | #N/A | #N/A | #N/A | #N/A | #N/A | #N/A | #N/A | #N/A | #N/A |  |  |  | FALSE | #N/A | #N/A | #N/A | #N/A | #N/A | #N/A | #N/A | #N/A | #N/A | #N/A
FALSE | #N/A | #N/A | #N/A | #N/A | #N/A | #N/A | #N/A | #N/A | #N/A | #N/A |  |  |  | FALSE | #N/A | #N/A | #N/A | #N/A | #N/A | #N/A | #N/A | #N/A | #N/A | #N/A
FALSE | #N/A | #N/A | #N/A | #N/A | #N/A | #N/A | #N/A | #N/A | #N/A | #N/A |  |  |  | FALSE | #N/A | #N/A | #N/A | #N/A | #N/A | #N/A | #N/A | #N/A | #N/A | #N/A
FALSE | #N/A | #N/A | #N/A | #N/A | #N/A | #N/A | #N/A | #N/A | #N/A | #N/A |  |  |  | FALSE | #N/A | #N/A | #N/A | #N/A | #N/A | #N/A | #N/A | #N/A | #N/A | #N/A
FALSE | #N/A | #N/A | #N/A | #N/A | #N/A | #N/A | #N/A | #N/A | #N/A | #N/A |  |  |  | FALSE | #N/A | #N/A | #N/A | #N/A | #N/A | #N/A | #N/A | #N/A | #N/A | #N/A
FALSE | #N/A | #N/A | #N/A | #N/A | #N/A | #N/A | #N/A | #N/A | #N/A | #N/A |  |  |  | FALSE | #N/A | #N/A | #N/A | #N/A | #N/A | #N/A | #N/A | #N/A | #N/A | #N/A
FALSE | #N/A | #N/A | #N/A | #N/A | #N/A | #N/A | #N/A | #N/A | #N/A | #N/A |  |  |  | FALSE | #N/A | #N/A | #N/A | #N/A | #N/A | #N/A | #N/A | #N/A | #N/A | #N/A
FALSE | #N/A | #N/A | #N/A | #N/A | #N/A | #N/A | #N/A | #N/A | #N/A | #N/A |  |  |  | FALSE | #N/A | #N/A | #N/A | #N/A | #N/A | #N/A | #N/A | #N/A | #N/A | #N/A
FALSE | #N/A | #N/A | #N/A | #N/A | #N/A | #N/A | #N/A | #N/A | #N/A | #N/A |  |  |  | FALSE | #N/A | #N/A | #N/A | #N/A | #N/A | #N/A | #N/A | #N/A | #N/A | #N/A
FALSE | #N/A | #N/A | #N/A | #N/A | #N/A | #N/A | #N/A | #N/A | #N/A | #N/A |  |  |  | FALSE | #N/A | #N/A | #N/A | #N/A | #N/A | #N/A | #N/A | #N/A | #N/A | #N/A
FALSE | #N/A | #N/A | #N/A | #N/A | #N/A | #N/A | #N/A | #N/A | #N/A | #N/A |  |  |  | FALSE | #N/A | #N/A | #N/A | #N/A | #N/A | #N/A | #N/A | #N/A | #N/A | #N/A
FALSE | #N/A | #N/A | #N/A | #N/A | #N/A | #N/A | #N/A | #N/A | #N/A | #N/A |  |  |  | FALSE | #N/A | #N/A | #N/A | #N/A | #N/A | #N/A | #N/A | #N/A | #N/A | #N/A
FALSE | #N/A | #N/A | #N/A | #N/A | #N/A | #N/A | #N/A | #N/A | #N/A | #N/A |  |  |  | FALSE | #N/A | #N/A | #N/A | #N/A | #N/A | #N/A | #N/A | #N/A | #N/A | #N/A
FALSE | #N/A | #N/A | #N/A | #N/A | #N/A | #N/A | #N/A | #N/A | #N/A | #N/A |  |  |  | FALSE | #N/A | #N/A | #N/A | #N/A | #N/A | #N/A | #N/A | #N/A | #N/A | #N/A
FALSE | #N/A | #N/A | #N/A | #N/A | #N/A | #N/A | #N/A | #N/A | #N/A | #N/A |  |  |  | FALSE | #N/A | #N/A | #N/A | #N/A | #N/A | #N/A | #N/A | #N/A | #N/A | #N/A
FALSE | #N/A | #N/A | #N/A | #N/A | #N/A | #N/A | #N/A | #N/A | #N/A | #N/A |  |  |  | FALSE | #N/A | #N/A | #N/A | #N/A | #N/A | #N/A | #N/A | #N/A | #N/A | #N/A
FALSE | #N/A | #N/A | #N/A | #N/A | #N/A | #N/A | #N/A | #N/A | #N/A | #N/A |  |  |  | FALSE | #N/A | #N/A | #N/A | #N/A | #N/A | #N/A | #N/A | #N/A | #N/A | #N/A
FALSE | #N/A | #N/A | #N/A | #N/A | #N/A | #N/A | #N/A | #N/A | #N/A | #N/A |  |  |  | FALSE | #N/A | #N/A | #N/A | #N/A | #N/A | #N/A | #N/A | #N/A | #N/A | #N/A
FALSE | #N/A | #N/A | #N/A | #N/A | #N/A | #N/A | #N/A | #N/A | #N/A | #N/A |  |  |  | FALSE | #N/A | #N/A | #N/A | #N/A | #N/A | #N/A | #N/A | #N/A | #N/A | #N/A
FALSE | #N/A | #N/A | #N/A | #N/A | #N/A | #N/A | #N/A | #N/A | #N/A | #N/A |  |  |  | FALSE | #N/A | #N/A | #N/A | #N/A | #N/A | #N/A | #N/A | #N/A | #N/A | #N/A
FALSE | #N/A | #N/A | #N/A | #N/A | #N/A | #N/A | #N/A | #N/A | #N/A | #N/A |  |  |  | FALSE | #N/A | #N/A | #N/A | #N/A | #N/A | #N/A | #N/A | #N/A | #N/A | #N/A
FALSE | #N/A | #N/A | #N/A | #N/A | #N/A | #N/A | #N/A | #N/A | #N/A | #N/A |  |  |  | FALSE | #N/A | #N/A | #N/A | #N/A | #N/A | #N/A | #N/A | #N/A | #N/A | #N/A
FALSE | #N/A | #N/A | #N/A | #N/A | #N/A | #N/A | #N/A | #N/A | #N/A | #N/A |  |  |  | FALSE | #N/A | #N/A | #N/A | #N/A | #N/A | #N/A | #N/A | #N/A | #N/A | #N/A
FALSE | #N/A | #N/A | #N/A | #N/A | #N/A | #N/A | #N/A | #N/A | #N/A | #N/A |  |  |  | FALSE | #N/A | #N/A | #N/A | #N/A | #N/A | #N/A | #N/A | #N/A | #N/A | #N/A
FALSE | #N/A | #N/A | #N/A | #N/A | #N/A | #N/A | #N/A | #N/A | #N/A | #N/A |  |  |  | FALSE | #N/A | #N/A | #N/A | #N/A | #N/A | #N/A | #N/A | #N/A | #N/A | #N/A
FALSE | #N/A | #N/A | #N/A | #N/A | #N/A | #N/A | #N/A | #N/A | #N/A | #N/A |  |  |  | FALSE | #N/A | #N/A | #N/A | #N/A | #N/A | #N/A | #N/A | #N/A | #N/A | #N/A
FALSE | #N/A | #N/A | #N/A | #N/A | #N/A | #N/A | #N/A | #N/A | #N/A | #N/A |  |  |  | FALSE | #N/A | #N/A | #N/A | #N/A | #N/A | #N/A | #N/A | #N/A | #N/A | #N/A
FALSE | #N/A | #N/A | #N/A | #N/A | #N/A | #N/A | #N/A | #N/A | #N/A | #N/A |  |  |  | FALSE | #N/A | #N/A | #N/A | #N/A | #N/A | #N/A | #N/A | #N/A | #N/A | #N/A
FALSE | #N/A | #N/A | #N/A | #N/A | #N/A | #N/A | #N/A | #N/A | #N/A | #N/A |  |  |  | FALSE | #N/A | #N/A | #N/A | #N/A | #N/A | #N/A | #N/A | #N/A | #N/A | #N/A
FALSE | #N/A | #N/A | #N/A | #N/A | #N/A | #N/A | #N/A | #N/A | #N/A | #N/A |  |  |  | FALSE | #N/A | #N/A | #N/A | #N/A | #N/A | #N/A | #N/A | #N/A | #N/A | #N/A
FALSE | #N/A | #N/A | #N/A | #N/A | #N/A | #N/A | #N/A | #N/A | #N/A | #N/A |  |  |  | FALSE | #N/A | #N/A | #N/A | #N/A | #N/A | #N/A | #N/A | #N/A | #N/A | #N/A
FALSE | #N/A | #N/A | #N/A | #N/A | #N/A | #N/A | #N/A | #N/A | #N/A | #N/A |  |  |  | FALSE | #N/A | #N/A | #N/A | #N/A | #N/A | #N/A | #N/A | #N/A | #N/A | #N/A
FALSE | #N/A | #N/A | #N/A | #N/A | #N/A | #N/A | #N/A | #N/A | #N/A | #N/A |  |  |  | FALSE | #N/A | #N/A | #N/A | #N/A | #N/A | #N/A | #N/A | #N/A | #N/A | #N/A
FALSE | #N/A | #N/A | #N/A | #N/A | #N/A | #N/A | #N/A | #N/A | #N/A | #N/A |  |  |  | FALSE | #N/A | #N/A | #N/A | #N/A | #N/A | #N/A | #N/A | #N/A | #N/A | #N/A
FALSE | #N/A | #N/A | #N/A | #N/A | #N/A | #N/A | #N/A | #N/A | #N/A | #N/A |  |  |  | FALSE | #N/A | #N/A | #N/A | #N/A | #N/A | #N/A | #N/A | #N/A | #N/A | #N/A
FALSE | #N/A | #N/A | #N/A | #N/A | #N/A | #N/A | #N/A | #N/A | #N/A | #N/A |  |  |  | FALSE | #N/A | #N/A | #N/A | #N/A | #N/A | #N/A | #N/A | #N/A | #N/A | #N/A
FALSE | #N/A | #N/A | #N/A | #N/A | #N/A | #N/A | #N/A | #N/A | #N/A | #N/A |  |  |  | FALSE | #N/A | #N/A | #N/A | #N/A | #N/A | #N/A | #N/A | #N/A | #N/A | #N/A
FALSE | #N/A | #N/A | #N/A | #N/A | #N/A | #N/A | #N/A | #N/A | #N/A | #N/A |  |  |  | FALSE | #N/A | #N/A | #N/A | #N/A | #N/A | #N/A | #N/A | #N/A | #N/A | #N/A
FALSE | #N/A | #N/A | #N/A | #N/A | #N/A | #N/A | #N/A | #N/A | #N/A | #N/A |  |  |  | FALSE | #N/A | #N/A | #N/A | #N/A | #N/A | #N/A | #N/A | #N/A | #N/A | #N/A
FALSE | #N/A | #N/A | #N/A | #N/A | #N/A | #N/A | #N/A | #N/A | #N/A | #N/A |  |  |  | FALSE | #N/A | #N/A | #N/A | #N/A | #N/A | #N/A | #N/A | #N/A | #N/A | #N/A
FALSE | #N/A | #N/A | #N/A | #N/A | #N/A | #N/A | #N/A | #N/A | #N/A | #N/A |  |  |  | FALSE | #N/A | #N/A | #N/A | #N/A | #N/A | #N/A | #N/A | #N/A | #N/A | #N/A
FALSE | #N/A | #N/A | #N/A | #N/A | #N/A | #N/A | #N/A | #N/A | #N/A | #N/A |  |  |  | FALSE | #N/A | #N/A | #N/A | #N/A | #N/A | #N/A | #N/A | #N/A | #N/A | #N/A
FALSE | #N/A | #N/A | #N/A | #N/A | #N/A | #N/A | #N/A | #N/A | #N/A | #N/A |  |  |  | FALSE | #N/A | #N/A | #N/A | #N/A | #N/A | #N/A | #N/A | #N/A | #N/A | #N/A
FALSE | #N/A | #N/A | #N/A | #N/A | #N/A | #N/A | #N/A | #N/A | #N/A | #N/A |  |  |  | FALSE | #N/A | #N/A | #N/A | #N/A | #N/A | #N/A | #N/A | #N/A | #N/A | #N/A
FALSE | #N/A | #N/A | #N/A | #N/A | #N/A | #N/A | #N/A | #N/A | #N/A | #N/A |  |  |  | FALSE | #N/A | #N/A | #N/A | #N/A | #N/A | #N/A | #N/A | #N/A | #N/A | #N/A
FALSE | #N/A | #N/A | #N/A | #N/A | #N/A | #N/A | #N/A | #N/A | #N/A | #N/A |  |  |  | FALSE | #N/A | #N/A | #N/A | #N/A | #N/A | #N/A | #N/A | #N/A | #N/A | #N/A
FALSE | #N/A | #N/A | #N/A | #N/A | #N/A | #N/A | #N/A | #N/A | #N/A | #N/A |  |  |  | FALSE | #N/A | #N/A | #N/A | #N/A | #N/A | #N/A | #N/A | #N/A | #N/A | #N/A
FALSE | #N/A | #N/A | #N/A | #N/A | #N/A | #N/A | #N/A | #N/A | #N/A | #N/A |  |  |  | FALSE | #N/A | #N/A | #N/A | #N/A | #N/A | #N/A | #N/A | #N/A | #N/A | #N/A
FALSE | #N/A | #N/A | #N/A | #N/A | #N/A | #N/A | #N/A | #N/A | #N/A | #N/A |  |  |  | FALSE | #N/A | #N/A | #N/A | #N/A | #N/A | #N/A | #N/A | #N/A | #N/A | #N/A
FALSE | #N/A | #N/A | #N/A | #N/A | #N/A | #N/A | #N/A | #N/A | #N/A | #N/A |  |  |  | FALSE | #N/A | #N/A | #N/A | #N/A | #N/A | #N/A | #N/A | #N/A | #N/A | #N/A
FALSE | #N/A | #N/A | #N/A | #N/A | #N/A | #N/A | #N/A | #N/A | #N/A | #N/A |  |  |  | FALSE | #N/A | #N/A | #N/A | #N/A | #N/A | #N/A | #N/A | #N/A | #N/A | #N/A
FALSE | #N/A | #N/A | #N/A | #N/A | #N/A | #N/A | #N/A | #N/A | #N/A | #N/A |  |  |  | FALSE | #N/A | #N/A | #N/A | #N/A | #N/A | #N/A | #N/A | #N/A | #N/A | #N/A
FALSE | #N/A | #N/A | #N/A | #N/A | #N/A | #N/A | #N/A | #N/A | #N/A | #N/A |  |  |  | FALSE | #N/A | #N/A | #N/A | #N/A | #N/A | #N/A | #N/A | #N/A | #N/A | #N/A
FALSE | #N/A | #N/A | #N/A | #N/A | #N/A | #N/A | #N/A | #N/A | #N/A | #N/A |  |  |  | FALSE | #N/A | #N/A | #N/A | #N/A | #N/A | #N/A | #N/A | #N/A | #N/A | #N/A
FALSE | #N/A | #N/A | #N/A | #N/A | #N/A | #N/A | #N/A | #N/A | #N/A | #N/A |  |  |  | FALSE | #N/A | #N/A | #N/A | #N/A | #N/A | #N/A | #N/A | #N/A | #N/A | #N/A
FALSE | #N/A | #N/A | #N/A | #N/A | #N/A | #N/A | #N/A | #N/A | #N/A | #N/A |  |  |  | FALSE | #N/A | #N/A | #N/A | #N/A | #N/A | #N/A | #N/A | #N/A | #N/A | #N/A
FALSE | #N/A | #N/A | #N/A | #N/A | #N/A | #N/A | #N/A | #N/A | #N/A | #N/A |  |  |  | FALSE | #N/A | #N/A | #N/A | #N/A | #N/A | #N/A | #N/A | #N/A | #N/A | #N/A
FALSE | #N/A | #N/A | #N/A | #N/A | #N/A | #N/A | #N/A | #N/A | #N/A | #N/A |  |  |  | FALSE | #N/A | #N/A | #N/A | #N/A | #N/A | #N/A | #N/A | #N/A | #N/A | #N/A
FALSE | #N/A | #N/A | #N/A | #N/A | #N/A | #N/A | #N/A | #N/A | #N/A | #N/A |  |  |  | FALSE | #N/A | #N/A | #N/A | #N/A | #N/A | #N/A | #N/A | #N/A | #N/A | #N/A
FALSE | #N/A | #N/A | #N/A | #N/A | #N/A | #N/A | #N/A | #N/A | #N/A | #N/A |  |  |  | FALSE | #N/A | #N/A | #N/A | #N/A | #N/A | #N/A | #N/A | #N/A | #N/A | #N/A
FALSE | #N/A | #N/A | #N/A | #N/A | #N/A | #N/A | #N/A | #N/A | #N/A | #N/A |  |  |  | FALSE | #N/A | #N/A | #N/A | #N/A | #N/A | #N/A | #N/A | #N/A | #N/A | #N/A
FALSE | #N/A | #N/A | #N/A | #N/A | #N/A | #N/A | #N/A | #N/A | #N/A | #N/A |  |  |  | FALSE | #N/A | #N/A | #N/A | #N/A | #N/A | #N/A | #N/A | #N/A | #N/A | #N/A
FALSE | #N/A | #N/A | #N/A | #N/A | #N/A | #N/A | #N/A | #N/A | #N/A | #N/A |  |  |  | FALSE | #N/A | #N/A | #N/A | #N/A | #N/A | #N/A | #N/A | #N/A | #N/A | #N/A
FALSE | #N/A | #N/A | #N/A | #N/A | #N/A | #N/A | #N/A | #N/A | #N/A | #N/A |  |  |  | FALSE | #N/A | #N/A | #N/A | #N/A | #N/A | #N/A | #N/A | #N/A | #N/A | #N/A
FALSE | #N/A | #N/A | #N/A | #N/A | #N/A | #N/A | #N/A | #N/A | #N/A | #N/A |  |  |  | FALSE | #N/A | #N/A | #N/A | #N/A | #N/A | #N/A | #N/A | #N/A | #N/A | #N/A
FALSE | #N/A | #N/A | #N/A | #N/A | #N/A | #N/A | #N/A | #N/A | #N/A | #N/A |  |  |  | FALSE | #N/A | #N/A | #N/A | #N/A | #N/A | #N/A | #N/A | #N/A | #N/A | #N/A
FALSE | #N/A | #N/A | #N/A | #N/A | #N/A | #N/A | #N/A | #N/A | #N/A | #N/A |  |  |  | FALSE | #N/A | #N/A | #N/A | #N/A | #N/A | #N/A | #N/A | #N/A | #N/A | #N/A
FALSE | #N/A | #N/A | #N/A | #N/A | #N/A | #N/A | #N/A | #N/A | #N/A | #N/A |  |  |  | FALSE | #N/A | #N/A | #N/A | #N/A | #N/A | #N/A | #N/A | #N/A | #N/A | #N/A
FALSE | #N/A | #N/A | #N/A | #N/A | #N/A | #N/A | #N/A | #N/A | #N/A | #N/A |  |  |  | FALSE | #N/A | #N/A | #N/A | #N/A | #N/A | #N/A | #N/A | #N/A | #N/A | #N/A
FALSE | #N/A | #N/A | #N/A | #N/A | #N/A | #N/A | #N/A | #N/A | #N/A | #N/A |  |  |  | FALSE | #N/A | #N/A | #N/A | #N/A | #N/A | #N/A | #N/A | #N/A | #N/A | #N/A
FALSE | #N/A | #N/A | #N/A | #N/A | #N/A | #N/A | #N/A | #N/A | #N/A | #N/A |  |  |  | FALSE | #N/A | #N/A | #N/A | #N/A | #N/A | #N/A | #N/A | #N/A | #N/A | #N/A
FALSE | #N/A | #N/A | #N/A | #N/A | #N/A | #N/A | #N/A | #N/A | #N/A | #N/A |  |  |  | FALSE | #N/A | #N/A | #N/A | #N/A | #N/A | #N/A | #N/A | #N/A | #N/A | #N/A
FALSE | #N/A | #N/A | #N/A | #N/A | #N/A | #N/A | #N/A | #N/A | #N/A | #N/A |  |  |  | FALSE | #N/A | #N/A | #N/A | #N/A | #N/A | #N/A | #N/A | #N/A | #N/A | #N/A
FALSE | #N/A | #N/A | #N/A | #N/A | #N/A | #N/A | #N/A | #N/A | #N/A | #N/A |  |  |  | FALSE | #N/A | #N/A | #N/A | #N/A | #N/A | #N/A | #N/A | #N/A | #N/A | #N/A
FALSE | #N/A | #N/A | #N/A | #N/A | #N/A | #N/A | #N/A | #N/A | #N/A | #N/A |  |  |  | FALSE | #N/A | #N/A | #N/A | #N/A | #N/A | #N/A | #N/A | #N/A | #N/A | #N/A
FALSE | #N/A | #N/A | #N/A | #N/A | #N/A | #N/A | #N/A | #N/A | #N/A | #N/A |  |  |  | FALSE | #N/A | #N/A | #N/A | #N/A | #N/A | #N/A | #N/A | #N/A | #N/A | #N/A
FALSE | #N/A | #N/A | #N/A | #N/A | #N/A | #N/A | #N/A | #N/A | #N/A | #N/A |  |  |  | FALSE | #N/A | #N/A | #N/A | #N/A | #N/A | #N/A | #N/A | #N/A | #N/A | #N/A
FALSE | #N/A | #N/A | #N/A | #N/A | #N/A | #N/A | #N/A | #N/A | #N/A | #N/A |  |  |  | FALSE | #N/A | #N/A | #N/A | #N/A | #N/A | #N/A | #N/A | #N/A | #N/A | #N/A
FALSE | #N/A | #N/A | #N/A | #N/A | #N/A | #N/A | #N/A | #N/A | #N/A | #N/A |  |  |  | FALSE | #N/A | #N/A | #N/A | #N/A | #N/A | #N/A | #N/A | #N/A | #N/A | #N/A
FALSE | #N/A | #N/A | #N/A | #N/A | #N/A | #N/A | #N/A | #N/A | #N/A | #N/A |  |  |  | FALSE | #N/A | #N/A | #N/A | #N/A | #N/A | #N/A | #N/A | #N/A | #N/A | #N/A
FALSE | #N/A | #N/A | #N/A | #N/A | #N/A | #N/A | #N/A | #N/A | #N/A | #N/A |  |  |  | FALSE | #N/A | #N/A | #N/A | #N/A | #N/A | #N/A | #N/A | #N/A | #N/A | #N/A
FALSE | #N/A | #N/A | #N/A | #N/A | #N/A | #N/A | #N/A | #N/A | #N/A | #N/A |  |  |  | FALSE | #N/A | #N/A | #N/A | #N/A | #N/A | #N/A | #N/A | #N/A | #N/A | #N/A
FALSE | #N/A | #N/A | #N/A | #N/A | #N/A | #N/A | #N/A | #N/A | #N/A | #N/A |  |  |  | FALSE | #N/A | #N/A | #N/A | #N/A | #N/A | #N/A | #N/A | #N/A | #N/A | #N/A
FALSE | #N/A | #N/A | #N/A | #N/A | #N/A | #N/A | #N/A | #N/A | #N/A | #N/A |  |  |  | FALSE | #N/A | #N/A | #N/A | #N/A | #N/A | #N/A | #N/A | #N/A | #N/A | #N/A
FALSE | #N/A | #N/A | #N/A | #N/A | #N/A | #N/A | #N/A | #N/A | #N/A | #N/A |  |  |  | FALSE | #N/A | #N/A | #N/A | #N/A | #N/A | #N/A | #N/A | #N/A | #N/A | #N/A
FALSE | #N/A | #N/A | #N/A | #N/A | #N/A | #N/A | #N/A | #N/A | #N/A | #N/A |  |  |  | FALSE | #N/A | #N/A | #N/A | #N/A | #N/A | #N/A | #N/A | #N/A | #N/A | #N/A
FALSE | #N/A | #N/A | #N/A | #N/A | #N/A | #N/A | #N/A | #N/A | #N/A | #N/A |  |  |  | FALSE | #N/A | #N/A | #N/A | #N/A | #N/A | #N/A | #N/A | #N/A | #N/A | #N/A
FALSE | #N/A | #N/A | #N/A | #N/A | #N/A | #N/A | #N/A | #N/A | #N/A | #N/A |  |  |  | FALSE | #N/A | #N/A | #N/A | #N/A | #N/A | #N/A | #N/A | #N/A | #N/A | #N/A
FALSE | #N/A | #N/A | #N/A | #N/A | #N/A | #N/A | #N/A | #N/A | #N/A | #N/A |  |  |  | FALSE | #N/A | #N/A | #N/A | #N/A | #N/A | #N/A | #N/A | #N/A | #N/A | #N/A
FALSE | #N/A | #N/A | #N/A | #N/A | #N/A | #N/A | #N/A | #N/A | #N/A | #N/A |  |  |  | FALSE | #N/A | #N/A | #N/A | #N/A | #N/A | #N/A | #N/A | #N/A | #N/A | #N/A
FALSE | #N/A | #N/A | #N/A | #N/A | #N/A | #N/A | #N/A | #N/A | #N/A | #N/A |  |  |  | FALSE | #N/A | #N/A | #N/A | #N/A | #N/A | #N/A | #N/A | #N/A | #N/A | #N/A
FALSE | #N/A | #N/A | #N/A | #N/A | #N/A | #N/A | #N/A | #N/A | #N/A | #N/A |  |  |  | FALSE | #N/A | #N/A | #N/A | #N/A | #N/A | #N/A | #N/A | #N/A | #N/A | #N/A
FALSE | #N/A | #N/A | #N/A | #N/A | #N/A | #N/A | #N/A | #N/A | #N/A | #N/A |  |  |  | FALSE | #N/A | #N/A | #N/A | #N/A | #N/A | #N/A | #N/A | #N/A | #N/A | #N/A
FALSE | #N/A | #N/A | #N/A | #N/A | #N/A | #N/A | #N/A | #N/A | #N/A | #N/A |  |  |  | FALSE | #N/A | #N/A | #N/A | #N/A | #N/A | #N/A | #N/A | #N/A | #N/A | #N/A
FALSE | #N/A | #N/A | #N/A | #N/A | #N/A | #N/A | #N/A | #N/A | #N/A | #N/A |  |  |  | FALSE | #N/A | #N/A | #N/A | #N/A | #N/A | #N/A | #N/A | #N/A | #N/A | #N/A
FALSE | #N/A | #N/A | #N/A | #N/A | #N/A | #N/A | #N/A | #N/A | #N/A | #N/A |  |  |  | FALSE | #N/A | #N/A | #N/A | #N/A | #N/A | #N/A | #N/A | #N/A | #N/A | #N/A
FALSE | #N/A | #N/A | #N/A | #N/A | #N/A | #N/A | #N/A | #N/A | #N/A | #N/A |  |  |  | FALSE | #N/A | #N/A | #N/A | #N/A | #N/A | #N/A | #N/A | #N/A | #N/A | #N/A
FALSE | #N/A | #N/A | #N/A | #N/A | #N/A | #N/A | #N/A | #N/A | #N/A | #N/A |  |  |  | FALSE | #N/A | #N/A | #N/A | #N/A | #N/A | #N/A | #N/A | #N/A | #N/A | #N/A
FALSE | #N/A | #N/A | #N/A | #N/A | #N/A | #N/A | #N/A | #N/A | #N/A | #N/A |  |  |  | FALSE | #N/A | #N/A | #N/A | #N/A | #N/A | #N/A | #N/A | #N/A | #N/A | #N/A
FALSE | #N/A | #N/A | #N/A | #N/A | #N/A | #N/A | #N/A | #N/A | #N/A | #N/A |  |  |  | FALSE | #N/A | #N/A | #N/A | #N/A | #N/A | #N/A | #N/A | #N/A | #N/A | #N/A
FALSE | #N/A | #N/A | #N/A | #N/A | #N/A | #N/A | #N/A | #N/A | #N/A | #N/A |  |  |  | FALSE | #N/A | #N/A | #N/A | #N/A | #N/A | #N/A | #N/A | #N/A | #N/A | #N/A
FALSE | #N/A | #N/A | #N/A | #N/A | #N/A | #N/A | #N/A | #N/A | #N/A | #N/A |  |  |  | FALSE | #N/A | #N/A | #N/A | #N/A | #N/A | #N/A | #N/A | #N/A | #N/A | #N/A
FALSE | #N/A | #N/A | #N/A | #N/A | #N/A | #N/A | #N/A | #N/A | #N/A | #N/A |  |  |  | FALSE | #N/A | #N/A | #N/A | #N/A | #N/A | #N/A | #N/A | #N/A | #N/A | #N/A
FALSE | #N/A | #N/A | #N/A | #N/A | #N/A | #N/A | #N/A | #N/A | #N/A | #N/A |  |  |  | FALSE | #N/A | #N/A | #N/A | #N/A | #N/A | #N/A | #N/A | #N/A | #N/A | #N/A
FALSE | #N/A | #N/A | #N/A | #N/A | #N/A | #N/A | #N/A | #N/A | #N/A | #N/A |  |  |  | FALSE | #N/A | #N/A | #N/A | #N/A | #N/A | #N/A | #N/A | #N/A | #N/A | #N/A
FALSE | #N/A | #N/A | #N/A | #N/A | #N/A | #N/A | #N/A | #N/A | #N/A | #N/A |  |  |  | FALSE | #N/A | #N/A | #N/A | #N/A | #N/A | #N/A | #N/A | #N/A | #N/A | #N/A
FALSE | #N/A | #N/A | #N/A | #N/A | #N/A | #N/A | #N/A | #N/A | #N/A | #N/A |  |  |  | FALSE | #N/A | #N/A | #N/A | #N/A | #N/A | #N/A | #N/A | #N/A | #N/A | #N/A
FALSE | #N/A | #N/A | #N/A | #N/A | #N/A | #N/A | #N/A | #N/A | #N/A | #N/A |  |  |  | FALSE | #N/A | #N/A | #N/A | #N/A | #N/A | #N/A | #N/A | #N/A | #N/A | #N/A
FALSE | #N/A | #N/A | #N/A | #N/A | #N/A | #N/A | #N/A | #N/A | #N/A | #N/A |  |  |  | FALSE | #N/A | #N/A | #N/A | #N/A | #N/A | #N/A | #N/A | #N/A | #N/A | #N/A
FALSE | #N/A | #N/A | #N/A | #N/A | #N/A | #N/A | #N/A | #N/A | #N/A | #N/A |  |  |  | FALSE | #N/A | #N/A | #N/A | #N/A | #N/A | #N/A | #N/A | #N/A | #N/A | #N/A
FALSE | #N/A | #N/A | #N/A | #N/A | #N/A | #N/A | #N/A | #N/A | #N/A | #N/A |  |  |  | FALSE | #N/A | #N/A | #N/A | #N/A | #N/A | #N/A | #N/A | #N/A | #N/A | #N/A
FALSE | #N/A | #N/A | #N/A | #N/A | #N/A | #N/A | #N/A | #N/A | #N/A | #N/A |  |  |  | FALSE | #N/A | #N/A | #N/A | #N/A | #N/A | #N/A | #N/A | #N/A | #N/A | #N/A
FALSE | #N/A | #N/A | #N/A | #N/A | #N/A | #N/A | #N/A | #N/A | #N/A | #N/A |  |  |  | FALSE | #N/A | #N/A | #N/A | #N/A | #N/A | #N/A | #N/A | #N/A | #N/A | #N/A
FALSE | #N/A | #N/A | #N/A | #N/A | #N/A | #N/A | #N/A | #N/A | #N/A | #N/A |  |  |  | FALSE | #N/A | #N/A | #N/A | #N/A | #N/A | #N/A | #N/A | #N/A | #N/A | #N/A
FALSE | #N/A | #N/A | #N/A | #N/A | #N/A | #N/A | #N/A | #N/A | #N/A | #N/A |  |  |  | FALSE | #N/A | #N/A | #N/A | #N/A | #N/A | #N/A | #N/A | #N/A | #N/A | #N/A
FALSE | #N/A | #N/A | #N/A | #N/A | #N/A | #N/A | #N/A | #N/A | #N/A | #N/A |  |  |  | FALSE | #N/A | #N/A | #N/A | #N/A | #N/A | #N/A | #N/A | #N/A | #N/A | #N/A
FALSE | #N/A | #N/A | #N/A | #N/A | #N/A | #N/A | #N/A | #N/A | #N/A | #N/A |  |  |  | FALSE | #N/A | #N/A | #N/A | #N/A | #N/A | #N/A | #N/A | #N/A | #N/A | #N/A
FALSE | #N/A | #N/A | #N/A | #N/A | #N/A | #N/A | #N/A | #N/A | #N/A | #N/A |  |  |  | FALSE | #N/A | #N/A | #N/A | #N/A | #N/A | #N/A | #N/A | #N/A | #N/A | #N/A
FALSE | #N/A | #N/A | #N/A | #N/A | #N/A | #N/A | #N/A | #N/A | #N/A | #N/A |  |  |  | FALSE | #N/A | #N/A | #N/A | #N/A | #N/A | #N/A | #N/A | #N/A | #N/A | #N/A
FALSE | #N/A | #N/A | #N/A | #N/A | #N/A | #N/A | #N/A | #N/A | #N/A | #N/A |  |  |  | FALSE | #N/A | #N/A | #N/A | #N/A | #N/A | #N/A | #N/A | #N/A | #N/A | #N/A
FALSE | #N/A | #N/A | #N/A | #N/A | #N/A | #N/A | #N/A | #N/A | #N/A | #N/A |  |  |  | FALSE | #N/A | #N/A | #N/A | #N/A | #N/A | #N/A | #N/A | #N/A | #N/A | #N/A
FALSE | #N/A | #N/A | #N/A | #N/A | #N/A | #N/A | #N/A | #N/A | #N/A | #N/A |  |  |  | FALSE | #N/A | #N/A | #N/A | #N/A | #N/A | #N/A | #N/A | #N/A | #N/A | #N/A
FALSE | #N/A | #N/A | #N/A | #N/A | #N/A | #N/A | #N/A | #N/A | #N/A | #N/A |  |  |  | FALSE | #N/A | #N/A | #N/A | #N/A | #N/A | #N/A | #N/A | #N/A | #N/A | #N/A
FALSE | #N/A | #N/A | #N/A | #N/A | #N/A | #N/A | #N/A | #N/A | #N/A | #N/A |  |  |  | FALSE | #N/A | #N/A | #N/A | #N/A | #N/A | #N/A | #N/A | #N/A | #N/A | #N/A
FALSE | #N/A | #N/A | #N/A | #N/A | #N/A | #N/A | #N/A | #N/A | #N/A | #N/A |  |  |  | FALSE | #N/A | #N/A | #N/A | #N/A | #N/A | #N/A | #N/A | #N/A | #N/A | #N/A
FALSE | #N/A | #N/A | #N/A | #N/A | #N/A | #N/A | #N/A | #N/A | #N/A | #N/A |  |  |  | FALSE | #N/A | #N/A | #N/A | #N/A | #N/A | #N/A | #N/A | #N/A | #N/A | #N/A
FALSE | #N/A | #N/A | #N/A | #N/A | #N/A | #N/A | #N/A | #N/A | #N/A | #N/A |  |  |  | FALSE | #N/A | #N/A | #N/A | #N/A | #N/A | #N/A | #N/A | #N/A | #N/A | #N/A
FALSE | #N/A | #N/A | #N/A | #N/A | #N/A | #N/A | #N/A | #N/A | #N/A | #N/A |  |  |  | FALSE | #N/A | #N/A | #N/A | #N/A | #N/A | #N/A | #N/A | #N/A | #N/A | #N/A
FALSE | #N/A | #N/A | #N/A | #N/A | #N/A | #N/A | #N/A | #N/A | #N/A | #N/A |  |  |  | FALSE | #N/A | #N/A | #N/A | #N/A | #N/A | #N/A | #N/A | #N/A | #N/A | #N/A
FALSE | #N/A | #N/A | #N/A | #N/A | #N/A | #N/A | #N/A | #N/A | #N/A | #N/A |  |  |  | FALSE | #N/A | #N/A | #N/A | #N/A | #N/A | #N/A | #N/A | #N/A | #N/A | #N/A
FALSE | #N/A | #N/A | #N/A | #N/A | #N/A | #N/A | #N/A | #N/A | #N/A | #N/A |  |  |  | FALSE | #N/A | #N/A | #N/A | #N/A | #N/A | #N/A | #N/A | #N/A | #N/A | #N/A
FALSE | #N/A | #N/A | #N/A | #N/A | #N/A | #N/A | #N/A | #N/A | #N/A | #N/A |  |  |  | FALSE | #N/A | #N/A | #N/A | #N/A | #N/A | #N/A | #N/A | #N/A | #N/A | #N/A
FALSE | #N/A | #N/A | #N/A | #N/A | #N/A | #N/A | #N/A | #N/A | #N/A | #N/A |  |  |  | FALSE | #N/A | #N/A | #N/A | #N/A | #N/A | #N/A | #N/A | #N/A | #N/A | #N/A
FALSE | #N/A | #N/A | #N/A | #N/A | #N/A | #N/A | #N/A | #N/A | #N/A | #N/A |  |  |  | FALSE | #N/A | #N/A | #N/A | #N/A | #N/A | #N/A | #N/A | #N/A | #N/A | #N/A
FALSE | #N/A | #N/A | #N/A | #N/A | #N/A | #N/A | #N/A | #N/A | #N/A | #N/A |  |  |  | FALSE | #N/A | #N/A | #N/A | #N/A | #N/A | #N/A | #N/A | #N/A | #N/A | #N/A
FALSE | #N/A | #N/A | #N/A | #N/A | #N/A | #N/A | #N/A | #N/A | #N/A | #N/A |  |  |  | FALSE | #N/A | #N/A | #N/A | #N/A | #N/A | #N/A | #N/A | #N/A | #N/A | #N/A
FALSE | #N/A | #N/A | #N/A | #N/A | #N/A | #N/A | #N/A | #N/A | #N/A | #N/A |  |  |  | FALSE | #N/A | #N/A | #N/A | #N/A | #N/A | #N/A | #N/A | #N/A | #N/A | #N/A
FALSE | #N/A | #N/A | #N/A | #N/A | #N/A | #N/A | #N/A | #N/A | #N/A | #N/A |  |  |  | FALSE | #N/A | #N/A | #N/A | #N/A | #N/A | #N/A | #N/A | #N/A | #N/A | #N/A
FALSE | #N/A | #N/A | #N/A | #N/A | #N/A | #N/A | #N/A | #N/A | #N/A | #N/A |  |  |  | FALSE | #N/A | #N/A | #N/A | #N/A | #N/A | #N/A | #N/A | #N/A | #N/A | #N/A
FALSE | #N/A | #N/A | #N/A | #N/A | #N/A | #N/A | #N/A | #N/A | #N/A | #N/A |  |  |  | FALSE | #N/A | #N/A | #N/A | #N/A | #N/A | #N/A | #N/A | #N/A | #N/A | #N/A
FALSE | #N/A | #N/A | #N/A | #N/A | #N/A | #N/A | #N/A | #N/A | #N/A | #N/A |  |  |  | FALSE | #N/A | #N/A | #N/A | #N/A | #N/A | #N/A | #N/A | #N/A | #N/A | #N/A
FALSE | #N/A | #N/A | #N/A | #N/A | #N/A | #N/A | #N/A | #N/A | #N/A | #N/A |  |  |  | FALSE | #N/A | #N/A | #N/A | #N/A | #N/A | #N/A | #N/A | #N/A | #N/A | #N/A
FALSE | #N/A | #N/A | #N/A | #N/A | #N/A | #N/A | #N/A | #N/A | #N/A | #N/A |  |  |  | FALSE | #N/A | #N/A | #N/A | #N/A | #N/A | #N/A | #N/A | #N/A | #N/A | #N/A
FALSE | #N/A | #N/A | #N/A | #N/A | #N/A | #N/A | #N/A | #N/A | #N/A | #N/A |  |  |  | FALSE | #N/A | #N/A | #N/A | #N/A | #N/A | #N/A | #N/A | #N/A | #N/A | #N/A
FALSE | #N/A | #N/A | #N/A | #N/A | #N/A | #N/A | #N/A | #N/A | #N/A | #N/A |  |  |  | FALSE | #N/A | #N/A | #N/A | #N/A | #N/A | #N/A | #N/A | #N/A | #N/A | #N/A
FALSE | #N/A | #N/A | #N/A | #N/A | #N/A | #N/A | #N/A | #N/A | #N/A | #N/A |  |  |  | FALSE | #N/A | #N/A | #N/A | #N/A | #N/A | #N/A | #N/A | #N/A | #N/A | #N/A
FALSE | #N/A | #N/A | #N/A | #N/A | #N/A | #N/A | #N/A | #N/A | #N/A | #N/A |  |  |  | FALSE | #N/A | #N/A | #N/A | #N/A | #N/A | #N/A | #N/A | #N/A | #N/A | #N/A
FALSE | #N/A | #N/A | #N/A | #N/A | #N/A | #N/A | #N/A | #N/A | #N/A | #N/A |  |  |  | FALSE | #N/A | #N/A | #N/A | #N/A | #N/A | #N/A | #N/A | #N/A | #N/A | #N/A
FALSE | #N/A | #N/A | #N/A | #N/A | #N/A | #N/A | #N/A | #N/A | #N/A | #N/A |  |  |  | FALSE | #N/A | #N/A | #N/A | #N/A | #N/A | #N/A | #N/A | #N/A | #N/A | #N/A
FALSE | #N/A | #N/A | #N/A | #N/A | #N/A | #N/A | #N/A | #N/A | #N/A | #N/A |  |  |  | FALSE | #N/A | #N/A | #N/A | #N/A | #N/A | #N/A | #N/A | #N/A | #N/A | #N/A
FALSE | #N/A | #N/A | #N/A | #N/A | #N/A | #N/A | #N/A | #N/A | #N/A | #N/A |  |  |  | FALSE | #N/A | #N/A | #N/A | #N/A | #N/A | #N/A | #N/A | #N/A | #N/A | #N/A
FALSE | #N/A | #N/A | #N/A | #N/A | #N/A | #N/A | #N/A | #N/A | #N/A | #N/A |  |  |  | FALSE | #N/A | #N/A | #N/A | #N/A | #N/A | #N/A | #N/A | #N/A | #N/A | #N/A
FALSE | #N/A | #N/A | #N/A | #N/A | #N/A | #N/A | #N/A | #N/A | #N/A | #N/A |  |  |  | FALSE | #N/A | #N/A | #N/A | #N/A | #N/A | #N/A | #N/A | #N/A | #N/A | #N/A
FALSE | #N/A | #N/A | #N/A | #N/A | #N/A | #N/A | #N/A | #N/A | #N/A | #N/A |  |  |  | FALSE | #N/A | #N/A | #N/A | #N/A | #N/A | #N/A | #N/A | #N/A | #N/A | #N/A
FALSE | #N/A | #N/A | #N/A | #N/A | #N/A | #N/A | #N/A | #N/A | #N/A | #N/A |  |  |  | FALSE | #N/A | #N/A | #N/A | #N/A | #N/A | #N/A | #N/A | #N/A | #N/A | #N/A
FALSE | #N/A | #N/A | #N/A | #N/A | #N/A | #N/A | #N/A | #N/A | #N/A | #N/A |  |  |  | FALSE | #N/A | #N/A | #N/A | #N/A | #N/A | #N/A | #N/A | #N/A | #N/A | #N/A
FALSE | #N/A | #N/A | #N/A | #N/A | #N/A | #N/A | #N/A | #N/A | #N/A | #N/A |  |  |  | FALSE | #N/A | #N/A | #N/A | #N/A | #N/A | #N/A | #N/A | #N/A | #N/A | #N/A
FALSE | #N/A | #N/A | #N/A | #N/A | #N/A | #N/A | #N/A | #N/A | #N/A | #N/A |  |  |  | FALSE | #N/A | #N/A | #N/A | #N/A | #N/A | #N/A | #N/A | #N/A | #N/A | #N/A
FALSE | #N/A | #N/A | #N/A | #N/A | #N/A | #N/A | #N/A | #N/A | #N/A | #N/A |  |  |  | FALSE | #N/A | #N/A | #N/A | #N/A | #N/A | #N/A | #N/A | #N/A | #N/A | #N/A
FALSE | #N/A | #N/A | #N/A | #N/A | #N/A | #N/A | #N/A | #N/A | #N/A | #N/A |  |  |  | FALSE | #N/A | #N/A | #N/A | #N/A | #N/A | #N/A | #N/A | #N/A | #N/A | #N/A
FALSE | #N/A | #N/A | #N/A | #N/A | #N/A | #N/A | #N/A | #N/A | #N/A | #N/A |  |  |  | FALSE | #N/A | #N/A | #N/A | #N/A | #N/A | #N/A | #N/A | #N/A | #N/A | #N/A
FALSE | #N/A | #N/A | #N/A | #N/A | #N/A | #N/A | #N/A | #N/A | #N/A | #N/A |  |  |  | FALSE | #N/A | #N/A | #N/A | #N/A | #N/A | #N/A | #N/A | #N/A | #N/A | #N/A
FALSE | #N/A | #N/A | #N/A | #N/A | #N/A | #N/A | #N/A | #N/A | #N/A | #N/A |  |  |  | FALSE | #N/A | #N/A | #N/A | #N/A | #N/A | #N/A | #N/A | #N/A | #N/A | #N/A
FALSE | #N/A | #N/A | #N/A | #N/A | #N/A | #N/A | #N/A | #N/A | #N/A | #N/A |  |  |  | FALSE | #N/A | #N/A | #N/A | #N/A | #N/A | #N/A | #N/A | #N/A | #N/A | #N/A
FALSE | #N/A | #N/A | #N/A | #N/A | #N/A | #N/A | #N/A | #N/A | #N/A | #N/A |  |  |  | FALSE | #N/A | #N/A | #N/A | #N/A | #N/A | #N/A | #N/A | #N/A | #N/A | #N/A
FALSE | #N/A | #N/A | #N/A | #N/A | #N/A | #N/A | #N/A | #N/A | #N/A | #N/A |  |  |  | FALSE | #N/A | #N/A | #N/A | #N/A | #N/A | #N/A | #N/A | #N/A | #N/A | #N/A
FALSE | #N/A | #N/A | #N/A | #N/A | #N/A | #N/A | #N/A | #N/A | #N/A | #N/A |  |  |  | FALSE | #N/A | #N/A | #N/A | #N/A | #N/A | #N/A | #N/A | #N/A | #N/A | #N/A
FALSE | #N/A | #N/A | #N/A | #N/A | #N/A | #N/A | #N/A | #N/A | #N/A | #N/A |  |  |  | FALSE | #N/A | #N/A | #N/A | #N/A | #N/A | #N/A | #N/A | #N/A | #N/A | #N/A
FALSE | #N/A | #N/A | #N/A | #N/A | #N/A | #N/A | #N/A | #N/A | #N/A | #N/A |  |  |  | FALSE | #N/A | #N/A | #N/A | #N/A | #N/A | #N/A | #N/A | #N/A | #N/A | #N/A
FALSE | #N/A | #N/A | #N/A | #N/A | #N/A | #N/A | #N/A | #N/A | #N/A | #N/A |  |  |  | FALSE | #N/A | #N/A | #N/A | #N/A | #N/A | #N/A | #N/A | #N/A | #N/A | #N/A
FALSE | #N/A | #N/A | #N/A | #N/A | #N/A | #N/A | #N/A | #N/A | #N/A | #N/A |  |  |  | FALSE | #N/A | #N/A | #N/A | #N/A | #N/A | #N/A | #N/A | #N/A | #N/A | #N/A
FALSE | #N/A | #N/A | #N/A | #N/A | #N/A | #N/A | #N/A | #N/A | #N/A | #N/A |  |  |  | FALSE | #N/A | #N/A | #N/A | #N/A | #N/A | #N/A | #N/A | #N/A | #N/A | #N/A
FALSE | #N/A | #N/A | #N/A | #N/A | #N/A | #N/A | #N/A | #N/A | #N/A | #N/A |  |  |  | FALSE | #N/A | #N/A | #N/A | #N/A | #N/A | #N/A | #N/A | #N/A | #N/A | #N/A
FALSE | #N/A | #N/A | #N/A | #N/A | #N/A | #N/A | #N/A | #N/A | #N/A | #N/A |  |  |  | FALSE | #N/A | #N/A | #N/A | #N/A | #N/A | #N/A | #N/A | #N/A | #N/A | #N/A
FALSE | #N/A | #N/A | #N/A | #N/A | #N/A | #N/A | #N/A | #N/A | #N/A | #N/A |  |  |  | FALSE | #N/A | #N/A | #N/A | #N/A | #N/A | #N/A | #N/A | #N/A | #N/A | #N/A
FALSE | #N/A | #N/A | #N/A | #N/A | #N/A | #N/A | #N/A | #N/A | #N/A | #N/A |  |  |  | FALSE | #N/A | #N/A | #N/A | #N/A | #N/A | #N/A | #N/A | #N/A | #N/A | #N/A
FALSE | #N/A | #N/A | #N/A | #N/A | #N/A | #N/A | #N/A | #N/A | #N/A | #N/A |  |  |  | FALSE | #N/A | #N/A | #N/A | #N/A | #N/A | #N/A | #N/A | #N/A | #N/A | #N/A
FALSE | #N/A | #N/A | #N/A | #N/A | #N/A | #N/A | #N/A | #N/A | #N/A | #N/A |  |  |  | FALSE | #N/A | #N/A | #N/A | #N/A | #N/A | #N/A | #N/A | #N/A | #N/A | #N/A
FALSE | #N/A | #N/A | #N/A | #N/A | #N/A | #N/A | #N/A | #N/A | #N/A | #N/A |  |  |  | FALSE | #N/A | #N/A | #N/A | #N/A | #N/A | #N/A | #N/A | #N/A | #N/A | #N/A
FALSE | #N/A | #N/A | #N/A | #N/A | #N/A | #N/A | #N/A | #N/A | #N/A | #N/A |  |  |  | FALSE | #N/A | #N/A | #N/A | #N/A | #N/A | #N/A | #N/A | #N/A | #N/A | #N/A
FALSE | #N/A | #N/A | #N/A | #N/A | #N/A | #N/A | #N/A | #N/A | #N/A | #N/A |  |  |  | FALSE | #N/A | #N/A | #N/A | #N/A | #N/A | #N/A | #N/A | #N/A | #N/A | #N/A
FALSE | #N/A | #N/A | #N/A | #N/A | #N/A | #N/A | #N/A | #N/A | #N/A | #N/A |  |  |  | FALSE | #N/A | #N/A | #N/A | #N/A | #N/A | #N/A | #N/A | #N/A | #N/A | #N/A
FALSE | #N/A | #N/A | #N/A | #N/A | #N/A | #N/A | #N/A | #N/A | #N/A | #N/A |  |  |  | FALSE | #N/A | #N/A | #N/A | #N/A | #N/A | #N/A | #N/A | #N/A | #N/A | #N/A
FALSE | #N/A | #N/A | #N/A | #N/A | #N/A | #N/A | #N/A | #N/A | #N/A | #N/A |  |  |  | FALSE | #N/A | #N/A | #N/A | #N/A | #N/A | #N/A | #N/A | #N/A | #N/A | #N/A
FALSE | #N/A | #N/A | #N/A | #N/A | #N/A | #N/A | #N/A | #N/A | #N/A | #N/A |  |  |  | FALSE | #N/A | #N/A | #N/A | #N/A | #N/A | #N/A | #N/A | #N/A | #N/A | #N/A
FALSE | #N/A | #N/A | #N/A | #N/A | #N/A | #N/A | #N/A | #N/A | #N/A | #N/A |  |  |  | FALSE | #N/A | #N/A | #N/A | #N/A | #N/A | #N/A | #N/A | #N/A | #N/A | #N/A
FALSE | #N/A | #N/A | #N/A | #N/A | #N/A | #N/A | #N/A | #N/A | #N/A | #N/A |  |  |  | FALSE | #N/A | #N/A | #N/A | #N/A | #N/A | #N/A | #N/A | #N/A | #N/A | #N/A
FALSE | #N/A | #N/A | #N/A | #N/A | #N/A | #N/A | #N/A | #N/A | #N/A | #N/A |  |  |  | FALSE | #N/A | #N/A | #N/A | #N/A | #N/A | #N/A | #N/A | #N/A | #N/A | #N/A
FALSE | #N/A | #N/A | #N/A | #N/A | #N/A | #N/A | #N/A | #N/A | #N/A | #N/A |  |  |  | FALSE | #N/A | #N/A | #N/A | #N/A | #N/A | #N/A | #N/A | #N/A | #N/A | #N/A
FALSE | #N/A | #N/A | #N/A | #N/A | #N/A | #N/A | #N/A | #N/A | #N/A | #N/A |  |  |  | FALSE | #N/A | #N/A | #N/A | #N/A | #N/A | #N/A | #N/A | #N/A | #N/A | #N/A
FALSE | #N/A | #N/A | #N/A | #N/A | #N/A | #N/A | #N/A | #N/A | #N/A | #N/A |  |  |  | FALSE | #N/A | #N/A | #N/A | #N/A | #N/A | #N/A | #N/A | #N/A | #N/A | #N/A
FALSE | #N/A | #N/A | #N/A | #N/A | #N/A | #N/A | #N/A | #N/A | #N/A | #N/A |  |  |  | FALSE | #N/A | #N/A | #N/A | #N/A | #N/A | #N/A | #N/A | #N/A | #N/A | #N/A
FALSE | #N/A | #N/A | #N/A | #N/A | #N/A | #N/A | #N/A | #N/A | #N/A | #N/A |  |  |  | FALSE | #N/A | #N/A | #N/A | #N/A | #N/A | #N/A | #N/A | #N/A | #N/A | #N/A
FALSE | #N/A | #N/A | #N/A | #N/A | #N/A | #N/A | #N/A | #N/A | #N/A | #N/A |  |  |  | FALSE | #N/A | #N/A | #N/A | #N/A | #N/A | #N/A | #N/A | #N/A | #N/A | #N/A
FALSE | #N/A | #N/A | #N/A | #N/A | #N/A | #N/A | #N/A | #N/A | #N/A | #N/A |  |  |  | FALSE | #N/A | #N/A | #N/A | #N/A | #N/A | #N/A | #N/A | #N/A | #N/A | #N/A
FALSE | #N/A | #N/A | #N/A | #N/A | #N/A | #N/A | #N/A | #N/A | #N/A | #N/A |  |  |  | FALSE | #N/A | #N/A | #N/A | #N/A | #N/A | #N/A | #N/A | #N/A | #N/A | #N/A
FALSE | #N/A | #N/A | #N/A | #N/A | #N/A | #N/A | #N/A | #N/A | #N/A | #N/A |  |  |  | FALSE | #N/A | #N/A | #N/A | #N/A | #N/A | #N/A | #N/A | #N/A | #N/A | #N/A
FALSE | #N/A | #N/A | #N/A | #N/A | #N/A | #N/A | #N/A | #N/A | #N/A | #N/A |  |  |  | FALSE | #N/A | #N/A | #N/A | #N/A | #N/A | #N/A | #N/A | #N/A | #N/A | #N/A
FALSE | #N/A | #N/A | #N/A | #N/A | #N/A | #N/A | #N/A | #N/A | #N/A | #N/A |  |  |  | FALSE | #N/A | #N/A | #N/A | #N/A | #N/A | #N/A | #N/A | #N/A | #N/A | #N/A
FALSE | #N/A | #N/A | #N/A | #N/A | #N/A | #N/A | #N/A | #N/A | #N/A | #N/A |  |  |  | FALSE | #N/A | #N/A | #N/A | #N/A | #N/A | #N/A | #N/A | #N/A | #N/A | #N/A
FALSE | #N/A | #N/A | #N/A | #N/A | #N/A | #N/A | #N/A | #N/A | #N/A | #N/A |  |  |  | FALSE | #N/A | #N/A | #N/A | #N/A | #N/A | #N/A | #N/A | #N/A | #N/A | #N/A
FALSE | #N/A | #N/A | #N/A | #N/A | #N/A | #N/A | #N/A | #N/A | #N/A | #N/A |  |  |  | FALSE | #N/A | #N/A | #N/A | #N/A | #N/A | #N/A | #N/A | #N/A | #N/A | #N/A
FALSE | #N/A | #N/A | #N/A | #N/A | #N/A | #N/A | #N/A | #N/A | #N/A | #N/A |  |  |  | FALSE | #N/A | #N/A | #N/A | #N/A | #N/A | #N/A | #N/A | #N/A | #N/A | #N/A
FALSE | #N/A | #N/A | #N/A | #N/A | #N/A | #N/A | #N/A | #N/A | #N/A | #N/A |  |  |  | FALSE | #N/A | #N/A | #N/A | #N/A | #N/A | #N/A | #N/A | #N/A | #N/A | #N/A
FALSE | #N/A | #N/A | #N/A | #N/A | #N/A | #N/A | #N/A | #N/A | #N/A | #N/A |  |  |  | FALSE | #N/A | #N/A | #N/A | #N/A | #N/A | #N/A | #N/A | #N/A | #N/A | #N/A
FALSE | #N/A | #N/A | #N/A | #N/A | #N/A | #N/A | #N/A | #N/A | #N/A | #N/A |  |  |  | FALSE | #N/A | #N/A | #N/A | #N/A | #N/A | #N/A | #N/A | #N/A | #N/A | #N/A
FALSE | #N/A | #N/A | #N/A | #N/A | #N/A | #N/A | #N/A | #N/A | #N/A | #N/A |  |  |  | FALSE | #N/A | #N/A | #N/A | #N/A | #N/A | #N/A | #N/A | #N/A | #N/A | #N/A
FALSE | #N/A | #N/A | #N/A | #N/A | #N/A | #N/A | #N/A | #N/A | #N/A | #N/A |  |  |  | FALSE | #N/A | #N/A | #N/A | #N/A | #N/A | #N/A | #N/A | #N/A | #N/A | #N/A
FALSE | #N/A | #N/A | #N/A | #N/A | #N/A | #N/A | #N/A | #N/A | #N/A | #N/A |  |  |  | FALSE | #N/A | #N/A | #N/A | #N/A | #N/A | #N/A | #N/A | #N/A | #N/A | #N/A
FALSE | #N/A | #N/A | #N/A | #N/A | #N/A | #N/A | #N/A | #N/A | #N/A | #N/A |  |  |  | FALSE | #N/A | #N/A | #N/A | #N/A | #N/A | #N/A | #N/A | #N/A | #N/A | #N/A
FALSE | #N/A | #N/A | #N/A | #N/A | #N/A | #N/A | #N/A | #N/A | #N/A | #N/A |  |  |  | FALSE | #N/A | #N/A | #N/A | #N/A | #N/A | #N/A | #N/A | #N/A | #N/A | #N/A
FALSE | #N/A | #N/A | #N/A | #N/A | #N/A | #N/A | #N/A | #N/A | #N/A | #N/A |  |  |  | FALSE | #N/A | #N/A | #N/A | #N/A | #N/A | #N/A | #N/A | #N/A | #N/A | #N/A
FALSE | #N/A | #N/A | #N/A | #N/A | #N/A | #N/A | #N/A | #N/A | #N/A | #N/A |  |  |  | FALSE | #N/A | #N/A | #N/A | #N/A | #N/A | #N/A | #N/A | #N/A | #N/A | #N/A
FALSE | #N/A | #N/A | #N/A | #N/A | #N/A | #N/A | #N/A | #N/A | #N/A | #N/A |  |  |  | FALSE | #N/A | #N/A | #N/A | #N/A | #N/A | #N/A | #N/A | #N/A | #N/A | #N/A
FALSE | #N/A | #N/A | #N/A | #N/A | #N/A | #N/A | #N/A | #N/A | #N/A | #N/A |  |  |  | FALSE | #N/A | #N/A | #N/A | #N/A | #N/A | #N/A | #N/A | #N/A | #N/A | #N/A
FALSE | #N/A | #N/A | #N/A | #N/A | #N/A | #N/A | #N/A | #N/A | #N/A | #N/A |  |  |  | FALSE | #N/A | #N/A | #N/A | #N/A | #N/A | #N/A | #N/A | #N/A | #N/A | #N/A
FALSE | #N/A | #N/A | #N/A | #N/A | #N/A | #N/A | #N/A | #N/A | #N/A | #N/A |  |  |  | FALSE | #N/A | #N/A | #N/A | #N/A | #N/A | #N/A | #N/A | #N/A | #N/A | #N/A
FALSE | #N/A | #N/A | #N/A | #N/A | #N/A | #N/A | #N/A | #N/A | #N/A | #N/A |  |  |  | FALSE | #N/A | #N/A | #N/A | #N/A | #N/A | #N/A | #N/A | #N/A | #N/A | #N/A
FALSE | #N/A | #N/A | #N/A | #N/A | #N/A | #N/A | #N/A | #N/A | #N/A | #N/A |  |  |  | FALSE | #N/A | #N/A | #N/A | #N/A | #N/A | #N/A | #N/A | #N/A | #N/A | #N/A
FALSE | #N/A | #N/A | #N/A | #N/A | #N/A | #N/A | #N/A | #N/A | #N/A | #N/A |  |  |  | FALSE | #N/A | #N/A | #N/A | #N/A | #N/A | #N/A | #N/A | #N/A | #N/A | #N/A
FALSE | #N/A | #N/A | #N/A | #N/A | #N/A | #N/A | #N/A | #N/A | #N/A | #N/A |  |  |  | FALSE | #N/A | #N/A | #N/A | #N/A | #N/A | #N/A | #N/A | #N/A | #N/A | #N/A
FALSE | #N/A | #N/A | #N/A | #N/A | #N/A | #N/A | #N/A | #N/A | #N/A | #N/A |  |  |  | FALSE | #N/A | #N/A | #N/A | #N/A | #N/A | #N/A | #N/A | #N/A | #N/A | #N/A
FALSE | #N/A | #N/A | #N/A | #N/A | #N/A | #N/A | #N/A | #N/A | #N/A | #N/A |  |  |  | FALSE | #N/A | #N/A | #N/A | #N/A | #N/A | #N/A | #N/A | #N/A | #N/A | #N/A
FALSE | #N/A | #N/A | #N/A | #N/A | #N/A | #N/A | #N/A | #N/A | #N/A | #N/A |  |  |  | FALSE | #N/A | #N/A | #N/A | #N/A | #N/A | #N/A | #N/A | #N/A | #N/A | #N/A
FALSE | #N/A | #N/A | #N/A | #N/A | #N/A | #N/A | #N/A | #N/A | #N/A | #N/A |  |  |  | FALSE | #N/A | #N/A | #N/A | #N/A | #N/A | #N/A | #N/A | #N/A | #N/A | #N/A
FALSE | #N/A | #N/A | #N/A | #N/A | #N/A | #N/A | #N/A | #N/A | #N/A | #N/A |  |  |  | FALSE | #N/A | #N/A | #N/A | #N/A | #N/A | #N/A | #N/A | #N/A | #N/A | #N/A
FALSE | #N/A | #N/A | #N/A | #N/A | #N/A | #N/A | #N/A | #N/A | #N/A | #N/A |  |  |  | FALSE | #N/A | #N/A | #N/A | #N/A | #N/A | #N/A | #N/A | #N/A | #N/A | #N/A
FALSE | #N/A | #N/A | #N/A | #N/A | #N/A | #N/A | #N/A | #N/A | #N/A | #N/A |  |  |  | FALSE | #N/A | #N/A | #N/A | #N/A | #N/A | #N/A | #N/A | #N/A | #N/A | #N/A
FALSE | #N/A | #N/A | #N/A | #N/A | #N/A | #N/A | #N/A | #N/A | #N/A | #N/A |  |  |  | FALSE | #N/A | #N/A | #N/A | #N/A | #N/A | #N/A | #N/A | #N/A | #N/A | #N/A
FALSE | #N/A | #N/A | #N/A | #N/A | #N/A | #N/A | #N/A | #N/A | #N/A | #N/A |  |  |  | FALSE | #N/A | #N/A | #N/A | #N/A | #N/A | #N/A | #N/A | #N/A | #N/A | #N/A
FALSE | #N/A | #N/A | #N/A | #N/A | #N/A | #N/A | #N/A | #N/A | #N/A | #N/A |  |  |  | FALSE | #N/A | #N/A | #N/A | #N/A | #N/A | #N/A | #N/A | #N/A | #N/A | #N/A
FALSE | #N/A | #N/A | #N/A | #N/A | #N/A | #N/A | #N/A | #N/A | #N/A | #N/A |  |  |  | FALSE | #N/A | #N/A | #N/A | #N/A | #N/A | #N/A | #N/A | #N/A | #N/A | #N/A
FALSE | #N/A | #N/A | #N/A | #N/A | #N/A | #N/A | #N/A | #N/A | #N/A | #N/A |  |  |  | FALSE | #N/A | #N/A | #N/A | #N/A | #N/A | #N/A | #N/A | #N/A | #N/A | #N/A
FALSE | #N/A | #N/A | #N/A | #N/A | #N/A | #N/A | #N/A | #N/A | #N/A | #N/A |  |  |  | FALSE | #N/A | #N/A | #N/A | #N/A | #N/A | #N/A | #N/A | #N/A | #N/A | #N/A
FALSE | #N/A | #N/A | #N/A | #N/A | #N/A | #N/A | #N/A | #N/A | #N/A | #N/A |  |  |  | FALSE | #N/A | #N/A | #N/A | #N/A | #N/A | #N/A | #N/A | #N/A | #N/A | #N/A
FALSE | #N/A | #N/A | #N/A | #N/A | #N/A | #N/A | #N/A | #N/A | #N/A | #N/A |  |  |  | FALSE | #N/A | #N/A | #N/A | #N/A | #N/A | #N/A | #N/A | #N/A | #N/A | #N/A
FALSE | #N/A | #N/A | #N/A | #N/A | #N/A | #N/A | #N/A | #N/A | #N/A | #N/A |  |  |  | FALSE | #N/A | #N/A | #N/A | #N/A | #N/A | #N/A | #N/A | #N/A | #N/A | #N/A
FALSE | #N/A | #N/A | #N/A | #N/A | #N/A | #N/A | #N/A | #N/A | #N/A | #N/A |  |  |  | FALSE | #N/A | #N/A | #N/A | #N/A | #N/A | #N/A | #N/A | #N/A | #N/A | #N/A
FALSE | #N/A | #N/A | #N/A | #N/A | #N/A | #N/A | #N/A | #N/A | #N/A | #N/A |  |  |  | FALSE | #N/A | #N/A | #N/A | #N/A | #N/A | #N/A | #N/A | #N/A | #N/A | #N/A
FALSE | #N/A | #N/A | #N/A | #N/A | #N/A | #N/A | #N/A | #N/A | #N/A | #N/A |  |  |  | FALSE | #N/A | #N/A | #N/A | #N/A | #N/A | #N/A | #N/A | #N/A | #N/A | #N/A
FALSE | #N/A | #N/A | #N/A | #N/A | #N/A | #N/A | #N/A | #N/A | #N/A | #N/A |  |  |  | FALSE | #N/A | #N/A | #N/A | #N/A | #N/A | #N/A | #N/A | #N/A | #N/A | #N/A
FALSE | #N/A | #N/A | #N/A | #N/A | #N/A | #N/A | #N/A | #N/A | #N/A | #N/A |  |  |  | FALSE | #N/A | #N/A | #N/A | #N/A | #N/A | #N/A | #N/A | #N/A | #N/A | #N/A
FALSE | #N/A | #N/A | #N/A | #N/A | #N/A | #N/A | #N/A | #N/A | #N/A | #N/A |  |  |  | FALSE | #N/A | #N/A | #N/A | #N/A | #N/A | #N/A | #N/A | #N/A | #N/A | #N/A
FALSE | #N/A | #N/A | #N/A | #N/A | #N/A | #N/A | #N/A | #N/A | #N/A | #N/A |  |  |  | FALSE | #N/A | #N/A | #N/A | #N/A | #N/A | #N/A | #N/A | #N/A | #N/A | #N/A
FALSE | #N/A | #N/A | #N/A | #N/A | #N/A | #N/A | #N/A | #N/A | #N/A | #N/A |  |  |  | FALSE | #N/A | #N/A | #N/A | #N/A | #N/A | #N/A | #N/A | #N/A | #N/A | #N/A
FALSE | #N/A | #N/A | #N/A | #N/A | #N/A | #N/A | #N/A | #N/A | #N/A | #N/A |  |  |  | FALSE | #N/A | #N/A | #N/A | #N/A | #N/A | #N/A | #N/A | #N/A | #N/A | #N/A
FALSE | #N/A | #N/A | #N/A | #N/A | #N/A | #N/A | #N/A | #N/A | #N/A | #N/A |  |  |  | FALSE | #N/A | #N/A | #N/A | #N/A | #N/A | #N/A | #N/A | #N/A | #N/A | #N/A
FALSE | #N/A | #N/A | #N/A | #N/A | #N/A | #N/A | #N/A | #N/A | #N/A | #N/A |  |  |  | FALSE | #N/A | #N/A | #N/A | #N/A | #N/A | #N/A | #N/A | #N/A | #N/A | #N/A
FALSE | #N/A | #N/A | #N/A | #N/A | #N/A | #N/A | #N/A | #N/A | #N/A | #N/A |  |  |  | FALSE | #N/A | #N/A | #N/A | #N/A | #N/A | #N/A | #N/A | #N/A | #N/A | #N/A
FALSE | #N/A | #N/A | #N/A | #N/A | #N/A | #N/A | #N/A | #N/A | #N/A | #N/A |  |  |  | FALSE | #N/A | #N/A | #N/A | #N/A | #N/A | #N/A | #N/A | #N/A | #N/A | #N/A
FALSE | #N/A | #N/A | #N/A | #N/A | #N/A | #N/A | #N/A | #N/A | #N/A | #N/A |  |  |  | FALSE | #N/A | #N/A | #N/A | #N/A | #N/A | #N/A | #N/A | #N/A | #N/A | #N/A
FALSE | #N/A | #N/A | #N/A | #N/A | #N/A | #N/A | #N/A | #N/A | #N/A | #N/A |  |  |  | FALSE | #N/A | #N/A | #N/A | #N/A | #N/A | #N/A | #N/A | #N/A | #N/A | #N/A
FALSE | #N/A | #N/A | #N/A | #N/A | #N/A | #N/A | #N/A | #N/A | #N/A | #N/A |  |  |  | FALSE | #N/A | #N/A | #N/A | #N/A | #N/A | #N/A | #N/A | #N/A | #N/A | #N/A
FALSE | #N/A | #N/A | #N/A | #N/A | #N/A | #N/A | #N/A | #N/A | #N/A | #N/A |  |  |  | FALSE | #N/A | #N/A | #N/A | #N/A | #N/A | #N/A | #N/A | #N/A | #N/A | #N/A
FALSE | #N/A | #N/A | #N/A | #N/A | #N/A | #N/A | #N/A | #N/A | #N/A | #N/A |  |  |  | FALSE | #N/A | #N/A | #N/A | #N/A | #N/A | #N/A | #N/A | #N/A | #N/A | #N/A
FALSE | #N/A | #N/A | #N/A | #N/A | #N/A | #N/A | #N/A | #N/A | #N/A | #N/A |  |  |  | FALSE | #N/A | #N/A | #N/A | #N/A | #N/A | #N/A | #N/A | #N/A | #N/A | #N/A
FALSE | #N/A | #N/A | #N/A | #N/A | #N/A | #N/A | #N/A | #N/A | #N/A | #N/A |  |  |  | FALSE | #N/A | #N/A | #N/A | #N/A | #N/A | #N/A | #N/A | #N/A | #N/A | #N/A
FALSE | #N/A | #N/A | #N/A | #N/A | #N/A | #N/A | #N/A | #N/A | #N/A | #N/A |  |  |  | FALSE | #N/A | #N/A | #N/A | #N/A | #N/A | #N/A | #N/A | #N/A | #N/A | #N/A
FALSE | #N/A | #N/A | #N/A | #N/A | #N/A | #N/A | #N/A | #N/A | #N/A | #N/A |  |  |  | FALSE | #N/A | #N/A | #N/A | #N/A | #N/A | #N/A | #N/A | #N/A | #N/A | #N/A
FALSE | #N/A | #N/A | #N/A | #N/A | #N/A | #N/A | #N/A | #N/A | #N/A | #N/A |  |  |  | FALSE | #N/A | #N/A | #N/A | #N/A | #N/A | #N/A | #N/A | #N/A | #N/A | #N/A
FALSE | #N/A | #N/A | #N/A | #N/A | #N/A | #N/A | #N/A | #N/A | #N/A | #N/A |  |  |  | FALSE | #N/A | #N/A | #N/A | #N/A | #N/A | #N/A | #N/A | #N/A | #N/A | #N/A
FALSE | #N/A | #N/A | #N/A | #N/A | #N/A | #N/A | #N/A | #N/A | #N/A | #N/A |  |  |  | FALSE | #N/A | #N/A | #N/A | #N/A | #N/A | #N/A | #N/A | #N/A | #N/A | #N/A
FALSE | #N/A | #N/A | #N/A | #N/A | #N/A | #N/A | #N/A | #N/A | #N/A | #N/A |  |  |  | FALSE | #N/A | #N/A | #N/A | #N/A | #N/A | #N/A | #N/A | #N/A | #N/A | #N/A
FALSE | #N/A | #N/A | #N/A | #N/A | #N/A | #N/A | #N/A | #N/A | #N/A | #N/A |  |  |  | FALSE | #N/A | #N/A | #N/A | #N/A | #N/A | #N/A | #N/A | #N/A | #N/A | #N/A
FALSE | #N/A | #N/A | #N/A | #N/A | #N/A | #N/A | #N/A | #N/A | #N/A | #N/A |  |  |  | FALSE | #N/A | #N/A | #N/A | #N/A | #N/A | #N/A | #N/A | #N/A | #N/A | #N/A
FALSE | #N/A | #N/A | #N/A | #N/A | #N/A | #N/A | #N/A | #N/A | #N/A | #N/A |  |  |  | FALSE | #N/A | #N/A | #N/A | #N/A | #N/A | #N/A | #N/A | #N/A | #N/A | #N/A
FALSE | #N/A | #N/A | #N/A | #N/A | #N/A | #N/A | #N/A | #N/A | #N/A | #N/A |  |  |  | FALSE | #N/A | #N/A | #N/A | #N/A | #N/A | #N/A | #N/A | #N/A | #N/A | #N/A
FALSE | #N/A | #N/A | #N/A | #N/A | #N/A | #N/A | #N/A | #N/A | #N/A | #N/A |  |  |  | FALSE | #N/A | #N/A | #N/A | #N/A | #N/A | #N/A | #N/A | #N/A | #N/A | #N/A
FALSE | #N/A | #N/A | #N/A | #N/A | #N/A | #N/A | #N/A | #N/A | #N/A | #N/A |  |  |  | FALSE | #N/A | #N/A | #N/A | #N/A | #N/A | #N/A | #N/A | #N/A | #N/A | #N/A
FALSE | #N/A | #N/A | #N/A | #N/A | #N/A | #N/A | #N/A | #N/A | #N/A | #N/A |  |  |  | FALSE | #N/A | #N/A | #N/A | #N/A | #N/A | #N/A | #N/A | #N/A | #N/A | #N/A
FALSE | #N/A | #N/A | #N/A | #N/A | #N/A | #N/A | #N/A | #N/A | #N/A | #N/A |  |  |  | FALSE | #N/A | #N/A | #N/A | #N/A | #N/A | #N/A | #N/A | #N/A | #N/A | #N/A
FALSE | #N/A | #N/A | #N/A | #N/A | #N/A | #N/A | #N/A | #N/A | #N/A | #N/A |  |  |  | FALSE | #N/A | #N/A | #N/A | #N/A | #N/A | #N/A | #N/A | #N/A | #N/A | #N/A
FALSE | #N/A | #N/A | #N/A | #N/A | #N/A | #N/A | #N/A | #N/A | #N/A | #N/A |  |  |  | FALSE | #N/A | #N/A | #N/A | #N/A | #N/A | #N/A | #N/A | #N/A | #N/A | #N/A
FALSE | #N/A | #N/A | #N/A | #N/A | #N/A | #N/A | #N/A | #N/A | #N/A | #N/A |  |  |  | FALSE | #N/A | #N/A | #N/A | #N/A | #N/A | #N/A | #N/A | #N/A | #N/A | #N/A
FALSE | #N/A | #N/A | #N/A | #N/A | #N/A | #N/A | #N/A | #N/A | #N/A | #N/A |  |  |  | FALSE | #N/A | #N/A | #N/A | #N/A | #N/A | #N/A | #N/A | #N/A | #N/A | #N/A
FALSE | #N/A | #N/A | #N/A | #N/A | #N/A | #N/A | #N/A | #N/A | #N/A | #N/A |  |  |  | FALSE | #N/A | #N/A | #N/A | #N/A | #N/A | #N/A | #N/A | #N/A | #N/A | #N/A
FALSE | #N/A | #N/A | #N/A | #N/A | #N/A | #N/A | #N/A | #N/A | #N/A | #N/A |  |  |  | FALSE | #N/A | #N/A | #N/A | #N/A | #N/A | #N/A | #N/A | #N/A | #N/A | #N/A
FALSE | #N/A | #N/A | #N/A | #N/A | #N/A | #N/A | #N/A | #N/A | #N/A | #N/A |  |  |  | FALSE | #N/A | #N/A | #N/A | #N/A | #N/A | #N/A | #N/A | #N/A | #N/A | #N/A
FALSE | #N/A | #N/A | #N/A | #N/A | #N/A | #N/A | #N/A | #N/A | #N/A | #N/A |  |  |  | FALSE | #N/A | #N/A | #N/A | #N/A | #N/A | #N/A | #N/A | #N/A | #N/A | #N/A
FALSE | #N/A | #N/A | #N/A | #N/A | #N/A | #N/A | #N/A | #N/A | #N/A | #N/A |  |  |  | FALSE | #N/A | #N/A | #N/A | #N/A | #N/A | #N/A | #N/A | #N/A | #N/A | #N/A
FALSE | #N/A | #N/A | #N/A | #N/A | #N/A | #N/A | #N/A | #N/A | #N/A | #N/A |  |  |  | FALSE | #N/A | #N/A | #N/A | #N/A | #N/A | #N/A | #N/A | #N/A | #N/A | #N/A
FALSE | #N/A | #N/A | #N/A | #N/A | #N/A | #N/A | #N/A | #N/A | #N/A | #N/A |  |  |  | FALSE | #N/A | #N/A | #N/A | #N/A | #N/A | #N/A | #N/A | #N/A | #N/A | #N/A
FALSE | #N/A | #N/A | #N/A | #N/A | #N/A | #N/A | #N/A | #N/A | #N/A | #N/A |  |  |  | FALSE | #N/A | #N/A | #N/A | #N/A | #N/A | #N/A | #N/A | #N/A | #N/A | #N/A
FALSE | #N/A | #N/A | #N/A | #N/A | #N/A | #N/A | #N/A | #N/A | #N/A | #N/A |  |  |  | FALSE | #N/A | #N/A | #N/A | #N/A | #N/A | #N/A | #N/A | #N/A | #N/A | #N/A
FALSE | #N/A | #N/A | #N/A | #N/A | #N/A | #N/A | #N/A | #N/A | #N/A | #N/A |  |  |  | FALSE | #N/A | #N/A | #N/A | #N/A | #N/A | #N/A | #N/A | #N/A | #N/A | #N/A
FALSE | #N/A | #N/A | #N/A | #N/A | #N/A | #N/A | #N/A | #N/A | #N/A | #N/A |  |  |  | FALSE | #N/A | #N/A | #N/A | #N/A | #N/A | #N/A | #N/A | #N/A | #N/A | #N/A
FALSE | #N/A | #N/A | #N/A | #N/A | #N/A | #N/A | #N/A | #N/A | #N/A | #N/A |  |  |  | FALSE | #N/A | #N/A | #N/A | #N/A | #N/A | #N/A | #N/A | #N/A | #N/A | #N/A
FALSE | #N/A | #N/A | #N/A | #N/A | #N/A | #N/A | #N/A | #N/A | #N/A | #N/A |  |  |  | FALSE | #N/A | #N/A | #N/A | #N/A | #N/A | #N/A | #N/A | #N/A | #N/A | #N/A
FALSE | #N/A | #N/A | #N/A | #N/A | #N/A | #N/A | #N/A | #N/A | #N/A | #N/A |  |  |  | FALSE | #N/A | #N/A | #N/A | #N/A | #N/A | #N/A | #N/A | #N/A | #N/A | #N/A
FALSE | #N/A | #N/A | #N/A | #N/A | #N/A | #N/A | #N/A | #N/A | #N/A | #N/A |  |  |  | FALSE | #N/A | #N/A | #N/A | #N/A | #N/A | #N/A | #N/A | #N/A | #N/A | #N/A
FALSE | #N/A | #N/A | #N/A | #N/A | #N/A | #N/A | #N/A | #N/A | #N/A | #N/A |  |  |  | FALSE | #N/A | #N/A | #N/A | #N/A | #N/A | #N/A | #N/A | #N/A | #N/A | #N/A
FALSE | #N/A | #N/A | #N/A | #N/A | #N/A | #N/A | #N/A | #N/A | #N/A | #N/A |  |  |  | FALSE | #N/A | #N/A | #N/A | #N/A | #N/A | #N/A | #N/A | #N/A | #N/A | #N/A
FALSE | #N/A | #N/A | #N/A | #N/A | #N/A | #N/A | #N/A | #N/A | #N/A | #N/A |  |  |  | FALSE | #N/A | #N/A | #N/A | #N/A | #N/A | #N/A | #N/A | #N/A | #N/A | #N/A
FALSE | #N/A | #N/A | #N/A | #N/A | #N/A | #N/A | #N/A | #N/A | #N/A | #N/A |  |  |  | FALSE | #N/A | #N/A | #N/A | #N/A | #N/A | #N/A | #N/A | #N/A | #N/A | #N/A
FALSE | #N/A | #N/A | #N/A | #N/A | #N/A | #N/A | #N/A | #N/A | #N/A | #N/A |  |  |  | FALSE | #N/A | #N/A | #N/A | #N/A | #N/A | #N/A | #N/A | #N/A | #N/A | #N/A
FALSE | #N/A | #N/A | #N/A | #N/A | #N/A | #N/A | #N/A | #N/A | #N/A | #N/A |  |  |  | FALSE | #N/A | #N/A | #N/A | #N/A | #N/A | #N/A | #N/A | #N/A | #N/A | #N/A
FALSE | #N/A | #N/A | #N/A | #N/A | #N/A | #N/A | #N/A | #N/A | #N/A | #N/A |  |  |  | FALSE | #N/A | #N/A | #N/A | #N/A | #N/A | #N/A | #N/A | #N/A | #N/A | #N/A
FALSE | #N/A | #N/A | #N/A | #N/A | #N/A | #N/A | #N/A | #N/A | #N/A | #N/A |  |  |  | FALSE | #N/A | #N/A | #N/A | #N/A | #N/A | #N/A | #N/A | #N/A | #N/A | #N/A
FALSE | #N/A | #N/A | #N/A | #N/A | #N/A | #N/A | #N/A | #N/A | #N/A | #N/A |  |  |  | FALSE | #N/A | #N/A | #N/A | #N/A | #N/A | #N/A | #N/A | #N/A | #N/A | #N/A
FALSE | #N/A | #N/A | #N/A | #N/A | #N/A | #N/A | #N/A | #N/A | #N/A | #N/A |  |  |  | FALSE | #N/A | #N/A | #N/A | #N/A | #N/A | #N/A | #N/A | #N/A | #N/A | #N/A
FALSE | #N/A | #N/A | #N/A | #N/A | #N/A | #N/A | #N/A | #N/A | #N/A | #N/A |  |  |  | FALSE | #N/A | #N/A | #N/A | #N/A | #N/A | #N/A | #N/A | #N/A | #N/A | #N/A
FALSE | #N/A | #N/A | #N/A | #N/A | #N/A | #N/A | #N/A | #N/A | #N/A | #N/A |  |  |  | FALSE | #N/A | #N/A | #N/A | #N/A | #N/A | #N/A | #N/A | #N/A | #N/A | #N/A
FALSE | #N/A | #N/A | #N/A | #N/A | #N/A | #N/A | #N/A | #N/A | #N/A | #N/A |  |  |  | FALSE | #N/A | #N/A | #N/A | #N/A | #N/A | #N/A | #N/A | #N/A | #N/A | #N/A
FALSE | #N/A | #N/A | #N/A | #N/A | #N/A | #N/A | #N/A | #N/A | #N/A | #N/A |  |  |  | FALSE | #N/A | #N/A | #N/A | #N/A | #N/A | #N/A | #N/A | #N/A | #N/A | #N/A
FALSE | #N/A | #N/A | #N/A | #N/A | #N/A | #N/A | #N/A | #N/A | #N/A | #N/A |  |  |  | FALSE | #N/A | #N/A | #N/A | #N/A | #N/A | #N/A | #N/A | #N/A | #N/A | #N/A
FALSE | #N/A | #N/A | #N/A | #N/A | #N/A | #N/A | #N/A | #N/A | #N/A | #N/A |  |  |  | FALSE | #N/A | #N/A | #N/A | #N/A | #N/A | #N/A | #N/A | #N/A | #N/A | #N/A
FALSE | #N/A | #N/A | #N/A | #N/A | #N/A | #N/A | #N/A | #N/A | #N/A | #N/A |  |  |  | FALSE | #N/A | #N/A | #N/A | #N/A | #N/A | #N/A | #N/A | #N/A | #N/A | #N/A
FALSE | #N/A | #N/A | #N/A | #N/A | #N/A | #N/A | #N/A | #N/A | #N/A | #N/A |  |  |  | FALSE | #N/A | #N/A | #N/A | #N/A | #N/A | #N/A | #N/A | #N/A | #N/A | #N/A
FALSE | #N/A | #N/A | #N/A | #N/A | #N/A | #N/A | #N/A | #N/A | #N/A | #N/A |  |  |  | FALSE | #N/A | #N/A | #N/A | #N/A | #N/A | #N/A | #N/A | #N/A | #N/A | #N/A
FALSE | #N/A | #N/A | #N/A | #N/A | #N/A | #N/A | #N/A | #N/A | #N/A | #N/A |  |  |  | FALSE | #N/A | #N/A | #N/A | #N/A | #N/A | #N/A | #N/A | #N/A | #N/A | #N/A
FALSE | #N/A | #N/A | #N/A | #N/A | #N/A | #N/A | #N/A | #N/A | #N/A | #N/A |  |  |  | FALSE | #N/A | #N/A | #N/A | #N/A | #N/A | #N/A | #N/A | #N/A | #N/A | #N/A
FALSE | #N/A | #N/A | #N/A | #N/A | #N/A | #N/A | #N/A | #N/A | #N/A | #N/A |  |  |  | FALSE | #N/A | #N/A | #N/A | #N/A | #N/A | #N/A | #N/A | #N/A | #N/A | #N/A
FALSE | #N/A | #N/A | #N/A | #N/A | #N/A | #N/A | #N/A | #N/A | #N/A | #N/A |  |  |  | FALSE | #N/A | #N/A | #N/A | #N/A | #N/A | #N/A | #N/A | #N/A | #N/A | #N/A
FALSE | #N/A | #N/A | #N/A | #N/A | #N/A | #N/A | #N/A | #N/A | #N/A | #N/A |  |  |  | FALSE | #N/A | #N/A | #N/A | #N/A | #N/A | #N/A | #N/A | #N/A | #N/A | #N/A
FALSE | #N/A | #N/A | #N/A | #N/A | #N/A | #N/A | #N/A | #N/A | #N/A | #N/A |  |  |  | FALSE | #N/A | #N/A | #N/A | #N/A | #N/A | #N/A | #N/A | #N/A | #N/A | #N/A
FALSE | #N/A | #N/A | #N/A | #N/A | #N/A | #N/A | #N/A | #N/A | #N/A | #N/A |  |  |  | FALSE | #N/A | #N/A | #N/A | #N/A | #N/A | #N/A | #N/A | #N/A | #N/A | #N/A
FALSE | #N/A | #N/A | #N/A | #N/A | #N/A | #N/A | #N/A | #N/A | #N/A | #N/A |  |  |  | FALSE | #N/A | #N/A | #N/A | #N/A | #N/A | #N/A | #N/A | #N/A | #N/A | #N/A
FALSE | #N/A | #N/A | #N/A | #N/A | #N/A | #N/A | #N/A | #N/A | #N/A | #N/A |  |  |  | FALSE | #N/A | #N/A | #N/A | #N/A | #N/A | #N/A | #N/A | #N/A | #N/A | #N/A
FALSE | #N/A | #N/A | #N/A | #N/A | #N/A | #N/A | #N/A | #N/A | #N/A | #N/A |  |  |  | FALSE | #N/A | #N/A | #N/A | #N/A | #N/A | #N/A | #N/A | #N/A | #N/A | #N/A
FALSE | #N/A | #N/A | #N/A | #N/A | #N/A | #N/A | #N/A | #N/A | #N/A | #N/A |  |  |  | FALSE | #N/A | #N/A | #N/A | #N/A | #N/A | #N/A | #N/A | #N/A | #N/A | #N/A
FALSE | #N/A | #N/A | #N/A | #N/A | #N/A | #N/A | #N/A | #N/A | #N/A | #N/A |  |  |  | FALSE | #N/A | #N/A | #N/A | #N/A | #N/A | #N/A | #N/A | #N/A | #N/A | #N/A
FALSE | #N/A | #N/A | #N/A | #N/A | #N/A | #N/A | #N/A | #N/A | #N/A | #N/A |  |  |  | FALSE | #N/A | #N/A | #N/A | #N/A | #N/A | #N/A | #N/A | #N/A | #N/A | #N/A
FALSE | #N/A | #N/A | #N/A | #N/A | #N/A | #N/A | #N/A | #N/A | #N/A | #N/A |  |  |  | FALSE | #N/A | #N/A | #N/A | #N/A | #N/A | #N/A | #N/A | #N/A | #N/A | #N/A
FALSE | #N/A | #N/A | #N/A | #N/A | #N/A | #N/A | #N/A | #N/A | #N/A | #N/A |  |  |  | FALSE | #N/A | #N/A | #N/A | #N/A | #N/A | #N/A | #N/A | #N/A | #N/A | #N/A
FALSE | #N/A | #N/A | #N/A | #N/A | #N/A | #N/A | #N/A | #N/A | #N/A | #N/A |  |  |  | FALSE | #N/A | #N/A | #N/A | #N/A | #N/A | #N/A | #N/A | #N/A | #N/A | #N/A
FALSE | #N/A | #N/A | #N/A | #N/A | #N/A | #N/A | #N/A | #N/A | #N/A | #N/A |  |  |  | FALSE | #N/A | #N/A | #N/A | #N/A | #N/A | #N/A | #N/A | #N/A | #N/A | #N/A
FALSE | #N/A | #N/A | #N/A | #N/A | #N/A | #N/A | #N/A | #N/A | #N/A | #N/A |  |  |  | FALSE | #N/A | #N/A | #N/A | #N/A | #N/A | #N/A | #N/A | #N/A | #N/A | #N/A
FALSE | #N/A | #N/A | #N/A | #N/A | #N/A | #N/A | #N/A | #N/A | #N/A | #N/A |  |  |  | FALSE | #N/A | #N/A | #N/A | #N/A | #N/A | #N/A | #N/A | #N/A | #N/A | #N/A
FALSE | #N/A | #N/A | #N/A | #N/A | #N/A | #N/A | #N/A | #N/A | #N/A | #N/A |  |  |  | FALSE | #N/A | #N/A | #N/A | #N/A | #N/A | #N/A | #N/A | #N/A | #N/A | #N/A
FALSE | #N/A | #N/A | #N/A | #N/A | #N/A | #N/A | #N/A | #N/A | #N/A | #N/A |  |  |  | FALSE | #N/A | #N/A | #N/A | #N/A | #N/A | #N/A | #N/A | #N/A | #N/A | #N/A
FALSE | #N/A | #N/A | #N/A | #N/A | #N/A | #N/A | #N/A | #N/A | #N/A | #N/A |  |  |  | FALSE | #N/A | #N/A | #N/A | #N/A | #N/A | #N/A | #N/A | #N/A | #N/A | #N/A
FALSE | #N/A | #N/A | #N/A | #N/A | #N/A | #N/A | #N/A | #N/A | #N/A | #N/A |  |  |  | FALSE | #N/A | #N/A | #N/A | #N/A | #N/A | #N/A | #N/A | #N/A | #N/A | #N/A
FALSE | #N/A | #N/A | #N/A | #N/A | #N/A | #N/A | #N/A | #N/A | #N/A | #N/A |  |  |  | FALSE | #N/A | #N/A | #N/A | #N/A | #N/A | #N/A | #N/A | #N/A | #N/A | #N/A
FALSE | #N/A | #N/A | #N/A | #N/A | #N/A | #N/A | #N/A | #N/A | #N/A | #N/A |  |  |  | FALSE | #N/A | #N/A | #N/A | #N/A | #N/A | #N/A | #N/A | #N/A | #N/A | #N/A
FALSE | #N/A | #N/A | #N/A | #N/A | #N/A | #N/A | #N/A | #N/A | #N/A | #N/A |  |  |  | FALSE | #N/A | #N/A | #N/A | #N/A | #N/A | #N/A | #N/A | #N/A | #N/A | #N/A
FALSE | #N/A | #N/A | #N/A | #N/A | #N/A | #N/A | #N/A | #N/A | #N/A | #N/A |  |  |  | FALSE | #N/A | #N/A | #N/A | #N/A | #N/A | #N/A | #N/A | #N/A | #N/A | #N/A
FALSE | #N/A | #N/A | #N/A | #N/A | #N/A | #N/A | #N/A | #N/A | #N/A | #N/A |  |  |  | FALSE | #N/A | #N/A | #N/A | #N/A | #N/A | #N/A | #N/A | #N/A | #N/A | #N/A
FALSE | #N/A | #N/A | #N/A | #N/A | #N/A | #N/A | #N/A | #N/A | #N/A | #N/A |  |  |  | FALSE | #N/A | #N/A | #N/A | #N/A | #N/A | #N/A | #N/A | #N/A | #N/A | #N/A
FALSE | #N/A | #N/A | #N/A | #N/A | #N/A | #N/A | #N/A | #N/A | #N/A | #N/A |  |  |  | FALSE | #N/A | #N/A | #N/A | #N/A | #N/A | #N/A | #N/A | #N/A | #N/A | #N/A
FALSE | #N/A | #N/A | #N/A | #N/A | #N/A | #N/A | #N/A | #N/A | #N/A | #N/A |  |  |  | FALSE | #N/A | #N/A | #N/A | #N/A | #N/A | #N/A | #N/A | #N/A | #N/A | #N/A
FALSE | #N/A | #N/A | #N/A | #N/A | #N/A | #N/A | #N/A | #N/A | #N/A | #N/A |  |  |  | FALSE | #N/A | #N/A | #N/A | #N/A | #N/A | #N/A | #N/A | #N/A | #N/A | #N/A
FALSE | #N/A | #N/A | #N/A | #N/A | #N/A | #N/A | #N/A | #N/A | #N/A | #N/A |  |  |  | FALSE | #N/A | #N/A | #N/A | #N/A | #N/A | #N/A | #N/A | #N/A | #N/A | #N/A
FALSE | #N/A | #N/A | #N/A | #N/A | #N/A | #N/A | #N/A | #N/A | #N/A | #N/A |  |  |  | FALSE | #N/A | #N/A | #N/A | #N/A | #N/A | #N/A | #N/A | #N/A | #N/A | #N/A
FALSE | #N/A | #N/A | #N/A | #N/A | #N/A | #N/A | #N/A | #N/A | #N/A | #N/A |  |  |  | FALSE | #N/A | #N/A | #N/A | #N/A | #N/A | #N/A | #N/A | #N/A | #N/A | #N/A
FALSE | #N/A | #N/A | #N/A | #N/A | #N/A | #N/A | #N/A | #N/A | #N/A | #N/A |  |  |  | FALSE | #N/A | #N/A | #N/A | #N/A | #N/A | #N/A | #N/A | #N/A | #N/A | #N/A
FALSE | #N/A | #N/A | #N/A | #N/A | #N/A | #N/A | #N/A | #N/A | #N/A | #N/A |  |  |  | FALSE | #N/A | #N/A | #N/A | #N/A | #N/A | #N/A | #N/A | #N/A | #N/A | #N/A
FALSE | #N/A | #N/A | #N/A | #N/A | #N/A | #N/A | #N/A | #N/A | #N/A | #N/A |  |  |  | FALSE | #N/A | #N/A | #N/A | #N/A | #N/A | #N/A | #N/A | #N/A | #N/A | #N/A
FALSE | #N/A | #N/A | #N/A | #N/A | #N/A | #N/A | #N/A | #N/A | #N/A | #N/A |  |  |  | FALSE | #N/A | #N/A | #N/A | #N/A | #N/A | #N/A | #N/A | #N/A | #N/A | #N/A
FALSE | #N/A | #N/A | #N/A | #N/A | #N/A | #N/A | #N/A | #N/A | #N/A | #N/A |  |  |  | FALSE | #N/A | #N/A | #N/A | #N/A | #N/A | #N/A | #N/A | #N/A | #N/A | #N/A
FALSE | #N/A | #N/A | #N/A | #N/A | #N/A | #N/A | #N/A | #N/A | #N/A | #N/A |  |  |  | FALSE | #N/A | #N/A | #N/A | #N/A | #N/A | #N/A | #N/A | #N/A | #N/A | #N/A
FALSE | #N/A | #N/A | #N/A | #N/A | #N/A | #N/A | #N/A | #N/A | #N/A | #N/A |  |  |  | FALSE | #N/A | #N/A | #N/A | #N/A | #N/A | #N/A | #N/A | #N/A | #N/A | #N/A
FALSE | #N/A | #N/A | #N/A | #N/A | #N/A | #N/A | #N/A | #N/A | #N/A | #N/A |  |  |  | FALSE | #N/A | #N/A | #N/A | #N/A | #N/A | #N/A | #N/A | #N/A | #N/A | #N/A
FALSE | #N/A | #N/A | #N/A | #N/A | #N/A | #N/A | #N/A | #N/A | #N/A | #N/A |  |  |  | FALSE | #N/A | #N/A | #N/A | #N/A | #N/A | #N/A | #N/A | #N/A | #N/A | #N/A
FALSE | #N/A | #N/A | #N/A | #N/A | #N/A | #N/A | #N/A | #N/A | #N/A | #N/A |  |  |  | FALSE | #N/A | #N/A | #N/A | #N/A | #N/A | #N/A | #N/A | #N/A | #N/A | #N/A
FALSE | #N/A | #N/A | #N/A | #N/A | #N/A | #N/A | #N/A | #N/A | #N/A | #N/A |  |  |  | FALSE | #N/A | #N/A | #N/A | #N/A | #N/A | #N/A | #N/A | #N/A | #N/A | #N/A
FALSE | #N/A | #N/A | #N/A | #N/A | #N/A | #N/A | #N/A | #N/A | #N/A | #N/A |  |  |  | FALSE | #N/A | #N/A | #N/A | #N/A | #N/A | #N/A | #N/A | #N/A | #N/A | #N/A
FALSE | #N/A | #N/A | #N/A | #N/A | #N/A | #N/A | #N/A | #N/A | #N/A | #N/A |  |  |  | FALSE | #N/A | #N/A | #N/A | #N/A | #N/A | #N/A | #N/A | #N/A | #N/A | #N/A
FALSE | #N/A | #N/A | #N/A | #N/A | #N/A | #N/A | #N/A | #N/A | #N/A | #N/A |  |  |  | FALSE | #N/A | #N/A | #N/A | #N/A | #N/A | #N/A | #N/A | #N/A | #N/A | #N/A
FALSE | #N/A | #N/A | #N/A | #N/A | #N/A | #N/A | #N/A | #N/A | #N/A | #N/A |  |  |  | FALSE | #N/A | #N/A | #N/A | #N/A | #N/A | #N/A | #N/A | #N/A | #N/A | #N/A
FALSE | #N/A | #N/A | #N/A | #N/A | #N/A | #N/A | #N/A | #N/A | #N/A | #N/A |  |  |  | FALSE | #N/A | #N/A | #N/A | #N/A | #N/A | #N/A | #N/A | #N/A | #N/A | #N/A
FALSE | #N/A | #N/A | #N/A | #N/A | #N/A | #N/A | #N/A | #N/A | #N/A | #N/A |  |  |  | FALSE | #N/A | #N/A | #N/A | #N/A | #N/A | #N/A | #N/A | #N/A | #N/A | #N/A
FALSE | #N/A | #N/A | #N/A | #N/A | #N/A | #N/A | #N/A | #N/A | #N/A | #N/A |  |  |  | FALSE | #N/A | #N/A | #N/A | #N/A | #N/A | #N/A | #N/A | #N/A | #N/A | #N/A
FALSE | #N/A | #N/A | #N/A | #N/A | #N/A | #N/A | #N/A | #N/A | #N/A | #N/A |  |  |  | FALSE | #N/A | #N/A | #N/A | #N/A | #N/A | #N/A | #N/A | #N/A | #N/A | #N/A
FALSE | #N/A | #N/A | #N/A | #N/A | #N/A | #N/A | #N/A | #N/A | #N/A | #N/A |  |  |  | FALSE | #N/A | #N/A | #N/A | #N/A | #N/A | #N/A | #N/A | #N/A | #N/A | #N/A
FALSE | #N/A | #N/A | #N/A | #N/A | #N/A | #N/A | #N/A | #N/A | #N/A | #N/A |  |  |  | FALSE | #N/A | #N/A | #N/A | #N/A | #N/A | #N/A | #N/A | #N/A | #N/A | #N/A
FALSE | #N/A | #N/A | #N/A | #N/A | #N/A | #N/A | #N/A | #N/A | #N/A | #N/A |  |  |  | FALSE | #N/A | #N/A | #N/A | #N/A | #N/A | #N/A | #N/A | #N/A | #N/A | #N/A
FALSE | #N/A | #N/A | #N/A | #N/A | #N/A | #N/A | #N/A | #N/A | #N/A | #N/A |  |  |  | FALSE | #N/A | #N/A | #N/A | #N/A | #N/A | #N/A | #N/A | #N/A | #N/A | #N/A
FALSE | #N/A | #N/A | #N/A | #N/A | #N/A | #N/A | #N/A | #N/A | #N/A | #N/A |  |  |  | FALSE | #N/A | #N/A | #N/A | #N/A | #N/A | #N/A | #N/A | #N/A | #N/A | #N/A
FALSE | #N/A | #N/A | #N/A | #N/A | #N/A | #N/A | #N/A | #N/A | #N/A | #N/A |  |  |  | FALSE | #N/A | #N/A | #N/A | #N/A | #N/A | #N/A | #N/A | #N/A | #N/A | #N/A
FALSE | #N/A | #N/A | #N/A | #N/A | #N/A | #N/A | #N/A | #N/A | #N/A | #N/A |  |  |  | FALSE | #N/A | #N/A | #N/A | #N/A | #N/A | #N/A | #N/A | #N/A | #N/A | #N/A
FALSE | #N/A | #N/A | #N/A | #N/A | #N/A | #N/A | #N/A | #N/A | #N/A | #N/A |  |  |  | FALSE | #N/A | #N/A | #N/A | #N/A | #N/A | #N/A | #N/A | #N/A | #N/A | #N/A
FALSE | #N/A | #N/A | #N/A | #N/A | #N/A | #N/A | #N/A | #N/A | #N/A | #N/A |  |  |  | FALSE | #N/A | #N/A | #N/A | #N/A | #N/A | #N/A | #N/A | #N/A | #N/A | #N/A
FALSE | #N/A | #N/A | #N/A | #N/A | #N/A | #N/A | #N/A | #N/A | #N/A | #N/A |  |  |  | FALSE | #N/A | #N/A | #N/A | #N/A | #N/A | #N/A | #N/A | #N/A | #N/A | #N/A
FALSE | #N/A | #N/A | #N/A | #N/A | #N/A | #N/A | #N/A | #N/A | #N/A | #N/A |  |  |  | FALSE | #N/A | #N/A | #N/A | #N/A | #N/A | #N/A | #N/A | #N/A | #N/A | #N/A
FALSE | #N/A | #N/A | #N/A | #N/A | #N/A | #N/A | #N/A | #N/A | #N/A | #N/A |  |  |  | FALSE | #N/A | #N/A | #N/A | #N/A | #N/A | #N/A | #N/A | #N/A | #N/A | #N/A
FALSE | #N/A | #N/A | #N/A | #N/A | #N/A | #N/A | #N/A | #N/A | #N/A | #N/A |  |  |  | FALSE | #N/A | #N/A | #N/A | #N/A | #N/A | #N/A | #N/A | #N/A | #N/A | #N/A
FALSE | #N/A | #N/A | #N/A | #N/A | #N/A | #N/A | #N/A | #N/A | #N/A | #N/A |  |  |  | FALSE | #N/A | #N/A | #N/A | #N/A | #N/A | #N/A | #N/A | #N/A | #N/A | #N/A
FALSE | #N/A | #N/A | #N/A | #N/A | #N/A | #N/A | #N/A | #N/A | #N/A | #N/A |  |  |  | FALSE | #N/A | #N/A | #N/A | #N/A | #N/A | #N/A | #N/A | #N/A | #N/A | #N/A
FALSE | #N/A | #N/A | #N/A | #N/A | #N/A | #N/A | #N/A | #N/A | #N/A | #N/A |  |  |  | FALSE | #N/A | #N/A | #N/A | #N/A | #N/A | #N/A | #N/A | #N/A | #N/A | #N/A
FALSE | #N/A | #N/A | #N/A | #N/A | #N/A | #N/A | #N/A | #N/A | #N/A | #N/A |  |  |  | FALSE | #N/A | #N/A | #N/A | #N/A | #N/A | #N/A | #N/A | #N/A | #N/A | #N/A
FALSE | #N/A | #N/A | #N/A | #N/A | #N/A | #N/A | #N/A | #N/A | #N/A | #N/A |  |  |  | FALSE | #N/A | #N/A | #N/A | #N/A | #N/A | #N/A | #N/A | #N/A | #N/A | #N/A
FALSE | #N/A | #N/A | #N/A | #N/A | #N/A | #N/A | #N/A | #N/A | #N/A | #N/A |  |  |  | FALSE | #N/A | #N/A | #N/A | #N/A | #N/A | #N/A | #N/A | #N/A | #N/A | #N/A
FALSE | #N/A | #N/A | #N/A | #N/A | #N/A | #N/A | #N/A | #N/A | #N/A | #N/A |  |  |  | FALSE | #N/A | #N/A | #N/A | #N/A | #N/A | #N/A | #N/A | #N/A | #N/A | #N/A
FALSE | #N/A | #N/A | #N/A | #N/A | #N/A | #N/A | #N/A | #N/A | #N/A | #N/A |  |  |  | FALSE | #N/A | #N/A | #N/A | #N/A | #N/A | #N/A | #N/A | #N/A | #N/A | #N/A
FALSE | #N/A | #N/A | #N/A | #N/A | #N/A | #N/A | #N/A | #N/A | #N/A | #N/A |  |  |  | FALSE | #N/A | #N/A | #N/A | #N/A | #N/A | #N/A | #N/A | #N/A | #N/A | #N/A
FALSE | #N/A | #N/A | #N/A | #N/A | #N/A | #N/A | #N/A | #N/A | #N/A | #N/A |  |  |  | FALSE | #N/A | #N/A | #N/A | #N/A | #N/A | #N/A | #N/A | #N/A | #N/A | #N/A
FALSE | #N/A | #N/A | #N/A | #N/A | #N/A | #N/A | #N/A | #N/A | #N/A | #N/A |  |  |  | FALSE | #N/A | #N/A | #N/A | #N/A | #N/A | #N/A | #N/A | #N/A | #N/A | #N/A
FALSE | #N/A | #N/A | #N/A | #N/A | #N/A | #N/A | #N/A | #N/A | #N/A | #N/A |  |  |  | FALSE | #N/A | #N/A | #N/A | #N/A | #N/A | #N/A | #N/A | #N/A | #N/A | #N/A
FALSE | #N/A | #N/A | #N/A | #N/A | #N/A | #N/A | #N/A | #N/A | #N/A | #N/A |  |  |  | FALSE | #N/A | #N/A | #N/A | #N/A | #N/A | #N/A | #N/A | #N/A | #N/A | #N/A
FALSE | #N/A | #N/A | #N/A | #N/A | #N/A | #N/A | #N/A | #N/A | #N/A | #N/A |  |  |  | FALSE | #N/A | #N/A | #N/A | #N/A | #N/A | #N/A | #N/A | #N/A | #N/A | #N/A
FALSE | #N/A | #N/A | #N/A | #N/A | #N/A | #N/A | #N/A | #N/A | #N/A | #N/A |  |  |  | FALSE | #N/A | #N/A | #N/A | #N/A | #N/A | #N/A | #N/A | #N/A | #N/A | #N/A
FALSE | #N/A | #N/A | #N/A | #N/A | #N/A | #N/A | #N/A | #N/A | #N/A | #N/A |  |  |  | FALSE | #N/A | #N/A | #N/A | #N/A | #N/A | #N/A | #N/A | #N/A | #N/A | #N/A
FALSE | #N/A | #N/A | #N/A | #N/A | #N/A | #N/A | #N/A | #N/A | #N/A | #N/A |  |  |  | FALSE | #N/A | #N/A | #N/A | #N/A | #N/A | #N/A | #N/A | #N/A | #N/A | #N/A
FALSE | #N/A | #N/A | #N/A | #N/A | #N/A | #N/A | #N/A | #N/A | #N/A | #N/A |  |  |  | FALSE | #N/A | #N/A | #N/A | #N/A | #N/A | #N/A | #N/A | #N/A | #N/A | #N/A
FALSE | #N/A | #N/A | #N/A | #N/A | #N/A | #N/A | #N/A | #N/A | #N/A | #N/A |  |  |  | FALSE | #N/A | #N/A | #N/A | #N/A | #N/A | #N/A | #N/A | #N/A | #N/A | #N/A
FALSE | #N/A | #N/A | #N/A | #N/A | #N/A | #N/A | #N/A | #N/A | #N/A | #N/A |  |  |  | FALSE | #N/A | #N/A | #N/A | #N/A | #N/A | #N/A | #N/A | #N/A | #N/A | #N/A
FALSE | #N/A | #N/A | #N/A | #N/A | #N/A | #N/A | #N/A | #N/A | #N/A | #N/A |  |  |  | FALSE | #N/A | #N/A | #N/A | #N/A | #N/A | #N/A | #N/A | #N/A | #N/A | #N/A
FALSE | #N/A | #N/A | #N/A | #N/A | #N/A | #N/A | #N/A | #N/A | #N/A | #N/A |  |  |  | FALSE | #N/A | #N/A | #N/A | #N/A | #N/A | #N/A | #N/A | #N/A | #N/A | #N/A
FALSE | #N/A | #N/A | #N/A | #N/A | #N/A | #N/A | #N/A | #N/A | #N/A | #N/A |  |  |  | FALSE | #N/A | #N/A | #N/A | #N/A | #N/A | #N/A | #N/A | #N/A | #N/A | #N/A
FALSE | #N/A | #N/A | #N/A | #N/A | #N/A | #N/A | #N/A | #N/A | #N/A | #N/A |  |  |  | FALSE | #N/A | #N/A | #N/A | #N/A | #N/A | #N/A | #N/A | #N/A | #N/A | #N/A
FALSE | #N/A | #N/A | #N/A | #N/A | #N/A | #N/A | #N/A | #N/A | #N/A | #N/A |  |  |  | FALSE | #N/A | #N/A | #N/A | #N/A | #N/A | #N/A | #N/A | #N/A | #N/A | #N/A
FALSE | #N/A | #N/A | #N/A | #N/A | #N/A | #N/A | #N/A | #N/A | #N/A | #N/A |  |  |  | FALSE | #N/A | #N/A | #N/A | #N/A | #N/A | #N/A | #N/A | #N/A | #N/A | #N/A
FALSE | #N/A | #N/A | #N/A | #N/A | #N/A | #N/A | #N/A | #N/A | #N/A | #N/A |  |  |  | FALSE | #N/A | #N/A | #N/A | #N/A | #N/A | #N/A | #N/A | #N/A | #N/A | #N/A
FALSE | #N/A | #N/A | #N/A | #N/A | #N/A | #N/A | #N/A | #N/A | #N/A | #N/A |  |  |  | FALSE | #N/A | #N/A | #N/A | #N/A | #N/A | #N/A | #N/A | #N/A | #N/A | #N/A
FALSE | #N/A | #N/A | #N/A | #N/A | #N/A | #N/A | #N/A | #N/A | #N/A | #N/A |  |  |  | FALSE | #N/A | #N/A | #N/A | #N/A | #N/A | #N/A | #N/A | #N/A | #N/A | #N/A
FALSE | #N/A | #N/A | #N/A | #N/A | #N/A | #N/A | #N/A | #N/A | #N/A | #N/A |  |  |  | FALSE | #N/A | #N/A | #N/A | #N/A | #N/A | #N/A | #N/A | #N/A | #N/A | #N/A
FALSE | #N/A | #N/A | #N/A | #N/A | #N/A | #N/A | #N/A | #N/A | #N/A | #N/A |  |  |  | FALSE | #N/A | #N/A | #N/A | #N/A | #N/A | #N/A | #N/A | #N/A | #N/A | #N/A
FALSE | #N/A | #N/A | #N/A | #N/A | #N/A | #N/A | #N/A | #N/A | #N/A | #N/A |  |  |  | FALSE | #N/A | #N/A | #N/A | #N/A | #N/A | #N/A | #N/A | #N/A | #N/A | #N/A
FALSE | #N/A | #N/A | #N/A | #N/A | #N/A | #N/A | #N/A | #N/A | #N/A | #N/A |  |  |  | FALSE | #N/A | #N/A | #N/A | #N/A | #N/A | #N/A | #N/A | #N/A | #N/A | #N/A
FALSE | #N/A | #N/A | #N/A | #N/A | #N/A | #N/A | #N/A | #N/A | #N/A | #N/A |  |  |  | FALSE | #N/A | #N/A | #N/A | #N/A | #N/A | #N/A | #N/A | #N/A | #N/A | #N/A
FALSE | #N/A | #N/A | #N/A | #N/A | #N/A | #N/A | #N/A | #N/A | #N/A | #N/A |  |  |  | FALSE | #N/A | #N/A | #N/A | #N/A | #N/A | #N/A | #N/A | #N/A | #N/A | #N/A
FALSE | #N/A | #N/A | #N/A | #N/A | #N/A | #N/A | #N/A | #N/A | #N/A | #N/A |  |  |  | FALSE | #N/A | #N/A | #N/A | #N/A | #N/A | #N/A | #N/A | #N/A | #N/A | #N/A
FALSE | #N/A | #N/A | #N/A | #N/A | #N/A | #N/A | #N/A | #N/A | #N/A | #N/A |  |  |  | FALSE | #N/A | #N/A | #N/A | #N/A | #N/A | #N/A | #N/A | #N/A | #N/A | #N/A
FALSE | #N/A | #N/A | #N/A | #N/A | #N/A | #N/A | #N/A | #N/A | #N/A | #N/A |  |  |  | FALSE | #N/A | #N/A | #N/A | #N/A | #N/A | #N/A | #N/A | #N/A | #N/A | #N/A
FALSE | #N/A | #N/A | #N/A | #N/A | #N/A | #N/A | #N/A | #N/A | #N/A | #N/A |  |  |  | FALSE | #N/A | #N/A | #N/A | #N/A | #N/A | #N/A | #N/A | #N/A | #N/A | #N/A
FALSE | #N/A | #N/A | #N/A | #N/A | #N/A | #N/A | #N/A | #N/A | #N/A | #N/A |  |  |  | FALSE | #N/A | #N/A | #N/A | #N/A | #N/A | #N/A | #N/A | #N/A | #N/A | #N/A
FALSE | #N/A | #N/A | #N/A | #N/A | #N/A | #N/A | #N/A | #N/A | #N/A | #N/A |  |  |  | FALSE | #N/A | #N/A | #N/A | #N/A | #N/A | #N/A | #N/A | #N/A | #N/A | #N/A
FALSE | #N/A | #N/A | #N/A | #N/A | #N/A | #N/A | #N/A | #N/A | #N/A | #N/A |  |  |  | FALSE | #N/A | #N/A | #N/A | #N/A | #N/A | #N/A | #N/A | #N/A | #N/A | #N/A
FALSE | #N/A | #N/A | #N/A | #N/A | #N/A | #N/A | #N/A | #N/A | #N/A | #N/A |  |  |  | FALSE | #N/A | #N/A | #N/A | #N/A | #N/A | #N/A | #N/A | #N/A | #N/A | #N/A
FALSE | #N/A | #N/A | #N/A | #N/A | #N/A | #N/A | #N/A | #N/A | #N/A | #N/A |  |  |  | FALSE | #N/A | #N/A | #N/A | #N/A | #N/A | #N/A | #N/A | #N/A | #N/A | #N/A
FALSE | #N/A | #N/A | #N/A | #N/A | #N/A | #N/A | #N/A | #N/A | #N/A | #N/A |  |  |  | FALSE | #N/A | #N/A | #N/A | #N/A | #N/A | #N/A | #N/A | #N/A | #N/A | #N/A
FALSE | #N/A | #N/A | #N/A | #N/A | #N/A | #N/A | #N/A | #N/A | #N/A | #N/A |  |  |  | FALSE | #N/A | #N/A | #N/A | #N/A | #N/A | #N/A | #N/A | #N/A | #N/A | #N/A
FALSE | #N/A | #N/A | #N/A | #N/A | #N/A | #N/A | #N/A | #N/A | #N/A | #N/A |  |  |  | FALSE | #N/A | #N/A | #N/A | #N/A | #N/A | #N/A | #N/A | #N/A | #N/A | #N/A
FALSE | #N/A | #N/A | #N/A | #N/A | #N/A | #N/A | #N/A | #N/A | #N/A | #N/A |  |  |  | FALSE | #N/A | #N/A | #N/A | #N/A | #N/A | #N/A | #N/A | #N/A | #N/A | #N/A
FALSE | #N/A | #N/A | #N/A | #N/A | #N/A | #N/A | #N/A | #N/A | #N/A | #N/A |  |  |  | FALSE | #N/A | #N/A | #N/A | #N/A | #N/A | #N/A | #N/A | #N/A | #N/A | #N/A
FALSE | #N/A | #N/A | #N/A | #N/A | #N/A | #N/A | #N/A | #N/A | #N/A | #N/A |  |  |  | FALSE | #N/A | #N/A | #N/A | #N/A | #N/A | #N/A | #N/A | #N/A | #N/A | #N/A
FALSE | #N/A | #N/A | #N/A | #N/A | #N/A | #N/A | #N/A | #N/A | #N/A | #N/A |  |  |  | FALSE | #N/A | #N/A | #N/A | #N/A | #N/A | #N/A | #N/A | #N/A | #N/A | #N/A
FALSE | #N/A | #N/A | #N/A | #N/A | #N/A | #N/A | #N/A | #N/A | #N/A | #N/A |  |  |  | FALSE | #N/A | #N/A | #N/A | #N/A | #N/A | #N/A | #N/A | #N/A | #N/A | #N/A
FALSE | #N/A | #N/A | #N/A | #N/A | #N/A | #N/A | #N/A | #N/A | #N/A | #N/A |  |  |  | FALSE | #N/A | #N/A | #N/A | #N/A | #N/A | #N/A | #N/A | #N/A | #N/A | #N/A
FALSE | #N/A | #N/A | #N/A | #N/A | #N/A | #N/A | #N/A | #N/A | #N/A | #N/A |  |  |  | FALSE | #N/A | #N/A | #N/A | #N/A | #N/A | #N/A | #N/A | #N/A | #N/A | #N/A
FALSE | #N/A | #N/A | #N/A | #N/A | #N/A | #N/A | #N/A | #N/A | #N/A | #N/A |  |  |  | FALSE | #N/A | #N/A | #N/A | #N/A | #N/A | #N/A | #N/A | #N/A | #N/A | #N/A
FALSE | #N/A | #N/A | #N/A | #N/A | #N/A | #N/A | #N/A | #N/A | #N/A | #N/A |  |  |  | FALSE | #N/A | #N/A | #N/A | #N/A | #N/A | #N/A | #N/A | #N/A | #N/A | #N/A
FALSE | #N/A | #N/A | #N/A | #N/A | #N/A | #N/A | #N/A | #N/A | #N/A | #N/A |  |  |  | FALSE | #N/A | #N/A | #N/A | #N/A | #N/A | #N/A | #N/A | #N/A | #N/A | #N/A
FALSE | #N/A | #N/A | #N/A | #N/A | #N/A | #N/A | #N/A | #N/A | #N/A | #N/A |  |  |  | FALSE | #N/A | #N/A | #N/A | #N/A | #N/A | #N/A | #N/A | #N/A | #N/A | #N/A
FALSE | #N/A | #N/A | #N/A | #N/A | #N/A | #N/A | #N/A | #N/A | #N/A | #N/A |  |  |  | FALSE | #N/A | #N/A | #N/A | #N/A | #N/A | #N/A | #N/A | #N/A | #N/A | #N/A
FALSE | #N/A | #N/A | #N/A | #N/A | #N/A | #N/A | #N/A | #N/A | #N/A | #N/A |  |  |  | FALSE | #N/A | #N/A | #N/A | #N/A | #N/A | #N/A | #N/A | #N/A | #N/A | #N/A
FALSE | #N/A | #N/A | #N/A | #N/A | #N/A | #N/A | #N/A | #N/A | #N/A | #N/A |  |  |  | FALSE | #N/A | #N/A | #N/A | #N/A | #N/A | #N/A | #N/A | #N/A | #N/A | #N/A
FALSE | #N/A | #N/A | #N/A | #N/A | #N/A | #N/A | #N/A | #N/A | #N/A | #N/A |  |  |  | FALSE | #N/A | #N/A | #N/A | #N/A | #N/A | #N/A | #N/A | #N/A | #N/A | #N/A
FALSE | #N/A | #N/A | #N/A | #N/A | #N/A | #N/A | #N/A | #N/A | #N/A | #N/A |  |  |  | FALSE | #N/A | #N/A | #N/A | #N/A | #N/A | #N/A | #N/A | #N/A | #N/A | #N/A
FALSE | #N/A | #N/A | #N/A | #N/A | #N/A | #N/A | #N/A | #N/A | #N/A | #N/A |  |  |  | FALSE | #N/A | #N/A | #N/A | #N/A | #N/A | #N/A | #N/A | #N/A | #N/A | #N/A
FALSE | #N/A | #N/A | #N/A | #N/A | #N/A | #N/A | #N/A | #N/A | #N/A | #N/A |  |  |  | FALSE | #N/A | #N/A | #N/A | #N/A | #N/A | #N/A | #N/A | #N/A | #N/A | #N/A
FALSE | #N/A | #N/A | #N/A | #N/A | #N/A | #N/A | #N/A | #N/A | #N/A | #N/A |  |  |  | FALSE | #N/A | #N/A | #N/A | #N/A | #N/A | #N/A | #N/A | #N/A | #N/A | #N/A
FALSE | #N/A | #N/A | #N/A | #N/A | #N/A | #N/A | #N/A | #N/A | #N/A | #N/A |  |  |  | FALSE | #N/A | #N/A | #N/A | #N/A | #N/A | #N/A | #N/A | #N/A | #N/A | #N/A
FALSE | #N/A | #N/A | #N/A | #N/A | #N/A | #N/A | #N/A | #N/A | #N/A | #N/A |  |  |  | FALSE | #N/A | #N/A | #N/A | #N/A | #N/A | #N/A | #N/A | #N/A | #N/A | #N/A
FALSE | #N/A | #N/A | #N/A | #N/A | #N/A | #N/A | #N/A | #N/A | #N/A | #N/A |  |  |  | FALSE | #N/A | #N/A | #N/A | #N/A | #N/A | #N/A | #N/A | #N/A | #N/A | #N/A
FALSE | #N/A | #N/A | #N/A | #N/A | #N/A | #N/A | #N/A | #N/A | #N/A | #N/A |  |  |  | FALSE | #N/A | #N/A | #N/A | #N/A | #N/A | #N/A | #N/A | #N/A | #N/A | #N/A
FALSE | #N/A | #N/A | #N/A | #N/A | #N/A | #N/A | #N/A | #N/A | #N/A | #N/A |  |  |  | FALSE | #N/A | #N/A | #N/A | #N/A | #N/A | #N/A | #N/A | #N/A | #N/A | #N/A
FALSE | #N/A | #N/A | #N/A | #N/A | #N/A | #N/A | #N/A | #N/A | #N/A | #N/A |  |  |  | FALSE | #N/A | #N/A | #N/A | #N/A | #N/A | #N/A | #N/A | #N/A | #N/A | #N/A
FALSE | #N/A | #N/A | #N/A | #N/A | #N/A | #N/A | #N/A | #N/A | #N/A | #N/A |  |  |  | FALSE | #N/A | #N/A | #N/A | #N/A | #N/A | #N/A | #N/A | #N/A | #N/A | #N/A
FALSE | #N/A | #N/A | #N/A | #N/A | #N/A | #N/A | #N/A | #N/A | #N/A | #N/A |  |  |  | FALSE | #N/A | #N/A | #N/A | #N/A | #N/A | #N/A | #N/A | #N/A | #N/A | #N/A
FALSE | #N/A | #N/A | #N/A | #N/A | #N/A | #N/A | #N/A | #N/A | #N/A | #N/A |  |  |  | FALSE | #N/A | #N/A | #N/A | #N/A | #N/A | #N/A | #N/A | #N/A | #N/A | #N/A
FALSE | #N/A | #N/A | #N/A | #N/A | #N/A | #N/A | #N/A | #N/A | #N/A | #N/A |  |  |  | FALSE | #N/A | #N/A | #N/A | #N/A | #N/A | #N/A | #N/A | #N/A | #N/A | #N/A
FALSE | #N/A | #N/A | #N/A | #N/A | #N/A | #N/A | #N/A | #N/A | #N/A | #N/A |  |  |  | FALSE | #N/A | #N/A | #N/A | #N/A | #N/A | #N/A | #N/A | #N/A | #N/A | #N/A
FALSE | #N/A | #N/A | #N/A | #N/A | #N/A | #N/A | #N/A | #N/A | #N/A | #N/A |  |  |  | FALSE | #N/A | #N/A | #N/A | #N/A | #N/A | #N/A | #N/A | #N/A | #N/A | #N/A
FALSE | #N/A | #N/A | #N/A | #N/A | #N/A | #N/A | #N/A | #N/A | #N/A | #N/A |  |  |  | FALSE | #N/A | #N/A | #N/A | #N/A | #N/A | #N/A | #N/A | #N/A | #N/A | #N/A
FALSE | #N/A | #N/A | #N/A | #N/A | #N/A | #N/A | #N/A | #N/A | #N/A | #N/A |  |  |  | FALSE | #N/A | #N/A | #N/A | #N/A | #N/A | #N/A | #N/A | #N/A | #N/A | #N/A
FALSE | #N/A | #N/A | #N/A | #N/A | #N/A | #N/A | #N/A | #N/A | #N/A | #N/A |  |  |  | FALSE | #N/A | #N/A | #N/A | #N/A | #N/A | #N/A | #N/A | #N/A | #N/A | #N/A
FALSE | #N/A | #N/A | #N/A | #N/A | #N/A | #N/A | #N/A | #N/A | #N/A | #N/A |  |  |  | FALSE | #N/A | #N/A | #N/A | #N/A | #N/A | #N/A | #N/A | #N/A | #N/A | #N/A
FALSE | #N/A | #N/A | #N/A | #N/A | #N/A | #N/A | #N/A | #N/A | #N/A | #N/A |  |  |  | FALSE | #N/A | #N/A | #N/A | #N/A | #N/A | #N/A | #N/A | #N/A | #N/A | #N/A
FALSE | #N/A | #N/A | #N/A | #N/A | #N/A | #N/A | #N/A | #N/A | #N/A | #N/A |  |  |  | FALSE | #N/A | #N/A | #N/A | #N/A | #N/A | #N/A | #N/A | #N/A | #N/A | #N/A
FALSE | #N/A | #N/A | #N/A | #N/A | #N/A | #N/A | #N/A | #N/A | #N/A | #N/A |  |  |  | FALSE | #N/A | #N/A | #N/A | #N/A | #N/A | #N/A | #N/A | #N/A | #N/A | #N/A
FALSE | #N/A | #N/A | #N/A | #N/A | #N/A | #N/A | #N/A | #N/A | #N/A | #N/A |  |  |  | FALSE | #N/A | #N/A | #N/A | #N/A | #N/A | #N/A | #N/A | #N/A | #N/A | #N/A
FALSE | #N/A | #N/A | #N/A | #N/A | #N/A | #N/A | #N/A | #N/A | #N/A | #N/A |  |  |  | FALSE | #N/A | #N/A | #N/A | #N/A | #N/A | #N/A | #N/A | #N/A | #N/A | #N/A
FALSE | #N/A | #N/A | #N/A | #N/A | #N/A | #N/A | #N/A | #N/A | #N/A | #N/A |  |  |  | FALSE | #N/A | #N/A | #N/A | #N/A | #N/A | #N/A | #N/A | #N/A | #N/A | #N/A
FALSE | #N/A | #N/A | #N/A | #N/A | #N/A | #N/A | #N/A | #N/A | #N/A | #N/A |  |  |  | FALSE | #N/A | #N/A | #N/A | #N/A | #N/A | #N/A | #N/A | #N/A | #N/A | #N/A
FALSE | #N/A | #N/A | #N/A | #N/A | #N/A | #N/A | #N/A | #N/A | #N/A | #N/A |  |  |  | FALSE | #N/A | #N/A | #N/A | #N/A | #N/A | #N/A | #N/A | #N/A | #N/A | #N/A
FALSE | #N/A | #N/A | #N/A | #N/A | #N/A | #N/A | #N/A | #N/A | #N/A | #N/A |  |  |  | FALSE | #N/A | #N/A | #N/A | #N/A | #N/A | #N/A | #N/A | #N/A | #N/A | #N/A
FALSE | #N/A | #N/A | #N/A | #N/A | #N/A | #N/A | #N/A | #N/A | #N/A | #N/A |  |  |  | FALSE | #N/A | #N/A | #N/A | #N/A | #N/A | #N/A | #N/A | #N/A | #N/A | #N/A
FALSE | #N/A | #N/A | #N/A | #N/A | #N/A | #N/A | #N/A | #N/A | #N/A | #N/A |  |  |  | FALSE | #N/A | #N/A | #N/A | #N/A | #N/A | #N/A | #N/A | #N/A | #N/A | #N/A
FALSE | #N/A | #N/A | #N/A | #N/A | #N/A | #N/A | #N/A | #N/A | #N/A | #N/A |  |  |  | FALSE | #N/A | #N/A | #N/A | #N/A | #N/A | #N/A | #N/A | #N/A | #N/A | #N/A
FALSE | #N/A | #N/A | #N/A | #N/A | #N/A | #N/A | #N/A | #N/A | #N/A | #N/A |  |  |  | FALSE | #N/A | #N/A | #N/A | #N/A | #N/A | #N/A | #N/A | #N/A | #N/A | #N/A
FALSE | #N/A | #N/A | #N/A | #N/A | #N/A | #N/A | #N/A | #N/A | #N/A | #N/A |  |  |  | FALSE | #N/A | #N/A | #N/A | #N/A | #N/A | #N/A | #N/A | #N/A | #N/A | #N/A
FALSE | #N/A | #N/A | #N/A | #N/A | #N/A | #N/A | #N/A | #N/A | #N/A | #N/A |  |  |  | FALSE | #N/A | #N/A | #N/A | #N/A | #N/A | #N/A | #N/A | #N/A | #N/A | #N/A
FALSE | #N/A | #N/A | #N/A | #N/A | #N/A | #N/A | #N/A | #N/A | #N/A | #N/A |  |  |  | FALSE | #N/A | #N/A | #N/A | #N/A | #N/A | #N/A | #N/A | #N/A | #N/A | #N/A
FALSE | #N/A | #N/A | #N/A | #N/A | #N/A | #N/A | #N/A | #N/A | #N/A | #N/A |  |  |  | FALSE | #N/A | #N/A | #N/A | #N/A | #N/A | #N/A | #N/A | #N/A | #N/A | #N/A
FALSE | #N/A | #N/A | #N/A | #N/A | #N/A | #N/A | #N/A | #N/A | #N/A | #N/A |  |  |  | FALSE | #N/A | #N/A | #N/A | #N/A | #N/A | #N/A | #N/A | #N/A | #N/A | #N/A
FALSE | #N/A | #N/A | #N/A | #N/A | #N/A | #N/A | #N/A | #N/A | #N/A | #N/A |  |  |  | FALSE | #N/A | #N/A | #N/A | #N/A | #N/A | #N/A | #N/A | #N/A | #N/A | #N/A
FALSE | #N/A | #N/A | #N/A | #N/A | #N/A | #N/A | #N/A | #N/A | #N/A | #N/A |  |  |  | FALSE | #N/A | #N/A | #N/A | #N/A | #N/A | #N/A | #N/A | #N/A | #N/A | #N/A
FALSE | #N/A | #N/A | #N/A | #N/A | #N/A | #N/A | #N/A | #N/A | #N/A | #N/A |  |  |  | FALSE | #N/A | #N/A | #N/A | #N/A | #N/A | #N/A | #N/A | #N/A | #N/A | #N/A
FALSE | #N/A | #N/A | #N/A | #N/A | #N/A | #N/A | #N/A | #N/A | #N/A | #N/A |  |  |  | FALSE | #N/A | #N/A | #N/A | #N/A | #N/A | #N/A | #N/A | #N/A | #N/A | #N/A
FALSE | #N/A | #N/A | #N/A | #N/A | #N/A | #N/A | #N/A | #N/A | #N/A | #N/A |  |  |  | FALSE | #N/A | #N/A | #N/A | #N/A | #N/A | #N/A | #N/A | #N/A | #N/A | #N/A
FALSE | #N/A | #N/A | #N/A | #N/A | #N/A | #N/A | #N/A | #N/A | #N/A | #N/A |  |  |  | FALSE | #N/A | #N/A | #N/A | #N/A | #N/A | #N/A | #N/A | #N/A | #N/A | #N/A
FALSE | #N/A | #N/A | #N/A | #N/A | #N/A | #N/A | #N/A | #N/A | #N/A | #N/A |  |  |  | FALSE | #N/A | #N/A | #N/A | #N/A | #N/A | #N/A | #N/A | #N/A | #N/A | #N/A
FALSE | #N/A | #N/A | #N/A | #N/A | #N/A | #N/A | #N/A | #N/A | #N/A | #N/A |  |  |  | FALSE | #N/A | #N/A | #N/A | #N/A | #N/A | #N/A | #N/A | #N/A | #N/A | #N/A
FALSE | #N/A | #N/A | #N/A | #N/A | #N/A | #N/A | #N/A | #N/A | #N/A | #N/A |  |  |  | FALSE | #N/A | #N/A | #N/A | #N/A | #N/A | #N/A | #N/A | #N/A | #N/A | #N/A
FALSE | #N/A | #N/A | #N/A | #N/A | #N/A | #N/A | #N/A | #N/A | #N/A | #N/A |  |  |  | FALSE | #N/A | #N/A | #N/A | #N/A | #N/A | #N/A | #N/A | #N/A | #N/A | #N/A
FALSE | #N/A | #N/A | #N/A | #N/A | #N/A | #N/A | #N/A | #N/A | #N/A | #N/A |  |  |  | FALSE | #N/A | #N/A | #N/A | #N/A | #N/A | #N/A | #N/A | #N/A | #N/A | #N/A
FALSE | #N/A | #N/A | #N/A | #N/A | #N/A | #N/A | #N/A | #N/A | #N/A | #N/A |  |  |  | FALSE | #N/A | #N/A | #N/A | #N/A | #N/A | #N/A | #N/A | #N/A | #N/A | #N/A
FALSE | #N/A | #N/A | #N/A | #N/A | #N/A | #N/A | #N/A | #N/A | #N/A | #N/A |  |  |  | FALSE | #N/A | #N/A | #N/A | #N/A | #N/A | #N/A | #N/A | #N/A | #N/A | #N/A
FALSE | #N/A | #N/A | #N/A | #N/A | #N/A | #N/A | #N/A | #N/A | #N/A | #N/A |  |  |  | FALSE | #N/A | #N/A | #N/A | #N/A | #N/A | #N/A | #N/A | #N/A | #N/A | #N/A
FALSE | #N/A | #N/A | #N/A | #N/A | #N/A | #N/A | #N/A | #N/A | #N/A | #N/A |  |  |  | FALSE | #N/A | #N/A | #N/A | #N/A | #N/A | #N/A | #N/A | #N/A | #N/A | #N/A
FALSE | #N/A | #N/A | #N/A | #N/A | #N/A | #N/A | #N/A | #N/A | #N/A | #N/A |  |  |  | FALSE | #N/A | #N/A | #N/A | #N/A | #N/A | #N/A | #N/A | #N/A | #N/A | #N/A
FALSE | #N/A | #N/A | #N/A | #N/A | #N/A | #N/A | #N/A | #N/A | #N/A | #N/A |  |  |  | FALSE | #N/A | #N/A | #N/A | #N/A | #N/A | #N/A | #N/A | #N/A | #N/A | #N/A
FALSE | #N/A | #N/A | #N/A | #N/A | #N/A | #N/A | #N/A | #N/A | #N/A | #N/A |  |  |  | FALSE | #N/A | #N/A | #N/A | #N/A | #N/A | #N/A | #N/A | #N/A | #N/A | #N/A
FALSE | #N/A | #N/A | #N/A | #N/A | #N/A | #N/A | #N/A | #N/A | #N/A | #N/A |  |  |  | FALSE | #N/A | #N/A | #N/A | #N/A | #N/A | #N/A | #N/A | #N/A | #N/A | #N/A
FALSE | #N/A | #N/A | #N/A | #N/A | #N/A | #N/A | #N/A | #N/A | #N/A | #N/A |  |  |  | FALSE | #N/A | #N/A | #N/A | #N/A | #N/A | #N/A | #N/A | #N/A | #N/A | #N/A
FALSE | #N/A | #N/A | #N/A | #N/A | #N/A | #N/A | #N/A | #N/A | #N/A | #N/A |  |  |  | FALSE | #N/A | #N/A | #N/A | #N/A | #N/A | #N/A | #N/A | #N/A | #N/A | #N/A
FALSE | #N/A | #N/A | #N/A | #N/A | #N/A | #N/A | #N/A | #N/A | #N/A | #N/A |  |  |  | FALSE | #N/A | #N/A | #N/A | #N/A | #N/A | #N/A | #N/A | #N/A | #N/A | #N/A
FALSE | #N/A | #N/A | #N/A | #N/A | #N/A | #N/A | #N/A | #N/A | #N/A | #N/A |  |  |  | FALSE | #N/A | #N/A | #N/A | #N/A | #N/A | #N/A | #N/A | #N/A | #N/A | #N/A
FALSE | #N/A | #N/A | #N/A | #N/A | #N/A | #N/A | #N/A | #N/A | #N/A | #N/A |  |  |  | FALSE | #N/A | #N/A | #N/A | #N/A | #N/A | #N/A | #N/A | #N/A | #N/A | #N/A
FALSE | #N/A | #N/A | #N/A | #N/A | #N/A | #N/A | #N/A | #N/A | #N/A | #N/A |  |  |  | FALSE | #N/A | #N/A | #N/A | #N/A | #N/A | #N/A | #N/A | #N/A | #N/A | #N/A
FALSE | #N/A | #N/A | #N/A | #N/A | #N/A | #N/A | #N/A | #N/A | #N/A | #N/A |  |  |  | FALSE | #N/A | #N/A | #N/A | #N/A | #N/A | #N/A | #N/A | #N/A | #N/A | #N/A
FALSE | #N/A | #N/A | #N/A | #N/A | #N/A | #N/A | #N/A | #N/A | #N/A | #N/A |  |  |  | FALSE | #N/A | #N/A | #N/A | #N/A | #N/A | #N/A | #N/A | #N/A | #N/A | #N/A
FALSE | #N/A | #N/A | #N/A | #N/A | #N/A | #N/A | #N/A | #N/A | #N/A | #N/A |  |  |  | FALSE | #N/A | #N/A | #N/A | #N/A | #N/A | #N/A | #N/A | #N/A | #N/A | #N/A
FALSE | #N/A | #N/A | #N/A | #N/A | #N/A | #N/A | #N/A | #N/A | #N/A | #N/A |  |  |  | FALSE | #N/A | #N/A | #N/A | #N/A | #N/A | #N/A | #N/A | #N/A | #N/A | #N/A
FALSE | #N/A | #N/A | #N/A | #N/A | #N/A | #N/A | #N/A | #N/A | #N/A | #N/A |  |  |  | FALSE | #N/A | #N/A | #N/A | #N/A | #N/A | #N/A | #N/A | #N/A | #N/A | #N/A
FALSE | #N/A | #N/A | #N/A | #N/A | #N/A | #N/A | #N/A | #N/A | #N/A | #N/A |  |  |  | FALSE | #N/A | #N/A | #N/A | #N/A | #N/A | #N/A | #N/A | #N/A | #N/A | #N/A
FALSE | #N/A | #N/A | #N/A | #N/A | #N/A | #N/A | #N/A | #N/A | #N/A | #N/A |  |  |  | FALSE | #N/A | #N/A | #N/A | #N/A | #N/A | #N/A | #N/A | #N/A | #N/A | #N/A
FALSE | #N/A | #N/A | #N/A | #N/A | #N/A | #N/A | #N/A | #N/A | #N/A | #N/A |  |  |  | FALSE | #N/A | #N/A | #N/A | #N/A | #N/A | #N/A | #N/A | #N/A | #N/A | #N/A
FALSE | #N/A | #N/A | #N/A | #N/A | #N/A | #N/A | #N/A | #N/A | #N/A | #N/A |  |  |  | FALSE | #N/A | #N/A | #N/A | #N/A | #N/A | #N/A | #N/A | #N/A | #N/A | #N/A
FALSE | #N/A | #N/A | #N/A | #N/A | #N/A | #N/A | #N/A | #N/A | #N/A | #N/A |  |  |  | FALSE | #N/A | #N/A | #N/A | #N/A | #N/A | #N/A | #N/A | #N/A | #N/A | #N/A
FALSE | #N/A | #N/A | #N/A | #N/A | #N/A | #N/A | #N/A | #N/A | #N/A | #N/A |  |  |  | FALSE | #N/A | #N/A | #N/A | #N/A | #N/A | #N/A | #N/A | #N/A | #N/A | #N/A
FALSE | #N/A | #N/A | #N/A | #N/A | #N/A | #N/A | #N/A | #N/A | #N/A | #N/A |  |  |  | FALSE | #N/A | #N/A | #N/A | #N/A | #N/A | #N/A | #N/A | #N/A | #N/A | #N/A
FALSE | #N/A | #N/A | #N/A | #N/A | #N/A | #N/A | #N/A | #N/A | #N/A | #N/A |  |  |  | FALSE | #N/A | #N/A | #N/A | #N/A | #N/A | #N/A | #N/A | #N/A | #N/A | #N/A
FALSE | #N/A | #N/A | #N/A | #N/A | #N/A | #N/A | #N/A | #N/A | #N/A | #N/A |  |  |  | FALSE | #N/A | #N/A | #N/A | #N/A | #N/A | #N/A | #N/A | #N/A | #N/A | #N/A
FALSE | #N/A | #N/A | #N/A | #N/A | #N/A | #N/A | #N/A | #N/A | #N/A | #N/A |  |  |  | FALSE | #N/A | #N/A | #N/A | #N/A | #N/A | #N/A | #N/A | #N/A | #N/A | #N/A
FALSE | #N/A | #N/A | #N/A | #N/A | #N/A | #N/A | #N/A | #N/A | #N/A | #N/A |  |  |  | FALSE | #N/A | #N/A | #N/A | #N/A | #N/A | #N/A | #N/A | #N/A | #N/A | #N/A
FALSE | #N/A | #N/A | #N/A | #N/A | #N/A | #N/A | #N/A | #N/A | #N/A | #N/A |  |  |  | FALSE | #N/A | #N/A | #N/A | #N/A | #N/A | #N/A | #N/A | #N/A | #N/A | #N/A
FALSE | #N/A | #N/A | #N/A | #N/A | #N/A | #N/A | #N/A | #N/A | #N/A | #N/A |  |  |  | FALSE | #N/A | #N/A | #N/A | #N/A | #N/A | #N/A | #N/A | #N/A | #N/A | #N/A
FALSE | #N/A | #N/A | #N/A | #N/A | #N/A | #N/A | #N/A | #N/A | #N/A | #N/A |  |  |  | FALSE | #N/A | #N/A | #N/A | #N/A | #N/A | #N/A | #N/A | #N/A | #N/A | #N/A
FALSE | #N/A | #N/A | #N/A | #N/A | #N/A | #N/A | #N/A | #N/A | #N/A | #N/A |  |  |  | FALSE | #N/A | #N/A | #N/A | #N/A | #N/A | #N/A | #N/A | #N/A | #N/A | #N/A
FALSE | #N/A | #N/A | #N/A | #N/A | #N/A | #N/A | #N/A | #N/A | #N/A | #N/A |  |  |  | FALSE | #N/A | #N/A | #N/A | #N/A | #N/A | #N/A | #N/A | #N/A | #N/A | #N/A
FALSE | #N/A | #N/A | #N/A | #N/A | #N/A | #N/A | #N/A | #N/A | #N/A | #N/A |  |  |  | FALSE | #N/A | #N/A | #N/A | #N/A | #N/A | #N/A | #N/A | #N/A | #N/A | #N/A
FALSE | #N/A | #N/A | #N/A | #N/A | #N/A | #N/A | #N/A | #N/A | #N/A | #N/A |  |  |  | FALSE | #N/A | #N/A | #N/A | #N/A | #N/A | #N/A | #N/A | #N/A | #N/A | #N/A
FALSE | #N/A | #N/A | #N/A | #N/A | #N/A | #N/A | #N/A | #N/A | #N/A | #N/A |  |  |  | FALSE | #N/A | #N/A | #N/A | #N/A | #N/A | #N/A | #N/A | #N/A | #N/A | #N/A
FALSE | #N/A | #N/A | #N/A | #N/A | #N/A | #N/A | #N/A | #N/A | #N/A | #N/A |  |  |  | FALSE | #N/A | #N/A | #N/A | #N/A | #N/A | #N/A | #N/A | #N/A | #N/A | #N/A
FALSE | #N/A | #N/A | #N/A | #N/A | #N/A | #N/A | #N/A | #N/A | #N/A | #N/A |  |  |  | FALSE | #N/A | #N/A | #N/A | #N/A | #N/A | #N/A | #N/A | #N/A | #N/A | #N/A
FALSE | #N/A | #N/A | #N/A | #N/A | #N/A | #N/A | #N/A | #N/A | #N/A | #N/A |  |  |  | FALSE | #N/A | #N/A | #N/A | #N/A | #N/A | #N/A | #N/A | #N/A | #N/A | #N/A
FALSE | #N/A | #N/A | #N/A | #N/A | #N/A | #N/A | #N/A | #N/A | #N/A | #N/A |  |  |  | FALSE | #N/A | #N/A | #N/A | #N/A | #N/A | #N/A | #N/A | #N/A | #N/A | #N/A
FALSE | #N/A | #N/A | #N/A | #N/A | #N/A | #N/A | #N/A | #N/A | #N/A | #N/A |  |  |  | FALSE | #N/A | #N/A | #N/A | #N/A | #N/A | #N/A | #N/A | #N/A | #N/A | #N/A
FALSE | #N/A | #N/A | #N/A | #N/A | #N/A | #N/A | #N/A | #N/A | #N/A | #N/A |  |  |  | FALSE | #N/A | #N/A | #N/A | #N/A | #N/A | #N/A | #N/A | #N/A | #N/A | #N/A
FALSE | #N/A | #N/A | #N/A | #N/A | #N/A | #N/A | #N/A | #N/A | #N/A | #N/A |  |  |  | FALSE | #N/A | #N/A | #N/A | #N/A | #N/A | #N/A | #N/A | #N/A | #N/A | #N/A
FALSE | #N/A | #N/A | #N/A | #N/A | #N/A | #N/A | #N/A | #N/A | #N/A | #N/A |  |  |  | FALSE | #N/A | #N/A | #N/A | #N/A | #N/A | #N/A | #N/A | #N/A | #N/A | #N/A
FALSE | #N/A | #N/A | #N/A | #N/A | #N/A | #N/A | #N/A | #N/A | #N/A | #N/A |  |  |  | FALSE | #N/A | #N/A | #N/A | #N/A | #N/A | #N/A | #N/A | #N/A | #N/A | #N/A
FALSE | #N/A | #N/A | #N/A | #N/A | #N/A | #N/A | #N/A | #N/A | #N/A | #N/A |  |  |  | FALSE | #N/A | #N/A | #N/A | #N/A | #N/A | #N/A | #N/A | #N/A | #N/A | #N/A
FALSE | #N/A | #N/A | #N/A | #N/A | #N/A | #N/A | #N/A | #N/A | #N/A | #N/A |  |  |  | FALSE | #N/A | #N/A | #N/A | #N/A | #N/A | #N/A | #N/A | #N/A | #N/A | #N/A
FALSE | #N/A | #N/A | #N/A | #N/A | #N/A | #N/A | #N/A | #N/A | #N/A | #N/A |  |  |  | FALSE | #N/A | #N/A | #N/A | #N/A | #N/A | #N/A | #N/A | #N/A | #N/A | #N/A
FALSE | #N/A | #N/A | #N/A | #N/A | #N/A | #N/A | #N/A | #N/A | #N/A | #N/A |  |  |  | FALSE | #N/A | #N/A | #N/A | #N/A | #N/A | #N/A | #N/A | #N/A | #N/A | #N/A
FALSE | #N/A | #N/A | #N/A | #N/A | #N/A | #N/A | #N/A | #N/A | #N/A | #N/A |  |  |  | FALSE | #N/A | #N/A | #N/A | #N/A | #N/A | #N/A | #N/A | #N/A | #N/A | #N/A
FALSE | #N/A | #N/A | #N/A | #N/A | #N/A | #N/A | #N/A | #N/A | #N/A | #N/A |  |  |  | FALSE | #N/A | #N/A | #N/A | #N/A | #N/A | #N/A | #N/A | #N/A | #N/A | #N/A
FALSE | #N/A | #N/A | #N/A | #N/A | #N/A | #N/A | #N/A | #N/A | #N/A | #N/A |  |  |  | FALSE | #N/A | #N/A | #N/A | #N/A | #N/A | #N/A | #N/A | #N/A | #N/A | #N/A
FALSE | #N/A | #N/A | #N/A | #N/A | #N/A | #N/A | #N/A | #N/A | #N/A | #N/A |  |  |  | FALSE | #N/A | #N/A | #N/A | #N/A | #N/A | #N/A | #N/A | #N/A | #N/A | #N/A
FALSE | #N/A | #N/A | #N/A | #N/A | #N/A | #N/A | #N/A | #N/A | #N/A | #N/A |  |  |  | FALSE | #N/A | #N/A | #N/A | #N/A | #N/A | #N/A | #N/A | #N/A | #N/A | #N/A
FALSE | #N/A | #N/A | #N/A | #N/A | #N/A | #N/A | #N/A | #N/A | #N/A | #N/A |  |  |  | FALSE | #N/A | #N/A | #N/A | #N/A | #N/A | #N/A | #N/A | #N/A | #N/A | #N/A
FALSE | #N/A | #N/A | #N/A | #N/A | #N/A | #N/A | #N/A | #N/A | #N/A | #N/A |  |  |  | FALSE | #N/A | #N/A | #N/A | #N/A | #N/A | #N/A | #N/A | #N/A | #N/A | #N/A
FALSE | #N/A | #N/A | #N/A | #N/A | #N/A | #N/A | #N/A | #N/A | #N/A | #N/A |  |  |  | FALSE | #N/A | #N/A | #N/A | #N/A | #N/A | #N/A | #N/A | #N/A | #N/A | #N/A
FALSE | #N/A | #N/A | #N/A | #N/A | #N/A | #N/A | #N/A | #N/A | #N/A | #N/A |  |  |  | FALSE | #N/A | #N/A | #N/A | #N/A | #N/A | #N/A | #N/A | #N/A | #N/A | #N/A
FALSE | #N/A | #N/A | #N/A | #N/A | #N/A | #N/A | #N/A | #N/A | #N/A | #N/A |  |  |  | FALSE | #N/A | #N/A | #N/A | #N/A | #N/A | #N/A | #N/A | #N/A | #N/A | #N/A
FALSE | #N/A | #N/A | #N/A | #N/A | #N/A | #N/A | #N/A | #N/A | #N/A | #N/A |  |  |  | FALSE | #N/A | #N/A | #N/A | #N/A | #N/A | #N/A | #N/A | #N/A | #N/A | #N/A
FALSE | #N/A | #N/A | #N/A | #N/A | #N/A | #N/A | #N/A | #N/A | #N/A | #N/A |  |  |  | FALSE | #N/A | #N/A | #N/A | #N/A | #N/A | #N/A | #N/A | #N/A | #N/A | #N/A
FALSE | #N/A | #N/A | #N/A | #N/A | #N/A | #N/A | #N/A | #N/A | #N/A | #N/A |  |  |  | FALSE | #N/A | #N/A | #N/A | #N/A | #N/A | #N/A | #N/A | #N/A | #N/A | #N/A