## Disclaimer
Disclaimer
This connection point demand forecast workbook contains data provided by or collected from third parties,
and conclusions, opinions, assumptions or forecasts that are based on that data.
AEMO has made every effort to ensure the quality of the information in this workbook but cannot guarantee
that the information, forecasts and assumptions in it are accurate, complete or appropriate for your
circumstances. This workbook does not include all of the information that an investor, participant or
potential participant in the electricity or gas market might require, and does not amount to a
recommendation of any investment.
Anyone proposing to use the information in this workbook should independently verify and check its
accuracy, completeness and suitability for purpose, and obtain independent and specific advice from
appropriate experts.
This dataset or the information in it may be subsequently updated or amended. This work does
not constitute legal or business advice, and should not be relied on as a substitute for obtaining detailed
legal advice about the National Electricity Law, the National Electricity Rules, or any other applicable
laws, procedures or policies.
Accordingly, to the maximum extent permitted by law, AEMO and its officers, employees and
consultants involved in the preparation of this document:
• make no representation or warranty, express or implied, as to the currency, accuracy, reliability or
completeness of the information in this workbook; and
• are not liable (whether by reason of negligence or otherwise) for any statements, opinions,
information or other matters contained in or derived from this publication, or any omissions from it,
or in respect of a person’s use of the information in this workbook.

## Introduction
This interface gives users access to the connection point information used to develop AEMO’s connection point forecasts.
It contains data for connection points in Queensland.
Information for each connection point includes historical and forecast data for maximum and minimum operational demand in relevant seasons, along with commentary on the factors influencing demand.
Some minimum values of historical operational demand (ACTUAL_OPG) are affected by outages, but such outages are not represented in the forecasts. To provide a comparison with forecasts in such cases, an adjusted historical operational demand is also shown (ACTUAL_ADJUSTEDOPG) with the effects of outages and temporary transfers removed.
The percentage of demand offset by energy efficiency is embedded in the forecasts and therefore not able to be separately quantified.
Using this interface:
To view information for a specific connection point, go to the Report tab and select the required network service provider and connection point from the drop down boxes.
To access all data for all connection points, go to the DataInput tab.
Introduction
Connection Point Forecasts
List of abbreviations
PV: Photovoltaic
POE: Probability of
exceedence
MW: Megawatt

## Report
3
COMMENTARY
Connection Point Forecasts:
Select CP to display
Abermain - Middle Ridge Loop
QLD
DATA LAST UPDATED 02/12/2020
MAXIMUM DEMAND
STEP 1:
STEP 2: :
Select demand
STEP 3:

## CommentaryInput (hidden)
Region | CP_ID | MAIN.SECTORS | min_max | coincidence | type | pfSentence | pvSentence | genSentence | bltSentence | weatherSensetivity | summary
QLD | GreaterTownsville | Predominantly residential, commercial and industrial. | MAX_DEMAND | Non-coincident | poe10 | Power factors: Summer = 1, lagging; Winter = 1, lagging. | The load forecasts include the impact of a 68.9MW increase in PV capacity over 10 years, as projected by CSIRO. | The load forecasts are not reduced by the impact of operational generator(s): Townsville Gas Turbine (Yabulu). | Block loads/planned load transfers impact demand in 2023-2024 onwards. | Demand is weather sensitive in summer and winter. | The load forecasts are not reduced by the impact of operational generator(s): Townsville Gas Turbine (Yabulu). Block loads/planned load transfers impact demand in 2023-2024 onwards. Demand is weather sensitive in summer and winter.
QLD | QABM | Predominantly industrial. | MAX_DEMAND | Non-coincident | poe10 | Power factors: Summer = 0.95, lagging; Winter = 0.97, lagging. | The load forecasts include the impact of a 20.07MW increase in PV capacity over 10 years, as projected by CSIRO. | The load forecasts are reduced by the impact of non-operational generator(s): Ti Tree BioReactor. | Block loads/planned load transfers impact demand in 2020-2021 and 2021-2022 onwards. | Demand is weather sensitive in summer only. | The load forecasts are reduced by the impact of non-operational generator(s): Ti Tree BioReactor. Block loads/planned load transfers impact demand in 2020-2021 and 2021-2022 onwards. Demand is weather sensitive in summer only.
QLD | QABRQMRXloop | Predominantly residential, commercial, industrial. | MAX_DEMAND | Non-coincident | poe10 | Power factors: Summer = 1, lagging; Winter = 1, leading. | The load forecasts include the impact of a 32.16MW increase in PV capacity over 10 years, as projected by CSIRO. | The load forecasts are reduced by the impact of non-operational generator(s): Wivenhoe Small Hydro. | NA | Demand is weather sensitive in summer only. | The load forecasts are reduced by the impact of non-operational generator(s): Wivenhoe Small Hydro. Demand is weather sensitive in summer only.
QLD | QAGW | Predominantly commercial and industrial. | MAX_DEMAND | Non-coincident | poe10 | Power factors: Summer = 0.99, lagging; Winter = 1, lagging. | The load forecasts include the impact of a 18.07MW increase in PV capacity over 10 years, as projected by CSIRO. | NA | NA | Demand is weather sensitive in summer only. | Demand is weather sensitive in summer only.
QLD | QALC | Predominantly residential and commercial. | MAX_DEMAND | Non-coincident | poe10 | Power factors: Summer = 0.98, lagging; Winter = 0.99, lagging. | The load forecasts include the impact of a 7.64MW increase in PV capacity over 10 years, as projected by CSIRO. | NA | NA | Demand is not weather sensitive. | Demand is not weather sensitive.
QLD | QALG | Predominantly residential and commercial. | MAX_DEMAND | Non-coincident | poe10 | Power factors: Summer = 0.97, lagging; Winter = 0.99, lagging. | The load forecasts include the impact of a 18.07MW increase in PV capacity over 10 years, as projected by CSIRO. | NA | NA | Demand is weather sensitive in summer only. | Demand is weather sensitive in summer only.
QLD | QASF | Predominantly residential and commercial. | MAX_DEMAND | Non-coincident | poe10 | Power factors: Summer = 0.94, lagging; Winter = 0.99, lagging. | The load forecasts include the impact of a 8.96MW increase in PV capacity over 10 years, as projected by CSIRO. | NA | NA | Demand is weather sensitive in summer only. | Demand is weather sensitive in summer only.
QLD | QBBS | Predominantly residential and commercial. | MAX_DEMAND | Non-coincident | poe10 | Power factors: Summer = 0.97, lagging; Winter = 1, lagging. | The load forecasts include the impact of a 30.82MW increase in PV capacity over 10 years, as projected by CSIRO. | The load forecasts are reduced by the impact of non-operational generator(s): Rochedale Renewable Energy Plant. | NA | Demand is weather sensitive in summer only. | The load forecasts are reduced by the impact of non-operational generator(s): Rochedale Renewable Energy Plant. Demand is weather sensitive in summer only.
QLD | QBDA | Predominantly residential and commercial. | MAX_DEMAND | Non-coincident | poe10 | Power factors: Summer = 0.95, lagging; Winter = 0.95, lagging. | The load forecasts include the impact of a 4.85MW increase in PV capacity over 10 years, as projected by CSIRO. | NA | NA | Demand is not weather sensitive. | Demand is not weather sensitive.
QLD | QBIL | Predominantly commercial, industrial and mining. | MAX_DEMAND | Non-coincident | poe10 | Power factors: Summer = 1, leading; Winter = 1, leading. | The load forecasts include the impact of a 4.49MW increase in PV capacity over 10 years, as projected by CSIRO. | NA | NA | Demand is weather sensitive in summer only. | Demand is weather sensitive in summer only.
QLD | QBKS | Predominantly commercial and industrial. | MAX_DEMAND | Non-coincident | poe10 | Power factors: Summer = 1, lagging; Winter = 0.98, lagging. | The load forecasts include the impact of a 20.89MW increase in PV capacity over 10 years, as projected by CSIRO. | The load forecasts are reduced by the impact of non-operational generator(s): Whitwood Rd Renewable Energy Plant. | NA | Demand is weather sensitive in summer and winter. | The load forecasts are reduced by the impact of non-operational generator(s): Whitwood Rd Renewable Energy Plant. Demand is weather sensitive in summer and winter.
QLD | QBLK_QBK2 | Predominantly residential, agricultural. | MAX_DEMAND | Non-coincident | poe10 | Power factors: Summer = 0.97, leading; Winter = 0.96, leading. | The load forecasts include the impact of a 10.65MW increase in PV capacity over 10 years, as projected by CSIRO. | NA | NA | Demand is weather sensitive in summer and winter. | Demand is weather sensitive in summer and winter.
QLD | QBMH | Predominantly residential and commercial. | MAX_DEMAND | Non-coincident | poe10 | Power factors: Summer = 1, lagging; Winter = 1, lagging. | The load forecasts include the impact of a 73.96MW increase in PV capacity over 10 years, as projected by CSIRO. | The load forecasts are reduced by the impact of non-operational generator(s): Birkdale Renewable Energy Facility. | Block loads/planned load transfers impact demand in 2020-2021 and 2023-2024 onwards. | Demand is weather sensitive in summer only. | The load forecasts are reduced by the impact of non-operational generator(s): Birkdale Renewable Energy Facility. Block loads/planned load transfers impact demand in 2020-2021 and 2023-2024 onwards. Demand is weather sensitive in summer only.
QLD | QBNN | Predominantly residential, commercial, industrial, port loads. | MAX_DEMAND | Non-coincident | poe10 | Power factors: Summer = 1, lagging; Winter = 0.99, lagging. | The load forecasts include the impact of a 0MW increase in PV capacity over 10 years, as projected by CSIRO. | NA | NA | Demand is not weather sensitive. | Demand is not weather sensitive.
QLD | QBWH | Predominantly mining, rail. | MAX_DEMAND | Non-coincident | poe10 | Power factors: Summer = 0.95, leading; Winter = 0.94, leading. | The load forecasts include the impact of a 0.87MW increase in PV capacity over 10 years, as projected by CSIRO. | NA | NA | Demand is not weather sensitive. | Demand is not weather sensitive.
QLD | QBWL | Predominantly commercial, industrial and mining. | MAX_DEMAND | Non-coincident | poe10 | Power factors: Summer = 1, lagging; Winter = 1, leading. | The load forecasts include the impact of a 2.04MW increase in PV capacity over 10 years, as projected by CSIRO. | NA | Block loads/planned load transfers impact demand in 2025-2026 and 2026-2027 onwards. | Demand is weather sensitive in summer. | Block loads/planned load transfers impact demand in 2025-2026 and 2026-2027 onwards. Demand is weather sensitive in summer.
QLD | QCARQGST | Predominantly commerical and industrial. | MAX_DEMAND | Non-coincident | poe10 | Power factors: Summer = 1, lagging; Winter = 1, leading. | The load forecasts include the impact of a 1.53MW increase in PV capacity over 10 years, as projected by CSIRO. | The load forecasts are reduced by the impact of non-operational generator(s): Benaraby Landfill Generator. | NA | Demand is weather sensitive in summer only. | The load forecasts are reduced by the impact of non-operational generator(s): Benaraby Landfill Generator. Demand is weather sensitive in summer only.
QLD | QCBL | Predominantly residential, commercial, industrial. | MAX_DEMAND | Non-coincident | poe10 | Power factors: Summer = 0.98, lagging; Winter = 0.99, lagging. | The load forecasts include the impact of a 12.77MW increase in PV capacity over 10 years, as projected by CSIRO. | The load forecasts are not reduced by the impact of operational generator(s): Roma PS Unit 7, Roma PS Unit 8. | NA | Demand is weather sensitive in summer and winter. | The load forecasts are not reduced by the impact of operational generator(s): Roma PS Unit 7, Roma PS Unit 8. Demand is weather sensitive in summer and winter.
QLD | QCBW | Predominantly residential and commercial. Supply to Brisbane CBD. | MAX_DEMAND | Non-coincident | poe10 | Power factors: Summer = 0.97, lagging; Winter = 1, lagging. | The load forecasts include the impact of a 5.8MW increase in PV capacity over 10 years, as projected by CSIRO. | NA | Block loads/planned load transfers impact demand in 2021-2022 onwards. | Demand is weather sensitive in summer only. | Block loads/planned load transfers impact demand in 2021-2022 onwards. Demand is weather sensitive in summer only.
QLD | QCDW | Predominantly residential and commercial. | MAX_DEMAND | Non-coincident | poe10 | Power factors: Summer = 0.96, lagging; Winter = 1, lagging. | The load forecasts include the impact of a 0.76MW increase in PV capacity over 10 years, as projected by CSIRO. | NA | NA | Demand is not weather sensitive. | Demand is not weather sensitive.
QLD | QCHA | Predominantly residential and commercial. | MAX_DEMAND | Non-coincident | poe10 | Power factors: Summer = 0.98, lagging; Winter = 1, lagging. | The load forecasts include the impact of a 14.85MW increase in PV capacity over 10 years, as projected by CSIRO. | The load forecasts are reduced by the impact of non-operational generator(s): Baking Board Solar Farm. | NA | Demand is weather sensitive in summer and winter. | The load forecasts are reduced by the impact of non-operational generator(s): Baking Board Solar Farm. Demand is weather sensitive in summer and winter.
QLD | QCLR | Predominantly commercial, agricultural, industrial. | MAX_DEMAND | Non-coincident | poe10 | Power factors: Summer = 0.9, lagging; Winter = 0.95, lagging. | The load forecasts include the impact of a 7.75MW increase in PV capacity over 10 years, as projected by CSIRO. | The load forecasts are reduced by the impact of non-operational generator(s): Pioneer Sugar Mill. | NA | Demand is not weather sensitive. | The load forecasts are reduced by the impact of non-operational generator(s): Pioneer Sugar Mill. Demand is not weather sensitive.
QLD | QCNS | Predominantly residential and commercial. | MAX_DEMAND | Non-coincident | poe10 | Power factors: Summer = 1, lagging; Winter = 0.99, lagging. | The load forecasts include the impact of a 6.59MW increase in PV capacity over 10 years, as projected by CSIRO. | NA | NA | Demand is not weather sensitive. | Demand is not weather sensitive.
QLD | QCOL | Predominantly residential, commercial, industrial, mining. | MAX_DEMAND | Non-coincident | poe10 | Power factors: Summer = 0.99, lagging; Winter = 1, leading. | The load forecasts include the impact of a 1.6MW increase in PV capacity over 10 years, as projected by CSIRO. | The load forecasts are not reduced by the impact of operational generator(s): Collinsville Solar Farm. | NA | Demand is not weather sensitive. | The load forecasts are not reduced by the impact of operational generator(s): Collinsville Solar Farm. Demand is not weather sensitive.
QLD | QCRN | Predominantly residential and commercial. | MAX_DEMAND | Non-coincident | poe10 | Power factors: Summer = 0.97, lagging; Winter = 0.99, lagging. | The load forecasts include the impact of a 16.06MW increase in PV capacity over 10 years, as projected by CSIRO. | NA | NA | Demand is weather sensitive in summer only. | Demand is weather sensitive in summer only.
QLD | QDYS | Predominantly industrial and mining. | MAX_DEMAND | Non-coincident | poe10 | Power factors: Summer = 0.98, lagging; Winter = 0.97, lagging. | The load forecasts include the impact of a 0.92MW increase in PV capacity over 10 years, as projected by CSIRO. | NA | NA | Demand is weather sensitive in summer only. | Demand is weather sensitive in summer only.
QLD | QELA | Predominantly residential, commercial, industrial. | MAX_DEMAND | Non-coincident | poe10 | Power factors: Summer = 1, leading; Winter = 0.99, leading. | The load forecasts include the impact of a 1.68MW increase in PV capacity over 10 years, as projected by CSIRO. | NA | NA | Demand is not weather sensitive. | Demand is not weather sensitive.
QLD | QEMT | Predominantly residential and commercial. | MAX_DEMAND | Non-coincident | poe10 | Power factors: Summer = 1, lagging; Winter = 0.99, leading. | The load forecasts include the impact of a 16.43MW increase in PV capacity over 10 years, as projected by CSIRO. | NA | NA | Demand is weather sensitive in summer only. | Demand is weather sensitive in summer only.
QLD | QGDA | Predominantly industrial. Increases in forecast maximum demands are primarily driven by ABS projections of population growth. | MAX_DEMAND | Non-coincident | poe10 | Power factors: Summer = 0.99, lagging; Winter = 0.99, lagging. | The load forecasts include the impact of a 28.03MW increase in PV capacity over 10 years, as projected by CSIRO. | The load forecasts are reduced by the impact of non-operational generator(s): Energy Impact SSCPK. | Block loads/planned load transfers impact demand in 2020-2021 onwards. | Demand is weather sensitive in summer and winter. | The load forecasts are reduced by the impact of non-operational generator(s): Energy Impact SSCPK. Block loads/planned load transfers impact demand in 2020-2021 onwards. Demand is weather sensitive in summer and winter.
QLD | QGNG | Predominantly residential and commercial. | MAX_DEMAND | Non-coincident | poe10 | Power factors: Summer = 1, lagging; Winter = 1, leading. | The load forecasts include the impact of a 37.62MW increase in PV capacity over 10 years, as projected by CSIRO. | NA | NA | Demand is weather sensitive in summer and winter. | Demand is weather sensitive in summer and winter.
QLD | QINF | Predominantly residential and commercial. | MAX_DEMAND | Non-coincident | poe10 | Power factors: Summer = 0.99, lagging; Winter = 0.99, lagging. | The load forecasts include the impact of a 6.79MW increase in PV capacity over 10 years, as projected by CSIRO. | The load forecasts are reduced by the impact of non-operational generator(s): South Johnston Sugar Mill. | NA | Demand is not weather sensitive. | The load forecasts are reduced by the impact of non-operational generator(s): South Johnston Sugar Mill. Demand is not weather sensitive.
QLD | QING | Predominantly commercial, industrial, agricultural. | MAX_DEMAND | Non-coincident | poe10 | Power factors: Summer = 1, lagging; Winter = 1, lagging. | The load forecasts include the impact of a 8.27MW increase in PV capacity over 10 years, as projected by CSIRO. | The load forecasts are reduced by the impact of non-operational generator(s): Victoria Mill. | NA | Demand is weather sensitive in summer only. | The load forecasts are reduced by the impact of non-operational generator(s): Victoria Mill. Demand is weather sensitive in summer only.
QLD | QKAM | Predominantly residential, commercial, industrial. | MAX_DEMAND | Non-coincident | poe10 | Power factors: Summer = 1, leading; Winter = 0.99, leading. | The load forecasts include the impact of a 18.84MW increase in PV capacity over 10 years, as projected by CSIRO. | NA | NA | Demand is weather sensitive in summer only. | Demand is weather sensitive in summer only.
QLD | QLCM | Predominantly residential, commercial, industrial, mining. | MAX_DEMAND | Non-coincident | poe10 | Power factors: Summer = 0.96, leading; Winter = 0.97, leading. | The load forecasts include the impact of a 4.95MW increase in PV capacity over 10 years, as projected by CSIRO. | The load forecasts are reduced by the impact of non-operational generator(s): Dunblane Solar Farm 1, Dunblane Solar Farm 2. The load forecasts are not reduced by the impact of operational generator(s): Barcaldine PS, Clermont Solar Farm, Longreach Solar Farm. | NA | Demand is not weather sensitive. | The load forecasts are reduced by the impact of non-operational generator(s): Dunblane Solar Farm 1, Dunblane Solar Farm 2. The load forecasts are not reduced by the impact of operational generator(s): Barcaldine PS, Clermont Solar Farm, Longreach Solar Farm. Demand is not weather sensitive.
QLD | QLGH | Predominantly residential, commercial, industrial. | MAX_DEMAND | Non-coincident | poe10 | Power factors: Summer = 1, lagging; Winter = 1, lagging. | The load forecasts include the impact of a 110.48MW increase in PV capacity over 10 years, as projected by CSIRO. | The load forecasts are reduced by the impact of non-operational generator(s): Bromelton Generation Facility, Browns Plains Landfill Gas PS, Rocky Point Cogeneration Plant, Stapylton Renewable Energy Generator. | NA | Demand is weather sensitive in summer and winter. | The load forecasts are reduced by the impact of non-operational generator(s): Bromelton Generation Facility, Browns Plains Landfill Gas PS, Rocky Point Cogeneration Plant, Stapylton Renewable Energy Generator. Demand is weather sensitive in summer and winter.
QLD | QLGL | Predominantly residential and commercial. | MAX_DEMAND | Non-coincident | poe10 | Power factors: Summer = 0.97, lagging; Winter = 0.99, lagging. | The load forecasts include the impact of a 27.42MW increase in PV capacity over 10 years, as projected by CSIRO. | NA | NA | Demand is weather sensitive in summer and winter. | Demand is weather sensitive in summer and winter.
QLD | QLIL | Predominantly residential, commercial, mining. | MAX_DEMAND | Non-coincident | poe10 | Power factors: Summer = 0.86, lagging; Winter = 0.85, lagging. | The load forecasts include the impact of a 8.81MW increase in PV capacity over 10 years, as projected by CSIRO. | The load forecasts are reduced by the impact of non-operational generator(s): German Creek, Middlemount Solar Farm, Oakey Creek Generator, Oaky Creek Coal Mine Gen Unit 2. The load forecasts are not reduced by the impact of operational generator(s): Emerald Solar Farm. The retirement of German Creek,Oakey Creek Generator,Oaky Creek Coal Mine Gen Unit 2 impacts the forecast from 2037,2026,2026. | NA | Demand is not weather sensitive. | The load forecasts are reduced by the impact of non-operational generator(s): German Creek, Middlemount Solar Farm, Oakey Creek Generator, Oaky Creek Coal Mine Gen Unit 2. The load forecasts are not reduced by the impact of operational generator(s): Emerald Solar Farm. The retirement of German Creek,Oakey Creek Generator,Oaky Creek Coal Mine Gen Unit 2 impacts the forecast from 2037,2026,2026. Demand is not weather sensitive.
QLD | QLIL | Predominantly residential, commercial, mining. | MAX_DEMAND | Non-coincident | poe10 | Power factors: Summer = 0.86, lagging; Winter = 0.85, lagging. | The load forecasts include the impact of a 8.81MW increase in PV capacity over 10 years, as projected by CSIRO. | The load forecasts are reduced by the impact of non-operational generator(s): German Creek, Middlemount Solar Farm, Oakey Creek Generator, Oaky Creek Coal Mine Gen Unit 2. The load forecasts are not reduced by the impact of operational generator(s): Emerald Solar Farm. The retirement of German Creek,Oakey Creek Generator,Oaky Creek Coal Mine Gen Unit 2 impacts the forecast from 2037,2026,2026. | NA | Demand is not weather sensitive. | The load forecasts are reduced by the impact of non-operational generator(s): German Creek, Middlemount Solar Farm, Oakey Creek Generator, Oaky Creek Coal Mine Gen Unit 2. The load forecasts are not reduced by the impact of operational generator(s): Emerald Solar Farm. The retirement of German Creek,Oakey Creek Generator,Oaky Creek Coal Mine Gen Unit 2 impacts the forecast from 2037,2026,2026. Demand is not weather sensitive.
QLD | QLIL | Predominantly residential, commercial, mining. | MAX_DEMAND | Non-coincident | poe10 | Power factors: Summer = 0.86, lagging; Winter = 0.85, lagging. | The load forecasts include the impact of a 8.81MW increase in PV capacity over 10 years, as projected by CSIRO. | The load forecasts are reduced by the impact of non-operational generator(s): German Creek, Middlemount Solar Farm, Oakey Creek Generator, Oaky Creek Coal Mine Gen Unit 2. The load forecasts are not reduced by the impact of operational generator(s): Emerald Solar Farm. The retirement of German Creek,Oakey Creek Generator,Oaky Creek Coal Mine Gen Unit 2 impacts the forecast from 2037,2026,2026. | NA | Demand is not weather sensitive. | The load forecasts are reduced by the impact of non-operational generator(s): German Creek, Middlemount Solar Farm, Oakey Creek Generator, Oaky Creek Coal Mine Gen Unit 2. The load forecasts are not reduced by the impact of operational generator(s): Emerald Solar Farm. The retirement of German Creek,Oakey Creek Generator,Oaky Creek Coal Mine Gen Unit 2 impacts the forecast from 2037,2026,2026. Demand is not weather sensitive.
QLD | QMAR | Predominantly residential and commercial. | MAX_DEMAND | Non-coincident | poe10 | Power factors: Summer = 1, lagging; Winter = 1, lagging. | The load forecasts include the impact of a 106.3MW increase in PV capacity over 10 years, as projected by CSIRO. | The load forecasts are reduced by the impact of non-operational generator(s): Molendinar Landfill, Suntown Landfill. | NA | Demand is weather sensitive in summer only. | The load forecasts are reduced by the impact of non-operational generator(s): Molendinar Landfill, Suntown Landfill. Demand is weather sensitive in summer only.
QLD | QMGB | Predominantly residential and commercial. | MAX_DEMAND | Non-coincident | poe10 | Power factors: Summer = 1, lagging; Winter = 1, lagging. | The load forecasts include the impact of a 66.54MW increase in PV capacity over 10 years, as projected by CSIRO. | NA | NA | Demand is weather sensitive in summer only. | Demand is weather sensitive in summer only.
QLD | QMGL | Predominantly residential and commercial. | MAX_DEMAND | Non-coincident | poe10 | Power factors: Summer = 0.98, lagging; Winter = 0.99, lagging. | The load forecasts include the impact of a 0MW increase in PV capacity over 10 years, as projected by CSIRO. | NA | NA | Demand is weather sensitive in summer only. | Demand is weather sensitive in summer only.
QLD | QMKA | Predominantly residential and commercial. | MAX_DEMAND | Non-coincident | poe10 | Power factors: Summer = 0.99, lagging; Winter = 1, lagging. | The load forecasts include the impact of a 32.4MW increase in PV capacity over 10 years, as projected by CSIRO. | The load forecasts are not reduced by the impact of operational generator(s): Mackay Gas Turbine. | NA | Demand is weather sensitive in summer only. | The load forecasts are not reduced by the impact of operational generator(s): Mackay Gas Turbine. Demand is weather sensitive in summer only.
QLD | QMRA | Predominantly industrial and mining. | MAX_DEMAND | Non-coincident | poe10 | Power factors: Summer = 0.95, lagging; Winter = 0.96, lagging. | The load forecasts include the impact of a 2.26MW increase in PV capacity over 10 years, as projected by CSIRO. | NA | NA | Demand is weather sensitive in summer only. | Demand is weather sensitive in summer only.
QLD | QMRE | Predominantly commercial and industrial. | MAX_DEMAND | Non-coincident | poe10 | Power factors: Summer = 1, lagging; Winter = 1, leading. | The load forecasts include the impact of a 46.3MW increase in PV capacity over 10 years, as projected by CSIRO. | The load forecasts are reduced by the impact of non-operational generator(s): Energy Impact Lytton Rd. | NA | Demand is weather sensitive in summer only. | The load forecasts are reduced by the impact of non-operational generator(s): Energy Impact Lytton Rd. Demand is weather sensitive in summer only.
QLD | QMRG | Predominantly residential and commercial. | MAX_DEMAND | Non-coincident | poe10 | Power factors: Summer = 0.97, lagging; Winter = 0.98, lagging. | The load forecasts include the impact of a 57.44MW increase in PV capacity over 10 years, as projected by CSIRO. | The load forecasts are not reduced by the impact of operational generator(s): Yarranlea Solar Farm. | NA | Demand is weather sensitive in summer and winter. | The load forecasts are not reduced by the impact of operational generator(s): Yarranlea Solar Farm. Demand is weather sensitive in summer and winter.
QLD | QMRH | Predominantly commercial, mining. | MAX_DEMAND | Non-coincident | poe10 | Power factors: Summer = 0.96, lagging; Winter = 0.96, lagging. | The load forecasts include the impact of a 0.48MW increase in PV capacity over 10 years, as projected by CSIRO. | NA | New commercial/industrial loads impact demand in 2021-2022 and 2022-2023 onwards. | Demand is not weather sensitive. | Block loads/planned load transfers impact demand in 2021-2022 and 2022-2023 onwards. Demand is not weather sensitive.
QLD | QMRL | Predominantly residential, industrial. | MAX_DEMAND | Non-coincident | poe10 | Power factors: Summer = 0.91, lagging; Winter = 0.91, lagging. | The load forecasts include the impact of a 1.89MW increase in PV capacity over 10 years, as projected by CSIRO. | The load forecasts are reduced by the impact of non-operational generator(s): Moranbah PS. | New commercial/industrial loads impact demand in 2020-2021 | Demand is weather sensitive in summer only. | The load forecasts are reduced by the impact of non-operational generator(s): Moranbah PS. Block loads/planned load transfers impact demand in 2020-2021 onwards. Demand is weather sensitive in summer only.
QLD | QMRN | Predominantly commercial, industrial and mining. | MAX_DEMAND | Non-coincident | poe10 | Power factors: Summer = 0.99, lagging; Winter = 0.99, lagging. | The load forecasts include the impact of a 0MW increase in PV capacity over 10 years, as projected by CSIRO. | The load forecasts are reduced by the impact of non-operational generator(s): Grosvenor PS, Grosvenor PS Unit 2, Moranbah North PS. | New commercial/industrial loads impact demand from 2021-2022 and 2022-2023. | Demand is not weather sensitive. | The load forecasts are reduced by the impact of non-operational generator(s): Grosvenor PS, Grosvenor PS Unit 2, Moranbah North PS. Block loads/planned load transfers impact demand in 2021-2022 and 2022-2023 onwards. Demand is not weather sensitive.
QLD | QMRN | Predominantly commercial, industrial and mining. | MAX_DEMAND | Non-coincident | poe10 | Power factors: Summer = 0.99, lagging; Winter = 0.99, lagging. | The load forecasts include the impact of a 0MW increase in PV capacity over 10 years, as projected by CSIRO. | The load forecasts are reduced by the impact of non-operational generator(s): Grosvenor PS, Grosvenor PS Unit 2, Moranbah North PS. | New commercial/industrial loads impact demand from 2021-2022 and 2022-2023. | Demand is not weather sensitive. | The load forecasts are reduced by the impact of non-operational generator(s): Grosvenor PS, Grosvenor PS Unit 2, Moranbah North PS. Block loads/planned load transfers impact demand in 2021-2022 and 2022-2023 onwards. Demand is not weather sensitive.
QLD | QMRN | Predominantly commercial, industrial and mining. | MAX_DEMAND | Non-coincident | poe10 | Power factors: Summer = 0.99, lagging; Winter = 0.99, lagging. | The load forecasts include the impact of a 0MW increase in PV capacity over 10 years, as projected by CSIRO. | The load forecasts are reduced by the impact of non-operational generator(s): Grosvenor PS, Grosvenor PS Unit 2, Moranbah North PS. | New commercial/industrial loads impact demand from 2021-2022 and 2022-2023. | Demand is not weather sensitive. | The load forecasts are reduced by the impact of non-operational generator(s): Grosvenor PS, Grosvenor PS Unit 2, Moranbah North PS. Block loads/planned load transfers impact demand in 2021-2022 and 2022-2023 onwards. Demand is not weather sensitive.
QLD | QNEB | Predominantly residential and commercial. | MAX_DEMAND | Non-coincident | poe10 | Power factors: Summer = 0.91, lagging; Winter = 0.91, lagging. | The load forecasts include the impact of a 0.38MW increase in PV capacity over 10 years, as projected by CSIRO. | NA | NA | Demand is weather sensitive in summer only. | Demand is weather sensitive in summer only.
QLD | QNLD | Predominantly residential, commercial, industrial, mining. | MAX_DEMAND | Non-coincident | poe10 | Power factors: Summer = 1, lagging; Winter = 1, lagging. | The load forecasts include the impact of a 0MW increase in PV capacity over 10 years, as projected by CSIRO. | NA | NA | Demand is not weather sensitive. | Demand is not weather sensitive.
QLD | QOKT | Predominantly commercial and industrial. | MAX_DEMAND | Non-coincident | poe10 | Power factors: Summer = 1, lagging; Winter = 1, lagging. | The load forecasts include the impact of a 2.21MW increase in PV capacity over 10 years, as projected by CSIRO. | The load forecasts are not reduced by the impact of operational generator(s): Oakey 1 Solar, Oakey 2 Solar. | NA | Demand is not weather sensitive. | The load forecasts are not reduced by the impact of operational generator(s): Oakey 1 Solar, Oakey 2 Solar. Demand is not weather sensitive.
QLD | QPIV | Predominantly residential, commercial, agricultural. | MAX_DEMAND | Non-coincident | poe10 | Power factors: Summer = 1, lagging; Winter = 1, leading. | The load forecasts include the impact of a 9.47MW increase in PV capacity over 10 years, as projected by CSIRO. | The load forecasts are reduced by the impact of non-operational generator(s): Racecourse Sugar Mill 66kV. | NA | Demand is weather sensitive in summer only. | The load forecasts are reduced by the impact of non-operational generator(s): Racecourse Sugar Mill 66kV. Demand is weather sensitive in summer only.
QLD | QPRO | Predominantly residential and commercial. | MAX_DEMAND | Non-coincident | poe10 | Power factors: Summer = 0.97, lagging; Winter = 1, leading. | The load forecasts include the impact of a 13.55MW increase in PV capacity over 10 years, as projected by CSIRO. | NA | NA | Demand is not weather sensitive. | Demand is not weather sensitive.
QLD | QPWD | Predominantly residential, commercial, industrial. | MAX_DEMAND | Non-coincident | poe10 | Power factors: Summer = 1, leading; Winter = 0.99, leading. | The load forecasts include the impact of a 97.02MW increase in PV capacity over 10 years, as projected by CSIRO. | The load forecasts are reduced by the impact of non-operational generator(s): Landers Shute generation. | NA | Demand is weather sensitive in summer only. | The load forecasts are reduced by the impact of non-operational generator(s): Landers Shute generation. Demand is weather sensitive in summer only.
QLD | QRBS | Predominantly commercial and industrial. | MAX_DEMAND | Non-coincident | poe10 | Power factors: Summer = 0.98, leading; Winter = 0.94, leading. | The load forecasts include the impact of a 16.15MW increase in PV capacity over 10 years, as projected by CSIRO. | NA | NA | Demand is weather sensitive in summer only. | Demand is weather sensitive in summer only.
QLD | QRLD | Predominantly industrial. | MAX_DEMAND | Non-coincident | poe10 | Power factors: Summer = 0.98, lagging; Winter = 0.99, lagging. | The load forecasts include the impact of a 19.35MW increase in PV capacity over 10 years, as projected by CSIRO. | The load forecasts are reduced by the impact of non-operational generator(s): Energy Impact SSWCL. | NA | Demand is weather sensitive in summer only. | The load forecasts are reduced by the impact of non-operational generator(s): Energy Impact SSWCL. Demand is weather sensitive in summer only.
QLD | QRLE | Predominantly industrial. | MAX_DEMAND | Non-coincident | poe10 | Power factors: Summer = 0.98, lagging; Winter = 0.98, lagging. | The load forecasts include the impact of a 27.51MW increase in PV capacity over 10 years, as projected by CSIRO. | The load forecasts are reduced by the impact of non-operational generator(s): Southbank Institute of Tech. | NA | Demand is weather sensitive in summer only. | The load forecasts are reduced by the impact of non-operational generator(s): Southbank Institute of Tech. Demand is weather sensitive in summer only.
QLD | QROS | Predominantly commercial and industrial. | MAX_DEMAND | Non-coincident | poe10 | Power factors: Summer = 0.95, leading; Winter = 0.87, leading. | The load forecasts include the impact of a 7.17MW increase in PV capacity over 10 years, as projected by CSIRO. | The load forecasts are not reduced by the impact of operational generator(s): Hughenden - Sun farm Richmond, Hughenden - Torrens Ck Solar Farm Generator, Kidston Solar Park. | Block loads/planned load transfers impact demand in 2021-2022 onwards. | Demand is weather sensitive in summer only. | The load forecasts are not reduced by the impact of operational generator(s): Hughenden - Sun farm Richmond, Hughenden - Torrens Ck Solar Farm Generator, Kidston Solar Park. Block loads/planned load transfers impact demand in 2021-2022 onwards. Demand is weather sensitive in summer only.
QLD | QRPN | Predominantly residential. Increases in forecast maximum demands are primarily driven by ABS projections of population growth. | MAX_DEMAND | Non-coincident | poe10 | Power factors: Summer = 0.99, lagging; Winter = 1, lagging. | The load forecasts include the impact of a 6.78MW increase in PV capacity over 10 years, as projected by CSIRO. | NA | NA | Demand is weather sensitive in summer and winter. | Demand is weather sensitive in summer and winter.
QLD | QSPN | Predominantly residential, commercial, industrial. | MAX_DEMAND | Non-coincident | poe10 | Power factors: Summer = 1, lagging; Winter = 1, lagging. | The load forecasts include the impact of a 246.23MW increase in PV capacity over 10 years, as projected by CSIRO. | The load forecasts are reduced by the impact of non-operational generator(s): Holy Spirit Hospital Generator, Moreton Bay RC Caboolture Gen, Moreton Bay Regional Council Generator, Roghan Road Generator. | NA | Demand is weather sensitive in summer and winter. | The load forecasts are reduced by the impact of non-operational generator(s): Holy Spirit Hospital Generator, Moreton Bay RC Caboolture Gen, Moreton Bay Regional Council Generator, Roghan Road Generator. Demand is weather sensitive in summer and winter.
QLD | QSUM | Predominantly residential. | MAX_DEMAND | Non-coincident | poe10 | Power factors: Summer = 0.98, lagging; Winter = 1, lagging. | The load forecasts include the impact of a 8.64MW increase in PV capacity over 10 years, as projected by CSIRO. | NA | NA | Demand is weather sensitive in summer and winter. | Demand is weather sensitive in summer and winter.
QLD | QSYC | Pumping loads. | MAX_DEMAND | Non-coincident | poe10 | Power factors: Summer = 0.9, lagging; Winter = 0.93, lagging. | The load forecasts include the impact of a 0MW increase in PV capacity over 10 years, as projected by CSIRO. | NA | NA | Demand is not weather sensitive. | Demand is not weather sensitive.
QLD | QTBC | Predominantly residential, commercial, mining. | MAX_DEMAND | Non-coincident | poe10 | Power factors: Summer = 0.98, lagging; Winter = 0.98, lagging. | The load forecasts include the impact of a 48.06MW increase in PV capacity over 10 years, as projected by CSIRO. | The load forecasts are reduced by the impact of non-operational generator(s): Burnett Dam Hydro Generator (Paradise dam), ISIS Central Sugar Mill Cogen. The load forecasts are not reduced by the impact of operational generator(s): Childers Solar Farm, Susan River Solar Farm. | NA | Demand is weather sensitive in summer only. | The load forecasts are reduced by the impact of non-operational generator(s): Burnett Dam Hydro Generator (Paradise dam), ISIS Central Sugar Mill Cogen. The load forecasts are not reduced by the impact of operational generator(s): Childers Solar Farm, Susan River Solar Farm. Demand is weather sensitive in summer only.
QLD | QTKM | Predominantly residential and commercial. | MAX_DEMAND | Non-coincident | poe10 | Power factors: Summer = 1, lagging; Winter = 0.83, lagging. | The load forecasts include the impact of a 6.84MW increase in PV capacity over 10 years, as projected by CSIRO. | The load forecasts are reduced by the impact of non-operational generator(s): Daandine. The increase observed in forecast maximums primarily stems from the retirement of Daandine in 2023. | NA | Demand is weather sensitive in summer and winter. | The load forecasts are reduced by the impact of non-operational generator(s): Daandine. The retirement of Daandine impacts the forecast from 2023. Demand is weather sensitive in summer and winter.
QLD | QTLL | Predominantly residential, commercial, agricultural. | MAX_DEMAND | Non-coincident | poe10 | Power factors: Summer = 1, lagging; Winter = 1, lagging. | The load forecasts include the impact of a 3.21MW increase in PV capacity over 10 years, as projected by CSIRO. | The load forecasts are reduced by the impact of non-operational generator(s): Tully Sugar Mill line. | NA | Demand is weather sensitive in summer only. | The load forecasts are reduced by the impact of non-operational generator(s): Tully Sugar Mill line. Demand is weather sensitive in summer only.
QLD | QTNS | Predominantly commercial and industrial. | MAX_DEMAND | Non-coincident | poe10 | Power factors: Summer = 0.98, lagging; Winter = 1, lagging. | The load forecasts include the impact of a 35.61MW increase in PV capacity over 10 years, as projected by CSIRO. | NA | NA | Demand is weather sensitive in summer only. | Demand is weather sensitive in summer only.
QLD | QTRL | Predominantly residential, commercial, mining. | MAX_DEMAND | Non-coincident | poe10 | Power factors: Summer = 0.94, lagging; Winter = 0.97, lagging. | The load forecasts include the impact of a 8MW increase in PV capacity over 10 years, as projected by CSIRO. | NA | NA | Demand is weather sensitive in summer and winter. | Demand is weather sensitive in summer and winter.
QLD | QTUH | Predominantly residential and commercial. | MAX_DEMAND | Non-coincident | poe10 | Power factors: Summer = 0.95, leading; Winter = 0.91, leading. | The load forecasts include the impact of a 3.7MW increase in PV capacity over 10 years, as projected by CSIRO. | NA | NA | Demand is not weather sensitive. | Demand is not weather sensitive.
QLD | QTUL | Predominantly residential and commercial. | MAX_DEMAND | Non-coincident | poe10 | Power factors: Summer = 1, lagging; Winter = 1, leading. | The load forecasts include the impact of a 22.3MW increase in PV capacity over 10 years, as projected by CSIRO. | The load forecasts are reduced by the impact of non-operational generator(s): Tablelands Sugar Mill, Windy Hill WF. The retirement of Windy Hill WF impacts the forecast from 2025. | NA | Demand is not weather sensitive. | The load forecasts are reduced by the impact of non-operational generator(s): Tablelands Sugar Mill, Windy Hill WF. The retirement of Windy Hill WF impacts the forecast from 2025. Demand is not weather sensitive.
QLD | QWLG | Predominantly residential and commercial. | MAX_DEMAND | Non-coincident | poe10 | Power factors: Summer = 0.98, leading; Winter = 0.94, leading. | The load forecasts include the impact of a 55.55MW increase in PV capacity over 10 years, as projected by CSIRO. | The load forecasts are reduced by the impact of non-operational generator(s): Suncoast Gold Macadamia. | NA | Demand is weather sensitive in summer and winter. | The load forecasts are reduced by the impact of non-operational generator(s): Suncoast Gold Macadamia. Demand is weather sensitive in summer and winter.
QLD | QWLN | Predominantly residential and commercial. | MAX_DEMAND | Non-coincident | poe10 | Power factors: Summer = 0.99, leading; Winter = 0.98, leading. | The load forecasts include the impact of a 7.09MW increase in PV capacity over 10 years, as projected by CSIRO. | NA | NA | Demand is not weather sensitive. | Demand is not weather sensitive.
QLD | QWRE | Predominantly residential and commercial. | MAX_DEMAND | Non-coincident | poe10 | Power factors: Summer = 0.99, leading; Winter = 1, leading. | The load forecasts include the impact of a 18.01MW increase in PV capacity over 10 years, as projected by CSIRO. | NA | NA | Demand is weather sensitive in summer only. | Demand is weather sensitive in summer only.
QLD | QYAE | Predominantly residential, industrial. | MAX_DEMAND | Non-coincident | poe10 | Power factors: Summer = 0.97, lagging; Winter = 0.97, lagging. | The load forecasts include the impact of a 0.87MW increase in PV capacity over 10 years, as projected by CSIRO. | NA | NA | Demand is not weather sensitive. | Demand is not weather sensitive.
QLD | Rockhampton | Predominantly residential, commercial and industrial. | MAX_DEMAND | Non-coincident | poe10 | Power factors: Summer = 1, lagging; Winter = 0.99, lagging. | The load forecasts include the impact of a 37.45MW increase in PV capacity over 10 years, as projected by CSIRO. | NA | NA | Demand is weather sensitive in summer and winter. | Demand is weather sensitive in summer and winter.
QLD | GreaterTownsville | Predominantly residential, commercial and industrial. | MIN_DEMAND | Non-coincident | poe90 | Power factors: Summer = 1, lagging; Shoulder = 1, lagging. | The load forecasts include the impact of a 68.9MW increase in PV capacity over 10 years, as projected by CSIRO. | The load forecasts are not reduced by the impact of operational generator(s): Townsville Gas Turbine (Yabulu). | Block loads/planned load transfers impact demand in 2023-2024 onwards. | Demand is weather sensitive in summer and winter. | The load forecasts are not reduced by the impact of operational generator(s): Townsville Gas Turbine (Yabulu). Block loads/planned load transfers impact demand in 2023-2024 onwards. Demand is weather sensitive in summer and winter.
QLD | QABM | Predominantly industrial. | MIN_DEMAND | Non-coincident | poe90 | Power factors: Summer = 0.92, lagging; Shoulder = 0.88, lagging. | The load forecasts include the impact of a 20.07MW increase in PV capacity over 10 years, as projected by CSIRO. | The load forecasts are reduced by the impact of non-operational generator(s): Ti Tree BioReactor. | Block loads/planned load transfers impact demand in 2020-2021 and 2021-2022 onwards. | Demand is weather sensitive in summer only. | The load forecasts are reduced by the impact of non-operational generator(s): Ti Tree BioReactor. Block loads/planned load transfers impact demand in 2020-2021 and 2021-2022 onwards. Demand is weather sensitive in summer only.
QLD | QABRQMRXloop | Predominantly residential, commercial, industrial. | MIN_DEMAND | Non-coincident | poe90 | Power factors: Summer = 0.01, leading; Shoulder = 0.04, leading. | The load forecasts include the impact of a 32.16MW increase in PV capacity over 10 years, as projected by CSIRO. | The load forecasts are reduced by the impact of non-operational generator(s): Wivenhoe Small Hydro. | NA | Demand is weather sensitive in summer only. | The load forecasts are reduced by the impact of non-operational generator(s): Wivenhoe Small Hydro. Demand is weather sensitive in summer only.
QLD | QAGW | Predominantly commercial and industrial. | MIN_DEMAND | Non-coincident | poe90 | Power factors: Summer = 0.97, leading; Shoulder = 0.62, leading. | The load forecasts include the impact of a 18.07MW increase in PV capacity over 10 years, as projected by CSIRO. | NA | NA | Demand is weather sensitive in summer only. | Demand is weather sensitive in summer only.
QLD | QALC | Predominantly residential and commercial. | MIN_DEMAND | Non-coincident | poe90 | Power factors: Summer = 0.98, lagging; Shoulder = 0.97, leading. | The load forecasts include the impact of a 7.64MW increase in PV capacity over 10 years, as projected by CSIRO. | NA | NA | Demand is not weather sensitive. | Demand is not weather sensitive.
QLD | QALG | Predominantly residential and commercial. | MIN_DEMAND | Non-coincident | poe90 | Power factors: Summer = 0.88, leading; Shoulder = 0.66, leading. | The load forecasts include the impact of a 18.07MW increase in PV capacity over 10 years, as projected by CSIRO. | NA | NA | Demand is weather sensitive in summer only. | Demand is weather sensitive in summer only.
QLD | QASF | Predominantly residential and commercial. | MIN_DEMAND | Non-coincident | poe90 | Power factors: Summer = 0.97, leading; Shoulder = 0.89, lagging. | The load forecasts include the impact of a 8.96MW increase in PV capacity over 10 years, as projected by CSIRO. | NA | NA | Demand is weather sensitive in summer only. | Demand is weather sensitive in summer only.
QLD | QBBS | Predominantly residential and commercial. | MIN_DEMAND | Non-coincident | poe90 | Power factors: Summer = 0.89, leading; Shoulder = 0.77, leading. | The load forecasts include the impact of a 30.82MW increase in PV capacity over 10 years, as projected by CSIRO. | The load forecasts are reduced by the impact of non-operational generator(s): Rochedale Renewable Energy Plant. | NA | Demand is weather sensitive in summer only. | The load forecasts are reduced by the impact of non-operational generator(s): Rochedale Renewable Energy Plant. Demand is weather sensitive in summer only.
QLD | QBDA | Predominantly residential and commercial. | MIN_DEMAND | Non-coincident | poe90 | Power factors: Summer = 0.76, lagging; Shoulder = 0.79, lagging. | The load forecasts include the impact of a 4.85MW increase in PV capacity over 10 years, as projected by CSIRO. | NA | NA | Demand is not weather sensitive. | Demand is not weather sensitive.
QLD | QBIL | Predominantly commercial, industrial and mining. | MIN_DEMAND | Non-coincident | poe90 | Power factors: Summer = 0.99, leading; Shoulder = 0.87, leading. | The load forecasts include the impact of a 4.49MW increase in PV capacity over 10 years, as projected by CSIRO. | NA | NA | Demand is weather sensitive in summer only. | Demand is weather sensitive in summer only.
QLD | QBKS | Predominantly commercial and industrial. | MIN_DEMAND | Non-coincident | poe90 | Power factors: Summer = 0.83, lagging; Shoulder = 0.54, lagging. | The load forecasts include the impact of a 20.89MW increase in PV capacity over 10 years, as projected by CSIRO. | The load forecasts are reduced by the impact of non-operational generator(s): Whitwood Rd Renewable Energy Plant. | NA | Demand is weather sensitive in summer and winter. | The load forecasts are reduced by the impact of non-operational generator(s): Whitwood Rd Renewable Energy Plant. Demand is weather sensitive in summer and winter.
QLD | QBLK_QBK2 | Predominantly residential, agricultural. | MIN_DEMAND | Non-coincident | poe90 | Power factors: Summer = 0.19, leading; Shoulder = 0.18, leading. | The load forecasts include the impact of a 10.65MW increase in PV capacity over 10 years, as projected by CSIRO. | NA | NA | Demand is weather sensitive in summer and winter. | Demand is weather sensitive in summer and winter.
QLD | QBMH | Predominantly residential and commercial. | MIN_DEMAND | Non-coincident | poe90 | Power factors: Summer = 0.99, lagging; Shoulder = 0.85, leading. | The load forecasts include the impact of a 73.96MW increase in PV capacity over 10 years, as projected by CSIRO. | The load forecasts are reduced by the impact of non-operational generator(s): Birkdale Renewable Energy Facility. | Block loads/planned load transfers impact demand in 2020-2021 and 2023-2024 onwards. | Demand is weather sensitive in summer only. | The load forecasts are reduced by the impact of non-operational generator(s): Birkdale Renewable Energy Facility. Block loads/planned load transfers impact demand in 2020-2021 and 2023-2024 onwards. Demand is weather sensitive in summer only.
QLD | QBNN | Predominantly residential, commercial, industrial, port loads. | MIN_DEMAND | Non-coincident | poe90 | Power factors: Summer = 1, leading; Shoulder = 0.97, leading. | The load forecasts include the impact of a 0MW increase in PV capacity over 10 years, as projected by CSIRO. | NA | NA | Demand is not weather sensitive. | Demand is not weather sensitive.
QLD | QBWH | Predominantly mining, rail. | MIN_DEMAND | Non-coincident | poe90 | Power factors: Summer = 0.32, leading; Shoulder = 0.17, leading. | The load forecasts include the impact of a 0.87MW increase in PV capacity over 10 years, as projected by CSIRO. | NA | NA | Demand is not weather sensitive. | Demand is not weather sensitive.
QLD | QBWL | Predominantly commercial, industrial and mining. | MIN_DEMAND | Non-coincident | poe90 | Power factors: Summer = 0.89, leading; Shoulder = 0.97, leading. | The load forecasts include the impact of a 2.04MW increase in PV capacity over 10 years, as projected by CSIRO. | NA | Block loads/planned load transfers impact demand in 2025-2026 and 2026-2027 onwards. | Demand is weather sensitive in summer. | Block loads/planned load transfers impact demand in 2025-2026 and 2026-2027 onwards. Demand is weather sensitive in summer.
QLD | QCARQGST | Predominantly commerical and industrial. | MIN_DEMAND | Non-coincident | poe90 | Power factors: Summer = 0.8, leading; Shoulder = 0.89, leading. | The load forecasts include the impact of a 1.53MW increase in PV capacity over 10 years, as projected by CSIRO. | The load forecasts are reduced by the impact of non-operational generator(s): Benaraby Landfill Generator. | NA | Demand is weather sensitive in summer only. | The load forecasts are reduced by the impact of non-operational generator(s): Benaraby Landfill Generator. Demand is weather sensitive in summer only.
QLD | QCBL | Predominantly residential, commercial, industrial. | MIN_DEMAND | Non-coincident | poe90 | Power factors: Summer = 0.98, lagging; Shoulder = 0.97, lagging. | The load forecasts include the impact of a 12.77MW increase in PV capacity over 10 years, as projected by CSIRO. | The load forecasts are not reduced by the impact of operational generator(s): Roma PS Unit 7, Roma PS Unit 8. | NA | Demand is weather sensitive in summer and winter. | The load forecasts are not reduced by the impact of operational generator(s): Roma PS Unit 7, Roma PS Unit 8. Demand is weather sensitive in summer and winter.
QLD | QCBW | Predominantly residential and commercial. Supply to Brisbane CBD. | MIN_DEMAND | Non-coincident | poe90 | Power factors: Summer = 1, lagging; Shoulder = 1, leading. | The load forecasts include the impact of a 5.8MW increase in PV capacity over 10 years, as projected by CSIRO. | NA | Block loads/planned load transfers impact demand in 2021-2022 onwards. | Demand is weather sensitive in summer only. | Block loads/planned load transfers impact demand in 2021-2022 onwards. Demand is weather sensitive in summer only.
QLD | QCDW | Predominantly residential and commercial. | MIN_DEMAND | Non-coincident | poe90 | Power factors: Summer = 0.84, lagging; Shoulder = 0.9, lagging. | The load forecasts include the impact of a 0.76MW increase in PV capacity over 10 years, as projected by CSIRO. | NA | NA | Demand is not weather sensitive. | Demand is not weather sensitive.
QLD | QCHA | Predominantly residential and commercial. | MIN_DEMAND | Non-coincident | poe90 | Power factors: Summer = 0.14, leading; Shoulder = 0.52, leading. | The load forecasts include the impact of a 14.85MW increase in PV capacity over 10 years, as projected by CSIRO. | The load forecasts are reduced by the impact of non-operational generator(s): Baking Board Solar Farm. | NA | Demand is weather sensitive in summer and winter. | The load forecasts are reduced by the impact of non-operational generator(s): Baking Board Solar Farm. Demand is weather sensitive in summer and winter.
QLD | QCLR | Predominantly commercial, agricultural, industrial. | MIN_DEMAND | Non-coincident | poe90 | Power factors: Summer = 0.7, lagging; Shoulder = 1, lagging. | The load forecasts include the impact of a 7.75MW increase in PV capacity over 10 years, as projected by CSIRO. | The load forecasts are reduced by the impact of non-operational generator(s): Pioneer Sugar Mill. | NA | Demand is not weather sensitive. | The load forecasts are reduced by the impact of non-operational generator(s): Pioneer Sugar Mill. Demand is not weather sensitive.
QLD | QCNS | Predominantly residential and commercial. | MIN_DEMAND | Non-coincident | poe90 | Power factors: Summer = 1, lagging; Shoulder = 1, lagging. | The load forecasts include the impact of a 6.59MW increase in PV capacity over 10 years, as projected by CSIRO. | NA | NA | Demand is not weather sensitive. | Demand is not weather sensitive.
QLD | QCOL | Predominantly residential, commercial, industrial, mining. | MIN_DEMAND | Non-coincident | poe90 | Power factors: Summer = 0.92, lagging; Shoulder = 0.91, lagging. | The load forecasts include the impact of a 1.6MW increase in PV capacity over 10 years, as projected by CSIRO. | The load forecasts are not reduced by the impact of operational generator(s): Collinsville Solar Farm. | NA | Demand is not weather sensitive. | The load forecasts are not reduced by the impact of operational generator(s): Collinsville Solar Farm. Demand is not weather sensitive.
QLD | QCRN | Predominantly residential and commercial. | MIN_DEMAND | Non-coincident | poe90 | Power factors: Summer = 1, leading; Shoulder = 0.97, leading. | The load forecasts include the impact of a 16.06MW increase in PV capacity over 10 years, as projected by CSIRO. | NA | NA | Demand is weather sensitive in summer only. | Demand is weather sensitive in summer only.
QLD | QDYS | Predominantly industrial and mining. | MIN_DEMAND | Non-coincident | poe90 | Power factors: Summer = 0.98, lagging; Shoulder = 1, lagging. | The load forecasts include the impact of a 0.92MW increase in PV capacity over 10 years, as projected by CSIRO. | NA | NA | Demand is weather sensitive in summer only. | Demand is weather sensitive in summer only.
QLD | QELA | Predominantly residential, commercial, industrial. | MIN_DEMAND | Non-coincident | poe90 | Power factors: Summer = 0.76, leading; Shoulder = 0.92, leading. | The load forecasts include the impact of a 1.68MW increase in PV capacity over 10 years, as projected by CSIRO. | NA | NA | Demand is not weather sensitive. | Demand is not weather sensitive.
QLD | QEMT | Predominantly residential and commercial. | MIN_DEMAND | Non-coincident | poe90 | Power factors: Summer = 0.78, leading; Shoulder = 0.74, leading. | The load forecasts include the impact of a 16.43MW increase in PV capacity over 10 years, as projected by CSIRO. | NA | NA | Demand is weather sensitive in summer only. | Demand is weather sensitive in summer only.
QLD | QGDA | Predominantly industrial. | MIN_DEMAND | Non-coincident | poe90 | Power factors: Summer = 0.98, leading; Shoulder = 0.97, leading. | The load forecasts include the impact of a 28.03MW increase in PV capacity over 10 years, as projected by CSIRO. | The load forecasts are reduced by the impact of non-operational generator(s): Energy Impact SSCPK. | Block loads/planned load transfers impact demand in 2020-2021 onwards. | Demand is weather sensitive in summer and winter. | The load forecasts are reduced by the impact of non-operational generator(s): Energy Impact SSCPK. Block loads/planned load transfers impact demand in 2020-2021 onwards. Demand is weather sensitive in summer and winter.
QLD | QGNG | Predominantly residential and commercial. | MIN_DEMAND | Non-coincident | poe90 | Power factors: Summer = 0.56, leading; Shoulder = 0.3, leading. | The load forecasts include the impact of a 37.62MW increase in PV capacity over 10 years, as projected by CSIRO. | NA | NA | Demand is weather sensitive in summer and winter. | Demand is weather sensitive in summer and winter.
QLD | QINF | Predominantly residential and commercial. | MIN_DEMAND | Non-coincident | poe90 | Power factors: Summer = 0.34, lagging; Shoulder = 1, leading. | The load forecasts include the impact of a 6.79MW increase in PV capacity over 10 years, as projected by CSIRO. | The load forecasts are reduced by the impact of non-operational generator(s): South Johnston Sugar Mill. | NA | Demand is not weather sensitive. | The load forecasts are reduced by the impact of non-operational generator(s): South Johnston Sugar Mill. Demand is not weather sensitive.
QLD | QING | Predominantly commercial, industrial, agricultural. | MIN_DEMAND | Non-coincident | poe90 | Power factors: Summer = 1, lagging; Shoulder = 0.88, lagging. | The load forecasts include the impact of a 8.27MW increase in PV capacity over 10 years, as projected by CSIRO. | The load forecasts are reduced by the impact of non-operational generator(s): Victoria Mill. | NA | Demand is weather sensitive in summer only. | The load forecasts are reduced by the impact of non-operational generator(s): Victoria Mill. Demand is weather sensitive in summer only.
QLD | QKAM | Predominantly residential, commercial, industrial. | MIN_DEMAND | Non-coincident | poe90 | Power factors: Summer = 0.6, leading; Shoulder = 0.48, leading. | The load forecasts include the impact of a 18.84MW increase in PV capacity over 10 years, as projected by CSIRO. | NA | NA | Demand is weather sensitive in summer only. | Demand is weather sensitive in summer only.
QLD | QLCM | Predominantly residential, commercial, industrial, mining. | MIN_DEMAND | Non-coincident | poe90 | Power factors: Summer = 0.94, lagging; Shoulder = 0.91, leading. | The load forecasts include the impact of a 4.95MW increase in PV capacity over 10 years, as projected by CSIRO. | The load forecasts are reduced by the impact of non-operational generator(s): Dunblane Solar Farm 1, Dunblane Solar Farm 2. The load forecasts are not reduced by the impact of operational generator(s): Barcaldine PS, Clermont Solar Farm, Longreach Solar Farm. | NA | Demand is not weather sensitive. | The load forecasts are reduced by the impact of non-operational generator(s): Dunblane Solar Farm 1, Dunblane Solar Farm 2. The load forecasts are not reduced by the impact of operational generator(s): Barcaldine PS, Clermont Solar Farm, Longreach Solar Farm. Demand is not weather sensitive.
QLD | QLGH | Predominantly residential, commercial, industrial. | MIN_DEMAND | Non-coincident | poe90 | Power factors: Summer = 1, lagging; Shoulder = 1, lagging. | The load forecasts include the impact of a 110.48MW increase in PV capacity over 10 years, as projected by CSIRO. | The load forecasts are reduced by the impact of non-operational generator(s): Bromelton Generation Facility, Browns Plains Landfill Gas PS, Rocky Point Cogeneration Plant, Stapylton Renewable Energy Generator. | NA | Demand is weather sensitive in summer and winter. | The load forecasts are reduced by the impact of non-operational generator(s): Bromelton Generation Facility, Browns Plains Landfill Gas PS, Rocky Point Cogeneration Plant, Stapylton Renewable Energy Generator. Demand is weather sensitive in summer and winter.
QLD | QLGL | Predominantly residential and commercial. | MIN_DEMAND | Non-coincident | poe90 | Power factors: Summer = 0.96, lagging; Shoulder = 1, lagging. | The load forecasts include the impact of a 27.42MW increase in PV capacity over 10 years, as projected by CSIRO. | NA | NA | Demand is weather sensitive in summer and winter. | Demand is weather sensitive in summer and winter.
QLD | QLIL | Predominantly residential, commercial, mining. | MIN_DEMAND | Non-coincident | poe90 | Power factors: Summer = 0.93, leading; Shoulder = 1, leading. | The load forecasts include the impact of a 8.81MW increase in PV capacity over 10 years, as projected by CSIRO. | The load forecasts are reduced by the impact of non-operational generator(s): German Creek, Middlemount Solar Farm, Oakey Creek Generator, Oaky Creek Coal Mine Gen Unit 2. The load forecasts are not reduced by the impact of operational generator(s): Emerald Solar Farm. The retirement of German Creek,Oakey Creek Generator,Oaky Creek Coal Mine Gen Unit 2 impacts the forecast from 2026. | NA | Demand is not weather sensitive. | The load forecasts are reduced by the impact of non-operational generator(s): German Creek, Middlemount Solar Farm, Oakey Creek Generator, Oaky Creek Coal Mine Gen Unit 2. The load forecasts are not reduced by the impact of operational generator(s): Emerald Solar Farm. The retirement of German Creek,Oakey Creek Generator,Oaky Creek Coal Mine Gen Unit 2 impacts the forecast from 2037,2026,2026. Demand is not weather sensitive.
QLD | QLIL | Predominantly residential, commercial, mining. | MIN_DEMAND | Non-coincident | poe90 | Power factors: Summer = 0.93, leading; Shoulder = 1, leading. | The load forecasts include the impact of a 8.81MW increase in PV capacity over 10 years, as projected by CSIRO. | The load forecasts are reduced by the impact of non-operational generator(s): German Creek, Middlemount Solar Farm, Oakey Creek Generator, Oaky Creek Coal Mine Gen Unit 2. The load forecasts are not reduced by the impact of operational generator(s): Emerald Solar Farm. The retirement of German Creek,Oakey Creek Generator,Oaky Creek Coal Mine Gen Unit 2 impacts the forecast from 2026. | NA | Demand is not weather sensitive. | The load forecasts are reduced by the impact of non-operational generator(s): German Creek, Middlemount Solar Farm, Oakey Creek Generator, Oaky Creek Coal Mine Gen Unit 2. The load forecasts are not reduced by the impact of operational generator(s): Emerald Solar Farm. The retirement of German Creek,Oakey Creek Generator,Oaky Creek Coal Mine Gen Unit 2 impacts the forecast from 2037,2026,2026. Demand is not weather sensitive.
QLD | QLIL | Predominantly residential, commercial, mining. | MIN_DEMAND | Non-coincident | poe90 | Power factors: Summer = 0.93, leading; Shoulder = 1, leading. | The load forecasts include the impact of a 8.81MW increase in PV capacity over 10 years, as projected by CSIRO. | The load forecasts are reduced by the impact of non-operational generator(s): German Creek, Middlemount Solar Farm, Oakey Creek Generator, Oaky Creek Coal Mine Gen Unit 2. The load forecasts are not reduced by the impact of operational generator(s): Emerald Solar Farm. The retirement of German Creek,Oakey Creek Generator,Oaky Creek Coal Mine Gen Unit 2 impacts the forecast from 2026. | NA | Demand is not weather sensitive. | The load forecasts are reduced by the impact of non-operational generator(s): German Creek, Middlemount Solar Farm, Oakey Creek Generator, Oaky Creek Coal Mine Gen Unit 2. The load forecasts are not reduced by the impact of operational generator(s): Emerald Solar Farm. The retirement of German Creek,Oakey Creek Generator,Oaky Creek Coal Mine Gen Unit 2 impacts the forecast from 2037,2026,2026. Demand is not weather sensitive.
QLD | QMAR | Predominantly residential and commercial. | MIN_DEMAND | Non-coincident | poe90 | Power factors: Summer = 1, lagging; Shoulder = 1, lagging. | The load forecasts include the impact of a 106.3MW increase in PV capacity over 10 years, as projected by CSIRO. | The load forecasts are reduced by the impact of non-operational generator(s): Molendinar Landfill, Suntown Landfill. | NA | Demand is weather sensitive in summer only. | The load forecasts are reduced by the impact of non-operational generator(s): Molendinar Landfill, Suntown Landfill. Demand is weather sensitive in summer only.
QLD | QMGB | Predominantly residential and commercial. | MIN_DEMAND | Non-coincident | poe90 | Power factors: Summer = 0.17, leading; Shoulder = 0.91, leading. | The load forecasts include the impact of a 66.54MW increase in PV capacity over 10 years, as projected by CSIRO. | NA | NA | Demand is weather sensitive in summer only. | Demand is weather sensitive in summer only.
QLD | QMGL | Predominantly residential and commercial. | MIN_DEMAND | Non-coincident | poe90 | Power factors: Summer = 0.41, lagging; Shoulder = 0.36, lagging. | The load forecasts include the impact of a 0MW increase in PV capacity over 10 years, as projected by CSIRO. | NA | NA | Demand is weather sensitive in summer only. | Demand is weather sensitive in summer only.
QLD | QMKA | Predominantly residential and commercial. | MIN_DEMAND | Non-coincident | poe90 | Power factors: Summer = 1, lagging; Shoulder = 0.66, leading. | The load forecasts include the impact of a 32.4MW increase in PV capacity over 10 years, as projected by CSIRO. | The load forecasts are not reduced by the impact of operational generator(s): Mackay Gas Turbine. | NA | Demand is weather sensitive in summer only. | The load forecasts are not reduced by the impact of operational generator(s): Mackay Gas Turbine. Demand is weather sensitive in summer only.
QLD | QMRA | Predominantly industrial and mining. | MIN_DEMAND | Non-coincident | poe90 | Power factors: Summer = 0.98, lagging; Shoulder = 0.97, lagging. | The load forecasts include the impact of a 2.26MW increase in PV capacity over 10 years, as projected by CSIRO. | NA | NA | Demand is weather sensitive in summer only. | Demand is weather sensitive in summer only.
QLD | QMRE | Predominantly commercial and industrial. | MIN_DEMAND | Non-coincident | poe90 | Power factors: Summer = 1, leading; Shoulder = 1, leading. | The load forecasts include the impact of a 46.3MW increase in PV capacity over 10 years, as projected by CSIRO. | The load forecasts are reduced by the impact of non-operational generator(s): Energy Impact Lytton Rd. | NA | Demand is weather sensitive in summer only. | The load forecasts are reduced by the impact of non-operational generator(s): Energy Impact Lytton Rd. Demand is weather sensitive in summer only.
QLD | QMRG | Predominantly residential and commercial. | MIN_DEMAND | Non-coincident | poe90 | Power factors: Summer = 0.99, lagging; Shoulder = 0.95, lagging. | The load forecasts include the impact of a 57.44MW increase in PV capacity over 10 years, as projected by CSIRO. | The load forecasts are not reduced by the impact of operational generator(s): Yarranlea Solar Farm. | NA | Demand is weather sensitive in summer and winter. | The load forecasts are not reduced by the impact of operational generator(s): Yarranlea Solar Farm. Demand is weather sensitive in summer and winter.
QLD | QMRH | Predominantly commercial, mining. | MIN_DEMAND | Non-coincident | poe90 | Power factors: Summer = 0.99, lagging; Shoulder = 0.97, lagging. | The load forecasts include the impact of a 0.48MW increase in PV capacity over 10 years, as projected by CSIRO. | NA | Block loads/planned load transfers impact demand in 2021-2022 and 2022-2023 onwards. | Demand is not weather sensitive. | Block loads/planned load transfers impact demand in 2021-2022 and 2022-2023 onwards. Demand is not weather sensitive.
QLD | QMRL | Predominantly residential, industrial. | MIN_DEMAND | Non-coincident | poe90 | Power factors: Summer = 0.91, leading; Shoulder = 0.91, leading. | The load forecasts include the impact of a 1.89MW increase in PV capacity over 10 years, as projected by CSIRO. | The load forecasts are reduced by the impact of non-operational generator(s): Moranbah PS. | Block loads/planned load transfers impact demand in 2020-2021 onwards. | Demand is weather sensitive in summer only. | The load forecasts are reduced by the impact of non-operational generator(s): Moranbah PS. Block loads/planned load transfers impact demand in 2020-2021 onwards. Demand is weather sensitive in summer only.
QLD | QMRN | Predominantly commercial, industrial and mining. | MIN_DEMAND | Non-coincident | poe90 | Power factors: Summer = 1, lagging; Shoulder = 0.99, lagging. | The load forecasts include the impact of a 0MW increase in PV capacity over 10 years, as projected by CSIRO. | The load forecasts are reduced by the impact of non-operational generator(s): Grosvenor PS, Grosvenor PS Unit 2, Moranbah North PS. | Block loads/planned load transfers impact demand in 2021-2022 and 2022-2023 onwards. | Demand is not weather sensitive. | The load forecasts are reduced by the impact of non-operational generator(s): Grosvenor PS, Grosvenor PS Unit 2, Moranbah North PS. Block loads/planned load transfers impact demand in 2021-2022 and 2022-2023 onwards. Demand is not weather sensitive.
QLD | QMRN | Predominantly commercial, industrial and mining. | MIN_DEMAND | Non-coincident | poe90 | Power factors: Summer = 1, lagging; Shoulder = 0.99, lagging. | The load forecasts include the impact of a 0MW increase in PV capacity over 10 years, as projected by CSIRO. | The load forecasts are reduced by the impact of non-operational generator(s): Grosvenor PS, Grosvenor PS Unit 2, Moranbah North PS. | Block loads/planned load transfers impact demand in 2021-2022 and 2022-2023 onwards. | Demand is not weather sensitive. | The load forecasts are reduced by the impact of non-operational generator(s): Grosvenor PS, Grosvenor PS Unit 2, Moranbah North PS. Block loads/planned load transfers impact demand in 2021-2022 and 2022-2023 onwards. Demand is not weather sensitive.
QLD | QMRN | Predominantly commercial, industrial and mining. | MIN_DEMAND | Non-coincident | poe90 | Power factors: Summer = 1, lagging; Shoulder = 0.99, lagging. | The load forecasts include the impact of a 0MW increase in PV capacity over 10 years, as projected by CSIRO. | The load forecasts are reduced by the impact of non-operational generator(s): Grosvenor PS, Grosvenor PS Unit 2, Moranbah North PS. | Block loads/planned load transfers impact demand in 2021-2022 and 2022-2023 onwards. | Demand is not weather sensitive. | The load forecasts are reduced by the impact of non-operational generator(s): Grosvenor PS, Grosvenor PS Unit 2, Moranbah North PS. Block loads/planned load transfers impact demand in 2021-2022 and 2022-2023 onwards. Demand is not weather sensitive.
QLD | QNEB | Predominantly residential and commercial. | MIN_DEMAND | Non-coincident | poe90 | Power factors: Summer = 0.85, lagging; Shoulder = 0.93, lagging. | The load forecasts include the impact of a 0.38MW increase in PV capacity over 10 years, as projected by CSIRO. | NA | NA | Demand is weather sensitive in summer only. | Demand is weather sensitive in summer only.
QLD | QNLD | Predominantly residential, commercial, industrial, mining. | MIN_DEMAND | Non-coincident | poe90 | Power factors: Summer = 0.75, leading; Shoulder = 0.99, lagging. | The load forecasts include the impact of a 0MW increase in PV capacity over 10 years, as projected by CSIRO. | NA | NA | Demand is not weather sensitive. | Demand is not weather sensitive.
QLD | QOKT | Predominantly commercial and industrial. | MIN_DEMAND | Non-coincident | poe90 | Power factors: Summer = 1, leading; Shoulder = 1, leading. | The load forecasts include the impact of a 2.21MW increase in PV capacity over 10 years, as projected by CSIRO. | The load forecasts are not reduced by the impact of operational generator(s): Oakey 1 Solar, Oakey 2 Solar. | NA | Demand is not weather sensitive. | The load forecasts are not reduced by the impact of operational generator(s): Oakey 1 Solar, Oakey 2 Solar. Demand is not weather sensitive.
QLD | QPIV | Predominantly residential, commercial, agricultural. | MIN_DEMAND | Non-coincident | poe90 | Power factors: Summer = 0.96, leading; Shoulder = 0.93, leading. | The load forecasts include the impact of a 9.47MW increase in PV capacity over 10 years, as projected by CSIRO. | The load forecasts are reduced by the impact of non-operational generator(s): Racecourse Sugar Mill 66kV. | NA | Demand is weather sensitive in summer only. | The load forecasts are reduced by the impact of non-operational generator(s): Racecourse Sugar Mill 66kV. Demand is weather sensitive in summer only.
QLD | QPRO | Predominantly residential and commercial. | MIN_DEMAND | Non-coincident | poe90 | Power factors: Summer = 1, leading; Shoulder = 0.76, leading. | The load forecasts include the impact of a 13.55MW increase in PV capacity over 10 years, as projected by CSIRO. | NA | NA | Demand is not weather sensitive. | Demand is not weather sensitive.
QLD | QPWD | Predominantly residential, commercial, industrial. | MIN_DEMAND | Non-coincident | poe90 | Power factors: Summer = 0.4, lagging; Shoulder = 0.99, leading. | The load forecasts include the impact of a 97.02MW increase in PV capacity over 10 years, as projected by CSIRO. | The load forecasts are reduced by the impact of non-operational generator(s): Landers Shute generation. | NA | Demand is weather sensitive in summer only. | The load forecasts are reduced by the impact of non-operational generator(s): Landers Shute generation. Demand is weather sensitive in summer only.
QLD | QRBS | Predominantly commercial and industrial. | MIN_DEMAND | Non-coincident | poe90 | Power factors: Summer = 0.44, leading; Shoulder = 0.42, leading. | The load forecasts include the impact of a 16.15MW increase in PV capacity over 10 years, as projected by CSIRO. | NA | NA | Demand is weather sensitive in summer only. | Demand is weather sensitive in summer only.
QLD | QRLD | Predominantly industrial. | MIN_DEMAND | Non-coincident | poe90 | Power factors: Summer = 1, leading; Shoulder = 0.99, leading. | The load forecasts include the impact of a 19.35MW increase in PV capacity over 10 years, as projected by CSIRO. | The load forecasts are reduced by the impact of non-operational generator(s): Energy Impact SSWCL. | NA | Demand is weather sensitive in summer only. | The load forecasts are reduced by the impact of non-operational generator(s): Energy Impact SSWCL. Demand is weather sensitive in summer only.
QLD | QRLE | Predominantly industrial. | MIN_DEMAND | Non-coincident | poe90 | Power factors: Summer = 0.93, leading; Shoulder = 1, lagging. | The load forecasts include the impact of a 27.51MW increase in PV capacity over 10 years, as projected by CSIRO. | The load forecasts are reduced by the impact of non-operational generator(s): Southbank Institute of Tech. | NA | Demand is weather sensitive in summer only. | The load forecasts are reduced by the impact of non-operational generator(s): Southbank Institute of Tech. Demand is weather sensitive in summer only.
QLD | QROS | Predominantly commercial and industrial. | MIN_DEMAND | Non-coincident | poe90 | Power factors: Summer = 0.26, leading; Shoulder = 0.15, leading. | The load forecasts include the impact of a 7.17MW increase in PV capacity over 10 years, as projected by CSIRO. | The load forecasts are not reduced by the impact of operational generator(s): Hughenden - Sun farm Richmond, Hughenden - Torrens Ck Solar Farm Generator, Kidston Solar Park. | Block loads/planned load transfers impact demand in 2021-2022 onwards. | Demand is weather sensitive in summer only. | The load forecasts are not reduced by the impact of operational generator(s): Hughenden - Sun farm Richmond, Hughenden - Torrens Ck Solar Farm Generator, Kidston Solar Park. Block loads/planned load transfers impact demand in 2021-2022 onwards. Demand is weather sensitive in summer only.
QLD | QRPN | Predominantly residential. | MIN_DEMAND | Non-coincident | poe90 | Power factors: Summer = 1, lagging; Shoulder = 0.6, leading. | The load forecasts include the impact of a 6.78MW increase in PV capacity over 10 years, as projected by CSIRO. | NA | NA | Demand is weather sensitive in summer and winter. | Demand is weather sensitive in summer and winter.
QLD | QSPN | Predominantly residential, commercial, industrial. | MIN_DEMAND | Non-coincident | poe90 | Power factors: Summer = 0.97, leading; Shoulder = 0.88, leading. | The load forecasts include the impact of a 246.23MW increase in PV capacity over 10 years, as projected by CSIRO. | The load forecasts are reduced by the impact of non-operational generator(s): Holy Spirit Hospital Generator, Moreton Bay RC Caboolture Gen, Moreton Bay Regional Council Generator, Roghan Road Generator. | NA | Demand is weather sensitive in summer and winter. | The load forecasts are reduced by the impact of non-operational generator(s): Holy Spirit Hospital Generator, Moreton Bay RC Caboolture Gen, Moreton Bay Regional Council Generator, Roghan Road Generator. Demand is weather sensitive in summer and winter.
QLD | QSUM | Predominantly residential. | MIN_DEMAND | Non-coincident | poe90 | Power factors: Summer = 0.14, lagging; Shoulder = 0.52, leading. | The load forecasts include the impact of a 8.64MW increase in PV capacity over 10 years, as projected by CSIRO. | NA | NA | Demand is weather sensitive in summer and winter. | Demand is weather sensitive in summer and winter.
QLD | QSYC | Pumping loads. | MIN_DEMAND | Non-coincident | poe90 | Power factors: Summer = 0.3, leading; Shoulder = 0.64, lagging. | The load forecasts include the impact of a 0MW increase in PV capacity over 10 years, as projected by CSIRO. | NA | NA | Demand is not weather sensitive. | Demand is not weather sensitive.
QLD | QTBC | Predominantly residential, commercial, mining. | MIN_DEMAND | Non-coincident | poe90 | Power factors: Summer = 0.99, lagging; Shoulder = 0.99, leading. | The load forecasts include the impact of a 48.06MW increase in PV capacity over 10 years, as projected by CSIRO. | The load forecasts are reduced by the impact of non-operational generator(s): Burnett Dam Hydro Generator (Paradise dam), ISIS Central Sugar Mill Cogen. The load forecasts are not reduced by the impact of operational generator(s): Childers Solar Farm, Susan River Solar Farm. | NA | Demand is weather sensitive in summer only. | The load forecasts are reduced by the impact of non-operational generator(s): Burnett Dam Hydro Generator (Paradise dam), ISIS Central Sugar Mill Cogen. The load forecasts are not reduced by the impact of operational generator(s): Childers Solar Farm, Susan River Solar Farm. Demand is weather sensitive in summer only.
QLD | QTKM | Predominantly residential and commercial. | MIN_DEMAND | Non-coincident | poe90 | Power factors: Summer = 1, leading; Shoulder = 1, lagging. | The load forecasts include the impact of a 6.84MW increase in PV capacity over 10 years, as projected by CSIRO. | The load forecasts are reduced by the impact of non-operational generator(s): Daandine. The increase observed in forecast minimums primarily stems from the retirement of Daandine in 2023. | NA | Demand is weather sensitive in summer and winter. | The load forecasts are reduced by the impact of non-operational generator(s): Daandine. The retirement of Daandine impacts the forecast from 2023. Demand is weather sensitive in summer and winter.
QLD | QTLL | Predominantly residential, commercial, agricultural. | MIN_DEMAND | Non-coincident | poe90 | Power factors: Summer = 1, leading; Shoulder = 1, lagging. | The load forecasts include the impact of a 3.21MW increase in PV capacity over 10 years, as projected by CSIRO. | The load forecasts are reduced by the impact of non-operational generator(s): Tully Sugar Mill line. | NA | Demand is weather sensitive in summer only. | The load forecasts are reduced by the impact of non-operational generator(s): Tully Sugar Mill line. Demand is weather sensitive in summer only.
QLD | QTNS | Predominantly commercial and industrial. | MIN_DEMAND | Non-coincident | poe90 | Power factors: Summer = 0.98, leading; Shoulder = 0.99, leading. | The load forecasts include the impact of a 35.61MW increase in PV capacity over 10 years, as projected by CSIRO. | NA | NA | Demand is weather sensitive in summer only. | Demand is weather sensitive in summer only.
QLD | QTRL | Predominantly residential, commercial, mining. | MIN_DEMAND | Non-coincident | poe90 | Power factors: Summer = 0.74, lagging; Shoulder = 0.85, lagging. | The load forecasts include the impact of a 8MW increase in PV capacity over 10 years, as projected by CSIRO. | NA | NA | Demand is weather sensitive in summer and winter. | Demand is weather sensitive in summer and winter.
QLD | QTUH | Predominantly residential and commercial. | MIN_DEMAND | Non-coincident | poe90 | Power factors: Summer = 0.57, leading; Shoulder = 0.63, leading. | The load forecasts include the impact of a 3.7MW increase in PV capacity over 10 years, as projected by CSIRO. | NA | NA | Demand is not weather sensitive. | Demand is not weather sensitive.
QLD | QTUL | Predominantly residential and commercial. | MIN_DEMAND | Non-coincident | poe90 | Power factors: Summer = 0.72, leading; Shoulder = 0.91, leading. | The load forecasts include the impact of a 22.3MW increase in PV capacity over 10 years, as projected by CSIRO. | The load forecasts are reduced by the impact of non-operational generator(s): Tablelands Sugar Mill, Windy Hill WF. The retirement of Windy Hill WF impacts the forecast from 2025. | NA | Demand is not weather sensitive. | The load forecasts are reduced by the impact of non-operational generator(s): Tablelands Sugar Mill, Windy Hill WF. The retirement of Windy Hill WF impacts the forecast from 2025. Demand is not weather sensitive.
QLD | QWLG | Predominantly residential and commercial. | MIN_DEMAND | Non-coincident | poe90 | Power factors: Summer = 0.64, leading; Shoulder = 0.68, leading. | The load forecasts include the impact of a 55.55MW increase in PV capacity over 10 years, as projected by CSIRO. | The load forecasts are reduced by the impact of non-operational generator(s): Suncoast Gold Macadamia. | NA | Demand is weather sensitive in summer and winter. | The load forecasts are reduced by the impact of non-operational generator(s): Suncoast Gold Macadamia. Demand is weather sensitive in summer and winter.
QLD | QWLN | Predominantly residential and commercial. | MIN_DEMAND | Non-coincident | poe90 | Power factors: Summer = 0, leading; Shoulder = 0.46, leading. | The load forecasts include the impact of a 7.09MW increase in PV capacity over 10 years, as projected by CSIRO. | NA | NA | Demand is not weather sensitive. | Demand is not weather sensitive.
QLD | QWRE | Predominantly residential and commercial. | MIN_DEMAND | Non-coincident | poe90 | Power factors: Summer = 1, lagging; Shoulder = 0.89, leading. | The load forecasts include the impact of a 18.01MW increase in PV capacity over 10 years, as projected by CSIRO. | NA | NA | Demand is weather sensitive in summer only. | Demand is weather sensitive in summer only.
QLD | QYAE | Predominantly residential, industrial. | MIN_DEMAND | Non-coincident | poe90 | Power factors: Summer = 1, lagging; Shoulder = 1, leading. | The load forecasts include the impact of a 0.87MW increase in PV capacity over 10 years, as projected by CSIRO. | NA | NA | Demand is not weather sensitive. | Demand is not weather sensitive.
QLD | Rockhampton | Predominantly residential, commercial and industrial. | MIN_DEMAND | Non-coincident | poe90 | Power factors: Summer = 0.99, leading; Shoulder = 0.99, lagging. | The load forecasts include the impact of a 37.45MW increase in PV capacity over 10 years, as projected by CSIRO. | NA | NA | Demand is weather sensitive in summer and winter. | Demand is weather sensitive in summer and winter.

## CommentarySelection (hidden)
CP_ID | QABRQMRXloop | AND(CP_ID,min_max)
min_max | MAX_DEMAND | FALSE
CommentInput Row | 3 | FALSE
|  | TRUE | QLD Abermain - Middle Ridge Loop
FALSE
FALSE
|  | FALSE | MAIN SECTORS
|  | FALSE | Predominantly residential, commercial, industrial.
|  | FALSE | BLOCK LOADS
|  | FALSE | NA
|  | FALSE | PV OFFSETS
|  | FALSE | The load forecasts include the impact of a 32.16MW increase in PV capacity over 10 years, as projected by CSIRO.
|  | FALSE | WEATHER SENSITIVITY
|  | FALSE | Demand is weather sensitive in summer only.
|  | FALSE | EMBEDDED GENERATION
|  | FALSE | The load forecasts are reduced by the impact of non-operational generator(s): Wivenhoe Small Hydro.
FALSE
FALSE
FALSE
|  | FALSE | Text lines | Row height
|  | FALSE | 1 | 16.5
|  | FALSE | 2 | 33
|  | FALSE | 3 | 49.5
|  | FALSE | 4 | 66
|  | FALSE | 5 | 82.5
|  | FALSE | 6 | 99
|  | FALSE | 7 | 115.5
FALSE
FALSE
FALSE
FALSE
FALSE
FALSE
FALSE
FALSE
FALSE
FALSE
FALSE
FALSE
FALSE
FALSE
FALSE
FALSE
FALSE
FALSE
FALSE
FALSE
FALSE
FALSE
FALSE
FALSE
FALSE
FALSE
FALSE
FALSE
FALSE
FALSE
FALSE
FALSE
FALSE
FALSE
FALSE
FALSE
FALSE
FALSE
FALSE
FALSE
FALSE
FALSE
FALSE
FALSE
FALSE
FALSE
FALSE
FALSE
FALSE
FALSE
FALSE
FALSE
FALSE
FALSE
FALSE
FALSE
FALSE
FALSE
FALSE
FALSE
FALSE
FALSE
FALSE
FALSE
FALSE
FALSE
FALSE
FALSE
FALSE
FALSE
FALSE
FALSE
FALSE
FALSE
FALSE
FALSE
FALSE
FALSE
FALSE
FALSE
FALSE
FALSE
FALSE
FALSE
FALSE
FALSE
FALSE
FALSE
FALSE
FALSE
FALSE
FALSE
FALSE
FALSE
FALSE
FALSE
FALSE
FALSE
FALSE
FALSE
FALSE
FALSE
FALSE
FALSE
FALSE
FALSE
FALSE
FALSE
FALSE
FALSE
FALSE
FALSE
FALSE
FALSE
FALSE
FALSE
FALSE
FALSE
FALSE
FALSE
FALSE
FALSE
FALSE
FALSE
FALSE
FALSE
FALSE
FALSE
FALSE
FALSE
FALSE
FALSE
FALSE
FALSE
FALSE
FALSE
FALSE
FALSE
FALSE
FALSE
FALSE
FALSE
FALSE
FALSE
FALSE
FALSE
FALSE
FALSE
FALSE
FALSE
FALSE
FALSE
FALSE
FALSE
FALSE
FALSE
FALSE
FALSE
FALSE
FALSE
FALSE
FALSE
FALSE
FALSE
FALSE
FALSE
FALSE
FALSE
FALSE
FALSE
FALSE
FALSE
FALSE
FALSE
FALSE
FALSE
FALSE
FALSE
FALSE
FALSE
FALSE
FALSE
FALSE
FALSE
FALSE
FALSE
FALSE
FALSE
FALSE
FALSE
FALSE
FALSE
FALSE
FALSE
FALSE
FALSE
FALSE
FALSE
FALSE
FALSE
FALSE
FALSE
FALSE
FALSE
FALSE
FALSE
FALSE
FALSE
FALSE
FALSE
FALSE
FALSE
FALSE
FALSE
FALSE
FALSE
FALSE
FALSE
FALSE
FALSE
FALSE
FALSE
FALSE
FALSE
FALSE
FALSE
FALSE
FALSE
FALSE
FALSE
FALSE
FALSE
FALSE
FALSE
FALSE
FALSE
FALSE
FALSE
FALSE
FALSE
FALSE
FALSE
FALSE
FALSE
FALSE
FALSE
FALSE
FALSE
FALSE
FALSE
FALSE
FALSE
FALSE
FALSE
FALSE
FALSE
FALSE
FALSE
FALSE
FALSE
FALSE
FALSE
FALSE
FALSE
FALSE
FALSE
FALSE
FALSE
FALSE
FALSE
FALSE
FALSE
FALSE
FALSE
FALSE
FALSE
FALSE
FALSE
FALSE
FALSE
FALSE
FALSE
FALSE
FALSE
FALSE
FALSE
FALSE
FALSE
FALSE
FALSE
FALSE
FALSE
FALSE
FALSE
FALSE
FALSE
FALSE
FALSE
FALSE
FALSE
FALSE
FALSE
FALSE
FALSE
FALSE
FALSE
FALSE
FALSE
FALSE
FALSE
FALSE
FALSE
FALSE
FALSE
FALSE
FALSE
FALSE
FALSE
FALSE
FALSE
FALSE
FALSE
FALSE
FALSE
FALSE
FALSE
FALSE
FALSE
FALSE
FALSE
FALSE
FALSE
FALSE
FALSE
FALSE
FALSE
FALSE
FALSE
FALSE
FALSE
FALSE
FALSE
FALSE
FALSE
FALSE
FALSE
FALSE
FALSE
FALSE
FALSE
FALSE
FALSE
FALSE
FALSE
FALSE
FALSE
FALSE
FALSE
FALSE
FALSE
FALSE
FALSE
FALSE
FALSE
FALSE
FALSE
FALSE
FALSE
FALSE
FALSE
FALSE
FALSE
FALSE
FALSE
FALSE
FALSE
FALSE
FALSE
FALSE
FALSE
FALSE
FALSE
FALSE
FALSE
FALSE
FALSE
FALSE
FALSE
FALSE
FALSE
FALSE
FALSE
FALSE
FALSE
FALSE
FALSE
FALSE
FALSE
FALSE
FALSE
FALSE
FALSE
FALSE
FALSE
FALSE
FALSE
FALSE
FALSE
FALSE
FALSE
FALSE
FALSE
FALSE
FALSE
FALSE
FALSE
FALSE
FALSE
FALSE
FALSE
FALSE
FALSE
FALSE
FALSE
FALSE
FALSE
FALSE
FALSE
FALSE
FALSE
FALSE
FALSE
FALSE
FALSE
FALSE
FALSE
FALSE
FALSE
FALSE
FALSE
FALSE
FALSE
FALSE
FALSE
FALSE
FALSE
FALSE
FALSE
FALSE
FALSE
FALSE
FALSE
FALSE
FALSE
FALSE
FALSE
FALSE
FALSE
FALSE
FALSE
FALSE
FALSE
FALSE
FALSE
FALSE
FALSE
FALSE
FALSE
FALSE
FALSE
FALSE
FALSE
FALSE
FALSE
FALSE
FALSE
FALSE
FALSE
FALSE
FALSE
FALSE
FALSE
FALSE
FALSE
FALSE
FALSE
FALSE
FALSE
FALSE
FALSE
FALSE
FALSE
FALSE
FALSE
FALSE
FALSE
FALSE
FALSE
FALSE
FALSE
FALSE
FALSE
FALSE
FALSE
FALSE
FALSE
FALSE
FALSE
FALSE
FALSE
FALSE
FALSE
FALSE
FALSE
FALSE
FALSE
FALSE
FALSE
FALSE
FALSE
FALSE
FALSE
FALSE
FALSE
FALSE
FALSE
FALSE
FALSE
FALSE
FALSE
FALSE
FALSE
FALSE
FALSE
FALSE
FALSE
FALSE
FALSE
FALSE
FALSE
FALSE
FALSE
FALSE
FALSE
FALSE
FALSE
FALSE
FALSE
FALSE
FALSE
FALSE
FALSE
FALSE
FALSE
FALSE
FALSE
FALSE
FALSE
FALSE
FALSE
FALSE
FALSE
FALSE
FALSE
FALSE
FALSE
FALSE
FALSE
FALSE
FALSE
FALSE
FALSE
FALSE
FALSE
FALSE
FALSE
FALSE
FALSE
FALSE
FALSE
FALSE
FALSE
FALSE
FALSE
FALSE
FALSE
FALSE
FALSE
FALSE
FALSE
FALSE
FALSE
FALSE
FALSE
FALSE
FALSE
FALSE
FALSE
FALSE
FALSE
FALSE
FALSE
FALSE
FALSE
FALSE
FALSE
FALSE
FALSE
FALSE
FALSE
FALSE
FALSE
FALSE
FALSE
FALSE
FALSE
FALSE
FALSE
FALSE
FALSE
FALSE
FALSE
FALSE
FALSE
FALSE
FALSE
FALSE
FALSE
FALSE
FALSE
FALSE
FALSE
FALSE
FALSE
FALSE
FALSE
FALSE
FALSE
FALSE
FALSE
FALSE
FALSE
FALSE
FALSE
FALSE
FALSE
FALSE
FALSE
FALSE
FALSE
FALSE
FALSE
FALSE
FALSE
FALSE
FALSE
FALSE
FALSE
FALSE
FALSE
FALSE
FALSE
FALSE
FALSE
FALSE
FALSE
FALSE
FALSE
FALSE
FALSE
FALSE
FALSE
FALSE
FALSE
FALSE
FALSE
FALSE
FALSE
FALSE
FALSE
FALSE
FALSE
FALSE
FALSE
FALSE
FALSE
FALSE
FALSE
FALSE
FALSE
FALSE
FALSE
FALSE
FALSE
FALSE
FALSE
FALSE
FALSE
FALSE
FALSE
FALSE
FALSE
FALSE
FALSE
FALSE
FALSE
FALSE
FALSE
FALSE
FALSE
FALSE
FALSE
FALSE
FALSE
FALSE
FALSE
FALSE
FALSE
FALSE
FALSE
FALSE
FALSE
FALSE
FALSE
FALSE
FALSE
FALSE
FALSE
FALSE
FALSE
FALSE
FALSE
FALSE
FALSE
FALSE
FALSE
FALSE
FALSE
FALSE
FALSE
FALSE
FALSE
FALSE
FALSE
FALSE
FALSE
FALSE
FALSE
FALSE
FALSE
FALSE
FALSE
FALSE
FALSE
FALSE
FALSE
FALSE
FALSE
FALSE
FALSE
FALSE
FALSE
FALSE
FALSE
FALSE
FALSE
FALSE
FALSE
FALSE
FALSE
FALSE
FALSE
FALSE
FALSE
FALSE
FALSE
FALSE
FALSE
FALSE
FALSE
FALSE
FALSE
FALSE
FALSE
FALSE
FALSE
FALSE
FALSE
FALSE
FALSE
FALSE
FALSE
FALSE
FALSE
FALSE
FALSE
FALSE
FALSE
FALSE
FALSE
FALSE
FALSE
FALSE
FALSE
FALSE
FALSE
FALSE
FALSE
FALSE
FALSE
FALSE
FALSE
FALSE
FALSE
FALSE
FALSE
FALSE
FALSE
FALSE
FALSE
FALSE
FALSE
FALSE
FALSE
FALSE
FALSE
FALSE
FALSE
FALSE
FALSE
FALSE
FALSE
FALSE
FALSE
FALSE
FALSE
FALSE
FALSE
FALSE
FALSE
FALSE
FALSE
FALSE
FALSE
FALSE
FALSE
FALSE
FALSE
FALSE
FALSE
FALSE
FALSE
FALSE
FALSE
FALSE
FALSE
FALSE
FALSE
FALSE
FALSE
FALSE
FALSE
FALSE
FALSE
FALSE
FALSE
FALSE
FALSE
FALSE
FALSE
FALSE
FALSE
FALSE
FALSE
FALSE
FALSE
FALSE
FALSE
FALSE
FALSE
FALSE
FALSE
FALSE
FALSE
FALSE
FALSE
FALSE
FALSE
FALSE
FALSE
FALSE
FALSE
FALSE
FALSE
FALSE
FALSE
FALSE
FALSE
FALSE
FALSE
FALSE
FALSE
FALSE
FALSE
FALSE
FALSE
FALSE
FALSE
FALSE
FALSE
FALSE
FALSE
FALSE
FALSE
FALSE
FALSE
FALSE
FALSE
FALSE
FALSE
FALSE
FALSE
FALSE
FALSE
FALSE
FALSE
FALSE
FALSE
FALSE
FALSE
FALSE
FALSE
FALSE
FALSE
FALSE
FALSE
FALSE
FALSE
FALSE
FALSE
FALSE
FALSE
FALSE
FALSE
FALSE
FALSE
FALSE
FALSE
FALSE
FALSE
FALSE
FALSE
FALSE
FALSE
FALSE
FALSE
FALSE
FALSE
FALSE
FALSE
FALSE
FALSE
FALSE
FALSE
FALSE
FALSE
FALSE
FALSE
FALSE
FALSE
FALSE
FALSE
FALSE

## DataInput
Last date updated |  | 2020-12-02
Region | cpID | Name | DB/DNSP | Season | reconciled | Year | Percentile | Component | MW min | MW max
QLD | QMGL | Mudgeeraba 33 | Energy Queensland | Shoulder | Coincident | 2017 | ACTUAL_OPG | Operational-demand | 5.1603 | 11.4089
QLD | QMGL | Mudgeeraba 33 | Energy Queensland | Shoulder | Coincident | 2017 | ACTUAL_RAW | Operational-demand | 5.1603 | 11.4089
QLD | QMGL | Mudgeeraba 33 | Energy Queensland | Shoulder | Non-coincident | 2017 | ACTUAL_RAW | Operational-demand | 0 | 13.1151
QLD | QMGL | Mudgeeraba 33 | Energy Queensland | Shoulder | Non-coincident | 2017 | ACTUAL_OPG | Operational-demand | 0 | 13.1151
QLD | QMGL | Mudgeeraba 33 | Energy Queensland | Shoulder | Non-coincident | 2017 | ACTUAL_ADJUSTEDOPG | Operational-demand | 0 | 13.1151
QLD | QMGL | Mudgeeraba 33 | Energy Queensland | Shoulder | Coincident | 2018 | ACTUAL_OPG | Operational-demand | 4.8249 | 11.5209
QLD | QMGL | Mudgeeraba 33 | Energy Queensland | Shoulder | Coincident | 2018 | ACTUAL_RAW | Operational-demand | 4.8249 | 11.5209
QLD | QMGL | Mudgeeraba 33 | Energy Queensland | Shoulder | Non-coincident | 2018 | ACTUAL_RAW | Operational-demand | 0 | 14.378
QLD | QMGL | Mudgeeraba 33 | Energy Queensland | Shoulder | Non-coincident | 2018 | ACTUAL_OPG | Operational-demand | 0 | 14.378
QLD | QMGL | Mudgeeraba 33 | Energy Queensland | Shoulder | Non-coincident | 2018 | ACTUAL_ADJUSTEDOPG | Operational-demand | 0.5777 | 14.378
QLD | QMGL | Mudgeeraba 33 | Energy Queensland | Shoulder | Coincident | 2019 | ACTUAL_OPG | Operational-demand | 0.98397 | 10.5276
QLD | QMGL | Mudgeeraba 33 | Energy Queensland | Shoulder | Coincident | 2019 | ACTUAL_RAW | Operational-demand | 0.98397 | 10.5276
QLD | QMGL | Mudgeeraba 33 | Energy Queensland | Shoulder | Non-coincident | 2019 | ACTUAL_RAW | Operational-demand | -0.47513 | 19.3559
QLD | QMGL | Mudgeeraba 33 | Energy Queensland | Shoulder | Non-coincident | 2019 | ACTUAL_OPG | Operational-demand | -0.47513 | 19.3559
QLD | QMGL | Mudgeeraba 33 | Energy Queensland | Shoulder | Non-coincident | 2019 | ACTUAL_ADJUSTEDOPG | Operational-demand | -0.47513 | 15.6671
QLD | QMGL | Mudgeeraba 33 | Energy Queensland | Shoulder | Non-coincident | 2019 | BASEYEARPOE90 | Operational-demand | -1.7298 | NA
QLD | QMGL | Mudgeeraba 33 | Energy Queensland | Shoulder | Non-coincident | 2019 | BASEYEARPOE50 | Operational-demand | -0.89641 | 14.1012
QLD | QMGL | Mudgeeraba 33 | Energy Queensland | Shoulder | Coincident | 2020 | ACTUAL_OPG | Operational-demand | 0.3245 | 14.0786
QLD | QMGL | Mudgeeraba 33 | Energy Queensland | Shoulder | Coincident | 2020 | ACTUAL_RAW | Operational-demand | 0.3245 | 14.0786
QLD | QMGL | Mudgeeraba 33 | Energy Queensland | Shoulder | Non-coincident | 2020 | ACTUAL_RAW | Operational-demand | -2.0204 | 14.1549
QLD | QMGL | Mudgeeraba 33 | Energy Queensland | Shoulder | Non-coincident | 2020 | ACTUAL_OPG | Operational-demand | -2.0204 | 14.1549
QLD | QMGL | Mudgeeraba 33 | Energy Queensland | Shoulder | Non-coincident | 2020 | ACTUAL_ADJUSTEDOPG | Operational-demand | -2.0204 | 14.1549
QLD | QMGL | Mudgeeraba 33 | Energy Queensland | Shoulder | Coincident_unreconciled | 2021 | POE90 | Operational-demand | 0.2934 | NA
QLD | QMGL | Mudgeeraba 33 | Energy Queensland | Shoulder | Coincident_unreconciled | 2021 | POE50 | Operational-demand | 0.98245 | NA
QLD | QMGL | Mudgeeraba 33 | Energy Queensland | Shoulder | Non-coincident | 2021 | POE90 | Operational-demand | -3.3134 | NA
QLD | QMGL | Mudgeeraba 33 | Energy Queensland | Shoulder | Non-coincident | 2021 | POE50 | Operational-demand | -1.9825 | 14.2012
QLD | QMGL | Mudgeeraba 33 | Energy Queensland | Shoulder | Coincident_unreconciled | 2022 | POE90 | Operational-demand | 0.27258 | NA
QLD | QMGL | Mudgeeraba 33 | Energy Queensland | Shoulder | Coincident_unreconciled | 2022 | POE50 | Operational-demand | 0.91275 | NA
QLD | QMGL | Mudgeeraba 33 | Energy Queensland | Shoulder | Non-coincident | 2022 | POE90 | Operational-demand | -3.5485 | NA
QLD | QMGL | Mudgeeraba 33 | Energy Queensland | Shoulder | Non-coincident | 2022 | POE50 | Operational-demand | -2.1231 | 14.2996
QLD | QMGL | Mudgeeraba 33 | Energy Queensland | Shoulder | Coincident_unreconciled | 2023 | POE90 | Operational-demand | 0.25325 | NA
QLD | QMGL | Mudgeeraba 33 | Energy Queensland | Shoulder | Coincident_unreconciled | 2023 | POE50 | Operational-demand | 0.848 | NA
QLD | QMGL | Mudgeeraba 33 | Energy Queensland | Shoulder | Non-coincident | 2023 | POE90 | Operational-demand | -3.8002 | NA
QLD | QMGL | Mudgeeraba 33 | Energy Queensland | Shoulder | Non-coincident | 2023 | POE50 | Operational-demand | -2.2737 | 14.3978
QLD | QMGL | Mudgeeraba 33 | Energy Queensland | Shoulder | Coincident_unreconciled | 2024 | POE90 | Operational-demand | 0.23528 | NA
QLD | QMGL | Mudgeeraba 33 | Energy Queensland | Shoulder | Coincident_unreconciled | 2024 | POE50 | Operational-demand | 0.78783 | NA
QLD | QMGL | Mudgeeraba 33 | Energy Queensland | Shoulder | Non-coincident | 2024 | POE90 | Operational-demand | -4.0698 | NA
QLD | QMGL | Mudgeeraba 33 | Energy Queensland | Shoulder | Non-coincident | 2024 | POE50 | Operational-demand | -2.435 | 14.4959
QLD | QMGL | Mudgeeraba 33 | Energy Queensland | Shoulder | Coincident_unreconciled | 2025 | POE90 | Operational-demand | 0.21859 | NA
QLD | QMGL | Mudgeeraba 33 | Energy Queensland | Shoulder | Coincident_unreconciled | 2025 | POE50 | Operational-demand | 0.73194 | NA
QLD | QMGL | Mudgeeraba 33 | Energy Queensland | Shoulder | Non-coincident | 2025 | POE90 | Operational-demand | -4.3586 | NA
QLD | QMGL | Mudgeeraba 33 | Energy Queensland | Shoulder | Non-coincident | 2025 | POE50 | Operational-demand | -2.6078 | 14.594
QLD | QMGL | Mudgeeraba 33 | Energy Queensland | Shoulder | Coincident_unreconciled | 2026 | POE90 | Operational-demand | 0.20308 | NA
QLD | QMGL | Mudgeeraba 33 | Energy Queensland | Shoulder | Coincident_unreconciled | 2026 | POE50 | Operational-demand | 0.68001 | NA
QLD | QMGL | Mudgeeraba 33 | Energy Queensland | Shoulder | Non-coincident | 2026 | POE90 | Operational-demand | -4.6678 | NA
QLD | QMGL | Mudgeeraba 33 | Energy Queensland | Shoulder | Non-coincident | 2026 | POE50 | Operational-demand | -2.7928 | 14.6921
QLD | QMGL | Mudgeeraba 33 | Energy Queensland | Shoulder | Coincident_unreconciled | 2027 | POE90 | Operational-demand | 0.18867 | NA
QLD | QMGL | Mudgeeraba 33 | Energy Queensland | Shoulder | Coincident_unreconciled | 2027 | POE50 | Operational-demand | 0.63177 | NA
QLD | QMGL | Mudgeeraba 33 | Energy Queensland | Shoulder | Non-coincident | 2027 | POE90 | Operational-demand | -4.9989 | NA
QLD | QMGL | Mudgeeraba 33 | Energy Queensland | Shoulder | Non-coincident | 2027 | POE50 | Operational-demand | -2.9909 | 14.7908
QLD | QMGL | Mudgeeraba 33 | Energy Queensland | Shoulder | Coincident_unreconciled | 2028 | POE90 | Operational-demand | 0.17529 | NA
QLD | QMGL | Mudgeeraba 33 | Energy Queensland | Shoulder | Coincident_unreconciled | 2028 | POE50 | Operational-demand | 0.58695 | NA
QLD | QMGL | Mudgeeraba 33 | Energy Queensland | Shoulder | Non-coincident | 2028 | POE90 | Operational-demand | -5.3536 | NA
QLD | QMGL | Mudgeeraba 33 | Energy Queensland | Shoulder | Non-coincident | 2028 | POE50 | Operational-demand | -3.2031 | 14.8898
QLD | QMGL | Mudgeeraba 33 | Energy Queensland | Shoulder | Coincident_unreconciled | 2029 | POE90 | Operational-demand | 0.16285 | NA
QLD | QMGL | Mudgeeraba 33 | Energy Queensland | Shoulder | Coincident_unreconciled | 2029 | POE50 | Operational-demand | 0.54531 | NA
QLD | QMGL | Mudgeeraba 33 | Energy Queensland | Shoulder | Non-coincident | 2029 | POE90 | Operational-demand | -5.7334 | NA
QLD | QMGL | Mudgeeraba 33 | Energy Queensland | Shoulder | Non-coincident | 2029 | POE50 | Operational-demand | -3.4304 | 14.9888
QLD | QMGL | Mudgeeraba 33 | Energy Queensland | Shoulder | Coincident_unreconciled | 2030 | POE90 | Operational-demand | 0.1513 | NA
QLD | QMGL | Mudgeeraba 33 | Energy Queensland | Shoulder | Coincident_unreconciled | 2030 | POE50 | Operational-demand | 0.50662 | NA
QLD | QMGL | Mudgeeraba 33 | Energy Queensland | Shoulder | Non-coincident | 2030 | POE90 | Operational-demand | -6.1401 | NA
QLD | QMGL | Mudgeeraba 33 | Energy Queensland | Shoulder | Non-coincident | 2030 | POE50 | Operational-demand | -3.6737 | 15.0878
QLD | QMGL | Mudgeeraba 33 | Energy Queensland | Summer | Coincident | 2017 | ACTUAL_OPG | Operational-demand | 5.4018 | 22.6577
QLD | QMGL | Mudgeeraba 33 | Energy Queensland | Summer | Coincident | 2017 | ACTUAL_RAW | Operational-demand | 5.4018 | 22.6577
QLD | QMGL | Mudgeeraba 33 | Energy Queensland | Summer | Non-coincident | 2017 | ACTUAL_RAW | Operational-demand | 1.4762 | 24.7015
QLD | QMGL | Mudgeeraba 33 | Energy Queensland | Summer | Non-coincident | 2017 | ACTUAL_OPG | Operational-demand | 1.4762 | 24.7015
QLD | QMGL | Mudgeeraba 33 | Energy Queensland | Summer | Non-coincident | 2017 | ACTUAL_ADJUSTEDOPG | Operational-demand | 1.4762 | 24.7015
QLD | QMGL | Mudgeeraba 33 | Energy Queensland | Summer | Coincident | 2018 | ACTUAL_OPG | Operational-demand | 4.36 | 19.94
QLD | QMGL | Mudgeeraba 33 | Energy Queensland | Summer | Coincident | 2018 | ACTUAL_RAW | Operational-demand | 4.36 | 19.94
QLD | QMGL | Mudgeeraba 33 | Energy Queensland | Summer | Non-coincident | 2018 | ACTUAL_RAW | Operational-demand | 1.0798 | 21.7262
QLD | QMGL | Mudgeeraba 33 | Energy Queensland | Summer | Non-coincident | 2018 | ACTUAL_OPG | Operational-demand | 1.0798 | 21.7262
QLD | QMGL | Mudgeeraba 33 | Energy Queensland | Summer | Non-coincident | 2018 | ACTUAL_ADJUSTEDOPG | Operational-demand | 1.0798 | 21.7262
QLD | QMGL | Mudgeeraba 33 | Energy Queensland | Summer | Coincident | 2019 | ACTUAL_OPG | Operational-demand | 5.2143 | 22.6027
QLD | QMGL | Mudgeeraba 33 | Energy Queensland | Summer | Coincident | 2019 | ACTUAL_RAW | Operational-demand | 5.2143 | 22.6027
QLD | QMGL | Mudgeeraba 33 | Energy Queensland | Summer | Non-coincident | 2019 | ACTUAL_RAW | Operational-demand | -0.49964 | 23.6175
QLD | QMGL | Mudgeeraba 33 | Energy Queensland | Summer | Non-coincident | 2019 | ACTUAL_OPG | Operational-demand | -0.49964 | 23.6175
QLD | QMGL | Mudgeeraba 33 | Energy Queensland | Summer | Non-coincident | 2019 | ACTUAL_ADJUSTEDOPG | Operational-demand | -0.49964 | 23.6175
QLD | QMGL | Mudgeeraba 33 | Energy Queensland | Summer | Non-coincident | 2019 | BASEYEARPOE90 | Operational-demand | -0.85221 | NA
QLD | QMGL | Mudgeeraba 33 | Energy Queensland | Summer | Non-coincident | 2019 | BASEYEARPOE50 | Operational-demand | 0.26272 | 20.7048
QLD | QMGL | Mudgeeraba 33 | Energy Queensland | Summer | Coincident | 2020 | ACTUAL_OPG | Operational-demand | 0.59141 | 23.0584
QLD | QMGL | Mudgeeraba 33 | Energy Queensland | Summer | Coincident | 2020 | ACTUAL_RAW | Operational-demand | 0.59141 | 23.0584
QLD | QMGL | Mudgeeraba 33 | Energy Queensland | Summer | Non-coincident | 2020 | ACTUAL_RAW | Operational-demand | -1.9018 | 25.6335
QLD | QMGL | Mudgeeraba 33 | Energy Queensland | Summer | Non-coincident | 2020 | ACTUAL_OPG | Operational-demand | -1.9018 | 25.6335
QLD | QMGL | Mudgeeraba 33 | Energy Queensland | Summer | Non-coincident | 2020 | ACTUAL_ADJUSTEDOPG | Operational-demand | -1.9018 | 25.6335
QLD | QMGL | Mudgeeraba 33 | Energy Queensland | Summer | Coincident_unreconciled | 2021 | POE50 | Operational-demand | 0.62758 | NA
QLD | QMGL | Mudgeeraba 33 | Energy Queensland | Summer | Coincident_unreconciled | 2021 | POE90 | Operational-demand | 0.32332 | NA
QLD | QMGL | Mudgeeraba 33 | Energy Queensland | Summer | Non-coincident | 2021 | POE90 | Operational-demand | -3.3134 | NA
QLD | QMGL | Mudgeeraba 33 | Energy Queensland | Summer | Non-coincident | 2021 | POE50 | Operational-demand | -2.5825 | 24.1739
QLD | QMGL | Mudgeeraba 33 | Energy Queensland | Summer | Coincident_unreconciled | 2022 | POE50 | Operational-demand | 0.58305 | NA
QLD | QMGL | Mudgeeraba 33 | Energy Queensland | Summer | Coincident_unreconciled | 2022 | POE90 | Operational-demand | 0.30038 | NA
QLD | QMGL | Mudgeeraba 33 | Energy Queensland | Summer | Non-coincident | 2022 | POE90 | Operational-demand | -3.5485 | NA
QLD | QMGL | Mudgeeraba 33 | Energy Queensland | Summer | Non-coincident | 2022 | POE50 | Operational-demand | -2.7657 | 24.3184
QLD | QMGL | Mudgeeraba 33 | Energy Queensland | Summer | Coincident_unreconciled | 2023 | POE50 | Operational-demand | 0.54169 | NA
QLD | QMGL | Mudgeeraba 33 | Energy Queensland | Summer | Coincident_unreconciled | 2023 | POE90 | Operational-demand | 0.27907 | NA
QLD | QMGL | Mudgeeraba 33 | Energy Queensland | Summer | Non-coincident | 2023 | POE90 | Operational-demand | -3.8002 | NA
QLD | QMGL | Mudgeeraba 33 | Energy Queensland | Summer | Non-coincident | 2023 | POE50 | Operational-demand | -2.9619 | 24.4625
QLD | QMGL | Mudgeeraba 33 | Energy Queensland | Summer | Coincident_unreconciled | 2024 | POE50 | Operational-demand | 0.50326 | NA
QLD | QMGL | Mudgeeraba 33 | Energy Queensland | Summer | Coincident_unreconciled | 2024 | POE90 | Operational-demand | 0.25927 | NA
QLD | QMGL | Mudgeeraba 33 | Energy Queensland | Summer | Non-coincident | 2024 | POE90 | Operational-demand | -4.0698 | NA
QLD | QMGL | Mudgeeraba 33 | Energy Queensland | Summer | Non-coincident | 2024 | POE50 | Operational-demand | -3.172 | 24.6065
QLD | QMGL | Mudgeeraba 33 | Energy Queensland | Summer | Coincident_unreconciled | 2025 | POE50 | Operational-demand | 0.46755 | NA
QLD | QMGL | Mudgeeraba 33 | Energy Queensland | Summer | Coincident_unreconciled | 2025 | POE90 | Operational-demand | 0.24088 | NA
QLD | QMGL | Mudgeeraba 33 | Energy Queensland | Summer | Non-coincident | 2025 | POE90 | Operational-demand | -4.3586 | NA
QLD | QMGL | Mudgeeraba 33 | Energy Queensland | Summer | Non-coincident | 2025 | POE50 | Operational-demand | -3.397 | 24.7506
QLD | QMGL | Mudgeeraba 33 | Energy Queensland | Summer | Coincident_unreconciled | 2026 | POE50 | Operational-demand | 0.43438 | NA
QLD | QMGL | Mudgeeraba 33 | Energy Queensland | Summer | Coincident_unreconciled | 2026 | POE90 | Operational-demand | 0.22379 | NA
QLD | QMGL | Mudgeeraba 33 | Energy Queensland | Summer | Non-coincident | 2026 | POE90 | Operational-demand | -4.6678 | NA
QLD | QMGL | Mudgeeraba 33 | Energy Queensland | Summer | Non-coincident | 2026 | POE50 | Operational-demand | -3.638 | 24.8947
QLD | QMGL | Mudgeeraba 33 | Energy Queensland | Summer | Coincident_unreconciled | 2027 | POE50 | Operational-demand | 0.40357 | NA
QLD | QMGL | Mudgeeraba 33 | Energy Queensland | Summer | Coincident_unreconciled | 2027 | POE90 | Operational-demand | 0.20791 | NA
QLD | QMGL | Mudgeeraba 33 | Energy Queensland | Summer | Non-coincident | 2027 | POE90 | Operational-demand | -4.9989 | NA
QLD | QMGL | Mudgeeraba 33 | Energy Queensland | Summer | Non-coincident | 2027 | POE50 | Operational-demand | -3.8961 | 25.0395
QLD | QMGL | Mudgeeraba 33 | Energy Queensland | Summer | Coincident_unreconciled | 2028 | POE50 | Operational-demand | 0.37493 | NA
QLD | QMGL | Mudgeeraba 33 | Energy Queensland | Summer | Coincident_unreconciled | 2028 | POE90 | Operational-demand | 0.19316 | NA
QLD | QMGL | Mudgeeraba 33 | Energy Queensland | Summer | Non-coincident | 2028 | POE90 | Operational-demand | -5.3536 | NA
QLD | QMGL | Mudgeeraba 33 | Energy Queensland | Summer | Non-coincident | 2028 | POE50 | Operational-demand | -4.1726 | 25.1849
QLD | QMGL | Mudgeeraba 33 | Energy Queensland | Summer | Coincident_unreconciled | 2029 | POE50 | Operational-demand | 0.34833 | NA
QLD | QMGL | Mudgeeraba 33 | Energy Queensland | Summer | Coincident_unreconciled | 2029 | POE90 | Operational-demand | 0.17946 | NA
QLD | QMGL | Mudgeeraba 33 | Energy Queensland | Summer | Non-coincident | 2029 | POE90 | Operational-demand | -5.7334 | NA
QLD | QMGL | Mudgeeraba 33 | Energy Queensland | Summer | Non-coincident | 2029 | POE50 | Operational-demand | -4.4686 | 25.3303
QLD | QMGL | Mudgeeraba 33 | Energy Queensland | Summer | Coincident_unreconciled | 2030 | POE50 | Operational-demand | 0.32362 | NA
QLD | QMGL | Mudgeeraba 33 | Energy Queensland | Summer | Coincident_unreconciled | 2030 | POE90 | Operational-demand | 0.16673 | NA
QLD | QMGL | Mudgeeraba 33 | Energy Queensland | Summer | Non-coincident | 2030 | POE90 | Operational-demand | -6.1401 | NA
QLD | QMGL | Mudgeeraba 33 | Energy Queensland | Summer | Non-coincident | 2030 | POE50 | Operational-demand | -4.7856 | 25.4757
QLD | QMGL | Mudgeeraba 33 | Energy Queensland | Winter | Coincident | 2016 | ACTUAL_OPG | Operational-demand | 5.6238 | 16.3796
QLD | QMGL | Mudgeeraba 33 | Energy Queensland | Winter | Coincident | 2016 | ACTUAL_RAW | Operational-demand | 5.6238 | 16.3796
QLD | QMGL | Mudgeeraba 33 | Energy Queensland | Winter | Non-coincident | 2016 | ACTUAL_RAW | Operational-demand | 1.4097 | 17.4257
QLD | QMGL | Mudgeeraba 33 | Energy Queensland | Winter | Non-coincident | 2016 | ACTUAL_OPG | Operational-demand | 1.4097 | 17.4257
QLD | QMGL | Mudgeeraba 33 | Energy Queensland | Winter | Non-coincident | 2016 | ACTUAL_ADJUSTEDOPG | Operational-demand | 1.4097 | 17.4257
QLD | QMGL | Mudgeeraba 33 | Energy Queensland | Winter | Coincident | 2017 | ACTUAL_OPG | Operational-demand | 2.2787 | 15.2803
QLD | QMGL | Mudgeeraba 33 | Energy Queensland | Winter | Coincident | 2017 | ACTUAL_RAW | Operational-demand | 2.2787 | 15.2803
QLD | QMGL | Mudgeeraba 33 | Energy Queensland | Winter | Non-coincident | 2017 | ACTUAL_RAW | Operational-demand | 0.63189 | 16.4546
QLD | QMGL | Mudgeeraba 33 | Energy Queensland | Winter | Non-coincident | 2017 | ACTUAL_OPG | Operational-demand | 0.63189 | 16.4546
QLD | QMGL | Mudgeeraba 33 | Energy Queensland | Winter | Non-coincident | 2017 | ACTUAL_ADJUSTEDOPG | Operational-demand | 0.63189 | 16.4546
QLD | QMGL | Mudgeeraba 33 | Energy Queensland | Winter | Coincident | 2018 | ACTUAL_OPG | Operational-demand | 2.1332 | 17.948
QLD | QMGL | Mudgeeraba 33 | Energy Queensland | Winter | Coincident | 2018 | ACTUAL_RAW | Operational-demand | 2.1332 | 17.948
QLD | QMGL | Mudgeeraba 33 | Energy Queensland | Winter | Non-coincident | 2018 | ACTUAL_RAW | Operational-demand | 0.075318 | 18.1724
QLD | QMGL | Mudgeeraba 33 | Energy Queensland | Winter | Non-coincident | 2018 | ACTUAL_OPG | Operational-demand | 0.075318 | 18.1724
QLD | QMGL | Mudgeeraba 33 | Energy Queensland | Winter | Non-coincident | 2018 | ACTUAL_ADJUSTEDOPG | Operational-demand | 0.075318 | 18.1724
QLD | QMGL | Mudgeeraba 33 | Energy Queensland | Winter | Coincident | 2019 | ACTUAL_OPG | Operational-demand | 0.85688 | 16.9441
QLD | QMGL | Mudgeeraba 33 | Energy Queensland | Winter | Coincident | 2019 | ACTUAL_RAW | Operational-demand | 0.85688 | 16.9441
QLD | QMGL | Mudgeeraba 33 | Energy Queensland | Winter | Non-coincident | 2019 | ACTUAL_RAW | Operational-demand | -0.82656 | 18.128
QLD | QMGL | Mudgeeraba 33 | Energy Queensland | Winter | Non-coincident | 2019 | ACTUAL_OPG | Operational-demand | -0.82656 | 18.128
QLD | QMGL | Mudgeeraba 33 | Energy Queensland | Winter | Non-coincident | 2019 | ACTUAL_ADJUSTEDOPG | Operational-demand | -0.82656 | 18.128
QLD | QMGL | Mudgeeraba 33 | Energy Queensland | Winter | Non-coincident | 2019 | BASEYEARPOE90 | Operational-demand | -0.46276 | NA
QLD | QMGL | Mudgeeraba 33 | Energy Queensland | Winter | Non-coincident | 2019 | BASEYEARPOE50 | Operational-demand | 0.22669 | 17.4638
QLD | QMGL | Mudgeeraba 33 | Energy Queensland | Winter | Coincident_unreconciled | 2020 | POE50 | Operational-demand | 0.71519 | NA
QLD | QMGL | Mudgeeraba 33 | Energy Queensland | Winter | Coincident_unreconciled | 2020 | POE90 | Operational-demand | 0.53122 | NA
QLD | QMGL | Mudgeeraba 33 | Energy Queensland | Winter | Non-coincident | 2020 | POE90 | Operational-demand | -1.8945 | NA
QLD | QMGL | Mudgeeraba 33 | Energy Queensland | Winter | Non-coincident | 2020 | POE50 | Operational-demand | -1.0943 | 17.5911
QLD | QMGL | Mudgeeraba 33 | Energy Queensland | Winter | Coincident_unreconciled | 2021 | POE50 | Operational-demand | 0.66445 | NA
QLD | QMGL | Mudgeeraba 33 | Energy Queensland | Winter | Coincident_unreconciled | 2021 | POE90 | Operational-demand | 0.49354 | NA
QLD | QMGL | Mudgeeraba 33 | Energy Queensland | Winter | Non-coincident | 2021 | POE90 | Operational-demand | -2.0289 | NA
QLD | QMGL | Mudgeeraba 33 | Energy Queensland | Winter | Non-coincident | 2021 | POE50 | Operational-demand | -1.172 | 17.7148
QLD | QMGL | Mudgeeraba 33 | Energy Queensland | Winter | Coincident_unreconciled | 2022 | POE50 | Operational-demand | 0.61731 | NA
QLD | QMGL | Mudgeeraba 33 | Energy Queensland | Winter | Coincident_unreconciled | 2022 | POE90 | Operational-demand | 0.45852 | NA
QLD | QMGL | Mudgeeraba 33 | Energy Queensland | Winter | Non-coincident | 2022 | POE90 | Operational-demand | -2.1728 | NA
QLD | QMGL | Mudgeeraba 33 | Energy Queensland | Winter | Non-coincident | 2022 | POE50 | Operational-demand | -1.2551 | 17.8378
QLD | QMGL | Mudgeeraba 33 | Energy Queensland | Winter | Coincident_unreconciled | 2023 | POE50 | Operational-demand | 0.57352 | NA
QLD | QMGL | Mudgeeraba 33 | Energy Queensland | Winter | Coincident_unreconciled | 2023 | POE90 | Operational-demand | 0.42599 | NA
QLD | QMGL | Mudgeeraba 33 | Energy Queensland | Winter | Non-coincident | 2023 | POE90 | Operational-demand | -2.327 | NA
QLD | QMGL | Mudgeeraba 33 | Energy Queensland | Winter | Non-coincident | 2023 | POE50 | Operational-demand | -1.3442 | 17.9609
QLD | QMGL | Mudgeeraba 33 | Energy Queensland | Winter | Coincident_unreconciled | 2024 | POE50 | Operational-demand | 0.53283 | NA
QLD | QMGL | Mudgeeraba 33 | Energy Queensland | Winter | Coincident_unreconciled | 2024 | POE90 | Operational-demand | 0.39577 | NA
QLD | QMGL | Mudgeeraba 33 | Energy Queensland | Winter | Non-coincident | 2024 | POE90 | Operational-demand | -2.4921 | NA
QLD | QMGL | Mudgeeraba 33 | Energy Queensland | Winter | Non-coincident | 2024 | POE50 | Operational-demand | -1.4395 | 18.0839
QLD | QMGL | Mudgeeraba 33 | Energy Queensland | Winter | Coincident_unreconciled | 2025 | POE50 | Operational-demand | 0.49503 | NA
QLD | QMGL | Mudgeeraba 33 | Energy Queensland | Winter | Coincident_unreconciled | 2025 | POE90 | Operational-demand | 0.36769 | NA
QLD | QMGL | Mudgeeraba 33 | Energy Queensland | Winter | Non-coincident | 2025 | POE90 | Operational-demand | -2.6689 | NA
QLD | QMGL | Mudgeeraba 33 | Energy Queensland | Winter | Non-coincident | 2025 | POE50 | Operational-demand | -1.5417 | 18.2069
QLD | QMGL | Mudgeeraba 33 | Energy Queensland | Winter | Coincident_unreconciled | 2026 | POE50 | Operational-demand | 0.45991 | NA
QLD | QMGL | Mudgeeraba 33 | Energy Queensland | Winter | Coincident_unreconciled | 2026 | POE90 | Operational-demand | 0.34161 | NA
QLD | QMGL | Mudgeeraba 33 | Energy Queensland | Winter | Non-coincident | 2026 | POE90 | Operational-demand | -2.8582 | NA
QLD | QMGL | Mudgeeraba 33 | Energy Queensland | Winter | Non-coincident | 2026 | POE50 | Operational-demand | -1.651 | 18.33
QLD | QMGL | Mudgeeraba 33 | Energy Queensland | Winter | Coincident_unreconciled | 2027 | POE50 | Operational-demand | 0.42728 | NA
QLD | QMGL | Mudgeeraba 33 | Energy Queensland | Winter | Coincident_unreconciled | 2027 | POE90 | Operational-demand | 0.31737 | NA
QLD | QMGL | Mudgeeraba 33 | Energy Queensland | Winter | Non-coincident | 2027 | POE90 | Operational-demand | -3.061 | NA
QLD | QMGL | Mudgeeraba 33 | Energy Queensland | Winter | Non-coincident | 2027 | POE50 | Operational-demand | -1.7682 | 18.4541
QLD | QMGL | Mudgeeraba 33 | Energy Queensland | Winter | Coincident_unreconciled | 2028 | POE50 | Operational-demand | 0.39697 | NA
QLD | QMGL | Mudgeeraba 33 | Energy Queensland | Winter | Coincident_unreconciled | 2028 | POE90 | Operational-demand | 0.29486 | NA
QLD | QMGL | Mudgeeraba 33 | Energy Queensland | Winter | Non-coincident | 2028 | POE90 | Operational-demand | -3.2782 | NA
QLD | QMGL | Mudgeeraba 33 | Energy Queensland | Winter | Non-coincident | 2028 | POE50 | Operational-demand | -1.8936 | 18.5782
QLD | QMGL | Mudgeeraba 33 | Energy Queensland | Winter | Coincident_unreconciled | 2029 | POE50 | Operational-demand | 0.3688 | NA
QLD | QMGL | Mudgeeraba 33 | Energy Queensland | Winter | Coincident_unreconciled | 2029 | POE90 | Operational-demand | 0.27394 | NA
QLD | QMGL | Mudgeeraba 33 | Energy Queensland | Winter | Non-coincident | 2029 | POE90 | Operational-demand | -3.5107 | NA
QLD | QMGL | Mudgeeraba 33 | Energy Queensland | Winter | Non-coincident | 2029 | POE50 | Operational-demand | -2.028 | 18.7023
QLD | QMGL | Mudgeeraba 33 | Energy Queensland | Shoulder | Non-coincident | 2019 | BASEYEARPOE10 | Operational-demand | NA | 14.5483
QLD | QMGL | Mudgeeraba 33 | Energy Queensland | Shoulder | Coincident | 2021 | POE10 | Operational-demand | NA | 12.0319
QLD | QMGL | Mudgeeraba 33 | Energy Queensland | Shoulder | Coincident | 2021 | POE50 | Operational-demand | NA | 12.0475
QLD | QMGL | Mudgeeraba 33 | Energy Queensland | Shoulder | Non-coincident | 2021 | POE10 | Operational-demand | NA | 14.6515
QLD | QMGL | Mudgeeraba 33 | Energy Queensland | Shoulder | Coincident | 2022 | POE10 | Operational-demand | NA | 12.4494
QLD | QMGL | Mudgeeraba 33 | Energy Queensland | Shoulder | Coincident | 2022 | POE50 | Operational-demand | NA | 12.2577
QLD | QMGL | Mudgeeraba 33 | Energy Queensland | Shoulder | Non-coincident | 2022 | POE10 | Operational-demand | NA | 14.753
QLD | QMGL | Mudgeeraba 33 | Energy Queensland | Shoulder | Coincident | 2023 | POE10 | Operational-demand | NA | 12.5587
QLD | QMGL | Mudgeeraba 33 | Energy Queensland | Shoulder | Coincident | 2023 | POE50 | Operational-demand | NA | 12.4251
QLD | QMGL | Mudgeeraba 33 | Energy Queensland | Shoulder | Non-coincident | 2023 | POE10 | Operational-demand | NA | 14.8542
QLD | QMGL | Mudgeeraba 33 | Energy Queensland | Shoulder | Coincident | 2024 | POE10 | Operational-demand | NA | 12.7051
QLD | QMGL | Mudgeeraba 33 | Energy Queensland | Shoulder | Coincident | 2024 | POE50 | Operational-demand | NA | 12.7354
QLD | QMGL | Mudgeeraba 33 | Energy Queensland | Shoulder | Non-coincident | 2024 | POE10 | Operational-demand | NA | 14.9554
QLD | QMGL | Mudgeeraba 33 | Energy Queensland | Shoulder | Coincident | 2025 | POE10 | Operational-demand | NA | 12.831
QLD | QMGL | Mudgeeraba 33 | Energy Queensland | Shoulder | Coincident | 2025 | POE50 | Operational-demand | NA | 12.7683
QLD | QMGL | Mudgeeraba 33 | Energy Queensland | Shoulder | Non-coincident | 2025 | POE10 | Operational-demand | NA | 15.0567
QLD | QMGL | Mudgeeraba 33 | Energy Queensland | Shoulder | Coincident | 2026 | POE10 | Operational-demand | NA | 12.8506
QLD | QMGL | Mudgeeraba 33 | Energy Queensland | Shoulder | Coincident | 2026 | POE50 | Operational-demand | NA | 12.8583
QLD | QMGL | Mudgeeraba 33 | Energy Queensland | Shoulder | Non-coincident | 2026 | POE10 | Operational-demand | NA | 15.1579
QLD | QMGL | Mudgeeraba 33 | Energy Queensland | Shoulder | Coincident | 2027 | POE10 | Operational-demand | NA | 12.8831
QLD | QMGL | Mudgeeraba 33 | Energy Queensland | Shoulder | Coincident | 2027 | POE50 | Operational-demand | NA | 12.8782
QLD | QMGL | Mudgeeraba 33 | Energy Queensland | Shoulder | Non-coincident | 2027 | POE10 | Operational-demand | NA | 15.2597
QLD | QMGL | Mudgeeraba 33 | Energy Queensland | Shoulder | Coincident | 2028 | POE10 | Operational-demand | NA | 12.9201
QLD | QMGL | Mudgeeraba 33 | Energy Queensland | Shoulder | Coincident | 2028 | POE50 | Operational-demand | NA | 12.9465
QLD | QMGL | Mudgeeraba 33 | Energy Queensland | Shoulder | Non-coincident | 2028 | POE10 | Operational-demand | NA | 15.3618
QLD | QMGL | Mudgeeraba 33 | Energy Queensland | Shoulder | Coincident | 2029 | POE10 | Operational-demand | NA | 13.1272
QLD | QMGL | Mudgeeraba 33 | Energy Queensland | Shoulder | Coincident | 2029 | POE50 | Operational-demand | NA | 13.0764
QLD | QMGL | Mudgeeraba 33 | Energy Queensland | Shoulder | Non-coincident | 2029 | POE10 | Operational-demand | NA | 15.464
QLD | QMGL | Mudgeeraba 33 | Energy Queensland | Shoulder | Coincident | 2030 | POE10 | Operational-demand | NA | 13.2131
QLD | QMGL | Mudgeeraba 33 | Energy Queensland | Shoulder | Coincident | 2030 | POE50 | Operational-demand | NA | 13.1754
QLD | QMGL | Mudgeeraba 33 | Energy Queensland | Shoulder | Non-coincident | 2030 | POE10 | Operational-demand | NA | 15.5661
QLD | QMGL | Mudgeeraba 33 | Energy Queensland | Summer | Non-coincident | 2019 | BASEYEARPOE10 | Operational-demand | NA | 22.1396
QLD | QMGL | Mudgeeraba 33 | Energy Queensland | Summer | Coincident | 2021 | POE10 | Operational-demand | NA | 19.7579
QLD | QMGL | Mudgeeraba 33 | Energy Queensland | Summer | Coincident | 2021 | POE50 | Operational-demand | NA | 19.3119
QLD | QMGL | Mudgeeraba 33 | Energy Queensland | Summer | Non-coincident | 2021 | POE10 | Operational-demand | NA | 25.6189
QLD | QMGL | Mudgeeraba 33 | Energy Queensland | Summer | Coincident | 2022 | POE10 | Operational-demand | NA | 20.2561
QLD | QMGL | Mudgeeraba 33 | Energy Queensland | Summer | Coincident | 2022 | POE50 | Operational-demand | NA | 19.7688
QLD | QMGL | Mudgeeraba 33 | Energy Queensland | Summer | Non-coincident | 2022 | POE10 | Operational-demand | NA | 25.7734
QLD | QMGL | Mudgeeraba 33 | Energy Queensland | Summer | Coincident | 2023 | POE10 | Operational-demand | NA | 20.5074
QLD | QMGL | Mudgeeraba 33 | Energy Queensland | Summer | Coincident | 2023 | POE50 | Operational-demand | NA | 19.9702
QLD | QMGL | Mudgeeraba 33 | Energy Queensland | Summer | Non-coincident | 2023 | POE10 | Operational-demand | NA | 25.9274
QLD | QMGL | Mudgeeraba 33 | Energy Queensland | Summer | Coincident | 2024 | POE10 | Operational-demand | NA | 20.8847
QLD | QMGL | Mudgeeraba 33 | Energy Queensland | Summer | Coincident | 2024 | POE50 | Operational-demand | NA | 20.3576
QLD | QMGL | Mudgeeraba 33 | Energy Queensland | Summer | Non-coincident | 2024 | POE10 | Operational-demand | NA | 26.0815
QLD | QMGL | Mudgeeraba 33 | Energy Queensland | Summer | Coincident | 2025 | POE10 | Operational-demand | NA | 20.9277
QLD | QMGL | Mudgeeraba 33 | Energy Queensland | Summer | Coincident | 2025 | POE50 | Operational-demand | NA | 20.5051
QLD | QMGL | Mudgeeraba 33 | Energy Queensland | Summer | Non-coincident | 2025 | POE10 | Operational-demand | NA | 26.2356
QLD | QMGL | Mudgeeraba 33 | Energy Queensland | Summer | Coincident | 2026 | POE10 | Operational-demand | NA | 21.1566
QLD | QMGL | Mudgeeraba 33 | Energy Queensland | Summer | Coincident | 2026 | POE50 | Operational-demand | NA | 20.661
QLD | QMGL | Mudgeeraba 33 | Energy Queensland | Summer | Non-coincident | 2026 | POE10 | Operational-demand | NA | 26.3896
QLD | QMGL | Mudgeeraba 33 | Energy Queensland | Summer | Coincident | 2027 | POE10 | Operational-demand | NA | 21.1301
QLD | QMGL | Mudgeeraba 33 | Energy Queensland | Summer | Coincident | 2027 | POE50 | Operational-demand | NA | 20.7065
QLD | QMGL | Mudgeeraba 33 | Energy Queensland | Summer | Non-coincident | 2027 | POE10 | Operational-demand | NA | 26.5445
QLD | QMGL | Mudgeeraba 33 | Energy Queensland | Summer | Coincident | 2028 | POE10 | Operational-demand | NA | 21.2772
QLD | QMGL | Mudgeeraba 33 | Energy Queensland | Summer | Coincident | 2028 | POE50 | Operational-demand | NA | 20.84
QLD | QMGL | Mudgeeraba 33 | Energy Queensland | Summer | Non-coincident | 2028 | POE10 | Operational-demand | NA | 26.6999
QLD | QMGL | Mudgeeraba 33 | Energy Queensland | Summer | Coincident | 2029 | POE10 | Operational-demand | NA | 21.3525
QLD | QMGL | Mudgeeraba 33 | Energy Queensland | Summer | Coincident | 2029 | POE50 | Operational-demand | NA | 21.0034
QLD | QMGL | Mudgeeraba 33 | Energy Queensland | Summer | Non-coincident | 2029 | POE10 | Operational-demand | NA | 26.8554
QLD | QMGL | Mudgeeraba 33 | Energy Queensland | Summer | Coincident | 2030 | POE10 | Operational-demand | NA | 21.5073
QLD | QMGL | Mudgeeraba 33 | Energy Queensland | Summer | Coincident | 2030 | POE50 | Operational-demand | NA | 21.0438
QLD | QMGL | Mudgeeraba 33 | Energy Queensland | Summer | Non-coincident | 2030 | POE10 | Operational-demand | NA | 27.0108
QLD | QMGL | Mudgeeraba 33 | Energy Queensland | Winter | Non-coincident | 2019 | BASEYEARPOE10 | Operational-demand | NA | 18.0597
QLD | QMGL | Mudgeeraba 33 | Energy Queensland | Winter | Coincident | 2020 | POE10 | Operational-demand | NA | 17.4175
QLD | QMGL | Mudgeeraba 33 | Energy Queensland | Winter | Coincident | 2020 | POE50 | Operational-demand | NA | 16.6613
QLD | QMGL | Mudgeeraba 33 | Energy Queensland | Winter | Non-coincident | 2020 | POE10 | Operational-demand | NA | 18.1913
QLD | QMGL | Mudgeeraba 33 | Energy Queensland | Winter | Coincident | 2021 | POE10 | Operational-demand | NA | 17.3926
QLD | QMGL | Mudgeeraba 33 | Energy Queensland | Winter | Coincident | 2021 | POE50 | Operational-demand | NA | 16.633
QLD | QMGL | Mudgeeraba 33 | Energy Queensland | Winter | Non-coincident | 2021 | POE10 | Operational-demand | NA | 18.3193
QLD | QMGL | Mudgeeraba 33 | Energy Queensland | Winter | Coincident | 2022 | POE10 | Operational-demand | NA | 17.9009
QLD | QMGL | Mudgeeraba 33 | Energy Queensland | Winter | Coincident | 2022 | POE50 | Operational-demand | NA | 17.1221
QLD | QMGL | Mudgeeraba 33 | Energy Queensland | Winter | Non-coincident | 2022 | POE10 | Operational-demand | NA | 18.4465
QLD | QMGL | Mudgeeraba 33 | Energy Queensland | Winter | Coincident | 2023 | POE10 | Operational-demand | NA | 18.1909
QLD | QMGL | Mudgeeraba 33 | Energy Queensland | Winter | Coincident | 2023 | POE50 | Operational-demand | NA | 17.383
QLD | QMGL | Mudgeeraba 33 | Energy Queensland | Winter | Non-coincident | 2023 | POE10 | Operational-demand | NA | 18.5737
QLD | QMGL | Mudgeeraba 33 | Energy Queensland | Winter | Coincident | 2024 | POE10 | Operational-demand | NA | 18.5888
QLD | QMGL | Mudgeeraba 33 | Energy Queensland | Winter | Coincident | 2024 | POE50 | Operational-demand | NA | 17.695
QLD | QMGL | Mudgeeraba 33 | Energy Queensland | Winter | Non-coincident | 2024 | POE10 | Operational-demand | NA | 18.7009
QLD | QMGL | Mudgeeraba 33 | Energy Queensland | Winter | Coincident | 2025 | POE10 | Operational-demand | NA | 18.6576
QLD | QMGL | Mudgeeraba 33 | Energy Queensland | Winter | Coincident | 2025 | POE50 | Operational-demand | NA | 17.7987
QLD | QMGL | Mudgeeraba 33 | Energy Queensland | Winter | Non-coincident | 2025 | POE10 | Operational-demand | NA | 18.8281
QLD | QMGL | Mudgeeraba 33 | Energy Queensland | Winter | Coincident | 2026 | POE10 | Operational-demand | NA | 18.7711
QLD | QMGL | Mudgeeraba 33 | Energy Queensland | Winter | Coincident | 2026 | POE50 | Operational-demand | NA | 17.9409
QLD | QMGL | Mudgeeraba 33 | Energy Queensland | Winter | Non-coincident | 2026 | POE10 | Operational-demand | NA | 18.9554
QLD | QMGL | Mudgeeraba 33 | Energy Queensland | Winter | Coincident | 2027 | POE10 | Operational-demand | NA | 18.8798
QLD | QMGL | Mudgeeraba 33 | Energy Queensland | Winter | Coincident | 2027 | POE50 | Operational-demand | NA | 18.0467
QLD | QMGL | Mudgeeraba 33 | Energy Queensland | Winter | Non-coincident | 2027 | POE10 | Operational-demand | NA | 19.0837
QLD | QMGL | Mudgeeraba 33 | Energy Queensland | Winter | Coincident | 2028 | POE10 | Operational-demand | NA | 19.1978
QLD | QMGL | Mudgeeraba 33 | Energy Queensland | Winter | Coincident | 2028 | POE50 | Operational-demand | NA | 18.2085
QLD | QMGL | Mudgeeraba 33 | Energy Queensland | Winter | Non-coincident | 2028 | POE10 | Operational-demand | NA | 19.2121
QLD | QMGL | Mudgeeraba 33 | Energy Queensland | Winter | Coincident | 2029 | POE10 | Operational-demand | NA | 19.222
QLD | QMGL | Mudgeeraba 33 | Energy Queensland | Winter | Coincident | 2029 | POE50 | Operational-demand | NA | 18.3266
QLD | QMGL | Mudgeeraba 33 | Energy Queensland | Winter | Non-coincident | 2029 | POE10 | Operational-demand | NA | 19.3404
QLD | QMKA | Mackay | Energy Queensland | Shoulder | Coincident | 2017 | ACTUAL_OPG | Operational-demand | 29.2257 | 55.4292
QLD | QMKA | Mackay | Energy Queensland | Shoulder | Coincident | 2017 | ACTUAL_RAW | Operational-demand | 29.2257 | 55.4292
QLD | QMKA | Mackay | Energy Queensland | Shoulder | Non-coincident | 2017 | ACTUAL_RAW | Operational-demand | 13.0331 | 66.0244
QLD | QMKA | Mackay | Energy Queensland | Shoulder | Non-coincident | 2017 | ACTUAL_OPG | Operational-demand | 25.4394 | 66.0244
QLD | QMKA | Mackay | Energy Queensland | Shoulder | Non-coincident | 2017 | ACTUAL_ADJUSTEDOPG | Operational-demand | 25.4394 | 66.0244
QLD | QMKA | Mackay | Energy Queensland | Shoulder | Coincident | 2018 | ACTUAL_OPG | Operational-demand | 29.6612 | 65.8389
QLD | QMKA | Mackay | Energy Queensland | Shoulder | Coincident | 2018 | ACTUAL_RAW | Operational-demand | 29.6612 | 65.8389
QLD | QMKA | Mackay | Energy Queensland | Shoulder | Non-coincident | 2018 | ACTUAL_RAW | Operational-demand | 12.2706 | 75.599
QLD | QMKA | Mackay | Energy Queensland | Shoulder | Non-coincident | 2018 | ACTUAL_OPG | Operational-demand | 12.2701 | 75.599
QLD | QMKA | Mackay | Energy Queensland | Shoulder | Non-coincident | 2018 | ACTUAL_ADJUSTEDOPG | Operational-demand | 26.288 | 75.599
QLD | QMKA | Mackay | Energy Queensland | Shoulder | Coincident | 2019 | ACTUAL_OPG | Operational-demand | 31.7767 | 58.3536
QLD | QMKA | Mackay | Energy Queensland | Shoulder | Coincident | 2019 | ACTUAL_RAW | Operational-demand | 31.7767 | 58.3536
QLD | QMKA | Mackay | Energy Queensland | Shoulder | Non-coincident | 2019 | ACTUAL_RAW | Operational-demand | 16.0176 | 68.5129
QLD | QMKA | Mackay | Energy Queensland | Shoulder | Non-coincident | 2019 | ACTUAL_OPG | Operational-demand | 24.9884 | 68.5129
QLD | QMKA | Mackay | Energy Queensland | Shoulder | Non-coincident | 2019 | ACTUAL_ADJUSTEDOPG | Operational-demand | 24.9884 | 68.5129
QLD | QMKA | Mackay | Energy Queensland | Shoulder | Non-coincident | 2019 | BASEYEARPOE90 | Operational-demand | 13.3035 | NA
QLD | QMKA | Mackay | Energy Queensland | Shoulder | Non-coincident | 2019 | BASEYEARPOE50 | Operational-demand | 18.0164 | 72.7229
QLD | QMKA | Mackay | Energy Queensland | Shoulder | Coincident | 2020 | ACTUAL_OPG | Operational-demand | 25.895 | 58.4076
QLD | QMKA | Mackay | Energy Queensland | Shoulder | Coincident | 2020 | ACTUAL_RAW | Operational-demand | 25.895 | 58.4076
QLD | QMKA | Mackay | Energy Queensland | Shoulder | Non-coincident | 2020 | ACTUAL_RAW | Operational-demand | 22.3747 | 60.726
QLD | QMKA | Mackay | Energy Queensland | Shoulder | Non-coincident | 2020 | ACTUAL_OPG | Operational-demand | 24.2516 | 60.726
QLD | QMKA | Mackay | Energy Queensland | Shoulder | Non-coincident | 2020 | ACTUAL_ADJUSTEDOPG | Operational-demand | 24.2516 | 60.726
QLD | QMKA | Mackay | Energy Queensland | Shoulder | Coincident_unreconciled | 2021 | POE50 | Operational-demand | 20 | NA
QLD | QMKA | Mackay | Energy Queensland | Shoulder | Coincident_unreconciled | 2021 | POE90 | Operational-demand | 9.6719 | NA
QLD | QMKA | Mackay | Energy Queensland | Shoulder | Non-coincident | 2021 | POE50 | Operational-demand | 11.1578 | 72.1895
QLD | QMKA | Mackay | Energy Queensland | Shoulder | Non-coincident | 2021 | POE90 | Operational-demand | 2.829 | NA
QLD | QMKA | Mackay | Energy Queensland | Shoulder | Coincident_unreconciled | 2022 | POE50 | Operational-demand | 16.422 | NA
QLD | QMKA | Mackay | Energy Queensland | Shoulder | Coincident_unreconciled | 2022 | POE90 | Operational-demand | 6.0781 | NA
QLD | QMKA | Mackay | Energy Queensland | Shoulder | Non-coincident | 2022 | POE50 | Operational-demand | 8.2724 | 71.9482
QLD | QMKA | Mackay | Energy Queensland | Shoulder | Non-coincident | 2022 | POE90 | Operational-demand | -0.11293 | NA
QLD | QMKA | Mackay | Energy Queensland | Shoulder | Coincident_unreconciled | 2023 | POE50 | Operational-demand | 13.493 | NA
QLD | QMKA | Mackay | Energy Queensland | Shoulder | Coincident_unreconciled | 2023 | POE90 | Operational-demand | 4.2367 | NA
QLD | QMKA | Mackay | Energy Queensland | Shoulder | Non-coincident | 2023 | POE50 | Operational-demand | 5.9104 | 71.8765
QLD | QMKA | Mackay | Energy Queensland | Shoulder | Non-coincident | 2023 | POE90 | Operational-demand | -2.5359 | NA
QLD | QMKA | Mackay | Energy Queensland | Shoulder | Coincident_unreconciled | 2024 | POE50 | Operational-demand | 10.9645 | NA
QLD | QMKA | Mackay | Energy Queensland | Shoulder | Coincident_unreconciled | 2024 | POE90 | Operational-demand | 2.6409 | NA
QLD | QMKA | Mackay | Energy Queensland | Shoulder | Non-coincident | 2024 | POE50 | Operational-demand | 3.8714 | 71.8944
QLD | QMKA | Mackay | Energy Queensland | Shoulder | Non-coincident | 2024 | POE90 | Operational-demand | -4.6358 | NA
QLD | QMKA | Mackay | Energy Queensland | Shoulder | Coincident_unreconciled | 2025 | POE50 | Operational-demand | 8.7025 | NA
QLD | QMKA | Mackay | Energy Queensland | Shoulder | Coincident_unreconciled | 2025 | POE90 | Operational-demand | 1.2083 | NA
QLD | QMKA | Mackay | Energy Queensland | Shoulder | Non-coincident | 2025 | POE50 | Operational-demand | 2.0472 | 71.9959
QLD | QMKA | Mackay | Energy Queensland | Shoulder | Non-coincident | 2025 | POE90 | Operational-demand | -6.5209 | NA
QLD | QMKA | Mackay | Energy Queensland | Shoulder | Coincident_unreconciled | 2026 | POE50 | Operational-demand | 6.7632 | NA
QLD | QMKA | Mackay | Energy Queensland | Shoulder | Coincident_unreconciled | 2026 | POE90 | Operational-demand | -0.02659 | NA
QLD | QMKA | Mackay | Energy Queensland | Shoulder | Non-coincident | 2026 | POE50 | Operational-demand | 0.48329 | 72.2224
QLD | QMKA | Mackay | Energy Queensland | Shoulder | Non-coincident | 2026 | POE90 | Operational-demand | -8.1458 | NA
QLD | QMKA | Mackay | Energy Queensland | Shoulder | Coincident_unreconciled | 2027 | POE50 | Operational-demand | 5.6117 | NA
QLD | QMKA | Mackay | Energy Queensland | Shoulder | Coincident_unreconciled | 2027 | POE90 | Operational-demand | -0.99781 | NA
QLD | QMKA | Mackay | Energy Queensland | Shoulder | Non-coincident | 2027 | POE50 | Operational-demand | -0.72659 | 72.6924
QLD | QMKA | Mackay | Energy Queensland | Shoulder | Non-coincident | 2027 | POE90 | Operational-demand | -9.4238 | NA
QLD | QMKA | Mackay | Energy Queensland | Shoulder | Coincident_unreconciled | 2028 | POE50 | Operational-demand | 4.8635 | NA
QLD | QMKA | Mackay | Energy Queensland | Shoulder | Coincident_unreconciled | 2028 | POE90 | Operational-demand | -1.8017 | NA
QLD | QMKA | Mackay | Energy Queensland | Shoulder | Non-coincident | 2028 | POE50 | Operational-demand | -1.7111 | 73.3634
QLD | QMKA | Mackay | Energy Queensland | Shoulder | Non-coincident | 2028 | POE90 | Operational-demand | -10.4816 | NA
QLD | QMKA | Mackay | Energy Queensland | Shoulder | Coincident_unreconciled | 2029 | POE50 | Operational-demand | 4.1899 | NA
QLD | QMKA | Mackay | Energy Queensland | Shoulder | Coincident_unreconciled | 2029 | POE90 | Operational-demand | -2.5311 | NA
QLD | QMKA | Mackay | Energy Queensland | Shoulder | Non-coincident | 2029 | POE50 | Operational-demand | -2.5975 | 74.169
QLD | QMKA | Mackay | Energy Queensland | Shoulder | Non-coincident | 2029 | POE90 | Operational-demand | -11.4413 | NA
QLD | QMKA | Mackay | Energy Queensland | Shoulder | Coincident_unreconciled | 2030 | POE50 | Operational-demand | 3.5757 | NA
QLD | QMKA | Mackay | Energy Queensland | Shoulder | Coincident_unreconciled | 2030 | POE90 | Operational-demand | -3.201 | NA
QLD | QMKA | Mackay | Energy Queensland | Shoulder | Non-coincident | 2030 | POE50 | Operational-demand | -3.4057 | 75.1783
QLD | QMKA | Mackay | Energy Queensland | Shoulder | Non-coincident | 2030 | POE90 | Operational-demand | -12.3228 | NA
QLD | QMKA | Mackay | Energy Queensland | Summer | Coincident | 2017 | ACTUAL_OPG | Operational-demand | 32.1319 | 71.4491
QLD | QMKA | Mackay | Energy Queensland | Summer | Coincident | 2017 | ACTUAL_RAW | Operational-demand | 32.1319 | 71.4491
QLD | QMKA | Mackay | Energy Queensland | Summer | Non-coincident | 2017 | ACTUAL_RAW | Operational-demand | 15.8892 | 93.9356
QLD | QMKA | Mackay | Energy Queensland | Summer | Non-coincident | 2017 | ACTUAL_OPG | Operational-demand | 15.8892 | 93.9356
QLD | QMKA | Mackay | Energy Queensland | Summer | Non-coincident | 2017 | ACTUAL_ADJUSTEDOPG | Operational-demand | 26.0131 | 93.9356
QLD | QMKA | Mackay | Energy Queensland | Summer | Coincident | 2018 | ACTUAL_OPG | Operational-demand | 29.7969 | 85.6034
QLD | QMKA | Mackay | Energy Queensland | Summer | Coincident | 2018 | ACTUAL_RAW | Operational-demand | 29.7969 | 85.6034
QLD | QMKA | Mackay | Energy Queensland | Summer | Non-coincident | 2018 | ACTUAL_RAW | Operational-demand | 23.8747 | 89.2393
QLD | QMKA | Mackay | Energy Queensland | Summer | Non-coincident | 2018 | ACTUAL_OPG | Operational-demand | 26.9495 | 89.2393
QLD | QMKA | Mackay | Energy Queensland | Summer | Non-coincident | 2018 | ACTUAL_ADJUSTEDOPG | Operational-demand | 26.9495 | 89.2393
QLD | QMKA | Mackay | Energy Queensland | Summer | Coincident | 2019 | ACTUAL_OPG | Operational-demand | 31.8899 | 88.5774
QLD | QMKA | Mackay | Energy Queensland | Summer | Coincident | 2019 | ACTUAL_RAW | Operational-demand | 31.8899 | 88.5774
QLD | QMKA | Mackay | Energy Queensland | Summer | Non-coincident | 2019 | ACTUAL_RAW | Operational-demand | 26.7542 | 97.5613
QLD | QMKA | Mackay | Energy Queensland | Summer | Non-coincident | 2019 | ACTUAL_OPG | Operational-demand | 30.0756 | 97.5613
QLD | QMKA | Mackay | Energy Queensland | Summer | Non-coincident | 2019 | ACTUAL_ADJUSTEDOPG | Operational-demand | 30.0756 | 97.5613
QLD | QMKA | Mackay | Energy Queensland | Summer | Non-coincident | 2019 | BASEYEARPOE90 | Operational-demand | 17.5321 | NA
QLD | QMKA | Mackay | Energy Queensland | Summer | Non-coincident | 2019 | BASEYEARPOE50 | Operational-demand | 23.3869 | 94.955
QLD | QMKA | Mackay | Energy Queensland | Summer | Coincident | 2020 | ACTUAL_OPG | Operational-demand | 31.7355 | 68.788
QLD | QMKA | Mackay | Energy Queensland | Summer | Coincident | 2020 | ACTUAL_RAW | Operational-demand | 31.7355 | 68.788
QLD | QMKA | Mackay | Energy Queensland | Summer | Non-coincident | 2020 | ACTUAL_RAW | Operational-demand | 18.6861 | 89.4743
QLD | QMKA | Mackay | Energy Queensland | Summer | Non-coincident | 2020 | ACTUAL_OPG | Operational-demand | 18.6861 | 89.4743
QLD | QMKA | Mackay | Energy Queensland | Summer | Non-coincident | 2020 | ACTUAL_ADJUSTEDOPG | Operational-demand | 18.6861 | 89.4743
QLD | QMKA | Mackay | Energy Queensland | Summer | Coincident_unreconciled | 2021 | POE50 | Operational-demand | 30 | NA
QLD | QMKA | Mackay | Energy Queensland | Summer | Coincident_unreconciled | 2021 | POE90 | Operational-demand | 18.6408 | NA
QLD | QMKA | Mackay | Energy Queensland | Summer | Non-coincident | 2021 | POE50 | Operational-demand | 28 | 97.1248
QLD | QMKA | Mackay | Energy Queensland | Summer | Non-coincident | 2021 | POE90 | Operational-demand | 16.3509 | NA
QLD | QMKA | Mackay | Energy Queensland | Summer | Coincident_unreconciled | 2022 | POE50 | Operational-demand | 26.5743 | NA
QLD | QMKA | Mackay | Energy Queensland | Summer | Coincident_unreconciled | 2022 | POE90 | Operational-demand | 15.138 | NA
QLD | QMKA | Mackay | Energy Queensland | Summer | Non-coincident | 2022 | POE50 | Operational-demand | 25.3091 | 97.5388
QLD | QMKA | Mackay | Energy Queensland | Summer | Non-coincident | 2022 | POE90 | Operational-demand | 15.3418 | NA
QLD | QMKA | Mackay | Energy Queensland | Summer | Coincident_unreconciled | 2023 | POE50 | Operational-demand | 23.7616 | NA
QLD | QMKA | Mackay | Energy Queensland | Summer | Coincident_unreconciled | 2023 | POE90 | Operational-demand | 12.2422 | NA
QLD | QMKA | Mackay | Energy Queensland | Summer | Non-coincident | 2023 | POE50 | Operational-demand | 23.0998 | 98.0484
QLD | QMKA | Mackay | Energy Queensland | Summer | Non-coincident | 2023 | POE90 | Operational-demand | 14.0515 | NA
QLD | QMKA | Mackay | Energy Queensland | Summer | Coincident_unreconciled | 2024 | POE50 | Operational-demand | 21.3445 | NA
QLD | QMKA | Mackay | Energy Queensland | Summer | Coincident_unreconciled | 2024 | POE90 | Operational-demand | 9.7421 | NA
QLD | QMKA | Mackay | Energy Queensland | Summer | Non-coincident | 2024 | POE50 | Operational-demand | 21.2012 | 98.5928
QLD | QMKA | Mackay | Energy Queensland | Summer | Non-coincident | 2024 | POE90 | Operational-demand | 12.0876 | NA
QLD | QMKA | Mackay | Energy Queensland | Summer | Coincident_unreconciled | 2025 | POE50 | Operational-demand | 19.1734 | NA
QLD | QMKA | Mackay | Energy Queensland | Summer | Coincident_unreconciled | 2025 | POE90 | Operational-demand | 7.4879 | NA
QLD | QMKA | Mackay | Energy Queensland | Summer | Non-coincident | 2025 | POE50 | Operational-demand | 19.4959 | 99.184
QLD | QMKA | Mackay | Energy Queensland | Summer | Non-coincident | 2025 | POE90 | Operational-demand | 10.317 | NA
QLD | QMKA | Mackay | Energy Queensland | Summer | Coincident_unreconciled | 2026 | POE50 | Operational-demand | 17.3465 | NA
QLD | QMKA | Mackay | Energy Queensland | Summer | Coincident_unreconciled | 2026 | POE90 | Operational-demand | 5.5778 | NA
QLD | QMKA | Mackay | Energy Queensland | Summer | Non-coincident | 2026 | POE50 | Operational-demand | 18.0609 | 99.8614
QLD | QMKA | Mackay | Energy Queensland | Summer | Non-coincident | 2026 | POE90 | Operational-demand | 8.8167 | NA
QLD | QMKA | Mackay | Energy Queensland | Summer | Coincident_unreconciled | 2027 | POE50 | Operational-demand | 15.9974 | NA
QLD | QMKA | Mackay | Energy Queensland | Summer | Coincident_unreconciled | 2027 | POE90 | Operational-demand | 4.1358 | NA
QLD | QMKA | Mackay | Energy Queensland | Summer | Non-coincident | 2027 | POE50 | Operational-demand | 17.0011 | 100.7495
QLD | QMKA | Mackay | Energy Queensland | Summer | Non-coincident | 2027 | POE90 | Operational-demand | 7.6839 | NA
QLD | QMKA | Mackay | Energy Queensland | Summer | Coincident_unreconciled | 2028 | POE50 | Operational-demand | 14.9311 | NA
QLD | QMKA | Mackay | Energy Queensland | Summer | Coincident_unreconciled | 2028 | POE90 | Operational-demand | 3.285 | NA
QLD | QMKA | Mackay | Energy Queensland | Summer | Non-coincident | 2028 | POE50 | Operational-demand | 16.1635 | 101.818
QLD | QMKA | Mackay | Energy Queensland | Summer | Non-coincident | 2028 | POE90 | Operational-demand | 6.7679 | NA
QLD | QMKA | Mackay | Energy Queensland | Summer | Coincident_unreconciled | 2029 | POE50 | Operational-demand | 13.995 | NA
QLD | QMKA | Mackay | Energy Queensland | Summer | Coincident_unreconciled | 2029 | POE90 | Operational-demand | 2.6935 | NA
QLD | QMKA | Mackay | Energy Queensland | Summer | Non-coincident | 2029 | POE50 | Operational-demand | 15.4283 | 103.0047
QLD | QMKA | Mackay | Energy Queensland | Summer | Non-coincident | 2029 | POE90 | Operational-demand | 5.9541 | NA
QLD | QMKA | Mackay | Energy Queensland | Summer | Coincident_unreconciled | 2030 | POE50 | Operational-demand | 13.193 | NA
QLD | QMKA | Mackay | Energy Queensland | Summer | Coincident_unreconciled | 2030 | POE90 | Operational-demand | 2.1784 | NA
QLD | QMKA | Mackay | Energy Queensland | Summer | Non-coincident | 2030 | POE50 | Operational-demand | 14.7983 | 104.3842
QLD | QMKA | Mackay | Energy Queensland | Summer | Non-coincident | 2030 | POE90 | Operational-demand | 5.2455 | NA
QLD | QMKA | Mackay | Energy Queensland | Winter | Coincident | 2016 | ACTUAL_OPG | Operational-demand | 28.5734 | 48.8422
QLD | QMKA | Mackay | Energy Queensland | Winter | Coincident | 2016 | ACTUAL_RAW | Operational-demand | 28.5734 | 48.8422
QLD | QMKA | Mackay | Energy Queensland | Winter | Non-coincident | 2016 | ACTUAL_RAW | Operational-demand | 13.5749 | 60.7922
QLD | QMKA | Mackay | Energy Queensland | Winter | Non-coincident | 2016 | ACTUAL_OPG | Operational-demand | 24.9716 | 60.7922
QLD | QMKA | Mackay | Energy Queensland | Winter | Non-coincident | 2016 | ACTUAL_ADJUSTEDOPG | Operational-demand | 24.9716 | 60.7922
QLD | QMKA | Mackay | Energy Queensland | Winter | Coincident | 2017 | ACTUAL_OPG | Operational-demand | 29.7032 | 53.3827
QLD | QMKA | Mackay | Energy Queensland | Winter | Coincident | 2017 | ACTUAL_RAW | Operational-demand | 29.7032 | 53.3827
QLD | QMKA | Mackay | Energy Queensland | Winter | Non-coincident | 2017 | ACTUAL_RAW | Operational-demand | 24.6432 | 63.6966
QLD | QMKA | Mackay | Energy Queensland | Winter | Non-coincident | 2017 | ACTUAL_OPG | Operational-demand | 24.6432 | 63.6966
QLD | QMKA | Mackay | Energy Queensland | Winter | Non-coincident | 2017 | ACTUAL_ADJUSTEDOPG | Operational-demand | 24.6432 | 63.6966
QLD | QMKA | Mackay | Energy Queensland | Winter | Coincident | 2018 | ACTUAL_OPG | Operational-demand | 29.49 | 54.7222
QLD | QMKA | Mackay | Energy Queensland | Winter | Coincident | 2018 | ACTUAL_RAW | Operational-demand | 29.49 | 54.7222
QLD | QMKA | Mackay | Energy Queensland | Winter | Non-coincident | 2018 | ACTUAL_RAW | Operational-demand | 3.8431 | 59.3527
QLD | QMKA | Mackay | Energy Queensland | Winter | Non-coincident | 2018 | ACTUAL_OPG | Operational-demand | 24.7907 | 59.3527
QLD | QMKA | Mackay | Energy Queensland | Winter | Non-coincident | 2018 | ACTUAL_ADJUSTEDOPG | Operational-demand | 24.7907 | 59.3527
QLD | QMKA | Mackay | Energy Queensland | Winter | Coincident | 2019 | ACTUAL_OPG | Operational-demand | 27.3215 | 54.8261
QLD | QMKA | Mackay | Energy Queensland | Winter | Coincident | 2019 | ACTUAL_RAW | Operational-demand | 27.3215 | 54.8261
QLD | QMKA | Mackay | Energy Queensland | Winter | Non-coincident | 2019 | ACTUAL_RAW | Operational-demand | 18.2973 | 58.5089
QLD | QMKA | Mackay | Energy Queensland | Winter | Non-coincident | 2019 | ACTUAL_OPG | Operational-demand | 20.6818 | 58.5089
QLD | QMKA | Mackay | Energy Queensland | Winter | Non-coincident | 2019 | ACTUAL_ADJUSTEDOPG | Operational-demand | 20.6818 | 58.5089
QLD | QMKA | Mackay | Energy Queensland | Winter | Non-coincident | 2019 | BASEYEARPOE90 | Operational-demand | 12.1009 | NA
QLD | QMKA | Mackay | Energy Queensland | Winter | Non-coincident | 2019 | BASEYEARPOE50 | Operational-demand | 16.186 | 63.9398
QLD | QMKA | Mackay | Energy Queensland | Winter | Coincident_unreconciled | 2020 | POE50 | Operational-demand | 25 | NA
QLD | QMKA | Mackay | Energy Queensland | Winter | Coincident_unreconciled | 2020 | POE90 | Operational-demand | 19.1118 | NA
QLD | QMKA | Mackay | Energy Queensland | Winter | Non-coincident | 2020 | POE50 | Operational-demand | 10.4131 | 61.8924
QLD | QMKA | Mackay | Energy Queensland | Winter | Non-coincident | 2020 | POE90 | Operational-demand | 5.6763 | NA
QLD | QMKA | Mackay | Energy Queensland | Winter | Coincident_unreconciled | 2021 | POE50 | Operational-demand | 20.7015 | NA
QLD | QMKA | Mackay | Energy Queensland | Winter | Coincident_unreconciled | 2021 | POE90 | Operational-demand | 14.7769 | NA
QLD | QMKA | Mackay | Energy Queensland | Winter | Non-coincident | 2021 | POE50 | Operational-demand | 6.9552 | 61.7754
QLD | QMKA | Mackay | Energy Queensland | Winter | Non-coincident | 2021 | POE90 | Operational-demand | 2.1891 | NA
QLD | QMKA | Mackay | Energy Queensland | Winter | Coincident_unreconciled | 2022 | POE50 | Operational-demand | 17.4894 | NA
QLD | QMKA | Mackay | Energy Queensland | Winter | Coincident_unreconciled | 2022 | POE90 | Operational-demand | 11.7302 | NA
QLD | QMKA | Mackay | Energy Queensland | Winter | Non-coincident | 2022 | POE50 | Operational-demand | 4.3712 | 61.8681
QLD | QMKA | Mackay | Energy Queensland | Winter | Non-coincident | 2022 | POE90 | Operational-demand | -0.42995 | NA
QLD | QMKA | Mackay | Energy Queensland | Winter | Coincident_unreconciled | 2023 | POE50 | Operational-demand | 14.7393 | NA
QLD | QMKA | Mackay | Energy Queensland | Winter | Coincident_unreconciled | 2023 | POE90 | Operational-demand | 10.0292 | NA
QLD | QMKA | Mackay | Energy Queensland | Winter | Non-coincident | 2023 | POE50 | Operational-demand | 2.1589 | 62.0188
QLD | QMKA | Mackay | Energy Queensland | Winter | Non-coincident | 2023 | POE90 | Operational-demand | -2.6773 | NA
QLD | QMKA | Mackay | Energy Queensland | Winter | Coincident_unreconciled | 2024 | POE50 | Operational-demand | 12.3294 | NA
QLD | QMKA | Mackay | Energy Queensland | Winter | Coincident_unreconciled | 2024 | POE90 | Operational-demand | 8.5353 | NA
QLD | QMKA | Mackay | Energy Queensland | Winter | Non-coincident | 2024 | POE50 | Operational-demand | 0.22024 | 62.2297
QLD | QMKA | Mackay | Energy Queensland | Winter | Non-coincident | 2024 | POE90 | Operational-demand | -4.6509 | NA
QLD | QMKA | Mackay | Energy Queensland | Winter | Coincident_unreconciled | 2025 | POE50 | Operational-demand | 10.9219 | NA
QLD | QMKA | Mackay | Energy Queensland | Winter | Coincident_unreconciled | 2025 | POE90 | Operational-demand | 7.2083 | NA
QLD | QMKA | Mackay | Energy Queensland | Winter | Non-coincident | 2025 | POE50 | Operational-demand | -1.4979 | 62.515
QLD | QMKA | Mackay | Energy Queensland | Winter | Non-coincident | 2025 | POE90 | Operational-demand | -6.4041 | NA
QLD | QMKA | Mackay | Energy Queensland | Winter | Coincident_unreconciled | 2026 | POE50 | Operational-demand | 9.8352 | NA
QLD | QMKA | Mackay | Energy Queensland | Winter | Coincident_unreconciled | 2026 | POE90 | Operational-demand | 6.0946 | NA
QLD | QMKA | Mackay | Energy Queensland | Winter | Non-coincident | 2026 | POE50 | Operational-demand | -2.9336 | 62.9254
QLD | QMKA | Mackay | Energy Queensland | Winter | Non-coincident | 2026 | POE90 | Operational-demand | -7.8754 | NA
QLD | QMKA | Mackay | Energy Queensland | Winter | Coincident_unreconciled | 2027 | POE50 | Operational-demand | 9.0452 | NA
QLD | QMKA | Mackay | Energy Queensland | Winter | Coincident_unreconciled | 2027 | POE90 | Operational-demand | 5.2728 | NA
QLD | QMKA | Mackay | Energy Queensland | Winter | Non-coincident | 2027 | POE50 | Operational-demand | -3.9773 | 63.586
QLD | QMKA | Mackay | Energy Queensland | Winter | Non-coincident | 2027 | POE90 | Operational-demand | -8.9612 | NA
QLD | QMKA | Mackay | Energy Queensland | Winter | Coincident_unreconciled | 2028 | POE50 | Operational-demand | 8.3551 | NA
QLD | QMKA | Mackay | Energy Queensland | Winter | Coincident_unreconciled | 2028 | POE90 | Operational-demand | 4.5508 | NA
QLD | QMKA | Mackay | Energy Queensland | Winter | Non-coincident | 2028 | POE50 | Operational-demand | -4.889 | 64.3683
QLD | QMKA | Mackay | Energy Queensland | Winter | Non-coincident | 2028 | POE90 | Operational-demand | -9.9151 | NA
QLD | QMKA | Mackay | Energy Queensland | Winter | Coincident_unreconciled | 2029 | POE50 | Operational-demand | 7.7311 | NA
QLD | QMKA | Mackay | Energy Queensland | Winter | Coincident_unreconciled | 2029 | POE90 | Operational-demand | 3.8949 | NA
QLD | QMKA | Mackay | Energy Queensland | Winter | Non-coincident | 2029 | POE50 | Operational-demand | -5.7134 | 65.2781
QLD | QMKA | Mackay | Energy Queensland | Winter | Non-coincident | 2029 | POE90 | Operational-demand | -10.7816 | NA
QLD | QMKA | Mackay | Energy Queensland | Shoulder | Non-coincident | 2019 | BASEYEARPOE10 | Operational-demand | NA | 77.8972
QLD | QMKA | Mackay | Energy Queensland | Shoulder | Coincident | 2021 | POE10 | Operational-demand | NA | 66.7423
QLD | QMKA | Mackay | Energy Queensland | Shoulder | Coincident | 2021 | POE50 | Operational-demand | NA | 63.0878
QLD | QMKA | Mackay | Energy Queensland | Shoulder | Non-coincident | 2021 | POE10 | Operational-demand | NA | 77.0863
QLD | QMKA | Mackay | Energy Queensland | Shoulder | Coincident | 2022 | POE10 | Operational-demand | NA | 68.9315
QLD | QMKA | Mackay | Energy Queensland | Shoulder | Coincident | 2022 | POE50 | Operational-demand | NA | 64.0601
QLD | QMKA | Mackay | Energy Queensland | Shoulder | Non-coincident | 2022 | POE10 | Operational-demand | NA | 76.8782
QLD | QMKA | Mackay | Energy Queensland | Shoulder | Coincident | 2023 | POE10 | Operational-demand | NA | 69.4695
QLD | QMKA | Mackay | Energy Queensland | Shoulder | Coincident | 2023 | POE50 | Operational-demand | NA | 64.8641
QLD | QMKA | Mackay | Energy Queensland | Shoulder | Non-coincident | 2023 | POE10 | Operational-demand | NA | 76.8423
QLD | QMKA | Mackay | Energy Queensland | Shoulder | Coincident | 2024 | POE10 | Operational-demand | NA | 70.2259
QLD | QMKA | Mackay | Energy Queensland | Shoulder | Coincident | 2024 | POE50 | Operational-demand | NA | 66.426
QLD | QMKA | Mackay | Energy Queensland | Shoulder | Non-coincident | 2024 | POE10 | Operational-demand | NA | 76.896
QLD | QMKA | Mackay | Energy Queensland | Shoulder | Coincident | 2025 | POE10 | Operational-demand | NA | 70.8971
QLD | QMKA | Mackay | Energy Queensland | Shoulder | Coincident | 2025 | POE50 | Operational-demand | NA | 66.57
QLD | QMKA | Mackay | Energy Queensland | Shoulder | Non-coincident | 2025 | POE10 | Operational-demand | NA | 77.0333
QLD | QMKA | Mackay | Energy Queensland | Shoulder | Coincident | 2026 | POE10 | Operational-demand | NA | 71.0421
QLD | QMKA | Mackay | Energy Queensland | Shoulder | Coincident | 2026 | POE50 | Operational-demand | NA | 67.0747
QLD | QMKA | Mackay | Energy Queensland | Shoulder | Non-coincident | 2026 | POE10 | Operational-demand | NA | 77.2957
QLD | QMKA | Mackay | Energy Queensland | Shoulder | Coincident | 2027 | POE10 | Operational-demand | NA | 71.3968
QLD | QMKA | Mackay | Energy Queensland | Shoulder | Coincident | 2027 | POE50 | Operational-demand | NA | 67.3519
QLD | QMKA | Mackay | Energy Queensland | Shoulder | Non-coincident | 2027 | POE10 | Operational-demand | NA | 77.8058
QLD | QMKA | Mackay | Energy Queensland | Shoulder | Coincident | 2028 | POE10 | Operational-demand | NA | 71.8967
QLD | QMKA | Mackay | Energy Queensland | Shoulder | Coincident | 2028 | POE50 | Operational-demand | NA | 68.0026
QLD | QMKA | Mackay | Energy Queensland | Shoulder | Non-coincident | 2028 | POE10 | Operational-demand | NA | 78.5199
QLD | QMKA | Mackay | Energy Queensland | Shoulder | Coincident | 2029 | POE10 | Operational-demand | NA | 73.4364
QLD | QMKA | Mackay | Energy Queensland | Shoulder | Coincident | 2029 | POE50 | Operational-demand | NA | 69.0723
QLD | QMKA | Mackay | Energy Queensland | Shoulder | Non-coincident | 2029 | POE10 | Operational-demand | NA | 79.3686
QLD | QMKA | Mackay | Energy Queensland | Shoulder | Coincident | 2030 | POE10 | Operational-demand | NA | 74.4273
QLD | QMKA | Mackay | Energy Queensland | Shoulder | Coincident | 2030 | POE50 | Operational-demand | NA | 70.1094
QLD | QMKA | Mackay | Energy Queensland | Shoulder | Non-coincident | 2030 | POE10 | Operational-demand | NA | 80.421
QLD | QMKA | Mackay | Energy Queensland | Summer | Non-coincident | 2019 | BASEYEARPOE10 | Operational-demand | NA | 99.7244
QLD | QMKA | Mackay | Energy Queensland | Summer | Coincident | 2021 | POE10 | Operational-demand | NA | 81.7624
QLD | QMKA | Mackay | Energy Queensland | Summer | Coincident | 2021 | POE50 | Operational-demand | NA | 78.4943
QLD | QMKA | Mackay | Energy Queensland | Summer | Non-coincident | 2021 | POE10 | Operational-demand | NA | 101.8569
QLD | QMKA | Mackay | Energy Queensland | Summer | Coincident | 2022 | POE10 | Operational-demand | NA | 83.4817
QLD | QMKA | Mackay | Energy Queensland | Summer | Coincident | 2022 | POE50 | Operational-demand | NA | 79.9951
QLD | QMKA | Mackay | Energy Queensland | Summer | Non-coincident | 2022 | POE10 | Operational-demand | NA | 102.3031
QLD | QMKA | Mackay | Energy Queensland | Summer | Coincident | 2023 | POE10 | Operational-demand | NA | 84.2781
QLD | QMKA | Mackay | Energy Queensland | Summer | Coincident | 2023 | POE50 | Operational-demand | NA | 80.5578
QLD | QMKA | Mackay | Energy Queensland | Summer | Non-coincident | 2023 | POE10 | Operational-demand | NA | 102.8473
QLD | QMKA | Mackay | Energy Queensland | Summer | Coincident | 2024 | POE10 | Operational-demand | NA | 85.6262
QLD | QMKA | Mackay | Energy Queensland | Summer | Coincident | 2024 | POE50 | Operational-demand | NA | 81.9069
QLD | QMKA | Mackay | Energy Queensland | Summer | Non-coincident | 2024 | POE10 | Operational-demand | NA | 103.4263
QLD | QMKA | Mackay | Energy Queensland | Summer | Coincident | 2025 | POE10 | Operational-demand | NA | 85.6433
QLD | QMKA | Mackay | Energy Queensland | Summer | Coincident | 2025 | POE50 | Operational-demand | NA | 82.3308
QLD | QMKA | Mackay | Energy Queensland | Summer | Non-coincident | 2025 | POE10 | Operational-demand | NA | 104.0521
QLD | QMKA | Mackay | Energy Queensland | Summer | Coincident | 2026 | POE10 | Operational-demand | NA | 86.496
QLD | QMKA | Mackay | Energy Queensland | Summer | Coincident | 2026 | POE50 | Operational-demand | NA | 82.8657
QLD | QMKA | Mackay | Energy Queensland | Summer | Non-coincident | 2026 | POE10 | Operational-demand | NA | 104.7642
QLD | QMKA | Mackay | Energy Queensland | Summer | Coincident | 2027 | POE10 | Operational-demand | NA | 86.4712
QLD | QMKA | Mackay | Energy Queensland | Summer | Coincident | 2027 | POE50 | Operational-demand | NA | 83.1273
QLD | QMKA | Mackay | Energy Queensland | Summer | Non-coincident | 2027 | POE10 | Operational-demand | NA | 105.6909
QLD | QMKA | Mackay | Energy Queensland | Summer | Coincident | 2028 | POE10 | Operational-demand | NA | 87.2879
QLD | QMKA | Mackay | Energy Queensland | Summer | Coincident | 2028 | POE50 | Operational-demand | NA | 83.8749
QLD | QMKA | Mackay | Energy Queensland | Summer | Non-coincident | 2028 | POE10 | Operational-demand | NA | 106.8011
QLD | QMKA | Mackay | Energy Queensland | Summer | Coincident | 2029 | POE10 | Operational-demand | NA | 87.8874
QLD | QMKA | Mackay | Energy Queensland | Summer | Coincident | 2029 | POE50 | Operational-demand | NA | 84.8255
QLD | QMKA | Mackay | Energy Queensland | Summer | Non-coincident | 2029 | POE10 | Operational-demand | NA | 108.0294
QLD | QMKA | Mackay | Energy Queensland | Summer | Coincident | 2030 | POE10 | Operational-demand | NA | 88.9226
QLD | QMKA | Mackay | Energy Queensland | Summer | Coincident | 2030 | POE50 | Operational-demand | NA | 85.392
QLD | QMKA | Mackay | Energy Queensland | Summer | Non-coincident | 2030 | POE10 | Operational-demand | NA | 109.4507
QLD | QMKA | Mackay | Energy Queensland | Winter | Non-coincident | 2019 | BASEYEARPOE10 | Operational-demand | NA | 67.7913
QLD | QMKA | Mackay | Energy Queensland | Winter | Coincident | 2020 | POE10 | Operational-demand | NA | 57.6223
QLD | QMKA | Mackay | Energy Queensland | Winter | Coincident | 2020 | POE50 | Operational-demand | NA | 55.3643
QLD | QMKA | Mackay | Energy Queensland | Winter | Non-coincident | 2020 | POE10 | Operational-demand | NA | 66.1166
QLD | QMKA | Mackay | Energy Queensland | Winter | Coincident | 2021 | POE10 | Operational-demand | NA | 57.4867
QLD | QMKA | Mackay | Energy Queensland | Winter | Coincident | 2021 | POE50 | Operational-demand | NA | 55.2191
QLD | QMKA | Mackay | Energy Queensland | Winter | Non-coincident | 2021 | POE10 | Operational-demand | NA | 66.0257
QLD | QMKA | Mackay | Energy Queensland | Winter | Coincident | 2022 | POE10 | Operational-demand | NA | 59.1842
QLD | QMKA | Mackay | Energy Queensland | Winter | Coincident | 2022 | POE50 | Operational-demand | NA | 56.8592
QLD | QMKA | Mackay | Energy Queensland | Winter | Non-coincident | 2022 | POE10 | Operational-demand | NA | 66.1497
QLD | QMKA | Mackay | Energy Queensland | Winter | Coincident | 2023 | POE10 | Operational-demand | NA | 60.1572
QLD | QMKA | Mackay | Energy Queensland | Winter | Coincident | 2023 | POE50 | Operational-demand | NA | 57.7391
QLD | QMKA | Mackay | Energy Queensland | Winter | Non-coincident | 2023 | POE10 | Operational-demand | NA | 66.3316
QLD | QMKA | Mackay | Energy Queensland | Winter | Coincident | 2024 | POE10 | Operational-demand | NA | 61.4779
QLD | QMKA | Mackay | Energy Queensland | Winter | Coincident | 2024 | POE50 | Operational-demand | NA | 58.7797
QLD | QMKA | Mackay | Energy Queensland | Winter | Non-coincident | 2024 | POE10 | Operational-demand | NA | 66.5737
QLD | QMKA | Mackay | Energy Queensland | Winter | Coincident | 2025 | POE10 | Operational-demand | NA | 61.7289
QLD | QMKA | Mackay | Energy Queensland | Winter | Coincident | 2025 | POE50 | Operational-demand | NA | 59.1468
QLD | QMKA | Mackay | Energy Queensland | Winter | Non-coincident | 2025 | POE10 | Operational-demand | NA | 66.8902
QLD | QMKA | Mackay | Energy Queensland | Winter | Coincident | 2026 | POE10 | Operational-demand | NA | 62.1776
QLD | QMKA | Mackay | Energy Queensland | Winter | Coincident | 2026 | POE50 | Operational-demand | NA | 59.6905
QLD | QMKA | Mackay | Energy Queensland | Winter | Non-coincident | 2026 | POE10 | Operational-demand | NA | 67.3324
QLD | QMKA | Mackay | Energy Queensland | Winter | Coincident | 2027 | POE10 | Operational-demand | NA | 62.7519
QLD | QMKA | Mackay | Energy Queensland | Winter | Coincident | 2027 | POE50 | Operational-demand | NA | 60.251
QLD | QMKA | Mackay | Energy Queensland | Winter | Non-coincident | 2027 | POE10 | Operational-demand | NA | 68.0306
QLD | QMKA | Mackay | Energy Queensland | Winter | Coincident | 2028 | POE10 | Operational-demand | NA | 64.1097
QLD | QMKA | Mackay | Energy Queensland | Winter | Coincident | 2028 | POE50 | Operational-demand | NA | 61.0832
QLD | QMKA | Mackay | Energy Queensland | Winter | Non-coincident | 2028 | POE10 | Operational-demand | NA | 68.8505
QLD | QMKA | Mackay | Energy Queensland | Winter | Coincident | 2029 | POE10 | Operational-demand | NA | 64.6088
QLD | QMKA | Mackay | Energy Queensland | Winter | Coincident | 2029 | POE50 | Operational-demand | NA | 61.8888
QLD | QMKA | Mackay | Energy Queensland | Winter | Non-coincident | 2029 | POE10 | Operational-demand | NA | 69.7978
QLD | QMRA | Moura | Energy Queensland | Shoulder | Coincident | 2017 | ACTUAL_OPG | Operational-demand | 39.9087 | 50.6721
QLD | QMRA | Moura | Energy Queensland | Shoulder | Coincident | 2017 | ACTUAL_RAW | Operational-demand | 39.9087 | 50.6721
QLD | QMRA | Moura | Energy Queensland | Shoulder | Non-coincident | 2017 | ACTUAL_RAW | Operational-demand | 3.7589 | 54.2337
QLD | QMRA | Moura | Energy Queensland | Shoulder | Non-coincident | 2017 | ACTUAL_OPG | Operational-demand | 3.7589 | 54.2337
QLD | QMRA | Moura | Energy Queensland | Shoulder | Non-coincident | 2017 | ACTUAL_ADJUSTEDOPG | Operational-demand | 3.7589 | 54.2337
QLD | QMRA | Moura | Energy Queensland | Shoulder | Coincident | 2018 | ACTUAL_OPG | Operational-demand | 36.2626 | 24.1091
QLD | QMRA | Moura | Energy Queensland | Shoulder | Coincident | 2018 | ACTUAL_RAW | Operational-demand | 36.2626 | 24.1091
QLD | QMRA | Moura | Energy Queensland | Shoulder | Non-coincident | 2018 | ACTUAL_RAW | Operational-demand | 16.9932 | 58.1953
QLD | QMRA | Moura | Energy Queensland | Shoulder | Non-coincident | 2018 | ACTUAL_OPG | Operational-demand | 16.9932 | 58.1953
QLD | QMRA | Moura | Energy Queensland | Shoulder | Non-coincident | 2018 | ACTUAL_ADJUSTEDOPG | Operational-demand | 16.9932 | 58.1953
QLD | QMRA | Moura | Energy Queensland | Shoulder | Coincident | 2019 | ACTUAL_OPG | Operational-demand | 45.6964 | 41.7316
QLD | QMRA | Moura | Energy Queensland | Shoulder | Coincident | 2019 | ACTUAL_RAW | Operational-demand | 45.6964 | 41.7316
QLD | QMRA | Moura | Energy Queensland | Shoulder | Non-coincident | 2019 | ACTUAL_RAW | Operational-demand | 18.6334 | 61.1013
QLD | QMRA | Moura | Energy Queensland | Shoulder | Non-coincident | 2019 | ACTUAL_OPG | Operational-demand | 18.6334 | 61.1013
QLD | QMRA | Moura | Energy Queensland | Shoulder | Non-coincident | 2019 | ACTUAL_ADJUSTEDOPG | Operational-demand | 18.6334 | 61.1013
QLD | QMRA | Moura | Energy Queensland | Shoulder | Non-coincident | 2019 | BASEYEARPOE90 | Operational-demand | 29.397 | NA
QLD | QMRA | Moura | Energy Queensland | Shoulder | Non-coincident | 2019 | BASEYEARPOE50 | Operational-demand | 30.0301 | 73.5372
QLD | QMRA | Moura | Energy Queensland | Shoulder | Coincident | 2020 | ACTUAL_OPG | Operational-demand | 40.6592 | 52.5878
QLD | QMRA | Moura | Energy Queensland | Shoulder | Coincident | 2020 | ACTUAL_RAW | Operational-demand | 40.6592 | 52.5878
QLD | QMRA | Moura | Energy Queensland | Shoulder | Non-coincident | 2020 | ACTUAL_RAW | Operational-demand | 20.479 | 62.8003
QLD | QMRA | Moura | Energy Queensland | Shoulder | Non-coincident | 2020 | ACTUAL_OPG | Operational-demand | 20.479 | 62.8003
QLD | QMRA | Moura | Energy Queensland | Shoulder | Non-coincident | 2020 | ACTUAL_ADJUSTEDOPG | Operational-demand | 20.479 | 62.8003
QLD | QMRA | Moura | Energy Queensland | Shoulder | Coincident_unreconciled | 2021 | POE50 | Operational-demand | 41 | NA
QLD | QMRA | Moura | Energy Queensland | Shoulder | Coincident_unreconciled | 2021 | POE90 | Operational-demand | 33.1837 | NA
QLD | QMRA | Moura | Energy Queensland | Shoulder | Non-coincident | 2021 | POE50 | Operational-demand | 17.722 | 61.1938
QLD | QMRA | Moura | Energy Queensland | Shoulder | Non-coincident | 2021 | POE90 | Operational-demand | 8.3224 | NA
QLD | QMRA | Moura | Energy Queensland | Shoulder | Coincident_unreconciled | 2022 | POE50 | Operational-demand | 40.1554 | NA
QLD | QMRA | Moura | Energy Queensland | Shoulder | Coincident_unreconciled | 2022 | POE90 | Operational-demand | 32.3466 | NA
QLD | QMRA | Moura | Energy Queensland | Shoulder | Non-coincident | 2022 | POE50 | Operational-demand | 17.4662 | 61.1524
QLD | QMRA | Moura | Energy Queensland | Shoulder | Non-coincident | 2022 | POE90 | Operational-demand | 8.1617 | NA
QLD | QMRA | Moura | Energy Queensland | Shoulder | Coincident_unreconciled | 2023 | POE50 | Operational-demand | 39.5963 | NA
QLD | QMRA | Moura | Energy Queensland | Shoulder | Coincident_unreconciled | 2023 | POE90 | Operational-demand | 31.7931 | NA
QLD | QMRA | Moura | Energy Queensland | Shoulder | Non-coincident | 2023 | POE50 | Operational-demand | 17.2968 | 61.1196
QLD | QMRA | Moura | Energy Queensland | Shoulder | Non-coincident | 2023 | POE90 | Operational-demand | 8.0558 | NA
QLD | QMRA | Moura | Energy Queensland | Shoulder | Coincident_unreconciled | 2024 | POE50 | Operational-demand | 39.2276 | NA
QLD | QMRA | Moura | Energy Queensland | Shoulder | Coincident_unreconciled | 2024 | POE90 | Operational-demand | 31.4302 | NA
QLD | QMRA | Moura | Energy Queensland | Shoulder | Non-coincident | 2024 | POE50 | Operational-demand | 17.1851 | 61.0821
QLD | QMRA | Moura | Energy Queensland | Shoulder | Non-coincident | 2024 | POE90 | Operational-demand | 7.9869 | NA
QLD | QMRA | Moura | Energy Queensland | Shoulder | Coincident_unreconciled | 2025 | POE50 | Operational-demand | 38.8217 | NA
QLD | QMRA | Moura | Energy Queensland | Shoulder | Coincident_unreconciled | 2025 | POE90 | Operational-demand | 31.0299 | NA
QLD | QMRA | Moura | Energy Queensland | Shoulder | Non-coincident | 2025 | POE50 | Operational-demand | 17.0621 | 61.0389
QLD | QMRA | Moura | Energy Queensland | Shoulder | Non-coincident | 2025 | POE90 | Operational-demand | 7.9137 | NA
QLD | QMRA | Moura | Energy Queensland | Shoulder | Coincident_unreconciled | 2026 | POE50 | Operational-demand | 38.4709 | NA
QLD | QMRA | Moura | Energy Queensland | Shoulder | Coincident_unreconciled | 2026 | POE90 | Operational-demand | 30.6847 | NA
QLD | QMRA | Moura | Energy Queensland | Shoulder | Non-coincident | 2026 | POE50 | Operational-demand | 16.9559 | 60.9906
QLD | QMRA | Moura | Energy Queensland | Shoulder | Non-coincident | 2026 | POE90 | Operational-demand | 7.8533 | NA
QLD | QMRA | Moura | Energy Queensland | Shoulder | Coincident_unreconciled | 2027 | POE50 | Operational-demand | 38.2946 | NA
QLD | QMRA | Moura | Energy Queensland | Shoulder | Coincident_unreconciled | 2027 | POE90 | Operational-demand | 30.512 | NA
QLD | QMRA | Moura | Energy Queensland | Shoulder | Non-coincident | 2027 | POE50 | Operational-demand | 16.9024 | 60.9432
QLD | QMRA | Moura | Energy Queensland | Shoulder | Non-coincident | 2027 | POE90 | Operational-demand | 7.8301 | NA
QLD | QMRA | Moura | Energy Queensland | Shoulder | Coincident_unreconciled | 2028 | POE50 | Operational-demand | 38.1563 | NA
QLD | QMRA | Moura | Energy Queensland | Shoulder | Coincident_unreconciled | 2028 | POE90 | Operational-demand | 30.3763 | NA
QLD | QMRA | Moura | Energy Queensland | Shoulder | Non-coincident | 2028 | POE50 | Operational-demand | 16.8605 | 60.9067
QLD | QMRA | Moura | Energy Queensland | Shoulder | Non-coincident | 2028 | POE90 | Operational-demand | 7.8121 | NA
QLD | QMRA | Moura | Energy Queensland | Shoulder | Coincident_unreconciled | 2029 | POE50 | Operational-demand | 38.016 | NA
QLD | QMRA | Moura | Energy Queensland | Shoulder | Coincident_unreconciled | 2029 | POE90 | Operational-demand | 30.2384 | NA
QLD | QMRA | Moura | Energy Queensland | Shoulder | Non-coincident | 2029 | POE50 | Operational-demand | 16.818 | 60.8813
QLD | QMRA | Moura | Energy Queensland | Shoulder | Non-coincident | 2029 | POE90 | Operational-demand | 7.7901 | NA
QLD | QMRA | Moura | Energy Queensland | Shoulder | Coincident_unreconciled | 2030 | POE50 | Operational-demand | 37.9786 | NA
QLD | QMRA | Moura | Energy Queensland | Shoulder | Coincident_unreconciled | 2030 | POE90 | Operational-demand | 30.2035 | NA
QLD | QMRA | Moura | Energy Queensland | Shoulder | Non-coincident | 2030 | POE50 | Operational-demand | 16.8067 | 60.8504
QLD | QMRA | Moura | Energy Queensland | Shoulder | Non-coincident | 2030 | POE90 | Operational-demand | 7.7922 | NA
QLD | QMRA | Moura | Energy Queensland | Summer | Coincident | 2017 | ACTUAL_OPG | Operational-demand | 23.2983 | 32.8507
QLD | QMRA | Moura | Energy Queensland | Summer | Coincident | 2017 | ACTUAL_RAW | Operational-demand | 23.2983 | 32.8507
QLD | QMRA | Moura | Energy Queensland | Summer | Non-coincident | 2017 | ACTUAL_RAW | Operational-demand | 21.4575 | 62.0312
QLD | QMRA | Moura | Energy Queensland | Summer | Non-coincident | 2017 | ACTUAL_OPG | Operational-demand | 21.4575 | 62.0312
QLD | QMRA | Moura | Energy Queensland | Summer | Non-coincident | 2017 | ACTUAL_ADJUSTEDOPG | Operational-demand | 21.4575 | 62.0312
QLD | QMRA | Moura | Energy Queensland | Summer | Coincident | 2018 | ACTUAL_OPG | Operational-demand | 39.2571 | 39.0835
QLD | QMRA | Moura | Energy Queensland | Summer | Coincident | 2018 | ACTUAL_RAW | Operational-demand | 39.2571 | 39.0835
QLD | QMRA | Moura | Energy Queensland | Summer | Non-coincident | 2018 | ACTUAL_RAW | Operational-demand | 4.6275 | 58.2162
QLD | QMRA | Moura | Energy Queensland | Summer | Non-coincident | 2018 | ACTUAL_OPG | Operational-demand | 4.6275 | 58.2162
QLD | QMRA | Moura | Energy Queensland | Summer | Non-coincident | 2018 | ACTUAL_ADJUSTEDOPG | Operational-demand | 4.6275 | 58.2162
QLD | QMRA | Moura | Energy Queensland | Summer | Coincident | 2019 | ACTUAL_OPG | Operational-demand | 20.532 | 42.2178
QLD | QMRA | Moura | Energy Queensland | Summer | Coincident | 2019 | ACTUAL_RAW | Operational-demand | 20.532 | 42.2178
QLD | QMRA | Moura | Energy Queensland | Summer | Non-coincident | 2019 | ACTUAL_RAW | Operational-demand | 15.9869 | 66.0497
QLD | QMRA | Moura | Energy Queensland | Summer | Non-coincident | 2019 | ACTUAL_OPG | Operational-demand | 15.9869 | 66.0497
QLD | QMRA | Moura | Energy Queensland | Summer | Non-coincident | 2019 | ACTUAL_ADJUSTEDOPG | Operational-demand | 15.9869 | 66.0497
QLD | QMRA | Moura | Energy Queensland | Summer | Non-coincident | 2019 | BASEYEARPOE90 | Operational-demand | 32.7316 | NA
QLD | QMRA | Moura | Energy Queensland | Summer | Non-coincident | 2019 | BASEYEARPOE50 | Operational-demand | 33.5015 | 64.7958
QLD | QMRA | Moura | Energy Queensland | Summer | Coincident | 2020 | ACTUAL_OPG | Operational-demand | 40.0959 | 45.3308
QLD | QMRA | Moura | Energy Queensland | Summer | Coincident | 2020 | ACTUAL_RAW | Operational-demand | 40.0959 | 45.3308
QLD | QMRA | Moura | Energy Queensland | Summer | Non-coincident | 2020 | ACTUAL_RAW | Operational-demand | 20.8722 | 60.7259
QLD | QMRA | Moura | Energy Queensland | Summer | Non-coincident | 2020 | ACTUAL_OPG | Operational-demand | 20.8722 | 60.7259
QLD | QMRA | Moura | Energy Queensland | Summer | Non-coincident | 2020 | ACTUAL_ADJUSTEDOPG | Operational-demand | 20.8722 | 60.7259
QLD | QMRA | Moura | Energy Queensland | Summer | Coincident_unreconciled | 2021 | POE50 | Operational-demand | 35 | NA
QLD | QMRA | Moura | Energy Queensland | Summer | Coincident_unreconciled | 2021 | POE90 | Operational-demand | 32.8921 | NA
QLD | QMRA | Moura | Energy Queensland | Summer | Non-coincident | 2021 | POE50 | Operational-demand | 21.5973 | 61.1938
QLD | QMRA | Moura | Energy Queensland | Summer | Non-coincident | 2021 | POE90 | Operational-demand | 20.1952 | NA
QLD | QMRA | Moura | Energy Queensland | Summer | Coincident_unreconciled | 2022 | POE50 | Operational-demand | 33.9548 | NA
QLD | QMRA | Moura | Energy Queensland | Summer | Coincident_unreconciled | 2022 | POE90 | Operational-demand | 31.8613 | NA
QLD | QMRA | Moura | Energy Queensland | Summer | Non-coincident | 2022 | POE50 | Operational-demand | 21.4458 | 61.1531
QLD | QMRA | Moura | Energy Queensland | Summer | Non-coincident | 2022 | POE90 | Operational-demand | 20.0461 | NA
QLD | QMRA | Moura | Energy Queensland | Summer | Coincident_unreconciled | 2023 | POE50 | Operational-demand | 33.2712 | NA
QLD | QMRA | Moura | Energy Queensland | Summer | Coincident_unreconciled | 2023 | POE90 | Operational-demand | 31.1885 | NA
QLD | QMRA | Moura | Energy Queensland | Summer | Non-coincident | 2023 | POE50 | Operational-demand | 21.3461 | 61.1204
QLD | QMRA | Moura | Energy Queensland | Summer | Non-coincident | 2023 | POE90 | Operational-demand | 19.9482 | NA
QLD | QMRA | Moura | Energy Queensland | Summer | Coincident_unreconciled | 2024 | POE50 | Operational-demand | 32.826 | NA
QLD | QMRA | Moura | Energy Queensland | Summer | Coincident_unreconciled | 2024 | POE90 | Operational-demand | 30.7544 | NA
QLD | QMRA | Moura | Energy Queensland | Summer | Non-coincident | 2024 | POE50 | Operational-demand | 21.2777 | 61.0817
QLD | QMRA | Moura | Energy Queensland | Summer | Non-coincident | 2024 | POE90 | Operational-demand | 19.8818 | NA
QLD | QMRA | Moura | Energy Queensland | Summer | Coincident_unreconciled | 2025 | POE50 | Operational-demand | 32.3168 | NA
QLD | QMRA | Moura | Energy Queensland | Summer | Coincident_unreconciled | 2025 | POE90 | Operational-demand | 30.2561 | NA
QLD | QMRA | Moura | Energy Queensland | Summer | Non-coincident | 2025 | POE50 | Operational-demand | 21.2011 | 61.0351
QLD | QMRA | Moura | Energy Queensland | Summer | Non-coincident | 2025 | POE90 | Operational-demand | 19.807 | NA
QLD | QMRA | Moura | Energy Queensland | Summer | Coincident_unreconciled | 2026 | POE50 | Operational-demand | 31.8837 | NA
QLD | QMRA | Moura | Energy Queensland | Summer | Coincident_unreconciled | 2026 | POE90 | Operational-demand | 29.8338 | NA
QLD | QMRA | Moura | Energy Queensland | Summer | Non-coincident | 2026 | POE50 | Operational-demand | 21.1345 | 60.9813
QLD | QMRA | Moura | Energy Queensland | Summer | Non-coincident | 2026 | POE90 | Operational-demand | 19.7422 | NA
QLD | QMRA | Moura | Energy Queensland | Summer | Coincident_unreconciled | 2027 | POE50 | Operational-demand | 31.6806 | NA
QLD | QMRA | Moura | Energy Queensland | Summer | Coincident_unreconciled | 2027 | POE90 | Operational-demand | 29.638 | NA
QLD | QMRA | Moura | Energy Queensland | Summer | Non-coincident | 2027 | POE50 | Operational-demand | 21.101 | 60.9248
QLD | QMRA | Moura | Energy Queensland | Summer | Non-coincident | 2027 | POE90 | Operational-demand | 19.71 | NA
QLD | QMRA | Moura | Energy Queensland | Summer | Coincident_unreconciled | 2028 | POE50 | Operational-demand | 31.5158 | NA
QLD | QMRA | Moura | Energy Queensland | Summer | Coincident_unreconciled | 2028 | POE90 | Operational-demand | 29.4779 | NA
QLD | QMRA | Moura | Energy Queensland | Summer | Non-coincident | 2028 | POE50 | Operational-demand | 21.0713 | 60.8823
QLD | QMRA | Moura | Energy Queensland | Summer | Non-coincident | 2028 | POE90 | Operational-demand | 19.6811 | NA
QLD | QMRA | Moura | Energy Queensland | Summer | Coincident_unreconciled | 2029 | POE50 | Operational-demand | 31.3498 | NA
QLD | QMRA | Moura | Energy Queensland | Summer | Coincident_unreconciled | 2029 | POE90 | Operational-demand | 29.3167 | NA
QLD | QMRA | Moura | Energy Queensland | Summer | Non-coincident | 2029 | POE50 | Operational-demand | 21.0377 | 60.8563
QLD | QMRA | Moura | Energy Queensland | Summer | Non-coincident | 2029 | POE90 | Operational-demand | 19.6483 | NA
QLD | QMRA | Moura | Energy Queensland | Summer | Coincident_unreconciled | 2030 | POE50 | Operational-demand | 31.3179 | NA
QLD | QMRA | Moura | Energy Queensland | Summer | Coincident_unreconciled | 2030 | POE90 | Operational-demand | 29.2895 | NA
QLD | QMRA | Moura | Energy Queensland | Summer | Non-coincident | 2030 | POE50 | Operational-demand | 21.0216 | 60.8252
QLD | QMRA | Moura | Energy Queensland | Summer | Non-coincident | 2030 | POE90 | Operational-demand | 19.6329 | NA
QLD | QMRA | Moura | Energy Queensland | Winter | Coincident | 2016 | ACTUAL_OPG | Operational-demand | 50.4792 | 48.2354
QLD | QMRA | Moura | Energy Queensland | Winter | Coincident | 2016 | ACTUAL_RAW | Operational-demand | 50.4792 | 48.2354
QLD | QMRA | Moura | Energy Queensland | Winter | Non-coincident | 2016 | ACTUAL_RAW | Operational-demand | 23.6472 | 54.5439
QLD | QMRA | Moura | Energy Queensland | Winter | Non-coincident | 2016 | ACTUAL_OPG | Operational-demand | 23.6472 | 54.5439
QLD | QMRA | Moura | Energy Queensland | Winter | Non-coincident | 2016 | ACTUAL_ADJUSTEDOPG | Operational-demand | 23.6472 | 54.5439
QLD | QMRA | Moura | Energy Queensland | Winter | Coincident | 2017 | ACTUAL_OPG | Operational-demand | 43.7355 | 50.3403
QLD | QMRA | Moura | Energy Queensland | Winter | Coincident | 2017 | ACTUAL_RAW | Operational-demand | 43.7355 | 50.3403
QLD | QMRA | Moura | Energy Queensland | Winter | Non-coincident | 2017 | ACTUAL_RAW | Operational-demand | 3.7416 | 59.161
QLD | QMRA | Moura | Energy Queensland | Winter | Non-coincident | 2017 | ACTUAL_OPG | Operational-demand | 3.7416 | 59.161
QLD | QMRA | Moura | Energy Queensland | Winter | Non-coincident | 2017 | ACTUAL_ADJUSTEDOPG | Operational-demand | 3.7416 | 59.161
QLD | QMRA | Moura | Energy Queensland | Winter | Coincident | 2018 | ACTUAL_OPG | Operational-demand | 45.1295 | 46.2015
QLD | QMRA | Moura | Energy Queensland | Winter | Coincident | 2018 | ACTUAL_RAW | Operational-demand | 45.1295 | 46.2015
QLD | QMRA | Moura | Energy Queensland | Winter | Non-coincident | 2018 | ACTUAL_RAW | Operational-demand | 21.2144 | 59.5235
QLD | QMRA | Moura | Energy Queensland | Winter | Non-coincident | 2018 | ACTUAL_OPG | Operational-demand | 21.2144 | 59.5235
QLD | QMRA | Moura | Energy Queensland | Winter | Non-coincident | 2018 | ACTUAL_ADJUSTEDOPG | Operational-demand | 21.2144 | 59.5235
QLD | QMRA | Moura | Energy Queensland | Winter | Coincident | 2019 | ACTUAL_OPG | Operational-demand | 43.064 | 45.5317
QLD | QMRA | Moura | Energy Queensland | Winter | Coincident | 2019 | ACTUAL_RAW | Operational-demand | 43.064 | 45.5317
QLD | QMRA | Moura | Energy Queensland | Winter | Non-coincident | 2019 | ACTUAL_RAW | Operational-demand | 17.3321 | 61.1673
QLD | QMRA | Moura | Energy Queensland | Winter | Non-coincident | 2019 | ACTUAL_OPG | Operational-demand | 17.3321 | 61.1673
QLD | QMRA | Moura | Energy Queensland | Winter | Non-coincident | 2019 | ACTUAL_ADJUSTEDOPG | Operational-demand | 17.3321 | 61.1673
QLD | QMRA | Moura | Energy Queensland | Winter | Non-coincident | 2019 | BASEYEARPOE90 | Operational-demand | 37.0408 | NA
QLD | QMRA | Moura | Energy Queensland | Winter | Non-coincident | 2019 | BASEYEARPOE50 | Operational-demand | 37.8106 | 72.7546
QLD | QMRA | Moura | Energy Queensland | Winter | Coincident_unreconciled | 2020 | POE50 | Operational-demand | 44 | NA
QLD | QMRA | Moura | Energy Queensland | Winter | Coincident_unreconciled | 2020 | POE90 | Operational-demand | 41.4699 | NA
QLD | QMRA | Moura | Energy Queensland | Winter | Non-coincident | 2020 | POE50 | Operational-demand | 24.1182 | 59.2229
QLD | QMRA | Moura | Energy Queensland | Winter | Non-coincident | 2020 | POE90 | Operational-demand | 8.2918 | NA
QLD | QMRA | Moura | Energy Queensland | Winter | Coincident_unreconciled | 2021 | POE50 | Operational-demand | 42.9257 | NA
QLD | QMRA | Moura | Energy Queensland | Winter | Coincident_unreconciled | 2021 | POE90 | Operational-demand | 40.4173 | NA
QLD | QMRA | Moura | Energy Queensland | Winter | Non-coincident | 2021 | POE50 | Operational-demand | 23.9914 | 59.1675
QLD | QMRA | Moura | Energy Queensland | Winter | Non-coincident | 2021 | POE90 | Operational-demand | 8.1695 | NA
QLD | QMRA | Moura | Energy Queensland | Winter | Coincident_unreconciled | 2022 | POE50 | Operational-demand | 42.1487 | NA
QLD | QMRA | Moura | Energy Queensland | Winter | Coincident_unreconciled | 2022 | POE90 | Operational-demand | 39.6521 | NA
QLD | QMRA | Moura | Energy Queensland | Winter | Non-coincident | 2022 | POE50 | Operational-demand | 23.9088 | 59.1285
QLD | QMRA | Moura | Energy Queensland | Winter | Non-coincident | 2022 | POE90 | Operational-demand | 8.0892 | NA
QLD | QMRA | Moura | Energy Queensland | Winter | Coincident_unreconciled | 2023 | POE50 | Operational-demand | 41.6879 | NA
QLD | QMRA | Moura | Energy Queensland | Winter | Coincident_unreconciled | 2023 | POE90 | Operational-demand | 39.2037 | NA
QLD | QMRA | Moura | Energy Queensland | Winter | Non-coincident | 2023 | POE50 | Operational-demand | 23.8567 | 59.0913
QLD | QMRA | Moura | Energy Queensland | Winter | Non-coincident | 2023 | POE90 | Operational-demand | 8.0396 | NA
QLD | QMRA | Moura | Energy Queensland | Winter | Coincident_unreconciled | 2024 | POE50 | Operational-demand | 41.3124 | NA
QLD | QMRA | Moura | Energy Queensland | Winter | Coincident_unreconciled | 2024 | POE90 | Operational-demand | 38.841 | NA
QLD | QMRA | Moura | Energy Queensland | Winter | Non-coincident | 2024 | POE50 | Operational-demand | 23.8222 | 59.0457
QLD | QMRA | Moura | Energy Queensland | Winter | Non-coincident | 2024 | POE90 | Operational-demand | 8.0077 | NA
QLD | QMRA | Moura | Energy Queensland | Winter | Coincident_unreconciled | 2025 | POE50 | Operational-demand | 40.8749 | NA
QLD | QMRA | Moura | Energy Queensland | Winter | Coincident_unreconciled | 2025 | POE90 | Operational-demand | 38.4153 | NA
QLD | QMRA | Moura | Energy Queensland | Winter | Non-coincident | 2025 | POE50 | Operational-demand | 23.7892 | 58.9986
QLD | QMRA | Moura | Energy Queensland | Winter | Non-coincident | 2025 | POE90 | Operational-demand | 7.9772 | NA
QLD | QMRA | Moura | Energy Queensland | Winter | Coincident_unreconciled | 2026 | POE50 | Operational-demand | 40.6268 | NA
QLD | QMRA | Moura | Energy Queensland | Winter | Coincident_unreconciled | 2026 | POE90 | Operational-demand | 38.1789 | NA
QLD | QMRA | Moura | Energy Queensland | Winter | Non-coincident | 2026 | POE50 | Operational-demand | 23.7858 | 58.9502
QLD | QMRA | Moura | Energy Queensland | Winter | Non-coincident | 2026 | POE90 | Operational-demand | 7.9761 | NA
QLD | QMRA | Moura | Energy Queensland | Winter | Coincident_unreconciled | 2027 | POE50 | Operational-demand | 40.5618 | NA
QLD | QMRA | Moura | Energy Queensland | Winter | Coincident_unreconciled | 2027 | POE90 | Operational-demand | 38.1191 | NA
QLD | QMRA | Moura | Energy Queensland | Winter | Non-coincident | 2027 | POE50 | Operational-demand | 23.82 | 58.9178
QLD | QMRA | Moura | Energy Queensland | Winter | Non-coincident | 2027 | POE90 | Operational-demand | 8.0114 | NA
QLD | QMRA | Moura | Energy Queensland | Winter | Coincident_unreconciled | 2028 | POE50 | Operational-demand | 40.4385 | NA
QLD | QMRA | Moura | Energy Queensland | Winter | Coincident_unreconciled | 2028 | POE90 | Operational-demand | 38.0015 | NA
QLD | QMRA | Moura | Energy Queensland | Winter | Non-coincident | 2028 | POE50 | Operational-demand | 23.836 | 58.9236
QLD | QMRA | Moura | Energy Queensland | Winter | Non-coincident | 2028 | POE90 | Operational-demand | 8.0285 | NA
QLD | QMRA | Moura | Energy Queensland | Winter | Coincident_unreconciled | 2029 | POE50 | Operational-demand | 40.3558 | NA
QLD | QMRA | Moura | Energy Queensland | Winter | Coincident_unreconciled | 2029 | POE90 | Operational-demand | 37.9238 | NA
QLD | QMRA | Moura | Energy Queensland | Winter | Non-coincident | 2029 | POE50 | Operational-demand | 23.8592 | 58.9521
QLD | QMRA | Moura | Energy Queensland | Winter | Non-coincident | 2029 | POE90 | Operational-demand | 8.0528 | NA
QLD | QMRA | Moura | Energy Queensland | Shoulder | Non-coincident | 2019 | BASEYEARPOE10 | Operational-demand | NA | 73.9834
QLD | QMRA | Moura | Energy Queensland | Shoulder | Coincident | 2021 | POE10 | Operational-demand | NA | 40.4193
QLD | QMRA | Moura | Energy Queensland | Shoulder | Coincident | 2021 | POE50 | Operational-demand | NA | 38.4631
QLD | QMRA | Moura | Energy Queensland | Shoulder | Non-coincident | 2021 | POE10 | Operational-demand | NA | 64.1769
QLD | QMRA | Moura | Energy Queensland | Shoulder | Coincident | 2022 | POE10 | Operational-demand | NA | 40.3899
QLD | QMRA | Moura | Energy Queensland | Shoulder | Coincident | 2022 | POE50 | Operational-demand | NA | 38.4359
QLD | QMRA | Moura | Energy Queensland | Shoulder | Non-coincident | 2022 | POE10 | Operational-demand | NA | 64.1321
QLD | QMRA | Moura | Energy Queensland | Shoulder | Coincident | 2023 | POE10 | Operational-demand | NA | 40.3667
QLD | QMRA | Moura | Energy Queensland | Shoulder | Coincident | 2023 | POE50 | Operational-demand | NA | 38.4144
QLD | QMRA | Moura | Energy Queensland | Shoulder | Non-coincident | 2023 | POE10 | Operational-demand | NA | 64.0967
QLD | QMRA | Moura | Energy Queensland | Shoulder | Coincident | 2024 | POE10 | Operational-demand | NA | 40.3404
QLD | QMRA | Moura | Energy Queensland | Shoulder | Coincident | 2024 | POE50 | Operational-demand | NA | 38.3898
QLD | QMRA | Moura | Energy Queensland | Shoulder | Non-coincident | 2024 | POE10 | Operational-demand | NA | 64.0565
QLD | QMRA | Moura | Energy Queensland | Shoulder | Coincident | 2025 | POE10 | Operational-demand | NA | 40.3104
QLD | QMRA | Moura | Energy Queensland | Shoulder | Coincident | 2025 | POE50 | Operational-demand | NA | 38.3615
QLD | QMRA | Moura | Energy Queensland | Shoulder | Non-coincident | 2025 | POE10 | Operational-demand | NA | 64.0108
QLD | QMRA | Moura | Energy Queensland | Shoulder | Coincident | 2026 | POE10 | Operational-demand | NA | 40.277
QLD | QMRA | Moura | Energy Queensland | Shoulder | Coincident | 2026 | POE50 | Operational-demand | NA | 38.3298
QLD | QMRA | Moura | Energy Queensland | Shoulder | Non-coincident | 2026 | POE10 | Operational-demand | NA | 63.96
QLD | QMRA | Moura | Energy Queensland | Shoulder | Coincident | 2027 | POE10 | Operational-demand | NA | 40.2448
QLD | QMRA | Moura | Energy Queensland | Shoulder | Coincident | 2027 | POE50 | Operational-demand | NA | 38.2987
QLD | QMRA | Moura | Energy Queensland | Shoulder | Non-coincident | 2027 | POE10 | Operational-demand | NA | 63.9108
QLD | QMRA | Moura | Energy Queensland | Shoulder | Coincident | 2028 | POE10 | Operational-demand | NA | 40.2201
QLD | QMRA | Moura | Energy Queensland | Shoulder | Coincident | 2028 | POE50 | Operational-demand | NA | 38.2748
QLD | QMRA | Moura | Energy Queensland | Shoulder | Non-coincident | 2028 | POE10 | Operational-demand | NA | 63.8732
QLD | QMRA | Moura | Energy Queensland | Shoulder | Coincident | 2029 | POE10 | Operational-demand | NA | 40.2027
QLD | QMRA | Moura | Energy Queensland | Shoulder | Coincident | 2029 | POE50 | Operational-demand | NA | 38.2581
QLD | QMRA | Moura | Energy Queensland | Shoulder | Non-coincident | 2029 | POE10 | Operational-demand | NA | 63.8466
QLD | QMRA | Moura | Energy Queensland | Shoulder | Coincident | 2030 | POE10 | Operational-demand | NA | 40.1817
QLD | QMRA | Moura | Energy Queensland | Shoulder | Coincident | 2030 | POE50 | Operational-demand | NA | 38.2379
QLD | QMRA | Moura | Energy Queensland | Shoulder | Non-coincident | 2030 | POE10 | Operational-demand | NA | 63.8146
QLD | QMRA | Moura | Energy Queensland | Summer | Non-coincident | 2019 | BASEYEARPOE10 | Operational-demand | NA | 65.9078
QLD | QMRA | Moura | Energy Queensland | Summer | Coincident | 2021 | POE10 | Operational-demand | NA | 45.7651
QLD | QMRA | Moura | Energy Queensland | Summer | Coincident | 2021 | POE50 | Operational-demand | NA | 45.0476
QLD | QMRA | Moura | Energy Queensland | Summer | Non-coincident | 2021 | POE10 | Operational-demand | NA | 66.1645
QLD | QMRA | Moura | Energy Queensland | Summer | Coincident | 2022 | POE10 | Operational-demand | NA | 45.7284
QLD | QMRA | Moura | Energy Queensland | Summer | Coincident | 2022 | POE50 | Operational-demand | NA | 45.0142
QLD | QMRA | Moura | Energy Queensland | Summer | Non-coincident | 2022 | POE10 | Operational-demand | NA | 66.1215
QLD | QMRA | Moura | Energy Queensland | Summer | Coincident | 2023 | POE10 | Operational-demand | NA | 45.6991
QLD | QMRA | Moura | Energy Queensland | Summer | Coincident | 2023 | POE50 | Operational-demand | NA | 44.9874
QLD | QMRA | Moura | Energy Queensland | Summer | Non-coincident | 2023 | POE10 | Operational-demand | NA | 66.0871
QLD | QMRA | Moura | Energy Queensland | Summer | Coincident | 2024 | POE10 | Operational-demand | NA | 45.6686
QLD | QMRA | Moura | Energy Queensland | Summer | Coincident | 2024 | POE50 | Operational-demand | NA | 44.9595
QLD | QMRA | Moura | Energy Queensland | Summer | Non-coincident | 2024 | POE10 | Operational-demand | NA | 66.0466
QLD | QMRA | Moura | Energy Queensland | Summer | Coincident | 2025 | POE10 | Operational-demand | NA | 45.6386
QLD | QMRA | Moura | Energy Queensland | Summer | Coincident | 2025 | POE50 | Operational-demand | NA | 44.9321
QLD | QMRA | Moura | Energy Queensland | Summer | Non-coincident | 2025 | POE10 | Operational-demand | NA | 65.9981
QLD | QMRA | Moura | Energy Queensland | Summer | Coincident | 2026 | POE10 | Operational-demand | NA | 45.6099
QLD | QMRA | Moura | Energy Queensland | Summer | Coincident | 2026 | POE50 | Operational-demand | NA | 44.9059
QLD | QMRA | Moura | Energy Queensland | Summer | Non-coincident | 2026 | POE10 | Operational-demand | NA | 65.9426
QLD | QMRA | Moura | Energy Queensland | Summer | Coincident | 2027 | POE10 | Operational-demand | NA | 45.5924
QLD | QMRA | Moura | Energy Queensland | Summer | Coincident | 2027 | POE50 | Operational-demand | NA | 44.89
QLD | QMRA | Moura | Energy Queensland | Summer | Non-coincident | 2027 | POE10 | Operational-demand | NA | 65.8849
QLD | QMRA | Moura | Energy Queensland | Summer | Coincident | 2028 | POE10 | Operational-demand | NA | 45.5963
QLD | QMRA | Moura | Energy Queensland | Summer | Coincident | 2028 | POE50 | Operational-demand | NA | 44.8951
QLD | QMRA | Moura | Energy Queensland | Summer | Non-coincident | 2028 | POE10 | Operational-demand | NA | 65.8416
QLD | QMRA | Moura | Energy Queensland | Summer | Coincident | 2029 | POE10 | Operational-demand | NA | 45.622
QLD | QMRA | Moura | Energy Queensland | Summer | Coincident | 2029 | POE50 | Operational-demand | NA | 44.9219
QLD | QMRA | Moura | Energy Queensland | Summer | Non-coincident | 2029 | POE10 | Operational-demand | NA | 65.8149
QLD | QMRA | Moura | Energy Queensland | Summer | Coincident | 2030 | POE10 | Operational-demand | NA | 45.6576
QLD | QMRA | Moura | Energy Queensland | Summer | Coincident | 2030 | POE50 | Operational-demand | NA | 44.9587
QLD | QMRA | Moura | Energy Queensland | Summer | Non-coincident | 2030 | POE10 | Operational-demand | NA | 65.783
QLD | QMRA | Moura | Energy Queensland | Winter | Non-coincident | 2019 | BASEYEARPOE10 | Operational-demand | NA | 73.4496
QLD | QMRA | Moura | Energy Queensland | Winter | Coincident | 2020 | POE10 | Operational-demand | NA | 48.8117
QLD | QMRA | Moura | Energy Queensland | Winter | Coincident | 2020 | POE50 | Operational-demand | NA | 46.8151
QLD | QMRA | Moura | Energy Queensland | Winter | Non-coincident | 2020 | POE10 | Operational-demand | NA | 61.7486
QLD | QMRA | Moura | Energy Queensland | Winter | Coincident | 2021 | POE10 | Operational-demand | NA | 48.7648
QLD | QMRA | Moura | Energy Queensland | Winter | Coincident | 2021 | POE50 | Operational-demand | NA | 46.7713
QLD | QMRA | Moura | Energy Queensland | Winter | Non-coincident | 2021 | POE10 | Operational-demand | NA | 61.6893
QLD | QMRA | Moura | Energy Queensland | Winter | Coincident | 2022 | POE10 | Operational-demand | NA | 48.7323
QLD | QMRA | Moura | Energy Queensland | Winter | Coincident | 2022 | POE50 | Operational-demand | NA | 46.7405
QLD | QMRA | Moura | Energy Queensland | Winter | Non-coincident | 2022 | POE10 | Operational-demand | NA | 61.6481
QLD | QMRA | Moura | Energy Queensland | Winter | Coincident | 2023 | POE10 | Operational-demand | NA | 48.7012
QLD | QMRA | Moura | Energy Queensland | Winter | Coincident | 2023 | POE50 | Operational-demand | NA | 46.7112
QLD | QMRA | Moura | Energy Queensland | Winter | Non-coincident | 2023 | POE10 | Operational-demand | NA | 61.6088
QLD | QMRA | Moura | Energy Queensland | Winter | Coincident | 2024 | POE10 | Operational-demand | NA | 48.6633
QLD | QMRA | Moura | Energy Queensland | Winter | Coincident | 2024 | POE50 | Operational-demand | NA | 46.6751
QLD | QMRA | Moura | Energy Queensland | Winter | Non-coincident | 2024 | POE10 | Operational-demand | NA | 61.5608
QLD | QMRA | Moura | Energy Queensland | Winter | Coincident | 2025 | POE10 | Operational-demand | NA | 48.6244
QLD | QMRA | Moura | Energy Queensland | Winter | Coincident | 2025 | POE50 | Operational-demand | NA | 46.6379
QLD | QMRA | Moura | Energy Queensland | Winter | Non-coincident | 2025 | POE10 | Operational-demand | NA | 61.5116
QLD | QMRA | Moura | Energy Queensland | Winter | Coincident | 2026 | POE10 | Operational-demand | NA | 48.5844
QLD | QMRA | Moura | Energy Queensland | Winter | Coincident | 2026 | POE50 | Operational-demand | NA | 46.5996
QLD | QMRA | Moura | Energy Queensland | Winter | Non-coincident | 2026 | POE10 | Operational-demand | NA | 61.4611
QLD | QMRA | Moura | Energy Queensland | Winter | Coincident | 2027 | POE10 | Operational-demand | NA | 48.5581
QLD | QMRA | Moura | Energy Queensland | Winter | Coincident | 2027 | POE50 | Operational-demand | NA | 46.574
QLD | QMRA | Moura | Energy Queensland | Winter | Non-coincident | 2027 | POE10 | Operational-demand | NA | 61.4277
QLD | QMRA | Moura | Energy Queensland | Winter | Coincident | 2028 | POE10 | Operational-demand | NA | 48.5618
QLD | QMRA | Moura | Energy Queensland | Winter | Coincident | 2028 | POE50 | Operational-demand | NA | 46.5786
QLD | QMRA | Moura | Energy Queensland | Winter | Non-coincident | 2028 | POE10 | Operational-demand | NA | 61.4325
QLD | QMRA | Moura | Energy Queensland | Winter | Coincident | 2029 | POE10 | Operational-demand | NA | 48.5836
QLD | QMRA | Moura | Energy Queensland | Winter | Coincident | 2029 | POE50 | Operational-demand | NA | 46.6011
QLD | QMRA | Moura | Energy Queensland | Winter | Non-coincident | 2029 | POE10 | Operational-demand | NA | 61.4601
QLD | GreaterTownsville | Townsville Mesh | Energy Queensland | Shoulder | Coincident | 2017 | ACTUAL_OPG | Operational-demand | 113.4496 | 206.4187
QLD | GreaterTownsville | Townsville Mesh | Energy Queensland | Shoulder | Coincident | 2017 | ACTUAL_RAW | Operational-demand | 113.7529 | 206.7019
QLD | GreaterTownsville | Townsville Mesh | Energy Queensland | Shoulder | Non-coincident | 2017 | ACTUAL_RAW | Operational-demand | 46.0676 | 223.4499
QLD | GreaterTownsville | Townsville Mesh | Energy Queensland | Shoulder | Non-coincident | 2017 | ACTUAL_OPG | Operational-demand | 98.9712 | 230.2542
QLD | GreaterTownsville | Townsville Mesh | Energy Queensland | Shoulder | Non-coincident | 2017 | ACTUAL_ADJUSTEDOPG | Operational-demand | 98.9712 | 230.2542
QLD | GreaterTownsville | Townsville Mesh | Energy Queensland | Shoulder | Coincident | 2018 | ACTUAL_OPG | Operational-demand | 109.4826 | 216.179
QLD | GreaterTownsville | Townsville Mesh | Energy Queensland | Shoulder | Coincident | 2018 | ACTUAL_RAW | Operational-demand | 109.74 | 216.4655
QLD | GreaterTownsville | Townsville Mesh | Energy Queensland | Shoulder | Non-coincident | 2018 | ACTUAL_RAW | Operational-demand | 22.4944 | 231.5072
QLD | GreaterTownsville | Townsville Mesh | Energy Queensland | Shoulder | Non-coincident | 2018 | ACTUAL_OPG | Operational-demand | 86.1522 | 231.2579
QLD | GreaterTownsville | Townsville Mesh | Energy Queensland | Shoulder | Non-coincident | 2018 | ACTUAL_ADJUSTEDOPG | Operational-demand | 86.1522 | 231.2579
QLD | GreaterTownsville | Townsville Mesh | Energy Queensland | Shoulder | Coincident | 2019 | ACTUAL_OPG | Operational-demand | 104.2893 | 191.6221
QLD | GreaterTownsville | Townsville Mesh | Energy Queensland | Shoulder | Coincident | 2019 | ACTUAL_RAW | Operational-demand | 104.5513 | 191.9121
QLD | GreaterTownsville | Townsville Mesh | Energy Queensland | Shoulder | Non-coincident | 2019 | ACTUAL_RAW | Operational-demand | 37.0883 | 224.0073
QLD | GreaterTownsville | Townsville Mesh | Energy Queensland | Shoulder | Non-coincident | 2019 | ACTUAL_OPG | Operational-demand | 79.4677 | 223.7593
QLD | GreaterTownsville | Townsville Mesh | Energy Queensland | Shoulder | Non-coincident | 2019 | ACTUAL_ADJUSTEDOPG | Operational-demand | 79.4677 | 223.7593
QLD | GreaterTownsville | Townsville Mesh | Energy Queensland | Shoulder | Non-coincident | 2019 | BASEYEARPOE90 | Operational-demand | 75.4642 | NA
QLD | GreaterTownsville | Townsville Mesh | Energy Queensland | Shoulder | Non-coincident | 2019 | BASEYEARPOE50 | Operational-demand | 83.1487 | 219.9919
QLD | GreaterTownsville | Townsville Mesh | Energy Queensland | Shoulder | Coincident | 2020 | ACTUAL_OPG | Operational-demand | 80.3677 | 202.9786
QLD | GreaterTownsville | Townsville Mesh | Energy Queensland | Shoulder | Coincident | 2020 | ACTUAL_RAW | Operational-demand | 80.5537 | 129.3666
QLD | GreaterTownsville | Townsville Mesh | Energy Queensland | Shoulder | Non-coincident | 2020 | ACTUAL_RAW | Operational-demand | 48.3254 | 209.6175
QLD | GreaterTownsville | Townsville Mesh | Energy Queensland | Shoulder | Non-coincident | 2020 | ACTUAL_OPG | Operational-demand | 79.25 | 209.0475
QLD | GreaterTownsville | Townsville Mesh | Energy Queensland | Shoulder | Non-coincident | 2020 | ACTUAL_ADJUSTEDOPG | Operational-demand | 79.25 | 209.0475
QLD | GreaterTownsville | Townsville Mesh | Energy Queensland | Shoulder | Coincident_unreconciled | 2021 | POE50 | Operational-demand | 92.0378 | NA
QLD | GreaterTownsville | Townsville Mesh | Energy Queensland | Shoulder | Coincident_unreconciled | 2021 | POE90 | Operational-demand | 82.1041 | NA
QLD | GreaterTownsville | Townsville Mesh | Energy Queensland | Shoulder | Non-coincident | 2021 | POE50 | Operational-demand | 68.543 | 223.3298
QLD | GreaterTownsville | Townsville Mesh | Energy Queensland | Shoulder | Non-coincident | 2021 | POE90 | Operational-demand | 35.8424 | NA
QLD | GreaterTownsville | Townsville Mesh | Energy Queensland | Shoulder | Coincident_unreconciled | 2022 | POE50 | Operational-demand | 83.1805 | NA
QLD | GreaterTownsville | Townsville Mesh | Energy Queensland | Shoulder | Coincident_unreconciled | 2022 | POE90 | Operational-demand | 73.1453 | NA
QLD | GreaterTownsville | Townsville Mesh | Energy Queensland | Shoulder | Non-coincident | 2022 | POE50 | Operational-demand | 61.9467 | 225.6099
QLD | GreaterTownsville | Townsville Mesh | Energy Queensland | Shoulder | Non-coincident | 2022 | POE90 | Operational-demand | 31.6244 | NA
QLD | GreaterTownsville | Townsville Mesh | Energy Queensland | Shoulder | Coincident_unreconciled | 2023 | POE50 | Operational-demand | 74.8673 | NA
QLD | GreaterTownsville | Townsville Mesh | Energy Queensland | Shoulder | Coincident_unreconciled | 2023 | POE90 | Operational-demand | 64.7149 | NA
QLD | GreaterTownsville | Townsville Mesh | Energy Queensland | Shoulder | Non-coincident | 2023 | POE50 | Operational-demand | 55.7557 | 228.2451
QLD | GreaterTownsville | Townsville Mesh | Energy Queensland | Shoulder | Non-coincident | 2023 | POE90 | Operational-demand | 27.6495 | NA
QLD | GreaterTownsville | Townsville Mesh | Energy Queensland | Shoulder | Coincident_unreconciled | 2024 | POE50 | Operational-demand | 52.0644 | NA
QLD | GreaterTownsville | Townsville Mesh | Energy Queensland | Shoulder | Coincident_unreconciled | 2024 | POE90 | Operational-demand | 41.7947 | NA
QLD | GreaterTownsville | Townsville Mesh | Energy Queensland | Shoulder | Non-coincident | 2024 | POE50 | Operational-demand | 38.7738 | 216.8176
QLD | GreaterTownsville | Townsville Mesh | Energy Queensland | Shoulder | Non-coincident | 2024 | POE90 | Operational-demand | 11.6821 | NA
QLD | GreaterTownsville | Townsville Mesh | Energy Queensland | Shoulder | Coincident_unreconciled | 2025 | POE50 | Operational-demand | 49.733 | NA
QLD | GreaterTownsville | Townsville Mesh | Energy Queensland | Shoulder | Coincident_unreconciled | 2025 | POE90 | Operational-demand | 39.3461 | NA
QLD | GreaterTownsville | Townsville Mesh | Energy Queensland | Shoulder | Non-coincident | 2025 | POE50 | Operational-demand | 37.0375 | 219.4669
QLD | GreaterTownsville | Townsville Mesh | Energy Queensland | Shoulder | Non-coincident | 2025 | POE90 | Operational-demand | 10.5305 | NA
QLD | GreaterTownsville | Townsville Mesh | Energy Queensland | Shoulder | Coincident_unreconciled | 2026 | POE50 | Operational-demand | 47.1101 | NA
QLD | GreaterTownsville | Townsville Mesh | Energy Queensland | Shoulder | Coincident_unreconciled | 2026 | POE90 | Operational-demand | 36.6059 | NA
QLD | GreaterTownsville | Townsville Mesh | Energy Queensland | Shoulder | Non-coincident | 2026 | POE50 | Operational-demand | 35.0842 | 222.2243
QLD | GreaterTownsville | Townsville Mesh | Energy Queensland | Shoulder | Non-coincident | 2026 | POE90 | Operational-demand | 9.2595 | NA
QLD | GreaterTownsville | Townsville Mesh | Energy Queensland | Shoulder | Coincident_unreconciled | 2027 | POE50 | Operational-demand | 45.0994 | NA
QLD | GreaterTownsville | Townsville Mesh | Energy Queensland | Shoulder | Coincident_unreconciled | 2027 | POE90 | Operational-demand | 34.4714 | NA
QLD | GreaterTownsville | Townsville Mesh | Energy Queensland | Shoulder | Non-coincident | 2027 | POE50 | Operational-demand | 33.5867 | 225.3386
QLD | GreaterTownsville | Townsville Mesh | Energy Queensland | Shoulder | Non-coincident | 2027 | POE90 | Operational-demand | 8.2829 | NA
QLD | GreaterTownsville | Townsville Mesh | Energy Queensland | Shoulder | Coincident_unreconciled | 2028 | POE50 | Operational-demand | 43.9704 | NA
QLD | GreaterTownsville | Townsville Mesh | Energy Queensland | Shoulder | Coincident_unreconciled | 2028 | POE90 | Operational-demand | 33.2141 | NA
QLD | GreaterTownsville | Townsville Mesh | Energy Queensland | Shoulder | Non-coincident | 2028 | POE50 | Operational-demand | 32.746 | 228.8322
QLD | GreaterTownsville | Townsville Mesh | Energy Queensland | Shoulder | Non-coincident | 2028 | POE90 | Operational-demand | 7.7057 | NA
QLD | GreaterTownsville | Townsville Mesh | Energy Queensland | Shoulder | Coincident_unreconciled | 2029 | POE50 | Operational-demand | 43.155 | NA
QLD | GreaterTownsville | Townsville Mesh | Energy Queensland | Shoulder | Coincident_unreconciled | 2029 | POE90 | Operational-demand | 32.2703 | NA
QLD | GreaterTownsville | Townsville Mesh | Energy Queensland | Shoulder | Non-coincident | 2029 | POE50 | Operational-demand | 32.1387 | 232.6306
QLD | GreaterTownsville | Townsville Mesh | Energy Queensland | Shoulder | Non-coincident | 2029 | POE90 | Operational-demand | 7.2646 | NA
QLD | GreaterTownsville | Townsville Mesh | Energy Queensland | Shoulder | Coincident_unreconciled | 2030 | POE50 | Operational-demand | 42.7116 | NA
QLD | GreaterTownsville | Townsville Mesh | Energy Queensland | Shoulder | Coincident_unreconciled | 2030 | POE90 | Operational-demand | 31.6985 | NA
QLD | GreaterTownsville | Townsville Mesh | Energy Queensland | Shoulder | Non-coincident | 2030 | POE50 | Operational-demand | 31.8084 | 236.7423
QLD | GreaterTownsville | Townsville Mesh | Energy Queensland | Shoulder | Non-coincident | 2030 | POE90 | Operational-demand | 7.0101 | NA
QLD | GreaterTownsville | Townsville Mesh | Energy Queensland | Summer | Coincident | 2017 | ACTUAL_OPG | Operational-demand | 125.4304 | 217.2415
QLD | GreaterTownsville | Townsville Mesh | Energy Queensland | Summer | Coincident | 2017 | ACTUAL_RAW | Operational-demand | 125.7006 | 142.0271
QLD | GreaterTownsville | Townsville Mesh | Energy Queensland | Summer | Non-coincident | 2017 | ACTUAL_RAW | Operational-demand | 64.0024 | 303.2438
QLD | GreaterTownsville | Townsville Mesh | Energy Queensland | Summer | Non-coincident | 2017 | ACTUAL_OPG | Operational-demand | 120.056 | 302.9617
QLD | GreaterTownsville | Townsville Mesh | Energy Queensland | Summer | Non-coincident | 2017 | ACTUAL_ADJUSTEDOPG | Operational-demand | 120.056 | 302.9617
QLD | GreaterTownsville | Townsville Mesh | Energy Queensland | Summer | Coincident | 2018 | ACTUAL_OPG | Operational-demand | 116.3757 | 270.0232
QLD | GreaterTownsville | Townsville Mesh | Energy Queensland | Summer | Coincident | 2018 | ACTUAL_RAW | Operational-demand | 116.637 | 196.9144
QLD | GreaterTownsville | Townsville Mesh | Energy Queensland | Summer | Non-coincident | 2018 | ACTUAL_RAW | Operational-demand | 58.3924 | 273.06
QLD | GreaterTownsville | Townsville Mesh | Energy Queensland | Summer | Non-coincident | 2018 | ACTUAL_OPG | Operational-demand | 113.0452 | 275.2509
QLD | GreaterTownsville | Townsville Mesh | Energy Queensland | Summer | Non-coincident | 2018 | ACTUAL_ADJUSTEDOPG | Operational-demand | 113.0452 | 275.2509
QLD | GreaterTownsville | Townsville Mesh | Energy Queensland | Summer | Coincident | 2019 | ACTUAL_OPG | Operational-demand | 121.0727 | 268.6676
QLD | GreaterTownsville | Townsville Mesh | Energy Queensland | Summer | Coincident | 2019 | ACTUAL_RAW | Operational-demand | 121.3407 | 196.0256
QLD | GreaterTownsville | Townsville Mesh | Energy Queensland | Summer | Non-coincident | 2019 | ACTUAL_RAW | Operational-demand | 74.4907 | 306.4385
QLD | GreaterTownsville | Townsville Mesh | Energy Queensland | Summer | Non-coincident | 2019 | ACTUAL_OPG | Operational-demand | 100.2019 | 306.1685
QLD | GreaterTownsville | Townsville Mesh | Energy Queensland | Summer | Non-coincident | 2019 | ACTUAL_ADJUSTEDOPG | Operational-demand | 100.2019 | 306.1685
QLD | GreaterTownsville | Townsville Mesh | Energy Queensland | Summer | Non-coincident | 2019 | BASEYEARPOE90 | Operational-demand | 95.7364 | NA
QLD | GreaterTownsville | Townsville Mesh | Energy Queensland | Summer | Non-coincident | 2019 | BASEYEARPOE50 | Operational-demand | 106.7876 | 298.4955
QLD | GreaterTownsville | Townsville Mesh | Energy Queensland | Summer | Coincident | 2020 | ACTUAL_OPG | Operational-demand | 114.25 | 240.5502
QLD | GreaterTownsville | Townsville Mesh | Energy Queensland | Summer | Coincident | 2020 | ACTUAL_RAW | Operational-demand | 114.522 | 168.6082
QLD | GreaterTownsville | Townsville Mesh | Energy Queensland | Summer | Non-coincident | 2020 | ACTUAL_RAW | Operational-demand | 56.6155 | 297.3893
QLD | GreaterTownsville | Townsville Mesh | Energy Queensland | Summer | Non-coincident | 2020 | ACTUAL_OPG | Operational-demand | 110.7986 | 297.1033
QLD | GreaterTownsville | Townsville Mesh | Energy Queensland | Summer | Non-coincident | 2020 | ACTUAL_ADJUSTEDOPG | Operational-demand | 110.7986 | 297.1033
QLD | GreaterTownsville | Townsville Mesh | Energy Queensland | Summer | Coincident_unreconciled | 2021 | POE50 | Operational-demand | 123.2536 | NA
QLD | GreaterTownsville | Townsville Mesh | Energy Queensland | Summer | Coincident_unreconciled | 2021 | POE90 | Operational-demand | 104.0163 | NA
QLD | GreaterTownsville | Townsville Mesh | Energy Queensland | Summer | Non-coincident | 2021 | POE50 | Operational-demand | 102.6388 | 307.2132
QLD | GreaterTownsville | Townsville Mesh | Energy Queensland | Summer | Non-coincident | 2021 | POE90 | Operational-demand | 79.3409 | NA
QLD | GreaterTownsville | Townsville Mesh | Energy Queensland | Summer | Coincident_unreconciled | 2022 | POE50 | Operational-demand | 116.3789 | NA
QLD | GreaterTownsville | Townsville Mesh | Energy Queensland | Summer | Coincident_unreconciled | 2022 | POE90 | Operational-demand | 96.9452 | NA
QLD | GreaterTownsville | Townsville Mesh | Energy Queensland | Summer | Non-coincident | 2022 | POE50 | Operational-demand | 96.9139 | 310.3464
QLD | GreaterTownsville | Townsville Mesh | Energy Queensland | Summer | Non-coincident | 2022 | POE90 | Operational-demand | 77.602 | NA
QLD | GreaterTownsville | Townsville Mesh | Energy Queensland | Summer | Coincident_unreconciled | 2023 | POE50 | Operational-demand | 110.0519 | NA
QLD | GreaterTownsville | Townsville Mesh | Energy Queensland | Summer | Coincident_unreconciled | 2023 | POE90 | Operational-demand | 90.3912 | NA
QLD | GreaterTownsville | Townsville Mesh | Energy Queensland | Summer | Non-coincident | 2023 | POE50 | Operational-demand | 91.6452 | 313.9672
QLD | GreaterTownsville | Townsville Mesh | Energy Queensland | Summer | Non-coincident | 2023 | POE90 | Operational-demand | 75.2728 | NA
QLD | GreaterTownsville | Townsville Mesh | Energy Queensland | Summer | Coincident_unreconciled | 2024 | POE50 | Operational-demand | 90.7097 | NA
QLD | GreaterTownsville | Townsville Mesh | Energy Queensland | Summer | Coincident_unreconciled | 2024 | POE90 | Operational-demand | 70.8219 | NA
QLD | GreaterTownsville | Townsville Mesh | Energy Queensland | Summer | Non-coincident | 2024 | POE50 | Operational-demand | 75.538 | 303.5138
QLD | GreaterTownsville | Townsville Mesh | Energy Queensland | Summer | Non-coincident | 2024 | POE90 | Operational-demand | 58.9766 | NA
QLD | GreaterTownsville | Townsville Mesh | Energy Queensland | Summer | Coincident_unreconciled | 2025 | POE50 | Operational-demand | 89.4143 | NA
QLD | GreaterTownsville | Townsville Mesh | Energy Queensland | Summer | Coincident_unreconciled | 2025 | POE90 | Operational-demand | 69.2994 | NA
QLD | GreaterTownsville | Townsville Mesh | Energy Queensland | Summer | Non-coincident | 2025 | POE50 | Operational-demand | 74.4593 | 307.1291
QLD | GreaterTownsville | Townsville Mesh | Energy Queensland | Summer | Non-coincident | 2025 | POE90 | Operational-demand | 57.7087 | NA
QLD | GreaterTownsville | Townsville Mesh | Energy Queensland | Summer | Coincident_unreconciled | 2026 | POE50 | Operational-demand | 87.8385 | NA
QLD | GreaterTownsville | Townsville Mesh | Energy Queensland | Summer | Coincident_unreconciled | 2026 | POE90 | Operational-demand | 67.4966 | NA
QLD | GreaterTownsville | Townsville Mesh | Energy Queensland | Summer | Non-coincident | 2026 | POE50 | Operational-demand | 73.1471 | 310.8618
QLD | GreaterTownsville | Townsville Mesh | Energy Queensland | Summer | Non-coincident | 2026 | POE90 | Operational-demand | 56.2075 | NA
QLD | GreaterTownsville | Townsville Mesh | Energy Queensland | Summer | Coincident_unreconciled | 2027 | POE50 | Operational-demand | 86.8456 | NA
QLD | GreaterTownsville | Townsville Mesh | Energy Queensland | Summer | Coincident_unreconciled | 2027 | POE90 | Operational-demand | 66.2641 | NA
QLD | GreaterTownsville | Townsville Mesh | Energy Queensland | Summer | Non-coincident | 2027 | POE50 | Operational-demand | 72.3202 | 315.0487
QLD | GreaterTownsville | Townsville Mesh | Energy Queensland | Summer | Non-coincident | 2027 | POE90 | Operational-demand | 55.181 | NA
QLD | GreaterTownsville | Townsville Mesh | Energy Queensland | Summer | Coincident_unreconciled | 2028 | POE50 | Operational-demand | 86.5939 | NA
QLD | GreaterTownsville | Townsville Mesh | Energy Queensland | Summer | Coincident_unreconciled | 2028 | POE90 | Operational-demand | 65.7638 | NA
QLD | GreaterTownsville | Townsville Mesh | Energy Queensland | Summer | Non-coincident | 2028 | POE50 | Operational-demand | 72.1106 | 319.7144
QLD | GreaterTownsville | Townsville Mesh | Energy Queensland | Summer | Non-coincident | 2028 | POE90 | Operational-demand | 54.7644 | NA
QLD | GreaterTownsville | Townsville Mesh | Energy Queensland | Summer | Coincident_unreconciled | 2029 | POE50 | Operational-demand | 86.6112 | NA
QLD | GreaterTownsville | Townsville Mesh | Energy Queensland | Summer | Coincident_unreconciled | 2029 | POE90 | Operational-demand | 65.5324 | NA
QLD | GreaterTownsville | Townsville Mesh | Energy Queensland | Summer | Non-coincident | 2029 | POE50 | Operational-demand | 72.125 | 324.7153
QLD | GreaterTownsville | Townsville Mesh | Energy Queensland | Summer | Non-coincident | 2029 | POE90 | Operational-demand | 54.5718 | NA
QLD | GreaterTownsville | Townsville Mesh | Energy Queensland | Summer | Coincident_unreconciled | 2030 | POE50 | Operational-demand | 86.9701 | NA
QLD | GreaterTownsville | Townsville Mesh | Energy Queensland | Summer | Coincident_unreconciled | 2030 | POE90 | Operational-demand | 65.6426 | NA
QLD | GreaterTownsville | Townsville Mesh | Energy Queensland | Summer | Non-coincident | 2030 | POE50 | Operational-demand | 72.4239 | 330.0419
QLD | GreaterTownsville | Townsville Mesh | Energy Queensland | Summer | Non-coincident | 2030 | POE90 | Operational-demand | 54.6635 | NA
QLD | GreaterTownsville | Townsville Mesh | Energy Queensland | Winter | Coincident | 2016 | ACTUAL_OPG | Operational-demand | 109.9086 | 180.3408
QLD | GreaterTownsville | Townsville Mesh | Energy Queensland | Winter | Coincident | 2016 | ACTUAL_RAW | Operational-demand | 110.1757 | 104.2081
QLD | GreaterTownsville | Townsville Mesh | Energy Queensland | Winter | Non-coincident | 2016 | ACTUAL_RAW | Operational-demand | 45.3656 | 202.6284
QLD | GreaterTownsville | Townsville Mesh | Energy Queensland | Winter | Non-coincident | 2016 | ACTUAL_OPG | Operational-demand | 71.4096 | 203.5063
QLD | GreaterTownsville | Townsville Mesh | Energy Queensland | Winter | Non-coincident | 2016 | ACTUAL_ADJUSTEDOPG | Operational-demand | 71.4096 | 203.5063
QLD | GreaterTownsville | Townsville Mesh | Energy Queensland | Winter | Coincident | 2017 | ACTUAL_OPG | Operational-demand | 95.4886 | 169.6011
QLD | GreaterTownsville | Townsville Mesh | Energy Queensland | Winter | Coincident | 2017 | ACTUAL_RAW | Operational-demand | 95.6131 | 91.3283
QLD | GreaterTownsville | Townsville Mesh | Energy Queensland | Winter | Non-coincident | 2017 | ACTUAL_RAW | Operational-demand | 40.2997 | 194.3254
QLD | GreaterTownsville | Townsville Mesh | Energy Queensland | Winter | Non-coincident | 2017 | ACTUAL_OPG | Operational-demand | 92.7792 | 194.2119
QLD | GreaterTownsville | Townsville Mesh | Energy Queensland | Winter | Non-coincident | 2017 | ACTUAL_ADJUSTEDOPG | Operational-demand | 92.7792 | 194.2119
QLD | GreaterTownsville | Townsville Mesh | Energy Queensland | Winter | Coincident | 2018 | ACTUAL_OPG | Operational-demand | 91.0844 | 183.5831
QLD | GreaterTownsville | Townsville Mesh | Energy Queensland | Winter | Coincident | 2018 | ACTUAL_RAW | Operational-demand | 91.3364 | 183.7651
QLD | GreaterTownsville | Townsville Mesh | Energy Queensland | Winter | Non-coincident | 2018 | ACTUAL_RAW | Operational-demand | 35.2334 | 190.3755
QLD | GreaterTownsville | Townsville Mesh | Energy Queensland | Winter | Non-coincident | 2018 | ACTUAL_OPG | Operational-demand | 83.3641 | 190.1375
QLD | GreaterTownsville | Townsville Mesh | Energy Queensland | Winter | Non-coincident | 2018 | ACTUAL_ADJUSTEDOPG | Operational-demand | 83.3641 | 190.1375
QLD | GreaterTownsville | Townsville Mesh | Energy Queensland | Winter | Coincident | 2019 | ACTUAL_OPG | Operational-demand | 86.7205 | 180.3299
QLD | GreaterTownsville | Townsville Mesh | Energy Queensland | Winter | Coincident | 2019 | ACTUAL_RAW | Operational-demand | 86.7205 | 103.9719
QLD | GreaterTownsville | Townsville Mesh | Energy Queensland | Winter | Non-coincident | 2019 | ACTUAL_RAW | Operational-demand | 29.5214 | 191.1456
QLD | GreaterTownsville | Townsville Mesh | Energy Queensland | Winter | Non-coincident | 2019 | ACTUAL_OPG | Operational-demand | 74.7231 | 189.5196
QLD | GreaterTownsville | Townsville Mesh | Energy Queensland | Winter | Non-coincident | 2019 | ACTUAL_ADJUSTEDOPG | Operational-demand | 74.7231 | 189.5196
QLD | GreaterTownsville | Townsville Mesh | Energy Queensland | Winter | Non-coincident | 2019 | BASEYEARPOE90 | Operational-demand | 64.9382 | NA
QLD | GreaterTownsville | Townsville Mesh | Energy Queensland | Winter | Non-coincident | 2019 | BASEYEARPOE50 | Operational-demand | 72.2916 | 201.3298
QLD | GreaterTownsville | Townsville Mesh | Energy Queensland | Winter | Coincident_unreconciled | 2020 | POE50 | Operational-demand | 85 | NA
QLD | GreaterTownsville | Townsville Mesh | Energy Queensland | Winter | Coincident_unreconciled | 2020 | POE90 | Operational-demand | 76.9927 | NA
QLD | GreaterTownsville | Townsville Mesh | Energy Queensland | Winter | Non-coincident | 2020 | POE50 | Operational-demand | 71 | 205.7403
QLD | GreaterTownsville | Townsville Mesh | Energy Queensland | Winter | Non-coincident | 2020 | POE90 | Operational-demand | 64.2004 | NA
QLD | GreaterTownsville | Townsville Mesh | Energy Queensland | Winter | Coincident_unreconciled | 2021 | POE50 | Operational-demand | 78.5259 | NA
QLD | GreaterTownsville | Townsville Mesh | Energy Queensland | Winter | Coincident_unreconciled | 2021 | POE90 | Operational-demand | 70.4514 | NA
QLD | GreaterTownsville | Townsville Mesh | Energy Queensland | Winter | Non-coincident | 2021 | POE50 | Operational-demand | 65.5023 | 207.4626
QLD | GreaterTownsville | Townsville Mesh | Energy Queensland | Winter | Non-coincident | 2021 | POE90 | Operational-demand | 58.6457 | NA
QLD | GreaterTownsville | Townsville Mesh | Energy Queensland | Winter | Coincident_unreconciled | 2022 | POE50 | Operational-demand | 70.0148 | NA
QLD | GreaterTownsville | Townsville Mesh | Energy Queensland | Winter | Coincident_unreconciled | 2022 | POE90 | Operational-demand | 61.845 | NA
QLD | GreaterTownsville | Townsville Mesh | Energy Queensland | Winter | Non-coincident | 2022 | POE50 | Operational-demand | 58.2749 | 209.9075
QLD | GreaterTownsville | Townsville Mesh | Energy Queensland | Winter | Non-coincident | 2022 | POE90 | Operational-demand | 51.3373 | NA
QLD | GreaterTownsville | Townsville Mesh | Energy Queensland | Winter | Coincident_unreconciled | 2023 | POE50 | Operational-demand | 64.5027 | NA
QLD | GreaterTownsville | Townsville Mesh | Energy Queensland | Winter | Coincident_unreconciled | 2023 | POE90 | Operational-demand | 56.2374 | NA
QLD | GreaterTownsville | Townsville Mesh | Energy Queensland | Winter | Non-coincident | 2023 | POE50 | Operational-demand | 53.5942 | 212.3489
QLD | GreaterTownsville | Townsville Mesh | Energy Queensland | Winter | Non-coincident | 2023 | POE90 | Operational-demand | 46.5755 | NA
QLD | GreaterTownsville | Townsville Mesh | Energy Queensland | Winter | Coincident_unreconciled | 2024 | POE50 | Operational-demand | 45.6224 | NA
QLD | GreaterTownsville | Townsville Mesh | Energy Queensland | Winter | Coincident_unreconciled | 2024 | POE90 | Operational-demand | 37.2617 | NA
QLD | GreaterTownsville | Townsville Mesh | Energy Queensland | Winter | Non-coincident | 2024 | POE50 | Operational-demand | 37.5615 | 200.7064
QLD | GreaterTownsville | Townsville Mesh | Energy Queensland | Winter | Non-coincident | 2024 | POE90 | Operational-demand | 30.4618 | NA
QLD | GreaterTownsville | Townsville Mesh | Energy Queensland | Winter | Coincident_unreconciled | 2025 | POE50 | Operational-demand | 43.4715 | NA
QLD | GreaterTownsville | Townsville Mesh | Energy Queensland | Winter | Coincident_unreconciled | 2025 | POE90 | Operational-demand | 35.0153 | NA
QLD | GreaterTownsville | Townsville Mesh | Energy Queensland | Winter | Non-coincident | 2025 | POE50 | Operational-demand | 35.735 | 203.1661
QLD | GreaterTownsville | Townsville Mesh | Energy Queensland | Winter | Non-coincident | 2025 | POE90 | Operational-demand | 28.5543 | NA
QLD | GreaterTownsville | Townsville Mesh | Energy Queensland | Winter | Coincident_unreconciled | 2026 | POE50 | Operational-demand | 40.9452 | NA
QLD | GreaterTownsville | Townsville Mesh | Energy Queensland | Winter | Coincident_unreconciled | 2026 | POE90 | Operational-demand | 32.3929 | NA
QLD | GreaterTownsville | Townsville Mesh | Energy Queensland | Winter | Non-coincident | 2026 | POE50 | Operational-demand | 33.5897 | 205.7776
QLD | GreaterTownsville | Townsville Mesh | Energy Queensland | Winter | Non-coincident | 2026 | POE90 | Operational-demand | 26.3274 | NA
QLD | GreaterTownsville | Townsville Mesh | Energy Queensland | Winter | Coincident_unreconciled | 2027 | POE50 | Operational-demand | 39.6945 | NA
QLD | GreaterTownsville | Townsville Mesh | Energy Queensland | Winter | Coincident_unreconciled | 2027 | POE90 | Operational-demand | 31.0377 | NA
QLD | GreaterTownsville | Townsville Mesh | Energy Queensland | Winter | Non-coincident | 2027 | POE50 | Operational-demand | 32.5277 | 208.8306
QLD | GreaterTownsville | Townsville Mesh | Energy Queensland | Winter | Non-coincident | 2027 | POE90 | Operational-demand | 25.1766 | NA
QLD | GreaterTownsville | Townsville Mesh | Energy Queensland | Winter | Coincident_unreconciled | 2028 | POE50 | Operational-demand | 38.7208 | NA
QLD | GreaterTownsville | Townsville Mesh | Energy Queensland | Winter | Coincident_unreconciled | 2028 | POE90 | Operational-demand | 29.9595 | NA
QLD | GreaterTownsville | Townsville Mesh | Energy Queensland | Winter | Non-coincident | 2028 | POE50 | Operational-demand | 31.7008 | 212.2287
QLD | GreaterTownsville | Townsville Mesh | Energy Queensland | Winter | Non-coincident | 2028 | POE90 | Operational-demand | 24.261 | NA
QLD | GreaterTownsville | Townsville Mesh | Energy Queensland | Winter | Coincident_unreconciled | 2029 | POE50 | Operational-demand | 38.1183 | NA
QLD | GreaterTownsville | Townsville Mesh | Energy Queensland | Winter | Coincident_unreconciled | 2029 | POE90 | Operational-demand | 29.2525 | NA
QLD | GreaterTownsville | Townsville Mesh | Energy Queensland | Winter | Non-coincident | 2029 | POE50 | Operational-demand | 31.1892 | 215.8983
QLD | GreaterTownsville | Townsville Mesh | Energy Queensland | Winter | Non-coincident | 2029 | POE90 | Operational-demand | 23.6606 | NA
QLD | GreaterTownsville | Townsville Mesh | Energy Queensland | Shoulder | Non-coincident | 2019 | BASEYEARPOE10 | Operational-demand | NA | 226.1345
QLD | GreaterTownsville | Townsville Mesh | Energy Queensland | Shoulder | Coincident | 2021 | POE10 | Operational-demand | NA | 210.825
QLD | GreaterTownsville | Townsville Mesh | Energy Queensland | Shoulder | Coincident | 2021 | POE50 | Operational-demand | NA | 212.0531
QLD | GreaterTownsville | Townsville Mesh | Energy Queensland | Shoulder | Non-coincident | 2021 | POE10 | Operational-demand | NA | 229.3738
QLD | GreaterTownsville | Townsville Mesh | Energy Queensland | Shoulder | Coincident | 2022 | POE10 | Operational-demand | NA | 218.8525
QLD | GreaterTownsville | Townsville Mesh | Energy Queensland | Shoulder | Coincident | 2022 | POE50 | Operational-demand | NA | 216.4553
QLD | GreaterTownsville | Townsville Mesh | Energy Queensland | Shoulder | Non-coincident | 2022 | POE10 | Operational-demand | NA | 231.7157
QLD | GreaterTownsville | Townsville Mesh | Energy Queensland | Shoulder | Coincident | 2023 | POE10 | Operational-demand | NA | 221.8298
QLD | GreaterTownsville | Townsville Mesh | Energy Queensland | Shoulder | Coincident | 2023 | POE50 | Operational-demand | NA | 220.4613
QLD | GreaterTownsville | Townsville Mesh | Energy Queensland | Shoulder | Non-coincident | 2023 | POE10 | Operational-demand | NA | 234.4222
QLD | GreaterTownsville | Townsville Mesh | Energy Queensland | Shoulder | Coincident | 2024 | POE10 | Operational-demand | NA | 212.0998
QLD | GreaterTownsville | Townsville Mesh | Energy Queensland | Shoulder | Coincident | 2024 | POE50 | Operational-demand | NA | 213.2006
QLD | GreaterTownsville | Townsville Mesh | Energy Queensland | Shoulder | Non-coincident | 2024 | POE10 | Operational-demand | NA | 223.0661
QLD | GreaterTownsville | Townsville Mesh | Energy Queensland | Shoulder | Coincident | 2025 | POE10 | Operational-demand | NA | 215.3553
QLD | GreaterTownsville | Townsville Mesh | Energy Queensland | Shoulder | Coincident | 2025 | POE50 | Operational-demand | NA | 214.9079
QLD | GreaterTownsville | Townsville Mesh | Energy Queensland | Shoulder | Non-coincident | 2025 | POE10 | Operational-demand | NA | 225.7867
QLD | GreaterTownsville | Townsville Mesh | Energy Queensland | Shoulder | Coincident | 2026 | POE10 | Operational-demand | NA | 216.9283
QLD | GreaterTownsville | Townsville Mesh | Energy Queensland | Shoulder | Coincident | 2026 | POE50 | Operational-demand | NA | 217.679
QLD | GreaterTownsville | Townsville Mesh | Energy Queensland | Shoulder | Non-coincident | 2026 | POE10 | Operational-demand | NA | 228.6154
QLD | GreaterTownsville | Townsville Mesh | Energy Queensland | Shoulder | Coincident | 2027 | POE10 | Operational-demand | NA | 219.0404
QLD | GreaterTownsville | Townsville Mesh | Energy Queensland | Shoulder | Coincident | 2027 | POE50 | Operational-demand | NA | 219.5974
QLD | GreaterTownsville | Townsville Mesh | Energy Queensland | Shoulder | Non-coincident | 2027 | POE10 | Operational-demand | NA | 231.805
QLD | GreaterTownsville | Townsville Mesh | Energy Queensland | Shoulder | Coincident | 2028 | POE10 | Operational-demand | NA | 221.5714
QLD | GreaterTownsville | Townsville Mesh | Energy Queensland | Shoulder | Coincident | 2028 | POE50 | Operational-demand | NA | 222.6932
QLD | GreaterTownsville | Townsville Mesh | Energy Queensland | Shoulder | Non-coincident | 2028 | POE10 | Operational-demand | NA | 235.3767
QLD | GreaterTownsville | Townsville Mesh | Energy Queensland | Shoulder | Coincident | 2029 | POE10 | Operational-demand | NA | 227.3187
QLD | GreaterTownsville | Townsville Mesh | Energy Queensland | Shoulder | Coincident | 2029 | POE50 | Operational-demand | NA | 227.1509
QLD | GreaterTownsville | Townsville Mesh | Energy Queensland | Shoulder | Non-coincident | 2029 | POE10 | Operational-demand | NA | 239.2532
QLD | GreaterTownsville | Townsville Mesh | Energy Queensland | Shoulder | Coincident | 2030 | POE10 | Operational-demand | NA | 231.285
QLD | GreaterTownsville | Townsville Mesh | Energy Queensland | Shoulder | Coincident | 2030 | POE50 | Operational-demand | NA | 231.387
QLD | GreaterTownsville | Townsville Mesh | Energy Queensland | Shoulder | Non-coincident | 2030 | POE10 | Operational-demand | NA | 243.4431
QLD | GreaterTownsville | Townsville Mesh | Energy Queensland | Summer | Non-coincident | 2019 | BASEYEARPOE10 | Operational-demand | NA | 329.1244
QLD | GreaterTownsville | Townsville Mesh | Energy Queensland | Summer | Coincident | 2021 | POE10 | Operational-demand | NA | 288.2424
QLD | GreaterTownsville | Townsville Mesh | Energy Queensland | Summer | Coincident | 2021 | POE50 | Operational-demand | NA | 273.6364
QLD | GreaterTownsville | Townsville Mesh | Energy Queensland | Summer | Non-coincident | 2021 | POE10 | Operational-demand | NA | 338.2259
QLD | GreaterTownsville | Townsville Mesh | Energy Queensland | Summer | Coincident | 2022 | POE10 | Operational-demand | NA | 296.4709
QLD | GreaterTownsville | Townsville Mesh | Energy Queensland | Summer | Coincident | 2022 | POE50 | Operational-demand | NA | 281.0202
QLD | GreaterTownsville | Townsville Mesh | Energy Queensland | Summer | Non-coincident | 2022 | POE10 | Operational-demand | NA | 341.6758
QLD | GreaterTownsville | Townsville Mesh | Energy Queensland | Summer | Coincident | 2023 | POE10 | Operational-demand | NA | 301.582
QLD | GreaterTownsville | Townsville Mesh | Energy Queensland | Summer | Coincident | 2023 | POE50 | Operational-demand | NA | 285.2374
QLD | GreaterTownsville | Townsville Mesh | Energy Queensland | Summer | Non-coincident | 2023 | POE10 | Operational-demand | NA | 345.6626
QLD | GreaterTownsville | Townsville Mesh | Energy Queensland | Summer | Coincident | 2024 | POE10 | Operational-demand | NA | 296.1492
QLD | GreaterTownsville | Townsville Mesh | Energy Queensland | Summer | Coincident | 2024 | POE50 | Operational-demand | NA | 279.1872
QLD | GreaterTownsville | Townsville Mesh | Energy Queensland | Summer | Non-coincident | 2024 | POE10 | Operational-demand | NA | 335.5752
QLD | GreaterTownsville | Townsville Mesh | Energy Queensland | Summer | Coincident | 2025 | POE10 | Operational-demand | NA | 298.2602
QLD | GreaterTownsville | Townsville Mesh | Energy Queensland | Summer | Coincident | 2025 | POE50 | Operational-demand | NA | 282.6464
QLD | GreaterTownsville | Townsville Mesh | Energy Queensland | Summer | Non-coincident | 2025 | POE10 | Operational-demand | NA | 339.5566
QLD | GreaterTownsville | Townsville Mesh | Energy Queensland | Summer | Coincident | 2026 | POE10 | Operational-demand | NA | 303.1248
QLD | GreaterTownsville | Townsville Mesh | Energy Queensland | Summer | Coincident | 2026 | POE50 | Operational-demand | NA | 286.3312
QLD | GreaterTownsville | Townsville Mesh | Energy Queensland | Summer | Non-coincident | 2026 | POE10 | Operational-demand | NA | 343.6552
QLD | GreaterTownsville | Townsville Mesh | Energy Queensland | Summer | Coincident | 2027 | POE10 | Operational-demand | NA | 304.728
QLD | GreaterTownsville | Townsville Mesh | Energy Queensland | Summer | Coincident | 2027 | POE50 | Operational-demand | NA | 288.8882
QLD | GreaterTownsville | Townsville Mesh | Energy Queensland | Summer | Non-coincident | 2027 | POE10 | Operational-demand | NA | 348.2285
QLD | GreaterTownsville | Townsville Mesh | Energy Queensland | Summer | Coincident | 2028 | POE10 | Operational-demand | NA | 309.2437
QLD | GreaterTownsville | Townsville Mesh | Energy Queensland | Summer | Coincident | 2028 | POE50 | Operational-demand | NA | 293.0941
QLD | GreaterTownsville | Townsville Mesh | Energy Queensland | Summer | Non-coincident | 2028 | POE10 | Operational-demand | NA | 353.295
QLD | GreaterTownsville | Townsville Mesh | Energy Queensland | Summer | Coincident | 2029 | POE10 | Operational-demand | NA | 313.002
QLD | GreaterTownsville | Townsville Mesh | Energy Queensland | Summer | Coincident | 2029 | POE50 | Operational-demand | NA | 298.0317
QLD | GreaterTownsville | Townsville Mesh | Energy Queensland | Summer | Non-coincident | 2029 | POE10 | Operational-demand | NA | 358.6968
QLD | GreaterTownsville | Townsville Mesh | Energy Queensland | Summer | Coincident | 2030 | POE10 | Operational-demand | NA | 318.2037
QLD | GreaterTownsville | Townsville Mesh | Energy Queensland | Summer | Coincident | 2030 | POE50 | Operational-demand | NA | 301.5109
QLD | GreaterTownsville | Townsville Mesh | Energy Queensland | Summer | Non-coincident | 2030 | POE10 | Operational-demand | NA | 364.4242
QLD | GreaterTownsville | Townsville Mesh | Energy Queensland | Winter | Non-coincident | 2019 | BASEYEARPOE10 | Operational-demand | NA | 206.1908
QLD | GreaterTownsville | Townsville Mesh | Energy Queensland | Winter | Coincident | 2020 | POE10 | Operational-demand | NA | 197.4425
QLD | GreaterTownsville | Townsville Mesh | Energy Queensland | Winter | Coincident | 2020 | POE50 | Operational-demand | NA | 190.7184
QLD | GreaterTownsville | Townsville Mesh | Energy Queensland | Winter | Non-coincident | 2020 | POE10 | Operational-demand | NA | 210.6979
QLD | GreaterTownsville | Townsville Mesh | Energy Queensland | Winter | Coincident | 2021 | POE10 | Operational-demand | NA | 197.4229
QLD | GreaterTownsville | Townsville Mesh | Energy Queensland | Winter | Coincident | 2021 | POE50 | Operational-demand | NA | 190.6487
QLD | GreaterTownsville | Townsville Mesh | Energy Queensland | Winter | Non-coincident | 2021 | POE10 | Operational-demand | NA | 212.4618
QLD | GreaterTownsville | Townsville Mesh | Energy Queensland | Winter | Coincident | 2022 | POE10 | Operational-demand | NA | 204.1695
QLD | GreaterTownsville | Townsville Mesh | Energy Queensland | Winter | Coincident | 2022 | POE50 | Operational-demand | NA | 197.1975
QLD | GreaterTownsville | Townsville Mesh | Energy Queensland | Winter | Non-coincident | 2022 | POE10 | Operational-demand | NA | 214.9657
QLD | GreaterTownsville | Townsville Mesh | Energy Queensland | Winter | Coincident | 2023 | POE10 | Operational-demand | NA | 208.4524
QLD | GreaterTownsville | Townsville Mesh | Energy Queensland | Winter | Coincident | 2023 | POE50 | Operational-demand | NA | 201.1435
QLD | GreaterTownsville | Townsville Mesh | Energy Queensland | Winter | Non-coincident | 2023 | POE10 | Operational-demand | NA | 217.4662
QLD | GreaterTownsville | Townsville Mesh | Energy Queensland | Winter | Coincident | 2024 | POE10 | Operational-demand | NA | 200.2947
QLD | GreaterTownsville | Townsville Mesh | Energy Queensland | Winter | Coincident | 2024 | POE50 | Operational-demand | NA | 192.2123
QLD | GreaterTownsville | Townsville Mesh | Energy Queensland | Winter | Non-coincident | 2024 | POE10 | Operational-demand | NA | 205.8828
QLD | GreaterTownsville | Townsville Mesh | Energy Queensland | Winter | Coincident | 2025 | POE10 | Operational-demand | NA | 202.1201
QLD | GreaterTownsville | Townsville Mesh | Energy Queensland | Winter | Coincident | 2025 | POE50 | Operational-demand | NA | 194.3861
QLD | GreaterTownsville | Townsville Mesh | Energy Queensland | Winter | Non-coincident | 2025 | POE10 | Operational-demand | NA | 208.4016
QLD | GreaterTownsville | Townsville Mesh | Energy Queensland | Winter | Coincident | 2026 | POE10 | Operational-demand | NA | 204.5727
QLD | GreaterTownsville | Townsville Mesh | Energy Queensland | Winter | Coincident | 2026 | POE50 | Operational-demand | NA | 197.124
QLD | GreaterTownsville | Townsville Mesh | Energy Queensland | Winter | Non-coincident | 2026 | POE10 | Operational-demand | NA | 211.0727
QLD | GreaterTownsville | Townsville Mesh | Energy Queensland | Winter | Coincident | 2027 | POE10 | Operational-demand | NA | 207.3931
QLD | GreaterTownsville | Townsville Mesh | Energy Queensland | Winter | Coincident | 2027 | POE50 | Operational-demand | NA | 199.8749
QLD | GreaterTownsville | Townsville Mesh | Energy Queensland | Winter | Non-coincident | 2027 | POE10 | Operational-demand | NA | 214.1903
QLD | GreaterTownsville | Townsville Mesh | Energy Queensland | Winter | Coincident | 2028 | POE10 | Operational-demand | NA | 212.864
QLD | GreaterTownsville | Townsville Mesh | Energy Queensland | Winter | Coincident | 2028 | POE50 | Operational-demand | NA | 203.5796
QLD | GreaterTownsville | Townsville Mesh | Energy Queensland | Winter | Non-coincident | 2028 | POE10 | Operational-demand | NA | 217.6531
QLD | GreaterTownsville | Townsville Mesh | Energy Queensland | Winter | Coincident | 2029 | POE10 | Operational-demand | NA | 215.3505
QLD | GreaterTownsville | Townsville Mesh | Energy Queensland | Winter | Coincident | 2029 | POE50 | Operational-demand | NA | 207.0598
QLD | GreaterTownsville | Townsville Mesh | Energy Queensland | Winter | Non-coincident | 2029 | POE10 | Operational-demand | NA | 221.3874
QLD | QABM | Abermain 33 | Energy Queensland | Shoulder | Coincident | 2017 | ACTUAL_OPG | Operational-demand | 31.9926 | 54.0704
QLD | QABM | Abermain 33 | Energy Queensland | Shoulder | Coincident | 2017 | ACTUAL_RAW | Operational-demand | 31.9926 | 54.0704
QLD | QABM | Abermain 33 | Energy Queensland | Shoulder | Non-coincident | 2017 | ACTUAL_RAW | Operational-demand | 18.3669 | 68.286
QLD | QABM | Abermain 33 | Energy Queensland | Shoulder | Non-coincident | 2017 | ACTUAL_OPG | Operational-demand | 18.3669 | 68.286
QLD | QABM | Abermain 33 | Energy Queensland | Shoulder | Non-coincident | 2017 | ACTUAL_ADJUSTEDOPG | Operational-demand | 18.3669 | 68.286
QLD | QABM | Abermain 33 | Energy Queensland | Shoulder | Coincident | 2018 | ACTUAL_OPG | Operational-demand | 35.9784 | 62.3499
QLD | QABM | Abermain 33 | Energy Queensland | Shoulder | Coincident | 2018 | ACTUAL_RAW | Operational-demand | 35.9784 | 62.3499
QLD | QABM | Abermain 33 | Energy Queensland | Shoulder | Non-coincident | 2018 | ACTUAL_RAW | Operational-demand | 21.3156 | 93.2234
QLD | QABM | Abermain 33 | Energy Queensland | Shoulder | Non-coincident | 2018 | ACTUAL_OPG | Operational-demand | 21.3156 | 93.2234
QLD | QABM | Abermain 33 | Energy Queensland | Shoulder | Non-coincident | 2018 | ACTUAL_ADJUSTEDOPG | Operational-demand | 21.3156 | 93.2234
QLD | QABM | Abermain 33 | Energy Queensland | Shoulder | Coincident | 2019 | ACTUAL_OPG | Operational-demand | 25.251 | 62.5348
QLD | QABM | Abermain 33 | Energy Queensland | Shoulder | Coincident | 2019 | ACTUAL_RAW | Operational-demand | 25.251 | 62.5348
QLD | QABM | Abermain 33 | Energy Queensland | Shoulder | Non-coincident | 2019 | ACTUAL_RAW | Operational-demand | 16.893 | 78.4608
QLD | QABM | Abermain 33 | Energy Queensland | Shoulder | Non-coincident | 2019 | ACTUAL_OPG | Operational-demand | 16.893 | 78.4608
QLD | QABM | Abermain 33 | Energy Queensland | Shoulder | Non-coincident | 2019 | ACTUAL_ADJUSTEDOPG | Operational-demand | 16.893 | 78.4608
QLD | QABM | Abermain 33 | Energy Queensland | Shoulder | Non-coincident | 2019 | BASEYEARPOE90 | Operational-demand | 11.6132 | NA
QLD | QABM | Abermain 33 | Energy Queensland | Shoulder | Non-coincident | 2019 | BASEYEARPOE50 | Operational-demand | 13.3655 | 71.3145
QLD | QABM | Abermain 33 | Energy Queensland | Shoulder | Coincident | 2020 | ACTUAL_OPG | Operational-demand | 17.5008 | 78.8542
QLD | QABM | Abermain 33 | Energy Queensland | Shoulder | Coincident | 2020 | ACTUAL_RAW | Operational-demand | 17.5008 | 78.8542
QLD | QABM | Abermain 33 | Energy Queensland | Shoulder | Non-coincident | 2020 | ACTUAL_RAW | Operational-demand | 15.2537 | 78.8542
QLD | QABM | Abermain 33 | Energy Queensland | Shoulder | Non-coincident | 2020 | ACTUAL_OPG | Operational-demand | 15.2537 | 78.8542
QLD | QABM | Abermain 33 | Energy Queensland | Shoulder | Non-coincident | 2020 | ACTUAL_ADJUSTEDOPG | Operational-demand | 15.2537 | 78.8542
QLD | QABM | Abermain 33 | Energy Queensland | Shoulder | Coincident_unreconciled | 2021 | POE50 | Operational-demand | 18.5154 | NA
QLD | QABM | Abermain 33 | Energy Queensland | Shoulder | Coincident_unreconciled | 2021 | POE90 | Operational-demand | 15.3932 | NA
QLD | QABM | Abermain 33 | Energy Queensland | Shoulder | Non-coincident | 2021 | POE50 | Operational-demand | 11.0594 | 76.1612
QLD | QABM | Abermain 33 | Energy Queensland | Shoulder | Non-coincident | 2021 | POE90 | Operational-demand | 9.1944 | NA
QLD | QABM | Abermain 33 | Energy Queensland | Shoulder | Coincident_unreconciled | 2022 | POE50 | Operational-demand | 16.4338 | NA
QLD | QABM | Abermain 33 | Energy Queensland | Shoulder | Coincident_unreconciled | 2022 | POE90 | Operational-demand | 13.2625 | NA
QLD | QABM | Abermain 33 | Energy Queensland | Shoulder | Non-coincident | 2022 | POE50 | Operational-demand | 9.816 | 80.5734
QLD | QABM | Abermain 33 | Energy Queensland | Shoulder | Non-coincident | 2022 | POE90 | Operational-demand | 7.9218 | NA
QLD | QABM | Abermain 33 | Energy Queensland | Shoulder | Coincident_unreconciled | 2023 | POE50 | Operational-demand | 13.9306 | NA
QLD | QABM | Abermain 33 | Energy Queensland | Shoulder | Coincident_unreconciled | 2023 | POE90 | Operational-demand | 10.7108 | NA
QLD | QABM | Abermain 33 | Energy Queensland | Shoulder | Non-coincident | 2023 | POE50 | Operational-demand | 8.3208 | 81.542
QLD | QABM | Abermain 33 | Energy Queensland | Shoulder | Non-coincident | 2023 | POE90 | Operational-demand | 6.3976 | NA
QLD | QABM | Abermain 33 | Energy Queensland | Shoulder | Coincident_unreconciled | 2024 | POE50 | Operational-demand | 12.4063 | NA
QLD | QABM | Abermain 33 | Energy Queensland | Shoulder | Coincident_unreconciled | 2024 | POE90 | Operational-demand | 9.138 | NA
QLD | QABM | Abermain 33 | Energy Queensland | Shoulder | Non-coincident | 2024 | POE50 | Operational-demand | 7.4104 | 82.49
QLD | QABM | Abermain 33 | Energy Queensland | Shoulder | Non-coincident | 2024 | POE90 | Operational-demand | 5.4582 | NA
QLD | QABM | Abermain 33 | Energy Queensland | Shoulder | Coincident_unreconciled | 2025 | POE50 | Operational-demand | 11.3804 | NA
QLD | QABM | Abermain 33 | Energy Queensland | Shoulder | Coincident_unreconciled | 2025 | POE90 | Operational-demand | 8.0636 | NA
QLD | QABM | Abermain 33 | Energy Queensland | Shoulder | Non-coincident | 2025 | POE50 | Operational-demand | 6.7976 | 83.4267
QLD | QABM | Abermain 33 | Energy Queensland | Shoulder | Non-coincident | 2025 | POE90 | Operational-demand | 4.8164 | NA
QLD | QABM | Abermain 33 | Energy Queensland | Shoulder | Coincident_unreconciled | 2026 | POE50 | Operational-demand | 10.28 | NA
QLD | QABM | Abermain 33 | Energy Queensland | Shoulder | Coincident_unreconciled | 2026 | POE90 | Operational-demand | 6.9146 | NA
QLD | QABM | Abermain 33 | Energy Queensland | Shoulder | Non-coincident | 2026 | POE50 | Operational-demand | 6.1403 | 84.3816
QLD | QABM | Abermain 33 | Energy Queensland | Shoulder | Non-coincident | 2026 | POE90 | Operational-demand | 4.1301 | NA
QLD | QABM | Abermain 33 | Energy Queensland | Shoulder | Coincident_unreconciled | 2027 | POE50 | Operational-demand | 9.2236 | NA
QLD | QABM | Abermain 33 | Energy Queensland | Shoulder | Coincident_unreconciled | 2027 | POE90 | Operational-demand | 5.8094 | NA
QLD | QABM | Abermain 33 | Energy Queensland | Shoulder | Non-coincident | 2027 | POE50 | Operational-demand | 5.5093 | 85.4107
QLD | QABM | Abermain 33 | Energy Queensland | Shoulder | Non-coincident | 2027 | POE90 | Operational-demand | 3.47 | NA
QLD | QABM | Abermain 33 | Energy Queensland | Shoulder | Coincident_unreconciled | 2028 | POE50 | Operational-demand | 8.4336 | NA
QLD | QABM | Abermain 33 | Energy Queensland | Shoulder | Coincident_unreconciled | 2028 | POE90 | Operational-demand | 4.9702 | NA
QLD | QABM | Abermain 33 | Energy Queensland | Shoulder | Non-coincident | 2028 | POE50 | Operational-demand | 5.0375 | 86.5435
QLD | QABM | Abermain 33 | Energy Queensland | Shoulder | Non-coincident | 2028 | POE90 | Operational-demand | 2.9688 | NA
QLD | QABM | Abermain 33 | Energy Queensland | Shoulder | Coincident_unreconciled | 2029 | POE50 | Operational-demand | 7.7954 | NA
QLD | QABM | Abermain 33 | Energy Queensland | Shoulder | Coincident_unreconciled | 2029 | POE90 | Operational-demand | 4.2829 | NA
QLD | QABM | Abermain 33 | Energy Queensland | Shoulder | Non-coincident | 2029 | POE50 | Operational-demand | 4.6562 | 87.765
QLD | QABM | Abermain 33 | Energy Queensland | Shoulder | Non-coincident | 2029 | POE90 | Operational-demand | 2.5582 | NA
QLD | QABM | Abermain 33 | Energy Queensland | Shoulder | Coincident_unreconciled | 2030 | POE50 | Operational-demand | 7.2432 | NA
QLD | QABM | Abermain 33 | Energy Queensland | Shoulder | Coincident_unreconciled | 2030 | POE90 | Operational-demand | 3.6816 | NA
QLD | QABM | Abermain 33 | Energy Queensland | Shoulder | Non-coincident | 2030 | POE50 | Operational-demand | 4.3264 | 89.0775
QLD | QABM | Abermain 33 | Energy Queensland | Shoulder | Non-coincident | 2030 | POE90 | Operational-demand | 2.199 | NA
QLD | QABM | Abermain 33 | Energy Queensland | Summer | Coincident | 2017 | ACTUAL_OPG | Operational-demand | 24.8072 | 92.9153
QLD | QABM | Abermain 33 | Energy Queensland | Summer | Coincident | 2017 | ACTUAL_RAW | Operational-demand | 24.8072 | 92.9153
QLD | QABM | Abermain 33 | Energy Queensland | Summer | Non-coincident | 2017 | ACTUAL_RAW | Operational-demand | 24.8072 | 105.5705
QLD | QABM | Abermain 33 | Energy Queensland | Summer | Non-coincident | 2017 | ACTUAL_OPG | Operational-demand | 24.8072 | 105.5705
QLD | QABM | Abermain 33 | Energy Queensland | Summer | Non-coincident | 2017 | ACTUAL_ADJUSTEDOPG | Operational-demand | 24.8072 | 105.5705
QLD | QABM | Abermain 33 | Energy Queensland | Summer | Coincident | 2018 | ACTUAL_OPG | Operational-demand | 26.0704 | 95.9009
QLD | QABM | Abermain 33 | Energy Queensland | Summer | Coincident | 2018 | ACTUAL_RAW | Operational-demand | 26.0704 | 95.9009
QLD | QABM | Abermain 33 | Energy Queensland | Summer | Non-coincident | 2018 | ACTUAL_RAW | Operational-demand | 23.0053 | 97.5079
QLD | QABM | Abermain 33 | Energy Queensland | Summer | Non-coincident | 2018 | ACTUAL_OPG | Operational-demand | 23.0053 | 97.5079
QLD | QABM | Abermain 33 | Energy Queensland | Summer | Non-coincident | 2018 | ACTUAL_ADJUSTEDOPG | Operational-demand | 23.0053 | 97.5079
QLD | QABM | Abermain 33 | Energy Queensland | Summer | Coincident | 2019 | ACTUAL_OPG | Operational-demand | 30.005 | 106.3389
QLD | QABM | Abermain 33 | Energy Queensland | Summer | Coincident | 2019 | ACTUAL_RAW | Operational-demand | 30.005 | 106.3389
QLD | QABM | Abermain 33 | Energy Queensland | Summer | Non-coincident | 2019 | ACTUAL_RAW | Operational-demand | 21.5347 | 109.8963
QLD | QABM | Abermain 33 | Energy Queensland | Summer | Non-coincident | 2019 | ACTUAL_OPG | Operational-demand | 21.5347 | 109.8963
QLD | QABM | Abermain 33 | Energy Queensland | Summer | Non-coincident | 2019 | ACTUAL_ADJUSTEDOPG | Operational-demand | 21.5347 | 109.8963
QLD | QABM | Abermain 33 | Energy Queensland | Summer | Non-coincident | 2019 | BASEYEARPOE90 | Operational-demand | 14.8769 | NA
QLD | QABM | Abermain 33 | Energy Queensland | Summer | Non-coincident | 2019 | BASEYEARPOE50 | Operational-demand | 17.2261 | 91.1651
QLD | QABM | Abermain 33 | Energy Queensland | Summer | Coincident | 2020 | ACTUAL_OPG | Operational-demand | 18.5094 | 103.3077
QLD | QABM | Abermain 33 | Energy Queensland | Summer | Coincident | 2020 | ACTUAL_RAW | Operational-demand | 18.5094 | 103.3077
QLD | QABM | Abermain 33 | Energy Queensland | Summer | Non-coincident | 2020 | ACTUAL_RAW | Operational-demand | 14.5275 | 103.3345
QLD | QABM | Abermain 33 | Energy Queensland | Summer | Non-coincident | 2020 | ACTUAL_OPG | Operational-demand | 14.5275 | 103.3345
QLD | QABM | Abermain 33 | Energy Queensland | Summer | Non-coincident | 2020 | ACTUAL_ADJUSTEDOPG | Operational-demand | 14.5275 | 103.3345
QLD | QABM | Abermain 33 | Energy Queensland | Summer | Coincident_unreconciled | 2021 | POE50 | Operational-demand | 23.5144 | NA
QLD | QABM | Abermain 33 | Energy Queensland | Summer | Coincident_unreconciled | 2021 | POE90 | Operational-demand | 20.4675 | NA
QLD | QABM | Abermain 33 | Energy Queensland | Summer | Non-coincident | 2021 | POE50 | Operational-demand | 17.6046 | 97.6807
QLD | QABM | Abermain 33 | Energy Queensland | Summer | Non-coincident | 2021 | POE90 | Operational-demand | 14.0068 | NA
QLD | QABM | Abermain 33 | Energy Queensland | Summer | Coincident_unreconciled | 2022 | POE50 | Operational-demand | 21.957 | NA
QLD | QABM | Abermain 33 | Energy Queensland | Summer | Coincident_unreconciled | 2022 | POE90 | Operational-demand | 18.8641 | NA
QLD | QABM | Abermain 33 | Energy Queensland | Summer | Non-coincident | 2022 | POE50 | Operational-demand | 16.4386 | 103.3421
QLD | QABM | Abermain 33 | Energy Queensland | Summer | Non-coincident | 2022 | POE90 | Operational-demand | 13.0498 | NA
QLD | QABM | Abermain 33 | Energy Queensland | Summer | Coincident_unreconciled | 2023 | POE50 | Operational-demand | 20.1022 | NA
QLD | QABM | Abermain 33 | Energy Queensland | Summer | Coincident_unreconciled | 2023 | POE90 | Operational-demand | 16.9638 | NA
QLD | QABM | Abermain 33 | Energy Queensland | Summer | Non-coincident | 2023 | POE50 | Operational-demand | 15.05 | 104.9576
QLD | QABM | Abermain 33 | Energy Queensland | Summer | Non-coincident | 2023 | POE90 | Operational-demand | 11.9128 | NA
QLD | QABM | Abermain 33 | Energy Queensland | Summer | Coincident_unreconciled | 2024 | POE50 | Operational-demand | 19.0578 | NA
QLD | QABM | Abermain 33 | Energy Queensland | Summer | Coincident_unreconciled | 2024 | POE90 | Operational-demand | 15.874 | NA
QLD | QABM | Abermain 33 | Energy Queensland | Summer | Non-coincident | 2024 | POE50 | Operational-demand | 14.2681 | 107.5445
QLD | QABM | Abermain 33 | Energy Queensland | Summer | Non-coincident | 2024 | POE90 | Operational-demand | 11.2742 | NA
QLD | QABM | Abermain 33 | Energy Queensland | Summer | Coincident_unreconciled | 2025 | POE50 | Operational-demand | 18.3722 | NA
QLD | QABM | Abermain 33 | Energy Queensland | Summer | Coincident_unreconciled | 2025 | POE90 | Operational-demand | 15.1429 | NA
QLD | QABM | Abermain 33 | Energy Queensland | Summer | Non-coincident | 2025 | POE50 | Operational-demand | 13.7548 | 108.8634
QLD | QABM | Abermain 33 | Energy Queensland | Summer | Non-coincident | 2025 | POE90 | Operational-demand | 10.8605 | NA
QLD | QABM | Abermain 33 | Energy Queensland | Summer | Coincident_unreconciled | 2026 | POE50 | Operational-demand | 17.6112 | NA
QLD | QABM | Abermain 33 | Energy Queensland | Summer | Coincident_unreconciled | 2026 | POE90 | Operational-demand | 14.3364 | NA
QLD | QABM | Abermain 33 | Energy Queensland | Summer | Non-coincident | 2026 | POE50 | Operational-demand | 13.185 | 110.2436
QLD | QABM | Abermain 33 | Energy Queensland | Summer | Non-coincident | 2026 | POE90 | Operational-demand | 10.405 | NA
QLD | QABM | Abermain 33 | Energy Queensland | Summer | Coincident_unreconciled | 2027 | POE50 | Operational-demand | 16.8889 | NA
QLD | QABM | Abermain 33 | Energy Queensland | Summer | Coincident_unreconciled | 2027 | POE90 | Operational-demand | 13.5683 | NA
QLD | QABM | Abermain 33 | Energy Queensland | Summer | Non-coincident | 2027 | POE50 | Operational-demand | 12.6443 | 111.0991
QLD | QABM | Abermain 33 | Energy Queensland | Summer | Non-coincident | 2027 | POE90 | Operational-demand | 9.9675 | NA
QLD | QABM | Abermain 33 | Energy Queensland | Summer | Coincident_unreconciled | 2028 | POE50 | Operational-demand | 16.3847 | NA
QLD | QABM | Abermain 33 | Energy Queensland | Summer | Coincident_unreconciled | 2028 | POE90 | Operational-demand | 13.0181 | NA
QLD | QABM | Abermain 33 | Energy Queensland | Summer | Non-coincident | 2028 | POE50 | Operational-demand | 12.2668 | 112.5059
QLD | QABM | Abermain 33 | Energy Queensland | Summer | Non-coincident | 2028 | POE90 | Operational-demand | 9.6505 | NA
QLD | QABM | Abermain 33 | Energy Queensland | Summer | Coincident_unreconciled | 2029 | POE50 | Operational-demand | 15.9945 | NA
QLD | QABM | Abermain 33 | Energy Queensland | Summer | Coincident_unreconciled | 2029 | POE90 | Operational-demand | 12.5818 | NA
QLD | QABM | Abermain 33 | Energy Queensland | Summer | Non-coincident | 2029 | POE50 | Operational-demand | 11.9746 | 114.1457
QLD | QABM | Abermain 33 | Energy Queensland | Summer | Non-coincident | 2029 | POE90 | Operational-demand | 9.3918 | NA
QLD | QABM | Abermain 33 | Energy Queensland | Summer | Coincident_unreconciled | 2030 | POE50 | Operational-demand | 15.6876 | NA
QLD | QABM | Abermain 33 | Energy Queensland | Summer | Coincident_unreconciled | 2030 | POE90 | Operational-demand | 12.229 | NA
QLD | QABM | Abermain 33 | Energy Queensland | Summer | Non-coincident | 2030 | POE50 | Operational-demand | 11.7449 | 115.1781
QLD | QABM | Abermain 33 | Energy Queensland | Summer | Non-coincident | 2030 | POE90 | Operational-demand | 9.1555 | NA
QLD | QABM | Abermain 33 | Energy Queensland | Winter | Coincident | 2016 | ACTUAL_OPG | Operational-demand | 30.8577 | 62.9739
QLD | QABM | Abermain 33 | Energy Queensland | Winter | Coincident | 2016 | ACTUAL_RAW | Operational-demand | 30.8577 | 62.9739
QLD | QABM | Abermain 33 | Energy Queensland | Winter | Non-coincident | 2016 | ACTUAL_RAW | Operational-demand | 20.5097 | 65.7882
QLD | QABM | Abermain 33 | Energy Queensland | Winter | Non-coincident | 2016 | ACTUAL_OPG | Operational-demand | 20.5097 | 65.7882
QLD | QABM | Abermain 33 | Energy Queensland | Winter | Non-coincident | 2016 | ACTUAL_ADJUSTEDOPG | Operational-demand | 20.5097 | 65.7882
QLD | QABM | Abermain 33 | Energy Queensland | Winter | Coincident | 2017 | ACTUAL_OPG | Operational-demand | 22.922 | 56.2515
QLD | QABM | Abermain 33 | Energy Queensland | Winter | Coincident | 2017 | ACTUAL_RAW | Operational-demand | 22.922 | 56.2515
QLD | QABM | Abermain 33 | Energy Queensland | Winter | Non-coincident | 2017 | ACTUAL_RAW | Operational-demand | 21.2135 | 64.4287
QLD | QABM | Abermain 33 | Energy Queensland | Winter | Non-coincident | 2017 | ACTUAL_OPG | Operational-demand | 21.2135 | 64.4287
QLD | QABM | Abermain 33 | Energy Queensland | Winter | Non-coincident | 2017 | ACTUAL_ADJUSTEDOPG | Operational-demand | 21.2135 | 64.4287
QLD | QABM | Abermain 33 | Energy Queensland | Winter | Coincident | 2018 | ACTUAL_OPG | Operational-demand | 27.3846 | 90.4201
QLD | QABM | Abermain 33 | Energy Queensland | Winter | Coincident | 2018 | ACTUAL_RAW | Operational-demand | 27.3846 | 90.4201
QLD | QABM | Abermain 33 | Energy Queensland | Winter | Non-coincident | 2018 | ACTUAL_RAW | Operational-demand | 21.8928 | 100.1887
QLD | QABM | Abermain 33 | Energy Queensland | Winter | Non-coincident | 2018 | ACTUAL_OPG | Operational-demand | 21.8928 | 100.1887
QLD | QABM | Abermain 33 | Energy Queensland | Winter | Coincident | 2019 | ACTUAL_OPG | Operational-demand | 21.748 | 67.3732
QLD | QABM | Abermain 33 | Energy Queensland | Winter | Coincident | 2019 | ACTUAL_RAW | Operational-demand | 21.748 | 67.3732
QLD | QABM | Abermain 33 | Energy Queensland | Winter | Non-coincident | 2019 | ACTUAL_RAW | Operational-demand | 18.7413 | 70.1103
QLD | QABM | Abermain 33 | Energy Queensland | Winter | Non-coincident | 2019 | ACTUAL_OPG | Operational-demand | 18.7413 | 70.1103
QLD | QABM | Abermain 33 | Energy Queensland | Winter | Non-coincident | 2019 | ACTUAL_ADJUSTEDOPG | Operational-demand | 18.7413 | 70.1103
QLD | QABM | Abermain 33 | Energy Queensland | Winter | Non-coincident | 2019 | BASEYEARPOE90 | Operational-demand | 13.6723 | NA
QLD | QABM | Abermain 33 | Energy Queensland | Winter | Non-coincident | 2019 | BASEYEARPOE50 | Operational-demand | 15.5203 | 64.5729
QLD | QABM | Abermain 33 | Energy Queensland | Winter | Coincident_unreconciled | 2020 | POE50 | Operational-demand | 20 | NA
QLD | QABM | Abermain 33 | Energy Queensland | Winter | Coincident_unreconciled | 2020 | POE90 | Operational-demand | 17.5238 | NA
QLD | QABM | Abermain 33 | Energy Queensland | Winter | Non-coincident | 2020 | POE50 | Operational-demand | 20 | 66.1985
QLD | QABM | Abermain 33 | Energy Queensland | Winter | Non-coincident | 2020 | POE90 | Operational-demand | 18.0238 | NA
QLD | QABM | Abermain 33 | Energy Queensland | Winter | Coincident_unreconciled | 2021 | POE50 | Operational-demand | 23.6393 | NA
QLD | QABM | Abermain 33 | Energy Queensland | Winter | Coincident_unreconciled | 2021 | POE90 | Operational-demand | 21.1255 | NA
QLD | QABM | Abermain 33 | Energy Queensland | Winter | Non-coincident | 2021 | POE50 | Operational-demand | 22.9044 | 70.5456
QLD | QABM | Abermain 33 | Energy Queensland | Winter | Non-coincident | 2021 | POE90 | Operational-demand | 20.8983 | NA
QLD | QABM | Abermain 33 | Energy Queensland | Winter | Coincident_unreconciled | 2022 | POE50 | Operational-demand | 21.8096 | NA
QLD | QABM | Abermain 33 | Energy Queensland | Winter | Coincident_unreconciled | 2022 | POE90 | Operational-demand | 19.2593 | NA
QLD | QABM | Abermain 33 | Energy Queensland | Winter | Non-coincident | 2022 | POE50 | Operational-demand | 21.4442 | 74.8689
QLD | QABM | Abermain 33 | Energy Queensland | Winter | Non-coincident | 2022 | POE90 | Operational-demand | 19.4089 | NA
QLD | QABM | Abermain 33 | Energy Queensland | Winter | Coincident_unreconciled | 2023 | POE50 | Operational-demand | 20.4934 | NA
QLD | QABM | Abermain 33 | Energy Queensland | Winter | Coincident_unreconciled | 2023 | POE90 | Operational-demand | 17.9066 | NA
QLD | QABM | Abermain 33 | Energy Queensland | Winter | Non-coincident | 2023 | POE50 | Operational-demand | 20.3938 | 75.7564
QLD | QABM | Abermain 33 | Energy Queensland | Winter | Non-coincident | 2023 | POE90 | Operational-demand | 18.3293 | NA
QLD | QABM | Abermain 33 | Energy Queensland | Winter | Coincident_unreconciled | 2024 | POE50 | Operational-demand | 19.7462 | NA
QLD | QABM | Abermain 33 | Energy Queensland | Winter | Coincident_unreconciled | 2024 | POE90 | Operational-demand | 17.1228 | NA
QLD | QABM | Abermain 33 | Energy Queensland | Winter | Non-coincident | 2024 | POE50 | Operational-demand | 19.7975 | 76.6121
QLD | QABM | Abermain 33 | Energy Queensland | Winter | Non-coincident | 2024 | POE90 | Operational-demand | 17.7038 | NA
QLD | QABM | Abermain 33 | Energy Queensland | Winter | Coincident_unreconciled | 2025 | POE50 | Operational-demand | 19.1703 | NA
QLD | QABM | Abermain 33 | Energy Queensland | Winter | Coincident_unreconciled | 2025 | POE90 | Operational-demand | 16.5103 | NA
QLD | QABM | Abermain 33 | Energy Queensland | Winter | Non-coincident | 2025 | POE50 | Operational-demand | 19.3379 | 77.4798
QLD | QABM | Abermain 33 | Energy Queensland | Winter | Non-coincident | 2025 | POE90 | Operational-demand | 17.215 | NA
QLD | QABM | Abermain 33 | Energy Queensland | Winter | Coincident_unreconciled | 2026 | POE50 | Operational-demand | 18.4031 | NA
QLD | QABM | Abermain 33 | Energy Queensland | Winter | Coincident_unreconciled | 2026 | POE90 | Operational-demand | 15.7065 | NA
QLD | QABM | Abermain 33 | Energy Queensland | Winter | Non-coincident | 2026 | POE50 | Operational-demand | 18.7256 | 78.3909
QLD | QABM | Abermain 33 | Energy Queensland | Winter | Non-coincident | 2026 | POE90 | Operational-demand | 16.5735 | NA
QLD | QABM | Abermain 33 | Energy Queensland | Winter | Coincident_unreconciled | 2027 | POE50 | Operational-demand | 17.8919 | NA
QLD | QABM | Abermain 33 | Energy Queensland | Winter | Coincident_unreconciled | 2027 | POE90 | Operational-demand | 15.1582 | NA
QLD | QABM | Abermain 33 | Energy Queensland | Winter | Non-coincident | 2027 | POE50 | Operational-demand | 18.3176 | 79.4479
QLD | QABM | Abermain 33 | Energy Queensland | Winter | Non-coincident | 2027 | POE90 | Operational-demand | 16.1359 | NA
QLD | QABM | Abermain 33 | Energy Queensland | Winter | Coincident_unreconciled | 2028 | POE50 | Operational-demand | 17.5195 | NA
QLD | QABM | Abermain 33 | Energy Queensland | Winter | Coincident_unreconciled | 2028 | POE90 | Operational-demand | 14.7489 | NA
QLD | QABM | Abermain 33 | Energy Queensland | Winter | Non-coincident | 2028 | POE50 | Operational-demand | 18.0204 | 80.6092
QLD | QABM | Abermain 33 | Energy Queensland | Winter | Non-coincident | 2028 | POE90 | Operational-demand | 15.8092 | NA
QLD | QABM | Abermain 33 | Energy Queensland | Winter | Coincident_unreconciled | 2029 | POE50 | Operational-demand | 17.2661 | NA
QLD | QABM | Abermain 33 | Energy Queensland | Winter | Coincident_unreconciled | 2029 | POE90 | Operational-demand | 14.4584 | NA
QLD | QABM | Abermain 33 | Energy Queensland | Winter | Non-coincident | 2029 | POE50 | Operational-demand | 17.8182 | 81.8821
QLD | QABM | Abermain 33 | Energy Queensland | Winter | Non-coincident | 2029 | POE90 | Operational-demand | 15.5774 | NA
QLD | QABM | Abermain 33 | Energy Queensland | Shoulder | Non-coincident | 2019 | BASEYEARPOE10 | Operational-demand | NA | 75.1755
QLD | QABM | Abermain 33 | Energy Queensland | Shoulder | Coincident | 2021 | POE10 | Operational-demand | NA | 66.3801
QLD | QABM | Abermain 33 | Energy Queensland | Shoulder | Coincident | 2021 | POE50 | Operational-demand | NA | 64.5582
QLD | QABM | Abermain 33 | Energy Queensland | Shoulder | Non-coincident | 2021 | POE10 | Operational-demand | NA | 80.8985
QLD | QABM | Abermain 33 | Energy Queensland | Shoulder | Coincident | 2022 | POE10 | Operational-demand | NA | 71.9868
QLD | QABM | Abermain 33 | Energy Queensland | Shoulder | Coincident | 2022 | POE50 | Operational-demand | NA | 69.0114
QLD | QABM | Abermain 33 | Energy Queensland | Shoulder | Non-coincident | 2022 | POE10 | Operational-demand | NA | 85.3764
QLD | QABM | Abermain 33 | Energy Queensland | Shoulder | Coincident | 2023 | POE10 | Operational-demand | NA | 72.9969
QLD | QABM | Abermain 33 | Energy Queensland | Shoulder | Coincident | 2023 | POE50 | Operational-demand | NA | 70.3123
QLD | QABM | Abermain 33 | Energy Queensland | Shoulder | Non-coincident | 2023 | POE10 | Operational-demand | NA | 86.4099
QLD | QABM | Abermain 33 | Energy Queensland | Shoulder | Coincident | 2024 | POE10 | Operational-demand | NA | 74.2082
QLD | QABM | Abermain 33 | Energy Queensland | Shoulder | Coincident | 2024 | POE50 | Operational-demand | NA | 72.4127
QLD | QABM | Abermain 33 | Energy Queensland | Shoulder | Non-coincident | 2024 | POE10 | Operational-demand | NA | 87.423
QLD | QABM | Abermain 33 | Energy Queensland | Shoulder | Coincident | 2025 | POE10 | Operational-demand | NA | 75.2922
QLD | QABM | Abermain 33 | Energy Queensland | Shoulder | Coincident | 2025 | POE50 | Operational-demand | NA | 72.9303
QLD | QABM | Abermain 33 | Energy Queensland | Shoulder | Non-coincident | 2025 | POE10 | Operational-demand | NA | 88.4246
QLD | QABM | Abermain 33 | Energy Queensland | Shoulder | Coincident | 2026 | POE10 | Operational-demand | NA | 75.7677
QLD | QABM | Abermain 33 | Energy Queensland | Shoulder | Coincident | 2026 | POE50 | Operational-demand | NA | 73.7891
QLD | QABM | Abermain 33 | Energy Queensland | Shoulder | Non-coincident | 2026 | POE10 | Operational-demand | NA | 89.4445
QLD | QABM | Abermain 33 | Energy Queensland | Shoulder | Coincident | 2027 | POE10 | Operational-demand | NA | 76.376
QLD | QABM | Abermain 33 | Energy Queensland | Shoulder | Coincident | 2027 | POE50 | Operational-demand | NA | 74.3059
QLD | QABM | Abermain 33 | Energy Queensland | Shoulder | Non-coincident | 2027 | POE10 | Operational-demand | NA | 90.5391
QLD | QABM | Abermain 33 | Energy Queensland | Shoulder | Coincident | 2028 | POE10 | Operational-demand | NA | 77.0934
QLD | QABM | Abermain 33 | Energy Queensland | Shoulder | Coincident | 2028 | POE50 | Operational-demand | NA | 75.1872
QLD | QABM | Abermain 33 | Energy Queensland | Shoulder | Non-coincident | 2028 | POE10 | Operational-demand | NA | 91.7377
QLD | QABM | Abermain 33 | Energy Queensland | Shoulder | Coincident | 2029 | POE10 | Operational-demand | NA | 78.9035
QLD | QABM | Abermain 33 | Energy Queensland | Shoulder | Coincident | 2029 | POE50 | Operational-demand | NA | 76.5047
QLD | QABM | Abermain 33 | Energy Queensland | Shoulder | Non-coincident | 2029 | POE10 | Operational-demand | NA | 93.0249
QLD | QABM | Abermain 33 | Energy Queensland | Shoulder | Coincident | 2030 | POE10 | Operational-demand | NA | 80.0675
QLD | QABM | Abermain 33 | Energy Queensland | Shoulder | Coincident | 2030 | POE50 | Operational-demand | NA | 77.7232
QLD | QABM | Abermain 33 | Energy Queensland | Shoulder | Non-coincident | 2030 | POE10 | Operational-demand | NA | 94.4032
QLD | QABM | Abermain 33 | Energy Queensland | Summer | Non-coincident | 2019 | BASEYEARPOE10 | Operational-demand | NA | 102.7716
QLD | QABM | Abermain 33 | Energy Queensland | Summer | Coincident | 2021 | POE10 | Operational-demand | NA | 105.0887
QLD | QABM | Abermain 33 | Energy Queensland | Summer | Coincident | 2021 | POE50 | Operational-demand | NA | 96.9794
QLD | QABM | Abermain 33 | Energy Queensland | Summer | Non-coincident | 2021 | POE10 | Operational-demand | NA | 110.6287
QLD | QABM | Abermain 33 | Energy Queensland | Summer | Coincident | 2022 | POE10 | Operational-demand | NA | 111.7344
QLD | QABM | Abermain 33 | Energy Queensland | Summer | Coincident | 2022 | POE50 | Operational-demand | NA | 103.3421
QLD | QABM | Abermain 33 | Energy Queensland | Summer | Non-coincident | 2022 | POE10 | Operational-demand | NA | 115.5267
QLD | QABM | Abermain 33 | Energy Queensland | Summer | Coincident | 2023 | POE10 | Operational-demand | NA | 113.7568
QLD | QABM | Abermain 33 | Energy Queensland | Summer | Coincident | 2023 | POE50 | Operational-demand | NA | 104.9576
QLD | QABM | Abermain 33 | Energy Queensland | Summer | Non-coincident | 2023 | POE10 | Operational-demand | NA | 116.9735
QLD | QABM | Abermain 33 | Energy Queensland | Summer | Coincident | 2024 | POE10 | Operational-demand | NA | 116.4739
QLD | QABM | Abermain 33 | Energy Queensland | Summer | Coincident | 2024 | POE50 | Operational-demand | NA | 107.5445
QLD | QABM | Abermain 33 | Energy Queensland | Summer | Non-coincident | 2024 | POE10 | Operational-demand | NA | 118.4053
QLD | QABM | Abermain 33 | Energy Queensland | Summer | Coincident | 2025 | POE10 | Operational-demand | NA | 117.3236
QLD | QABM | Abermain 33 | Energy Queensland | Summer | Coincident | 2025 | POE50 | Operational-demand | NA | 108.8634
QLD | QABM | Abermain 33 | Energy Queensland | Summer | Non-coincident | 2025 | POE10 | Operational-demand | NA | 119.8299
QLD | QABM | Abermain 33 | Energy Queensland | Summer | Coincident | 2026 | POE10 | Operational-demand | NA | 119.231
QLD | QABM | Abermain 33 | Energy Queensland | Summer | Coincident | 2026 | POE50 | Operational-demand | NA | 110.2436
QLD | QABM | Abermain 33 | Energy Queensland | Summer | Non-coincident | 2026 | POE10 | Operational-demand | NA | 121.2701
QLD | QABM | Abermain 33 | Energy Queensland | Summer | Coincident | 2027 | POE10 | Operational-demand | NA | 119.7601
QLD | QABM | Abermain 33 | Energy Queensland | Summer | Coincident | 2027 | POE50 | Operational-demand | NA | 111.0991
QLD | QABM | Abermain 33 | Energy Queensland | Summer | Non-coincident | 2027 | POE10 | Operational-demand | NA | 122.7799
QLD | QABM | Abermain 33 | Energy Queensland | Summer | Coincident | 2028 | POE10 | Operational-demand | NA | 121.3474
QLD | QABM | Abermain 33 | Energy Queensland | Summer | Coincident | 2028 | POE50 | Operational-demand | NA | 112.5059
QLD | QABM | Abermain 33 | Energy Queensland | Summer | Non-coincident | 2028 | POE10 | Operational-demand | NA | 124.3741
QLD | QABM | Abermain 33 | Energy Queensland | Summer | Coincident | 2029 | POE10 | Operational-demand | NA | 122.5901
QLD | QABM | Abermain 33 | Energy Queensland | Summer | Coincident | 2029 | POE50 | Operational-demand | NA | 114.1457
QLD | QABM | Abermain 33 | Energy Queensland | Summer | Non-coincident | 2029 | POE10 | Operational-demand | NA | 126.0372
QLD | QABM | Abermain 33 | Energy Queensland | Summer | Coincident | 2030 | POE10 | Operational-demand | NA | 124.3488
QLD | QABM | Abermain 33 | Energy Queensland | Summer | Coincident | 2030 | POE50 | Operational-demand | NA | 115.1781
QLD | QABM | Abermain 33 | Energy Queensland | Summer | Non-coincident | 2030 | POE10 | Operational-demand | NA | 127.7634
QLD | QABM | Abermain 33 | Energy Queensland | Winter | Non-coincident | 2019 | BASEYEARPOE10 | Operational-demand | NA | 66.7271
QLD | QABM | Abermain 33 | Energy Queensland | Winter | Coincident | 2020 | POE10 | Operational-demand | NA | 64.7951
QLD | QABM | Abermain 33 | Energy Queensland | Winter | Coincident | 2020 | POE50 | Operational-demand | NA | 62.3051
QLD | QABM | Abermain 33 | Energy Queensland | Winter | Non-coincident | 2020 | POE10 | Operational-demand | NA | 68.5979
QLD | QABM | Abermain 33 | Energy Queensland | Winter | Coincident | 2021 | POE10 | Operational-demand | NA | 68.3795
QLD | QABM | Abermain 33 | Energy Queensland | Winter | Coincident | 2021 | POE50 | Operational-demand | NA | 65.8212
QLD | QABM | Abermain 33 | Energy Queensland | Winter | Non-coincident | 2021 | POE10 | Operational-demand | NA | 72.839
QLD | QABM | Abermain 33 | Energy Queensland | Winter | Coincident | 2022 | POE10 | Operational-demand | NA | 74.089
QLD | QABM | Abermain 33 | Energy Queensland | Winter | Coincident | 2022 | POE50 | Operational-demand | NA | 71.4129
QLD | QABM | Abermain 33 | Energy Queensland | Winter | Non-coincident | 2022 | POE10 | Operational-demand | NA | 76.9017
QLD | QABM | Abermain 33 | Energy Queensland | Winter | Coincident | 2023 | POE10 | Operational-demand | NA | 75.6647
QLD | QABM | Abermain 33 | Energy Queensland | Winter | Coincident | 2023 | POE50 | Operational-demand | NA | 72.858
QLD | QABM | Abermain 33 | Energy Queensland | Winter | Non-coincident | 2023 | POE10 | Operational-demand | NA | 77.7457
QLD | QABM | Abermain 33 | Energy Queensland | Winter | Coincident | 2024 | POE10 | Operational-demand | NA | 77.6672
QLD | QABM | Abermain 33 | Energy Queensland | Winter | Coincident | 2024 | POE50 | Operational-demand | NA | 74.4936
QLD | QABM | Abermain 33 | Energy Queensland | Winter | Non-coincident | 2024 | POE10 | Operational-demand | NA | 78.6297
QLD | QABM | Abermain 33 | Energy Queensland | Winter | Coincident | 2025 | POE10 | Operational-demand | NA | 78.3101
QLD | QABM | Abermain 33 | Energy Queensland | Winter | Coincident | 2025 | POE50 | Operational-demand | NA | 75.2669
QLD | QABM | Abermain 33 | Energy Queensland | Winter | Non-coincident | 2025 | POE10 | Operational-demand | NA | 79.5258
QLD | QABM | Abermain 33 | Energy Queensland | Winter | Coincident | 2026 | POE10 | Operational-demand | NA | 79.1819
QLD | QABM | Abermain 33 | Energy Queensland | Winter | Coincident | 2026 | POE50 | Operational-demand | NA | 76.2446
QLD | QABM | Abermain 33 | Energy Queensland | Winter | Non-coincident | 2026 | POE10 | Operational-demand | NA | 80.4652
QLD | QABM | Abermain 33 | Energy Queensland | Winter | Coincident | 2027 | POE10 | Operational-demand | NA | 80.1725
QLD | QABM | Abermain 33 | Energy Queensland | Winter | Coincident | 2027 | POE50 | Operational-demand | NA | 77.2055
QLD | QABM | Abermain 33 | Energy Queensland | Winter | Non-coincident | 2027 | POE10 | Operational-demand | NA | 81.5509
QLD | QABM | Abermain 33 | Energy Queensland | Winter | Coincident | 2028 | POE10 | Operational-demand | NA | 82.1598
QLD | QABM | Abermain 33 | Energy Queensland | Winter | Coincident | 2028 | POE50 | Operational-demand | NA | 78.5085
QLD | QABM | Abermain 33 | Energy Queensland | Winter | Non-coincident | 2028 | POE10 | Operational-demand | NA | 82.7409
QLD | QABM | Abermain 33 | Energy Queensland | Winter | Coincident | 2029 | POE10 | Operational-demand | NA | 83.0029
QLD | QABM | Abermain 33 | Energy Queensland | Winter | Coincident | 2029 | POE50 | Operational-demand | NA | 79.7328
QLD | QABM | Abermain 33 | Energy Queensland | Winter | Non-coincident | 2029 | POE10 | Operational-demand | NA | 84.0424
QLD | QABRQMRXloop | Abermain - Middle Ridge Loop | Energy Queensland | Shoulder | Coincident | 2017 | ACTUAL_OPG | Operational-demand | 27.2337 | 64.0787
QLD | QABRQMRXloop | Abermain - Middle Ridge Loop | Energy Queensland | Shoulder | Coincident | 2017 | ACTUAL_RAW | Operational-demand | 27.2337 | 64.0787
QLD | QABRQMRXloop | Abermain - Middle Ridge Loop | Energy Queensland | Shoulder | Non-coincident | 2017 | ACTUAL_RAW | Operational-demand | 14.2825 | 65.0862
QLD | QABRQMRXloop | Abermain - Middle Ridge Loop | Energy Queensland | Shoulder | Non-coincident | 2017 | ACTUAL_OPG | Operational-demand | 14.2825 | 65.0862
QLD | QABRQMRXloop | Abermain - Middle Ridge Loop | Energy Queensland | Shoulder | Non-coincident | 2017 | ACTUAL_ADJUSTEDOPG | Operational-demand | 14.2825 | 65.0862
QLD | QABRQMRXloop | Abermain - Middle Ridge Loop | Energy Queensland | Shoulder | Coincident | 2018 | ACTUAL_OPG | Operational-demand | 23.9426 | 63.2993
QLD | QABRQMRXloop | Abermain - Middle Ridge Loop | Energy Queensland | Shoulder | Coincident | 2018 | ACTUAL_RAW | Operational-demand | 23.9426 | 63.2993
QLD | QABRQMRXloop | Abermain - Middle Ridge Loop | Energy Queensland | Shoulder | Non-coincident | 2018 | ACTUAL_RAW | Operational-demand | 9.7751 | 76.0923
QLD | QABRQMRXloop | Abermain - Middle Ridge Loop | Energy Queensland | Shoulder | Non-coincident | 2018 | ACTUAL_OPG | Operational-demand | 9.7751 | 76.0923
QLD | QABRQMRXloop | Abermain - Middle Ridge Loop | Energy Queensland | Shoulder | Non-coincident | 2018 | ACTUAL_ADJUSTEDOPG | Operational-demand | 9.7751 | 76.0923
QLD | QABRQMRXloop | Abermain - Middle Ridge Loop | Energy Queensland | Shoulder | Coincident | 2019 | ACTUAL_OPG | Operational-demand | 17.9791 | 54.9132
QLD | QABRQMRXloop | Abermain - Middle Ridge Loop | Energy Queensland | Shoulder | Coincident | 2019 | ACTUAL_RAW | Operational-demand | 17.9791 | 54.9132
QLD | QABRQMRXloop | Abermain - Middle Ridge Loop | Energy Queensland | Shoulder | Non-coincident | 2019 | ACTUAL_RAW | Operational-demand | 8.5458 | 67.6021
QLD | QABRQMRXloop | Abermain - Middle Ridge Loop | Energy Queensland | Shoulder | Non-coincident | 2019 | ACTUAL_OPG | Operational-demand | 8.5458 | 67.6021
QLD | QABRQMRXloop | Abermain - Middle Ridge Loop | Energy Queensland | Shoulder | Non-coincident | 2019 | ACTUAL_ADJUSTEDOPG | Operational-demand | 8.5458 | 67.6021
QLD | QABRQMRXloop | Abermain - Middle Ridge Loop | Energy Queensland | Shoulder | Non-coincident | 2019 | BASEYEARPOE90 | Operational-demand | 1.8471 | NA
QLD | QABRQMRXloop | Abermain - Middle Ridge Loop | Energy Queensland | Shoulder | Non-coincident | 2019 | BASEYEARPOE50 | Operational-demand | 6.2423 | 70.1619
QLD | QABRQMRXloop | Abermain - Middle Ridge Loop | Energy Queensland | Shoulder | Coincident | 2020 | ACTUAL_OPG | Operational-demand | 10.1198 | 81.3532
QLD | QABRQMRXloop | Abermain - Middle Ridge Loop | Energy Queensland | Shoulder | Coincident | 2020 | ACTUAL_RAW | Operational-demand | 10.1198 | 81.3532
QLD | QABRQMRXloop | Abermain - Middle Ridge Loop | Energy Queensland | Shoulder | Non-coincident | 2020 | ACTUAL_RAW | Operational-demand | 6.8838 | 82.0429
QLD | QABRQMRXloop | Abermain - Middle Ridge Loop | Energy Queensland | Shoulder | Non-coincident | 2020 | ACTUAL_OPG | Operational-demand | 6.8838 | 82.0429
QLD | QABRQMRXloop | Abermain - Middle Ridge Loop | Energy Queensland | Shoulder | Non-coincident | 2020 | ACTUAL_ADJUSTEDOPG | Operational-demand | 6.8838 | 82.0429
QLD | QABRQMRXloop | Abermain - Middle Ridge Loop | Energy Queensland | Shoulder | Coincident_unreconciled | 2021 | POE90 | Operational-demand | 4 | NA
QLD | QABRQMRXloop | Abermain - Middle Ridge Loop | Energy Queensland | Shoulder | Coincident_unreconciled | 2021 | POE50 | Operational-demand | 8 | NA
QLD | QABRQMRXloop | Abermain - Middle Ridge Loop | Energy Queensland | Shoulder | Non-coincident | 2021 | POE50 | Operational-demand | 5.0472 | 71.9382
QLD | QABRQMRXloop | Abermain - Middle Ridge Loop | Energy Queensland | Shoulder | Non-coincident | 2021 | POE90 | Operational-demand | -2.2853 | NA
QLD | QABRQMRXloop | Abermain - Middle Ridge Loop | Energy Queensland | Shoulder | Coincident_unreconciled | 2022 | POE90 | Operational-demand | 3.5991 | NA
QLD | QABRQMRXloop | Abermain - Middle Ridge Loop | Energy Queensland | Shoulder | Coincident_unreconciled | 2022 | POE50 | Operational-demand | 7.1981 | NA
QLD | QABRQMRXloop | Abermain - Middle Ridge Loop | Energy Queensland | Shoulder | Non-coincident | 2022 | POE50 | Operational-demand | 1.3339 | 72.9982
QLD | QABRQMRXloop | Abermain - Middle Ridge Loop | Energy Queensland | Shoulder | Non-coincident | 2022 | POE90 | Operational-demand | -6.1038 | NA
QLD | QABRQMRXloop | Abermain - Middle Ridge Loop | Energy Queensland | Shoulder | Coincident_unreconciled | 2023 | POE90 | Operational-demand | 3.2383 | NA
QLD | QABRQMRXloop | Abermain - Middle Ridge Loop | Energy Queensland | Shoulder | Coincident_unreconciled | 2023 | POE50 | Operational-demand | 6.4766 | NA
QLD | QABRQMRXloop | Abermain - Middle Ridge Loop | Energy Queensland | Shoulder | Non-coincident | 2023 | POE50 | Operational-demand | -2.9358 | 74.047
QLD | QABRQMRXloop | Abermain - Middle Ridge Loop | Energy Queensland | Shoulder | Non-coincident | 2023 | POE90 | Operational-demand | -10.4775 | NA
QLD | QABRQMRXloop | Abermain - Middle Ridge Loop | Energy Queensland | Shoulder | Coincident_unreconciled | 2024 | POE90 | Operational-demand | 2.9137 | NA
QLD | QABRQMRXloop | Abermain - Middle Ridge Loop | Energy Queensland | Shoulder | Coincident_unreconciled | 2024 | POE50 | Operational-demand | 5.8274 | NA
QLD | QABRQMRXloop | Abermain - Middle Ridge Loop | Energy Queensland | Shoulder | Non-coincident | 2024 | POE50 | Operational-demand | -4.5821 | 75.0169
QLD | QABRQMRXloop | Abermain - Middle Ridge Loop | Energy Queensland | Shoulder | Non-coincident | 2024 | POE90 | Operational-demand | -12.2277 | NA
QLD | QABRQMRXloop | Abermain - Middle Ridge Loop | Energy Queensland | Shoulder | Coincident_unreconciled | 2025 | POE90 | Operational-demand | 2.6217 | NA
QLD | QABRQMRXloop | Abermain - Middle Ridge Loop | Energy Queensland | Shoulder | Coincident_unreconciled | 2025 | POE50 | Operational-demand | 5.2433 | NA
QLD | QABRQMRXloop | Abermain - Middle Ridge Loop | Energy Queensland | Shoulder | Non-coincident | 2025 | POE50 | Operational-demand | -5.2214 | 75.9093
QLD | QABRQMRXloop | Abermain - Middle Ridge Loop | Energy Queensland | Shoulder | Non-coincident | 2025 | POE90 | Operational-demand | -12.9711 | NA
QLD | QABRQMRXloop | Abermain - Middle Ridge Loop | Energy Queensland | Shoulder | Coincident_unreconciled | 2026 | POE90 | Operational-demand | 2.3589 | NA
QLD | QABRQMRXloop | Abermain - Middle Ridge Loop | Energy Queensland | Shoulder | Coincident_unreconciled | 2026 | POE50 | Operational-demand | 4.7178 | NA
QLD | QABRQMRXloop | Abermain - Middle Ridge Loop | Energy Queensland | Shoulder | Non-coincident | 2026 | POE50 | Operational-demand | -5.8743 | 76.7738
QLD | QABRQMRXloop | Abermain - Middle Ridge Loop | Energy Queensland | Shoulder | Non-coincident | 2026 | POE90 | Operational-demand | -13.7279 | NA
QLD | QABRQMRXloop | Abermain - Middle Ridge Loop | Energy Queensland | Shoulder | Coincident_unreconciled | 2027 | POE90 | Operational-demand | 2.1224 | NA
QLD | QABRQMRXloop | Abermain - Middle Ridge Loop | Energy Queensland | Shoulder | Coincident_unreconciled | 2027 | POE50 | Operational-demand | 4.2449 | NA
QLD | QABRQMRXloop | Abermain - Middle Ridge Loop | Energy Queensland | Shoulder | Non-coincident | 2027 | POE50 | Operational-demand | -6.5055 | 77.6859
QLD | QABRQMRXloop | Abermain - Middle Ridge Loop | Energy Queensland | Shoulder | Non-coincident | 2027 | POE90 | Operational-demand | -14.4638 | NA
QLD | QABRQMRXloop | Abermain - Middle Ridge Loop | Energy Queensland | Shoulder | Coincident_unreconciled | 2028 | POE90 | Operational-demand | 1.9097 | NA
QLD | QABRQMRXloop | Abermain - Middle Ridge Loop | Energy Queensland | Shoulder | Coincident_unreconciled | 2028 | POE50 | Operational-demand | 3.8194 | NA
QLD | QABRQMRXloop | Abermain - Middle Ridge Loop | Energy Queensland | Shoulder | Non-coincident | 2028 | POE50 | Operational-demand | -6.9929 | 78.7175
QLD | QABRQMRXloop | Abermain - Middle Ridge Loop | Energy Queensland | Shoulder | Non-coincident | 2028 | POE90 | Operational-demand | -15.0566 | NA
QLD | QABRQMRXloop | Abermain - Middle Ridge Loop | Energy Queensland | Shoulder | Coincident_unreconciled | 2029 | POE90 | Operational-demand | 1.7183 | NA
QLD | QABRQMRXloop | Abermain - Middle Ridge Loop | Energy Queensland | Shoulder | Coincident_unreconciled | 2029 | POE50 | Operational-demand | 3.4366 | NA
QLD | QABRQMRXloop | Abermain - Middle Ridge Loop | Energy Queensland | Shoulder | Non-coincident | 2029 | POE50 | Operational-demand | -7.3876 | 79.8278
QLD | QABRQMRXloop | Abermain - Middle Ridge Loop | Energy Queensland | Shoulder | Non-coincident | 2029 | POE90 | Operational-demand | -15.5565 | NA
QLD | QABRQMRXloop | Abermain - Middle Ridge Loop | Energy Queensland | Shoulder | Coincident_unreconciled | 2030 | POE90 | Operational-demand | 1.546 | NA
QLD | QABRQMRXloop | Abermain - Middle Ridge Loop | Energy Queensland | Shoulder | Coincident_unreconciled | 2030 | POE50 | Operational-demand | 3.0921 | NA
QLD | QABRQMRXloop | Abermain - Middle Ridge Loop | Energy Queensland | Shoulder | Non-coincident | 2030 | POE50 | Operational-demand | -7.6002 | 80.9671
QLD | QABRQMRXloop | Abermain - Middle Ridge Loop | Energy Queensland | Shoulder | Non-coincident | 2030 | POE90 | Operational-demand | -15.8743 | NA
QLD | QABRQMRXloop | Abermain - Middle Ridge Loop | Energy Queensland | Summer | Coincident | 2017 | ACTUAL_OPG | Operational-demand | 25.8468 | 86.9765
QLD | QABRQMRXloop | Abermain - Middle Ridge Loop | Energy Queensland | Summer | Coincident | 2017 | ACTUAL_RAW | Operational-demand | 25.8468 | 86.9765
QLD | QABRQMRXloop | Abermain - Middle Ridge Loop | Energy Queensland | Summer | Non-coincident | 2017 | ACTUAL_RAW | Operational-demand | 22.2031 | 102.0874
QLD | QABRQMRXloop | Abermain - Middle Ridge Loop | Energy Queensland | Summer | Non-coincident | 2017 | ACTUAL_OPG | Operational-demand | 22.2031 | 102.0874
QLD | QABRQMRXloop | Abermain - Middle Ridge Loop | Energy Queensland | Summer | Non-coincident | 2017 | ACTUAL_ADJUSTEDOPG | Operational-demand | 22.2031 | 102.0874
QLD | QABRQMRXloop | Abermain - Middle Ridge Loop | Energy Queensland | Summer | Coincident | 2018 | ACTUAL_OPG | Operational-demand | 26.5427 | 98.7383
QLD | QABRQMRXloop | Abermain - Middle Ridge Loop | Energy Queensland | Summer | Coincident | 2018 | ACTUAL_RAW | Operational-demand | 26.5427 | 98.7383
QLD | QABRQMRXloop | Abermain - Middle Ridge Loop | Energy Queensland | Summer | Non-coincident | 2018 | ACTUAL_RAW | Operational-demand | 17.0136 | 98.7383
QLD | QABRQMRXloop | Abermain - Middle Ridge Loop | Energy Queensland | Summer | Non-coincident | 2018 | ACTUAL_OPG | Operational-demand | 17.0136 | 98.7383
QLD | QABRQMRXloop | Abermain - Middle Ridge Loop | Energy Queensland | Summer | Non-coincident | 2018 | ACTUAL_ADJUSTEDOPG | Operational-demand | 17.0136 | 98.7383
QLD | QABRQMRXloop | Abermain - Middle Ridge Loop | Energy Queensland | Summer | Coincident | 2019 | ACTUAL_OPG | Operational-demand | 28.0542 | 101.7175
QLD | QABRQMRXloop | Abermain - Middle Ridge Loop | Energy Queensland | Summer | Coincident | 2019 | ACTUAL_RAW | Operational-demand | 28.0542 | 101.7175
QLD | QABRQMRXloop | Abermain - Middle Ridge Loop | Energy Queensland | Summer | Non-coincident | 2019 | ACTUAL_RAW | Operational-demand | 6.5328 | 104.936
QLD | QABRQMRXloop | Abermain - Middle Ridge Loop | Energy Queensland | Summer | Non-coincident | 2019 | ACTUAL_OPG | Operational-demand | 6.5328 | 104.936
QLD | QABRQMRXloop | Abermain - Middle Ridge Loop | Energy Queensland | Summer | Non-coincident | 2019 | ACTUAL_ADJUSTEDOPG | Operational-demand | 6.5328 | 104.936
QLD | QABRQMRXloop | Abermain - Middle Ridge Loop | Energy Queensland | Summer | Non-coincident | 2019 | BASEYEARPOE90 | Operational-demand | 2.7813 | NA
QLD | QABRQMRXloop | Abermain - Middle Ridge Loop | Energy Queensland | Summer | Non-coincident | 2019 | BASEYEARPOE50 | Operational-demand | 7.0208 | 92.5213
QLD | QABRQMRXloop | Abermain - Middle Ridge Loop | Energy Queensland | Summer | Coincident | 2020 | ACTUAL_OPG | Operational-demand | 16.6832 | 101.8067
QLD | QABRQMRXloop | Abermain - Middle Ridge Loop | Energy Queensland | Summer | Coincident | 2020 | ACTUAL_RAW | Operational-demand | 16.6832 | 101.8067
QLD | QABRQMRXloop | Abermain - Middle Ridge Loop | Energy Queensland | Summer | Non-coincident | 2020 | ACTUAL_RAW | Operational-demand | 12.0025 | 102.0052
QLD | QABRQMRXloop | Abermain - Middle Ridge Loop | Energy Queensland | Summer | Non-coincident | 2020 | ACTUAL_OPG | Operational-demand | 12.0025 | 102.0052
QLD | QABRQMRXloop | Abermain - Middle Ridge Loop | Energy Queensland | Summer | Non-coincident | 2020 | ACTUAL_ADJUSTEDOPG | Operational-demand | 12.0025 | 102.0052
QLD | QABRQMRXloop | Abermain - Middle Ridge Loop | Energy Queensland | Summer | Coincident_unreconciled | 2021 | POE50 | Operational-demand | 15 | NA
QLD | QABRQMRXloop | Abermain - Middle Ridge Loop | Energy Queensland | Summer | Coincident_unreconciled | 2021 | POE90 | Operational-demand | 8.6497 | NA
QLD | QABRQMRXloop | Abermain - Middle Ridge Loop | Energy Queensland | Summer | Non-coincident | 2021 | POE50 | Operational-demand | 4.3292 | 95.7251
QLD | QABRQMRXloop | Abermain - Middle Ridge Loop | Energy Queensland | Summer | Non-coincident | 2021 | POE90 | Operational-demand | -0.42079 | NA
QLD | QABRQMRXloop | Abermain - Middle Ridge Loop | Energy Queensland | Summer | Coincident_unreconciled | 2022 | POE50 | Operational-demand | 9.7862 | NA
QLD | QABRQMRXloop | Abermain - Middle Ridge Loop | Energy Queensland | Summer | Coincident_unreconciled | 2022 | POE90 | Operational-demand | 6.425 | NA
QLD | QABRQMRXloop | Abermain - Middle Ridge Loop | Energy Queensland | Summer | Non-coincident | 2022 | POE50 | Operational-demand | 0.63006 | 97.7976
QLD | QABRQMRXloop | Abermain - Middle Ridge Loop | Energy Queensland | Summer | Non-coincident | 2022 | POE90 | Operational-demand | -4.188 | NA
QLD | QABRQMRXloop | Abermain - Middle Ridge Loop | Energy Queensland | Summer | Coincident_unreconciled | 2023 | POE50 | Operational-demand | 6.7643 | NA
QLD | QABRQMRXloop | Abermain - Middle Ridge Loop | Energy Queensland | Summer | Coincident_unreconciled | 2023 | POE90 | Operational-demand | 3.8793 | NA
QLD | QABRQMRXloop | Abermain - Middle Ridge Loop | Energy Queensland | Summer | Non-coincident | 2023 | POE50 | Operational-demand | -3.6135 | 99.5032
QLD | QABRQMRXloop | Abermain - Middle Ridge Loop | Energy Queensland | Summer | Non-coincident | 2023 | POE90 | Operational-demand | -8.4989 | NA
QLD | QABRQMRXloop | Abermain - Middle Ridge Loop | Energy Queensland | Summer | Coincident_unreconciled | 2024 | POE50 | Operational-demand | 5.9349 | NA
QLD | QABRQMRXloop | Abermain - Middle Ridge Loop | Energy Queensland | Summer | Coincident_unreconciled | 2024 | POE90 | Operational-demand | 3.0102 | NA
QLD | QABRQMRXloop | Abermain - Middle Ridge Loop | Energy Queensland | Summer | Non-coincident | 2024 | POE50 | Operational-demand | -5.0179 | 102.1085
QLD | QABRQMRXloop | Abermain - Middle Ridge Loop | Energy Queensland | Summer | Non-coincident | 2024 | POE90 | Operational-demand | -9.9707 | NA
QLD | QABRQMRXloop | Abermain - Middle Ridge Loop | Energy Queensland | Summer | Coincident_unreconciled | 2025 | POE50 | Operational-demand | 5.6023 | NA
QLD | QABRQMRXloop | Abermain - Middle Ridge Loop | Energy Queensland | Summer | Coincident_unreconciled | 2025 | POE90 | Operational-demand | 2.6378 | NA
QLD | QABRQMRXloop | Abermain - Middle Ridge Loop | Energy Queensland | Summer | Non-coincident | 2025 | POE50 | Operational-demand | -5.5812 | 103.4809
QLD | QABRQMRXloop | Abermain - Middle Ridge Loop | Energy Queensland | Summer | Non-coincident | 2025 | POE90 | Operational-demand | -10.6014 | NA
QLD | QABRQMRXloop | Abermain - Middle Ridge Loop | Energy Queensland | Summer | Coincident_unreconciled | 2026 | POE50 | Operational-demand | 5.2514 | NA
QLD | QABRQMRXloop | Abermain - Middle Ridge Loop | Energy Queensland | Summer | Coincident_unreconciled | 2026 | POE90 | Operational-demand | 2.247 | NA
QLD | QABRQMRXloop | Abermain - Middle Ridge Loop | Energy Queensland | Summer | Non-coincident | 2026 | POE50 | Operational-demand | -6.1755 | 104.892
QLD | QABRQMRXloop | Abermain - Middle Ridge Loop | Energy Queensland | Summer | Non-coincident | 2026 | POE90 | Operational-demand | -11.263 | NA
QLD | QABRQMRXloop | Abermain - Middle Ridge Loop | Energy Queensland | Summer | Coincident_unreconciled | 2027 | POE50 | Operational-demand | 4.913 | NA
QLD | QABRQMRXloop | Abermain - Middle Ridge Loop | Energy Queensland | Summer | Coincident_unreconciled | 2027 | POE90 | Operational-demand | 1.8686 | NA
QLD | QABRQMRXloop | Abermain - Middle Ridge Loop | Energy Queensland | Summer | Non-coincident | 2027 | POE50 | Operational-demand | -6.7485 | 105.8113
QLD | QABRQMRXloop | Abermain - Middle Ridge Loop | Energy Queensland | Summer | Non-coincident | 2027 | POE90 | Operational-demand | -11.9038 | NA
QLD | QABRQMRXloop | Abermain - Middle Ridge Loop | Energy Queensland | Summer | Coincident_unreconciled | 2028 | POE50 | Operational-demand | 4.6724 | NA
QLD | QABRQMRXloop | Abermain - Middle Ridge Loop | Energy Queensland | Summer | Coincident_unreconciled | 2028 | POE90 | Operational-demand | 1.5877 | NA
QLD | QABRQMRXloop | Abermain - Middle Ridge Loop | Energy Queensland | Summer | Non-coincident | 2028 | POE50 | Operational-demand | -7.1559 | 107.2958
QLD | QABRQMRXloop | Abermain - Middle Ridge Loop | Energy Queensland | Summer | Non-coincident | 2028 | POE90 | Operational-demand | -12.3795 | NA
QLD | QABRQMRXloop | Abermain - Middle Ridge Loop | Energy Queensland | Summer | Coincident_unreconciled | 2029 | POE50 | Operational-demand | 4.4868 | NA
QLD | QABRQMRXloop | Abermain - Middle Ridge Loop | Energy Queensland | Summer | Coincident_unreconciled | 2029 | POE90 | Operational-demand | 1.3619 | NA
QLD | QABRQMRXloop | Abermain - Middle Ridge Loop | Energy Queensland | Summer | Non-coincident | 2029 | POE50 | Operational-demand | -7.4703 | 109.0289
QLD | QABRQMRXloop | Abermain - Middle Ridge Loop | Energy Queensland | Summer | Non-coincident | 2029 | POE90 | Operational-demand | -12.762 | NA
QLD | QABRQMRXloop | Abermain - Middle Ridge Loop | Energy Queensland | Summer | Coincident_unreconciled | 2030 | POE50 | Operational-demand | 4.4085 | NA
QLD | QABRQMRXloop | Abermain - Middle Ridge Loop | Energy Queensland | Summer | Coincident_unreconciled | 2030 | POE90 | Operational-demand | 1.2433 | NA
QLD | QABRQMRXloop | Abermain - Middle Ridge Loop | Energy Queensland | Summer | Non-coincident | 2030 | POE50 | Operational-demand | -7.6029 | 110.1727
QLD | QABRQMRXloop | Abermain - Middle Ridge Loop | Energy Queensland | Summer | Non-coincident | 2030 | POE90 | Operational-demand | -12.9628 | NA
QLD | QABRQMRXloop | Abermain - Middle Ridge Loop | Energy Queensland | Winter | Coincident | 2016 | ACTUAL_OPG | Operational-demand | 27.0055 | 72.8459
QLD | QABRQMRXloop | Abermain - Middle Ridge Loop | Energy Queensland | Winter | Coincident | 2016 | ACTUAL_RAW | Operational-demand | 27.0055 | 72.8459
QLD | QABRQMRXloop | Abermain - Middle Ridge Loop | Energy Queensland | Winter | Non-coincident | 2016 | ACTUAL_RAW | Operational-demand | 16.6388 | 73.9946
QLD | QABRQMRXloop | Abermain - Middle Ridge Loop | Energy Queensland | Winter | Non-coincident | 2016 | ACTUAL_OPG | Operational-demand | 16.6388 | 73.9946
QLD | QABRQMRXloop | Abermain - Middle Ridge Loop | Energy Queensland | Winter | Coincident | 2017 | ACTUAL_OPG | Operational-demand | 21.2526 | 56.0204
QLD | QABRQMRXloop | Abermain - Middle Ridge Loop | Energy Queensland | Winter | Coincident | 2017 | ACTUAL_RAW | Operational-demand | 21.2526 | 56.0204
QLD | QABRQMRXloop | Abermain - Middle Ridge Loop | Energy Queensland | Winter | Non-coincident | 2017 | ACTUAL_RAW | Operational-demand | 17.5754 | 74.0195
QLD | QABRQMRXloop | Abermain - Middle Ridge Loop | Energy Queensland | Winter | Non-coincident | 2017 | ACTUAL_OPG | Operational-demand | 17.5754 | 74.0195
QLD | QABRQMRXloop | Abermain - Middle Ridge Loop | Energy Queensland | Winter | Non-coincident | 2017 | ACTUAL_ADJUSTEDOPG | Operational-demand | 17.5754 | 74.0195
QLD | QABRQMRXloop | Abermain - Middle Ridge Loop | Energy Queensland | Winter | Coincident | 2018 | ACTUAL_OPG | Operational-demand | 14.9138 | 72.698
QLD | QABRQMRXloop | Abermain - Middle Ridge Loop | Energy Queensland | Winter | Coincident | 2018 | ACTUAL_RAW | Operational-demand | 14.9138 | 72.698
QLD | QABRQMRXloop | Abermain - Middle Ridge Loop | Energy Queensland | Winter | Non-coincident | 2018 | ACTUAL_RAW | Operational-demand | 14.1255 | 78.6784
QLD | QABRQMRXloop | Abermain - Middle Ridge Loop | Energy Queensland | Winter | Non-coincident | 2018 | ACTUAL_OPG | Operational-demand | 14.1255 | 78.6784
QLD | QABRQMRXloop | Abermain - Middle Ridge Loop | Energy Queensland | Winter | Non-coincident | 2018 | ACTUAL_ADJUSTEDOPG | Operational-demand | 14.1255 | 78.6784
QLD | QABRQMRXloop | Abermain - Middle Ridge Loop | Energy Queensland | Winter | Coincident | 2019 | ACTUAL_OPG | Operational-demand | 15.6987 | 74.0993
QLD | QABRQMRXloop | Abermain - Middle Ridge Loop | Energy Queensland | Winter | Coincident | 2019 | ACTUAL_RAW | Operational-demand | 15.6987 | 74.0993
QLD | QABRQMRXloop | Abermain - Middle Ridge Loop | Energy Queensland | Winter | Non-coincident | 2019 | ACTUAL_RAW | Operational-demand | 14.3731 | 75.5425
QLD | QABRQMRXloop | Abermain - Middle Ridge Loop | Energy Queensland | Winter | Non-coincident | 2019 | ACTUAL_OPG | Operational-demand | 14.3731 | 75.5425
QLD | QABRQMRXloop | Abermain - Middle Ridge Loop | Energy Queensland | Winter | Non-coincident | 2019 | ACTUAL_ADJUSTEDOPG | Operational-demand | 14.3731 | 75.5425
QLD | QABRQMRXloop | Abermain - Middle Ridge Loop | Energy Queensland | Winter | Non-coincident | 2019 | BASEYEARPOE90 | Operational-demand | 9.1833 | NA
QLD | QABRQMRXloop | Abermain - Middle Ridge Loop | Energy Queensland | Winter | Non-coincident | 2019 | BASEYEARPOE50 | Operational-demand | 11.3322 | 73.4738
QLD | QABRQMRXloop | Abermain - Middle Ridge Loop | Energy Queensland | Winter | Coincident_unreconciled | 2020 | POE90 | Operational-demand | 9 | NA
QLD | QABRQMRXloop | Abermain - Middle Ridge Loop | Energy Queensland | Winter | Coincident_unreconciled | 2020 | POE50 | Operational-demand | 15 | NA
QLD | QABRQMRXloop | Abermain - Middle Ridge Loop | Energy Queensland | Winter | Non-coincident | 2020 | POE50 | Operational-demand | 14.0284 | 75.4659
QLD | QABRQMRXloop | Abermain - Middle Ridge Loop | Energy Queensland | Winter | Non-coincident | 2020 | POE90 | Operational-demand | 11.2205 | NA
QLD | QABRQMRXloop | Abermain - Middle Ridge Loop | Energy Queensland | Winter | Coincident_unreconciled | 2021 | POE90 | Operational-demand | 8.0979 | NA
QLD | QABRQMRXloop | Abermain - Middle Ridge Loop | Energy Queensland | Winter | Coincident_unreconciled | 2021 | POE50 | Operational-demand | 13.4965 | NA
QLD | QABRQMRXloop | Abermain - Middle Ridge Loop | Energy Queensland | Winter | Non-coincident | 2021 | POE50 | Operational-demand | 12.1671 | 76.6019
QLD | QABRQMRXloop | Abermain - Middle Ridge Loop | Energy Queensland | Winter | Non-coincident | 2021 | POE90 | Operational-demand | 9.3178 | NA
QLD | QABRQMRXloop | Abermain - Middle Ridge Loop | Energy Queensland | Winter | Coincident_unreconciled | 2022 | POE90 | Operational-demand | 7.2862 | NA
QLD | QABRQMRXloop | Abermain - Middle Ridge Loop | Energy Queensland | Winter | Coincident_unreconciled | 2022 | POE50 | Operational-demand | 12.1437 | NA
QLD | QABRQMRXloop | Abermain - Middle Ridge Loop | Energy Queensland | Winter | Non-coincident | 2022 | POE50 | Operational-demand | 7.7759 | 77.7132
QLD | QABRQMRXloop | Abermain - Middle Ridge Loop | Energy Queensland | Winter | Non-coincident | 2022 | POE90 | Operational-demand | 4.8863 | NA
QLD | QABRQMRXloop | Abermain - Middle Ridge Loop | Energy Queensland | Winter | Coincident_unreconciled | 2023 | POE90 | Operational-demand | 6.5559 | NA
QLD | QABRQMRXloop | Abermain - Middle Ridge Loop | Energy Queensland | Winter | Coincident_unreconciled | 2023 | POE50 | Operational-demand | 10.9265 | NA
QLD | QABRQMRXloop | Abermain - Middle Ridge Loop | Energy Queensland | Winter | Non-coincident | 2023 | POE50 | Operational-demand | 4.9194 | 78.8065
QLD | QABRQMRXloop | Abermain - Middle Ridge Loop | Energy Queensland | Winter | Non-coincident | 2023 | POE90 | Operational-demand | 1.9894 | NA
QLD | QABRQMRXloop | Abermain - Middle Ridge Loop | Energy Queensland | Winter | Coincident_unreconciled | 2024 | POE90 | Operational-demand | 5.8987 | NA
QLD | QABRQMRXloop | Abermain - Middle Ridge Loop | Energy Queensland | Winter | Coincident_unreconciled | 2024 | POE50 | Operational-demand | 9.8313 | NA
QLD | QABRQMRXloop | Abermain - Middle Ridge Loop | Energy Queensland | Winter | Non-coincident | 2024 | POE50 | Operational-demand | 4.2784 | 79.7634
QLD | QABRQMRXloop | Abermain - Middle Ridge Loop | Energy Queensland | Winter | Non-coincident | 2024 | POE90 | Operational-demand | 1.308 | NA
QLD | QABRQMRXloop | Abermain - Middle Ridge Loop | Energy Queensland | Winter | Coincident_unreconciled | 2025 | POE90 | Operational-demand | 5.3075 | NA
QLD | QABRQMRXloop | Abermain - Middle Ridge Loop | Energy Queensland | Winter | Coincident_unreconciled | 2025 | POE50 | Operational-demand | 8.8458 | NA
QLD | QABRQMRXloop | Abermain - Middle Ridge Loop | Energy Queensland | Winter | Non-coincident | 2025 | POE50 | Operational-demand | 3.8557 | 80.6847
QLD | QABRQMRXloop | Abermain - Middle Ridge Loop | Energy Queensland | Winter | Non-coincident | 2025 | POE90 | Operational-demand | 0.84498 | NA
QLD | QABRQMRXloop | Abermain - Middle Ridge Loop | Energy Queensland | Winter | Coincident_unreconciled | 2026 | POE90 | Operational-demand | 4.7755 | NA
QLD | QABRQMRXloop | Abermain - Middle Ridge Loop | Energy Queensland | Winter | Coincident_unreconciled | 2026 | POE50 | Operational-demand | 7.9592 | NA
QLD | QABRQMRXloop | Abermain - Middle Ridge Loop | Energy Queensland | Winter | Non-coincident | 2026 | POE50 | Operational-demand | 3.2679 | 81.5753
QLD | QABRQMRXloop | Abermain - Middle Ridge Loop | Energy Queensland | Winter | Non-coincident | 2026 | POE90 | Operational-demand | 0.21679 | NA
QLD | QABRQMRXloop | Abermain - Middle Ridge Loop | Energy Queensland | Winter | Coincident_unreconciled | 2027 | POE90 | Operational-demand | 4.2968 | NA
QLD | QABRQMRXloop | Abermain - Middle Ridge Loop | Energy Queensland | Winter | Coincident_unreconciled | 2027 | POE50 | Operational-demand | 7.1614 | NA
QLD | QABRQMRXloop | Abermain - Middle Ridge Loop | Energy Queensland | Winter | Non-coincident | 2027 | POE50 | Operational-demand | 2.879 | 82.6066
QLD | QABRQMRXloop | Abermain - Middle Ridge Loop | Energy Queensland | Winter | Non-coincident | 2027 | POE90 | Operational-demand | -0.21303 | NA
QLD | QABRQMRXloop | Abermain - Middle Ridge Loop | Energy Queensland | Winter | Coincident_unreconciled | 2028 | POE90 | Operational-demand | 3.8661 | NA
QLD | QABRQMRXloop | Abermain - Middle Ridge Loop | Energy Queensland | Winter | Coincident_unreconciled | 2028 | POE50 | Operational-demand | 6.4436 | NA
QLD | QABRQMRXloop | Abermain - Middle Ridge Loop | Energy Queensland | Winter | Non-coincident | 2028 | POE50 | Operational-demand | 2.6022 | 83.717
QLD | QABRQMRXloop | Abermain - Middle Ridge Loop | Energy Queensland | Winter | Non-coincident | 2028 | POE90 | Operational-demand | -0.53069 | NA
QLD | QABRQMRXloop | Abermain - Middle Ridge Loop | Energy Queensland | Winter | Coincident_unreconciled | 2029 | POE90 | Operational-demand | 3.4786 | NA
QLD | QABRQMRXloop | Abermain - Middle Ridge Loop | Energy Queensland | Winter | Coincident_unreconciled | 2029 | POE50 | Operational-demand | 5.7977 | NA
QLD | QABRQMRXloop | Abermain - Middle Ridge Loop | Energy Queensland | Winter | Non-coincident | 2029 | POE50 | Operational-demand | 2.4356 | 84.8989
QLD | QABRQMRXloop | Abermain - Middle Ridge Loop | Energy Queensland | Winter | Non-coincident | 2029 | POE90 | Operational-demand | -0.73813 | NA
QLD | QABRQMRXloop | Abermain - Middle Ridge Loop | Energy Queensland | Shoulder | Non-coincident | 2019 | BASEYEARPOE10 | Operational-demand | NA | 74.3121
QLD | QABRQMRXloop | Abermain - Middle Ridge Loop | Energy Queensland | Shoulder | Coincident | 2021 | POE10 | Operational-demand | NA | 67.7081
QLD | QABRQMRXloop | Abermain - Middle Ridge Loop | Energy Queensland | Shoulder | Coincident | 2021 | POE50 | Operational-demand | NA | 65.1807
QLD | QABRQMRXloop | Abermain - Middle Ridge Loop | Energy Queensland | Shoulder | Non-coincident | 2021 | POE10 | Operational-demand | NA | 77.1971
QLD | QABRQMRXloop | Abermain - Middle Ridge Loop | Energy Queensland | Shoulder | Coincident | 2022 | POE10 | Operational-demand | NA | 70.5992
QLD | QABRQMRXloop | Abermain - Middle Ridge Loop | Energy Queensland | Shoulder | Coincident | 2022 | POE50 | Operational-demand | NA | 66.8319
QLD | QABRQMRXloop | Abermain - Middle Ridge Loop | Energy Queensland | Shoulder | Non-coincident | 2022 | POE10 | Operational-demand | NA | 78.3326
QLD | QABRQMRXloop | Abermain - Middle Ridge Loop | Energy Queensland | Shoulder | Coincident | 2023 | POE10 | Operational-demand | NA | 71.7478
QLD | QABRQMRXloop | Abermain - Middle Ridge Loop | Energy Queensland | Shoulder | Coincident | 2023 | POE50 | Operational-demand | NA | 68.2495
QLD | QABRQMRXloop | Abermain - Middle Ridge Loop | Energy Queensland | Shoulder | Non-coincident | 2023 | POE10 | Operational-demand | NA | 79.4559
QLD | QABRQMRXloop | Abermain - Middle Ridge Loop | Energy Queensland | Shoulder | Coincident | 2024 | POE10 | Operational-demand | NA | 73.0409
QLD | QABRQMRXloop | Abermain - Middle Ridge Loop | Energy Queensland | Shoulder | Coincident | 2024 | POE50 | Operational-demand | NA | 70.3905
QLD | QABRQMRXloop | Abermain - Middle Ridge Loop | Energy Queensland | Shoulder | Non-coincident | 2024 | POE10 | Operational-demand | NA | 80.5004
QLD | QABRQMRXloop | Abermain - Middle Ridge Loop | Energy Queensland | Shoulder | Coincident | 2025 | POE10 | Operational-demand | NA | 74.1485
QLD | QABRQMRXloop | Abermain - Middle Ridge Loop | Energy Queensland | Shoulder | Coincident | 2025 | POE50 | Operational-demand | NA | 70.9316
QLD | QABRQMRXloop | Abermain - Middle Ridge Loop | Energy Queensland | Shoulder | Non-coincident | 2025 | POE10 | Operational-demand | NA | 81.4674
QLD | QABRQMRXloop | Abermain - Middle Ridge Loop | Energy Queensland | Shoulder | Coincident | 2026 | POE10 | Operational-demand | NA | 74.6162
QLD | QABRQMRXloop | Abermain - Middle Ridge Loop | Energy Queensland | Shoulder | Coincident | 2026 | POE50 | Operational-demand | NA | 71.7628
QLD | QABRQMRXloop | Abermain - Middle Ridge Loop | Energy Queensland | Shoulder | Non-coincident | 2026 | POE10 | Operational-demand | NA | 82.4065
QLD | QABRQMRXloop | Abermain - Middle Ridge Loop | Energy Queensland | Shoulder | Coincident | 2027 | POE10 | Operational-demand | NA | 75.1962
QLD | QABRQMRXloop | Abermain - Middle Ridge Loop | Energy Queensland | Shoulder | Coincident | 2027 | POE50 | Operational-demand | NA | 72.2429
QLD | QABRQMRXloop | Abermain - Middle Ridge Loop | Energy Queensland | Shoulder | Non-coincident | 2027 | POE10 | Operational-demand | NA | 83.3937
QLD | QABRQMRXloop | Abermain - Middle Ridge Loop | Energy Queensland | Shoulder | Coincident | 2028 | POE10 | Operational-demand | NA | 75.9053
QLD | QABRQMRXloop | Abermain - Middle Ridge Loop | Energy Queensland | Shoulder | Coincident | 2028 | POE50 | Operational-demand | NA | 73.1009
QLD | QABRQMRXloop | Abermain - Middle Ridge Loop | Energy Queensland | Shoulder | Non-coincident | 2028 | POE10 | Operational-demand | NA | 84.5008
QLD | QABRQMRXloop | Abermain - Middle Ridge Loop | Energy Queensland | Shoulder | Coincident | 2029 | POE10 | Operational-demand | NA | 77.6875
QLD | QABRQMRXloop | Abermain - Middle Ridge Loop | Energy Queensland | Shoulder | Coincident | 2029 | POE50 | Operational-demand | NA | 74.3811
QLD | QABRQMRXloop | Abermain - Middle Ridge Loop | Energy Queensland | Shoulder | Non-coincident | 2029 | POE10 | Operational-demand | NA | 85.6865
QLD | QABRQMRXloop | Abermain - Middle Ridge Loop | Energy Queensland | Shoulder | Coincident | 2030 | POE10 | Operational-demand | NA | 78.784
QLD | QABRQMRXloop | Abermain - Middle Ridge Loop | Energy Queensland | Shoulder | Coincident | 2030 | POE50 | Operational-demand | NA | 75.5149
QLD | QABRQMRXloop | Abermain - Middle Ridge Loop | Energy Queensland | Shoulder | Non-coincident | 2030 | POE10 | Operational-demand | NA | 86.9013
QLD | QABRQMRXloop | Abermain - Middle Ridge Loop | Energy Queensland | Summer | Non-coincident | 2019 | BASEYEARPOE10 | Operational-demand | NA | 101.0446
QLD | QABRQMRXloop | Abermain - Middle Ridge Loop | Energy Queensland | Summer | Coincident | 2021 | POE10 | Operational-demand | NA | 100.2897
QLD | QABRQMRXloop | Abermain - Middle Ridge Loop | Energy Queensland | Summer | Coincident | 2021 | POE50 | Operational-demand | NA | 94.8242
QLD | QABRQMRXloop | Abermain - Middle Ridge Loop | Energy Queensland | Summer | Non-coincident | 2021 | POE10 | Operational-demand | NA | 105.8148
QLD | QABRQMRXloop | Abermain - Middle Ridge Loop | Energy Queensland | Summer | Coincident | 2022 | POE10 | Operational-demand | NA | 103.5903
QLD | QABRQMRXloop | Abermain - Middle Ridge Loop | Energy Queensland | Summer | Coincident | 2022 | POE50 | Operational-demand | NA | 97.7976
QLD | QABRQMRXloop | Abermain - Middle Ridge Loop | Energy Queensland | Summer | Non-coincident | 2022 | POE10 | Operational-demand | NA | 107.3475
QLD | QABRQMRXloop | Abermain - Middle Ridge Loop | Energy Queensland | Summer | Coincident | 2023 | POE10 | Operational-demand | NA | 105.6275
QLD | QABRQMRXloop | Abermain - Middle Ridge Loop | Energy Queensland | Summer | Coincident | 2023 | POE50 | Operational-demand | NA | 99.5032
QLD | QABRQMRXloop | Abermain - Middle Ridge Loop | Energy Queensland | Summer | Non-coincident | 2023 | POE10 | Operational-demand | NA | 108.8591
QLD | QABRQMRXloop | Abermain - Middle Ridge Loop | Energy Queensland | Summer | Coincident | 2024 | POE10 | Operational-demand | NA | 108.2894
QLD | QABRQMRXloop | Abermain - Middle Ridge Loop | Energy Queensland | Summer | Coincident | 2024 | POE50 | Operational-demand | NA | 102.1085
QLD | QABRQMRXloop | Abermain - Middle Ridge Loop | Energy Queensland | Summer | Non-coincident | 2024 | POE10 | Operational-demand | NA | 110.3331
QLD | QABRQMRXloop | Abermain - Middle Ridge Loop | Energy Queensland | Summer | Coincident | 2025 | POE10 | Operational-demand | NA | 109.1862
QLD | QABRQMRXloop | Abermain - Middle Ridge Loop | Energy Queensland | Summer | Coincident | 2025 | POE50 | Operational-demand | NA | 103.4809
QLD | QABRQMRXloop | Abermain - Middle Ridge Loop | Energy Queensland | Summer | Non-coincident | 2025 | POE10 | Operational-demand | NA | 111.77
QLD | QABRQMRXloop | Abermain - Middle Ridge Loop | Energy Queensland | Summer | Coincident | 2026 | POE10 | Operational-demand | NA | 111.0487
QLD | QABRQMRXloop | Abermain - Middle Ridge Loop | Energy Queensland | Summer | Coincident | 2026 | POE50 | Operational-demand | NA | 104.892
QLD | QABRQMRXloop | Abermain - Middle Ridge Loop | Energy Queensland | Summer | Non-coincident | 2026 | POE10 | Operational-demand | NA | 113.2024
QLD | QABRQMRXloop | Abermain - Middle Ridge Loop | Energy Queensland | Summer | Coincident | 2027 | POE10 | Operational-demand | NA | 111.6358
QLD | QABRQMRXloop | Abermain - Middle Ridge Loop | Energy Queensland | Summer | Coincident | 2027 | POE50 | Operational-demand | NA | 105.8113
QLD | QABRQMRXloop | Abermain - Middle Ridge Loop | Energy Queensland | Summer | Non-coincident | 2027 | POE10 | Operational-demand | NA | 114.7086
QLD | QABRQMRXloop | Abermain - Middle Ridge Loop | Energy Queensland | Summer | Coincident | 2028 | POE10 | Operational-demand | NA | 113.2488
QLD | QABRQMRXloop | Abermain - Middle Ridge Loop | Energy Queensland | Summer | Coincident | 2028 | POE50 | Operational-demand | NA | 107.2958
QLD | QABRQMRXloop | Abermain - Middle Ridge Loop | Energy Queensland | Summer | Non-coincident | 2028 | POE10 | Operational-demand | NA | 116.3351
QLD | QABRQMRXloop | Abermain - Middle Ridge Loop | Energy Queensland | Summer | Coincident | 2029 | POE10 | Operational-demand | NA | 114.5662
QLD | QABRQMRXloop | Abermain - Middle Ridge Loop | Energy Queensland | Summer | Coincident | 2029 | POE50 | Operational-demand | NA | 109.0289
QLD | QABRQMRXloop | Abermain - Middle Ridge Loop | Energy Queensland | Summer | Non-coincident | 2029 | POE10 | Operational-demand | NA | 118.0532
QLD | QABRQMRXloop | Abermain - Middle Ridge Loop | Energy Queensland | Summer | Coincident | 2030 | POE10 | Operational-demand | NA | 116.3585
QLD | QABRQMRXloop | Abermain - Middle Ridge Loop | Energy Queensland | Summer | Coincident | 2030 | POE50 | Operational-demand | NA | 110.1727
QLD | QABRQMRXloop | Abermain - Middle Ridge Loop | Energy Queensland | Summer | Non-coincident | 2030 | POE10 | Operational-demand | NA | 119.8231
QLD | QABRQMRXloop | Abermain - Middle Ridge Loop | Energy Queensland | Winter | Non-coincident | 2019 | BASEYEARPOE10 | Operational-demand | NA | 76.4321
QLD | QABRQMRXloop | Abermain - Middle Ridge Loop | Energy Queensland | Winter | Coincident | 2020 | POE10 | Operational-demand | NA | 70.1996
QLD | QABRQMRXloop | Abermain - Middle Ridge Loop | Energy Queensland | Winter | Coincident | 2020 | POE50 | Operational-demand | NA | 66.7317
QLD | QABRQMRXloop | Abermain - Middle Ridge Loop | Energy Queensland | Winter | Non-coincident | 2020 | POE10 | Operational-demand | NA | 78.5319
QLD | QABRQMRXloop | Abermain - Middle Ridge Loop | Energy Queensland | Winter | Coincident | 2021 | POE10 | Operational-demand | NA | 70.657
QLD | QABRQMRXloop | Abermain - Middle Ridge Loop | Energy Queensland | Winter | Coincident | 2021 | POE50 | Operational-demand | NA | 67.1494
QLD | QABRQMRXloop | Abermain - Middle Ridge Loop | Energy Queensland | Winter | Non-coincident | 2021 | POE10 | Operational-demand | NA | 79.7132
QLD | QABRQMRXloop | Abermain - Middle Ridge Loop | Energy Queensland | Winter | Coincident | 2022 | POE10 | Operational-demand | NA | 73.2672
QLD | QABRQMRXloop | Abermain - Middle Ridge Loop | Energy Queensland | Winter | Coincident | 2022 | POE50 | Operational-demand | NA | 69.6428
QLD | QABRQMRXloop | Abermain - Middle Ridge Loop | Energy Queensland | Winter | Non-coincident | 2022 | POE10 | Operational-demand | NA | 80.8685
QLD | QABRQMRXloop | Abermain - Middle Ridge Loop | Energy Queensland | Winter | Coincident | 2023 | POE10 | Operational-demand | NA | 74.984
QLD | QABRQMRXloop | Abermain - Middle Ridge Loop | Energy Queensland | Winter | Coincident | 2023 | POE50 | Operational-demand | NA | 71.2076
QLD | QABRQMRXloop | Abermain - Middle Ridge Loop | Energy Queensland | Winter | Non-coincident | 2023 | POE10 | Operational-demand | NA | 82.0059
QLD | QABRQMRXloop | Abermain - Middle Ridge Loop | Energy Queensland | Winter | Coincident | 2024 | POE10 | Operational-demand | NA | 77.0321
QLD | QABRQMRXloop | Abermain - Middle Ridge Loop | Energy Queensland | Winter | Coincident | 2024 | POE50 | Operational-demand | NA | 72.8672
QLD | QABRQMRXloop | Abermain - Middle Ridge Loop | Energy Queensland | Winter | Non-coincident | 2024 | POE10 | Operational-demand | NA | 83.0069
QLD | QABRQMRXloop | Abermain - Middle Ridge Loop | Energy Queensland | Winter | Coincident | 2025 | POE10 | Operational-demand | NA | 77.6878
QLD | QABRQMRXloop | Abermain - Middle Ridge Loop | Energy Queensland | Winter | Coincident | 2025 | POE50 | Operational-demand | NA | 73.6399
QLD | QABRQMRXloop | Abermain - Middle Ridge Loop | Energy Queensland | Winter | Non-coincident | 2025 | POE10 | Operational-demand | NA | 83.9723
QLD | QABRQMRXloop | Abermain - Middle Ridge Loop | Energy Queensland | Winter | Coincident | 2026 | POE10 | Operational-demand | NA | 78.4996
QLD | QABRQMRXloop | Abermain - Middle Ridge Loop | Energy Queensland | Winter | Coincident | 2026 | POE50 | Operational-demand | NA | 74.5432
QLD | QABRQMRXloop | Abermain - Middle Ridge Loop | Energy Queensland | Winter | Non-coincident | 2026 | POE10 | Operational-demand | NA | 84.9069
QLD | QABRQMRXloop | Abermain - Middle Ridge Loop | Energy Queensland | Winter | Coincident | 2027 | POE10 | Operational-demand | NA | 79.4173
QLD | QABRQMRXloop | Abermain - Middle Ridge Loop | Energy Queensland | Winter | Coincident | 2027 | POE50 | Operational-demand | NA | 75.4201
QLD | QABRQMRXloop | Abermain - Middle Ridge Loop | Energy Queensland | Winter | Non-coincident | 2027 | POE10 | Operational-demand | NA | 85.9829
QLD | QABRQMRXloop | Abermain - Middle Ridge Loop | Energy Queensland | Winter | Coincident | 2028 | POE10 | Operational-demand | NA | 81.293
QLD | QABRQMRXloop | Abermain - Middle Ridge Loop | Energy Queensland | Winter | Coincident | 2028 | POE50 | Operational-demand | NA | 76.6042
QLD | QABRQMRXloop | Abermain - Middle Ridge Loop | Energy Queensland | Winter | Non-coincident | 2028 | POE10 | Operational-demand | NA | 87.138
QLD | QABRQMRXloop | Abermain - Middle Ridge Loop | Energy Queensland | Winter | Coincident | 2029 | POE10 | Operational-demand | NA | 81.9935
QLD | QABRQMRXloop | Abermain - Middle Ridge Loop | Energy Queensland | Winter | Coincident | 2029 | POE50 | Operational-demand | NA | 77.6707
QLD | QABRQMRXloop | Abermain - Middle Ridge Loop | Energy Queensland | Winter | Non-coincident | 2029 | POE10 | Operational-demand | NA | 88.3645
QLD | QAGW | Ashgrove West 33 | Energy Queensland | Shoulder | Coincident | 2017 | ACTUAL_OPG | Operational-demand | 16.723 | 41.073
QLD | QAGW | Ashgrove West 33 | Energy Queensland | Shoulder | Coincident | 2017 | ACTUAL_RAW | Operational-demand | 16.723 | 41.073
QLD | QAGW | Ashgrove West 33 | Energy Queensland | Shoulder | Non-coincident | 2017 | ACTUAL_RAW | Operational-demand | 16.062 | 42.4977
QLD | QAGW | Ashgrove West 33 | Energy Queensland | Shoulder | Non-coincident | 2017 | ACTUAL_OPG | Operational-demand | 16.062 | 42.4977
QLD | QAGW | Ashgrove West 33 | Energy Queensland | Shoulder | Non-coincident | 2017 | ACTUAL_ADJUSTEDOPG | Operational-demand | 16.062 | 42.4977
QLD | QAGW | Ashgrove West 33 | Energy Queensland | Shoulder | Coincident | 2018 | ACTUAL_OPG | Operational-demand | 17.1981 | 45.2253
QLD | QAGW | Ashgrove West 33 | Energy Queensland | Shoulder | Coincident | 2018 | ACTUAL_RAW | Operational-demand | 17.1981 | 45.2253
QLD | QAGW | Ashgrove West 33 | Energy Queensland | Shoulder | Non-coincident | 2018 | ACTUAL_RAW | Operational-demand | 16.3733 | 48.0406
QLD | QAGW | Ashgrove West 33 | Energy Queensland | Shoulder | Non-coincident | 2018 | ACTUAL_OPG | Operational-demand | 16.3733 | 48.0406
QLD | QAGW | Ashgrove West 33 | Energy Queensland | Shoulder | Non-coincident | 2018 | ACTUAL_ADJUSTEDOPG | Operational-demand | 16.3733 | 48.0406
QLD | QAGW | Ashgrove West 33 | Energy Queensland | Shoulder | Coincident | 2019 | ACTUAL_OPG | Operational-demand | 17.3262 | 48.0776
QLD | QAGW | Ashgrove West 33 | Energy Queensland | Shoulder | Coincident | 2019 | ACTUAL_RAW | Operational-demand | 17.3262 | 48.0776
QLD | QAGW | Ashgrove West 33 | Energy Queensland | Shoulder | Non-coincident | 2019 | ACTUAL_RAW | Operational-demand | 15.3404 | 48.4387
QLD | QAGW | Ashgrove West 33 | Energy Queensland | Shoulder | Non-coincident | 2019 | ACTUAL_OPG | Operational-demand | 15.3404 | 48.4387
QLD | QAGW | Ashgrove West 33 | Energy Queensland | Shoulder | Non-coincident | 2019 | ACTUAL_ADJUSTEDOPG | Operational-demand | 15.3404 | 48.4387
QLD | QAGW | Ashgrove West 33 | Energy Queensland | Shoulder | Non-coincident | 2019 | BASEYEARPOE90 | Operational-demand | 11.9997 | NA
QLD | QAGW | Ashgrove West 33 | Energy Queensland | Shoulder | Non-coincident | 2019 | BASEYEARPOE50 | Operational-demand | 13.2148 | 43.6209
QLD | QAGW | Ashgrove West 33 | Energy Queensland | Shoulder | Coincident | 2020 | ACTUAL_OPG | Operational-demand | 13.0279 | 46.1322
QLD | QAGW | Ashgrove West 33 | Energy Queensland | Shoulder | Coincident | 2020 | ACTUAL_RAW | Operational-demand | 13.0279 | 46.1322
QLD | QAGW | Ashgrove West 33 | Energy Queensland | Shoulder | Non-coincident | 2020 | ACTUAL_RAW | Operational-demand | 13.0279 | 46.1322
QLD | QAGW | Ashgrove West 33 | Energy Queensland | Shoulder | Non-coincident | 2020 | ACTUAL_OPG | Operational-demand | 13.0279 | 46.1322
QLD | QAGW | Ashgrove West 33 | Energy Queensland | Shoulder | Non-coincident | 2020 | ACTUAL_ADJUSTEDOPG | Operational-demand | 13.0279 | 46.1322
QLD | QAGW | Ashgrove West 33 | Energy Queensland | Shoulder | Coincident_unreconciled | 2021 | POE90 | Operational-demand | 14.5023 | NA
QLD | QAGW | Ashgrove West 33 | Energy Queensland | Shoulder | Coincident_unreconciled | 2021 | POE50 | Operational-demand | 16.458 | NA
QLD | QAGW | Ashgrove West 33 | Energy Queensland | Shoulder | Non-coincident | 2021 | POE90 | Operational-demand | 11.1044 | NA
QLD | QAGW | Ashgrove West 33 | Energy Queensland | Shoulder | Non-coincident | 2021 | POE50 | Operational-demand | 13.0573 | 44.2675
QLD | QAGW | Ashgrove West 33 | Energy Queensland | Shoulder | Coincident_unreconciled | 2022 | POE90 | Operational-demand | 14.36 | NA
QLD | QAGW | Ashgrove West 33 | Energy Queensland | Shoulder | Coincident_unreconciled | 2022 | POE50 | Operational-demand | 16.2965 | NA
QLD | QAGW | Ashgrove West 33 | Energy Queensland | Shoulder | Non-coincident | 2022 | POE90 | Operational-demand | 10.9954 | NA
QLD | QAGW | Ashgrove West 33 | Energy Queensland | Shoulder | Non-coincident | 2022 | POE50 | Operational-demand | 12.9292 | 45.0602
QLD | QAGW | Ashgrove West 33 | Energy Queensland | Shoulder | Coincident_unreconciled | 2023 | POE90 | Operational-demand | 14.2192 | NA
QLD | QAGW | Ashgrove West 33 | Energy Queensland | Shoulder | Coincident_unreconciled | 2023 | POE50 | Operational-demand | 16.1366 | NA
QLD | QAGW | Ashgrove West 33 | Energy Queensland | Shoulder | Non-coincident | 2023 | POE90 | Operational-demand | 10.8875 | NA
QLD | QAGW | Ashgrove West 33 | Energy Queensland | Shoulder | Non-coincident | 2023 | POE50 | Operational-demand | 12.8024 | 45.6561
QLD | QAGW | Ashgrove West 33 | Energy Queensland | Shoulder | Coincident_unreconciled | 2024 | POE90 | Operational-demand | 14.0796 | NA
QLD | QAGW | Ashgrove West 33 | Energy Queensland | Shoulder | Coincident_unreconciled | 2024 | POE50 | Operational-demand | 15.9783 | NA
QLD | QAGW | Ashgrove West 33 | Energy Queensland | Shoulder | Non-coincident | 2024 | POE90 | Operational-demand | 10.7807 | NA
QLD | QAGW | Ashgrove West 33 | Energy Queensland | Shoulder | Non-coincident | 2024 | POE50 | Operational-demand | 12.6767 | 46.7638
QLD | QAGW | Ashgrove West 33 | Energy Queensland | Shoulder | Coincident_unreconciled | 2025 | POE90 | Operational-demand | 13.9415 | NA
QLD | QAGW | Ashgrove West 33 | Energy Queensland | Shoulder | Coincident_unreconciled | 2025 | POE50 | Operational-demand | 15.8215 | NA
QLD | QAGW | Ashgrove West 33 | Energy Queensland | Shoulder | Non-coincident | 2025 | POE90 | Operational-demand | 10.6749 | NA
QLD | QAGW | Ashgrove West 33 | Energy Queensland | Shoulder | Non-coincident | 2025 | POE50 | Operational-demand | 12.5524 | 46.8544
QLD | QAGW | Ashgrove West 33 | Energy Queensland | Shoulder | Coincident_unreconciled | 2026 | POE90 | Operational-demand | 13.8047 | NA
QLD | QAGW | Ashgrove West 33 | Energy Queensland | Shoulder | Coincident_unreconciled | 2026 | POE50 | Operational-demand | 15.6663 | NA
QLD | QAGW | Ashgrove West 33 | Energy Queensland | Shoulder | Non-coincident | 2026 | POE90 | Operational-demand | 10.5702 | NA
QLD | QAGW | Ashgrove West 33 | Energy Queensland | Shoulder | Non-coincident | 2026 | POE50 | Operational-demand | 12.4292 | 47.179
QLD | QAGW | Ashgrove West 33 | Energy Queensland | Shoulder | Coincident_unreconciled | 2027 | POE90 | Operational-demand | 13.6692 | NA
QLD | QAGW | Ashgrove West 33 | Energy Queensland | Shoulder | Coincident_unreconciled | 2027 | POE50 | Operational-demand | 15.5125 | NA
QLD | QAGW | Ashgrove West 33 | Energy Queensland | Shoulder | Non-coincident | 2027 | POE90 | Operational-demand | 10.4664 | NA
QLD | QAGW | Ashgrove West 33 | Energy Queensland | Shoulder | Non-coincident | 2027 | POE50 | Operational-demand | 12.3072 | 47.2872
QLD | QAGW | Ashgrove West 33 | Energy Queensland | Shoulder | Coincident_unreconciled | 2028 | POE90 | Operational-demand | 13.5351 | NA
QLD | QAGW | Ashgrove West 33 | Energy Queensland | Shoulder | Coincident_unreconciled | 2028 | POE50 | Operational-demand | 15.3603 | NA
QLD | QAGW | Ashgrove West 33 | Energy Queensland | Shoulder | Non-coincident | 2028 | POE90 | Operational-demand | 10.3637 | NA
QLD | QAGW | Ashgrove West 33 | Energy Queensland | Shoulder | Non-coincident | 2028 | POE50 | Operational-demand | 12.1865 | 47.65
QLD | QAGW | Ashgrove West 33 | Energy Queensland | Shoulder | Coincident_unreconciled | 2029 | POE90 | Operational-demand | 13.4023 | NA
QLD | QAGW | Ashgrove West 33 | Energy Queensland | Shoulder | Coincident_unreconciled | 2029 | POE50 | Operational-demand | 15.2096 | NA
QLD | QAGW | Ashgrove West 33 | Energy Queensland | Shoulder | Non-coincident | 2029 | POE90 | Operational-demand | 10.2621 | NA
QLD | QAGW | Ashgrove West 33 | Energy Queensland | Shoulder | Non-coincident | 2029 | POE50 | Operational-demand | 12.0669 | 48.3532
QLD | QAGW | Ashgrove West 33 | Energy Queensland | Shoulder | Coincident_unreconciled | 2030 | POE90 | Operational-demand | 13.2708 | NA
QLD | QAGW | Ashgrove West 33 | Energy Queensland | Shoulder | Coincident_unreconciled | 2030 | POE50 | Operational-demand | 15.0604 | NA
QLD | QAGW | Ashgrove West 33 | Energy Queensland | Shoulder | Non-coincident | 2030 | POE90 | Operational-demand | 10.1614 | NA
QLD | QAGW | Ashgrove West 33 | Energy Queensland | Shoulder | Non-coincident | 2030 | POE50 | Operational-demand | 11.9485 | 49.0256
QLD | QAGW | Ashgrove West 33 | Energy Queensland | Summer | Coincident | 2017 | ACTUAL_OPG | Operational-demand | 17.1688 | 65.7166
QLD | QAGW | Ashgrove West 33 | Energy Queensland | Summer | Coincident | 2017 | ACTUAL_RAW | Operational-demand | 17.1688 | 65.7166
QLD | QAGW | Ashgrove West 33 | Energy Queensland | Summer | Non-coincident | 2017 | ACTUAL_RAW | Operational-demand | 16.8491 | 74.0568
QLD | QAGW | Ashgrove West 33 | Energy Queensland | Summer | Non-coincident | 2017 | ACTUAL_OPG | Operational-demand | 16.8491 | 74.0568
QLD | QAGW | Ashgrove West 33 | Energy Queensland | Summer | Non-coincident | 2017 | ACTUAL_ADJUSTEDOPG | Operational-demand | 16.8491 | 74.0568
QLD | QAGW | Ashgrove West 33 | Energy Queensland | Summer | Coincident | 2018 | ACTUAL_OPG | Operational-demand | 17.5002 | 68.3877
QLD | QAGW | Ashgrove West 33 | Energy Queensland | Summer | Coincident | 2018 | ACTUAL_RAW | Operational-demand | 17.5002 | 68.3877
QLD | QAGW | Ashgrove West 33 | Energy Queensland | Summer | Non-coincident | 2018 | ACTUAL_RAW | Operational-demand | 16.4146 | 69.0069
QLD | QAGW | Ashgrove West 33 | Energy Queensland | Summer | Non-coincident | 2018 | ACTUAL_OPG | Operational-demand | 16.4146 | 69.0069
QLD | QAGW | Ashgrove West 33 | Energy Queensland | Summer | Non-coincident | 2018 | ACTUAL_ADJUSTEDOPG | Operational-demand | 16.4146 | 69.0069
QLD | QAGW | Ashgrove West 33 | Energy Queensland | Summer | Coincident | 2019 | ACTUAL_OPG | Operational-demand | 16.4471 | 71.6697
QLD | QAGW | Ashgrove West 33 | Energy Queensland | Summer | Coincident | 2019 | ACTUAL_RAW | Operational-demand | 16.4471 | 71.6697
QLD | QAGW | Ashgrove West 33 | Energy Queensland | Summer | Non-coincident | 2019 | ACTUAL_RAW | Operational-demand | 16.4037 | 78.0689
QLD | QAGW | Ashgrove West 33 | Energy Queensland | Summer | Non-coincident | 2019 | ACTUAL_OPG | Operational-demand | 16.4037 | 78.0689
QLD | QAGW | Ashgrove West 33 | Energy Queensland | Summer | Non-coincident | 2019 | ACTUAL_ADJUSTEDOPG | Operational-demand | 16.4037 | 78.0689
QLD | QAGW | Ashgrove West 33 | Energy Queensland | Summer | Non-coincident | 2019 | BASEYEARPOE90 | Operational-demand | 13.6163 | NA
QLD | QAGW | Ashgrove West 33 | Energy Queensland | Summer | Non-coincident | 2019 | BASEYEARPOE50 | Operational-demand | 14.9471 | 63.1095
QLD | QAGW | Ashgrove West 33 | Energy Queensland | Summer | Coincident | 2020 | ACTUAL_OPG | Operational-demand | 0 | 70.7847
QLD | QAGW | Ashgrove West 33 | Energy Queensland | Summer | Coincident | 2020 | ACTUAL_RAW | Operational-demand | 0 | 70.7847
QLD | QAGW | Ashgrove West 33 | Energy Queensland | Summer | Non-coincident | 2020 | ACTUAL_RAW | Operational-demand | 0 | 71.7167
QLD | QAGW | Ashgrove West 33 | Energy Queensland | Summer | Non-coincident | 2020 | ACTUAL_OPG | Operational-demand | 0 | 71.7167
QLD | QAGW | Ashgrove West 33 | Energy Queensland | Summer | Non-coincident | 2020 | ACTUAL_ADJUSTEDOPG | Operational-demand | 15.9483 | 71.7167
QLD | QAGW | Ashgrove West 33 | Energy Queensland | Summer | Coincident_unreconciled | 2021 | POE90 | Operational-demand | 15.5023 | NA
QLD | QAGW | Ashgrove West 33 | Energy Queensland | Summer | Coincident_unreconciled | 2021 | POE50 | Operational-demand | 16.458 | NA
QLD | QAGW | Ashgrove West 33 | Energy Queensland | Summer | Non-coincident | 2021 | POE90 | Operational-demand | 15.5023 | NA
QLD | QAGW | Ashgrove West 33 | Energy Queensland | Summer | Non-coincident | 2021 | POE50 | Operational-demand | 16.458 | 73
QLD | QAGW | Ashgrove West 33 | Energy Queensland | Summer | Coincident_unreconciled | 2022 | POE90 | Operational-demand | 15.3502 | NA
QLD | QAGW | Ashgrove West 33 | Energy Queensland | Summer | Coincident_unreconciled | 2022 | POE50 | Operational-demand | 16.2965 | NA
QLD | QAGW | Ashgrove West 33 | Energy Queensland | Summer | Non-coincident | 2022 | POE90 | Operational-demand | 15.3502 | NA
QLD | QAGW | Ashgrove West 33 | Energy Queensland | Summer | Non-coincident | 2022 | POE50 | Operational-demand | 16.2965 | 73.4873
QLD | QAGW | Ashgrove West 33 | Energy Queensland | Summer | Coincident_unreconciled | 2023 | POE90 | Operational-demand | 15.1996 | NA
QLD | QAGW | Ashgrove West 33 | Energy Queensland | Summer | Coincident_unreconciled | 2023 | POE50 | Operational-demand | 16.1366 | NA
QLD | QAGW | Ashgrove West 33 | Energy Queensland | Summer | Non-coincident | 2023 | POE90 | Operational-demand | 15.1996 | NA
QLD | QAGW | Ashgrove West 33 | Energy Queensland | Summer | Non-coincident | 2023 | POE50 | Operational-demand | 16.1366 | 73.9188
QLD | QAGW | Ashgrove West 33 | Energy Queensland | Summer | Coincident_unreconciled | 2024 | POE90 | Operational-demand | 15.0505 | NA
QLD | QAGW | Ashgrove West 33 | Energy Queensland | Summer | Coincident_unreconciled | 2024 | POE50 | Operational-demand | 15.9783 | NA
QLD | QAGW | Ashgrove West 33 | Energy Queensland | Summer | Non-coincident | 2024 | POE90 | Operational-demand | 15.0505 | NA
QLD | QAGW | Ashgrove West 33 | Energy Queensland | Summer | Non-coincident | 2024 | POE50 | Operational-demand | 15.9783 | 74.3419
QLD | QAGW | Ashgrove West 33 | Energy Queensland | Summer | Coincident_unreconciled | 2025 | POE90 | Operational-demand | 14.9028 | NA
QLD | QAGW | Ashgrove West 33 | Energy Queensland | Summer | Coincident_unreconciled | 2025 | POE50 | Operational-demand | 15.8215 | NA
QLD | QAGW | Ashgrove West 33 | Energy Queensland | Summer | Non-coincident | 2025 | POE90 | Operational-demand | 14.9028 | NA
QLD | QAGW | Ashgrove West 33 | Energy Queensland | Summer | Non-coincident | 2025 | POE50 | Operational-demand | 15.8215 | 74.7673
QLD | QAGW | Ashgrove West 33 | Energy Queensland | Summer | Coincident_unreconciled | 2026 | POE90 | Operational-demand | 14.7566 | NA
QLD | QAGW | Ashgrove West 33 | Energy Queensland | Summer | Coincident_unreconciled | 2026 | POE50 | Operational-demand | 15.6663 | NA
QLD | QAGW | Ashgrove West 33 | Energy Queensland | Summer | Non-coincident | 2026 | POE90 | Operational-demand | 14.7566 | NA
QLD | QAGW | Ashgrove West 33 | Energy Queensland | Summer | Non-coincident | 2026 | POE50 | Operational-demand | 15.6663 | 75.2141
QLD | QAGW | Ashgrove West 33 | Energy Queensland | Summer | Coincident_unreconciled | 2027 | POE90 | Operational-demand | 14.6118 | NA
QLD | QAGW | Ashgrove West 33 | Energy Queensland | Summer | Coincident_unreconciled | 2027 | POE50 | Operational-demand | 15.5125 | NA
QLD | QAGW | Ashgrove West 33 | Energy Queensland | Summer | Non-coincident | 2027 | POE90 | Operational-demand | 14.6118 | NA
QLD | QAGW | Ashgrove West 33 | Energy Queensland | Summer | Non-coincident | 2027 | POE50 | Operational-demand | 15.5125 | 75.6922
QLD | QAGW | Ashgrove West 33 | Energy Queensland | Summer | Coincident_unreconciled | 2028 | POE90 | Operational-demand | 14.4684 | NA
QLD | QAGW | Ashgrove West 33 | Energy Queensland | Summer | Coincident_unreconciled | 2028 | POE50 | Operational-demand | 15.3603 | NA
QLD | QAGW | Ashgrove West 33 | Energy Queensland | Summer | Non-coincident | 2028 | POE90 | Operational-demand | 14.4684 | NA
QLD | QAGW | Ashgrove West 33 | Energy Queensland | Summer | Non-coincident | 2028 | POE50 | Operational-demand | 15.3603 | 76.2321
QLD | QAGW | Ashgrove West 33 | Energy Queensland | Summer | Coincident_unreconciled | 2029 | POE90 | Operational-demand | 14.3265 | NA
QLD | QAGW | Ashgrove West 33 | Energy Queensland | Summer | Coincident_unreconciled | 2029 | POE50 | Operational-demand | 15.2096 | NA
QLD | QAGW | Ashgrove West 33 | Energy Queensland | Summer | Non-coincident | 2029 | POE90 | Operational-demand | 14.3265 | NA
QLD | QAGW | Ashgrove West 33 | Energy Queensland | Summer | Non-coincident | 2029 | POE50 | Operational-demand | 15.2096 | 76.8615
QLD | QAGW | Ashgrove West 33 | Energy Queensland | Summer | Coincident_unreconciled | 2030 | POE90 | Operational-demand | 14.1859 | NA
QLD | QAGW | Ashgrove West 33 | Energy Queensland | Summer | Coincident_unreconciled | 2030 | POE50 | Operational-demand | 15.0604 | NA
QLD | QAGW | Ashgrove West 33 | Energy Queensland | Summer | Non-coincident | 2030 | POE90 | Operational-demand | 14.1859 | NA
QLD | QAGW | Ashgrove West 33 | Energy Queensland | Summer | Non-coincident | 2030 | POE50 | Operational-demand | 15.0604 | 77.5501
QLD | QAGW | Ashgrove West 33 | Energy Queensland | Winter | Coincident | 2016 | ACTUAL_OPG | Operational-demand | 17.2358 | 53.5912
QLD | QAGW | Ashgrove West 33 | Energy Queensland | Winter | Coincident | 2016 | ACTUAL_RAW | Operational-demand | 17.2358 | 53.5912
QLD | QAGW | Ashgrove West 33 | Energy Queensland | Winter | Non-coincident | 2016 | ACTUAL_RAW | Operational-demand | 0 | 56.1126
QLD | QAGW | Ashgrove West 33 | Energy Queensland | Winter | Non-coincident | 2016 | ACTUAL_OPG | Operational-demand | 0 | 56.1126
QLD | QAGW | Ashgrove West 33 | Energy Queensland | Winter | Non-coincident | 2016 | ACTUAL_ADJUSTEDOPG | Operational-demand | 16.7228 | 56.1126
QLD | QAGW | Ashgrove West 33 | Energy Queensland | Winter | Coincident | 2017 | ACTUAL_OPG | Operational-demand | 20.2912 | 44.8468
QLD | QAGW | Ashgrove West 33 | Energy Queensland | Winter | Coincident | 2017 | ACTUAL_RAW | Operational-demand | 20.2912 | 44.8468
QLD | QAGW | Ashgrove West 33 | Energy Queensland | Winter | Non-coincident | 2017 | ACTUAL_RAW | Operational-demand | 16.7383 | 50.0474
QLD | QAGW | Ashgrove West 33 | Energy Queensland | Winter | Non-coincident | 2017 | ACTUAL_OPG | Operational-demand | 16.7383 | 50.0474
QLD | QAGW | Ashgrove West 33 | Energy Queensland | Winter | Non-coincident | 2017 | ACTUAL_ADJUSTEDOPG | Operational-demand | 16.7383 | 50.0474
QLD | QAGW | Ashgrove West 33 | Energy Queensland | Winter | Coincident | 2018 | ACTUAL_OPG | Operational-demand | 17.9706 | 51.8625
QLD | QAGW | Ashgrove West 33 | Energy Queensland | Winter | Coincident | 2018 | ACTUAL_RAW | Operational-demand | 17.9706 | 51.8625
QLD | QAGW | Ashgrove West 33 | Energy Queensland | Winter | Non-coincident | 2018 | ACTUAL_RAW | Operational-demand | 16.7653 | 51.8724
QLD | QAGW | Ashgrove West 33 | Energy Queensland | Winter | Non-coincident | 2018 | ACTUAL_OPG | Operational-demand | 16.7653 | 51.8724
QLD | QAGW | Ashgrove West 33 | Energy Queensland | Winter | Non-coincident | 2018 | ACTUAL_ADJUSTEDOPG | Operational-demand | 16.7653 | 51.8724
QLD | QAGW | Ashgrove West 33 | Energy Queensland | Winter | Coincident | 2019 | ACTUAL_OPG | Operational-demand | 23.6917 | 58.6612
QLD | QAGW | Ashgrove West 33 | Energy Queensland | Winter | Coincident | 2019 | ACTUAL_RAW | Operational-demand | 23.6917 | 58.6612
QLD | QAGW | Ashgrove West 33 | Energy Queensland | Winter | Non-coincident | 2019 | ACTUAL_RAW | Operational-demand | 16.2931 | 58.6612
QLD | QAGW | Ashgrove West 33 | Energy Queensland | Winter | Non-coincident | 2019 | ACTUAL_OPG | Operational-demand | 16.2931 | 58.6612
QLD | QAGW | Ashgrove West 33 | Energy Queensland | Winter | Non-coincident | 2019 | ACTUAL_ADJUSTEDOPG | Operational-demand | 16.2931 | 58.6612
QLD | QAGW | Ashgrove West 33 | Energy Queensland | Winter | Non-coincident | 2019 | BASEYEARPOE90 | Operational-demand | 15.0171 | NA
QLD | QAGW | Ashgrove West 33 | Energy Queensland | Winter | Non-coincident | 2019 | BASEYEARPOE50 | Operational-demand | 16.0549 | 51.8289
QLD | QAGW | Ashgrove West 33 | Energy Queensland | Winter | Coincident_unreconciled | 2020 | POE90 | Operational-demand | 16.458 | NA
QLD | QAGW | Ashgrove West 33 | Energy Queensland | Winter | Coincident_unreconciled | 2020 | POE50 | Operational-demand | 18.658 | NA
QLD | QAGW | Ashgrove West 33 | Energy Queensland | Winter | Non-coincident | 2020 | POE90 | Operational-demand | 15.5023 | NA
QLD | QAGW | Ashgrove West 33 | Energy Queensland | Winter | Non-coincident | 2020 | POE50 | Operational-demand | 16.458 | 51.8082
QLD | QAGW | Ashgrove West 33 | Energy Queensland | Winter | Coincident_unreconciled | 2021 | POE90 | Operational-demand | 16.2965 | NA
QLD | QAGW | Ashgrove West 33 | Energy Queensland | Winter | Coincident_unreconciled | 2021 | POE50 | Operational-demand | 18.4749 | NA
QLD | QAGW | Ashgrove West 33 | Energy Queensland | Winter | Non-coincident | 2021 | POE90 | Operational-demand | 15.3502 | NA
QLD | QAGW | Ashgrove West 33 | Energy Queensland | Winter | Non-coincident | 2021 | POE50 | Operational-demand | 16.2965 | 52.2507
QLD | QAGW | Ashgrove West 33 | Energy Queensland | Winter | Coincident_unreconciled | 2022 | POE90 | Operational-demand | 16.1366 | NA
QLD | QAGW | Ashgrove West 33 | Energy Queensland | Winter | Coincident_unreconciled | 2022 | POE50 | Operational-demand | 18.2936 | NA
QLD | QAGW | Ashgrove West 33 | Energy Queensland | Winter | Non-coincident | 2022 | POE90 | Operational-demand | 15.1996 | NA
QLD | QAGW | Ashgrove West 33 | Energy Queensland | Winter | Non-coincident | 2022 | POE50 | Operational-demand | 16.1366 | 52.5973
QLD | QAGW | Ashgrove West 33 | Energy Queensland | Winter | Coincident_unreconciled | 2023 | POE90 | Operational-demand | 15.9783 | NA
QLD | QAGW | Ashgrove West 33 | Energy Queensland | Winter | Coincident_unreconciled | 2023 | POE50 | Operational-demand | 18.1141 | NA
QLD | QAGW | Ashgrove West 33 | Energy Queensland | Winter | Non-coincident | 2023 | POE90 | Operational-demand | 15.0505 | NA
QLD | QAGW | Ashgrove West 33 | Energy Queensland | Winter | Non-coincident | 2023 | POE50 | Operational-demand | 15.9783 | 52.9358
QLD | QAGW | Ashgrove West 33 | Energy Queensland | Winter | Coincident_unreconciled | 2024 | POE90 | Operational-demand | 15.8215 | NA
QLD | QAGW | Ashgrove West 33 | Energy Queensland | Winter | Coincident_unreconciled | 2024 | POE50 | Operational-demand | 17.9364 | NA
QLD | QAGW | Ashgrove West 33 | Energy Queensland | Winter | Non-coincident | 2024 | POE90 | Operational-demand | 14.9028 | NA
QLD | QAGW | Ashgrove West 33 | Energy Queensland | Winter | Non-coincident | 2024 | POE50 | Operational-demand | 15.8215 | 53.2675
QLD | QAGW | Ashgrove West 33 | Energy Queensland | Winter | Coincident_unreconciled | 2025 | POE90 | Operational-demand | 15.6663 | NA
QLD | QAGW | Ashgrove West 33 | Energy Queensland | Winter | Coincident_unreconciled | 2025 | POE50 | Operational-demand | 17.7604 | NA
QLD | QAGW | Ashgrove West 33 | Energy Queensland | Winter | Non-coincident | 2025 | POE90 | Operational-demand | 14.7566 | NA
QLD | QAGW | Ashgrove West 33 | Energy Queensland | Winter | Non-coincident | 2025 | POE50 | Operational-demand | 15.6663 | 53.6166
QLD | QAGW | Ashgrove West 33 | Energy Queensland | Winter | Coincident_unreconciled | 2026 | POE90 | Operational-demand | 15.5125 | NA
QLD | QAGW | Ashgrove West 33 | Energy Queensland | Winter | Coincident_unreconciled | 2026 | POE50 | Operational-demand | 17.5862 | NA
QLD | QAGW | Ashgrove West 33 | Energy Queensland | Winter | Non-coincident | 2026 | POE90 | Operational-demand | 14.6118 | NA
QLD | QAGW | Ashgrove West 33 | Energy Queensland | Winter | Non-coincident | 2026 | POE50 | Operational-demand | 15.5125 | 54.0083
QLD | QAGW | Ashgrove West 33 | Energy Queensland | Winter | Coincident_unreconciled | 2027 | POE90 | Operational-demand | 15.3603 | NA
QLD | QAGW | Ashgrove West 33 | Energy Queensland | Winter | Coincident_unreconciled | 2027 | POE50 | Operational-demand | 17.4136 | NA
QLD | QAGW | Ashgrove West 33 | Energy Queensland | Winter | Non-coincident | 2027 | POE90 | Operational-demand | 14.4684 | NA
QLD | QAGW | Ashgrove West 33 | Energy Queensland | Winter | Non-coincident | 2027 | POE50 | Operational-demand | 15.3603 | 54.4726
QLD | QAGW | Ashgrove West 33 | Energy Queensland | Winter | Coincident_unreconciled | 2028 | POE90 | Operational-demand | 15.2096 | NA
QLD | QAGW | Ashgrove West 33 | Energy Queensland | Winter | Coincident_unreconciled | 2028 | POE50 | Operational-demand | 17.2427 | NA
QLD | QAGW | Ashgrove West 33 | Energy Queensland | Winter | Non-coincident | 2028 | POE90 | Operational-demand | 14.3265 | NA
QLD | QAGW | Ashgrove West 33 | Energy Queensland | Winter | Non-coincident | 2028 | POE50 | Operational-demand | 15.2096 | 55.0575
QLD | QAGW | Ashgrove West 33 | Energy Queensland | Winter | Coincident_unreconciled | 2029 | POE90 | Operational-demand | 15.0604 | NA
QLD | QAGW | Ashgrove West 33 | Energy Queensland | Winter | Coincident_unreconciled | 2029 | POE50 | Operational-demand | 17.0736 | NA
QLD | QAGW | Ashgrove West 33 | Energy Queensland | Winter | Non-coincident | 2029 | POE90 | Operational-demand | 14.1859 | NA
QLD | QAGW | Ashgrove West 33 | Energy Queensland | Winter | Non-coincident | 2029 | POE50 | Operational-demand | 15.0604 | 55.7891
QLD | QAGW | Ashgrove West 33 | Energy Queensland | Shoulder | Non-coincident | 2019 | BASEYEARPOE10 | Operational-demand | NA | 48.6091
QLD | QAGW | Ashgrove West 33 | Energy Queensland | Shoulder | Coincident | 2021 | POE10 | Operational-demand | NA | 48.8888
QLD | QAGW | Ashgrove West 33 | Energy Queensland | Shoulder | Coincident | 2021 | POE50 | Operational-demand | NA | 44.2675
QLD | QAGW | Ashgrove West 33 | Energy Queensland | Shoulder | Non-coincident | 2021 | POE10 | Operational-demand | NA | 50.0751
QLD | QAGW | Ashgrove West 33 | Energy Queensland | Shoulder | Coincident | 2022 | POE10 | Operational-demand | NA | 50.6103
QLD | QAGW | Ashgrove West 33 | Energy Queensland | Shoulder | Coincident | 2022 | POE50 | Operational-demand | NA | 45.0602
QLD | QAGW | Ashgrove West 33 | Energy Queensland | Shoulder | Non-coincident | 2022 | POE10 | Operational-demand | NA | 50.6103
QLD | QAGW | Ashgrove West 33 | Energy Queensland | Shoulder | Coincident | 2023 | POE10 | Operational-demand | NA | 51.0353
QLD | QAGW | Ashgrove West 33 | Energy Queensland | Shoulder | Coincident | 2023 | POE50 | Operational-demand | NA | 45.6561
QLD | QAGW | Ashgrove West 33 | Energy Queensland | Shoulder | Non-coincident | 2023 | POE10 | Operational-demand | NA | 51.0353
QLD | QAGW | Ashgrove West 33 | Energy Queensland | Shoulder | Coincident | 2024 | POE10 | Operational-demand | NA | 51.599
QLD | QAGW | Ashgrove West 33 | Energy Queensland | Shoulder | Coincident | 2024 | POE50 | Operational-demand | NA | 46.7638
QLD | QAGW | Ashgrove West 33 | Energy Queensland | Shoulder | Non-coincident | 2024 | POE10 | Operational-demand | NA | 51.599
QLD | QAGW | Ashgrove West 33 | Energy Queensland | Shoulder | Coincident | 2025 | POE10 | Operational-demand | NA | 52.0806
QLD | QAGW | Ashgrove West 33 | Energy Queensland | Shoulder | Coincident | 2025 | POE50 | Operational-demand | NA | 46.8544
QLD | QAGW | Ashgrove West 33 | Energy Queensland | Shoulder | Non-coincident | 2025 | POE10 | Operational-demand | NA | 52.0806
QLD | QAGW | Ashgrove West 33 | Energy Queensland | Shoulder | Coincident | 2026 | POE10 | Operational-demand | NA | 52.1544
QLD | QAGW | Ashgrove West 33 | Energy Queensland | Shoulder | Coincident | 2026 | POE50 | Operational-demand | NA | 47.179
QLD | QAGW | Ashgrove West 33 | Energy Queensland | Shoulder | Non-coincident | 2026 | POE10 | Operational-demand | NA | 52.1544
QLD | QAGW | Ashgrove West 33 | Energy Queensland | Shoulder | Coincident | 2027 | POE10 | Operational-demand | NA | 52.3186
QLD | QAGW | Ashgrove West 33 | Energy Queensland | Shoulder | Coincident | 2027 | POE50 | Operational-demand | NA | 47.2872
QLD | QAGW | Ashgrove West 33 | Energy Queensland | Shoulder | Non-coincident | 2027 | POE10 | Operational-demand | NA | 52.3186
QLD | QAGW | Ashgrove West 33 | Energy Queensland | Shoulder | Coincident | 2028 | POE10 | Operational-demand | NA | 52.5747
QLD | QAGW | Ashgrove West 33 | Energy Queensland | Shoulder | Coincident | 2028 | POE50 | Operational-demand | NA | 47.65
QLD | QAGW | Ashgrove West 33 | Energy Queensland | Shoulder | Non-coincident | 2028 | POE10 | Operational-demand | NA | 52.5795
QLD | QAGW | Ashgrove West 33 | Energy Queensland | Shoulder | Coincident | 2029 | POE10 | Operational-demand | NA | 53.6335
QLD | QAGW | Ashgrove West 33 | Energy Queensland | Shoulder | Coincident | 2029 | POE50 | Operational-demand | NA | 48.3532
QLD | QAGW | Ashgrove West 33 | Energy Queensland | Shoulder | Non-coincident | 2029 | POE10 | Operational-demand | NA | 53.6335
QLD | QAGW | Ashgrove West 33 | Energy Queensland | Shoulder | Coincident | 2030 | POE10 | Operational-demand | NA | 54.2795
QLD | QAGW | Ashgrove West 33 | Energy Queensland | Shoulder | Coincident | 2030 | POE50 | Operational-demand | NA | 49.0256
QLD | QAGW | Ashgrove West 33 | Energy Queensland | Shoulder | Non-coincident | 2030 | POE10 | Operational-demand | NA | 54.2795
QLD | QAGW | Ashgrove West 33 | Energy Queensland | Summer | Non-coincident | 2019 | BASEYEARPOE10 | Operational-demand | NA | 70.9739
QLD | QAGW | Ashgrove West 33 | Energy Queensland | Summer | Coincident | 2021 | POE10 | Operational-demand | NA | 72.8332
QLD | QAGW | Ashgrove West 33 | Energy Queensland | Summer | Coincident | 2021 | POE50 | Operational-demand | NA | 68.1028
QLD | QAGW | Ashgrove West 33 | Energy Queensland | Summer | Non-coincident | 2021 | POE10 | Operational-demand | NA | 81.1075
QLD | QAGW | Ashgrove West 33 | Energy Queensland | Summer | Coincident | 2022 | POE10 | Operational-demand | NA | 74.6858
QLD | QAGW | Ashgrove West 33 | Energy Queensland | Summer | Coincident | 2022 | POE50 | Operational-demand | NA | 69.7243
QLD | QAGW | Ashgrove West 33 | Energy Queensland | Summer | Non-coincident | 2022 | POE10 | Operational-demand | NA | 81.6574
QLD | QAGW | Ashgrove West 33 | Energy Queensland | Summer | Coincident | 2023 | POE10 | Operational-demand | NA | 75.5697
QLD | QAGW | Ashgrove West 33 | Energy Queensland | Summer | Coincident | 2023 | POE50 | Operational-demand | NA | 70.3899
QLD | QAGW | Ashgrove West 33 | Energy Queensland | Summer | Non-coincident | 2023 | POE10 | Operational-demand | NA | 82.1451
QLD | QAGW | Ashgrove West 33 | Energy Queensland | Summer | Coincident | 2024 | POE10 | Operational-demand | NA | 76.9088
QLD | QAGW | Ashgrove West 33 | Energy Queensland | Summer | Coincident | 2024 | POE50 | Operational-demand | NA | 71.7019
QLD | QAGW | Ashgrove West 33 | Energy Queensland | Summer | Non-coincident | 2024 | POE10 | Operational-demand | NA | 82.6244
QLD | QAGW | Ashgrove West 33 | Energy Queensland | Summer | Coincident | 2025 | POE10 | Operational-demand | NA | 77.0186
QLD | QAGW | Ashgrove West 33 | Energy Queensland | Summer | Coincident | 2025 | POE50 | Operational-demand | NA | 72.1706
QLD | QAGW | Ashgrove West 33 | Energy Queensland | Summer | Non-coincident | 2025 | POE10 | Operational-demand | NA | 83.106
QLD | QAGW | Ashgrove West 33 | Energy Queensland | Summer | Coincident | 2026 | POE10 | Operational-demand | NA | 77.834
QLD | QAGW | Ashgrove West 33 | Energy Queensland | Summer | Coincident | 2026 | POE50 | Operational-demand | NA | 72.6907
QLD | QAGW | Ashgrove West 33 | Energy Queensland | Summer | Non-coincident | 2026 | POE10 | Operational-demand | NA | 83.6091
QLD | QAGW | Ashgrove West 33 | Energy Queensland | Summer | Coincident | 2027 | POE10 | Operational-demand | NA | 77.7355
QLD | QAGW | Ashgrove West 33 | Energy Queensland | Summer | Coincident | 2027 | POE50 | Operational-demand | NA | 72.8519
QLD | QAGW | Ashgrove West 33 | Energy Queensland | Summer | Non-coincident | 2027 | POE10 | Operational-demand | NA | 84.1415
QLD | QAGW | Ashgrove West 33 | Energy Queensland | Summer | Coincident | 2028 | POE10 | Operational-demand | NA | 78.3327
QLD | QAGW | Ashgrove West 33 | Energy Queensland | Summer | Coincident | 2028 | POE50 | Operational-demand | NA | 73.3837
QLD | QAGW | Ashgrove West 33 | Energy Queensland | Summer | Non-coincident | 2028 | POE10 | Operational-demand | NA | 84.7347
QLD | QAGW | Ashgrove West 33 | Energy Queensland | Summer | Coincident | 2029 | POE10 | Operational-demand | NA | 78.7521
QLD | QAGW | Ashgrove West 33 | Energy Queensland | Summer | Coincident | 2029 | POE50 | Operational-demand | NA | 74.1122
QLD | QAGW | Ashgrove West 33 | Energy Queensland | Summer | Non-coincident | 2029 | POE10 | Operational-demand | NA | 85.4172
QLD | QAGW | Ashgrove West 33 | Energy Queensland | Summer | Coincident | 2030 | POE10 | Operational-demand | NA | 79.5219
QLD | QAGW | Ashgrove West 33 | Energy Queensland | Summer | Coincident | 2030 | POE50 | Operational-demand | NA | 74.4659
QLD | QAGW | Ashgrove West 33 | Energy Queensland | Summer | Non-coincident | 2030 | POE10 | Operational-demand | NA | 86.1589
QLD | QAGW | Ashgrove West 33 | Energy Queensland | Winter | Non-coincident | 2019 | BASEYEARPOE10 | Operational-demand | NA | 54.2353
QLD | QAGW | Ashgrove West 33 | Energy Queensland | Winter | Coincident | 2020 | POE10 | Operational-demand | NA | 52.7295
QLD | QAGW | Ashgrove West 33 | Energy Queensland | Winter | Coincident | 2020 | POE50 | Operational-demand | NA | 49.8426
QLD | QAGW | Ashgrove West 33 | Energy Queensland | Winter | Non-coincident | 2020 | POE10 | Operational-demand | NA | 54.2181
QLD | QAGW | Ashgrove West 33 | Energy Queensland | Winter | Coincident | 2021 | POE10 | Operational-demand | NA | 52.7337
QLD | QAGW | Ashgrove West 33 | Energy Queensland | Winter | Coincident | 2021 | POE50 | Operational-demand | NA | 49.8328
QLD | QAGW | Ashgrove West 33 | Energy Queensland | Winter | Non-coincident | 2021 | POE10 | Operational-demand | NA | 54.6817
QLD | QAGW | Ashgrove West 33 | Energy Queensland | Winter | Coincident | 2022 | POE10 | Operational-demand | NA | 54.2588
QLD | QAGW | Ashgrove West 33 | Energy Queensland | Winter | Coincident | 2022 | POE50 | Operational-demand | NA | 51.2821
QLD | QAGW | Ashgrove West 33 | Energy Queensland | Winter | Non-coincident | 2022 | POE10 | Operational-demand | NA | 55.0452
QLD | QAGW | Ashgrove West 33 | Energy Queensland | Winter | Coincident | 2023 | POE10 | Operational-demand | NA | 55.1136
QLD | QAGW | Ashgrove West 33 | Energy Queensland | Winter | Coincident | 2023 | POE50 | Operational-demand | NA | 52.0397
QLD | QAGW | Ashgrove West 33 | Energy Queensland | Winter | Non-coincident | 2023 | POE10 | Operational-demand | NA | 55.4006
QLD | QAGW | Ashgrove West 33 | Energy Queensland | Winter | Coincident | 2024 | POE10 | Operational-demand | NA | 56.2882
QLD | QAGW | Ashgrove West 33 | Energy Queensland | Winter | Coincident | 2024 | POE50 | Operational-demand | NA | 52.9433
QLD | QAGW | Ashgrove West 33 | Energy Queensland | Winter | Non-coincident | 2024 | POE10 | Operational-demand | NA | 56.2882
QLD | QAGW | Ashgrove West 33 | Energy Queensland | Winter | Coincident | 2025 | POE10 | Operational-demand | NA | 56.483
QLD | QAGW | Ashgrove West 33 | Energy Queensland | Winter | Coincident | 2025 | POE50 | Operational-demand | NA | 53.2405
QLD | QAGW | Ashgrove West 33 | Energy Queensland | Winter | Non-coincident | 2025 | POE10 | Operational-demand | NA | 56.483
QLD | QAGW | Ashgrove West 33 | Energy Queensland | Winter | Coincident | 2026 | POE10 | Operational-demand | NA | 56.8558
QLD | QAGW | Ashgrove West 33 | Energy Queensland | Winter | Coincident | 2026 | POE50 | Operational-demand | NA | 53.6946
QLD | QAGW | Ashgrove West 33 | Energy Queensland | Winter | Non-coincident | 2026 | POE10 | Operational-demand | NA | 56.8558
QLD | QAGW | Ashgrove West 33 | Energy Queensland | Winter | Coincident | 2027 | POE10 | Operational-demand | NA | 57.2834
QLD | QAGW | Ashgrove West 33 | Energy Queensland | Winter | Coincident | 2027 | POE50 | Operational-demand | NA | 54.1093
QLD | QAGW | Ashgrove West 33 | Energy Queensland | Winter | Non-coincident | 2027 | POE10 | Operational-demand | NA | 57.2834
QLD | QAGW | Ashgrove West 33 | Energy Queensland | Winter | Coincident | 2028 | POE10 | Operational-demand | NA | 58.469
QLD | QAGW | Ashgrove West 33 | Energy Queensland | Winter | Coincident | 2028 | POE50 | Operational-demand | NA | 54.812
QLD | QAGW | Ashgrove West 33 | Energy Queensland | Winter | Non-coincident | 2028 | POE10 | Operational-demand | NA | 58.469
QLD | QAGW | Ashgrove West 33 | Energy Queensland | Winter | Coincident | 2029 | POE10 | Operational-demand | NA | 58.9089
QLD | QAGW | Ashgrove West 33 | Energy Queensland | Winter | Coincident | 2029 | POE50 | Operational-demand | NA | 55.5296
QLD | QAGW | Ashgrove West 33 | Energy Queensland | Winter | Non-coincident | 2029 | POE10 | Operational-demand | NA | 58.9089
QLD | QALC | Alligator Creek 33 | Energy Queensland | Shoulder | Coincident | 2017 | ACTUAL_OPG | Operational-demand | 9.119 | 20.3456
QLD | QALC | Alligator Creek 33 | Energy Queensland | Shoulder | Coincident | 2017 | ACTUAL_RAW | Operational-demand | 9.119 | 20.3456
QLD | QALC | Alligator Creek 33 | Energy Queensland | Shoulder | Non-coincident | 2017 | ACTUAL_RAW | Operational-demand | 2.9063 | 20.5386
QLD | QALC | Alligator Creek 33 | Energy Queensland | Shoulder | Non-coincident | 2017 | ACTUAL_OPG | Operational-demand | 3.7381 | 20.5386
QLD | QALC | Alligator Creek 33 | Energy Queensland | Shoulder | Non-coincident | 2017 | ACTUAL_ADJUSTEDOPG | Operational-demand | 3.7381 | 20.5386
QLD | QALC | Alligator Creek 33 | Energy Queensland | Shoulder | Coincident | 2018 | ACTUAL_OPG | Operational-demand | 10.9955 | 12.8101
QLD | QALC | Alligator Creek 33 | Energy Queensland | Shoulder | Coincident | 2018 | ACTUAL_RAW | Operational-demand | 10.9955 | 12.8101
QLD | QALC | Alligator Creek 33 | Energy Queensland | Shoulder | Non-coincident | 2018 | ACTUAL_RAW | Operational-demand | 2.8949 | 23.2674
QLD | QALC | Alligator Creek 33 | Energy Queensland | Shoulder | Non-coincident | 2018 | ACTUAL_OPG | Operational-demand | 5.7327 | 23.2674
QLD | QALC | Alligator Creek 33 | Energy Queensland | Shoulder | Non-coincident | 2018 | ACTUAL_ADJUSTEDOPG | Operational-demand | 5.7327 | 23.2674
QLD | QALC | Alligator Creek 33 | Energy Queensland | Shoulder | Coincident | 2019 | ACTUAL_OPG | Operational-demand | 6.6846 | 12.8224
QLD | QALC | Alligator Creek 33 | Energy Queensland | Shoulder | Coincident | 2019 | ACTUAL_RAW | Operational-demand | 6.6846 | 12.8224
QLD | QALC | Alligator Creek 33 | Energy Queensland | Shoulder | Non-coincident | 2019 | ACTUAL_RAW | Operational-demand | 3.2676 | 21.7743
QLD | QALC | Alligator Creek 33 | Energy Queensland | Shoulder | Non-coincident | 2019 | ACTUAL_OPG | Operational-demand | 3.2676 | 21.7743
QLD | QALC | Alligator Creek 33 | Energy Queensland | Shoulder | Non-coincident | 2019 | ACTUAL_ADJUSTEDOPG | Operational-demand | 3.2676 | 21.7743
QLD | QALC | Alligator Creek 33 | Energy Queensland | Shoulder | Non-coincident | 2019 | BASEYEARPOE90 | Operational-demand | 1.2445 | NA
QLD | QALC | Alligator Creek 33 | Energy Queensland | Shoulder | Non-coincident | 2019 | BASEYEARPOE50 | Operational-demand | 1.7472 | 21.2574
QLD | QALC | Alligator Creek 33 | Energy Queensland | Shoulder | Coincident | 2020 | ACTUAL_OPG | Operational-demand | 5.1028 | 19.2047
QLD | QALC | Alligator Creek 33 | Energy Queensland | Shoulder | Coincident | 2020 | ACTUAL_RAW | Operational-demand | 5.1028 | 19.2047
QLD | QALC | Alligator Creek 33 | Energy Queensland | Shoulder | Non-coincident | 2020 | ACTUAL_RAW | Operational-demand | 3.6789 | 30.1942
QLD | QALC | Alligator Creek 33 | Energy Queensland | Shoulder | Non-coincident | 2020 | ACTUAL_OPG | Operational-demand | 3.6789 | 30.1942
QLD | QALC | Alligator Creek 33 | Energy Queensland | Shoulder | Non-coincident | 2020 | ACTUAL_ADJUSTEDOPG | Operational-demand | 3.6789 | 19.7905
QLD | QALC | Alligator Creek 33 | Energy Queensland | Shoulder | Coincident_unreconciled | 2021 | POE90 | Operational-demand | 5.9563 | NA
QLD | QALC | Alligator Creek 33 | Energy Queensland | Shoulder | Coincident_unreconciled | 2021 | POE50 | Operational-demand | 7.0014 | NA
QLD | QALC | Alligator Creek 33 | Energy Queensland | Shoulder | Non-coincident | 2021 | POE50 | Operational-demand | 3.6 | 23
QLD | QALC | Alligator Creek 33 | Energy Queensland | Shoulder | Non-coincident | 2021 | POE90 | Operational-demand | 2.6254 | NA
QLD | QALC | Alligator Creek 33 | Energy Queensland | Shoulder | Coincident_unreconciled | 2022 | POE90 | Operational-demand | 5.9563 | NA
QLD | QALC | Alligator Creek 33 | Energy Queensland | Shoulder | Coincident_unreconciled | 2022 | POE50 | Operational-demand | 7.0014 | NA
QLD | QALC | Alligator Creek 33 | Energy Queensland | Shoulder | Non-coincident | 2022 | POE50 | Operational-demand | 2.6206 | 23.128
QLD | QALC | Alligator Creek 33 | Energy Queensland | Shoulder | Non-coincident | 2022 | POE90 | Operational-demand | 1.6421 | NA
QLD | QALC | Alligator Creek 33 | Energy Queensland | Shoulder | Coincident_unreconciled | 2023 | POE90 | Operational-demand | 5.9563 | NA
QLD | QALC | Alligator Creek 33 | Energy Queensland | Shoulder | Coincident_unreconciled | 2023 | POE50 | Operational-demand | 7.0014 | NA
QLD | QALC | Alligator Creek 33 | Energy Queensland | Shoulder | Non-coincident | 2023 | POE50 | Operational-demand | 1.7539 | 23.2727
QLD | QALC | Alligator Creek 33 | Energy Queensland | Shoulder | Non-coincident | 2023 | POE90 | Operational-demand | 0.77119 | NA
QLD | QALC | Alligator Creek 33 | Energy Queensland | Shoulder | Coincident_unreconciled | 2024 | POE90 | Operational-demand | 5.9563 | NA
QLD | QALC | Alligator Creek 33 | Energy Queensland | Shoulder | Coincident_unreconciled | 2024 | POE50 | Operational-demand | 7.0014 | NA
QLD | QALC | Alligator Creek 33 | Energy Queensland | Shoulder | Non-coincident | 2024 | POE50 | Operational-demand | 1.2638 | 23.4118
QLD | QALC | Alligator Creek 33 | Energy Queensland | Shoulder | Non-coincident | 2024 | POE90 | Operational-demand | 0.27681 | NA
QLD | QALC | Alligator Creek 33 | Energy Queensland | Shoulder | Coincident_unreconciled | 2025 | POE90 | Operational-demand | 5.9563 | NA
QLD | QALC | Alligator Creek 33 | Energy Queensland | Shoulder | Coincident_unreconciled | 2025 | POE50 | Operational-demand | 7.0014 | NA
QLD | QALC | Alligator Creek 33 | Energy Queensland | Shoulder | Non-coincident | 2025 | POE50 | Operational-demand | 0.9621 | 23.5481
QLD | QALC | Alligator Creek 33 | Energy Queensland | Shoulder | Non-coincident | 2025 | POE90 | Operational-demand | -0.02918 | NA
QLD | QALC | Alligator Creek 33 | Energy Queensland | Shoulder | Coincident_unreconciled | 2026 | POE90 | Operational-demand | 5.9563 | NA
QLD | QALC | Alligator Creek 33 | Energy Queensland | Shoulder | Coincident_unreconciled | 2026 | POE50 | Operational-demand | 7.0014 | NA
QLD | QALC | Alligator Creek 33 | Energy Queensland | Shoulder | Non-coincident | 2026 | POE50 | Operational-demand | 0.69641 | 23.6915
QLD | QALC | Alligator Creek 33 | Energy Queensland | Shoulder | Non-coincident | 2026 | POE90 | Operational-demand | -0.29914 | NA
QLD | QALC | Alligator Creek 33 | Energy Queensland | Shoulder | Coincident_unreconciled | 2027 | POE90 | Operational-demand | 5.9563 | NA
QLD | QALC | Alligator Creek 33 | Energy Queensland | Shoulder | Coincident_unreconciled | 2027 | POE50 | Operational-demand | 7.0014 | NA
QLD | QALC | Alligator Creek 33 | Energy Queensland | Shoulder | Non-coincident | 2027 | POE50 | Operational-demand | 0.48819 | 23.8676
QLD | QALC | Alligator Creek 33 | Energy Queensland | Shoulder | Non-coincident | 2027 | POE90 | Operational-demand | -0.51214 | NA
QLD | QALC | Alligator Creek 33 | Energy Queensland | Shoulder | Coincident_unreconciled | 2028 | POE90 | Operational-demand | 5.9563 | NA
QLD | QALC | Alligator Creek 33 | Energy Queensland | Shoulder | Coincident_unreconciled | 2028 | POE50 | Operational-demand | 7.0014 | NA
QLD | QALC | Alligator Creek 33 | Energy Queensland | Shoulder | Non-coincident | 2028 | POE50 | Operational-demand | 0.34203 | 24.0817
QLD | QALC | Alligator Creek 33 | Energy Queensland | Shoulder | Non-coincident | 2028 | POE90 | Operational-demand | -0.66345 | NA
QLD | QALC | Alligator Creek 33 | Energy Queensland | Shoulder | Coincident_unreconciled | 2029 | POE90 | Operational-demand | 5.9563 | NA
QLD | QALC | Alligator Creek 33 | Energy Queensland | Shoulder | Coincident_unreconciled | 2029 | POE50 | Operational-demand | 7.0014 | NA
QLD | QALC | Alligator Creek 33 | Energy Queensland | Shoulder | Non-coincident | 2029 | POE50 | Operational-demand | 0.22453 | 24.3311
QLD | QALC | Alligator Creek 33 | Energy Queensland | Shoulder | Non-coincident | 2029 | POE90 | Operational-demand | -0.78611 | NA
QLD | QALC | Alligator Creek 33 | Energy Queensland | Shoulder | Coincident_unreconciled | 2030 | POE90 | Operational-demand | 5.9563 | NA
QLD | QALC | Alligator Creek 33 | Energy Queensland | Shoulder | Coincident_unreconciled | 2030 | POE50 | Operational-demand | 7.0014 | NA
QLD | QALC | Alligator Creek 33 | Energy Queensland | Shoulder | Non-coincident | 2030 | POE50 | Operational-demand | 0.11707 | 24.61
QLD | QALC | Alligator Creek 33 | Energy Queensland | Shoulder | Non-coincident | 2030 | POE90 | Operational-demand | -0.8987 | NA
QLD | QALC | Alligator Creek 33 | Energy Queensland | Summer | Coincident | 2017 | ACTUAL_OPG | Operational-demand | 11.1997 | 16.8097
QLD | QALC | Alligator Creek 33 | Energy Queensland | Summer | Coincident | 2017 | ACTUAL_RAW | Operational-demand | 11.1997 | 16.8097
QLD | QALC | Alligator Creek 33 | Energy Queensland | Summer | Non-coincident | 2017 | ACTUAL_RAW | Operational-demand | 0.016276 | 24.0017
QLD | QALC | Alligator Creek 33 | Energy Queensland | Summer | Non-coincident | 2017 | ACTUAL_OPG | Operational-demand | 0.016276 | 24.0017
QLD | QALC | Alligator Creek 33 | Energy Queensland | Summer | Non-coincident | 2017 | ACTUAL_ADJUSTEDOPG | Operational-demand | 5.5304 | 24.0017
QLD | QALC | Alligator Creek 33 | Energy Queensland | Summer | Coincident | 2018 | ACTUAL_OPG | Operational-demand | 6.2634 | 21.1968
QLD | QALC | Alligator Creek 33 | Energy Queensland | Summer | Coincident | 2018 | ACTUAL_RAW | Operational-demand | 6.2634 | 21.1968
QLD | QALC | Alligator Creek 33 | Energy Queensland | Summer | Non-coincident | 2018 | ACTUAL_RAW | Operational-demand | 4.4973 | 30.4281
QLD | QALC | Alligator Creek 33 | Energy Queensland | Summer | Non-coincident | 2018 | ACTUAL_OPG | Operational-demand | 4.4973 | 30.4281
QLD | QALC | Alligator Creek 33 | Energy Queensland | Summer | Non-coincident | 2018 | ACTUAL_ADJUSTEDOPG | Operational-demand | 4.4973 | 30.3638
QLD | QALC | Alligator Creek 33 | Energy Queensland | Summer | Coincident | 2019 | ACTUAL_OPG | Operational-demand | 8.0005 | 16.6207
QLD | QALC | Alligator Creek 33 | Energy Queensland | Summer | Coincident | 2019 | ACTUAL_RAW | Operational-demand | 8.0005 | 16.6207
QLD | QALC | Alligator Creek 33 | Energy Queensland | Summer | Non-coincident | 2019 | ACTUAL_RAW | Operational-demand | 5.0841 | 29.1706
QLD | QALC | Alligator Creek 33 | Energy Queensland | Summer | Non-coincident | 2019 | ACTUAL_OPG | Operational-demand | 5.0841 | 29.1706
QLD | QALC | Alligator Creek 33 | Energy Queensland | Summer | Non-coincident | 2019 | ACTUAL_ADJUSTEDOPG | Operational-demand | 5.0841 | 29.1706
QLD | QALC | Alligator Creek 33 | Energy Queensland | Summer | Non-coincident | 2019 | BASEYEARPOE90 | Operational-demand | 1.8049 | NA
QLD | QALC | Alligator Creek 33 | Energy Queensland | Summer | Non-coincident | 2019 | BASEYEARPOE50 | Operational-demand | 2.6824 | 33.486
QLD | QALC | Alligator Creek 33 | Energy Queensland | Summer | Coincident | 2020 | ACTUAL_OPG | Operational-demand | 8.4747 | 21.6034
QLD | QALC | Alligator Creek 33 | Energy Queensland | Summer | Coincident | 2020 | ACTUAL_RAW | Operational-demand | 8.4747 | 21.6034
QLD | QALC | Alligator Creek 33 | Energy Queensland | Summer | Non-coincident | 2020 | ACTUAL_RAW | Operational-demand | 4.3131 | 38.8248
QLD | QALC | Alligator Creek 33 | Energy Queensland | Summer | Non-coincident | 2020 | ACTUAL_OPG | Operational-demand | 4.3131 | 38.8248
QLD | QALC | Alligator Creek 33 | Energy Queensland | Summer | Non-coincident | 2020 | ACTUAL_ADJUSTEDOPG | Operational-demand | 4.3131 | 38.8248
QLD | QALC | Alligator Creek 33 | Energy Queensland | Summer | Coincident_unreconciled | 2021 | POE90 | Operational-demand | 5.9563 | NA
QLD | QALC | Alligator Creek 33 | Energy Queensland | Summer | Coincident_unreconciled | 2021 | POE50 | Operational-demand | 7.0014 | NA
QLD | QALC | Alligator Creek 33 | Energy Queensland | Summer | Non-coincident | 2021 | POE50 | Operational-demand | 3.6 | 34.02
QLD | QALC | Alligator Creek 33 | Energy Queensland | Summer | Non-coincident | 2021 | POE90 | Operational-demand | 1.835 | NA
QLD | QALC | Alligator Creek 33 | Energy Queensland | Summer | Coincident_unreconciled | 2022 | POE90 | Operational-demand | 5.9563 | NA
QLD | QALC | Alligator Creek 33 | Energy Queensland | Summer | Coincident_unreconciled | 2022 | POE50 | Operational-demand | 7.0014 | NA
QLD | QALC | Alligator Creek 33 | Energy Queensland | Summer | Non-coincident | 2022 | POE50 | Operational-demand | 2.68 | 34.2224
QLD | QALC | Alligator Creek 33 | Energy Queensland | Summer | Non-coincident | 2022 | POE90 | Operational-demand | 0.90998 | NA
QLD | QALC | Alligator Creek 33 | Energy Queensland | Summer | Coincident_unreconciled | 2023 | POE90 | Operational-demand | 5.9563 | NA
QLD | QALC | Alligator Creek 33 | Energy Queensland | Summer | Coincident_unreconciled | 2023 | POE50 | Operational-demand | 7.0014 | NA
QLD | QALC | Alligator Creek 33 | Energy Queensland | Summer | Non-coincident | 2023 | POE50 | Operational-demand | 1.861 | 34.4506
QLD | QALC | Alligator Creek 33 | Energy Queensland | Summer | Non-coincident | 2023 | POE90 | Operational-demand | 0.08543 | NA
QLD | QALC | Alligator Creek 33 | Energy Queensland | Summer | Coincident_unreconciled | 2024 | POE90 | Operational-demand | 5.9563 | NA
QLD | QALC | Alligator Creek 33 | Energy Queensland | Summer | Coincident_unreconciled | 2024 | POE50 | Operational-demand | 7.0014 | NA
QLD | QALC | Alligator Creek 33 | Energy Queensland | Summer | Non-coincident | 2024 | POE50 | Operational-demand | 1.4217 | 34.671
QLD | QALC | Alligator Creek 33 | Energy Queensland | Summer | Non-coincident | 2024 | POE90 | Operational-demand | -0.35951 | NA
QLD | QALC | Alligator Creek 33 | Energy Queensland | Summer | Coincident_unreconciled | 2025 | POE90 | Operational-demand | 5.9563 | NA
QLD | QALC | Alligator Creek 33 | Energy Queensland | Summer | Coincident_unreconciled | 2025 | POE50 | Operational-demand | 7.0014 | NA
QLD | QALC | Alligator Creek 33 | Energy Queensland | Summer | Non-coincident | 2025 | POE50 | Operational-demand | 1.1461 | 34.887
QLD | QALC | Alligator Creek 33 | Energy Queensland | Summer | Non-coincident | 2025 | POE90 | Operational-demand | -0.64072 | NA
QLD | QALC | Alligator Creek 33 | Energy Queensland | Summer | Coincident_unreconciled | 2026 | POE90 | Operational-demand | 5.9563 | NA
QLD | QALC | Alligator Creek 33 | Energy Queensland | Summer | Coincident_unreconciled | 2026 | POE50 | Operational-demand | 7.0014 | NA
QLD | QALC | Alligator Creek 33 | Energy Queensland | Summer | Non-coincident | 2026 | POE50 | Operational-demand | 0.90033 | 35.1109
QLD | QALC | Alligator Creek 33 | Energy Queensland | Summer | Non-coincident | 2026 | POE90 | Operational-demand | -0.89207 | NA
QLD | QALC | Alligator Creek 33 | Energy Queensland | Summer | Coincident_unreconciled | 2027 | POE90 | Operational-demand | 5.9563 | NA
QLD | QALC | Alligator Creek 33 | Energy Queensland | Summer | Coincident_unreconciled | 2027 | POE50 | Operational-demand | 7.0014 | NA
QLD | QALC | Alligator Creek 33 | Energy Queensland | Summer | Non-coincident | 2027 | POE50 | Operational-demand | 0.70911 | 35.3807
QLD | QALC | Alligator Creek 33 | Energy Queensland | Summer | Non-coincident | 2027 | POE90 | Operational-demand | -1.0896 | NA
QLD | QALC | Alligator Creek 33 | Energy Queensland | Summer | Coincident_unreconciled | 2028 | POE90 | Operational-demand | 5.9563 | NA
QLD | QALC | Alligator Creek 33 | Energy Queensland | Summer | Coincident_unreconciled | 2028 | POE50 | Operational-demand | 7.0014 | NA
QLD | QALC | Alligator Creek 33 | Energy Queensland | Summer | Non-coincident | 2028 | POE50 | Operational-demand | 0.57305 | 35.7012
QLD | QALC | Alligator Creek 33 | Energy Queensland | Summer | Non-coincident | 2028 | POE90 | Operational-demand | -1.2323 | NA
QLD | QALC | Alligator Creek 33 | Energy Queensland | Summer | Coincident_unreconciled | 2029 | POE90 | Operational-demand | 5.9563 | NA
QLD | QALC | Alligator Creek 33 | Energy Queensland | Summer | Coincident_unreconciled | 2029 | POE50 | Operational-demand | 7.0014 | NA
QLD | QALC | Alligator Creek 33 | Energy Queensland | Summer | Non-coincident | 2029 | POE50 | Operational-demand | 0.45817 | 36.063
QLD | QALC | Alligator Creek 33 | Energy Queensland | Summer | Non-coincident | 2029 | POE90 | Operational-demand | -1.354 | NA
QLD | QALC | Alligator Creek 33 | Energy Queensland | Summer | Coincident_unreconciled | 2030 | POE90 | Operational-demand | 5.9563 | NA
QLD | QALC | Alligator Creek 33 | Energy Queensland | Summer | Coincident_unreconciled | 2030 | POE50 | Operational-demand | 7.0014 | NA
QLD | QALC | Alligator Creek 33 | Energy Queensland | Summer | Non-coincident | 2030 | POE50 | Operational-demand | 0.35393 | 36.4509
QLD | QALC | Alligator Creek 33 | Energy Queensland | Summer | Non-coincident | 2030 | POE90 | Operational-demand | -1.4649 | NA
QLD | QALC | Alligator Creek 33 | Energy Queensland | Winter | Coincident | 2016 | ACTUAL_OPG | Operational-demand | 9.2649 | 15.6189
QLD | QALC | Alligator Creek 33 | Energy Queensland | Winter | Coincident | 2016 | ACTUAL_RAW | Operational-demand | 9.2649 | 15.6189
QLD | QALC | Alligator Creek 33 | Energy Queensland | Winter | Non-coincident | 2016 | ACTUAL_RAW | Operational-demand | 2.8936 | 24.6622
QLD | QALC | Alligator Creek 33 | Energy Queensland | Winter | Non-coincident | 2016 | ACTUAL_OPG | Operational-demand | 3.6867 | 24.6622
QLD | QALC | Alligator Creek 33 | Energy Queensland | Winter | Non-coincident | 2016 | ACTUAL_ADJUSTEDOPG | Operational-demand | 3.6867 | 24.6622
QLD | QALC | Alligator Creek 33 | Energy Queensland | Winter | Coincident | 2017 | ACTUAL_OPG | Operational-demand | 3.5637 | 16.5085
QLD | QALC | Alligator Creek 33 | Energy Queensland | Winter | Coincident | 2017 | ACTUAL_RAW | Operational-demand | 3.5637 | 16.5085
QLD | QALC | Alligator Creek 33 | Energy Queensland | Winter | Non-coincident | 2017 | ACTUAL_RAW | Operational-demand | 1.044 | 25.1678
QLD | QALC | Alligator Creek 33 | Energy Queensland | Winter | Non-coincident | 2017 | ACTUAL_OPG | Operational-demand | 1.044 | 25.1678
QLD | QALC | Alligator Creek 33 | Energy Queensland | Winter | Non-coincident | 2017 | ACTUAL_ADJUSTEDOPG | Operational-demand | 1.044 | 25.1678
QLD | QALC | Alligator Creek 33 | Energy Queensland | Winter | Coincident | 2018 | ACTUAL_OPG | Operational-demand | 6.6529 | 16.9054
QLD | QALC | Alligator Creek 33 | Energy Queensland | Winter | Coincident | 2018 | ACTUAL_RAW | Operational-demand | 6.6529 | 16.9054
QLD | QALC | Alligator Creek 33 | Energy Queensland | Winter | Non-coincident | 2018 | ACTUAL_RAW | Operational-demand | 4.5256 | 23.7004
QLD | QALC | Alligator Creek 33 | Energy Queensland | Winter | Non-coincident | 2018 | ACTUAL_OPG | Operational-demand | 4.5256 | 23.7004
QLD | QALC | Alligator Creek 33 | Energy Queensland | Winter | Non-coincident | 2018 | ACTUAL_ADJUSTEDOPG | Operational-demand | 4.5256 | 23.7004
QLD | QALC | Alligator Creek 33 | Energy Queensland | Winter | Coincident | 2019 | ACTUAL_OPG | Operational-demand | 4.7644 | 14.2941
QLD | QALC | Alligator Creek 33 | Energy Queensland | Winter | Coincident | 2019 | ACTUAL_RAW | Operational-demand | 4.7644 | 14.2941
QLD | QALC | Alligator Creek 33 | Energy Queensland | Winter | Non-coincident | 2019 | ACTUAL_RAW | Operational-demand | 3.3132 | 23.9361
QLD | QALC | Alligator Creek 33 | Energy Queensland | Winter | Non-coincident | 2019 | ACTUAL_OPG | Operational-demand | 3.3132 | 23.9361
QLD | QALC | Alligator Creek 33 | Energy Queensland | Winter | Non-coincident | 2019 | ACTUAL_ADJUSTEDOPG | Operational-demand | 3.3132 | 23.9361
QLD | QALC | Alligator Creek 33 | Energy Queensland | Winter | Non-coincident | 2019 | BASEYEARPOE90 | Operational-demand | -0.26556 | NA
QLD | QALC | Alligator Creek 33 | Energy Queensland | Winter | Non-coincident | 2019 | BASEYEARPOE50 | Operational-demand | 0.26049 | 23.4397
QLD | QALC | Alligator Creek 33 | Energy Queensland | Winter | Coincident_unreconciled | 2020 | POE90 | Operational-demand | 3.8243 | NA
QLD | QALC | Alligator Creek 33 | Energy Queensland | Winter | Coincident_unreconciled | 2020 | POE50 | Operational-demand | 5.0023 | NA
QLD | QALC | Alligator Creek 33 | Energy Queensland | Winter | Non-coincident | 2020 | POE50 | Operational-demand | 3.6 | 24.5512
QLD | QALC | Alligator Creek 33 | Energy Queensland | Winter | Non-coincident | 2020 | POE90 | Operational-demand | 2.3599 | NA
QLD | QALC | Alligator Creek 33 | Energy Queensland | Winter | Coincident_unreconciled | 2021 | POE90 | Operational-demand | 3.8243 | NA
QLD | QALC | Alligator Creek 33 | Energy Queensland | Winter | Coincident_unreconciled | 2021 | POE50 | Operational-demand | 5.0023 | NA
QLD | QALC | Alligator Creek 33 | Energy Queensland | Winter | Non-coincident | 2021 | POE50 | Operational-demand | 2.6352 | 24.5804
QLD | QALC | Alligator Creek 33 | Energy Queensland | Winter | Non-coincident | 2021 | POE90 | Operational-demand | 1.3906 | NA
QLD | QALC | Alligator Creek 33 | Energy Queensland | Winter | Coincident_unreconciled | 2022 | POE90 | Operational-demand | 3.8243 | NA
QLD | QALC | Alligator Creek 33 | Energy Queensland | Winter | Coincident_unreconciled | 2022 | POE50 | Operational-demand | 5.0023 | NA
QLD | QALC | Alligator Creek 33 | Energy Queensland | Winter | Non-coincident | 2022 | POE50 | Operational-demand | 1.6535 | 24.6497
QLD | QALC | Alligator Creek 33 | Energy Queensland | Winter | Non-coincident | 2022 | POE90 | Operational-demand | 0.40296 | NA
QLD | QALC | Alligator Creek 33 | Energy Queensland | Winter | Coincident_unreconciled | 2023 | POE90 | Operational-demand | 3.8243 | NA
QLD | QALC | Alligator Creek 33 | Energy Queensland | Winter | Coincident_unreconciled | 2023 | POE50 | Operational-demand | 5.0023 | NA
QLD | QALC | Alligator Creek 33 | Energy Queensland | Winter | Non-coincident | 2023 | POE50 | Operational-demand | 0.95287 | 24.7464
QLD | QALC | Alligator Creek 33 | Energy Queensland | Winter | Non-coincident | 2023 | POE90 | Operational-demand | -0.3037 | NA
QLD | QALC | Alligator Creek 33 | Energy Queensland | Winter | Coincident_unreconciled | 2024 | POE90 | Operational-demand | 3.8243 | NA
QLD | QALC | Alligator Creek 33 | Energy Queensland | Winter | Coincident_unreconciled | 2024 | POE50 | Operational-demand | 5.0023 | NA
QLD | QALC | Alligator Creek 33 | Energy Queensland | Winter | Non-coincident | 2024 | POE50 | Operational-demand | 0.59583 | 24.8734
QLD | QALC | Alligator Creek 33 | Energy Queensland | Winter | Non-coincident | 2024 | POE90 | Operational-demand | -0.66673 | NA
QLD | QALC | Alligator Creek 33 | Energy Queensland | Winter | Coincident_unreconciled | 2025 | POE90 | Operational-demand | 3.8243 | NA
QLD | QALC | Alligator Creek 33 | Energy Queensland | Winter | Coincident_unreconciled | 2025 | POE50 | Operational-demand | 5.0023 | NA
QLD | QALC | Alligator Creek 33 | Energy Queensland | Winter | Non-coincident | 2025 | POE50 | Operational-demand | 0.3175 | 25.0075
QLD | QALC | Alligator Creek 33 | Energy Queensland | Winter | Non-coincident | 2025 | POE90 | Operational-demand | -0.95102 | NA
QLD | QALC | Alligator Creek 33 | Energy Queensland | Winter | Coincident_unreconciled | 2026 | POE90 | Operational-demand | 3.8243 | NA
QLD | QALC | Alligator Creek 33 | Energy Queensland | Winter | Coincident_unreconciled | 2026 | POE50 | Operational-demand | 5.0023 | NA
QLD | QALC | Alligator Creek 33 | Energy Queensland | Winter | Non-coincident | 2026 | POE50 | Operational-demand | 0.04495 | 25.1469
QLD | QALC | Alligator Creek 33 | Energy Queensland | Winter | Non-coincident | 2026 | POE90 | Operational-demand | -1.2297 | NA
QLD | QALC | Alligator Creek 33 | Energy Queensland | Winter | Coincident_unreconciled | 2027 | POE90 | Operational-demand | 3.8243 | NA
QLD | QALC | Alligator Creek 33 | Energy Queensland | Winter | Coincident_unreconciled | 2027 | POE50 | Operational-demand | 5.0023 | NA
QLD | QALC | Alligator Creek 33 | Energy Queensland | Winter | Non-coincident | 2027 | POE50 | Operational-demand | -0.13394 | 25.3278
QLD | QALC | Alligator Creek 33 | Energy Queensland | Winter | Non-coincident | 2027 | POE90 | Operational-demand | -1.4157 | NA
QLD | QALC | Alligator Creek 33 | Energy Queensland | Winter | Coincident_unreconciled | 2028 | POE90 | Operational-demand | 3.8243 | NA
QLD | QALC | Alligator Creek 33 | Energy Queensland | Winter | Coincident_unreconciled | 2028 | POE50 | Operational-demand | 5.0023 | NA
QLD | QALC | Alligator Creek 33 | Energy Queensland | Winter | Non-coincident | 2028 | POE50 | Operational-demand | -0.28751 | 25.5198
QLD | QALC | Alligator Creek 33 | Energy Queensland | Winter | Non-coincident | 2028 | POE90 | Operational-demand | -1.5765 | NA
QLD | QALC | Alligator Creek 33 | Energy Queensland | Winter | Coincident_unreconciled | 2029 | POE90 | Operational-demand | 3.8243 | NA
QLD | QALC | Alligator Creek 33 | Energy Queensland | Winter | Coincident_unreconciled | 2029 | POE50 | Operational-demand | 5.0023 | NA
QLD | QALC | Alligator Creek 33 | Energy Queensland | Winter | Non-coincident | 2029 | POE50 | Operational-demand | -0.41857 | 25.7246
QLD | QALC | Alligator Creek 33 | Energy Queensland | Winter | Non-coincident | 2029 | POE90 | Operational-demand | -1.7147 | NA
QLD | QALC | Alligator Creek 33 | Energy Queensland | Shoulder | Non-coincident | 2019 | BASEYEARPOE10 | Operational-demand | NA | 21.9676
QLD | QALC | Alligator Creek 33 | Energy Queensland | Shoulder | Coincident | 2021 | POE10 | Operational-demand | NA | 15.5886
QLD | QALC | Alligator Creek 33 | Energy Queensland | Shoulder | Coincident | 2021 | POE50 | Operational-demand | NA | 15.28
QLD | QALC | Alligator Creek 33 | Energy Queensland | Shoulder | Non-coincident | 2021 | POE10 | Operational-demand | NA | 24.3371
QLD | QALC | Alligator Creek 33 | Energy Queensland | Shoulder | Coincident | 2022 | POE10 | Operational-demand | NA | 16.1006
QLD | QALC | Alligator Creek 33 | Energy Queensland | Shoulder | Coincident | 2022 | POE50 | Operational-demand | NA | 15.5193
QLD | QALC | Alligator Creek 33 | Energy Queensland | Shoulder | Non-coincident | 2022 | POE10 | Operational-demand | NA | 24.4708
QLD | QALC | Alligator Creek 33 | Energy Queensland | Shoulder | Coincident | 2023 | POE10 | Operational-demand | NA | 16.224
QLD | QALC | Alligator Creek 33 | Energy Queensland | Shoulder | Coincident | 2023 | POE50 | Operational-demand | NA | 15.7147
QLD | QALC | Alligator Creek 33 | Energy Queensland | Shoulder | Non-coincident | 2023 | POE10 | Operational-demand | NA | 24.6219
QLD | QALC | Alligator Creek 33 | Energy Queensland | Shoulder | Coincident | 2024 | POE10 | Operational-demand | NA | 16.3919
QLD | QALC | Alligator Creek 33 | Energy Queensland | Shoulder | Coincident | 2024 | POE50 | Operational-demand | NA | 16.0868
QLD | QALC | Alligator Creek 33 | Energy Queensland | Shoulder | Non-coincident | 2024 | POE10 | Operational-demand | NA | 24.7674
QLD | QALC | Alligator Creek 33 | Energy Queensland | Shoulder | Coincident | 2025 | POE10 | Operational-demand | NA | 16.5313
QLD | QALC | Alligator Creek 33 | Energy Queensland | Shoulder | Coincident | 2025 | POE50 | Operational-demand | NA | 16.1065
QLD | QALC | Alligator Creek 33 | Energy Queensland | Shoulder | Non-coincident | 2025 | POE10 | Operational-demand | NA | 24.9101
QLD | QALC | Alligator Creek 33 | Energy Queensland | Shoulder | Coincident | 2026 | POE10 | Operational-demand | NA | 16.5382
QLD | QALC | Alligator Creek 33 | Energy Queensland | Shoulder | Coincident | 2026 | POE50 | Operational-demand | NA | 16.203
QLD | QALC | Alligator Creek 33 | Energy Queensland | Shoulder | Non-coincident | 2026 | POE10 | Operational-demand | NA | 25.06
QLD | QALC | Alligator Creek 33 | Energy Queensland | Shoulder | Coincident | 2027 | POE10 | Operational-demand | NA | 16.5818
QLD | QALC | Alligator Creek 33 | Energy Queensland | Shoulder | Coincident | 2027 | POE50 | Operational-demand | NA | 16.2311
QLD | QALC | Alligator Creek 33 | Energy Queensland | Shoulder | Non-coincident | 2027 | POE10 | Operational-demand | NA | 25.2432
QLD | QALC | Alligator Creek 33 | Energy Queensland | Shoulder | Coincident | 2028 | POE10 | Operational-demand | NA | 16.6544
QLD | QALC | Alligator Creek 33 | Energy Queensland | Shoulder | Coincident | 2028 | POE50 | Operational-demand | NA | 16.3439
QLD | QALC | Alligator Creek 33 | Energy Queensland | Shoulder | Non-coincident | 2028 | POE10 | Operational-demand | NA | 25.465
QLD | QALC | Alligator Creek 33 | Energy Queensland | Shoulder | Coincident | 2029 | POE10 | Operational-demand | NA | 16.968
QLD | QALC | Alligator Creek 33 | Energy Queensland | Shoulder | Coincident | 2029 | POE50 | Operational-demand | NA | 16.5568
QLD | QALC | Alligator Creek 33 | Energy Queensland | Shoulder | Non-coincident | 2029 | POE10 | Operational-demand | NA | 25.7221
QLD | QALC | Alligator Creek 33 | Energy Queensland | Shoulder | Coincident | 2030 | POE10 | Operational-demand | NA | 17.1436
QLD | QALC | Alligator Creek 33 | Energy Queensland | Shoulder | Coincident | 2030 | POE50 | Operational-demand | NA | 16.7496
QLD | QALC | Alligator Creek 33 | Energy Queensland | Shoulder | Non-coincident | 2030 | POE10 | Operational-demand | NA | 26.0087
QLD | QALC | Alligator Creek 33 | Energy Queensland | Summer | Non-coincident | 2019 | BASEYEARPOE10 | Operational-demand | NA | 36.1563
QLD | QALC | Alligator Creek 33 | Energy Queensland | Summer | Coincident | 2021 | POE10 | Operational-demand | NA | 21.3931
QLD | QALC | Alligator Creek 33 | Energy Queensland | Summer | Coincident | 2021 | POE50 | Operational-demand | NA | 20.8341
QLD | QALC | Alligator Creek 33 | Energy Queensland | Summer | Non-coincident | 2021 | POE10 | Operational-demand | NA | 36.5104
QLD | QALC | Alligator Creek 33 | Energy Queensland | Summer | Coincident | 2022 | POE10 | Operational-demand | NA | 21.9127
QLD | QALC | Alligator Creek 33 | Energy Queensland | Summer | Coincident | 2022 | POE50 | Operational-demand | NA | 21.3063
QLD | QALC | Alligator Creek 33 | Energy Queensland | Summer | Non-coincident | 2022 | POE10 | Operational-demand | NA | 36.7301
QLD | QALC | Alligator Creek 33 | Energy Queensland | Summer | Coincident | 2023 | POE10 | Operational-demand | NA | 22.182
QLD | QALC | Alligator Creek 33 | Energy Queensland | Summer | Coincident | 2023 | POE50 | Operational-demand | NA | 21.5191
QLD | QALC | Alligator Creek 33 | Energy Queensland | Summer | Non-coincident | 2023 | POE10 | Operational-demand | NA | 36.9778
QLD | QALC | Alligator Creek 33 | Energy Queensland | Summer | Coincident | 2024 | POE10 | Operational-demand | NA | 22.5828
QLD | QALC | Alligator Creek 33 | Energy Queensland | Summer | Coincident | 2024 | POE50 | Operational-demand | NA | 21.9275
QLD | QALC | Alligator Creek 33 | Energy Queensland | Summer | Non-coincident | 2024 | POE10 | Operational-demand | NA | 37.2178
QLD | QALC | Alligator Creek 33 | Energy Queensland | Summer | Coincident | 2025 | POE10 | Operational-demand | NA | 22.6193
QLD | QALC | Alligator Creek 33 | Energy Queensland | Summer | Coincident | 2025 | POE50 | Operational-demand | NA | 22.0746
QLD | QALC | Alligator Creek 33 | Energy Queensland | Summer | Non-coincident | 2025 | POE10 | Operational-demand | NA | 37.4533
QLD | QALC | Alligator Creek 33 | Energy Queensland | Summer | Coincident | 2026 | POE10 | Operational-demand | NA | 22.8617
QLD | QALC | Alligator Creek 33 | Energy Queensland | Summer | Coincident | 2026 | POE50 | Operational-demand | NA | 22.2356
QLD | QALC | Alligator Creek 33 | Energy Queensland | Summer | Non-coincident | 2026 | POE10 | Operational-demand | NA | 37.6967
QLD | QALC | Alligator Creek 33 | Energy Queensland | Summer | Coincident | 2027 | POE10 | Operational-demand | NA | 22.8562
QLD | QALC | Alligator Creek 33 | Energy Queensland | Summer | Coincident | 2027 | POE50 | Operational-demand | NA | 22.3061
QLD | QALC | Alligator Creek 33 | Energy Queensland | Summer | Non-coincident | 2027 | POE10 | Operational-demand | NA | 37.9882
QLD | QALC | Alligator Creek 33 | Energy Queensland | Summer | Coincident | 2028 | POE10 | Operational-demand | NA | 23.0693
QLD | QALC | Alligator Creek 33 | Energy Queensland | Summer | Coincident | 2028 | POE50 | Operational-demand | NA | 22.5027
QLD | QALC | Alligator Creek 33 | Energy Queensland | Summer | Non-coincident | 2028 | POE10 | Operational-demand | NA | 38.3322
QLD | QALC | Alligator Creek 33 | Energy Queensland | Summer | Coincident | 2029 | POE10 | Operational-demand | NA | 23.2292
QLD | QALC | Alligator Creek 33 | Energy Queensland | Summer | Coincident | 2029 | POE50 | Operational-demand | NA | 22.7577
QLD | QALC | Alligator Creek 33 | Energy Queensland | Summer | Non-coincident | 2029 | POE10 | Operational-demand | NA | 38.7175
QLD | QALC | Alligator Creek 33 | Energy Queensland | Summer | Coincident | 2030 | POE10 | Operational-demand | NA | 23.4909
QLD | QALC | Alligator Creek 33 | Energy Queensland | Summer | Coincident | 2030 | POE50 | Operational-demand | NA | 22.8954
QLD | QALC | Alligator Creek 33 | Energy Queensland | Summer | Non-coincident | 2030 | POE10 | Operational-demand | NA | 39.1287
QLD | QALC | Alligator Creek 33 | Energy Queensland | Winter | Non-coincident | 2019 | BASEYEARPOE10 | Operational-demand | NA | 27.3104
QLD | QALC | Alligator Creek 33 | Energy Queensland | Winter | Coincident | 2020 | POE10 | Operational-demand | NA | 21.7145
QLD | QALC | Alligator Creek 33 | Energy Queensland | Winter | Coincident | 2020 | POE50 | Operational-demand | NA | 16.6786
QLD | QALC | Alligator Creek 33 | Energy Queensland | Winter | Non-coincident | 2020 | POE10 | Operational-demand | NA | 27.7622
QLD | QALC | Alligator Creek 33 | Energy Queensland | Winter | Coincident | 2021 | POE10 | Operational-demand | NA | 21.6437
QLD | QALC | Alligator Creek 33 | Energy Queensland | Winter | Coincident | 2021 | POE50 | Operational-demand | NA | 16.6155
QLD | QALC | Alligator Creek 33 | Energy Queensland | Winter | Non-coincident | 2021 | POE10 | Operational-demand | NA | 27.8122
QLD | QALC | Alligator Creek 33 | Energy Queensland | Winter | Coincident | 2022 | POE10 | Operational-demand | NA | 22.2754
QLD | QALC | Alligator Creek 33 | Energy Queensland | Winter | Coincident | 2022 | POE50 | Operational-demand | NA | 17.0978
QLD | QALC | Alligator Creek 33 | Energy Queensland | Winter | Non-coincident | 2022 | POE10 | Operational-demand | NA | 27.9451
QLD | QALC | Alligator Creek 33 | Energy Queensland | Winter | Coincident | 2023 | POE10 | Operational-demand | NA | 22.6337
QLD | QALC | Alligator Creek 33 | Energy Queensland | Winter | Coincident | 2023 | POE50 | Operational-demand | NA | 17.3505
QLD | QALC | Alligator Creek 33 | Energy Queensland | Winter | Non-coincident | 2023 | POE10 | Operational-demand | NA | 28.1346
QLD | QALC | Alligator Creek 33 | Energy Queensland | Winter | Coincident | 2024 | POE10 | Operational-demand | NA | 23.1142
QLD | QALC | Alligator Creek 33 | Energy Queensland | Winter | Coincident | 2024 | POE50 | Operational-demand | NA | 17.6422
QLD | QALC | Alligator Creek 33 | Energy Queensland | Winter | Non-coincident | 2024 | POE10 | Operational-demand | NA | 28.3094
QLD | QALC | Alligator Creek 33 | Energy Queensland | Winter | Coincident | 2025 | POE10 | Operational-demand | NA | 23.1852
QLD | QALC | Alligator Creek 33 | Energy Queensland | Winter | Coincident | 2025 | POE50 | Operational-demand | NA | 17.7261
QLD | QALC | Alligator Creek 33 | Energy Queensland | Winter | Non-coincident | 2025 | POE10 | Operational-demand | NA | 28.4841
QLD | QALC | Alligator Creek 33 | Energy Queensland | Winter | Coincident | 2026 | POE10 | Operational-demand | NA | 23.3212
QLD | QALC | Alligator Creek 33 | Energy Queensland | Winter | Coincident | 2026 | POE50 | Operational-demand | NA | 17.8567
QLD | QALC | Alligator Creek 33 | Energy Queensland | Winter | Non-coincident | 2026 | POE10 | Operational-demand | NA | 28.6705
QLD | QALC | Alligator Creek 33 | Energy Queensland | Winter | Coincident | 2027 | POE10 | Operational-demand | NA | 23.4909
QLD | QALC | Alligator Creek 33 | Energy Queensland | Winter | Coincident | 2027 | POE50 | Operational-demand | NA | 17.9833
QLD | QALC | Alligator Creek 33 | Energy Queensland | Winter | Non-coincident | 2027 | POE10 | Operational-demand | NA | 28.9072
QLD | QALC | Alligator Creek 33 | Energy Queensland | Winter | Coincident | 2028 | POE10 | Operational-demand | NA | 23.9482
QLD | QALC | Alligator Creek 33 | Energy Queensland | Winter | Coincident | 2028 | POE50 | Operational-demand | NA | 18.192
QLD | QALC | Alligator Creek 33 | Energy Queensland | Winter | Non-coincident | 2028 | POE10 | Operational-demand | NA | 29.1768
QLD | QALC | Alligator Creek 33 | Energy Queensland | Winter | Coincident | 2029 | POE10 | Operational-demand | NA | 24.0664
QLD | QALC | Alligator Creek 33 | Energy Queensland | Winter | Coincident | 2029 | POE50 | Operational-demand | NA | 18.3838
QLD | QALC | Alligator Creek 33 | Energy Queensland | Winter | Non-coincident | 2029 | POE10 | Operational-demand | NA | 29.4794
QLD | QALG | Algester | Energy Queensland | Shoulder | Coincident | 2017 | ACTUAL_OPG | Operational-demand | 20.8092 | 46.2127
QLD | QALG | Algester | Energy Queensland | Shoulder | Coincident | 2017 | ACTUAL_RAW | Operational-demand | 20.8092 | 46.2127
QLD | QALG | Algester | Energy Queensland | Shoulder | Non-coincident | 2017 | ACTUAL_RAW | Operational-demand | 11.4449 | 46.6656
QLD | QALG | Algester | Energy Queensland | Shoulder | Non-coincident | 2017 | ACTUAL_OPG | Operational-demand | 14.1647 | 46.6656
QLD | QALG | Algester | Energy Queensland | Shoulder | Non-coincident | 2017 | ACTUAL_ADJUSTEDOPG | Operational-demand | 14.1647 | 46.6656
QLD | QALG | Algester | Energy Queensland | Shoulder | Coincident | 2018 | ACTUAL_OPG | Operational-demand | 20.4452 | 46.1407
QLD | QALG | Algester | Energy Queensland | Shoulder | Coincident | 2018 | ACTUAL_RAW | Operational-demand | 20.4452 | 46.1407
QLD | QALG | Algester | Energy Queensland | Shoulder | Non-coincident | 2018 | ACTUAL_RAW | Operational-demand | 11.1893 | 51.2763
QLD | QALG | Algester | Energy Queensland | Shoulder | Non-coincident | 2018 | ACTUAL_OPG | Operational-demand | 11.1893 | 51.2763
QLD | QALG | Algester | Energy Queensland | Shoulder | Non-coincident | 2018 | ACTUAL_ADJUSTEDOPG | Operational-demand | 11.1893 | 51.2763
QLD | QALG | Algester | Energy Queensland | Shoulder | Coincident | 2019 | ACTUAL_OPG | Operational-demand | 11.5835 | 48.0968
QLD | QALG | Algester | Energy Queensland | Shoulder | Coincident | 2019 | ACTUAL_RAW | Operational-demand | 11.5835 | 48.0968
QLD | QALG | Algester | Energy Queensland | Shoulder | Non-coincident | 2019 | ACTUAL_RAW | Operational-demand | 8.2537 | 48.0968
QLD | QALG | Algester | Energy Queensland | Shoulder | Non-coincident | 2019 | ACTUAL_OPG | Operational-demand | 8.2537 | 48.0968
QLD | QALG | Algester | Energy Queensland | Shoulder | Non-coincident | 2019 | ACTUAL_ADJUSTEDOPG | Operational-demand | 8.2537 | 48.0968
QLD | QALG | Algester | Energy Queensland | Shoulder | Non-coincident | 2019 | BASEYEARPOE90 | Operational-demand | -0.071689 | NA
QLD | QALG | Algester | Energy Queensland | Shoulder | Non-coincident | 2019 | BASEYEARPOE50 | Operational-demand | 3.5008 | 45.9923
QLD | QALG | Algester | Energy Queensland | Shoulder | Coincident | 2020 | ACTUAL_OPG | Operational-demand | 6.1835 | 45.9653
QLD | QALG | Algester | Energy Queensland | Shoulder | Coincident | 2020 | ACTUAL_RAW | Operational-demand | 6.1835 | 45.9653
QLD | QALG | Algester | Energy Queensland | Shoulder | Non-coincident | 2020 | ACTUAL_RAW | Operational-demand | 5.941 | 45.9653
QLD | QALG | Algester | Energy Queensland | Shoulder | Non-coincident | 2020 | ACTUAL_OPG | Operational-demand | 5.941 | 45.9653
QLD | QALG | Algester | Energy Queensland | Shoulder | Non-coincident | 2020 | ACTUAL_ADJUSTEDOPG | Operational-demand | 5.941 | 45.9653
QLD | QALG | Algester | Energy Queensland | Shoulder | Coincident_unreconciled | 2021 | POE50 | Operational-demand | 4 | NA
QLD | QALG | Algester | Energy Queensland | Shoulder | Coincident_unreconciled | 2021 | POE90 | Operational-demand | 1.5842 | NA
QLD | QALG | Algester | Energy Queensland | Shoulder | Non-coincident | 2021 | POE50 | Operational-demand | 3 | 46.5978
QLD | QALG | Algester | Energy Queensland | Shoulder | Non-coincident | 2021 | POE90 | Operational-demand | -1.5279 | NA
QLD | QALG | Algester | Energy Queensland | Shoulder | Coincident_unreconciled | 2022 | POE50 | Operational-demand | 3.4956 | NA
QLD | QALG | Algester | Energy Queensland | Shoulder | Coincident_unreconciled | 2022 | POE90 | Operational-demand | 1.061 | NA
QLD | QALG | Algester | Energy Queensland | Shoulder | Non-coincident | 2022 | POE50 | Operational-demand | 2.0547 | 47.4287
QLD | QALG | Algester | Energy Queensland | Shoulder | Non-coincident | 2022 | POE90 | Operational-demand | -2.5086 | NA
QLD | QALG | Algester | Energy Queensland | Shoulder | Coincident_unreconciled | 2023 | POE50 | Operational-demand | 2.932 | NA
QLD | QALG | Algester | Energy Queensland | Shoulder | Coincident_unreconciled | 2023 | POE90 | Operational-demand | 0.48044 | NA
QLD | QALG | Algester | Energy Queensland | Shoulder | Non-coincident | 2023 | POE50 | Operational-demand | 0.99834 | 48.0614
QLD | QALG | Algester | Energy Queensland | Shoulder | Non-coincident | 2023 | POE90 | Operational-demand | -3.5967 | NA
QLD | QALG | Algester | Energy Queensland | Shoulder | Coincident_unreconciled | 2024 | POE50 | Operational-demand | 2.4277 | NA
QLD | QALG | Algester | Energy Queensland | Shoulder | Coincident_unreconciled | 2024 | POE90 | Operational-demand | -0.04081 | NA
QLD | QALG | Algester | Energy Queensland | Shoulder | Non-coincident | 2024 | POE50 | Operational-demand | 0.05309 | 49.2341
QLD | QALG | Algester | Energy Queensland | Shoulder | Non-coincident | 2024 | POE90 | Operational-demand | -4.5737 | NA
QLD | QALG | Algester | Energy Queensland | Shoulder | Coincident_unreconciled | 2025 | POE50 | Operational-demand | 1.8877 | NA
QLD | QALG | Algester | Energy Queensland | Shoulder | Coincident_unreconciled | 2025 | POE90 | Operational-demand | -0.59775 | NA
QLD | QALG | Algester | Energy Queensland | Shoulder | Non-coincident | 2025 | POE50 | Operational-demand | -0.95904 | 49.3258
QLD | QALG | Algester | Energy Queensland | Shoulder | Non-coincident | 2025 | POE90 | Operational-demand | -5.6176 | NA
QLD | QALG | Algester | Energy Queensland | Shoulder | Coincident_unreconciled | 2026 | POE50 | Operational-demand | 1.3014 | NA
QLD | QALG | Algester | Energy Queensland | Shoulder | Coincident_unreconciled | 2026 | POE90 | Operational-demand | -1.201 | NA
QLD | QALG | Algester | Energy Queensland | Shoulder | Non-coincident | 2026 | POE50 | Operational-demand | -2.0581 | 49.6582
QLD | QALG | Algester | Energy Queensland | Shoulder | Non-coincident | 2026 | POE90 | Operational-demand | -6.7483 | NA
QLD | QALG | Algester | Energy Queensland | Shoulder | Coincident_unreconciled | 2027 | POE50 | Operational-demand | 0.78388 | NA
QLD | QALG | Algester | Energy Queensland | Shoulder | Coincident_unreconciled | 2027 | POE90 | Operational-demand | -1.7349 | NA
QLD | QALG | Algester | Energy Queensland | Shoulder | Non-coincident | 2027 | POE50 | Operational-demand | -3.028 | 49.7515
QLD | QALG | Algester | Energy Queensland | Shoulder | Non-coincident | 2027 | POE90 | Operational-demand | -7.749 | NA
QLD | QALG | Algester | Energy Queensland | Shoulder | Coincident_unreconciled | 2028 | POE50 | Operational-demand | 0.31758 | NA
QLD | QALG | Algester | Energy Queensland | Shoulder | Coincident_unreconciled | 2028 | POE90 | Operational-demand | -2.2173 | NA
QLD | QALG | Algester | Energy Queensland | Shoulder | Non-coincident | 2028 | POE50 | Operational-demand | -3.902 | 50.1198
QLD | QALG | Algester | Energy Queensland | Shoulder | Non-coincident | 2028 | POE90 | Operational-demand | -8.653 | NA
QLD | QALG | Algester | Energy Queensland | Shoulder | Coincident_unreconciled | 2029 | POE50 | Operational-demand | -0.10935 | NA
QLD | QALG | Algester | Energy Queensland | Shoulder | Coincident_unreconciled | 2029 | POE90 | Operational-demand | -2.6602 | NA
QLD | QALG | Algester | Energy Queensland | Shoulder | Non-coincident | 2029 | POE50 | Operational-demand | -4.7022 | 50.825
QLD | QALG | Algester | Energy Queensland | Shoulder | Non-coincident | 2029 | POE90 | Operational-demand | -9.4832 | NA
QLD | QALG | Algester | Energy Queensland | Shoulder | Coincident_unreconciled | 2030 | POE50 | Operational-demand | -0.41294 | NA
QLD | QALG | Algester | Energy Queensland | Shoulder | Coincident_unreconciled | 2030 | POE90 | Operational-demand | -2.9798 | NA
QLD | QALG | Algester | Energy Queensland | Shoulder | Non-coincident | 2030 | POE50 | Operational-demand | -5.2712 | 51.4748
QLD | QALG | Algester | Energy Queensland | Shoulder | Non-coincident | 2030 | POE90 | Operational-demand | -10.0823 | NA
QLD | QALG | Algester | Energy Queensland | Summer | Coincident | 2017 | ACTUAL_OPG | Operational-demand | 17.6971 | 65.8942
QLD | QALG | Algester | Energy Queensland | Summer | Coincident | 2017 | ACTUAL_RAW | Operational-demand | 17.6971 | 65.8942
QLD | QALG | Algester | Energy Queensland | Summer | Non-coincident | 2017 | ACTUAL_RAW | Operational-demand | 10.4914 | 67.0104
QLD | QALG | Algester | Energy Queensland | Summer | Non-coincident | 2017 | ACTUAL_OPG | Operational-demand | 10.4914 | 67.0104
QLD | QALG | Algester | Energy Queensland | Summer | Non-coincident | 2017 | ACTUAL_ADJUSTEDOPG | Operational-demand | 10.4914 | 67.0104
QLD | QALG | Algester | Energy Queensland | Summer | Coincident | 2018 | ACTUAL_OPG | Operational-demand | 17.8203 | 64.8043
QLD | QALG | Algester | Energy Queensland | Summer | Coincident | 2018 | ACTUAL_RAW | Operational-demand | 17.8203 | 64.8043
QLD | QALG | Algester | Energy Queensland | Summer | Non-coincident | 2018 | ACTUAL_RAW | Operational-demand | 11.0288 | 67.7331
QLD | QALG | Algester | Energy Queensland | Summer | Non-coincident | 2018 | ACTUAL_OPG | Operational-demand | 11.0288 | 67.7331
QLD | QALG | Algester | Energy Queensland | Summer | Non-coincident | 2018 | ACTUAL_ADJUSTEDOPG | Operational-demand | 11.0288 | 67.7331
QLD | QALG | Algester | Energy Queensland | Summer | Coincident | 2019 | ACTUAL_OPG | Operational-demand | 17.2432 | 67.1238
QLD | QALG | Algester | Energy Queensland | Summer | Coincident | 2019 | ACTUAL_RAW | Operational-demand | 17.2432 | 67.1238
QLD | QALG | Algester | Energy Queensland | Summer | Non-coincident | 2019 | ACTUAL_RAW | Operational-demand | 8.4132 | 67.256
QLD | QALG | Algester | Energy Queensland | Summer | Non-coincident | 2019 | ACTUAL_OPG | Operational-demand | 8.4132 | 67.256
QLD | QALG | Algester | Energy Queensland | Summer | Non-coincident | 2019 | ACTUAL_ADJUSTEDOPG | Operational-demand | 8.4132 | 67.256
QLD | QALG | Algester | Energy Queensland | Summer | Non-coincident | 2019 | BASEYEARPOE90 | Operational-demand | 3.6146 | NA
QLD | QALG | Algester | Energy Queensland | Summer | Non-coincident | 2019 | BASEYEARPOE50 | Operational-demand | 6.8893 | 59.6295
QLD | QALG | Algester | Energy Queensland | Summer | Coincident | 2020 | ACTUAL_OPG | Operational-demand | 6.7104 | 69.6444
QLD | QALG | Algester | Energy Queensland | Summer | Coincident | 2020 | ACTUAL_RAW | Operational-demand | 6.7104 | 69.6444
QLD | QALG | Algester | Energy Queensland | Summer | Non-coincident | 2020 | ACTUAL_RAW | Operational-demand | 4.9355 | 70.1921
QLD | QALG | Algester | Energy Queensland | Summer | Non-coincident | 2020 | ACTUAL_OPG | Operational-demand | 4.9355 | 70.1921
QLD | QALG | Algester | Energy Queensland | Summer | Non-coincident | 2020 | ACTUAL_ADJUSTEDOPG | Operational-demand | 4.9355 | 70.1921
QLD | QALG | Algester | Energy Queensland | Summer | Coincident_unreconciled | 2021 | POE50 | Operational-demand | 17 | NA
QLD | QALG | Algester | Energy Queensland | Summer | Coincident_unreconciled | 2021 | POE90 | Operational-demand | 11.5772 | NA
QLD | QALG | Algester | Energy Queensland | Summer | Non-coincident | 2021 | POE50 | Operational-demand | 4.4838 | 66.0975
QLD | QALG | Algester | Energy Queensland | Summer | Non-coincident | 2021 | POE90 | Operational-demand | 0.78239 | NA
QLD | QALG | Algester | Energy Queensland | Summer | Coincident_unreconciled | 2022 | POE50 | Operational-demand | 15.6353 | NA
QLD | QALG | Algester | Energy Queensland | Summer | Coincident_unreconciled | 2022 | POE90 | Operational-demand | 10.3356 | NA
QLD | QALG | Algester | Energy Queensland | Summer | Non-coincident | 2022 | POE50 | Operational-demand | 3.5523 | 67.6579
QLD | QALG | Algester | Energy Queensland | Summer | Non-coincident | 2022 | POE90 | Operational-demand | -0.1782 | NA
QLD | QALG | Algester | Energy Queensland | Summer | Coincident_unreconciled | 2023 | POE50 | Operational-demand | 14.1476 | NA
QLD | QALG | Algester | Energy Queensland | Summer | Coincident_unreconciled | 2023 | POE90 | Operational-demand | 9.7784 | NA
QLD | QALG | Algester | Energy Queensland | Summer | Non-coincident | 2023 | POE50 | Operational-demand | 2.5368 | 68.2988
QLD | QALG | Algester | Energy Queensland | Summer | Non-coincident | 2023 | POE90 | Operational-demand | -1.2198 | NA
QLD | QALG | Algester | Energy Queensland | Summer | Coincident_unreconciled | 2024 | POE50 | Operational-demand | 12.8235 | NA
QLD | QALG | Algester | Energy Queensland | Summer | Coincident_unreconciled | 2024 | POE90 | Operational-demand | 9.281 | NA
QLD | QALG | Algester | Energy Queensland | Summer | Non-coincident | 2024 | POE50 | Operational-demand | 1.6331 | 69.5647
QLD | QALG | Algester | Energy Queensland | Summer | Non-coincident | 2024 | POE90 | Operational-demand | -2.1496 | NA
QLD | QALG | Algester | Energy Queensland | Summer | Coincident_unreconciled | 2025 | POE50 | Operational-demand | 11.3863 | NA
QLD | QALG | Algester | Energy Queensland | Summer | Coincident_unreconciled | 2025 | POE90 | Operational-demand | 8.7423 | NA
QLD | QALG | Algester | Energy Queensland | Summer | Non-coincident | 2025 | POE50 | Operational-demand | 0.65211 | 70.0057
QLD | QALG | Algester | Energy Queensland | Summer | Non-coincident | 2025 | POE90 | Operational-demand | -3.1567 | NA
QLD | QALG | Algester | Energy Queensland | Summer | Coincident_unreconciled | 2026 | POE50 | Operational-demand | 10.2045 | NA
QLD | QALG | Algester | Energy Queensland | Summer | Coincident_unreconciled | 2026 | POE90 | Operational-demand | 8.1531 | NA
QLD | QALG | Algester | Energy Queensland | Summer | Non-coincident | 2026 | POE50 | Operational-demand | -0.42337 | 70.4952
QLD | QALG | Algester | Energy Queensland | Summer | Non-coincident | 2026 | POE90 | Operational-demand | -4.2583 | NA
QLD | QALG | Algester | Energy Queensland | Summer | Coincident_unreconciled | 2027 | POE50 | Operational-demand | 9.7065 | NA
QLD | QALG | Algester | Energy Queensland | Summer | Coincident_unreconciled | 2027 | POE90 | Operational-demand | 7.6415 | NA
QLD | QALG | Algester | Energy Queensland | Summer | Non-coincident | 2027 | POE50 | Operational-demand | -1.3544 | 70.6353
QLD | QALG | Algester | Energy Queensland | Summer | Non-coincident | 2027 | POE90 | Operational-demand | -5.2146 | NA
QLD | QALG | Algester | Energy Queensland | Summer | Coincident_unreconciled | 2028 | POE50 | Operational-demand | 9.252 | NA
QLD | QALG | Algester | Energy Queensland | Summer | Coincident_unreconciled | 2028 | POE90 | Operational-demand | 7.1738 | NA
QLD | QALG | Algester | Energy Queensland | Summer | Non-coincident | 2028 | POE50 | Operational-demand | -2.2039 | 71.1614
QLD | QALG | Algester | Energy Queensland | Summer | Non-coincident | 2028 | POE90 | Operational-demand | -6.0889 | NA
QLD | QALG | Algester | Energy Queensland | Summer | Coincident_unreconciled | 2029 | POE50 | Operational-demand | 8.8409 | NA
QLD | QALG | Algester | Energy Queensland | Summer | Coincident_unreconciled | 2029 | POE90 | Operational-demand | 6.7495 | NA
QLD | QALG | Algester | Energy Queensland | Summer | Non-coincident | 2029 | POE50 | Operational-demand | -2.9725 | 71.882
QLD | QALG | Algester | Energy Queensland | Summer | Non-coincident | 2029 | POE90 | Operational-demand | -6.8822 | NA
QLD | QALG | Algester | Energy Queensland | Summer | Coincident_unreconciled | 2030 | POE50 | Operational-demand | 8.5543 | NA
QLD | QALG | Algester | Energy Queensland | Summer | Coincident_unreconciled | 2030 | POE90 | Operational-demand | 6.4497 | NA
QLD | QALG | Algester | Energy Queensland | Summer | Non-coincident | 2030 | POE50 | Operational-demand | -3.5083 | 72.2463
QLD | QALG | Algester | Energy Queensland | Summer | Non-coincident | 2030 | POE90 | Operational-demand | -7.4427 | NA
QLD | QALG | Algester | Energy Queensland | Winter | Coincident | 2016 | ACTUAL_OPG | Operational-demand | 21.558 | 52.5717
QLD | QALG | Algester | Energy Queensland | Winter | Coincident | 2016 | ACTUAL_RAW | Operational-demand | 21.558 | 52.5717
QLD | QALG | Algester | Energy Queensland | Winter | Non-coincident | 2016 | ACTUAL_RAW | Operational-demand | 14.4439 | 58.6118
QLD | QALG | Algester | Energy Queensland | Winter | Non-coincident | 2016 | ACTUAL_OPG | Operational-demand | 14.4439 | 58.6118
QLD | QALG | Algester | Energy Queensland | Winter | Coincident | 2017 | ACTUAL_OPG | Operational-demand | 12.0063 | 47.9616
QLD | QALG | Algester | Energy Queensland | Winter | Coincident | 2017 | ACTUAL_RAW | Operational-demand | 12.0063 | 47.9616
QLD | QALG | Algester | Energy Queensland | Winter | Non-coincident | 2017 | ACTUAL_RAW | Operational-demand | 12.0063 | 49.6753
QLD | QALG | Algester | Energy Queensland | Winter | Non-coincident | 2017 | ACTUAL_OPG | Operational-demand | 12.0063 | 49.6753
QLD | QALG | Algester | Energy Queensland | Winter | Non-coincident | 2017 | ACTUAL_ADJUSTEDOPG | Operational-demand | 12.0063 | 49.6753
QLD | QALG | Algester | Energy Queensland | Winter | Coincident | 2018 | ACTUAL_OPG | Operational-demand | 10.1113 | 52.562
QLD | QALG | Algester | Energy Queensland | Winter | Coincident | 2018 | ACTUAL_RAW | Operational-demand | 10.1113 | 52.562
QLD | QALG | Algester | Energy Queensland | Winter | Non-coincident | 2018 | ACTUAL_RAW | Operational-demand | 9.5463 | 53.629
QLD | QALG | Algester | Energy Queensland | Winter | Non-coincident | 2018 | ACTUAL_OPG | Operational-demand | 9.5463 | 53.629
QLD | QALG | Algester | Energy Queensland | Winter | Non-coincident | 2018 | ACTUAL_ADJUSTEDOPG | Operational-demand | 9.5463 | 53.629
QLD | QALG | Algester | Energy Queensland | Winter | Coincident | 2019 | ACTUAL_OPG | Operational-demand | 16.0569 | 51.3129
QLD | QALG | Algester | Energy Queensland | Winter | Coincident | 2019 | ACTUAL_RAW | Operational-demand | 16.0569 | 51.3129
QLD | QALG | Algester | Energy Queensland | Winter | Non-coincident | 2019 | ACTUAL_RAW | Operational-demand | 8.9806 | 52.0651
QLD | QALG | Algester | Energy Queensland | Winter | Non-coincident | 2019 | ACTUAL_OPG | Operational-demand | 8.9806 | 52.0651
QLD | QALG | Algester | Energy Queensland | Winter | Non-coincident | 2019 | ACTUAL_ADJUSTEDOPG | Operational-demand | 8.9806 | 52.0651
QLD | QALG | Algester | Energy Queensland | Winter | Non-coincident | 2019 | BASEYEARPOE90 | Operational-demand | 6.1133 | NA
QLD | QALG | Algester | Energy Queensland | Winter | Non-coincident | 2019 | BASEYEARPOE50 | Operational-demand | 7.7739 | 50.9575
QLD | QALG | Algester | Energy Queensland | Winter | Coincident_unreconciled | 2020 | POE90 | Operational-demand | 6.0046 | NA
QLD | QALG | Algester | Energy Queensland | Winter | Coincident_unreconciled | 2020 | POE50 | Operational-demand | 10.1085 | NA
QLD | QALG | Algester | Energy Queensland | Winter | Non-coincident | 2020 | POE50 | Operational-demand | 7 | 50.953
QLD | QALG | Algester | Energy Queensland | Winter | Non-coincident | 2020 | POE90 | Operational-demand | 5.1004 | NA
QLD | QALG | Algester | Energy Queensland | Winter | Coincident_unreconciled | 2021 | POE90 | Operational-demand | 5.8375 | NA
QLD | QALG | Algester | Energy Queensland | Winter | Coincident_unreconciled | 2021 | POE50 | Operational-demand | 9.8272 | NA
QLD | QALG | Algester | Energy Queensland | Winter | Non-coincident | 2021 | POE50 | Operational-demand | 6.4795 | 51.3794
QLD | QALG | Algester | Energy Queensland | Winter | Non-coincident | 2021 | POE90 | Operational-demand | 4.5632 | NA
QLD | QALG | Algester | Energy Queensland | Winter | Coincident_unreconciled | 2022 | POE90 | Operational-demand | 5.6751 | NA
QLD | QALG | Algester | Energy Queensland | Winter | Coincident_unreconciled | 2022 | POE50 | Operational-demand | 9.5538 | NA
QLD | QALG | Algester | Energy Queensland | Winter | Non-coincident | 2022 | POE50 | Operational-demand | 5.373 | 51.7141
QLD | QALG | Algester | Energy Queensland | Winter | Non-coincident | 2022 | POE90 | Operational-demand | 3.4434 | NA
QLD | QALG | Algester | Energy Queensland | Winter | Coincident_unreconciled | 2023 | POE90 | Operational-demand | 5.5172 | NA
QLD | QALG | Algester | Energy Queensland | Winter | Coincident_unreconciled | 2023 | POE50 | Operational-demand | 9.288 | NA
QLD | QALG | Algester | Energy Queensland | Winter | Non-coincident | 2023 | POE50 | Operational-demand | 4.5019 | 52.1947
QLD | QALG | Algester | Energy Queensland | Winter | Non-coincident | 2023 | POE90 | Operational-demand | 2.5591 | NA
QLD | QALG | Algester | Energy Queensland | Winter | Coincident_unreconciled | 2024 | POE90 | Operational-demand | 5.3636 | NA
QLD | QALG | Algester | Energy Queensland | Winter | Coincident_unreconciled | 2024 | POE50 | Operational-demand | 9.0295 | NA
QLD | QALG | Algester | Energy Queensland | Winter | Non-coincident | 2024 | POE50 | Operational-demand | 3.5913 | 53.0894
QLD | QALG | Algester | Energy Queensland | Winter | Non-coincident | 2024 | POE90 | Operational-demand | 1.6351 | NA
QLD | QALG | Algester | Energy Queensland | Winter | Coincident_unreconciled | 2025 | POE90 | Operational-demand | 5.2144 | NA
QLD | QALG | Algester | Energy Queensland | Winter | Coincident_unreconciled | 2025 | POE50 | Operational-demand | 8.7783 | NA
QLD | QALG | Algester | Energy Queensland | Winter | Non-coincident | 2025 | POE50 | Operational-demand | 2.615 | 53.3695
QLD | QALG | Algester | Energy Queensland | Winter | Non-coincident | 2025 | POE90 | Operational-demand | 0.64555 | NA
QLD | QALG | Algester | Energy Queensland | Winter | Coincident_unreconciled | 2026 | POE90 | Operational-demand | 5.0693 | NA
QLD | QALG | Algester | Energy Queensland | Winter | Coincident_unreconciled | 2026 | POE50 | Operational-demand | 8.5341 | NA
QLD | QALG | Algester | Energy Queensland | Winter | Non-coincident | 2026 | POE50 | Operational-demand | 1.5787 | 53.8032
QLD | QALG | Algester | Energy Queensland | Winter | Non-coincident | 2026 | POE90 | Operational-demand | -0.40401 | NA
QLD | QALG | Algester | Energy Queensland | Winter | Coincident_unreconciled | 2027 | POE90 | Operational-demand | 4.9283 | NA
QLD | QALG | Algester | Energy Queensland | Winter | Coincident_unreconciled | 2027 | POE50 | Operational-demand | 8.2966 | NA
QLD | QALG | Algester | Energy Queensland | Winter | Non-coincident | 2027 | POE50 | Operational-demand | 0.80685 | 54.1882
QLD | QALG | Algester | Energy Queensland | Winter | Non-coincident | 2027 | POE90 | Operational-demand | -1.1884 | NA
QLD | QALG | Algester | Energy Queensland | Winter | Coincident_unreconciled | 2028 | POE90 | Operational-demand | 4.7911 | NA
QLD | QALG | Algester | Energy Queensland | Winter | Coincident_unreconciled | 2028 | POE50 | Operational-demand | 8.0657 | NA
QLD | QALG | Algester | Energy Queensland | Winter | Non-coincident | 2028 | POE50 | Operational-demand | -0.00804 | 54.907
QLD | QALG | Algester | Energy Queensland | Winter | Non-coincident | 2028 | POE90 | Operational-demand | -2.0159 | NA
QLD | QALG | Algester | Energy Queensland | Winter | Coincident_unreconciled | 2029 | POE90 | Operational-demand | 4.6578 | NA
QLD | QALG | Algester | Energy Queensland | Winter | Coincident_unreconciled | 2029 | POE50 | Operational-demand | 7.8413 | NA
QLD | QALG | Algester | Energy Queensland | Winter | Non-coincident | 2029 | POE50 | Operational-demand | -0.61314 | 55.5665
QLD | QALG | Algester | Energy Queensland | Winter | Non-coincident | 2029 | POE90 | Operational-demand | -2.6336 | NA
QLD | QALG | Algester | Energy Queensland | Shoulder | Non-coincident | 2019 | BASEYEARPOE10 | Operational-demand | NA | 50.3023
QLD | QALG | Algester | Energy Queensland | Shoulder | Coincident | 2021 | POE10 | Operational-demand | NA | 50.3148
QLD | QALG | Algester | Energy Queensland | Shoulder | Coincident | 2021 | POE50 | Operational-demand | NA | 46.5978
QLD | QALG | Algester | Energy Queensland | Shoulder | Non-coincident | 2021 | POE10 | Operational-demand | NA | 51.6042
QLD | QALG | Algester | Energy Queensland | Shoulder | Coincident | 2022 | POE10 | Operational-demand | NA | 52.0839
QLD | QALG | Algester | Energy Queensland | Shoulder | Coincident | 2022 | POE50 | Operational-demand | NA | 47.4287
QLD | QALG | Algester | Energy Queensland | Shoulder | Non-coincident | 2022 | POE10 | Operational-demand | NA | 52.0839
QLD | QALG | Algester | Energy Queensland | Shoulder | Coincident | 2023 | POE10 | Operational-demand | NA | 52.5273
QLD | QALG | Algester | Energy Queensland | Shoulder | Coincident | 2023 | POE50 | Operational-demand | NA | 48.0614
QLD | QALG | Algester | Energy Queensland | Shoulder | Non-coincident | 2023 | POE10 | Operational-demand | NA | 52.5273
QLD | QALG | Algester | Energy Queensland | Shoulder | Coincident | 2024 | POE10 | Operational-demand | NA | 53.1142
QLD | QALG | Algester | Energy Queensland | Shoulder | Coincident | 2024 | POE50 | Operational-demand | NA | 49.2341
QLD | QALG | Algester | Energy Queensland | Shoulder | Non-coincident | 2024 | POE10 | Operational-demand | NA | 53.1142
QLD | QALG | Algester | Energy Queensland | Shoulder | Coincident | 2025 | POE10 | Operational-demand | NA | 53.6068
QLD | QALG | Algester | Energy Queensland | Shoulder | Coincident | 2025 | POE50 | Operational-demand | NA | 49.3258
QLD | QALG | Algester | Energy Queensland | Shoulder | Non-coincident | 2025 | POE10 | Operational-demand | NA | 53.6068
QLD | QALG | Algester | Energy Queensland | Shoulder | Coincident | 2026 | POE10 | Operational-demand | NA | 53.6747
QLD | QALG | Algester | Energy Queensland | Shoulder | Coincident | 2026 | POE50 | Operational-demand | NA | 49.6582
QLD | QALG | Algester | Energy Queensland | Shoulder | Non-coincident | 2026 | POE10 | Operational-demand | NA | 53.6747
QLD | QALG | Algester | Energy Queensland | Shoulder | Coincident | 2027 | POE10 | Operational-demand | NA | 53.8258
QLD | QALG | Algester | Energy Queensland | Shoulder | Coincident | 2027 | POE50 | Operational-demand | NA | 49.7515
QLD | QALG | Algester | Energy Queensland | Shoulder | Non-coincident | 2027 | POE10 | Operational-demand | NA | 53.8258
QLD | QALG | Algester | Energy Queensland | Shoulder | Coincident | 2028 | POE10 | Operational-demand | NA | 54.0802
QLD | QALG | Algester | Energy Queensland | Shoulder | Coincident | 2028 | POE50 | Operational-demand | NA | 50.1198
QLD | QALG | Algester | Energy Queensland | Shoulder | Non-coincident | 2028 | POE10 | Operational-demand | NA | 54.1571
QLD | QALG | Algester | Energy Queensland | Shoulder | Coincident | 2029 | POE10 | Operational-demand | NA | 55.1424
QLD | QALG | Algester | Energy Queensland | Shoulder | Coincident | 2029 | POE50 | Operational-demand | NA | 50.825
QLD | QALG | Algester | Energy Queensland | Shoulder | Non-coincident | 2029 | POE10 | Operational-demand | NA | 55.1424
QLD | QALG | Algester | Energy Queensland | Shoulder | Coincident | 2030 | POE10 | Operational-demand | NA | 55.7594
QLD | QALG | Algester | Energy Queensland | Shoulder | Coincident | 2030 | POE50 | Operational-demand | NA | 51.4748
QLD | QALG | Algester | Energy Queensland | Shoulder | Non-coincident | 2030 | POE10 | Operational-demand | NA | 55.7594
QLD | QALG | Algester | Energy Queensland | Summer | Non-coincident | 2019 | BASEYEARPOE10 | Operational-demand | NA | 65.1321
QLD | QALG | Algester | Energy Queensland | Summer | Coincident | 2021 | POE10 | Operational-demand | NA | 69.0744
QLD | QALG | Algester | Energy Queensland | Summer | Coincident | 2021 | POE50 | Operational-demand | NA | 66.0975
QLD | QALG | Algester | Energy Queensland | Summer | Non-coincident | 2021 | POE10 | Operational-demand | NA | 69.4068
QLD | QALG | Algester | Energy Queensland | Summer | Coincident | 2022 | POE10 | Operational-demand | NA | 70.8191
QLD | QALG | Algester | Energy Queensland | Summer | Coincident | 2022 | POE50 | Operational-demand | NA | 67.6579
QLD | QALG | Algester | Energy Queensland | Summer | Non-coincident | 2022 | POE10 | Operational-demand | NA | 70.8191
QLD | QALG | Algester | Energy Queensland | Summer | Coincident | 2023 | POE10 | Operational-demand | NA | 71.6529
QLD | QALG | Algester | Energy Queensland | Summer | Coincident | 2023 | POE50 | Operational-demand | NA | 68.2988
QLD | QALG | Algester | Energy Queensland | Summer | Non-coincident | 2023 | POE10 | Operational-demand | NA | 71.6529
QLD | QALG | Algester | Energy Queensland | Summer | Coincident | 2024 | POE10 | Operational-demand | NA | 72.9159
QLD | QALG | Algester | Energy Queensland | Summer | Coincident | 2024 | POE50 | Operational-demand | NA | 69.5647
QLD | QALG | Algester | Energy Queensland | Summer | Non-coincident | 2024 | POE10 | Operational-demand | NA | 72.9159
QLD | QALG | Algester | Energy Queensland | Summer | Coincident | 2025 | POE10 | Operational-demand | NA | 73.0071
QLD | QALG | Algester | Energy Queensland | Summer | Coincident | 2025 | POE50 | Operational-demand | NA | 70.0057
QLD | QALG | Algester | Energy Queensland | Summer | Non-coincident | 2025 | POE10 | Operational-demand | NA | 73.0071
QLD | QALG | Algester | Energy Queensland | Summer | Coincident | 2026 | POE10 | Operational-demand | NA | 73.7664
QLD | QALG | Algester | Energy Queensland | Summer | Coincident | 2026 | POE50 | Operational-demand | NA | 70.4952
QLD | QALG | Algester | Energy Queensland | Summer | Non-coincident | 2026 | POE10 | Operational-demand | NA | 73.7664
QLD | QALG | Algester | Energy Queensland | Summer | Coincident | 2027 | POE10 | Operational-demand | NA | 73.6591
QLD | QALG | Algester | Energy Queensland | Summer | Coincident | 2027 | POE50 | Operational-demand | NA | 70.6353
QLD | QALG | Algester | Energy Queensland | Summer | Non-coincident | 2027 | POE10 | Operational-demand | NA | 73.6591
QLD | QALG | Algester | Energy Queensland | Summer | Coincident | 2028 | POE10 | Operational-demand | NA | 74.2382
QLD | QALG | Algester | Energy Queensland | Summer | Coincident | 2028 | POE50 | Operational-demand | NA | 71.1614
QLD | QALG | Algester | Energy Queensland | Summer | Non-coincident | 2028 | POE10 | Operational-demand | NA | 74.2382
QLD | QALG | Algester | Energy Queensland | Summer | Coincident | 2029 | POE10 | Operational-demand | NA | 74.6541
QLD | QALG | Algester | Energy Queensland | Summer | Coincident | 2029 | POE50 | Operational-demand | NA | 71.882
QLD | QALG | Algester | Energy Queensland | Summer | Non-coincident | 2029 | POE10 | Operational-demand | NA | 74.6541
QLD | QALG | Algester | Energy Queensland | Summer | Coincident | 2030 | POE10 | Operational-demand | NA | 75.4104
QLD | QALG | Algester | Energy Queensland | Summer | Coincident | 2030 | POE50 | Operational-demand | NA | 72.2463
QLD | QALG | Algester | Energy Queensland | Summer | Non-coincident | 2030 | POE10 | Operational-demand | NA | 75.4104
QLD | QALG | Algester | Energy Queensland | Winter | Non-coincident | 2019 | BASEYEARPOE10 | Operational-demand | NA | 52.7625
QLD | QALG | Algester | Energy Queensland | Winter | Coincident | 2020 | POE10 | Operational-demand | NA | 51.7805
QLD | QALG | Algester | Energy Queensland | Winter | Coincident | 2020 | POE50 | Operational-demand | NA | 49.9977
QLD | QALG | Algester | Energy Queensland | Winter | Non-coincident | 2020 | POE10 | Operational-demand | NA | 52.3734
QLD | QALG | Algester | Energy Queensland | Winter | Coincident | 2021 | POE10 | Operational-demand | NA | 51.776
QLD | QALG | Algester | Energy Queensland | Winter | Coincident | 2021 | POE50 | Operational-demand | NA | 49.9793
QLD | QALG | Algester | Energy Queensland | Winter | Non-coincident | 2021 | POE10 | Operational-demand | NA | 52.7402
QLD | QALG | Algester | Energy Queensland | Winter | Coincident | 2022 | POE10 | Operational-demand | NA | 53.2671
QLD | QALG | Algester | Energy Queensland | Winter | Coincident | 2022 | POE50 | Operational-demand | NA | 51.4267
QLD | QALG | Algester | Energy Queensland | Winter | Non-coincident | 2022 | POE10 | Operational-demand | NA | 53.2671
QLD | QALG | Algester | Energy Queensland | Winter | Coincident | 2023 | POE10 | Operational-demand | NA | 54.1144
QLD | QALG | Algester | Energy Queensland | Winter | Coincident | 2023 | POE50 | Operational-demand | NA | 52.1947
QLD | QALG | Algester | Energy Queensland | Winter | Non-coincident | 2023 | POE10 | Operational-demand | NA | 54.1144
QLD | QALG | Algester | Energy Queensland | Winter | Coincident | 2024 | POE10 | Operational-demand | NA | 55.2554
QLD | QALG | Algester | Energy Queensland | Winter | Coincident | 2024 | POE50 | Operational-demand | NA | 53.0894
QLD | QALG | Algester | Energy Queensland | Winter | Non-coincident | 2024 | POE10 | Operational-demand | NA | 55.2554
QLD | QALG | Algester | Energy Queensland | Winter | Coincident | 2025 | POE10 | Operational-demand | NA | 55.4285
QLD | QALG | Algester | Energy Queensland | Winter | Coincident | 2025 | POE50 | Operational-demand | NA | 53.3695
QLD | QALG | Algester | Energy Queensland | Winter | Non-coincident | 2025 | POE10 | Operational-demand | NA | 55.4285
QLD | QALG | Algester | Energy Queensland | Winter | Coincident | 2026 | POE10 | Operational-demand | NA | 55.7735
QLD | QALG | Algester | Energy Queensland | Winter | Coincident | 2026 | POE50 | Operational-demand | NA | 53.8032
QLD | QALG | Algester | Energy Queensland | Winter | Non-coincident | 2026 | POE10 | Operational-demand | NA | 55.7735
QLD | QALG | Algester | Energy Queensland | Winter | Coincident | 2027 | POE10 | Operational-demand | NA | 56.1649
QLD | QALG | Algester | Energy Queensland | Winter | Coincident | 2027 | POE50 | Operational-demand | NA | 54.1882
QLD | QALG | Algester | Energy Queensland | Winter | Non-coincident | 2027 | POE10 | Operational-demand | NA | 56.1649
QLD | QALG | Algester | Energy Queensland | Winter | Coincident | 2028 | POE10 | Operational-demand | NA | 57.348
QLD | QALG | Algester | Energy Queensland | Winter | Coincident | 2028 | POE50 | Operational-demand | NA | 54.907
QLD | QALG | Algester | Energy Queensland | Winter | Non-coincident | 2028 | POE10 | Operational-demand | NA | 57.348
QLD | QALG | Algester | Energy Queensland | Winter | Coincident | 2029 | POE10 | Operational-demand | NA | 57.7277
QLD | QALG | Algester | Energy Queensland | Winter | Coincident | 2029 | POE50 | Operational-demand | NA | 55.5665
QLD | QALG | Algester | Energy Queensland | Winter | Non-coincident | 2029 | POE10 | Operational-demand | NA | 57.7277
QLD | QASF | Alan Sherriff | Energy Queensland | Shoulder | Coincident | 2017 | ACTUAL_OPG | Operational-demand | 7.5956 | 16.9692
QLD | QASF | Alan Sherriff | Energy Queensland | Shoulder | Coincident | 2017 | ACTUAL_RAW | Operational-demand | 7.5956 | 16.9692
QLD | QASF | Alan Sherriff | Energy Queensland | Shoulder | Non-coincident | 2017 | ACTUAL_RAW | Operational-demand | 6.4266 | 19.1387
QLD | QASF | Alan Sherriff | Energy Queensland | Shoulder | Non-coincident | 2017 | ACTUAL_OPG | Operational-demand | 6.4266 | 19.1387
QLD | QASF | Alan Sherriff | Energy Queensland | Shoulder | Non-coincident | 2017 | ACTUAL_ADJUSTEDOPG | Operational-demand | 6.4266 | 19.1387
QLD | QASF | Alan Sherriff | Energy Queensland | Shoulder | Coincident | 2018 | ACTUAL_OPG | Operational-demand | 7.7918 | 18.1191
QLD | QASF | Alan Sherriff | Energy Queensland | Shoulder | Coincident | 2018 | ACTUAL_RAW | Operational-demand | 7.7918 | 18.1191
QLD | QASF | Alan Sherriff | Energy Queensland | Shoulder | Non-coincident | 2018 | ACTUAL_RAW | Operational-demand | 6.0132 | 18.8817
QLD | QASF | Alan Sherriff | Energy Queensland | Shoulder | Non-coincident | 2018 | ACTUAL_OPG | Operational-demand | 6.0132 | 18.8817
QLD | QASF | Alan Sherriff | Energy Queensland | Shoulder | Non-coincident | 2018 | ACTUAL_ADJUSTEDOPG | Operational-demand | 6.0132 | 18.8817
QLD | QASF | Alan Sherriff | Energy Queensland | Shoulder | Coincident | 2019 | ACTUAL_OPG | Operational-demand | 7.5031 | 16.6054
QLD | QASF | Alan Sherriff | Energy Queensland | Shoulder | Coincident | 2019 | ACTUAL_RAW | Operational-demand | 7.5031 | 16.6054
QLD | QASF | Alan Sherriff | Energy Queensland | Shoulder | Non-coincident | 2019 | ACTUAL_RAW | Operational-demand | 4.9085 | 20.0377
QLD | QASF | Alan Sherriff | Energy Queensland | Shoulder | Non-coincident | 2019 | ACTUAL_OPG | Operational-demand | 4.9085 | 20.0377
QLD | QASF | Alan Sherriff | Energy Queensland | Shoulder | Non-coincident | 2019 | ACTUAL_ADJUSTEDOPG | Operational-demand | 4.9085 | 20.0377
QLD | QASF | Alan Sherriff | Energy Queensland | Shoulder | Non-coincident | 2019 | BASEYEARPOE90 | Operational-demand | 3.4083 | NA
QLD | QASF | Alan Sherriff | Energy Queensland | Shoulder | Non-coincident | 2019 | BASEYEARPOE50 | Operational-demand | 4.4191 | 18.5567
QLD | QASF | Alan Sherriff | Energy Queensland | Shoulder | Coincident | 2020 | ACTUAL_OPG | Operational-demand | 4.8526 | 19.56
QLD | QASF | Alan Sherriff | Energy Queensland | Shoulder | Coincident | 2020 | ACTUAL_RAW | Operational-demand | 4.8526 | 19.56
QLD | QASF | Alan Sherriff | Energy Queensland | Shoulder | Non-coincident | 2020 | ACTUAL_RAW | Operational-demand | 4.1433 | 19.777
QLD | QASF | Alan Sherriff | Energy Queensland | Shoulder | Non-coincident | 2020 | ACTUAL_OPG | Operational-demand | 4.1433 | 19.777
QLD | QASF | Alan Sherriff | Energy Queensland | Shoulder | Non-coincident | 2020 | ACTUAL_ADJUSTEDOPG | Operational-demand | 4.1433 | 19.777
QLD | QASF | Alan Sherriff | Energy Queensland | Shoulder | Coincident_unreconciled | 2021 | POE50 | Operational-demand | 3.4693 | NA
QLD | QASF | Alan Sherriff | Energy Queensland | Shoulder | Coincident_unreconciled | 2021 | POE90 | Operational-demand | 1.4713 | NA
QLD | QASF | Alan Sherriff | Energy Queensland | Shoulder | Non-coincident | 2021 | POE50 | Operational-demand | 1.9998 | 19.4935
QLD | QASF | Alan Sherriff | Energy Queensland | Shoulder | Non-coincident | 2021 | POE90 | Operational-demand | 0.84809 | NA
QLD | QASF | Alan Sherriff | Energy Queensland | Shoulder | Coincident_unreconciled | 2022 | POE50 | Operational-demand | 1.8939 | NA
QLD | QASF | Alan Sherriff | Energy Queensland | Shoulder | Coincident_unreconciled | 2022 | POE90 | Operational-demand | -0.01906 | NA
QLD | QASF | Alan Sherriff | Energy Queensland | Shoulder | Non-coincident | 2022 | POE50 | Operational-demand | 1.0917 | 19.6867
QLD | QASF | Alan Sherriff | Energy Queensland | Shoulder | Non-coincident | 2022 | POE90 | Operational-demand | -0.07188 | NA
QLD | QASF | Alan Sherriff | Energy Queensland | Shoulder | Coincident_unreconciled | 2023 | POE50 | Operational-demand | 0.34318 | NA
QLD | QASF | Alan Sherriff | Energy Queensland | Shoulder | Coincident_unreconciled | 2023 | POE90 | Operational-demand | -0.25976 | NA
QLD | QASF | Alan Sherriff | Energy Queensland | Shoulder | Non-coincident | 2023 | POE50 | Operational-demand | 0.19782 | 19.9106
QLD | QASF | Alan Sherriff | Energy Queensland | Shoulder | Non-coincident | 2023 | POE90 | Operational-demand | -0.9795 | NA
QLD | QASF | Alan Sherriff | Energy Queensland | Shoulder | Coincident_unreconciled | 2024 | POE50 | Operational-demand | -0.07782 | NA
QLD | QASF | Alan Sherriff | Energy Queensland | Shoulder | Coincident_unreconciled | 2024 | POE90 | Operational-demand | -0.39368 | NA
QLD | QASF | Alan Sherriff | Energy Queensland | Shoulder | Non-coincident | 2024 | POE50 | Operational-demand | -0.29343 | 20.1327
QLD | QASF | Alan Sherriff | Energy Queensland | Shoulder | Non-coincident | 2024 | POE90 | Operational-demand | -1.4845 | NA
QLD | QASF | Alan Sherriff | Energy Queensland | Shoulder | Coincident_unreconciled | 2025 | POE50 | Operational-demand | -0.16588 | NA
QLD | QASF | Alan Sherriff | Energy Queensland | Shoulder | Coincident_unreconciled | 2025 | POE90 | Operational-demand | -0.48538 | NA
QLD | QASF | Alan Sherriff | Energy Queensland | Shoulder | Non-coincident | 2025 | POE50 | Operational-demand | -0.6255 | 20.3571
QLD | QASF | Alan Sherriff | Energy Queensland | Shoulder | Non-coincident | 2025 | POE90 | Operational-demand | -1.8302 | NA
QLD | QASF | Alan Sherriff | Energy Queensland | Shoulder | Coincident_unreconciled | 2026 | POE50 | Operational-demand | -0.25571 | NA
QLD | QASF | Alan Sherriff | Energy Queensland | Shoulder | Coincident_unreconciled | 2026 | POE90 | Operational-demand | -0.57884 | NA
QLD | QASF | Alan Sherriff | Energy Queensland | Shoulder | Non-coincident | 2026 | POE50 | Operational-demand | -0.96422 | 20.5933
QLD | QASF | Alan Sherriff | Energy Queensland | Shoulder | Non-coincident | 2026 | POE90 | Operational-demand | -2.1827 | NA
QLD | QASF | Alan Sherriff | Energy Queensland | Shoulder | Coincident_unreconciled | 2027 | POE50 | Operational-demand | -0.33375 | NA
QLD | QASF | Alan Sherriff | Energy Queensland | Shoulder | Coincident_unreconciled | 2027 | POE90 | Operational-demand | -0.66072 | NA
QLD | QASF | Alan Sherriff | Energy Queensland | Shoulder | Non-coincident | 2027 | POE50 | Operational-demand | -1.2585 | 20.8644
QLD | QASF | Alan Sherriff | Energy Queensland | Shoulder | Non-coincident | 2027 | POE90 | Operational-demand | -2.4914 | NA
QLD | QASF | Alan Sherriff | Energy Queensland | Shoulder | Coincident_unreconciled | 2028 | POE50 | Operational-demand | -0.393 | NA
QLD | QASF | Alan Sherriff | Energy Queensland | Shoulder | Coincident_unreconciled | 2028 | POE90 | Operational-demand | -0.72395 | NA
QLD | QASF | Alan Sherriff | Energy Queensland | Shoulder | Non-coincident | 2028 | POE50 | Operational-demand | -1.4819 | 21.1738
QLD | QASF | Alan Sherriff | Energy Queensland | Shoulder | Non-coincident | 2028 | POE90 | Operational-demand | -2.7298 | NA
QLD | QASF | Alan Sherriff | Energy Queensland | Shoulder | Coincident_unreconciled | 2029 | POE50 | Operational-demand | -0.44894 | NA
QLD | QASF | Alan Sherriff | Energy Queensland | Shoulder | Coincident_unreconciled | 2029 | POE90 | Operational-demand | -0.78388 | NA
QLD | QASF | Alan Sherriff | Energy Queensland | Shoulder | Non-coincident | 2029 | POE50 | Operational-demand | -1.6928 | 21.5157
QLD | QASF | Alan Sherriff | Energy Queensland | Shoulder | Non-coincident | 2029 | POE90 | Operational-demand | -2.9558 | NA
QLD | QASF | Alan Sherriff | Energy Queensland | Shoulder | Coincident_unreconciled | 2030 | POE50 | Operational-demand | -0.50785 | NA
QLD | QASF | Alan Sherriff | Energy Queensland | Shoulder | Coincident_unreconciled | 2030 | POE90 | Operational-demand | -0.84677 | NA
QLD | QASF | Alan Sherriff | Energy Queensland | Shoulder | Non-coincident | 2030 | POE50 | Operational-demand | -1.915 | 21.8909
QLD | QASF | Alan Sherriff | Energy Queensland | Shoulder | Non-coincident | 2030 | POE90 | Operational-demand | -3.193 | NA
QLD | QASF | Alan Sherriff | Energy Queensland | Summer | Coincident | 2017 | ACTUAL_OPG | Operational-demand | 9.5764 | 18.8298
QLD | QASF | Alan Sherriff | Energy Queensland | Summer | Coincident | 2017 | ACTUAL_RAW | Operational-demand | 9.5764 | 18.8298
QLD | QASF | Alan Sherriff | Energy Queensland | Summer | Non-coincident | 2017 | ACTUAL_RAW | Operational-demand | 8.1271 | 27.6572
QLD | QASF | Alan Sherriff | Energy Queensland | Summer | Non-coincident | 2017 | ACTUAL_OPG | Operational-demand | 8.1271 | 27.6572
QLD | QASF | Alan Sherriff | Energy Queensland | Summer | Non-coincident | 2017 | ACTUAL_ADJUSTEDOPG | Operational-demand | 8.1271 | 27.6572
QLD | QASF | Alan Sherriff | Energy Queensland | Summer | Coincident | 2018 | ACTUAL_OPG | Operational-demand | 8.0737 | 23.8617
QLD | QASF | Alan Sherriff | Energy Queensland | Summer | Coincident | 2018 | ACTUAL_RAW | Operational-demand | 8.0737 | 23.8617
QLD | QASF | Alan Sherriff | Energy Queensland | Summer | Non-coincident | 2018 | ACTUAL_RAW | Operational-demand | 7.3355 | 25.7811
QLD | QASF | Alan Sherriff | Energy Queensland | Summer | Non-coincident | 2018 | ACTUAL_OPG | Operational-demand | 7.3355 | 25.7811
QLD | QASF | Alan Sherriff | Energy Queensland | Summer | Non-coincident | 2018 | ACTUAL_ADJUSTEDOPG | Operational-demand | 7.3355 | 25.7811
QLD | QASF | Alan Sherriff | Energy Queensland | Summer | Coincident | 2019 | ACTUAL_OPG | Operational-demand | 9.443 | 26.1184
QLD | QASF | Alan Sherriff | Energy Queensland | Summer | Coincident | 2019 | ACTUAL_RAW | Operational-demand | 9.443 | 26.1184
QLD | QASF | Alan Sherriff | Energy Queensland | Summer | Non-coincident | 2019 | ACTUAL_RAW | Operational-demand | 8.1353 | 31.3348
QLD | QASF | Alan Sherriff | Energy Queensland | Summer | Non-coincident | 2019 | ACTUAL_OPG | Operational-demand | 8.1353 | 31.3348
QLD | QASF | Alan Sherriff | Energy Queensland | Summer | Non-coincident | 2019 | ACTUAL_ADJUSTEDOPG | Operational-demand | 8.1353 | 31.3348
QLD | QASF | Alan Sherriff | Energy Queensland | Summer | Non-coincident | 2019 | BASEYEARPOE90 | Operational-demand | 5.8935 | NA
QLD | QASF | Alan Sherriff | Energy Queensland | Summer | Non-coincident | 2019 | BASEYEARPOE50 | Operational-demand | 6.6396 | 28.2263
QLD | QASF | Alan Sherriff | Energy Queensland | Summer | Coincident | 2020 | ACTUAL_OPG | Operational-demand | 8.0722 | 22.605
QLD | QASF | Alan Sherriff | Energy Queensland | Summer | Coincident | 2020 | ACTUAL_RAW | Operational-demand | 8.0722 | 22.605
QLD | QASF | Alan Sherriff | Energy Queensland | Summer | Non-coincident | 2020 | ACTUAL_RAW | Operational-demand | 7.2617 | 28.2348
QLD | QASF | Alan Sherriff | Energy Queensland | Summer | Non-coincident | 2020 | ACTUAL_OPG | Operational-demand | 7.2617 | 28.2348
QLD | QASF | Alan Sherriff | Energy Queensland | Summer | Non-coincident | 2020 | ACTUAL_ADJUSTEDOPG | Operational-demand | 7.2617 | 28.2348
QLD | QASF | Alan Sherriff | Energy Queensland | Summer | Coincident_unreconciled | 2021 | POE50 | Operational-demand | 8.8327 | NA
QLD | QASF | Alan Sherriff | Energy Queensland | Summer | Coincident_unreconciled | 2021 | POE90 | Operational-demand | 6.3855 | NA
QLD | QASF | Alan Sherriff | Energy Queensland | Summer | Non-coincident | 2021 | POE50 | Operational-demand | 5.6879 | 29.3513
QLD | QASF | Alan Sherriff | Energy Queensland | Summer | Non-coincident | 2021 | POE90 | Operational-demand | 3.8581 | NA
QLD | QASF | Alan Sherriff | Energy Queensland | Summer | Coincident_unreconciled | 2022 | POE50 | Operational-demand | 7.6169 | NA
QLD | QASF | Alan Sherriff | Energy Queensland | Summer | Coincident_unreconciled | 2022 | POE90 | Operational-demand | 5.1445 | NA
QLD | QASF | Alan Sherriff | Energy Queensland | Summer | Non-coincident | 2022 | POE50 | Operational-demand | 5.0214 | 29.6453
QLD | QASF | Alan Sherriff | Energy Queensland | Summer | Non-coincident | 2022 | POE90 | Operational-demand | 3.3915 | NA
QLD | QASF | Alan Sherriff | Energy Queensland | Summer | Coincident_unreconciled | 2023 | POE50 | Operational-demand | 6.4359 | NA
QLD | QASF | Alan Sherriff | Energy Queensland | Summer | Coincident_unreconciled | 2023 | POE90 | Operational-demand | 3.9343 | NA
QLD | QASF | Alan Sherriff | Energy Queensland | Summer | Non-coincident | 2023 | POE50 | Operational-demand | 4.2429 | 29.9871
QLD | QASF | Alan Sherriff | Energy Queensland | Summer | Non-coincident | 2023 | POE90 | Operational-demand | 2.5937 | NA
QLD | QASF | Alan Sherriff | Energy Queensland | Summer | Coincident_unreconciled | 2024 | POE50 | Operational-demand | 5.8571 | NA
QLD | QASF | Alan Sherriff | Energy Queensland | Summer | Coincident_unreconciled | 2024 | POE90 | Operational-demand | 3.3264 | NA
QLD | QASF | Alan Sherriff | Energy Queensland | Summer | Non-coincident | 2024 | POE50 | Operational-demand | 3.8613 | 30.3304
QLD | QASF | Alan Sherriff | Energy Queensland | Summer | Non-coincident | 2024 | POE90 | Operational-demand | 2.1929 | NA
QLD | QASF | Alan Sherriff | Energy Queensland | Summer | Coincident_unreconciled | 2025 | POE50 | Operational-demand | 5.4782 | NA
QLD | QASF | Alan Sherriff | Energy Queensland | Summer | Coincident_unreconciled | 2025 | POE90 | Operational-demand | 2.9183 | NA
QLD | QASF | Alan Sherriff | Energy Queensland | Summer | Non-coincident | 2025 | POE50 | Operational-demand | 3.6115 | 30.6774
QLD | QASF | Alan Sherriff | Energy Queensland | Summer | Non-coincident | 2025 | POE90 | Operational-demand | 1.9239 | NA
QLD | QASF | Alan Sherriff | Energy Queensland | Summer | Coincident_unreconciled | 2026 | POE50 | Operational-demand | 5.088 | NA
QLD | QASF | Alan Sherriff | Energy Queensland | Summer | Coincident_unreconciled | 2026 | POE90 | Operational-demand | 2.499 | NA
QLD | QASF | Alan Sherriff | Energy Queensland | Summer | Non-coincident | 2026 | POE50 | Operational-demand | 3.3542 | 31.0382
QLD | QASF | Alan Sherriff | Energy Queensland | Summer | Non-coincident | 2026 | POE90 | Operational-demand | 1.6475 | NA
QLD | QASF | Alan Sherriff | Energy Queensland | Summer | Coincident_unreconciled | 2027 | POE50 | Operational-demand | 4.7732 | NA
QLD | QASF | Alan Sherriff | Energy Queensland | Summer | Coincident_unreconciled | 2027 | POE90 | Operational-demand | 2.1534 | NA
QLD | QASF | Alan Sherriff | Energy Queensland | Summer | Non-coincident | 2027 | POE50 | Operational-demand | 3.1467 | 31.4471
QLD | QASF | Alan Sherriff | Energy Queensland | Summer | Non-coincident | 2027 | POE90 | Operational-demand | 1.4196 | NA
QLD | QASF | Alan Sherriff | Energy Queensland | Summer | Coincident_unreconciled | 2028 | POE50 | Operational-demand | 4.5633 | NA
QLD | QASF | Alan Sherriff | Energy Queensland | Summer | Coincident_unreconciled | 2028 | POE90 | Operational-demand | 1.9116 | NA
QLD | QASF | Alan Sherriff | Energy Queensland | Summer | Non-coincident | 2028 | POE50 | Operational-demand | 3.0084 | 31.9054
QLD | QASF | Alan Sherriff | Energy Queensland | Summer | Non-coincident | 2028 | POE90 | Operational-demand | 1.2602 | NA
QLD | QASF | Alan Sherriff | Energy Queensland | Summer | Coincident_unreconciled | 2029 | POE50 | Operational-demand | 4.3737 | NA
QLD | QASF | Alan Sherriff | Energy Queensland | Summer | Coincident_unreconciled | 2029 | POE90 | Operational-demand | 1.6901 | NA
QLD | QASF | Alan Sherriff | Energy Queensland | Summer | Non-coincident | 2029 | POE50 | Operational-demand | 2.8834 | 32.3996
QLD | QASF | Alan Sherriff | Energy Queensland | Summer | Non-coincident | 2029 | POE90 | Operational-demand | 1.1142 | NA
QLD | QASF | Alan Sherriff | Energy Queensland | Summer | Coincident_unreconciled | 2030 | POE50 | Operational-demand | 4.1867 | NA
QLD | QASF | Alan Sherriff | Energy Queensland | Summer | Coincident_unreconciled | 2030 | POE90 | Operational-demand | 1.4712 | NA
QLD | QASF | Alan Sherriff | Energy Queensland | Summer | Non-coincident | 2030 | POE50 | Operational-demand | 2.7601 | 32.9302
QLD | QASF | Alan Sherriff | Energy Queensland | Summer | Non-coincident | 2030 | POE90 | Operational-demand | 0.96987 | NA
QLD | QASF | Alan Sherriff | Energy Queensland | Winter | Coincident | 2016 | ACTUAL_OPG | Operational-demand | 7.4892 | 13.6967
QLD | QASF | Alan Sherriff | Energy Queensland | Winter | Coincident | 2016 | ACTUAL_RAW | Operational-demand | 7.4892 | 13.6967
QLD | QASF | Alan Sherriff | Energy Queensland | Winter | Non-coincident | 2016 | ACTUAL_RAW | Operational-demand | 5.9862 | 16.9687
QLD | QASF | Alan Sherriff | Energy Queensland | Winter | Non-coincident | 2016 | ACTUAL_OPG | Operational-demand | 5.9862 | 16.9687
QLD | QASF | Alan Sherriff | Energy Queensland | Winter | Non-coincident | 2016 | ACTUAL_ADJUSTEDOPG | Operational-demand | 5.9862 | 16.9687
QLD | QASF | Alan Sherriff | Energy Queensland | Winter | Coincident | 2017 | ACTUAL_OPG | Operational-demand | 5.7979 | 13.4931
QLD | QASF | Alan Sherriff | Energy Queensland | Winter | Coincident | 2017 | ACTUAL_RAW | Operational-demand | 5.7979 | 13.4931
QLD | QASF | Alan Sherriff | Energy Queensland | Winter | Non-coincident | 2017 | ACTUAL_RAW | Operational-demand | 5.7979 | 15.7298
QLD | QASF | Alan Sherriff | Energy Queensland | Winter | Non-coincident | 2017 | ACTUAL_OPG | Operational-demand | 5.7979 | 15.7298
QLD | QASF | Alan Sherriff | Energy Queensland | Winter | Non-coincident | 2017 | ACTUAL_ADJUSTEDOPG | Operational-demand | 5.7979 | 15.7298
QLD | QASF | Alan Sherriff | Energy Queensland | Winter | Coincident | 2018 | ACTUAL_OPG | Operational-demand | 5.9699 | 15.0755
QLD | QASF | Alan Sherriff | Energy Queensland | Winter | Coincident | 2018 | ACTUAL_RAW | Operational-demand | 5.9699 | 15.0755
QLD | QASF | Alan Sherriff | Energy Queensland | Winter | Non-coincident | 2018 | ACTUAL_RAW | Operational-demand | 5.7937 | 16.1556
QLD | QASF | Alan Sherriff | Energy Queensland | Winter | Non-coincident | 2018 | ACTUAL_OPG | Operational-demand | 5.7937 | 16.1556
QLD | QASF | Alan Sherriff | Energy Queensland | Winter | Non-coincident | 2018 | ACTUAL_ADJUSTEDOPG | Operational-demand | 5.7937 | 16.1556
QLD | QASF | Alan Sherriff | Energy Queensland | Winter | Coincident | 2019 | ACTUAL_OPG | Operational-demand | 5.4456 | 15.5043
QLD | QASF | Alan Sherriff | Energy Queensland | Winter | Coincident | 2019 | ACTUAL_RAW | Operational-demand | 5.4456 | 15.5043
QLD | QASF | Alan Sherriff | Energy Queensland | Winter | Non-coincident | 2019 | ACTUAL_RAW | Operational-demand | 4.1212 | 16.4257
QLD | QASF | Alan Sherriff | Energy Queensland | Winter | Non-coincident | 2019 | ACTUAL_OPG | Operational-demand | 4.1212 | 16.4257
QLD | QASF | Alan Sherriff | Energy Queensland | Winter | Non-coincident | 2019 | ACTUAL_ADJUSTEDOPG | Operational-demand | 4.1212 | 16.4257
QLD | QASF | Alan Sherriff | Energy Queensland | Winter | Non-coincident | 2019 | BASEYEARPOE90 | Operational-demand | 2.5037 | NA
QLD | QASF | Alan Sherriff | Energy Queensland | Winter | Non-coincident | 2019 | BASEYEARPOE50 | Operational-demand | 3.2048 | 18.0061
QLD | QASF | Alan Sherriff | Energy Queensland | Winter | Coincident_unreconciled | 2020 | POE50 | Operational-demand | 5 | NA
QLD | QASF | Alan Sherriff | Energy Queensland | Winter | Coincident_unreconciled | 2020 | POE90 | Operational-demand | 4.0474 | NA
QLD | QASF | Alan Sherriff | Energy Queensland | Winter | Non-coincident | 2020 | POE50 | Operational-demand | 1.3483 | 18.4136
QLD | QASF | Alan Sherriff | Energy Queensland | Winter | Non-coincident | 2020 | POE90 | Operational-demand | 0.65258 | NA
QLD | QASF | Alan Sherriff | Energy Queensland | Winter | Coincident_unreconciled | 2021 | POE50 | Operational-demand | 4.0126 | NA
QLD | QASF | Alan Sherriff | Energy Queensland | Winter | Coincident_unreconciled | 2021 | POE90 | Operational-demand | 3.1069 | NA
QLD | QASF | Alan Sherriff | Energy Queensland | Winter | Non-coincident | 2021 | POE50 | Operational-demand | 0.62721 | 18.5685
QLD | QASF | Alan Sherriff | Energy Queensland | Winter | Non-coincident | 2021 | POE90 | Operational-demand | -0.07435 | NA
QLD | QASF | Alan Sherriff | Energy Queensland | Winter | Coincident_unreconciled | 2022 | POE50 | Operational-demand | 2.9158 | NA
QLD | QASF | Alan Sherriff | Energy Queensland | Winter | Coincident_unreconciled | 2022 | POE90 | Operational-demand | 2.4681 | NA
QLD | QASF | Alan Sherriff | Energy Queensland | Winter | Non-coincident | 2022 | POE50 | Operational-demand | -0.37729 | 18.7884
QLD | QASF | Alan Sherriff | Energy Queensland | Winter | Non-coincident | 2022 | POE90 | Operational-demand | -1.0872 | NA
QLD | QASF | Alan Sherriff | Energy Queensland | Winter | Coincident_unreconciled | 2023 | POE50 | Operational-demand | 2.476 | NA
QLD | QASF | Alan Sherriff | Energy Queensland | Winter | Coincident_unreconciled | 2023 | POE90 | Operational-demand | 2.023 | NA
QLD | QASF | Alan Sherriff | Energy Queensland | Winter | Non-coincident | 2023 | POE50 | Operational-demand | -1.0747 | 19.0092
QLD | QASF | Alan Sherriff | Energy Queensland | Winter | Non-coincident | 2023 | POE90 | Operational-demand | -1.793 | NA
QLD | QASF | Alan Sherriff | Energy Queensland | Winter | Coincident_unreconciled | 2024 | POE50 | Operational-demand | 2.2462 | NA
QLD | QASF | Alan Sherriff | Energy Queensland | Winter | Coincident_unreconciled | 2024 | POE90 | Operational-demand | 1.7879 | NA
QLD | QASF | Alan Sherriff | Energy Queensland | Winter | Non-coincident | 2024 | POE50 | Operational-demand | -1.4391 | 19.2265
QLD | QASF | Alan Sherriff | Energy Queensland | Winter | Non-coincident | 2024 | POE90 | Operational-demand | -2.1658 | NA
QLD | QASF | Alan Sherriff | Energy Queensland | Winter | Coincident_unreconciled | 2025 | POE50 | Operational-demand | 2.0417 | NA
QLD | QASF | Alan Sherriff | Energy Queensland | Winter | Coincident_unreconciled | 2025 | POE90 | Operational-demand | 1.5781 | NA
QLD | QASF | Alan Sherriff | Energy Queensland | Winter | Non-coincident | 2025 | POE50 | Operational-demand | -1.7634 | 19.45
QLD | QASF | Alan Sherriff | Energy Queensland | Winter | Non-coincident | 2025 | POE90 | Operational-demand | -2.4984 | NA
QLD | QASF | Alan Sherriff | Energy Queensland | Winter | Coincident_unreconciled | 2026 | POE50 | Operational-demand | 1.8197 | NA
QLD | QASF | Alan Sherriff | Energy Queensland | Winter | Coincident_unreconciled | 2026 | POE90 | Operational-demand | 1.3509 | NA
QLD | QASF | Alan Sherriff | Energy Queensland | Winter | Non-coincident | 2026 | POE50 | Operational-demand | -2.1153 | 19.6908
QLD | QASF | Alan Sherriff | Energy Queensland | Winter | Non-coincident | 2026 | POE90 | Operational-demand | -2.8588 | NA
QLD | QASF | Alan Sherriff | Energy Queensland | Winter | Coincident_unreconciled | 2027 | POE50 | Operational-demand | 1.6663 | NA
QLD | QASF | Alan Sherriff | Energy Queensland | Winter | Coincident_unreconciled | 2027 | POE90 | Operational-demand | 1.1917 | NA
QLD | QASF | Alan Sherriff | Energy Queensland | Winter | Non-coincident | 2027 | POE50 | Operational-demand | -2.3587 | 19.9755
QLD | QASF | Alan Sherriff | Energy Queensland | Winter | Non-coincident | 2027 | POE90 | Operational-demand | -3.1113 | NA
QLD | QASF | Alan Sherriff | Energy Queensland | Winter | Coincident_unreconciled | 2028 | POE50 | Operational-demand | 1.5313 | NA
QLD | QASF | Alan Sherriff | Energy Queensland | Winter | Coincident_unreconciled | 2028 | POE90 | Operational-demand | 1.0509 | NA
QLD | QASF | Alan Sherriff | Energy Queensland | Winter | Non-coincident | 2028 | POE50 | Operational-demand | -2.5727 | 20.2949
QLD | QASF | Alan Sherriff | Energy Queensland | Winter | Non-coincident | 2028 | POE90 | Operational-demand | -3.3344 | NA
QLD | QASF | Alan Sherriff | Energy Queensland | Winter | Coincident_unreconciled | 2029 | POE50 | Operational-demand | 1.403 | NA
QLD | QASF | Alan Sherriff | Energy Queensland | Winter | Coincident_unreconciled | 2029 | POE90 | Operational-demand | 0.91681 | NA
QLD | QASF | Alan Sherriff | Energy Queensland | Winter | Non-coincident | 2029 | POE50 | Operational-demand | -2.7762 | 20.644
QLD | QASF | Alan Sherriff | Energy Queensland | Winter | Non-coincident | 2029 | POE90 | Operational-demand | -3.5471 | NA
QLD | QASF | Alan Sherriff | Energy Queensland | Shoulder | Non-coincident | 2019 | BASEYEARPOE10 | Operational-demand | NA | 19.0728
QLD | QASF | Alan Sherriff | Energy Queensland | Shoulder | Coincident | 2021 | POE10 | Operational-demand | NA | 17.9916
QLD | QASF | Alan Sherriff | Energy Queensland | Shoulder | Coincident | 2021 | POE50 | Operational-demand | NA | 17.9942
QLD | QASF | Alan Sherriff | Energy Queensland | Shoulder | Non-coincident | 2021 | POE10 | Operational-demand | NA | 20.1135
QLD | QASF | Alan Sherriff | Energy Queensland | Shoulder | Coincident | 2022 | POE10 | Operational-demand | NA | 18.6775
QLD | QASF | Alan Sherriff | Energy Queensland | Shoulder | Coincident | 2022 | POE50 | Operational-demand | NA | 18.3684
QLD | QASF | Alan Sherriff | Energy Queensland | Shoulder | Non-coincident | 2022 | POE10 | Operational-demand | NA | 20.3131
QLD | QASF | Alan Sherriff | Energy Queensland | Shoulder | Coincident | 2023 | POE10 | Operational-demand | NA | 18.933
QLD | QASF | Alan Sherriff | Energy Queensland | Shoulder | Coincident | 2023 | POE50 | Operational-demand | NA | 18.7099
QLD | QASF | Alan Sherriff | Energy Queensland | Shoulder | Non-coincident | 2023 | POE10 | Operational-demand | NA | 20.5444
QLD | QASF | Alan Sherriff | Energy Queensland | Shoulder | Coincident | 2024 | POE10 | Operational-demand | NA | 19.2436
QLD | QASF | Alan Sherriff | Energy Queensland | Shoulder | Coincident | 2024 | POE50 | Operational-demand | NA | 19.267
QLD | QASF | Alan Sherriff | Energy Queensland | Shoulder | Non-coincident | 2024 | POE10 | Operational-demand | NA | 20.774
QLD | QASF | Alan Sherriff | Energy Queensland | Shoulder | Coincident | 2025 | POE10 | Operational-demand | NA | 19.5258
QLD | QASF | Alan Sherriff | Energy Queensland | Shoulder | Coincident | 2025 | POE50 | Operational-demand | NA | 19.4078
QLD | QASF | Alan Sherriff | Energy Queensland | Shoulder | Non-coincident | 2025 | POE10 | Operational-demand | NA | 21.0057
QLD | QASF | Alan Sherriff | Energy Queensland | Shoulder | Coincident | 2026 | POE10 | Operational-demand | NA | 19.6575
QLD | QASF | Alan Sherriff | Energy Queensland | Shoulder | Coincident | 2026 | POE50 | Operational-demand | NA | 19.6468
QLD | QASF | Alan Sherriff | Energy Queensland | Shoulder | Non-coincident | 2026 | POE10 | Operational-demand | NA | 21.2493
QLD | QASF | Alan Sherriff | Energy Queensland | Shoulder | Coincident | 2027 | POE10 | Operational-demand | NA | 19.8408
QLD | QASF | Alan Sherriff | Energy Queensland | Shoulder | Coincident | 2027 | POE50 | Operational-demand | NA | 19.8116
QLD | QASF | Alan Sherriff | Energy Queensland | Shoulder | Non-coincident | 2027 | POE10 | Operational-demand | NA | 21.5282
QLD | QASF | Alan Sherriff | Energy Queensland | Shoulder | Coincident | 2028 | POE10 | Operational-demand | NA | 20.066
QLD | QASF | Alan Sherriff | Energy Queensland | Shoulder | Coincident | 2028 | POE50 | Operational-demand | NA | 20.0869
QLD | QASF | Alan Sherriff | Energy Queensland | Shoulder | Non-coincident | 2028 | POE10 | Operational-demand | NA | 21.8457
QLD | QASF | Alan Sherriff | Energy Queensland | Shoulder | Coincident | 2029 | POE10 | Operational-demand | NA | 20.5873
QLD | QASF | Alan Sherriff | Energy Queensland | Shoulder | Coincident | 2029 | POE50 | Operational-demand | NA | 20.4901
QLD | QASF | Alan Sherriff | Energy Queensland | Shoulder | Non-coincident | 2029 | POE10 | Operational-demand | NA | 22.1957
QLD | QASF | Alan Sherriff | Energy Queensland | Shoulder | Coincident | 2030 | POE10 | Operational-demand | NA | 20.9521
QLD | QASF | Alan Sherriff | Energy Queensland | Shoulder | Coincident | 2030 | POE50 | Operational-demand | NA | 20.8784
QLD | QASF | Alan Sherriff | Energy Queensland | Shoulder | Non-coincident | 2030 | POE10 | Operational-demand | NA | 22.5789
QLD | QASF | Alan Sherriff | Energy Queensland | Summer | Non-coincident | 2019 | BASEYEARPOE10 | Operational-demand | NA | 32.5893
QLD | QASF | Alan Sherriff | Energy Queensland | Summer | Coincident | 2021 | POE10 | Operational-demand | NA | 28.0844
QLD | QASF | Alan Sherriff | Energy Queensland | Summer | Coincident | 2021 | POE50 | Operational-demand | NA | 25.0804
QLD | QASF | Alan Sherriff | Energy Queensland | Summer | Non-coincident | 2021 | POE10 | Operational-demand | NA | 34.3511
QLD | QASF | Alan Sherriff | Energy Queensland | Summer | Coincident | 2022 | POE10 | Operational-demand | NA | 28.882
QLD | QASF | Alan Sherriff | Energy Queensland | Summer | Coincident | 2022 | POE50 | Operational-demand | NA | 25.7525
QLD | QASF | Alan Sherriff | Energy Queensland | Summer | Non-coincident | 2022 | POE10 | Operational-demand | NA | 34.6966
QLD | QASF | Alan Sherriff | Energy Queensland | Summer | Coincident | 2023 | POE10 | Operational-demand | NA | 29.377
QLD | QASF | Alan Sherriff | Energy Queensland | Summer | Coincident | 2023 | POE50 | Operational-demand | NA | 26.1354
QLD | QASF | Alan Sherriff | Energy Queensland | Summer | Non-coincident | 2023 | POE10 | Operational-demand | NA | 35.098
QLD | QASF | Alan Sherriff | Energy Queensland | Summer | Coincident | 2024 | POE10 | Operational-demand | NA | 30.056
QLD | QASF | Alan Sherriff | Energy Queensland | Summer | Coincident | 2024 | POE50 | Operational-demand | NA | 26.765
QLD | QASF | Alan Sherriff | Energy Queensland | Summer | Non-coincident | 2024 | POE10 | Operational-demand | NA | 35.5008
QLD | QASF | Alan Sherriff | Energy Queensland | Summer | Coincident | 2025 | POE10 | Operational-demand | NA | 30.2578
QLD | QASF | Alan Sherriff | Energy Queensland | Summer | Coincident | 2025 | POE50 | Operational-demand | NA | 27.084
QLD | QASF | Alan Sherriff | Energy Queensland | Summer | Non-coincident | 2025 | POE10 | Operational-demand | NA | 35.9072
QLD | QASF | Alan Sherriff | Energy Queensland | Summer | Coincident | 2026 | POE10 | Operational-demand | NA | 30.7402
QLD | QASF | Alan Sherriff | Energy Queensland | Summer | Coincident | 2026 | POE50 | Operational-demand | NA | 27.4265
QLD | QASF | Alan Sherriff | Energy Queensland | Summer | Non-coincident | 2026 | POE10 | Operational-demand | NA | 36.3276
QLD | QASF | Alan Sherriff | Energy Queensland | Summer | Coincident | 2027 | POE10 | Operational-demand | NA | 30.893
QLD | QASF | Alan Sherriff | Energy Queensland | Summer | Coincident | 2027 | POE50 | Operational-demand | NA | 27.6634
QLD | QASF | Alan Sherriff | Energy Queensland | Summer | Non-coincident | 2027 | POE10 | Operational-demand | NA | 36.7993
QLD | QASF | Alan Sherriff | Energy Queensland | Summer | Coincident | 2028 | POE10 | Operational-demand | NA | 31.3409
QLD | QASF | Alan Sherriff | Energy Queensland | Summer | Coincident | 2028 | POE50 | Operational-demand | NA | 28.0596
QLD | QASF | Alan Sherriff | Energy Queensland | Summer | Non-coincident | 2028 | POE10 | Operational-demand | NA | 37.3229
QLD | QASF | Alan Sherriff | Energy Queensland | Summer | Coincident | 2029 | POE10 | Operational-demand | NA | 31.7123
QLD | QASF | Alan Sherriff | Energy Queensland | Summer | Coincident | 2029 | POE50 | Operational-demand | NA | 28.528
QLD | QASF | Alan Sherriff | Energy Queensland | Summer | Non-coincident | 2029 | POE10 | Operational-demand | NA | 37.8822
QLD | QASF | Alan Sherriff | Energy Queensland | Summer | Coincident | 2030 | POE10 | Operational-demand | NA | 32.2318
QLD | QASF | Alan Sherriff | Energy Queensland | Summer | Coincident | 2030 | POE50 | Operational-demand | NA | 28.8603
QLD | QASF | Alan Sherriff | Energy Queensland | Summer | Non-coincident | 2030 | POE10 | Operational-demand | NA | 38.4781
QLD | QASF | Alan Sherriff | Energy Queensland | Winter | Non-coincident | 2019 | BASEYEARPOE10 | Operational-demand | NA | 18.6024
QLD | QASF | Alan Sherriff | Energy Queensland | Winter | Coincident | 2020 | POE10 | Operational-demand | NA | 16.9127
QLD | QASF | Alan Sherriff | Energy Queensland | Winter | Coincident | 2020 | POE50 | Operational-demand | NA | 16.1802
QLD | QASF | Alan Sherriff | Energy Queensland | Winter | Non-coincident | 2020 | POE10 | Operational-demand | NA | 19.0191
QLD | QASF | Alan Sherriff | Energy Queensland | Winter | Coincident | 2021 | POE10 | Operational-demand | NA | 16.9164
QLD | QASF | Alan Sherriff | Energy Queensland | Winter | Coincident | 2021 | POE50 | Operational-demand | NA | 16.1795
QLD | QASF | Alan Sherriff | Energy Queensland | Winter | Non-coincident | 2021 | POE10 | Operational-demand | NA | 19.1792
QLD | QASF | Alan Sherriff | Energy Queensland | Winter | Coincident | 2022 | POE10 | Operational-demand | NA | 17.5021
QLD | QASF | Alan Sherriff | Energy Queensland | Winter | Coincident | 2022 | POE50 | Operational-demand | NA | 16.7428
QLD | QASF | Alan Sherriff | Energy Queensland | Winter | Non-coincident | 2022 | POE10 | Operational-demand | NA | 19.4063
QLD | QASF | Alan Sherriff | Energy Queensland | Winter | Coincident | 2023 | POE10 | Operational-demand | NA | 17.8781
QLD | QASF | Alan Sherriff | Energy Queensland | Winter | Coincident | 2023 | POE50 | Operational-demand | NA | 17.0865
QLD | QASF | Alan Sherriff | Energy Queensland | Winter | Non-coincident | 2023 | POE10 | Operational-demand | NA | 19.6344
QLD | QASF | Alan Sherriff | Energy Queensland | Winter | Coincident | 2024 | POE10 | Operational-demand | NA | 18.359
QLD | QASF | Alan Sherriff | Energy Queensland | Winter | Coincident | 2024 | POE50 | Operational-demand | NA | 17.4789
QLD | QASF | Alan Sherriff | Energy Queensland | Winter | Non-coincident | 2024 | POE10 | Operational-demand | NA | 19.859
QLD | QASF | Alan Sherriff | Energy Queensland | Winter | Coincident | 2025 | POE10 | Operational-demand | NA | 18.5219
QLD | QASF | Alan Sherriff | Energy Queensland | Winter | Coincident | 2025 | POE50 | Operational-demand | NA | 17.6722
QLD | QASF | Alan Sherriff | Energy Queensland | Winter | Non-coincident | 2025 | POE10 | Operational-demand | NA | 20.0898
QLD | QASF | Alan Sherriff | Energy Queensland | Winter | Coincident | 2026 | POE10 | Operational-demand | NA | 18.7451
QLD | QASF | Alan Sherriff | Energy Queensland | Winter | Coincident | 2026 | POE50 | Operational-demand | NA | 17.9198
QLD | QASF | Alan Sherriff | Energy Queensland | Winter | Non-coincident | 2026 | POE10 | Operational-demand | NA | 20.3379
QLD | QASF | Alan Sherriff | Energy Queensland | Winter | Coincident | 2027 | POE10 | Operational-demand | NA | 19.0047
QLD | QASF | Alan Sherriff | Energy Queensland | Winter | Coincident | 2027 | POE50 | Operational-demand | NA | 18.1713
QLD | QASF | Alan Sherriff | Energy Queensland | Winter | Non-coincident | 2027 | POE10 | Operational-demand | NA | 20.6307
QLD | QASF | Alan Sherriff | Energy Queensland | Winter | Coincident | 2028 | POE10 | Operational-demand | NA | 19.5095
QLD | QASF | Alan Sherriff | Energy Queensland | Winter | Coincident | 2028 | POE50 | Operational-demand | NA | 18.5121
QLD | QASF | Alan Sherriff | Energy Queensland | Winter | Non-coincident | 2028 | POE10 | Operational-demand | NA | 20.958
QLD | QASF | Alan Sherriff | Energy Queensland | Winter | Coincident | 2029 | POE10 | Operational-demand | NA | 19.7449
QLD | QASF | Alan Sherriff | Energy Queensland | Winter | Coincident | 2029 | POE50 | Operational-demand | NA | 18.8366
QLD | QASF | Alan Sherriff | Energy Queensland | Winter | Non-coincident | 2029 | POE10 | Operational-demand | NA | 21.3151
QLD | QBBS | Belmont Wecker Road 33 | Energy Queensland | Shoulder | Coincident | 2017 | ACTUAL_OPG | Operational-demand | 29.3737 | 74.9204
QLD | QBBS | Belmont Wecker Road 33 | Energy Queensland | Shoulder | Coincident | 2017 | ACTUAL_RAW | Operational-demand | 29.3737 | 74.9204
QLD | QBBS | Belmont Wecker Road 33 | Energy Queensland | Shoulder | Non-coincident | 2017 | ACTUAL_RAW | Operational-demand | 28.3016 | 81.3991
QLD | QBBS | Belmont Wecker Road 33 | Energy Queensland | Shoulder | Non-coincident | 2017 | ACTUAL_OPG | Operational-demand | 28.3016 | 81.3991
QLD | QBBS | Belmont Wecker Road 33 | Energy Queensland | Shoulder | Non-coincident | 2017 | ACTUAL_ADJUSTEDOPG | Operational-demand | 28.3016 | 81.3991
QLD | QBBS | Belmont Wecker Road 33 | Energy Queensland | Shoulder | Coincident | 2018 | ACTUAL_OPG | Operational-demand | 29.4579 | 82.0568
QLD | QBBS | Belmont Wecker Road 33 | Energy Queensland | Shoulder | Coincident | 2018 | ACTUAL_RAW | Operational-demand | 29.4579 | 82.0568
QLD | QBBS | Belmont Wecker Road 33 | Energy Queensland | Shoulder | Non-coincident | 2018 | ACTUAL_RAW | Operational-demand | 25.5419 | 86.5617
QLD | QBBS | Belmont Wecker Road 33 | Energy Queensland | Shoulder | Non-coincident | 2018 | ACTUAL_OPG | Operational-demand | 25.5419 | 86.5617
QLD | QBBS | Belmont Wecker Road 33 | Energy Queensland | Shoulder | Non-coincident | 2018 | ACTUAL_ADJUSTEDOPG | Operational-demand | 25.5419 | 86.5617
QLD | QBBS | Belmont Wecker Road 33 | Energy Queensland | Shoulder | Coincident | 2019 | ACTUAL_OPG | Operational-demand | 30.875 | 78.6766
QLD | QBBS | Belmont Wecker Road 33 | Energy Queensland | Shoulder | Coincident | 2019 | ACTUAL_RAW | Operational-demand | 30.875 | 78.6766
QLD | QBBS | Belmont Wecker Road 33 | Energy Queensland | Shoulder | Non-coincident | 2019 | ACTUAL_RAW | Operational-demand | 24.3476 | 82.7933
QLD | QBBS | Belmont Wecker Road 33 | Energy Queensland | Shoulder | Non-coincident | 2019 | ACTUAL_OPG | Operational-demand | 24.3476 | 82.7933
QLD | QBBS | Belmont Wecker Road 33 | Energy Queensland | Shoulder | Non-coincident | 2019 | ACTUAL_ADJUSTEDOPG | Operational-demand | 24.3476 | 82.7933
QLD | QBBS | Belmont Wecker Road 33 | Energy Queensland | Shoulder | Non-coincident | 2019 | BASEYEARPOE90 | Operational-demand | 21.0167 | NA
QLD | QBBS | Belmont Wecker Road 33 | Energy Queensland | Shoulder | Non-coincident | 2019 | BASEYEARPOE50 | Operational-demand | 23.2068 | 81.5464
QLD | QBBS | Belmont Wecker Road 33 | Energy Queensland | Shoulder | Coincident | 2020 | ACTUAL_OPG | Operational-demand | 26.1045 | 74.5941
QLD | QBBS | Belmont Wecker Road 33 | Energy Queensland | Shoulder | Coincident | 2020 | ACTUAL_RAW | Operational-demand | 26.1045 | 74.5941
QLD | QBBS | Belmont Wecker Road 33 | Energy Queensland | Shoulder | Non-coincident | 2020 | ACTUAL_RAW | Operational-demand | 24.212 | 78.0937
QLD | QBBS | Belmont Wecker Road 33 | Energy Queensland | Shoulder | Non-coincident | 2020 | ACTUAL_OPG | Operational-demand | 24.212 | 78.0937
QLD | QBBS | Belmont Wecker Road 33 | Energy Queensland | Shoulder | Non-coincident | 2020 | ACTUAL_ADJUSTEDOPG | Operational-demand | 24.212 | 78.0937
QLD | QBBS | Belmont Wecker Road 33 | Energy Queensland | Shoulder | Coincident_unreconciled | 2021 | POE50 | Operational-demand | 24 | NA
QLD | QBBS | Belmont Wecker Road 33 | Energy Queensland | Shoulder | Coincident_unreconciled | 2021 | POE90 | Operational-demand | 21.251 | NA
QLD | QBBS | Belmont Wecker Road 33 | Energy Queensland | Shoulder | Non-coincident | 2021 | POE50 | Operational-demand | 20.8 | 82.2766
QLD | QBBS | Belmont Wecker Road 33 | Energy Queensland | Shoulder | Non-coincident | 2021 | POE90 | Operational-demand | 18.784 | NA
QLD | QBBS | Belmont Wecker Road 33 | Energy Queensland | Shoulder | Coincident_unreconciled | 2022 | POE50 | Operational-demand | 20.1313 | NA
QLD | QBBS | Belmont Wecker Road 33 | Energy Queensland | Shoulder | Coincident_unreconciled | 2022 | POE90 | Operational-demand | 17.358 | NA
QLD | QBBS | Belmont Wecker Road 33 | Energy Queensland | Shoulder | Non-coincident | 2022 | POE50 | Operational-demand | 17.9628 | 82.8338
QLD | QBBS | Belmont Wecker Road 33 | Energy Queensland | Shoulder | Non-coincident | 2022 | POE90 | Operational-demand | 15.9289 | NA
QLD | QBBS | Belmont Wecker Road 33 | Energy Queensland | Shoulder | Coincident_unreconciled | 2023 | POE50 | Operational-demand | 16.7139 | NA
QLD | QBBS | Belmont Wecker Road 33 | Energy Queensland | Shoulder | Coincident_unreconciled | 2023 | POE90 | Operational-demand | 13.9186 | NA
QLD | QBBS | Belmont Wecker Road 33 | Energy Queensland | Shoulder | Non-coincident | 2023 | POE50 | Operational-demand | 15.4566 | 83.5796
QLD | QBBS | Belmont Wecker Road 33 | Energy Queensland | Shoulder | Non-coincident | 2023 | POE90 | Operational-demand | 13.4066 | NA
QLD | QBBS | Belmont Wecker Road 33 | Energy Queensland | Shoulder | Coincident_unreconciled | 2024 | POE50 | Operational-demand | 14.0301 | NA
QLD | QBBS | Belmont Wecker Road 33 | Energy Queensland | Shoulder | Coincident_unreconciled | 2024 | POE90 | Operational-demand | 11.2129 | NA
QLD | QBBS | Belmont Wecker Road 33 | Energy Queensland | Shoulder | Non-coincident | 2024 | POE50 | Operational-demand | 13.4884 | 85.5893
QLD | QBBS | Belmont Wecker Road 33 | Energy Queensland | Shoulder | Non-coincident | 2024 | POE90 | Operational-demand | 11.4223 | NA
QLD | QBBS | Belmont Wecker Road 33 | Energy Queensland | Shoulder | Coincident_unreconciled | 2025 | POE50 | Operational-demand | 11.5981 | NA
QLD | QBBS | Belmont Wecker Road 33 | Energy Queensland | Shoulder | Coincident_unreconciled | 2025 | POE90 | Operational-demand | 8.759 | NA
QLD | QBBS | Belmont Wecker Road 33 | Energy Queensland | Shoulder | Non-coincident | 2025 | POE50 | Operational-demand | 11.7048 | 85.7379
QLD | QBBS | Belmont Wecker Road 33 | Energy Queensland | Shoulder | Non-coincident | 2025 | POE90 | Operational-demand | 9.6227 | NA
QLD | QBBS | Belmont Wecker Road 33 | Energy Queensland | Shoulder | Coincident_unreconciled | 2026 | POE50 | Operational-demand | 9.4021 | NA
QLD | QBBS | Belmont Wecker Road 33 | Energy Queensland | Shoulder | Coincident_unreconciled | 2026 | POE90 | Operational-demand | 6.5411 | NA
QLD | QBBS | Belmont Wecker Road 33 | Energy Queensland | Shoulder | Non-coincident | 2026 | POE50 | Operational-demand | 10.0944 | 86.3191
QLD | QBBS | Belmont Wecker Road 33 | Energy Queensland | Shoulder | Non-coincident | 2026 | POE90 | Operational-demand | 7.9962 | NA
QLD | QBBS | Belmont Wecker Road 33 | Energy Queensland | Shoulder | Coincident_unreconciled | 2027 | POE50 | Operational-demand | 7.6478 | NA
QLD | QBBS | Belmont Wecker Road 33 | Energy Queensland | Shoulder | Coincident_unreconciled | 2027 | POE90 | Operational-demand | 4.7655 | NA
QLD | QBBS | Belmont Wecker Road 33 | Energy Queensland | Shoulder | Non-coincident | 2027 | POE50 | Operational-demand | 8.8078 | 86.509
QLD | QBBS | Belmont Wecker Road 33 | Energy Queensland | Shoulder | Non-coincident | 2027 | POE90 | Operational-demand | 6.694 | NA
QLD | QBBS | Belmont Wecker Road 33 | Energy Queensland | Shoulder | Coincident_unreconciled | 2028 | POE50 | Operational-demand | 6.2124 | NA
QLD | QBBS | Belmont Wecker Road 33 | Energy Queensland | Shoulder | Coincident_unreconciled | 2028 | POE90 | Operational-demand | 3.3093 | NA
QLD | QBBS | Belmont Wecker Road 33 | Energy Queensland | Shoulder | Non-coincident | 2028 | POE50 | Operational-demand | 7.7551 | 87.1574
QLD | QBBS | Belmont Wecker Road 33 | Energy Queensland | Shoulder | Non-coincident | 2028 | POE90 | Operational-demand | 5.6261 | NA
QLD | QBBS | Belmont Wecker Road 33 | Energy Queensland | Shoulder | Coincident_unreconciled | 2029 | POE50 | Operational-demand | 4.9796 | NA
QLD | QBBS | Belmont Wecker Road 33 | Energy Queensland | Shoulder | Coincident_unreconciled | 2029 | POE90 | Operational-demand | 2.0557 | NA
QLD | QBBS | Belmont Wecker Road 33 | Energy Queensland | Shoulder | Non-coincident | 2029 | POE50 | Operational-demand | 6.851 | 88.3844
QLD | QBBS | Belmont Wecker Road 33 | Energy Queensland | Shoulder | Non-coincident | 2029 | POE90 | Operational-demand | 4.7067 | NA
QLD | QBBS | Belmont Wecker Road 33 | Energy Queensland | Shoulder | Coincident_unreconciled | 2030 | POE50 | Operational-demand | 3.9509 | NA
QLD | QBBS | Belmont Wecker Road 33 | Energy Queensland | Shoulder | Coincident_unreconciled | 2030 | POE90 | Operational-demand | 1.0061 | NA
QLD | QBBS | Belmont Wecker Road 33 | Energy Queensland | Shoulder | Non-coincident | 2030 | POE50 | Operational-demand | 6.0966 | 89.5472
QLD | QBBS | Belmont Wecker Road 33 | Energy Queensland | Shoulder | Non-coincident | 2030 | POE90 | Operational-demand | 3.937 | NA
QLD | QBBS | Belmont Wecker Road 33 | Energy Queensland | Summer | Coincident | 2017 | ACTUAL_OPG | Operational-demand | 32.6669 | 118.7669
QLD | QBBS | Belmont Wecker Road 33 | Energy Queensland | Summer | Coincident | 2017 | ACTUAL_RAW | Operational-demand | 32.6669 | 118.7669
QLD | QBBS | Belmont Wecker Road 33 | Energy Queensland | Summer | Non-coincident | 2017 | ACTUAL_RAW | Operational-demand | 30.9864 | 128.1693
QLD | QBBS | Belmont Wecker Road 33 | Energy Queensland | Summer | Non-coincident | 2017 | ACTUAL_OPG | Operational-demand | 30.9864 | 128.1693
QLD | QBBS | Belmont Wecker Road 33 | Energy Queensland | Summer | Non-coincident | 2017 | ACTUAL_ADJUSTEDOPG | Operational-demand | 30.9864 | 128.1693
QLD | QBBS | Belmont Wecker Road 33 | Energy Queensland | Summer | Coincident | 2018 | ACTUAL_OPG | Operational-demand | 29.3125 | 121.1267
QLD | QBBS | Belmont Wecker Road 33 | Energy Queensland | Summer | Coincident | 2018 | ACTUAL_RAW | Operational-demand | 29.3125 | 121.1267
QLD | QBBS | Belmont Wecker Road 33 | Energy Queensland | Summer | Non-coincident | 2018 | ACTUAL_RAW | Operational-demand | 28.3306 | 125.2635
QLD | QBBS | Belmont Wecker Road 33 | Energy Queensland | Summer | Non-coincident | 2018 | ACTUAL_OPG | Operational-demand | 28.3306 | 125.2635
QLD | QBBS | Belmont Wecker Road 33 | Energy Queensland | Summer | Non-coincident | 2018 | ACTUAL_ADJUSTEDOPG | Operational-demand | 28.3306 | 125.2635
QLD | QBBS | Belmont Wecker Road 33 | Energy Queensland | Summer | Coincident | 2019 | ACTUAL_OPG | Operational-demand | 28.7082 | 123.5277
QLD | QBBS | Belmont Wecker Road 33 | Energy Queensland | Summer | Coincident | 2019 | ACTUAL_RAW | Operational-demand | 28.7082 | 123.5277
QLD | QBBS | Belmont Wecker Road 33 | Energy Queensland | Summer | Non-coincident | 2019 | ACTUAL_RAW | Operational-demand | 27.8806 | 125.0931
QLD | QBBS | Belmont Wecker Road 33 | Energy Queensland | Summer | Non-coincident | 2019 | ACTUAL_OPG | Operational-demand | 27.8806 | 125.0931
QLD | QBBS | Belmont Wecker Road 33 | Energy Queensland | Summer | Non-coincident | 2019 | ACTUAL_ADJUSTEDOPG | Operational-demand | 27.8806 | 125.0931
QLD | QBBS | Belmont Wecker Road 33 | Energy Queensland | Summer | Non-coincident | 2019 | BASEYEARPOE90 | Operational-demand | 22.8335 | NA
QLD | QBBS | Belmont Wecker Road 33 | Energy Queensland | Summer | Non-coincident | 2019 | BASEYEARPOE50 | Operational-demand | 24.8308 | 117.7465
QLD | QBBS | Belmont Wecker Road 33 | Energy Queensland | Summer | Coincident | 2020 | ACTUAL_OPG | Operational-demand | 27.2668 | 119.5072
QLD | QBBS | Belmont Wecker Road 33 | Energy Queensland | Summer | Coincident | 2020 | ACTUAL_RAW | Operational-demand | 27.2668 | 119.5072
QLD | QBBS | Belmont Wecker Road 33 | Energy Queensland | Summer | Non-coincident | 2020 | ACTUAL_RAW | Operational-demand | 24.0252 | 136.743
QLD | QBBS | Belmont Wecker Road 33 | Energy Queensland | Summer | Non-coincident | 2020 | ACTUAL_OPG | Operational-demand | 24.0252 | 136.743
QLD | QBBS | Belmont Wecker Road 33 | Energy Queensland | Summer | Non-coincident | 2020 | ACTUAL_ADJUSTEDOPG | Operational-demand | 24.0252 | 136.743
QLD | QBBS | Belmont Wecker Road 33 | Energy Queensland | Summer | Coincident_unreconciled | 2021 | POE50 | Operational-demand | 27.045 | NA
QLD | QBBS | Belmont Wecker Road 33 | Energy Queensland | Summer | Coincident_unreconciled | 2021 | POE90 | Operational-demand | 23.4343 | NA
QLD | QBBS | Belmont Wecker Road 33 | Energy Queensland | Summer | Non-coincident | 2021 | POE50 | Operational-demand | 25.045 | 121.2478
QLD | QBBS | Belmont Wecker Road 33 | Energy Queensland | Summer | Non-coincident | 2021 | POE90 | Operational-demand | 15.4768 | NA
QLD | QBBS | Belmont Wecker Road 33 | Energy Queensland | Summer | Coincident_unreconciled | 2022 | POE50 | Operational-demand | 24.3498 | NA
QLD | QBBS | Belmont Wecker Road 33 | Energy Queensland | Summer | Coincident_unreconciled | 2022 | POE90 | Operational-demand | 20.7115 | NA
QLD | QBBS | Belmont Wecker Road 33 | Energy Queensland | Summer | Non-coincident | 2022 | POE50 | Operational-demand | 24.2641 | 122.0422
QLD | QBBS | Belmont Wecker Road 33 | Energy Queensland | Summer | Non-coincident | 2022 | POE90 | Operational-demand | 14.6291 | NA
QLD | QBBS | Belmont Wecker Road 33 | Energy Queensland | Summer | Coincident_unreconciled | 2023 | POE50 | Operational-demand | 21.9594 | NA
QLD | QBBS | Belmont Wecker Road 33 | Energy Queensland | Summer | Coincident_unreconciled | 2023 | POE90 | Operational-demand | 18.2962 | NA
QLD | QBBS | Belmont Wecker Road 33 | Energy Queensland | Summer | Non-coincident | 2023 | POE50 | Operational-demand | 22.4562 | 122.7583
QLD | QBBS | Belmont Wecker Road 33 | Energy Queensland | Summer | Non-coincident | 2023 | POE90 | Operational-demand | 13.8786 | NA
QLD | QBBS | Belmont Wecker Road 33 | Energy Queensland | Summer | Coincident_unreconciled | 2024 | POE50 | Operational-demand | 20.1111 | NA
QLD | QBBS | Belmont Wecker Road 33 | Energy Queensland | Summer | Coincident_unreconciled | 2024 | POE90 | Operational-demand | 16.4232 | NA
QLD | QBBS | Belmont Wecker Road 33 | Energy Queensland | Summer | Non-coincident | 2024 | POE50 | Operational-demand | 20.6187 | 123.4952
QLD | QBBS | Belmont Wecker Road 33 | Energy Queensland | Summer | Non-coincident | 2024 | POE90 | Operational-demand | 13.3117 | NA
QLD | QBBS | Belmont Wecker Road 33 | Energy Queensland | Summer | Coincident_unreconciled | 2025 | POE50 | Operational-demand | 18.403 | NA
QLD | QBBS | Belmont Wecker Road 33 | Energy Queensland | Summer | Coincident_unreconciled | 2025 | POE90 | Operational-demand | 14.6902 | NA
QLD | QBBS | Belmont Wecker Road 33 | Energy Queensland | Summer | Non-coincident | 2025 | POE50 | Operational-demand | 18.9206 | 124.2634
QLD | QBBS | Belmont Wecker Road 33 | Energy Queensland | Summer | Non-coincident | 2025 | POE90 | Operational-demand | 12.7886 | NA
QLD | QBBS | Belmont Wecker Road 33 | Energy Queensland | Summer | Coincident_unreconciled | 2026 | POE50 | Operational-demand | 16.8702 | NA
QLD | QBBS | Belmont Wecker Road 33 | Energy Queensland | Summer | Coincident_unreconciled | 2026 | POE90 | Operational-demand | 13.1326 | NA
QLD | QBBS | Belmont Wecker Road 33 | Energy Queensland | Summer | Non-coincident | 2026 | POE50 | Operational-demand | 17.3967 | 125.0967
QLD | QBBS | Belmont Wecker Road 33 | Energy Queensland | Summer | Non-coincident | 2026 | POE90 | Operational-demand | 12.3181 | NA
QLD | QBBS | Belmont Wecker Road 33 | Energy Queensland | Summer | Coincident_unreconciled | 2027 | POE50 | Operational-demand | 15.6668 | NA
QLD | QBBS | Belmont Wecker Road 33 | Energy Queensland | Summer | Coincident_unreconciled | 2027 | POE90 | Operational-demand | 11.9052 | NA
QLD | QBBS | Belmont Wecker Road 33 | Energy Queensland | Summer | Non-coincident | 2027 | POE50 | Operational-demand | 16.2004 | 126.0003
QLD | QBBS | Belmont Wecker Road 33 | Energy Queensland | Summer | Non-coincident | 2027 | POE90 | Operational-demand | 11.9459 | NA
QLD | QBBS | Belmont Wecker Road 33 | Energy Queensland | Summer | Coincident_unreconciled | 2028 | POE50 | Operational-demand | 14.6872 | NA
QLD | QBBS | Belmont Wecker Road 33 | Energy Queensland | Summer | Coincident_unreconciled | 2028 | POE90 | Operational-demand | 10.9019 | NA
QLD | QBBS | Belmont Wecker Road 33 | Energy Queensland | Summer | Non-coincident | 2028 | POE50 | Operational-demand | 15.2265 | 126.9686
QLD | QBBS | Belmont Wecker Road 33 | Energy Queensland | Summer | Non-coincident | 2028 | POE90 | Operational-demand | 11.4634 | NA
QLD | QBBS | Belmont Wecker Road 33 | Energy Queensland | Summer | Coincident_unreconciled | 2029 | POE50 | Operational-demand | 13.8745 | NA
QLD | QBBS | Belmont Wecker Road 33 | Energy Queensland | Summer | Coincident_unreconciled | 2029 | POE90 | Operational-demand | 10.0656 | NA
QLD | QBBS | Belmont Wecker Road 33 | Energy Queensland | Summer | Non-coincident | 2029 | POE50 | Operational-demand | 14.4185 | 128.0307
QLD | QBBS | Belmont Wecker Road 33 | Energy Queensland | Summer | Non-coincident | 2029 | POE90 | Operational-demand | 10.632 | NA
QLD | QBBS | Belmont Wecker Road 33 | Energy Queensland | Summer | Coincident_unreconciled | 2030 | POE50 | Operational-demand | 13.2286 | NA
QLD | QBBS | Belmont Wecker Road 33 | Energy Queensland | Summer | Coincident_unreconciled | 2030 | POE90 | Operational-demand | 9.3962 | NA
QLD | QBBS | Belmont Wecker Road 33 | Energy Queensland | Summer | Non-coincident | 2030 | POE50 | Operational-demand | 13.7765 | 129.2388
QLD | QBBS | Belmont Wecker Road 33 | Energy Queensland | Summer | Non-coincident | 2030 | POE90 | Operational-demand | 9.9665 | NA
QLD | QBBS | Belmont Wecker Road 33 | Energy Queensland | Winter | Coincident | 2016 | ACTUAL_OPG | Operational-demand | 32.397 | 91.0211
QLD | QBBS | Belmont Wecker Road 33 | Energy Queensland | Winter | Coincident | 2016 | ACTUAL_RAW | Operational-demand | 32.397 | 91.0211
QLD | QBBS | Belmont Wecker Road 33 | Energy Queensland | Winter | Non-coincident | 2016 | ACTUAL_RAW | Operational-demand | 29.5799 | 97.6631
QLD | QBBS | Belmont Wecker Road 33 | Energy Queensland | Winter | Non-coincident | 2016 | ACTUAL_OPG | Operational-demand | 29.5799 | 97.6631
QLD | QBBS | Belmont Wecker Road 33 | Energy Queensland | Winter | Coincident | 2017 | ACTUAL_OPG | Operational-demand | 36.4092 | 80.3048
QLD | QBBS | Belmont Wecker Road 33 | Energy Queensland | Winter | Coincident | 2017 | ACTUAL_RAW | Operational-demand | 36.4092 | 80.3048
QLD | QBBS | Belmont Wecker Road 33 | Energy Queensland | Winter | Non-coincident | 2017 | ACTUAL_RAW | Operational-demand | 28.0155 | 84.1441
QLD | QBBS | Belmont Wecker Road 33 | Energy Queensland | Winter | Non-coincident | 2017 | ACTUAL_OPG | Operational-demand | 28.0155 | 84.1441
QLD | QBBS | Belmont Wecker Road 33 | Energy Queensland | Winter | Non-coincident | 2017 | ACTUAL_ADJUSTEDOPG | Operational-demand | 28.0155 | 84.1441
QLD | QBBS | Belmont Wecker Road 33 | Energy Queensland | Winter | Coincident | 2018 | ACTUAL_OPG | Operational-demand | 32.6688 | 86.786
QLD | QBBS | Belmont Wecker Road 33 | Energy Queensland | Winter | Coincident | 2018 | ACTUAL_RAW | Operational-demand | 32.6688 | 86.786
QLD | QBBS | Belmont Wecker Road 33 | Energy Queensland | Winter | Non-coincident | 2018 | ACTUAL_RAW | Operational-demand | 29.5194 | 87.3238
QLD | QBBS | Belmont Wecker Road 33 | Energy Queensland | Winter | Non-coincident | 2018 | ACTUAL_OPG | Operational-demand | 29.5194 | 87.3238
QLD | QBBS | Belmont Wecker Road 33 | Energy Queensland | Winter | Non-coincident | 2018 | ACTUAL_ADJUSTEDOPG | Operational-demand | 29.5194 | 87.3238
QLD | QBBS | Belmont Wecker Road 33 | Energy Queensland | Winter | Coincident | 2019 | ACTUAL_OPG | Operational-demand | 37.4684 | 87.0305
QLD | QBBS | Belmont Wecker Road 33 | Energy Queensland | Winter | Coincident | 2019 | ACTUAL_RAW | Operational-demand | 37.4684 | 87.0305
QLD | QBBS | Belmont Wecker Road 33 | Energy Queensland | Winter | Non-coincident | 2019 | ACTUAL_RAW | Operational-demand | 28.1206 | 88.3219
QLD | QBBS | Belmont Wecker Road 33 | Energy Queensland | Winter | Non-coincident | 2019 | ACTUAL_OPG | Operational-demand | 28.1206 | 88.3219
QLD | QBBS | Belmont Wecker Road 33 | Energy Queensland | Winter | Non-coincident | 2019 | ACTUAL_ADJUSTEDOPG | Operational-demand | 28.1206 | 88.3219
QLD | QBBS | Belmont Wecker Road 33 | Energy Queensland | Winter | Non-coincident | 2019 | BASEYEARPOE90 | Operational-demand | 26.2857 | NA
QLD | QBBS | Belmont Wecker Road 33 | Energy Queensland | Winter | Non-coincident | 2019 | BASEYEARPOE50 | Operational-demand | 28.0193 | 85.8849
QLD | QBBS | Belmont Wecker Road 33 | Energy Queensland | Winter | Coincident_unreconciled | 2020 | POE50 | Operational-demand | 31.0592 | NA
QLD | QBBS | Belmont Wecker Road 33 | Energy Queensland | Winter | Coincident_unreconciled | 2020 | POE90 | Operational-demand | 28.435 | NA
QLD | QBBS | Belmont Wecker Road 33 | Energy Queensland | Winter | Non-coincident | 2020 | POE50 | Operational-demand | 27.0592 | 88.8012
QLD | QBBS | Belmont Wecker Road 33 | Energy Queensland | Winter | Non-coincident | 2020 | POE90 | Operational-demand | 25.0985 | NA
QLD | QBBS | Belmont Wecker Road 33 | Energy Queensland | Winter | Coincident_unreconciled | 2021 | POE50 | Operational-demand | 27.3609 | NA
QLD | QBBS | Belmont Wecker Road 33 | Energy Queensland | Winter | Coincident_unreconciled | 2021 | POE90 | Operational-demand | 24.7125 | NA
QLD | QBBS | Belmont Wecker Road 33 | Energy Queensland | Winter | Non-coincident | 2021 | POE50 | Operational-demand | 24.2959 | 89.4824
QLD | QBBS | Belmont Wecker Road 33 | Energy Queensland | Winter | Non-coincident | 2021 | POE90 | Operational-demand | 22.3171 | NA
QLD | QBBS | Belmont Wecker Road 33 | Energy Queensland | Winter | Coincident_unreconciled | 2022 | POE50 | Operational-demand | 23.8833 | NA
QLD | QBBS | Belmont Wecker Road 33 | Energy Queensland | Winter | Coincident_unreconciled | 2022 | POE90 | Operational-demand | 21.2155 | NA
QLD | QBBS | Belmont Wecker Road 33 | Energy Queensland | Winter | Non-coincident | 2022 | POE50 | Operational-demand | 21.6975 | 90.0207
QLD | QBBS | Belmont Wecker Road 33 | Energy Queensland | Winter | Non-coincident | 2022 | POE90 | Operational-demand | 19.7042 | NA
QLD | QBBS | Belmont Wecker Road 33 | Energy Queensland | Winter | Coincident_unreconciled | 2023 | POE50 | Operational-demand | 21.1262 | NA
QLD | QBBS | Belmont Wecker Road 33 | Energy Queensland | Winter | Coincident_unreconciled | 2023 | POE90 | Operational-demand | 18.439 | NA
QLD | QBBS | Belmont Wecker Road 33 | Energy Queensland | Winter | Non-coincident | 2023 | POE50 | Operational-demand | 19.6375 | 90.5661
QLD | QBBS | Belmont Wecker Road 33 | Energy Queensland | Winter | Non-coincident | 2023 | POE90 | Operational-demand | 17.6296 | NA
QLD | QBBS | Belmont Wecker Road 33 | Energy Queensland | Winter | Coincident_unreconciled | 2024 | POE50 | Operational-demand | 18.8373 | NA
QLD | QBBS | Belmont Wecker Road 33 | Energy Queensland | Winter | Coincident_unreconciled | 2024 | POE90 | Operational-demand | 16.1307 | NA
QLD | QBBS | Belmont Wecker Road 33 | Energy Queensland | Winter | Non-coincident | 2024 | POE50 | Operational-demand | 17.9272 | 91.0901
QLD | QBBS | Belmont Wecker Road 33 | Energy Queensland | Winter | Non-coincident | 2024 | POE90 | Operational-demand | 15.9049 | NA
QLD | QBBS | Belmont Wecker Road 33 | Energy Queensland | Winter | Coincident_unreconciled | 2025 | POE50 | Operational-demand | 16.7062 | NA
QLD | QBBS | Belmont Wecker Road 33 | Energy Queensland | Winter | Coincident_unreconciled | 2025 | POE90 | Operational-demand | 13.9802 | NA
QLD | QBBS | Belmont Wecker Road 33 | Energy Queensland | Winter | Non-coincident | 2025 | POE50 | Operational-demand | 16.3349 | 91.6457
QLD | QBBS | Belmont Wecker Road 33 | Energy Queensland | Winter | Non-coincident | 2025 | POE90 | Operational-demand | 14.2981 | NA
QLD | QBBS | Belmont Wecker Road 33 | Energy Queensland | Winter | Coincident_unreconciled | 2026 | POE50 | Operational-demand | 14.8433 | NA
QLD | QBBS | Belmont Wecker Road 33 | Energy Queensland | Winter | Coincident_unreconciled | 2026 | POE90 | Operational-demand | 12.098 | NA
QLD | QBBS | Belmont Wecker Road 33 | Energy Queensland | Winter | Non-coincident | 2026 | POE50 | Operational-demand | 14.943 | 92.2875
QLD | QBBS | Belmont Wecker Road 33 | Energy Queensland | Winter | Non-coincident | 2026 | POE90 | Operational-demand | 12.8918 | NA
QLD | QBBS | Belmont Wecker Road 33 | Energy Queensland | Winter | Coincident_unreconciled | 2027 | POE50 | Operational-demand | 13.4925 | NA
QLD | QBBS | Belmont Wecker Road 33 | Energy Queensland | Winter | Coincident_unreconciled | 2027 | POE90 | Operational-demand | 10.7287 | NA
QLD | QBBS | Belmont Wecker Road 33 | Energy Queensland | Winter | Non-coincident | 2027 | POE50 | Operational-demand | 13.9337 | 93.0707
QLD | QBBS | Belmont Wecker Road 33 | Energy Queensland | Winter | Non-coincident | 2027 | POE90 | Operational-demand | 11.8687 | NA
QLD | QBBS | Belmont Wecker Road 33 | Energy Queensland | Winter | Coincident_unreconciled | 2028 | POE50 | Operational-demand | 12.3238 | NA
QLD | QBBS | Belmont Wecker Road 33 | Energy Queensland | Winter | Coincident_unreconciled | 2028 | POE90 | Operational-demand | 9.5416 | NA
QLD | QBBS | Belmont Wecker Road 33 | Energy Queensland | Winter | Non-coincident | 2028 | POE50 | Operational-demand | 13.0605 | 94.0786
QLD | QBBS | Belmont Wecker Road 33 | Energy Queensland | Winter | Non-coincident | 2028 | POE90 | Operational-demand | 10.9817 | NA
QLD | QBBS | Belmont Wecker Road 33 | Energy Queensland | Winter | Coincident_unreconciled | 2029 | POE50 | Operational-demand | 11.4145 | NA
QLD | QBBS | Belmont Wecker Road 33 | Energy Queensland | Winter | Coincident_unreconciled | 2029 | POE90 | Operational-demand | 8.6138 | NA
QLD | QBBS | Belmont Wecker Road 33 | Energy Queensland | Winter | Non-coincident | 2029 | POE50 | Operational-demand | 12.3811 | 95.2631
QLD | QBBS | Belmont Wecker Road 33 | Energy Queensland | Winter | Non-coincident | 2029 | POE90 | Operational-demand | 10.2885 | NA
QLD | QBBS | Belmont Wecker Road 33 | Energy Queensland | Shoulder | Non-coincident | 2019 | BASEYEARPOE10 | Operational-demand | NA | 87.11
QLD | QBBS | Belmont Wecker Road 33 | Energy Queensland | Shoulder | Coincident | 2021 | POE10 | Operational-demand | NA | 86.0928
QLD | QBBS | Belmont Wecker Road 33 | Energy Queensland | Shoulder | Coincident | 2021 | POE50 | Operational-demand | NA | 81.117
QLD | QBBS | Belmont Wecker Road 33 | Energy Queensland | Shoulder | Non-coincident | 2021 | POE10 | Operational-demand | NA | 90.2094
QLD | QBBS | Belmont Wecker Road 33 | Energy Queensland | Shoulder | Coincident | 2022 | POE10 | Operational-demand | NA | 89.0793
QLD | QBBS | Belmont Wecker Road 33 | Energy Queensland | Shoulder | Coincident | 2022 | POE50 | Operational-demand | NA | 82.5192
QLD | QBBS | Belmont Wecker Road 33 | Energy Queensland | Shoulder | Non-coincident | 2022 | POE10 | Operational-demand | NA | 90.833
QLD | QBBS | Belmont Wecker Road 33 | Energy Queensland | Shoulder | Coincident | 2023 | POE10 | Operational-demand | NA | 89.8007
QLD | QBBS | Belmont Wecker Road 33 | Energy Queensland | Shoulder | Coincident | 2023 | POE50 | Operational-demand | NA | 83.5796
QLD | QBBS | Belmont Wecker Road 33 | Energy Queensland | Shoulder | Non-coincident | 2023 | POE10 | Operational-demand | NA | 91.3948
QLD | QBBS | Belmont Wecker Road 33 | Energy Queensland | Shoulder | Coincident | 2024 | POE10 | Operational-demand | NA | 90.7776
QLD | QBBS | Belmont Wecker Road 33 | Energy Queensland | Shoulder | Coincident | 2024 | POE50 | Operational-demand | NA | 85.5893
QLD | QBBS | Belmont Wecker Road 33 | Energy Queensland | Shoulder | Non-coincident | 2024 | POE10 | Operational-demand | NA | 91.9465
QLD | QBBS | Belmont Wecker Road 33 | Energy Queensland | Shoulder | Coincident | 2025 | POE10 | Operational-demand | NA | 91.6111
QLD | QBBS | Belmont Wecker Road 33 | Energy Queensland | Shoulder | Coincident | 2025 | POE50 | Operational-demand | NA | 85.7379
QLD | QBBS | Belmont Wecker Road 33 | Energy Queensland | Shoulder | Non-coincident | 2025 | POE10 | Operational-demand | NA | 92.5025
QLD | QBBS | Belmont Wecker Road 33 | Energy Queensland | Shoulder | Coincident | 2026 | POE10 | Operational-demand | NA | 91.7332
QLD | QBBS | Belmont Wecker Road 33 | Energy Queensland | Shoulder | Coincident | 2026 | POE50 | Operational-demand | NA | 86.3191
QLD | QBBS | Belmont Wecker Road 33 | Energy Queensland | Shoulder | Non-coincident | 2026 | POE10 | Operational-demand | NA | 93.1062
QLD | QBBS | Belmont Wecker Road 33 | Energy Queensland | Shoulder | Coincident | 2027 | POE10 | Operational-demand | NA | 92.0222
QLD | QBBS | Belmont Wecker Road 33 | Energy Queensland | Shoulder | Coincident | 2027 | POE50 | Operational-demand | NA | 86.509
QLD | QBBS | Belmont Wecker Road 33 | Energy Queensland | Shoulder | Non-coincident | 2027 | POE10 | Operational-demand | NA | 93.7894
QLD | QBBS | Belmont Wecker Road 33 | Energy Queensland | Shoulder | Coincident | 2028 | POE10 | Operational-demand | NA | 92.4715
QLD | QBBS | Belmont Wecker Road 33 | Energy Queensland | Shoulder | Coincident | 2028 | POE50 | Operational-demand | NA | 87.1574
QLD | QBBS | Belmont Wecker Road 33 | Energy Queensland | Shoulder | Non-coincident | 2028 | POE10 | Operational-demand | NA | 94.6065
QLD | QBBS | Belmont Wecker Road 33 | Energy Queensland | Shoulder | Coincident | 2029 | POE10 | Operational-demand | NA | 94.2977
QLD | QBBS | Belmont Wecker Road 33 | Energy Queensland | Shoulder | Coincident | 2029 | POE50 | Operational-demand | NA | 88.3844
QLD | QBBS | Belmont Wecker Road 33 | Energy Queensland | Shoulder | Non-coincident | 2029 | POE10 | Operational-demand | NA | 95.5843
QLD | QBBS | Belmont Wecker Road 33 | Energy Queensland | Shoulder | Coincident | 2030 | POE10 | Operational-demand | NA | 95.3959
QLD | QBBS | Belmont Wecker Road 33 | Energy Queensland | Shoulder | Coincident | 2030 | POE50 | Operational-demand | NA | 89.5472
QLD | QBBS | Belmont Wecker Road 33 | Energy Queensland | Shoulder | Non-coincident | 2030 | POE10 | Operational-demand | NA | 96.7036
QLD | QBBS | Belmont Wecker Road 33 | Energy Queensland | Summer | Non-coincident | 2019 | BASEYEARPOE10 | Operational-demand | NA | 132.8606
QLD | QBBS | Belmont Wecker Road 33 | Energy Queensland | Summer | Coincident | 2021 | POE10 | Operational-demand | NA | 123.4336
QLD | QBBS | Belmont Wecker Road 33 | Energy Queensland | Summer | Coincident | 2021 | POE50 | Operational-demand | NA | 115.4808
QLD | QBBS | Belmont Wecker Road 33 | Energy Queensland | Summer | Non-coincident | 2021 | POE10 | Operational-demand | NA | 135.4505
QLD | QBBS | Belmont Wecker Road 33 | Energy Queensland | Summer | Coincident | 2022 | POE10 | Operational-demand | NA | 126.5277
QLD | QBBS | Belmont Wecker Road 33 | Energy Queensland | Summer | Coincident | 2022 | POE50 | Operational-demand | NA | 118.1687
QLD | QBBS | Belmont Wecker Road 33 | Energy Queensland | Summer | Non-coincident | 2022 | POE10 | Operational-demand | NA | 136.3691
QLD | QBBS | Belmont Wecker Road 33 | Energy Queensland | Summer | Coincident | 2023 | POE10 | Operational-demand | NA | 127.9969
QLD | QBBS | Belmont Wecker Road 33 | Energy Queensland | Summer | Coincident | 2023 | POE50 | Operational-demand | NA | 119.2545
QLD | QBBS | Belmont Wecker Road 33 | Energy Queensland | Summer | Non-coincident | 2023 | POE10 | Operational-demand | NA | 137.197
QLD | QBBS | Belmont Wecker Road 33 | Energy Queensland | Summer | Coincident | 2024 | POE10 | Operational-demand | NA | 130.2703
QLD | QBBS | Belmont Wecker Road 33 | Energy Queensland | Summer | Coincident | 2024 | POE50 | Operational-demand | NA | 121.4699
QLD | QBBS | Belmont Wecker Road 33 | Energy Queensland | Summer | Non-coincident | 2024 | POE10 | Operational-demand | NA | 138.0457
QLD | QBBS | Belmont Wecker Road 33 | Energy Queensland | Summer | Coincident | 2025 | POE10 | Operational-demand | NA | 130.4871
QLD | QBBS | Belmont Wecker Road 33 | Energy Queensland | Summer | Coincident | 2025 | POE50 | Operational-demand | NA | 122.2834
QLD | QBBS | Belmont Wecker Road 33 | Energy Queensland | Summer | Non-coincident | 2025 | POE10 | Operational-demand | NA | 138.9257
QLD | QBBS | Belmont Wecker Road 33 | Energy Queensland | Summer | Coincident | 2026 | POE10 | Operational-demand | NA | 131.9251
QLD | QBBS | Belmont Wecker Road 33 | Energy Queensland | Summer | Coincident | 2026 | POE50 | Operational-demand | NA | 123.2109
QLD | QBBS | Belmont Wecker Road 33 | Energy Queensland | Summer | Non-coincident | 2026 | POE10 | Operational-demand | NA | 139.8709
QLD | QBBS | Belmont Wecker Road 33 | Energy Queensland | Summer | Coincident | 2027 | POE10 | Operational-demand | NA | 131.8282
QLD | QBBS | Belmont Wecker Road 33 | Energy Queensland | Summer | Coincident | 2027 | POE50 | Operational-demand | NA | 123.545
QLD | QBBS | Belmont Wecker Road 33 | Energy Queensland | Summer | Non-coincident | 2027 | POE10 | Operational-demand | NA | 140.883
QLD | QBBS | Belmont Wecker Road 33 | Energy Queensland | Summer | Coincident | 2028 | POE10 | Operational-demand | NA | 132.8691
QLD | QBBS | Belmont Wecker Road 33 | Energy Queensland | Summer | Coincident | 2028 | POE50 | Operational-demand | NA | 124.4638
QLD | QBBS | Belmont Wecker Road 33 | Energy Queensland | Summer | Non-coincident | 2028 | POE10 | Operational-demand | NA | 141.9576
QLD | QBBS | Belmont Wecker Road 33 | Energy Queensland | Summer | Coincident | 2029 | POE10 | Operational-demand | NA | 133.5487
QLD | QBBS | Belmont Wecker Road 33 | Energy Queensland | Summer | Coincident | 2029 | POE50 | Operational-demand | NA | 125.6538
QLD | QBBS | Belmont Wecker Road 33 | Energy Queensland | Summer | Non-coincident | 2029 | POE10 | Operational-demand | NA | 143.1259
QLD | QBBS | Belmont Wecker Road 33 | Energy Queensland | Summer | Coincident | 2030 | POE10 | Operational-demand | NA | 134.8615
QLD | QBBS | Belmont Wecker Road 33 | Energy Queensland | Summer | Coincident | 2030 | POE50 | Operational-demand | NA | 126.2492
QLD | QBBS | Belmont Wecker Road 33 | Energy Queensland | Summer | Non-coincident | 2030 | POE10 | Operational-demand | NA | 144.4402
QLD | QBBS | Belmont Wecker Road 33 | Energy Queensland | Winter | Non-coincident | 2019 | BASEYEARPOE10 | Operational-demand | NA | 89.198
QLD | QBBS | Belmont Wecker Road 33 | Energy Queensland | Winter | Coincident | 2020 | POE10 | Operational-demand | NA | 87.0946
QLD | QBBS | Belmont Wecker Road 33 | Energy Queensland | Winter | Coincident | 2020 | POE50 | Operational-demand | NA | 84.15
QLD | QBBS | Belmont Wecker Road 33 | Energy Queensland | Winter | Non-coincident | 2020 | POE10 | Operational-demand | NA | 90.8593
QLD | QBBS | Belmont Wecker Road 33 | Energy Queensland | Winter | Coincident | 2021 | POE10 | Operational-demand | NA | 87.0666
QLD | QBBS | Belmont Wecker Road 33 | Energy Queensland | Winter | Coincident | 2021 | POE50 | Operational-demand | NA | 84.0789
QLD | QBBS | Belmont Wecker Road 33 | Energy Queensland | Winter | Non-coincident | 2021 | POE10 | Operational-demand | NA | 91.5795
QLD | QBBS | Belmont Wecker Road 33 | Energy Queensland | Winter | Coincident | 2022 | POE10 | Operational-demand | NA | 89.5621
QLD | QBBS | Belmont Wecker Road 33 | Energy Queensland | Winter | Coincident | 2022 | POE50 | Operational-demand | NA | 86.4858
QLD | QBBS | Belmont Wecker Road 33 | Energy Queensland | Winter | Non-coincident | 2022 | POE10 | Operational-demand | NA | 92.1493
QLD | QBBS | Belmont Wecker Road 33 | Energy Queensland | Winter | Coincident | 2023 | POE10 | Operational-demand | NA | 90.9706
QLD | QBBS | Belmont Wecker Road 33 | Energy Queensland | Winter | Coincident | 2023 | POE50 | Operational-demand | NA | 87.7453
QLD | QBBS | Belmont Wecker Road 33 | Energy Queensland | Winter | Non-coincident | 2023 | POE10 | Operational-demand | NA | 92.726
QLD | QBBS | Belmont Wecker Road 33 | Energy Queensland | Winter | Coincident | 2024 | POE10 | Operational-demand | NA | 92.8965
QLD | QBBS | Belmont Wecker Road 33 | Energy Queensland | Winter | Coincident | 2024 | POE50 | Operational-demand | NA | 89.2408
QLD | QBBS | Belmont Wecker Road 33 | Energy Queensland | Winter | Non-coincident | 2024 | POE10 | Operational-demand | NA | 93.2814
QLD | QBBS | Belmont Wecker Road 33 | Energy Queensland | Winter | Coincident | 2025 | POE10 | Operational-demand | NA | 93.2085
QLD | QBBS | Belmont Wecker Road 33 | Energy Queensland | Winter | Coincident | 2025 | POE50 | Operational-demand | NA | 89.7162
QLD | QBBS | Belmont Wecker Road 33 | Energy Queensland | Winter | Non-coincident | 2025 | POE10 | Operational-demand | NA | 93.8684
QLD | QBBS | Belmont Wecker Road 33 | Energy Queensland | Winter | Coincident | 2026 | POE10 | Operational-demand | NA | 93.8317
QLD | QBBS | Belmont Wecker Road 33 | Energy Queensland | Winter | Coincident | 2026 | POE50 | Operational-demand | NA | 90.4717
QLD | QBBS | Belmont Wecker Road 33 | Energy Queensland | Winter | Non-coincident | 2026 | POE10 | Operational-demand | NA | 94.5415
QLD | QBBS | Belmont Wecker Road 33 | Energy Queensland | Winter | Coincident | 2027 | POE10 | Operational-demand | NA | 94.5683
QLD | QBBS | Belmont Wecker Road 33 | Energy Queensland | Winter | Coincident | 2027 | POE50 | Operational-demand | NA | 91.1812
QLD | QBBS | Belmont Wecker Road 33 | Energy Queensland | Winter | Non-coincident | 2027 | POE10 | Operational-demand | NA | 95.3545
QLD | QBBS | Belmont Wecker Road 33 | Energy Queensland | Winter | Coincident | 2028 | POE10 | Operational-demand | NA | 96.5857
QLD | QBBS | Belmont Wecker Road 33 | Energy Queensland | Winter | Coincident | 2028 | POE50 | Operational-demand | NA | 92.4007
QLD | QBBS | Belmont Wecker Road 33 | Energy Queensland | Winter | Non-coincident | 2028 | POE10 | Operational-demand | NA | 96.5857
QLD | QBBS | Belmont Wecker Road 33 | Energy Queensland | Winter | Coincident | 2029 | POE10 | Operational-demand | NA | 97.3076
QLD | QBBS | Belmont Wecker Road 33 | Energy Queensland | Winter | Coincident | 2029 | POE50 | Operational-demand | NA | 93.5773
QLD | QBBS | Belmont Wecker Road 33 | Energy Queensland | Winter | Non-coincident | 2029 | POE10 | Operational-demand | NA | 97.6065
QLD | QBDA | Bundamba | Energy Queensland | Shoulder | Coincident | 2017 | ACTUAL_OPG | Operational-demand | 11.0904 | 21.2741
QLD | QBDA | Bundamba | Energy Queensland | Shoulder | Coincident | 2017 | ACTUAL_RAW | Operational-demand | 11.0904 | 21.2741
QLD | QBDA | Bundamba | Energy Queensland | Shoulder | Non-coincident | 2017 | ACTUAL_RAW | Operational-demand | 7.476 | 28.5105
QLD | QBDA | Bundamba | Energy Queensland | Shoulder | Non-coincident | 2017 | ACTUAL_OPG | Operational-demand | 7.476 | 28.5105
QLD | QBDA | Bundamba | Energy Queensland | Shoulder | Non-coincident | 2017 | ACTUAL_ADJUSTEDOPG | Operational-demand | 7.476 | 28.5105
QLD | QBDA | Bundamba | Energy Queensland | Shoulder | Coincident | 2018 | ACTUAL_OPG | Operational-demand | 11.5217 | 21.7224
QLD | QBDA | Bundamba | Energy Queensland | Shoulder | Coincident | 2018 | ACTUAL_RAW | Operational-demand | 11.5217 | 21.7224
QLD | QBDA | Bundamba | Energy Queensland | Shoulder | Non-coincident | 2018 | ACTUAL_RAW | Operational-demand | 7.5784 | 29.7977
QLD | QBDA | Bundamba | Energy Queensland | Shoulder | Non-coincident | 2018 | ACTUAL_OPG | Operational-demand | 7.5784 | 29.7977
QLD | QBDA | Bundamba | Energy Queensland | Shoulder | Non-coincident | 2018 | ACTUAL_ADJUSTEDOPG | Operational-demand | 7.5784 | 29.7977
QLD | QBDA | Bundamba | Energy Queensland | Shoulder | Coincident | 2019 | ACTUAL_OPG | Operational-demand | 7.9422 | 24.7067
QLD | QBDA | Bundamba | Energy Queensland | Shoulder | Coincident | 2019 | ACTUAL_RAW | Operational-demand | 7.9422 | 24.7067
QLD | QBDA | Bundamba | Energy Queensland | Shoulder | Non-coincident | 2019 | ACTUAL_RAW | Operational-demand | 6.3089 | 27.221
QLD | QBDA | Bundamba | Energy Queensland | Shoulder | Non-coincident | 2019 | ACTUAL_OPG | Operational-demand | 6.3089 | 27.221
QLD | QBDA | Bundamba | Energy Queensland | Shoulder | Non-coincident | 2019 | ACTUAL_ADJUSTEDOPG | Operational-demand | 6.3089 | 27.221
QLD | QBDA | Bundamba | Energy Queensland | Shoulder | Non-coincident | 2019 | BASEYEARPOE90 | Operational-demand | 5.3327 | NA
QLD | QBDA | Bundamba | Energy Queensland | Shoulder | Non-coincident | 2019 | BASEYEARPOE50 | Operational-demand | 5.878 | 27.4812
QLD | QBDA | Bundamba | Energy Queensland | Shoulder | Coincident | 2020 | ACTUAL_OPG | Operational-demand | 7.7856 | 27.4447
QLD | QBDA | Bundamba | Energy Queensland | Shoulder | Coincident | 2020 | ACTUAL_RAW | Operational-demand | 7.7856 | 27.4447
QLD | QBDA | Bundamba | Energy Queensland | Shoulder | Non-coincident | 2020 | ACTUAL_RAW | Operational-demand | 6.717 | 27.4749
QLD | QBDA | Bundamba | Energy Queensland | Shoulder | Non-coincident | 2020 | ACTUAL_OPG | Operational-demand | 6.717 | 27.4749
QLD | QBDA | Bundamba | Energy Queensland | Shoulder | Non-coincident | 2020 | ACTUAL_ADJUSTEDOPG | Operational-demand | 6.717 | 27.4749
QLD | QBDA | Bundamba | Energy Queensland | Shoulder | Coincident_unreconciled | 2021 | POE50 | Operational-demand | 8 | NA
QLD | QBDA | Bundamba | Energy Queensland | Shoulder | Coincident_unreconciled | 2021 | POE90 | Operational-demand | 6.5722 | NA
QLD | QBDA | Bundamba | Energy Queensland | Shoulder | Non-coincident | 2021 | POE50 | Operational-demand | 6 | 29.0292
QLD | QBDA | Bundamba | Energy Queensland | Shoulder | Non-coincident | 2021 | POE90 | Operational-demand | 5.0077 | NA
QLD | QBDA | Bundamba | Energy Queensland | Shoulder | Coincident_unreconciled | 2022 | POE50 | Operational-demand | 7.2735 | NA
QLD | QBDA | Bundamba | Energy Queensland | Shoulder | Coincident_unreconciled | 2022 | POE90 | Operational-demand | 5.8414 | NA
QLD | QBDA | Bundamba | Energy Queensland | Shoulder | Non-coincident | 2022 | POE50 | Operational-demand | 5.4951 | 29.0649
QLD | QBDA | Bundamba | Energy Queensland | Shoulder | Non-coincident | 2022 | POE90 | Operational-demand | 4.4998 | NA
QLD | QBDA | Bundamba | Energy Queensland | Shoulder | Coincident_unreconciled | 2023 | POE50 | Operational-demand | 6.5614 | NA
QLD | QBDA | Bundamba | Energy Queensland | Shoulder | Coincident_unreconciled | 2023 | POE90 | Operational-demand | 5.1241 | NA
QLD | QBDA | Bundamba | Energy Queensland | Shoulder | Non-coincident | 2023 | POE50 | Operational-demand | 5.0002 | 29.1084
QLD | QBDA | Bundamba | Energy Queensland | Shoulder | Non-coincident | 2023 | POE90 | Operational-demand | 4.0013 | NA
QLD | QBDA | Bundamba | Energy Queensland | Shoulder | Coincident_unreconciled | 2024 | POE50 | Operational-demand | 6.0954 | NA
QLD | QBDA | Bundamba | Energy Queensland | Shoulder | Coincident_unreconciled | 2024 | POE90 | Operational-demand | 4.6529 | NA
QLD | QBDA | Bundamba | Energy Queensland | Shoulder | Non-coincident | 2024 | POE50 | Operational-demand | 4.6763 | 29.1491
QLD | QBDA | Bundamba | Energy Queensland | Shoulder | Non-coincident | 2024 | POE90 | Operational-demand | 3.6738 | NA
QLD | QBDA | Bundamba | Energy Queensland | Shoulder | Coincident_unreconciled | 2025 | POE50 | Operational-demand | 5.7259 | NA
QLD | QBDA | Bundamba | Energy Queensland | Shoulder | Coincident_unreconciled | 2025 | POE90 | Operational-demand | 4.2782 | NA
QLD | QBDA | Bundamba | Energy Queensland | Shoulder | Non-coincident | 2025 | POE50 | Operational-demand | 4.4195 | 29.1896
QLD | QBDA | Bundamba | Energy Queensland | Shoulder | Non-coincident | 2025 | POE90 | Operational-demand | 3.4134 | NA
QLD | QBDA | Bundamba | Energy Queensland | Shoulder | Coincident_unreconciled | 2026 | POE50 | Operational-demand | 5.3776 | NA
QLD | QBDA | Bundamba | Energy Queensland | Shoulder | Coincident_unreconciled | 2026 | POE90 | Operational-demand | 3.9248 | NA
QLD | QBDA | Bundamba | Energy Queensland | Shoulder | Non-coincident | 2026 | POE50 | Operational-demand | 4.1775 | 29.2363
QLD | QBDA | Bundamba | Energy Queensland | Shoulder | Non-coincident | 2026 | POE90 | Operational-demand | 3.1678 | NA
QLD | QBDA | Bundamba | Energy Queensland | Shoulder | Coincident_unreconciled | 2027 | POE50 | Operational-demand | 5.0707 | NA
QLD | QBDA | Bundamba | Energy Queensland | Shoulder | Coincident_unreconciled | 2027 | POE90 | Operational-demand | 3.6124 | NA
QLD | QBDA | Bundamba | Energy Queensland | Shoulder | Non-coincident | 2027 | POE50 | Operational-demand | 3.9642 | 29.2989
QLD | QBDA | Bundamba | Energy Queensland | Shoulder | Non-coincident | 2027 | POE90 | Operational-demand | 2.9507 | NA
QLD | QBDA | Bundamba | Energy Queensland | Shoulder | Coincident_unreconciled | 2028 | POE50 | Operational-demand | 4.8126 | NA
QLD | QBDA | Bundamba | Energy Queensland | Shoulder | Coincident_unreconciled | 2028 | POE90 | Operational-demand | 3.3487 | NA
QLD | QBDA | Bundamba | Energy Queensland | Shoulder | Non-coincident | 2028 | POE50 | Operational-demand | 3.7848 | 29.3824
QLD | QBDA | Bundamba | Energy Queensland | Shoulder | Non-coincident | 2028 | POE90 | Operational-demand | 2.7675 | NA
QLD | QBDA | Bundamba | Energy Queensland | Shoulder | Coincident_unreconciled | 2029 | POE50 | Operational-demand | 4.5736 | NA
QLD | QBDA | Bundamba | Energy Queensland | Shoulder | Coincident_unreconciled | 2029 | POE90 | Operational-demand | 3.104 | NA
QLD | QBDA | Bundamba | Energy Queensland | Shoulder | Non-coincident | 2029 | POE50 | Operational-demand | 3.6187 | 29.4874
QLD | QBDA | Bundamba | Energy Queensland | Shoulder | Non-coincident | 2029 | POE90 | Operational-demand | 2.5974 | NA
QLD | QBDA | Bundamba | Energy Queensland | Shoulder | Coincident_unreconciled | 2030 | POE50 | Operational-demand | 4.3278 | NA
QLD | QBDA | Bundamba | Energy Queensland | Shoulder | Coincident_unreconciled | 2030 | POE90 | Operational-demand | 2.8527 | NA
QLD | QBDA | Bundamba | Energy Queensland | Shoulder | Non-coincident | 2030 | POE50 | Operational-demand | 3.4479 | 29.6134
QLD | QBDA | Bundamba | Energy Queensland | Shoulder | Non-coincident | 2030 | POE90 | Operational-demand | 2.4227 | NA
QLD | QBDA | Bundamba | Energy Queensland | Summer | Coincident | 2017 | ACTUAL_OPG | Operational-demand | 9.209 | 31.1512
QLD | QBDA | Bundamba | Energy Queensland | Summer | Coincident | 2017 | ACTUAL_RAW | Operational-demand | 9.209 | 31.1512
QLD | QBDA | Bundamba | Energy Queensland | Summer | Non-coincident | 2017 | ACTUAL_RAW | Operational-demand | 7.6843 | 33.5246
QLD | QBDA | Bundamba | Energy Queensland | Summer | Non-coincident | 2017 | ACTUAL_OPG | Operational-demand | 7.6843 | 33.5246
QLD | QBDA | Bundamba | Energy Queensland | Summer | Non-coincident | 2017 | ACTUAL_ADJUSTEDOPG | Operational-demand | 7.6843 | 33.5246
QLD | QBDA | Bundamba | Energy Queensland | Summer | Coincident | 2018 | ACTUAL_OPG | Operational-demand | 9.6728 | 34.0206
QLD | QBDA | Bundamba | Energy Queensland | Summer | Coincident | 2018 | ACTUAL_RAW | Operational-demand | 9.6728 | 34.0206
QLD | QBDA | Bundamba | Energy Queensland | Summer | Non-coincident | 2018 | ACTUAL_RAW | Operational-demand | 7.3874 | 34.4093
QLD | QBDA | Bundamba | Energy Queensland | Summer | Non-coincident | 2018 | ACTUAL_OPG | Operational-demand | 7.3874 | 34.4093
QLD | QBDA | Bundamba | Energy Queensland | Summer | Non-coincident | 2018 | ACTUAL_ADJUSTEDOPG | Operational-demand | 7.3874 | 34.4093
QLD | QBDA | Bundamba | Energy Queensland | Summer | Coincident | 2019 | ACTUAL_OPG | Operational-demand | 7.9584 | 36.0557
QLD | QBDA | Bundamba | Energy Queensland | Summer | Coincident | 2019 | ACTUAL_RAW | Operational-demand | 7.9584 | 36.0557
QLD | QBDA | Bundamba | Energy Queensland | Summer | Non-coincident | 2019 | ACTUAL_RAW | Operational-demand | 5.8663 | 36.1573
QLD | QBDA | Bundamba | Energy Queensland | Summer | Non-coincident | 2019 | ACTUAL_OPG | Operational-demand | 5.8663 | 36.1573
QLD | QBDA | Bundamba | Energy Queensland | Summer | Non-coincident | 2019 | ACTUAL_ADJUSTEDOPG | Operational-demand | 5.8663 | 36.1573
QLD | QBDA | Bundamba | Energy Queensland | Summer | Non-coincident | 2019 | BASEYEARPOE90 | Operational-demand | 6.3169 | NA
QLD | QBDA | Bundamba | Energy Queensland | Summer | Non-coincident | 2019 | BASEYEARPOE50 | Operational-demand | 7.225 | 31.1482
QLD | QBDA | Bundamba | Energy Queensland | Summer | Coincident | 2020 | ACTUAL_OPG | Operational-demand | 7.9776 | 33.8132
QLD | QBDA | Bundamba | Energy Queensland | Summer | Coincident | 2020 | ACTUAL_RAW | Operational-demand | 7.9776 | 33.8132
QLD | QBDA | Bundamba | Energy Queensland | Summer | Non-coincident | 2020 | ACTUAL_RAW | Operational-demand | 5.8442 | 34.1712
QLD | QBDA | Bundamba | Energy Queensland | Summer | Non-coincident | 2020 | ACTUAL_OPG | Operational-demand | 5.8442 | 34.1712
QLD | QBDA | Bundamba | Energy Queensland | Summer | Non-coincident | 2020 | ACTUAL_ADJUSTEDOPG | Operational-demand | 5.8442 | 34.1712
QLD | QBDA | Bundamba | Energy Queensland | Summer | Coincident_unreconciled | 2021 | POE50 | Operational-demand | 8.5 | NA
QLD | QBDA | Bundamba | Energy Queensland | Summer | Coincident_unreconciled | 2021 | POE90 | Operational-demand | 6.7102 | NA
QLD | QBDA | Bundamba | Energy Queensland | Summer | Non-coincident | 2021 | POE50 | Operational-demand | 5.5 | 36.5075
QLD | QBDA | Bundamba | Energy Queensland | Summer | Non-coincident | 2021 | POE90 | Operational-demand | 4.3872 | NA
QLD | QBDA | Bundamba | Energy Queensland | Summer | Coincident_unreconciled | 2022 | POE50 | Operational-demand | 7.7024 | NA
QLD | QBDA | Bundamba | Energy Queensland | Summer | Coincident_unreconciled | 2022 | POE90 | Operational-demand | 5.9083 | NA
QLD | QBDA | Bundamba | Energy Queensland | Summer | Non-coincident | 2022 | POE50 | Operational-demand | 5.0041 | 36.5535
QLD | QBDA | Bundamba | Energy Queensland | Summer | Non-coincident | 2022 | POE90 | Operational-demand | 3.8886 | NA
QLD | QBDA | Bundamba | Energy Queensland | Summer | Coincident_unreconciled | 2023 | POE50 | Operational-demand | 6.9237 | NA
QLD | QBDA | Bundamba | Energy Queensland | Summer | Coincident_unreconciled | 2023 | POE90 | Operational-demand | 5.1243 | NA
QLD | QBDA | Bundamba | Energy Queensland | Summer | Non-coincident | 2023 | POE50 | Operational-demand | 4.5199 | 36.6095
QLD | QBDA | Bundamba | Energy Queensland | Summer | Non-coincident | 2023 | POE90 | Operational-demand | 3.4012 | NA
QLD | QBDA | Bundamba | Energy Queensland | Summer | Coincident_unreconciled | 2024 | POE50 | Operational-demand | 6.4346 | NA
QLD | QBDA | Bundamba | Energy Queensland | Summer | Coincident_unreconciled | 2024 | POE90 | Operational-demand | 4.6301 | NA
QLD | QBDA | Bundamba | Energy Queensland | Summer | Non-coincident | 2024 | POE50 | Operational-demand | 4.2158 | 36.6625
QLD | QBDA | Bundamba | Energy Queensland | Summer | Non-coincident | 2024 | POE90 | Operational-demand | 3.0939 | NA
QLD | QBDA | Bundamba | Energy Queensland | Summer | Coincident_unreconciled | 2025 | POE50 | Operational-demand | 6.0365 | NA
QLD | QBDA | Bundamba | Energy Queensland | Summer | Coincident_unreconciled | 2025 | POE90 | Operational-demand | 4.2267 | NA
QLD | QBDA | Bundamba | Energy Queensland | Summer | Non-coincident | 2025 | POE50 | Operational-demand | 3.9683 | 36.7155
QLD | QBDA | Bundamba | Energy Queensland | Summer | Non-coincident | 2025 | POE90 | Operational-demand | 2.8431 | NA
QLD | QBDA | Bundamba | Energy Queensland | Summer | Coincident_unreconciled | 2026 | POE50 | Operational-demand | 5.6615 | NA
QLD | QBDA | Bundamba | Energy Queensland | Summer | Coincident_unreconciled | 2026 | POE90 | Operational-demand | 3.8465 | NA
QLD | QBDA | Bundamba | Energy Queensland | Summer | Non-coincident | 2026 | POE50 | Operational-demand | 3.7351 | 36.7761
QLD | QBDA | Bundamba | Energy Queensland | Summer | Non-coincident | 2026 | POE90 | Operational-demand | 2.6067 | NA
QLD | QBDA | Bundamba | Energy Queensland | Summer | Coincident_unreconciled | 2027 | POE50 | Operational-demand | 5.3347 | NA
QLD | QBDA | Bundamba | Energy Queensland | Summer | Coincident_unreconciled | 2027 | POE90 | Operational-demand | 3.5143 | NA
QLD | QBDA | Bundamba | Energy Queensland | Summer | Non-coincident | 2027 | POE50 | Operational-demand | 3.532 | 36.857
QLD | QBDA | Bundamba | Energy Queensland | Summer | Non-coincident | 2027 | POE90 | Operational-demand | 2.4001 | NA
QLD | QBDA | Bundamba | Energy Queensland | Summer | Coincident_unreconciled | 2028 | POE50 | Operational-demand | 5.0621 | NA
QLD | QBDA | Bundamba | Energy Queensland | Summer | Coincident_unreconciled | 2028 | POE90 | Operational-demand | 3.236 | NA
QLD | QBDA | Bundamba | Energy Queensland | Summer | Non-coincident | 2028 | POE50 | Operational-demand | 3.3624 | 36.9634
QLD | QBDA | Bundamba | Energy Queensland | Summer | Non-coincident | 2028 | POE90 | Operational-demand | 2.2271 | NA
QLD | QBDA | Bundamba | Energy Queensland | Summer | Coincident_unreconciled | 2029 | POE50 | Operational-demand | 4.8119 | NA
QLD | QBDA | Bundamba | Energy Queensland | Summer | Coincident_unreconciled | 2029 | POE90 | Operational-demand | 2.9801 | NA
QLD | QBDA | Bundamba | Energy Queensland | Summer | Non-coincident | 2029 | POE50 | Operational-demand | 3.2069 | 37.0951
QLD | QBDA | Bundamba | Energy Queensland | Summer | Non-coincident | 2029 | POE90 | Operational-demand | 2.068 | NA
QLD | QBDA | Bundamba | Energy Queensland | Summer | Coincident_unreconciled | 2030 | POE50 | Operational-demand | 4.5634 | NA
QLD | QBDA | Bundamba | Energy Queensland | Summer | Coincident_unreconciled | 2030 | POE90 | Operational-demand | 2.726 | NA
QLD | QBDA | Bundamba | Energy Queensland | Summer | Non-coincident | 2030 | POE50 | Operational-demand | 3.0524 | 37.2503
QLD | QBDA | Bundamba | Energy Queensland | Summer | Non-coincident | 2030 | POE90 | Operational-demand | 1.91 | NA
QLD | QBDA | Bundamba | Energy Queensland | Winter | Coincident | 2016 | ACTUAL_OPG | Operational-demand | 10.884 | 21.8412
QLD | QBDA | Bundamba | Energy Queensland | Winter | Coincident | 2016 | ACTUAL_RAW | Operational-demand | 10.884 | 21.8412
QLD | QBDA | Bundamba | Energy Queensland | Winter | Non-coincident | 2016 | ACTUAL_RAW | Operational-demand | 7.2871 | 30.5061
QLD | QBDA | Bundamba | Energy Queensland | Winter | Non-coincident | 2016 | ACTUAL_OPG | Operational-demand | 7.2871 | 30.5061
QLD | QBDA | Bundamba | Energy Queensland | Winter | Non-coincident | 2016 | ACTUAL_ADJUSTEDOPG | Operational-demand | 7.2871 | 30.5061
QLD | QBDA | Bundamba | Energy Queensland | Winter | Coincident | 2017 | ACTUAL_OPG | Operational-demand | 7.9513 | 28.162
QLD | QBDA | Bundamba | Energy Queensland | Winter | Coincident | 2017 | ACTUAL_RAW | Operational-demand | 7.9513 | 28.162
QLD | QBDA | Bundamba | Energy Queensland | Winter | Non-coincident | 2017 | ACTUAL_RAW | Operational-demand | 7.4448 | 28.162
QLD | QBDA | Bundamba | Energy Queensland | Winter | Non-coincident | 2017 | ACTUAL_OPG | Operational-demand | 7.4448 | 28.162
QLD | QBDA | Bundamba | Energy Queensland | Winter | Non-coincident | 2017 | ACTUAL_ADJUSTEDOPG | Operational-demand | 7.4448 | 28.162
QLD | QBDA | Bundamba | Energy Queensland | Winter | Coincident | 2018 | ACTUAL_OPG | Operational-demand | 7.5356 | 24.6732
QLD | QBDA | Bundamba | Energy Queensland | Winter | Coincident | 2018 | ACTUAL_RAW | Operational-demand | 7.5356 | 24.6732
QLD | QBDA | Bundamba | Energy Queensland | Winter | Non-coincident | 2018 | ACTUAL_RAW | Operational-demand | 6.7801 | 27.9181
QLD | QBDA | Bundamba | Energy Queensland | Winter | Non-coincident | 2018 | ACTUAL_OPG | Operational-demand | 6.7801 | 27.9181
QLD | QBDA | Bundamba | Energy Queensland | Winter | Non-coincident | 2018 | ACTUAL_ADJUSTEDOPG | Operational-demand | 6.7801 | 27.9181
QLD | QBDA | Bundamba | Energy Queensland | Winter | Coincident | 2019 | ACTUAL_OPG | Operational-demand | 6.7236 | 29.3251
QLD | QBDA | Bundamba | Energy Queensland | Winter | Coincident | 2019 | ACTUAL_RAW | Operational-demand | 6.7236 | 29.3251
QLD | QBDA | Bundamba | Energy Queensland | Winter | Non-coincident | 2019 | ACTUAL_RAW | Operational-demand | 6.7236 | 29.4267
QLD | QBDA | Bundamba | Energy Queensland | Winter | Non-coincident | 2019 | ACTUAL_OPG | Operational-demand | 6.7236 | 29.4267
QLD | QBDA | Bundamba | Energy Queensland | Winter | Non-coincident | 2019 | ACTUAL_ADJUSTEDOPG | Operational-demand | 6.7236 | 29.4267
QLD | QBDA | Bundamba | Energy Queensland | Winter | Non-coincident | 2019 | BASEYEARPOE90 | Operational-demand | 5.9961 | NA
QLD | QBDA | Bundamba | Energy Queensland | Winter | Non-coincident | 2019 | BASEYEARPOE50 | Operational-demand | 6.4545 | 28.5454
QLD | QBDA | Bundamba | Energy Queensland | Winter | Coincident_unreconciled | 2020 | POE50 | Operational-demand | 6.5 | NA
QLD | QBDA | Bundamba | Energy Queensland | Winter | Coincident_unreconciled | 2020 | POE90 | Operational-demand | 5.56 | NA
QLD | QBDA | Bundamba | Energy Queensland | Winter | Non-coincident | 2020 | POE50 | Operational-demand | 6.5 | 29.8078
QLD | QBDA | Bundamba | Energy Queensland | Winter | Non-coincident | 2020 | POE90 | Operational-demand | 5.6584 | NA
QLD | QBDA | Bundamba | Energy Queensland | Winter | Coincident_unreconciled | 2021 | POE50 | Operational-demand | 6.0371 | NA
QLD | QBDA | Bundamba | Energy Queensland | Winter | Coincident_unreconciled | 2021 | POE90 | Operational-demand | 5.0957 | NA
QLD | QBDA | Bundamba | Energy Queensland | Winter | Non-coincident | 2021 | POE50 | Operational-demand | 6.0856 | 29.839
QLD | QBDA | Bundamba | Energy Queensland | Winter | Non-coincident | 2021 | POE90 | Operational-demand | 5.2428 | NA
QLD | QBDA | Bundamba | Energy Queensland | Winter | Coincident_unreconciled | 2022 | POE50 | Operational-demand | 5.4468 | NA
QLD | QBDA | Bundamba | Energy Queensland | Winter | Coincident_unreconciled | 2022 | POE90 | Operational-demand | 4.5032 | NA
QLD | QBDA | Bundamba | Energy Queensland | Winter | Non-coincident | 2022 | POE50 | Operational-demand | 5.5571 | 29.8897
QLD | QBDA | Bundamba | Energy Queensland | Winter | Non-coincident | 2022 | POE90 | Operational-demand | 4.7123 | NA
QLD | QBDA | Bundamba | Energy Queensland | Winter | Coincident_unreconciled | 2023 | POE50 | Operational-demand | 5.01 | NA
QLD | QBDA | Bundamba | Energy Queensland | Winter | Coincident_unreconciled | 2023 | POE90 | Operational-demand | 4.0642 | NA
QLD | QBDA | Bundamba | Energy Queensland | Winter | Non-coincident | 2023 | POE50 | Operational-demand | 5.1661 | 29.9401
QLD | QBDA | Bundamba | Energy Queensland | Winter | Non-coincident | 2023 | POE90 | Operational-demand | 4.3194 | NA
QLD | QBDA | Bundamba | Energy Queensland | Winter | Coincident_unreconciled | 2024 | POE50 | Operational-demand | 4.7162 | NA
QLD | QBDA | Bundamba | Energy Queensland | Winter | Coincident_unreconciled | 2024 | POE90 | Operational-demand | 3.7683 | NA
QLD | QBDA | Bundamba | Energy Queensland | Winter | Non-coincident | 2024 | POE50 | Operational-demand | 4.9031 | 29.9862
QLD | QBDA | Bundamba | Energy Queensland | Winter | Non-coincident | 2024 | POE90 | Operational-demand | 4.0544 | NA
QLD | QBDA | Bundamba | Energy Queensland | Winter | Coincident_unreconciled | 2025 | POE50 | Operational-demand | 4.4605 | NA
QLD | QBDA | Bundamba | Energy Queensland | Winter | Coincident_unreconciled | 2025 | POE90 | Operational-demand | 3.5103 | NA
QLD | QBDA | Bundamba | Energy Queensland | Winter | Non-coincident | 2025 | POE50 | Operational-demand | 4.6741 | 30.0364
QLD | QBDA | Bundamba | Energy Queensland | Winter | Non-coincident | 2025 | POE90 | Operational-demand | 3.8235 | NA
QLD | QBDA | Bundamba | Energy Queensland | Winter | Coincident_unreconciled | 2026 | POE50 | Operational-demand | 4.2039 | NA
QLD | QBDA | Bundamba | Energy Queensland | Winter | Coincident_unreconciled | 2026 | POE90 | Operational-demand | 3.2515 | NA
QLD | QBDA | Bundamba | Energy Queensland | Winter | Non-coincident | 2026 | POE50 | Operational-demand | 4.4444 | 30.099
QLD | QBDA | Bundamba | Energy Queensland | Winter | Non-coincident | 2026 | POE90 | Operational-demand | 3.5918 | NA
QLD | QBDA | Bundamba | Energy Queensland | Winter | Coincident_unreconciled | 2027 | POE50 | Operational-demand | 4.0106 | NA
QLD | QBDA | Bundamba | Energy Queensland | Winter | Coincident_unreconciled | 2027 | POE90 | Operational-demand | 3.0558 | NA
QLD | QBDA | Bundamba | Energy Queensland | Winter | Non-coincident | 2027 | POE50 | Operational-demand | 4.2713 | 30.1901
QLD | QBDA | Bundamba | Energy Queensland | Winter | Non-coincident | 2027 | POE90 | Operational-demand | 3.4166 | NA
QLD | QBDA | Bundamba | Energy Queensland | Winter | Coincident_unreconciled | 2028 | POE50 | Operational-demand | 3.8366 | NA
QLD | QBDA | Bundamba | Energy Queensland | Winter | Coincident_unreconciled | 2028 | POE90 | Operational-demand | 2.8795 | NA
QLD | QBDA | Bundamba | Energy Queensland | Winter | Non-coincident | 2028 | POE50 | Operational-demand | 4.1156 | 30.3097
QLD | QBDA | Bundamba | Energy Queensland | Winter | Non-coincident | 2028 | POE90 | Operational-demand | 3.2587 | NA
QLD | QBDA | Bundamba | Energy Queensland | Winter | Coincident_unreconciled | 2029 | POE50 | Operational-demand | 3.682 | NA
QLD | QBDA | Bundamba | Energy Queensland | Winter | Coincident_unreconciled | 2029 | POE90 | Operational-demand | 2.7226 | NA
QLD | QBDA | Bundamba | Energy Queensland | Winter | Non-coincident | 2029 | POE50 | Operational-demand | 3.9772 | 30.4552
QLD | QBDA | Bundamba | Energy Queensland | Winter | Non-coincident | 2029 | POE90 | Operational-demand | 3.1183 | NA
QLD | QBDA | Bundamba | Energy Queensland | Shoulder | Non-coincident | 2019 | BASEYEARPOE10 | Operational-demand | NA | 28.1545
QLD | QBDA | Bundamba | Energy Queensland | Shoulder | Coincident | 2021 | POE10 | Operational-demand | NA | 26.5798
QLD | QBDA | Bundamba | Energy Queensland | Shoulder | Coincident | 2021 | POE50 | Operational-demand | NA | 26.3
QLD | QBDA | Bundamba | Energy Queensland | Shoulder | Non-coincident | 2021 | POE10 | Operational-demand | NA | 30.3075
QLD | QBDA | Bundamba | Energy Queensland | Shoulder | Coincident | 2022 | POE10 | Operational-demand | NA | 27.3472
QLD | QBDA | Bundamba | Energy Queensland | Shoulder | Coincident | 2022 | POE50 | Operational-demand | NA | 26.6073
QLD | QBDA | Bundamba | Energy Queensland | Shoulder | Non-coincident | 2022 | POE10 | Operational-demand | NA | 30.3456
QLD | QBDA | Bundamba | Energy Queensland | Shoulder | Coincident | 2023 | POE10 | Operational-demand | NA | 27.4411
QLD | QBDA | Bundamba | Energy Queensland | Shoulder | Coincident | 2023 | POE50 | Operational-demand | NA | 26.827
QLD | QBDA | Bundamba | Energy Queensland | Shoulder | Non-coincident | 2023 | POE10 | Operational-demand | NA | 30.3919
QLD | QBDA | Bundamba | Energy Queensland | Shoulder | Coincident | 2024 | POE10 | Operational-demand | NA | 27.6127
QLD | QBDA | Bundamba | Energy Queensland | Shoulder | Coincident | 2024 | POE50 | Operational-demand | NA | 27.349
QLD | QBDA | Bundamba | Energy Queensland | Shoulder | Non-coincident | 2024 | POE10 | Operational-demand | NA | 30.4355
QLD | QBDA | Bundamba | Energy Queensland | Shoulder | Coincident | 2025 | POE10 | Operational-demand | NA | 27.7381
QLD | QBDA | Bundamba | Energy Queensland | Shoulder | Coincident | 2025 | POE50 | Operational-demand | NA | 27.273
QLD | QBDA | Bundamba | Energy Queensland | Shoulder | Non-coincident | 2025 | POE10 | Operational-demand | NA | 30.4788
QLD | QBDA | Bundamba | Energy Queensland | Shoulder | Coincident | 2026 | POE10 | Operational-demand | NA | 27.6399
QLD | QBDA | Bundamba | Energy Queensland | Shoulder | Coincident | 2026 | POE50 | Operational-demand | NA | 27.3256
QLD | QBDA | Bundamba | Energy Queensland | Shoulder | Non-coincident | 2026 | POE10 | Operational-demand | NA | 30.5284
QLD | QBDA | Bundamba | Energy Queensland | Shoulder | Coincident | 2027 | POE10 | Operational-demand | NA | 27.5842
QLD | QBDA | Bundamba | Energy Queensland | Shoulder | Coincident | 2027 | POE50 | Operational-demand | NA | 27.2436
QLD | QBDA | Bundamba | Energy Queensland | Shoulder | Non-coincident | 2027 | POE10 | Operational-demand | NA | 30.594
QLD | QBDA | Bundamba | Energy Queensland | Shoulder | Coincident | 2028 | POE10 | Operational-demand | NA | 27.5573
QLD | QBDA | Bundamba | Energy Queensland | Shoulder | Coincident | 2028 | POE50 | Operational-demand | NA | 27.2834
QLD | QBDA | Bundamba | Energy Queensland | Shoulder | Non-coincident | 2028 | POE10 | Operational-demand | NA | 30.6806
QLD | QBDA | Bundamba | Energy Queensland | Shoulder | Coincident | 2029 | POE10 | Operational-demand | NA | 27.912
QLD | QBDA | Bundamba | Energy Queensland | Shoulder | Coincident | 2029 | POE50 | Operational-demand | NA | 27.4731
QLD | QBDA | Bundamba | Energy Queensland | Shoulder | Non-coincident | 2029 | POE10 | Operational-demand | NA | 30.7887
QLD | QBDA | Bundamba | Energy Queensland | Shoulder | Coincident | 2030 | POE10 | Operational-demand | NA | 28.0272
QLD | QBDA | Bundamba | Energy Queensland | Shoulder | Coincident | 2030 | POE50 | Operational-demand | NA | 27.6168
QLD | QBDA | Bundamba | Energy Queensland | Shoulder | Non-coincident | 2030 | POE10 | Operational-demand | NA | 30.9178
QLD | QBDA | Bundamba | Energy Queensland | Summer | Non-coincident | 2019 | BASEYEARPOE10 | Operational-demand | NA | 32.7627
QLD | QBDA | Bundamba | Energy Queensland | Summer | Coincident | 2021 | POE10 | Operational-demand | NA | 34.7429
QLD | QBDA | Bundamba | Energy Queensland | Summer | Coincident | 2021 | POE50 | Operational-demand | NA | 34.551
QLD | QBDA | Bundamba | Energy Queensland | Summer | Non-coincident | 2021 | POE10 | Operational-demand | NA | 38.2803
QLD | QBDA | Bundamba | Energy Queensland | Summer | Coincident | 2022 | POE10 | Operational-demand | NA | 35.4248
QLD | QBDA | Bundamba | Energy Queensland | Summer | Coincident | 2022 | POE50 | Operational-demand | NA | 35.1716
QLD | QBDA | Bundamba | Energy Queensland | Summer | Non-coincident | 2022 | POE10 | Operational-demand | NA | 38.3329
QLD | QBDA | Bundamba | Energy Queensland | Summer | Coincident | 2023 | POE10 | Operational-demand | NA | 35.682
QLD | QBDA | Bundamba | Energy Queensland | Summer | Coincident | 2023 | POE50 | Operational-demand | NA | 35.3444
QLD | QBDA | Bundamba | Energy Queensland | Summer | Non-coincident | 2023 | POE10 | Operational-demand | NA | 38.3968
QLD | QBDA | Bundamba | Energy Queensland | Summer | Coincident | 2024 | POE10 | Operational-demand | NA | 36.1524
QLD | QBDA | Bundamba | Energy Queensland | Summer | Coincident | 2024 | POE50 | Operational-demand | NA | 35.8405
QLD | QBDA | Bundamba | Energy Queensland | Summer | Non-coincident | 2024 | POE10 | Operational-demand | NA | 38.4577
QLD | QBDA | Bundamba | Energy Queensland | Summer | Coincident | 2025 | POE10 | Operational-demand | NA | 36.0429
QLD | QBDA | Bundamba | Energy Queensland | Summer | Coincident | 2025 | POE50 | Operational-demand | NA | 35.9119
QLD | QBDA | Bundamba | Energy Queensland | Summer | Non-coincident | 2025 | POE10 | Operational-demand | NA | 38.5186
QLD | QBDA | Bundamba | Energy Queensland | Summer | Coincident | 2026 | POE10 | Operational-demand | NA | 36.2612
QLD | QBDA | Bundamba | Energy Queensland | Summer | Coincident | 2026 | POE50 | Operational-demand | NA | 36.0055
QLD | QBDA | Bundamba | Energy Queensland | Summer | Non-coincident | 2026 | POE10 | Operational-demand | NA | 38.5871
QLD | QBDA | Bundamba | Energy Queensland | Summer | Coincident | 2027 | POE10 | Operational-demand | NA | 36.0613
QLD | QBDA | Bundamba | Energy Queensland | Summer | Coincident | 2027 | POE50 | Operational-demand | NA | 35.9269
QLD | QBDA | Bundamba | Energy Queensland | Summer | Non-coincident | 2027 | POE10 | Operational-demand | NA | 38.6763
QLD | QBDA | Bundamba | Energy Queensland | Summer | Coincident | 2028 | POE10 | Operational-demand | NA | 36.1831
QLD | QBDA | Bundamba | Energy Queensland | Summer | Coincident | 2028 | POE50 | Operational-demand | NA | 36.0269
QLD | QBDA | Bundamba | Energy Queensland | Summer | Non-coincident | 2028 | POE10 | Operational-demand | NA | 38.7912
QLD | QBDA | Bundamba | Energy Queensland | Summer | Coincident | 2029 | POE10 | Operational-demand | NA | 36.2077
QLD | QBDA | Bundamba | Energy Queensland | Summer | Coincident | 2029 | POE50 | Operational-demand | NA | 36.2043
QLD | QBDA | Bundamba | Energy Queensland | Summer | Non-coincident | 2029 | POE10 | Operational-demand | NA | 38.9314
QLD | QBDA | Bundamba | Energy Queensland | Summer | Coincident | 2030 | POE10 | Operational-demand | NA | 36.3905
QLD | QBDA | Bundamba | Energy Queensland | Summer | Coincident | 2030 | POE50 | Operational-demand | NA | 36.194
QLD | QBDA | Bundamba | Energy Queensland | Summer | Non-coincident | 2030 | POE10 | Operational-demand | NA | 39.0953
QLD | QBDA | Bundamba | Energy Queensland | Winter | Non-coincident | 2019 | BASEYEARPOE10 | Operational-demand | NA | 29.1377
QLD | QBDA | Bundamba | Energy Queensland | Winter | Coincident | 2020 | POE10 | Operational-demand | NA | 29.743
QLD | QBDA | Bundamba | Energy Queensland | Winter | Coincident | 2020 | POE50 | Operational-demand | NA | 28.5227
QLD | QBDA | Bundamba | Energy Queensland | Winter | Non-coincident | 2020 | POE10 | Operational-demand | NA | 30.7481
QLD | QBDA | Bundamba | Energy Queensland | Winter | Coincident | 2021 | POE10 | Operational-demand | NA | 29.5244
QLD | QBDA | Bundamba | Energy Queensland | Winter | Coincident | 2021 | POE50 | Operational-demand | NA | 28.3051
QLD | QBDA | Bundamba | Energy Queensland | Winter | Non-coincident | 2021 | POE10 | Operational-demand | NA | 30.7807
QLD | QBDA | Bundamba | Energy Queensland | Winter | Coincident | 2022 | POE10 | Operational-demand | NA | 30.2297
QLD | QBDA | Bundamba | Energy Queensland | Winter | Coincident | 2022 | POE50 | Operational-demand | NA | 28.9856
QLD | QBDA | Bundamba | Energy Queensland | Winter | Non-coincident | 2022 | POE10 | Operational-demand | NA | 30.8337
QLD | QBDA | Bundamba | Energy Queensland | Winter | Coincident | 2023 | POE10 | Operational-demand | NA | 30.5611
QLD | QBDA | Bundamba | Energy Queensland | Winter | Coincident | 2023 | POE50 | Operational-demand | NA | 29.2749
QLD | QBDA | Bundamba | Energy Queensland | Winter | Non-coincident | 2023 | POE10 | Operational-demand | NA | 30.8864
QLD | QBDA | Bundamba | Energy Queensland | Winter | Coincident | 2024 | POE10 | Operational-demand | NA | 31.0659
QLD | QBDA | Bundamba | Energy Queensland | Winter | Coincident | 2024 | POE50 | Operational-demand | NA | 29.6434
QLD | QBDA | Bundamba | Energy Queensland | Winter | Non-coincident | 2024 | POE10 | Operational-demand | NA | 31.0659
QLD | QBDA | Bundamba | Energy Queensland | Winter | Coincident | 2025 | POE10 | Operational-demand | NA | 31.0227
QLD | QBDA | Bundamba | Energy Queensland | Winter | Coincident | 2025 | POE50 | Operational-demand | NA | 29.6653
QLD | QBDA | Bundamba | Energy Queensland | Winter | Non-coincident | 2025 | POE10 | Operational-demand | NA | 31.0227
QLD | QBDA | Bundamba | Energy Queensland | Winter | Coincident | 2026 | POE10 | Operational-demand | NA | 31.0667
QLD | QBDA | Bundamba | Energy Queensland | Winter | Coincident | 2026 | POE50 | Operational-demand | NA | 29.7632
QLD | QBDA | Bundamba | Energy Queensland | Winter | Non-coincident | 2026 | POE10 | Operational-demand | NA | 31.0667
QLD | QBDA | Bundamba | Energy Queensland | Winter | Coincident | 2027 | POE10 | Operational-demand | NA | 31.1302
QLD | QBDA | Bundamba | Energy Queensland | Winter | Coincident | 2027 | POE50 | Operational-demand | NA | 29.8274
QLD | QBDA | Bundamba | Energy Queensland | Winter | Non-coincident | 2027 | POE10 | Operational-demand | NA | 31.1459
QLD | QBDA | Bundamba | Energy Queensland | Winter | Coincident | 2028 | POE10 | Operational-demand | NA | 31.5663
QLD | QBDA | Bundamba | Energy Queensland | Winter | Coincident | 2028 | POE50 | Operational-demand | NA | 30.0123
QLD | QBDA | Bundamba | Energy Queensland | Winter | Non-coincident | 2028 | POE10 | Operational-demand | NA | 31.5663
QLD | QBDA | Bundamba | Energy Queensland | Winter | Coincident | 2029 | POE10 | Operational-demand | NA | 31.545
QLD | QBDA | Bundamba | Energy Queensland | Winter | Coincident | 2029 | POE50 | Operational-demand | NA | 30.1505
QLD | QBDA | Bundamba | Energy Queensland | Winter | Non-coincident | 2029 | POE10 | Operational-demand | NA | 31.545
QLD | QBIL | Biloela | Energy Queensland | Shoulder | Coincident | 2017 | ACTUAL_OPG | Operational-demand | 19.7431 | 24.5793
QLD | QBIL | Biloela | Energy Queensland | Shoulder | Coincident | 2017 | ACTUAL_RAW | Operational-demand | 19.7431 | 24.5793
QLD | QBIL | Biloela | Energy Queensland | Shoulder | Non-coincident | 2017 | ACTUAL_RAW | Operational-demand | 8.3324 | 29.2564
QLD | QBIL | Biloela | Energy Queensland | Shoulder | Non-coincident | 2017 | ACTUAL_OPG | Operational-demand | 8.3324 | 29.2564
QLD | QBIL | Biloela | Energy Queensland | Shoulder | Non-coincident | 2017 | ACTUAL_ADJUSTEDOPG | Operational-demand | 8.3324 | 29.2564
QLD | QBIL | Biloela | Energy Queensland | Shoulder | Coincident | 2018 | ACTUAL_OPG | Operational-demand | 17.1393 | 18.54
QLD | QBIL | Biloela | Energy Queensland | Shoulder | Coincident | 2018 | ACTUAL_RAW | Operational-demand | 17.1393 | 18.54
QLD | QBIL | Biloela | Energy Queensland | Shoulder | Non-coincident | 2018 | ACTUAL_RAW | Operational-demand | 8.9266 | 28.2369
QLD | QBIL | Biloela | Energy Queensland | Shoulder | Non-coincident | 2018 | ACTUAL_OPG | Operational-demand | 8.9266 | 28.2369
QLD | QBIL | Biloela | Energy Queensland | Shoulder | Non-coincident | 2018 | ACTUAL_ADJUSTEDOPG | Operational-demand | 8.9266 | 28.2369
QLD | QBIL | Biloela | Energy Queensland | Shoulder | Coincident | 2019 | ACTUAL_OPG | Operational-demand | 12.4604 | 27.4542
QLD | QBIL | Biloela | Energy Queensland | Shoulder | Coincident | 2019 | ACTUAL_RAW | Operational-demand | 12.4604 | 27.4542
QLD | QBIL | Biloela | Energy Queensland | Shoulder | Non-coincident | 2019 | ACTUAL_RAW | Operational-demand | 7.4963 | 30.5176
QLD | QBIL | Biloela | Energy Queensland | Shoulder | Non-coincident | 2019 | ACTUAL_OPG | Operational-demand | 7.4963 | 30.5176
QLD | QBIL | Biloela | Energy Queensland | Shoulder | Non-coincident | 2019 | ACTUAL_ADJUSTEDOPG | Operational-demand | 7.4963 | 30.5176
QLD | QBIL | Biloela | Energy Queensland | Shoulder | Non-coincident | 2019 | BASEYEARPOE90 | Operational-demand | 9.7369 | NA
QLD | QBIL | Biloela | Energy Queensland | Shoulder | Non-coincident | 2019 | BASEYEARPOE50 | Operational-demand | 10.3222 | 27.5145
QLD | QBIL | Biloela | Energy Queensland | Shoulder | Coincident | 2020 | ACTUAL_OPG | Operational-demand | 12.8326 | 28.2877
QLD | QBIL | Biloela | Energy Queensland | Shoulder | Coincident | 2020 | ACTUAL_RAW | Operational-demand | 12.8326 | 28.2877
QLD | QBIL | Biloela | Energy Queensland | Shoulder | Non-coincident | 2020 | ACTUAL_RAW | Operational-demand | 9.2756 | 30.2327
QLD | QBIL | Biloela | Energy Queensland | Shoulder | Non-coincident | 2020 | ACTUAL_OPG | Operational-demand | 9.2756 | 30.2327
QLD | QBIL | Biloela | Energy Queensland | Shoulder | Non-coincident | 2020 | ACTUAL_ADJUSTEDOPG | Operational-demand | 9.2756 | 30.2327
QLD | QBIL | Biloela | Energy Queensland | Shoulder | Coincident_unreconciled | 2021 | POE50 | Operational-demand | 12.8936 | NA
QLD | QBIL | Biloela | Energy Queensland | Shoulder | Coincident_unreconciled | 2021 | POE90 | Operational-demand | 10.6147 | NA
QLD | QBIL | Biloela | Energy Queensland | Shoulder | Non-coincident | 2021 | POE50 | Operational-demand | 8.5 | 29.6984
QLD | QBIL | Biloela | Energy Queensland | Shoulder | Non-coincident | 2021 | POE90 | Operational-demand | 7.4138 | NA
QLD | QBIL | Biloela | Energy Queensland | Shoulder | Coincident_unreconciled | 2022 | POE50 | Operational-demand | 11.9454 | NA
QLD | QBIL | Biloela | Energy Queensland | Shoulder | Coincident_unreconciled | 2022 | POE90 | Operational-demand | 9.6698 | NA
QLD | QBIL | Biloela | Energy Queensland | Shoulder | Non-coincident | 2022 | POE50 | Operational-demand | 8.0481 | 29.6323
QLD | QBIL | Biloela | Energy Queensland | Shoulder | Non-coincident | 2022 | POE90 | Operational-demand | 6.9634 | NA
QLD | QBIL | Biloela | Energy Queensland | Shoulder | Coincident_unreconciled | 2023 | POE50 | Operational-demand | 11.1191 | NA
QLD | QBIL | Biloela | Energy Queensland | Shoulder | Coincident_unreconciled | 2023 | POE90 | Operational-demand | 8.8461 | NA
QLD | QBIL | Biloela | Energy Queensland | Shoulder | Non-coincident | 2023 | POE50 | Operational-demand | 7.6542 | 29.5784
QLD | QBIL | Biloela | Energy Queensland | Shoulder | Non-coincident | 2023 | POE90 | Operational-demand | 6.5708 | NA
QLD | QBIL | Biloela | Energy Queensland | Shoulder | Coincident_unreconciled | 2024 | POE50 | Operational-demand | 10.4444 | NA
QLD | QBIL | Biloela | Energy Queensland | Shoulder | Coincident_unreconciled | 2024 | POE90 | Operational-demand | 8.174 | NA
QLD | QBIL | Biloela | Energy Queensland | Shoulder | Non-coincident | 2024 | POE50 | Operational-demand | 7.3326 | 29.5157
QLD | QBIL | Biloela | Energy Queensland | Shoulder | Non-coincident | 2024 | POE90 | Operational-demand | 6.2504 | NA
QLD | QBIL | Biloela | Energy Queensland | Shoulder | Coincident_unreconciled | 2025 | POE50 | Operational-demand | 9.8274 | NA
QLD | QBIL | Biloela | Energy Queensland | Shoulder | Coincident_unreconciled | 2025 | POE90 | Operational-demand | 7.5597 | NA
QLD | QBIL | Biloela | Energy Queensland | Shoulder | Non-coincident | 2025 | POE50 | Operational-demand | 7.0385 | 29.447
QLD | QBIL | Biloela | Energy Queensland | Shoulder | Non-coincident | 2025 | POE90 | Operational-demand | 5.9576 | NA
QLD | QBIL | Biloela | Energy Queensland | Shoulder | Coincident_unreconciled | 2026 | POE50 | Operational-demand | 9.2779 | NA
QLD | QBIL | Biloela | Energy Queensland | Shoulder | Coincident_unreconciled | 2026 | POE90 | Operational-demand | 7.0128 | NA
QLD | QBIL | Biloela | Energy Queensland | Shoulder | Non-coincident | 2026 | POE50 | Operational-demand | 6.7766 | 29.3796
QLD | QBIL | Biloela | Energy Queensland | Shoulder | Non-coincident | 2026 | POE90 | Operational-demand | 5.6969 | NA
QLD | QBIL | Biloela | Energy Queensland | Shoulder | Coincident_unreconciled | 2027 | POE50 | Operational-demand | 8.8821 | NA
QLD | QBIL | Biloela | Energy Queensland | Shoulder | Coincident_unreconciled | 2027 | POE90 | Operational-demand | 6.6187 | NA
QLD | QBIL | Biloela | Energy Queensland | Shoulder | Non-coincident | 2027 | POE50 | Operational-demand | 6.5879 | 29.3301
QLD | QBIL | Biloela | Energy Queensland | Shoulder | Non-coincident | 2027 | POE90 | Operational-demand | 5.5091 | NA
QLD | QBIL | Biloela | Energy Queensland | Shoulder | Coincident_unreconciled | 2028 | POE50 | Operational-demand | 8.5861 | NA
QLD | QBIL | Biloela | Energy Queensland | Shoulder | Coincident_unreconciled | 2028 | POE90 | Operational-demand | 6.3238 | NA
QLD | QBIL | Biloela | Energy Queensland | Shoulder | Non-coincident | 2028 | POE50 | Operational-demand | 6.4469 | 29.3109
QLD | QBIL | Biloela | Energy Queensland | Shoulder | Non-coincident | 2028 | POE90 | Operational-demand | 5.3685 | NA
QLD | QBIL | Biloela | Energy Queensland | Shoulder | Coincident_unreconciled | 2029 | POE50 | Operational-demand | 8.348 | NA
QLD | QBIL | Biloela | Energy Queensland | Shoulder | Coincident_unreconciled | 2029 | POE90 | Operational-demand | 6.0866 | NA
QLD | QBIL | Biloela | Energy Queensland | Shoulder | Non-coincident | 2029 | POE50 | Operational-demand | 6.3334 | 29.3231
QLD | QBIL | Biloela | Energy Queensland | Shoulder | Non-coincident | 2029 | POE90 | Operational-demand | 5.2554 | NA
QLD | QBIL | Biloela | Energy Queensland | Shoulder | Coincident_unreconciled | 2030 | POE50 | Operational-demand | 8.2424 | NA
QLD | QBIL | Biloela | Energy Queensland | Shoulder | Coincident_unreconciled | 2030 | POE90 | Operational-demand | 5.982 | NA
QLD | QBIL | Biloela | Energy Queensland | Shoulder | Non-coincident | 2030 | POE50 | Operational-demand | 6.283 | 29.3465
QLD | QBIL | Biloela | Energy Queensland | Shoulder | Non-coincident | 2030 | POE90 | Operational-demand | 5.2056 | NA
QLD | QBIL | Biloela | Energy Queensland | Summer | Coincident | 2017 | ACTUAL_OPG | Operational-demand | 8.3621 | 25.3606
QLD | QBIL | Biloela | Energy Queensland | Summer | Coincident | 2017 | ACTUAL_RAW | Operational-demand | 8.3621 | 25.3606
QLD | QBIL | Biloela | Energy Queensland | Summer | Non-coincident | 2017 | ACTUAL_RAW | Operational-demand | 7.9152 | 38.8493
QLD | QBIL | Biloela | Energy Queensland | Summer | Non-coincident | 2017 | ACTUAL_OPG | Operational-demand | 7.9152 | 38.8493
QLD | QBIL | Biloela | Energy Queensland | Summer | Non-coincident | 2017 | ACTUAL_ADJUSTEDOPG | Operational-demand | 7.9152 | 38.8493
QLD | QBIL | Biloela | Energy Queensland | Summer | Coincident | 2018 | ACTUAL_OPG | Operational-demand | 10.1107 | 29.8079
QLD | QBIL | Biloela | Energy Queensland | Summer | Coincident | 2018 | ACTUAL_RAW | Operational-demand | 10.1107 | 29.8079
QLD | QBIL | Biloela | Energy Queensland | Summer | Non-coincident | 2018 | ACTUAL_RAW | Operational-demand | 5.9214 | 35.1737
QLD | QBIL | Biloela | Energy Queensland | Summer | Non-coincident | 2018 | ACTUAL_OPG | Operational-demand | 5.9214 | 35.1737
QLD | QBIL | Biloela | Energy Queensland | Summer | Non-coincident | 2018 | ACTUAL_ADJUSTEDOPG | Operational-demand | 5.9214 | 35.1737
QLD | QBIL | Biloela | Energy Queensland | Summer | Coincident | 2019 | ACTUAL_OPG | Operational-demand | 7.7663 | 28.9942
QLD | QBIL | Biloela | Energy Queensland | Summer | Coincident | 2019 | ACTUAL_RAW | Operational-demand | 7.7663 | 28.9942
QLD | QBIL | Biloela | Energy Queensland | Summer | Non-coincident | 2019 | ACTUAL_RAW | Operational-demand | 6.641 | 36.804
QLD | QBIL | Biloela | Energy Queensland | Summer | Non-coincident | 2019 | ACTUAL_OPG | Operational-demand | 6.641 | 36.804
QLD | QBIL | Biloela | Energy Queensland | Summer | Non-coincident | 2019 | ACTUAL_ADJUSTEDOPG | Operational-demand | 6.641 | 36.804
QLD | QBIL | Biloela | Energy Queensland | Summer | Non-coincident | 2019 | BASEYEARPOE90 | Operational-demand | 9.7089 | NA
QLD | QBIL | Biloela | Energy Queensland | Summer | Non-coincident | 2019 | BASEYEARPOE50 | Operational-demand | 10.7559 | 34.5141
QLD | QBIL | Biloela | Energy Queensland | Summer | Coincident | 2020 | ACTUAL_OPG | Operational-demand | 16.0938 | 27.5102
QLD | QBIL | Biloela | Energy Queensland | Summer | Coincident | 2020 | ACTUAL_RAW | Operational-demand | 16.0938 | 27.5102
QLD | QBIL | Biloela | Energy Queensland | Summer | Non-coincident | 2020 | ACTUAL_RAW | Operational-demand | 6.7573 | 32.166
QLD | QBIL | Biloela | Energy Queensland | Summer | Non-coincident | 2020 | ACTUAL_OPG | Operational-demand | 6.7573 | 32.166
QLD | QBIL | Biloela | Energy Queensland | Summer | Non-coincident | 2020 | ACTUAL_ADJUSTEDOPG | Operational-demand | 6.7573 | 32.166
QLD | QBIL | Biloela | Energy Queensland | Summer | Coincident_unreconciled | 2021 | POE50 | Operational-demand | 12.0292 | NA
QLD | QBIL | Biloela | Energy Queensland | Summer | Coincident_unreconciled | 2021 | POE90 | Operational-demand | 7.5333 | NA
QLD | QBIL | Biloela | Energy Queensland | Summer | Non-coincident | 2021 | POE50 | Operational-demand | 8.3595 | 34.7008
QLD | QBIL | Biloela | Energy Queensland | Summer | Non-coincident | 2021 | POE90 | Operational-demand | 6.8901 | NA
QLD | QBIL | Biloela | Energy Queensland | Summer | Coincident_unreconciled | 2022 | POE50 | Operational-demand | 10.6968 | NA
QLD | QBIL | Biloela | Energy Queensland | Summer | Coincident_unreconciled | 2022 | POE90 | Operational-demand | 6.2146 | NA
QLD | QBIL | Biloela | Energy Queensland | Summer | Non-coincident | 2022 | POE50 | Operational-demand | 8.3295 | 34.5936
QLD | QBIL | Biloela | Energy Queensland | Summer | Non-coincident | 2022 | POE90 | Operational-demand | 6.8622 | NA
QLD | QBIL | Biloela | Energy Queensland | Summer | Coincident_unreconciled | 2023 | POE50 | Operational-demand | 9.5416 | NA
QLD | QBIL | Biloela | Energy Queensland | Summer | Coincident_unreconciled | 2023 | POE90 | Operational-demand | 5.0703 | NA
QLD | QBIL | Biloela | Energy Queensland | Summer | Non-coincident | 2023 | POE50 | Operational-demand | 8.3047 | 34.5059
QLD | QBIL | Biloela | Energy Queensland | Summer | Non-coincident | 2023 | POE90 | Operational-demand | 6.839 | NA
QLD | QBIL | Biloela | Energy Queensland | Summer | Coincident_unreconciled | 2024 | POE50 | Operational-demand | 8.5994 | NA
QLD | QBIL | Biloela | Energy Queensland | Summer | Coincident_unreconciled | 2024 | POE90 | Operational-demand | 4.1394 | NA
QLD | QBIL | Biloela | Energy Queensland | Summer | Non-coincident | 2024 | POE50 | Operational-demand | 8.2743 | 34.4141
QLD | QBIL | Biloela | Energy Queensland | Summer | Non-coincident | 2024 | POE90 | Operational-demand | 6.8103 | NA
QLD | QBIL | Biloela | Energy Queensland | Summer | Coincident_unreconciled | 2025 | POE50 | Operational-demand | 7.7308 | NA
QLD | QBIL | Biloela | Energy Queensland | Summer | Coincident_unreconciled | 2025 | POE90 | Operational-demand | 3.282 | NA
QLD | QBIL | Biloela | Energy Queensland | Summer | Non-coincident | 2025 | POE50 | Operational-demand | 8.2379 | 34.3209
QLD | QBIL | Biloela | Energy Queensland | Summer | Non-coincident | 2025 | POE90 | Operational-demand | 6.7755 | NA
QLD | QBIL | Biloela | Energy Queensland | Summer | Coincident_unreconciled | 2026 | POE50 | Operational-demand | 6.9608 | NA
QLD | QBIL | Biloela | Energy Queensland | Summer | Coincident_unreconciled | 2026 | POE90 | Operational-demand | 2.5229 | NA
QLD | QBIL | Biloela | Energy Queensland | Summer | Non-coincident | 2026 | POE50 | Operational-demand | 8.1978 | 34.2371
QLD | QBIL | Biloela | Energy Queensland | Summer | Non-coincident | 2026 | POE90 | Operational-demand | 6.7371 | NA
QLD | QBIL | Biloela | Energy Queensland | Summer | Coincident_unreconciled | 2027 | POE50 | Operational-demand | 6.4207 | NA
QLD | QBIL | Biloela | Energy Queensland | Summer | Coincident_unreconciled | 2027 | POE90 | Operational-demand | 1.9901 | NA
QLD | QBIL | Biloela | Energy Queensland | Summer | Non-coincident | 2027 | POE50 | Operational-demand | 8.1589 | 34.1952
QLD | QBIL | Biloela | Energy Queensland | Summer | Non-coincident | 2027 | POE90 | Operational-demand | 6.6993 | NA
QLD | QBIL | Biloela | Energy Queensland | Summer | Coincident_unreconciled | 2028 | POE50 | Operational-demand | 6.0167 | NA
QLD | QBIL | Biloela | Energy Queensland | Summer | Coincident_unreconciled | 2028 | POE90 | Operational-demand | 1.5905 | NA
QLD | QBIL | Biloela | Energy Queensland | Summer | Non-coincident | 2028 | POE50 | Operational-demand | 8.1329 | 34.204
QLD | QBIL | Biloela | Energy Queensland | Summer | Non-coincident | 2028 | POE90 | Operational-demand | 6.674 | NA
QLD | QBIL | Biloela | Energy Queensland | Summer | Coincident_unreconciled | 2029 | POE50 | Operational-demand | 5.6935 | NA
QLD | QBIL | Biloela | Energy Queensland | Summer | Coincident_unreconciled | 2029 | POE90 | Operational-demand | 1.2712 | NA
QLD | QBIL | Biloela | Energy Queensland | Summer | Non-coincident | 2029 | POE50 | Operational-demand | 8.1258 | 34.255
QLD | QBIL | Biloela | Energy Queensland | Summer | Non-coincident | 2029 | POE90 | Operational-demand | 6.6675 | NA
QLD | QBIL | Biloela | Energy Queensland | Summer | Coincident_unreconciled | 2030 | POE50 | Operational-demand | 5.5657 | NA
QLD | QBIL | Biloela | Energy Queensland | Summer | Coincident_unreconciled | 2030 | POE90 | Operational-demand | 1.1475 | NA
QLD | QBIL | Biloela | Energy Queensland | Summer | Non-coincident | 2030 | POE50 | Operational-demand | 8.1254 | 34.3312
QLD | QBIL | Biloela | Energy Queensland | Summer | Non-coincident | 2030 | POE90 | Operational-demand | 6.6677 | NA
QLD | QBIL | Biloela | Energy Queensland | Winter | Coincident | 2016 | ACTUAL_OPG | Operational-demand | 10.8074 | 27.0715
QLD | QBIL | Biloela | Energy Queensland | Winter | Coincident | 2016 | ACTUAL_RAW | Operational-demand | 10.8074 | 27.0715
QLD | QBIL | Biloela | Energy Queensland | Winter | Non-coincident | 2016 | ACTUAL_RAW | Operational-demand | 8.7225 | 29.1345
QLD | QBIL | Biloela | Energy Queensland | Winter | Non-coincident | 2016 | ACTUAL_OPG | Operational-demand | 8.7225 | 29.1345
QLD | QBIL | Biloela | Energy Queensland | Winter | Non-coincident | 2016 | ACTUAL_ADJUSTEDOPG | Operational-demand | 8.7225 | 29.1345
QLD | QBIL | Biloela | Energy Queensland | Winter | Coincident | 2017 | ACTUAL_OPG | Operational-demand | 17.3941 | 21.0577
QLD | QBIL | Biloela | Energy Queensland | Winter | Coincident | 2017 | ACTUAL_RAW | Operational-demand | 17.3941 | 21.0577
QLD | QBIL | Biloela | Energy Queensland | Winter | Non-coincident | 2017 | ACTUAL_RAW | Operational-demand | 10.4096 | 29.0232
QLD | QBIL | Biloela | Energy Queensland | Winter | Non-coincident | 2017 | ACTUAL_OPG | Operational-demand | 10.4096 | 29.0232
QLD | QBIL | Biloela | Energy Queensland | Winter | Non-coincident | 2017 | ACTUAL_ADJUSTEDOPG | Operational-demand | 10.4096 | 29.0232
QLD | QBIL | Biloela | Energy Queensland | Winter | Coincident | 2018 | ACTUAL_OPG | Operational-demand | 11.738 | 27.8568
QLD | QBIL | Biloela | Energy Queensland | Winter | Coincident | 2018 | ACTUAL_RAW | Operational-demand | 11.738 | 27.8568
QLD | QBIL | Biloela | Energy Queensland | Winter | Non-coincident | 2018 | ACTUAL_RAW | Operational-demand | 8.9132 | 31.8791
QLD | QBIL | Biloela | Energy Queensland | Winter | Non-coincident | 2018 | ACTUAL_OPG | Operational-demand | 8.9132 | 31.8791
QLD | QBIL | Biloela | Energy Queensland | Winter | Non-coincident | 2018 | ACTUAL_ADJUSTEDOPG | Operational-demand | 8.9132 | 31.8791
QLD | QBIL | Biloela | Energy Queensland | Winter | Coincident | 2019 | ACTUAL_OPG | Operational-demand | 17.3762 | 17.3573
QLD | QBIL | Biloela | Energy Queensland | Winter | Coincident | 2019 | ACTUAL_RAW | Operational-demand | 17.3762 | 17.3573
QLD | QBIL | Biloela | Energy Queensland | Winter | Non-coincident | 2019 | ACTUAL_RAW | Operational-demand | 8.315 | 28.4634
QLD | QBIL | Biloela | Energy Queensland | Winter | Non-coincident | 2019 | ACTUAL_OPG | Operational-demand | 8.315 | 28.4634
QLD | QBIL | Biloela | Energy Queensland | Winter | Non-coincident | 2019 | ACTUAL_ADJUSTEDOPG | Operational-demand | 8.315 | 28.4634
QLD | QBIL | Biloela | Energy Queensland | Winter | Non-coincident | 2019 | BASEYEARPOE90 | Operational-demand | 9.8284 | NA
QLD | QBIL | Biloela | Energy Queensland | Winter | Non-coincident | 2019 | BASEYEARPOE50 | Operational-demand | 10.4775 | 27.3309
QLD | QBIL | Biloela | Energy Queensland | Winter | Coincident_unreconciled | 2020 | POE50 | Operational-demand | 13.1749 | NA
QLD | QBIL | Biloela | Energy Queensland | Winter | Coincident_unreconciled | 2020 | POE90 | Operational-demand | 10.9705 | NA
QLD | QBIL | Biloela | Energy Queensland | Winter | Non-coincident | 2020 | POE50 | Operational-demand | 9.1 | 29.0295
QLD | QBIL | Biloela | Energy Queensland | Winter | Non-coincident | 2020 | POE90 | Operational-demand | 8.2101 | NA
QLD | QBIL | Biloela | Energy Queensland | Winter | Coincident_unreconciled | 2021 | POE50 | Operational-demand | 12.0545 | NA
QLD | QBIL | Biloela | Energy Queensland | Winter | Coincident_unreconciled | 2021 | POE90 | Operational-demand | 9.8559 | NA
QLD | QBIL | Biloela | Energy Queensland | Winter | Non-coincident | 2021 | POE50 | Operational-demand | 8.6477 | 28.951
QLD | QBIL | Biloela | Energy Queensland | Winter | Non-coincident | 2021 | POE90 | Operational-demand | 7.7601 | NA
QLD | QBIL | Biloela | Energy Queensland | Winter | Coincident_unreconciled | 2022 | POE50 | Operational-demand | 11.0097 | NA
QLD | QBIL | Biloela | Energy Queensland | Winter | Coincident_unreconciled | 2022 | POE90 | Operational-demand | 8.8149 | NA
QLD | QBIL | Biloela | Energy Queensland | Winter | Non-coincident | 2022 | POE50 | Operational-demand | 8.2259 | 28.8935
QLD | QBIL | Biloela | Energy Queensland | Winter | Non-coincident | 2022 | POE90 | Operational-demand | 7.3398 | NA
QLD | QBIL | Biloela | Energy Queensland | Winter | Coincident_unreconciled | 2023 | POE50 | Operational-demand | 10.1692 | NA
QLD | QBIL | Biloela | Energy Queensland | Winter | Coincident_unreconciled | 2023 | POE90 | Operational-demand | 7.9782 | NA
QLD | QBIL | Biloela | Energy Queensland | Winter | Non-coincident | 2023 | POE50 | Operational-demand | 7.8866 | 28.8383
QLD | QBIL | Biloela | Energy Queensland | Winter | Non-coincident | 2023 | POE90 | Operational-demand | 7.002 | NA
QLD | QBIL | Biloela | Energy Queensland | Winter | Coincident_unreconciled | 2024 | POE50 | Operational-demand | 9.4519 | NA
QLD | QBIL | Biloela | Energy Queensland | Winter | Coincident_unreconciled | 2024 | POE90 | Operational-demand | 7.2648 | NA
QLD | QBIL | Biloela | Energy Queensland | Winter | Non-coincident | 2024 | POE50 | Operational-demand | 7.5969 | 28.7662
QLD | QBIL | Biloela | Energy Queensland | Winter | Non-coincident | 2024 | POE90 | Operational-demand | 6.714 | NA
QLD | QBIL | Biloela | Energy Queensland | Winter | Coincident_unreconciled | 2025 | POE50 | Operational-demand | 8.7717 | NA
QLD | QBIL | Biloela | Energy Queensland | Winter | Coincident_unreconciled | 2025 | POE90 | Operational-demand | 6.5883 | NA
QLD | QBIL | Biloela | Energy Queensland | Winter | Non-coincident | 2025 | POE50 | Operational-demand | 7.3223 | 28.6947
QLD | QBIL | Biloela | Energy Queensland | Winter | Non-coincident | 2025 | POE90 | Operational-demand | 6.4409 | NA
QLD | QBIL | Biloela | Energy Queensland | Winter | Coincident_unreconciled | 2026 | POE50 | Operational-demand | 8.2109 | NA
QLD | QBIL | Biloela | Energy Queensland | Winter | Coincident_unreconciled | 2026 | POE90 | Operational-demand | 6.0311 | NA
QLD | QBIL | Biloela | Energy Queensland | Winter | Non-coincident | 2026 | POE50 | Operational-demand | 7.0959 | 28.6253
QLD | QBIL | Biloela | Energy Queensland | Winter | Non-coincident | 2026 | POE90 | Operational-demand | 6.216 | NA
QLD | QBIL | Biloela | Energy Queensland | Winter | Coincident_unreconciled | 2027 | POE50 | Operational-demand | 7.8526 | NA
QLD | QBIL | Biloela | Energy Queensland | Winter | Coincident_unreconciled | 2027 | POE90 | Operational-demand | 5.6744 | NA
QLD | QBIL | Biloela | Energy Queensland | Winter | Non-coincident | 2027 | POE50 | Operational-demand | 6.9513 | 28.5834
QLD | QBIL | Biloela | Energy Queensland | Winter | Non-coincident | 2027 | POE90 | Operational-demand | 6.0719 | NA
QLD | QBIL | Biloela | Energy Queensland | Winter | Coincident_unreconciled | 2028 | POE50 | Operational-demand | 7.5497 | NA
QLD | QBIL | Biloela | Energy Queensland | Winter | Coincident_unreconciled | 2028 | POE90 | Operational-demand | 5.373 | NA
QLD | QBIL | Biloela | Energy Queensland | Winter | Non-coincident | 2028 | POE50 | Operational-demand | 6.829 | 28.5751
QLD | QBIL | Biloela | Energy Queensland | Winter | Non-coincident | 2028 | POE90 | Operational-demand | 5.9502 | NA
QLD | QBIL | Biloela | Energy Queensland | Winter | Coincident_unreconciled | 2029 | POE50 | Operational-demand | 7.3283 | NA
QLD | QBIL | Biloela | Energy Queensland | Winter | Coincident_unreconciled | 2029 | POE90 | Operational-demand | 5.1529 | NA
QLD | QBIL | Biloela | Energy Queensland | Winter | Non-coincident | 2029 | POE50 | Operational-demand | 6.7396 | 28.5957
QLD | QBIL | Biloela | Energy Queensland | Winter | Non-coincident | 2029 | POE90 | Operational-demand | 5.8614 | NA
QLD | QBIL | Biloela | Energy Queensland | Shoulder | Non-coincident | 2019 | BASEYEARPOE10 | Operational-demand | NA | 28.3142
QLD | QBIL | Biloela | Energy Queensland | Shoulder | Coincident | 2021 | POE10 | Operational-demand | NA | 23.5839
QLD | QBIL | Biloela | Energy Queensland | Shoulder | Coincident | 2021 | POE50 | Operational-demand | NA | 23.5974
QLD | QBIL | Biloela | Energy Queensland | Shoulder | Non-coincident | 2021 | POE10 | Operational-demand | NA | 30.5924
QLD | QBIL | Biloela | Energy Queensland | Shoulder | Coincident | 2022 | POE10 | Operational-demand | NA | 24.1753
QLD | QBIL | Biloela | Energy Queensland | Shoulder | Coincident | 2022 | POE50 | Operational-demand | NA | 23.7867
QLD | QBIL | Biloela | Energy Queensland | Shoulder | Non-coincident | 2022 | POE10 | Operational-demand | NA | 30.5229
QLD | QBIL | Biloela | Energy Queensland | Shoulder | Coincident | 2023 | POE10 | Operational-demand | NA | 24.1729
QLD | QBIL | Biloela | Energy Queensland | Shoulder | Coincident | 2023 | POE50 | Operational-demand | NA | 23.9002
QLD | QBIL | Biloela | Energy Queensland | Shoulder | Non-coincident | 2023 | POE10 | Operational-demand | NA | 30.4663
QLD | QBIL | Biloela | Energy Queensland | Shoulder | Coincident | 2024 | POE10 | Operational-demand | NA | 24.2331
QLD | QBIL | Biloela | Energy Queensland | Shoulder | Coincident | 2024 | POE50 | Operational-demand | NA | 24.2757
QLD | QBIL | Biloela | Energy Queensland | Shoulder | Non-coincident | 2024 | POE10 | Operational-demand | NA | 30.4008
QLD | QBIL | Biloela | Energy Queensland | Shoulder | Coincident | 2025 | POE10 | Operational-demand | NA | 24.2471
QLD | QBIL | Biloela | Energy Queensland | Shoulder | Coincident | 2025 | POE50 | Operational-demand | NA | 24.114
QLD | QBIL | Biloela | Energy Queensland | Shoulder | Non-coincident | 2025 | POE10 | Operational-demand | NA | 30.3293
QLD | QBIL | Biloela | Energy Queensland | Shoulder | Coincident | 2026 | POE10 | Operational-demand | NA | 24.062
QLD | QBIL | Biloela | Energy Queensland | Shoulder | Coincident | 2026 | POE50 | Operational-demand | NA | 24.0623
QLD | QBIL | Biloela | Energy Queensland | Shoulder | Non-coincident | 2026 | POE10 | Operational-demand | NA | 30.2593
QLD | QBIL | Biloela | Energy Queensland | Shoulder | Coincident | 2027 | POE10 | Operational-demand | NA | 23.9182
QLD | QBIL | Biloela | Energy Queensland | Shoulder | Coincident | 2027 | POE50 | Operational-demand | NA | 23.8953
QLD | QBIL | Biloela | Energy Queensland | Shoulder | Non-coincident | 2027 | POE10 | Operational-demand | NA | 30.2079
QLD | QBIL | Biloela | Energy Queensland | Shoulder | Coincident | 2028 | POE10 | Operational-demand | NA | 23.8103
QLD | QBIL | Biloela | Energy Queensland | Shoulder | Coincident | 2028 | POE50 | Operational-demand | NA | 23.8454
QLD | QBIL | Biloela | Energy Queensland | Shoulder | Non-coincident | 2028 | POE10 | Operational-demand | NA | 30.1877
QLD | QBIL | Biloela | Energy Queensland | Shoulder | Coincident | 2029 | POE10 | Operational-demand | NA | 24.0417
QLD | QBIL | Biloela | Energy Queensland | Shoulder | Coincident | 2029 | POE50 | Operational-demand | NA | 23.9364
QLD | QBIL | Biloela | Energy Queensland | Shoulder | Non-coincident | 2029 | POE10 | Operational-demand | NA | 30.1989
QLD | QBIL | Biloela | Energy Queensland | Shoulder | Coincident | 2030 | POE10 | Operational-demand | NA | 24.0594
QLD | QBIL | Biloela | Energy Queensland | Shoulder | Coincident | 2030 | POE50 | Operational-demand | NA | 23.9799
QLD | QBIL | Biloela | Energy Queensland | Shoulder | Non-coincident | 2030 | POE10 | Operational-demand | NA | 30.2213
QLD | QBIL | Biloela | Energy Queensland | Summer | Non-coincident | 2019 | BASEYEARPOE10 | Operational-demand | NA | 35.9089
QLD | QBIL | Biloela | Energy Queensland | Summer | Coincident | 2021 | POE10 | Operational-demand | NA | 29.1652
QLD | QBIL | Biloela | Energy Queensland | Summer | Coincident | 2021 | POE50 | Operational-demand | NA | 28.85
QLD | QBIL | Biloela | Energy Queensland | Summer | Non-coincident | 2021 | POE10 | Operational-demand | NA | 36.6641
QLD | QBIL | Biloela | Energy Queensland | Summer | Coincident | 2022 | POE10 | Operational-demand | NA | 29.6011
QLD | QBIL | Biloela | Energy Queensland | Summer | Coincident | 2022 | POE50 | Operational-demand | NA | 29.2388
QLD | QBIL | Biloela | Energy Queensland | Summer | Non-coincident | 2022 | POE10 | Operational-demand | NA | 36.5483
QLD | QBIL | Biloela | Energy Queensland | Summer | Coincident | 2023 | POE10 | Operational-demand | NA | 29.6872
QLD | QBIL | Biloela | Energy Queensland | Summer | Coincident | 2023 | POE50 | Operational-demand | NA | 29.2609
QLD | QBIL | Biloela | Energy Queensland | Summer | Non-coincident | 2023 | POE10 | Operational-demand | NA | 36.4538
QLD | QBIL | Biloela | Energy Queensland | Summer | Coincident | 2024 | POE10 | Operational-demand | NA | 29.9474
QLD | QBIL | Biloela | Energy Queensland | Summer | Coincident | 2024 | POE50 | Operational-demand | NA | 29.5479
QLD | QBIL | Biloela | Energy Queensland | Summer | Non-coincident | 2024 | POE10 | Operational-demand | NA | 36.3551
QLD | QBIL | Biloela | Energy Queensland | Summer | Coincident | 2025 | POE10 | Operational-demand | NA | 29.7251
QLD | QBIL | Biloela | Energy Queensland | Summer | Coincident | 2025 | POE50 | Operational-demand | NA | 29.4818
QLD | QBIL | Biloela | Energy Queensland | Summer | Non-coincident | 2025 | POE10 | Operational-demand | NA | 36.255
QLD | QBIL | Biloela | Energy Queensland | Summer | Coincident | 2026 | POE10 | Operational-demand | NA | 29.7751
QLD | QBIL | Biloela | Energy Queensland | Summer | Coincident | 2026 | POE50 | Operational-demand | NA | 29.4355
QLD | QBIL | Biloela | Energy Queensland | Summer | Non-coincident | 2026 | POE10 | Operational-demand | NA | 36.1644
QLD | QBIL | Biloela | Energy Queensland | Summer | Coincident | 2027 | POE10 | Operational-demand | NA | 29.5016
QLD | QBIL | Biloela | Energy Queensland | Summer | Coincident | 2027 | POE50 | Operational-demand | NA | 29.2678
QLD | QBIL | Biloela | Energy Queensland | Summer | Non-coincident | 2027 | POE10 | Operational-demand | NA | 36.1181
QLD | QBIL | Biloela | Energy Queensland | Summer | Coincident | 2028 | POE10 | Operational-demand | NA | 29.5144
QLD | QBIL | Biloela | Energy Queensland | Summer | Coincident | 2028 | POE50 | Operational-demand | NA | 29.2681
QLD | QBIL | Biloela | Energy Queensland | Summer | Non-coincident | 2028 | POE10 | Operational-demand | NA | 36.1241
QLD | QBIL | Biloela | Energy Queensland | Summer | Coincident | 2029 | POE10 | Operational-demand | NA | 29.4627
QLD | QBIL | Biloela | Energy Queensland | Summer | Coincident | 2029 | POE50 | Operational-demand | NA | 29.3465
QLD | QBIL | Biloela | Energy Queensland | Summer | Non-coincident | 2029 | POE10 | Operational-demand | NA | 36.1726
QLD | QBIL | Biloela | Energy Queensland | Summer | Coincident | 2030 | POE10 | Operational-demand | NA | 29.5417
QLD | QBIL | Biloela | Energy Queensland | Summer | Coincident | 2030 | POE50 | Operational-demand | NA | 29.275
QLD | QBIL | Biloela | Energy Queensland | Summer | Non-coincident | 2030 | POE10 | Operational-demand | NA | 36.2464
QLD | QBIL | Biloela | Energy Queensland | Winter | Non-coincident | 2019 | BASEYEARPOE10 | Operational-demand | NA | 28.2952
QLD | QBIL | Biloela | Energy Queensland | Winter | Coincident | 2020 | POE10 | Operational-demand | NA | 20.9603
QLD | QBIL | Biloela | Energy Queensland | Winter | Coincident | 2020 | POE50 | Operational-demand | NA | 20.0925
QLD | QBIL | Biloela | Energy Queensland | Winter | Non-coincident | 2020 | POE10 | Operational-demand | NA | 29.904
QLD | QBIL | Biloela | Energy Queensland | Winter | Coincident | 2021 | POE10 | Operational-demand | NA | 20.7231
QLD | QBIL | Biloela | Energy Queensland | Winter | Coincident | 2021 | POE50 | Operational-demand | NA | 19.8613
QLD | QBIL | Biloela | Energy Queensland | Winter | Non-coincident | 2021 | POE10 | Operational-demand | NA | 29.8209
QLD | QBIL | Biloela | Energy Queensland | Winter | Coincident | 2022 | POE10 | Operational-demand | NA | 21.1361
QLD | QBIL | Biloela | Energy Queensland | Winter | Coincident | 2022 | POE50 | Operational-demand | NA | 20.2615
QLD | QBIL | Biloela | Energy Queensland | Winter | Non-coincident | 2022 | POE10 | Operational-demand | NA | 29.7604
QLD | QBIL | Biloela | Energy Queensland | Winter | Coincident | 2023 | POE10 | Operational-demand | NA | 21.2873
QLD | QBIL | Biloela | Energy Queensland | Winter | Coincident | 2023 | POE50 | Operational-demand | NA | 20.388
QLD | QBIL | Biloela | Energy Queensland | Winter | Non-coincident | 2023 | POE10 | Operational-demand | NA | 29.7023
QLD | QBIL | Biloela | Energy Queensland | Winter | Coincident | 2024 | POE10 | Operational-demand | NA | 21.5471
QLD | QBIL | Biloela | Energy Queensland | Winter | Coincident | 2024 | POE50 | Operational-demand | NA | 20.5582
QLD | QBIL | Biloela | Energy Queensland | Winter | Non-coincident | 2024 | POE10 | Operational-demand | NA | 29.6271
QLD | QBIL | Biloela | Energy Queensland | Winter | Coincident | 2025 | POE10 | Operational-demand | NA | 21.4235
QLD | QBIL | Biloela | Energy Queensland | Winter | Coincident | 2025 | POE50 | Operational-demand | NA | 20.4848
QLD | QBIL | Biloela | Energy Queensland | Winter | Non-coincident | 2025 | POE10 | Operational-demand | NA | 29.5527
QLD | QBIL | Biloela | Energy Queensland | Winter | Coincident | 2026 | POE10 | Operational-demand | NA | 21.3536
QLD | QBIL | Biloela | Energy Queensland | Winter | Coincident | 2026 | POE50 | Operational-demand | NA | 20.457
QLD | QBIL | Biloela | Energy Queensland | Winter | Non-coincident | 2026 | POE10 | Operational-demand | NA | 29.4804
QLD | QBIL | Biloela | Energy Queensland | Winter | Coincident | 2027 | POE10 | Operational-demand | NA | 21.2999
QLD | QBIL | Biloela | Energy Queensland | Winter | Coincident | 2027 | POE50 | Operational-demand | NA | 20.4075
QLD | QBIL | Biloela | Energy Queensland | Winter | Non-coincident | 2027 | POE10 | Operational-demand | NA | 29.4374
QLD | QBIL | Biloela | Energy Queensland | Winter | Coincident | 2028 | POE10 | Operational-demand | NA | 21.5067
QLD | QBIL | Biloela | Energy Queensland | Winter | Coincident | 2028 | POE50 | Operational-demand | NA | 20.4466
QLD | QBIL | Biloela | Energy Queensland | Winter | Non-coincident | 2028 | POE10 | Operational-demand | NA | 29.4279
QLD | QBIL | Biloela | Energy Queensland | Winter | Coincident | 2029 | POE10 | Operational-demand | NA | 21.406
QLD | QBIL | Biloela | Energy Queensland | Winter | Coincident | 2029 | POE50 | Operational-demand | NA | 20.4584
QLD | QBIL | Biloela | Energy Queensland | Winter | Non-coincident | 2029 | POE10 | Operational-demand | NA | 29.4475
QLD | QBKS | Blackstone | Energy Queensland | Shoulder | Coincident | 2017 | ACTUAL_OPG | Operational-demand | 23.8134 | 53.8434
QLD | QBKS | Blackstone | Energy Queensland | Shoulder | Coincident | 2017 | ACTUAL_RAW | Operational-demand | 23.8134 | 53.8434
QLD | QBKS | Blackstone | Energy Queensland | Shoulder | Non-coincident | 2017 | ACTUAL_RAW | Operational-demand | 20.7916 | 53.8434
QLD | QBKS | Blackstone | Energy Queensland | Shoulder | Non-coincident | 2017 | ACTUAL_OPG | Operational-demand | 20.7916 | 53.8434
QLD | QBKS | Blackstone | Energy Queensland | Shoulder | Non-coincident | 2017 | ACTUAL_ADJUSTEDOPG | Operational-demand | 20.7916 | 53.8434
QLD | QBKS | Blackstone | Energy Queensland | Shoulder | Coincident | 2018 | ACTUAL_OPG | Operational-demand | 24.8582 | 65.8689
QLD | QBKS | Blackstone | Energy Queensland | Shoulder | Coincident | 2018 | ACTUAL_RAW | Operational-demand | 24.8582 | 65.8689
QLD | QBKS | Blackstone | Energy Queensland | Shoulder | Non-coincident | 2018 | ACTUAL_RAW | Operational-demand | 21.2524 | 74.9982
QLD | QBKS | Blackstone | Energy Queensland | Shoulder | Non-coincident | 2018 | ACTUAL_OPG | Operational-demand | 21.2524 | 74.9982
QLD | QBKS | Blackstone | Energy Queensland | Shoulder | Non-coincident | 2018 | ACTUAL_ADJUSTEDOPG | Operational-demand | 21.2524 | 74.9982
QLD | QBKS | Blackstone | Energy Queensland | Shoulder | Coincident | 2019 | ACTUAL_OPG | Operational-demand | 19.338 | 65.4776
QLD | QBKS | Blackstone | Energy Queensland | Shoulder | Coincident | 2019 | ACTUAL_RAW | Operational-demand | 19.338 | 65.4776
QLD | QBKS | Blackstone | Energy Queensland | Shoulder | Non-coincident | 2019 | ACTUAL_RAW | Operational-demand | 16.6684 | 65.4776
QLD | QBKS | Blackstone | Energy Queensland | Shoulder | Non-coincident | 2019 | ACTUAL_OPG | Operational-demand | 16.6684 | 65.4776
QLD | QBKS | Blackstone | Energy Queensland | Shoulder | Non-coincident | 2019 | ACTUAL_ADJUSTEDOPG | Operational-demand | 16.6684 | 65.4776
QLD | QBKS | Blackstone | Energy Queensland | Shoulder | Non-coincident | 2019 | BASEYEARPOE90 | Operational-demand | 10.8714 | NA
QLD | QBKS | Blackstone | Energy Queensland | Shoulder | Non-coincident | 2019 | BASEYEARPOE50 | Operational-demand | 13.1703 | 60.7626
QLD | QBKS | Blackstone | Energy Queensland | Shoulder | Coincident | 2020 | ACTUAL_OPG | Operational-demand | 13.8229 | 73.2759
QLD | QBKS | Blackstone | Energy Queensland | Shoulder | Coincident | 2020 | ACTUAL_RAW | Operational-demand | 13.8229 | 73.2759
QLD | QBKS | Blackstone | Energy Queensland | Shoulder | Non-coincident | 2020 | ACTUAL_RAW | Operational-demand | 13.7621 | 73.3414
QLD | QBKS | Blackstone | Energy Queensland | Shoulder | Non-coincident | 2020 | ACTUAL_OPG | Operational-demand | 13.7621 | 73.3414
QLD | QBKS | Blackstone | Energy Queensland | Shoulder | Non-coincident | 2020 | ACTUAL_ADJUSTEDOPG | Operational-demand | 13.7621 | 73.3414
QLD | QBKS | Blackstone | Energy Queensland | Shoulder | Coincident_unreconciled | 2021 | POE50 | Operational-demand | 8.8311 | NA
QLD | QBKS | Blackstone | Energy Queensland | Shoulder | Coincident_unreconciled | 2021 | POE90 | Operational-demand | 3.9409 | NA
QLD | QBKS | Blackstone | Energy Queensland | Shoulder | Non-coincident | 2021 | POE50 | Operational-demand | 7.5298 | 61.7998
QLD | QBKS | Blackstone | Energy Queensland | Shoulder | Non-coincident | 2021 | POE90 | Operational-demand | 3.3602 | NA
QLD | QBKS | Blackstone | Energy Queensland | Shoulder | Coincident_unreconciled | 2022 | POE50 | Operational-demand | 6.8609 | NA
QLD | QBKS | Blackstone | Energy Queensland | Shoulder | Coincident_unreconciled | 2022 | POE90 | Operational-demand | 1.916 | NA
QLD | QBKS | Blackstone | Energy Queensland | Shoulder | Non-coincident | 2022 | POE50 | Operational-demand | 5.8499 | 62.4596
QLD | QBKS | Blackstone | Energy Queensland | Shoulder | Non-coincident | 2022 | POE90 | Operational-demand | 1.6337 | NA
QLD | QBKS | Blackstone | Energy Queensland | Shoulder | Coincident_unreconciled | 2023 | POE50 | Operational-demand | 4.8918 | NA
QLD | QBKS | Blackstone | Energy Queensland | Shoulder | Coincident_unreconciled | 2023 | POE90 | Operational-demand | -0.0842 | NA
QLD | QBKS | Blackstone | Energy Queensland | Shoulder | Non-coincident | 2023 | POE50 | Operational-demand | 4.171 | 63.6587
QLD | QBKS | Blackstone | Energy Queensland | Shoulder | Non-coincident | 2023 | POE90 | Operational-demand | -0.10179 | NA
QLD | QBKS | Blackstone | Energy Queensland | Shoulder | Coincident_unreconciled | 2024 | POE50 | Operational-demand | 3.7679 | NA
QLD | QBKS | Blackstone | Energy Queensland | Shoulder | Coincident_unreconciled | 2024 | POE90 | Operational-demand | -0.92354 | NA
QLD | QBKS | Blackstone | Energy Queensland | Shoulder | Non-coincident | 2024 | POE50 | Operational-demand | 3.2127 | 65.6193
QLD | QBKS | Blackstone | Energy Queensland | Shoulder | Non-coincident | 2024 | POE90 | Operational-demand | -1.1165 | NA
QLD | QBKS | Blackstone | Energy Queensland | Shoulder | Coincident_unreconciled | 2025 | POE50 | Operational-demand | 3.0455 | NA
QLD | QBKS | Blackstone | Energy Queensland | Shoulder | Coincident_unreconciled | 2025 | POE90 | Operational-demand | -1.4798 | NA
QLD | QBKS | Blackstone | Energy Queensland | Shoulder | Non-coincident | 2025 | POE50 | Operational-demand | 2.5968 | 66.1455
QLD | QBKS | Blackstone | Energy Queensland | Shoulder | Non-coincident | 2025 | POE90 | Operational-demand | -1.789 | NA
QLD | QBKS | Blackstone | Energy Queensland | Shoulder | Coincident_unreconciled | 2026 | POE50 | Operational-demand | 2.3338 | NA
QLD | QBKS | Blackstone | Energy Queensland | Shoulder | Coincident_unreconciled | 2026 | POE90 | Operational-demand | -2.0285 | NA
QLD | QBKS | Blackstone | Energy Queensland | Shoulder | Non-coincident | 2026 | POE50 | Operational-demand | 1.9899 | 66.9895
QLD | QBKS | Blackstone | Energy Queensland | Shoulder | Non-coincident | 2026 | POE90 | Operational-demand | -2.4523 | NA
QLD | QBKS | Blackstone | Energy Queensland | Shoulder | Coincident_unreconciled | 2027 | POE50 | Operational-demand | 1.7344 | NA
QLD | QBKS | Blackstone | Energy Queensland | Shoulder | Coincident_unreconciled | 2027 | POE90 | Operational-demand | -2.5002 | NA
QLD | QBKS | Blackstone | Energy Queensland | Shoulder | Non-coincident | 2027 | POE50 | Operational-demand | 1.4789 | 67.5884
QLD | QBKS | Blackstone | Energy Queensland | Shoulder | Non-coincident | 2027 | POE90 | Operational-demand | -3.0225 | NA
QLD | QBKS | Blackstone | Energy Queensland | Shoulder | Coincident_unreconciled | 2028 | POE50 | Operational-demand | 1.353 | NA
QLD | QBKS | Blackstone | Energy Queensland | Shoulder | Coincident_unreconciled | 2028 | POE90 | Operational-demand | -2.8198 | NA
QLD | QBKS | Blackstone | Energy Queensland | Shoulder | Non-coincident | 2028 | POE50 | Operational-demand | 1.1536 | 68.5896
QLD | QBKS | Blackstone | Energy Queensland | Shoulder | Non-coincident | 2028 | POE90 | Operational-demand | -3.4089 | NA
QLD | QBKS | Blackstone | Energy Queensland | Shoulder | Coincident_unreconciled | 2029 | POE50 | Operational-demand | 1.0973 | NA
QLD | QBKS | Blackstone | Energy Queensland | Shoulder | Coincident_unreconciled | 2029 | POE90 | Operational-demand | -3.0507 | NA
QLD | QBKS | Blackstone | Energy Queensland | Shoulder | Non-coincident | 2029 | POE50 | Operational-demand | 0.93563 | 70.0333
QLD | QBKS | Blackstone | Energy Queensland | Shoulder | Non-coincident | 2029 | POE90 | Operational-demand | -3.6881 | NA
QLD | QBKS | Blackstone | Energy Queensland | Shoulder | Coincident_unreconciled | 2030 | POE50 | Operational-demand | 0.89587 | NA
QLD | QBKS | Blackstone | Energy Queensland | Shoulder | Coincident_unreconciled | 2030 | POE90 | Operational-demand | -3.2434 | NA
QLD | QBKS | Blackstone | Energy Queensland | Shoulder | Non-coincident | 2030 | POE50 | Operational-demand | 0.76387 | 71.431
QLD | QBKS | Blackstone | Energy Queensland | Shoulder | Non-coincident | 2030 | POE90 | Operational-demand | -3.921 | NA
QLD | QBKS | Blackstone | Energy Queensland | Summer | Coincident | 2017 | ACTUAL_OPG | Operational-demand | 23.6972 | 92.804
QLD | QBKS | Blackstone | Energy Queensland | Summer | Coincident | 2017 | ACTUAL_RAW | Operational-demand | 23.6972 | 92.804
QLD | QBKS | Blackstone | Energy Queensland | Summer | Non-coincident | 2017 | ACTUAL_RAW | Operational-demand | 23.6972 | 97.2757
QLD | QBKS | Blackstone | Energy Queensland | Summer | Non-coincident | 2017 | ACTUAL_OPG | Operational-demand | 23.6972 | 97.2757
QLD | QBKS | Blackstone | Energy Queensland | Summer | Non-coincident | 2017 | ACTUAL_ADJUSTEDOPG | Operational-demand | 23.6972 | 97.2757
QLD | QBKS | Blackstone | Energy Queensland | Summer | Coincident | 2018 | ACTUAL_OPG | Operational-demand | 22.8944 | 95.0488
QLD | QBKS | Blackstone | Energy Queensland | Summer | Coincident | 2018 | ACTUAL_RAW | Operational-demand | 22.8944 | 95.0488
QLD | QBKS | Blackstone | Energy Queensland | Summer | Non-coincident | 2018 | ACTUAL_RAW | Operational-demand | 22.5931 | 96.9651
QLD | QBKS | Blackstone | Energy Queensland | Summer | Non-coincident | 2018 | ACTUAL_OPG | Operational-demand | 22.5931 | 96.9651
QLD | QBKS | Blackstone | Energy Queensland | Summer | Non-coincident | 2018 | ACTUAL_ADJUSTEDOPG | Operational-demand | 22.5931 | 96.9651
QLD | QBKS | Blackstone | Energy Queensland | Summer | Coincident | 2019 | ACTUAL_OPG | Operational-demand | 24.0982 | 103.6109
QLD | QBKS | Blackstone | Energy Queensland | Summer | Coincident | 2019 | ACTUAL_RAW | Operational-demand | 24.0982 | 103.6109
QLD | QBKS | Blackstone | Energy Queensland | Summer | Non-coincident | 2019 | ACTUAL_RAW | Operational-demand | 16.9173 | 103.8334
QLD | QBKS | Blackstone | Energy Queensland | Summer | Non-coincident | 2019 | ACTUAL_OPG | Operational-demand | 16.9173 | 103.8334
QLD | QBKS | Blackstone | Energy Queensland | Summer | Non-coincident | 2019 | ACTUAL_ADJUSTEDOPG | Operational-demand | 16.9173 | 103.8334
QLD | QBKS | Blackstone | Energy Queensland | Summer | Non-coincident | 2019 | BASEYEARPOE90 | Operational-demand | 12.692 | NA
QLD | QBKS | Blackstone | Energy Queensland | Summer | Non-coincident | 2019 | BASEYEARPOE50 | Operational-demand | 15.5772 | 89.3577
QLD | QBKS | Blackstone | Energy Queensland | Summer | Coincident | 2020 | ACTUAL_OPG | Operational-demand | 18.9956 | 100.0804
QLD | QBKS | Blackstone | Energy Queensland | Summer | Coincident | 2020 | ACTUAL_RAW | Operational-demand | 18.9956 | 100.0804
QLD | QBKS | Blackstone | Energy Queensland | Summer | Non-coincident | 2020 | ACTUAL_RAW | Operational-demand | 16.0903 | 100.0804
QLD | QBKS | Blackstone | Energy Queensland | Summer | Non-coincident | 2020 | ACTUAL_OPG | Operational-demand | 16.0903 | 100.0804
QLD | QBKS | Blackstone | Energy Queensland | Summer | Non-coincident | 2020 | ACTUAL_ADJUSTEDOPG | Operational-demand | 16.0903 | 100.0804
QLD | QBKS | Blackstone | Energy Queensland | Summer | Coincident_unreconciled | 2021 | POE50 | Operational-demand | 16.4724 | NA
QLD | QBKS | Blackstone | Energy Queensland | Summer | Coincident_unreconciled | 2021 | POE90 | Operational-demand | 11.3943 | NA
QLD | QBKS | Blackstone | Energy Queensland | Summer | Non-coincident | 2021 | POE50 | Operational-demand | 12.1082 | 98.9406
QLD | QBKS | Blackstone | Energy Queensland | Summer | Non-coincident | 2021 | POE90 | Operational-demand | 8.1036 | NA
QLD | QBKS | Blackstone | Energy Queensland | Summer | Coincident_unreconciled | 2022 | POE50 | Operational-demand | 14.5743 | NA
QLD | QBKS | Blackstone | Energy Queensland | Summer | Coincident_unreconciled | 2022 | POE90 | Operational-demand | 9.4394 | NA
QLD | QBKS | Blackstone | Energy Queensland | Summer | Non-coincident | 2022 | POE50 | Operational-demand | 10.8897 | 99.8755
QLD | QBKS | Blackstone | Energy Queensland | Summer | Non-coincident | 2022 | POE90 | Operational-demand | 6.8403 | NA
QLD | QBKS | Blackstone | Energy Queensland | Summer | Coincident_unreconciled | 2023 | POE50 | Operational-demand | 12.7076 | NA
QLD | QBKS | Blackstone | Energy Queensland | Summer | Coincident_unreconciled | 2023 | POE90 | Operational-demand | 7.5039 | NA
QLD | QBKS | Blackstone | Energy Queensland | Summer | Non-coincident | 2023 | POE50 | Operational-demand | 9.6954 | 101.0219
QLD | QBKS | Blackstone | Energy Queensland | Summer | Non-coincident | 2023 | POE90 | Operational-demand | 5.5917 | NA
QLD | QBKS | Blackstone | Energy Queensland | Summer | Coincident_unreconciled | 2024 | POE50 | Operational-demand | 11.734 | NA
QLD | QBKS | Blackstone | Energy Queensland | Summer | Coincident_unreconciled | 2024 | POE90 | Operational-demand | 6.4616 | NA
QLD | QBKS | Blackstone | Energy Queensland | Summer | Non-coincident | 2024 | POE50 | Operational-demand | 9.0938 | 102.5864
QLD | QBKS | Blackstone | Energy Queensland | Summer | Non-coincident | 2024 | POE90 | Operational-demand | 4.9359 | NA
QLD | QBKS | Blackstone | Energy Queensland | Summer | Coincident_unreconciled | 2025 | POE50 | Operational-demand | 11.116 | NA
QLD | QBKS | Blackstone | Energy Queensland | Summer | Coincident_unreconciled | 2025 | POE90 | Operational-demand | 5.7747 | NA
QLD | QBKS | Blackstone | Energy Queensland | Summer | Non-coincident | 2025 | POE50 | Operational-demand | 8.7354 | 103.8092
QLD | QBKS | Blackstone | Energy Queensland | Summer | Non-coincident | 2025 | POE90 | Operational-demand | 4.5232 | NA
QLD | QBKS | Blackstone | Energy Queensland | Summer | Coincident_unreconciled | 2026 | POE50 | Operational-demand | 10.4941 | NA
QLD | QBKS | Blackstone | Energy Queensland | Summer | Coincident_unreconciled | 2026 | POE90 | Operational-demand | 5.0841 | NA
QLD | QBKS | Blackstone | Energy Queensland | Summer | Non-coincident | 2026 | POE50 | Operational-demand | 8.3819 | 105.0879
QLD | QBKS | Blackstone | Energy Queensland | Summer | Non-coincident | 2026 | POE90 | Operational-demand | 4.1155 | NA
QLD | QBKS | Blackstone | Energy Queensland | Summer | Coincident_unreconciled | 2027 | POE50 | Operational-demand | 9.9901 | NA
QLD | QBKS | Blackstone | Energy Queensland | Summer | Coincident_unreconciled | 2027 | POE90 | Operational-demand | 4.508 | NA
QLD | QBKS | Blackstone | Energy Queensland | Summer | Non-coincident | 2027 | POE50 | Operational-demand | 8.1027 | 105.9113
QLD | QBKS | Blackstone | Energy Queensland | Summer | Non-coincident | 2027 | POE90 | Operational-demand | 3.7794 | NA
QLD | QBKS | Blackstone | Energy Queensland | Summer | Coincident_unreconciled | 2028 | POE50 | Operational-demand | 9.7144 | NA
QLD | QBKS | Blackstone | Energy Queensland | Summer | Coincident_unreconciled | 2028 | POE90 | Operational-demand | 4.1578 | NA
QLD | QBKS | Blackstone | Energy Queensland | Summer | Non-coincident | 2028 | POE50 | Operational-demand | 7.9616 | 107.2918
QLD | QBKS | Blackstone | Energy Queensland | Summer | Non-coincident | 2028 | POE90 | Operational-demand | 3.4952 | NA
QLD | QBKS | Blackstone | Energy Queensland | Summer | Coincident_unreconciled | 2029 | POE50 | Operational-demand | 9.5581 | NA
QLD | QBKS | Blackstone | Energy Queensland | Summer | Coincident_unreconciled | 2029 | POE90 | Operational-demand | 3.927 | NA
QLD | QBKS | Blackstone | Energy Queensland | Summer | Non-coincident | 2029 | POE50 | Operational-demand | 7.887 | 108.8971
QLD | QBKS | Blackstone | Energy Queensland | Summer | Non-coincident | 2029 | POE90 | Operational-demand | 3.3012 | NA
QLD | QBKS | Blackstone | Energy Queensland | Summer | Coincident_unreconciled | 2030 | POE50 | Operational-demand | 9.4734 | NA
QLD | QBKS | Blackstone | Energy Queensland | Summer | Coincident_unreconciled | 2030 | POE90 | Operational-demand | 3.7678 | NA
QLD | QBKS | Blackstone | Energy Queensland | Summer | Non-coincident | 2030 | POE50 | Operational-demand | 7.8564 | 110.0488
QLD | QBKS | Blackstone | Energy Queensland | Summer | Non-coincident | 2030 | POE90 | Operational-demand | 3.1673 | NA
QLD | QBKS | Blackstone | Energy Queensland | Winter | Coincident | 2016 | ACTUAL_OPG | Operational-demand | 23.7011 | 64.4064
QLD | QBKS | Blackstone | Energy Queensland | Winter | Coincident | 2016 | ACTUAL_RAW | Operational-demand | 23.7011 | 64.4064
QLD | QBKS | Blackstone | Energy Queensland | Winter | Non-coincident | 2016 | ACTUAL_RAW | Operational-demand | 21.1765 | 64.9453
QLD | QBKS | Blackstone | Energy Queensland | Winter | Non-coincident | 2016 | ACTUAL_OPG | Operational-demand | 21.1765 | 64.9453
QLD | QBKS | Blackstone | Energy Queensland | Winter | Non-coincident | 2016 | ACTUAL_ADJUSTEDOPG | Operational-demand | 21.1765 | 64.9453
QLD | QBKS | Blackstone | Energy Queensland | Winter | Coincident | 2017 | ACTUAL_OPG | Operational-demand | 21.5965 | 56.1832
QLD | QBKS | Blackstone | Energy Queensland | Winter | Coincident | 2017 | ACTUAL_RAW | Operational-demand | 21.5965 | 56.1832
QLD | QBKS | Blackstone | Energy Queensland | Winter | Non-coincident | 2017 | ACTUAL_RAW | Operational-demand | 20.2661 | 61.9269
QLD | QBKS | Blackstone | Energy Queensland | Winter | Non-coincident | 2017 | ACTUAL_OPG | Operational-demand | 20.2661 | 61.9269
QLD | QBKS | Blackstone | Energy Queensland | Winter | Non-coincident | 2017 | ACTUAL_ADJUSTEDOPG | Operational-demand | 20.2661 | 61.9269
QLD | QBKS | Blackstone | Energy Queensland | Winter | Coincident | 2018 | ACTUAL_OPG | Operational-demand | 19.0419 | 63.5964
QLD | QBKS | Blackstone | Energy Queensland | Winter | Coincident | 2018 | ACTUAL_RAW | Operational-demand | 19.0419 | 63.5964
QLD | QBKS | Blackstone | Energy Queensland | Winter | Non-coincident | 2018 | ACTUAL_RAW | Operational-demand | 18.3499 | 66.4026
QLD | QBKS | Blackstone | Energy Queensland | Winter | Non-coincident | 2018 | ACTUAL_OPG | Operational-demand | 18.3499 | 66.4026
QLD | QBKS | Blackstone | Energy Queensland | Winter | Non-coincident | 2018 | ACTUAL_ADJUSTEDOPG | Operational-demand | 18.3499 | 66.4026
QLD | QBKS | Blackstone | Energy Queensland | Winter | Coincident | 2019 | ACTUAL_OPG | Operational-demand | 19.1745 | 63.1849
QLD | QBKS | Blackstone | Energy Queensland | Winter | Coincident | 2019 | ACTUAL_RAW | Operational-demand | 19.1745 | 63.1849
QLD | QBKS | Blackstone | Energy Queensland | Winter | Non-coincident | 2019 | ACTUAL_RAW | Operational-demand | 16.6105 | 65.8488
QLD | QBKS | Blackstone | Energy Queensland | Winter | Non-coincident | 2019 | ACTUAL_OPG | Operational-demand | 16.6105 | 65.8488
QLD | QBKS | Blackstone | Energy Queensland | Winter | Non-coincident | 2019 | ACTUAL_ADJUSTEDOPG | Operational-demand | 16.6105 | 65.8488
QLD | QBKS | Blackstone | Energy Queensland | Winter | Non-coincident | 2019 | BASEYEARPOE90 | Operational-demand | 14.342 | NA
QLD | QBKS | Blackstone | Energy Queensland | Winter | Non-coincident | 2019 | BASEYEARPOE50 | Operational-demand | 15.9567 | 63.1552
QLD | QBKS | Blackstone | Energy Queensland | Winter | Coincident_unreconciled | 2020 | POE50 | Operational-demand | 18 | NA
QLD | QBKS | Blackstone | Energy Queensland | Winter | Coincident_unreconciled | 2020 | POE90 | Operational-demand | 15.6291 | NA
QLD | QBKS | Blackstone | Energy Queensland | Winter | Non-coincident | 2020 | POE50 | Operational-demand | 11.7095 | 64
QLD | QBKS | Blackstone | Energy Queensland | Winter | Non-coincident | 2020 | POE90 | Operational-demand | 9.7365 | NA
QLD | QBKS | Blackstone | Energy Queensland | Winter | Coincident_unreconciled | 2021 | POE50 | Operational-demand | 16.5356 | NA
QLD | QBKS | Blackstone | Energy Queensland | Winter | Coincident_unreconciled | 2021 | POE90 | Operational-demand | 14.1444 | NA
QLD | QBKS | Blackstone | Energy Queensland | Winter | Non-coincident | 2021 | POE50 | Operational-demand | 10.4909 | 64.548
QLD | QBKS | Blackstone | Energy Queensland | Winter | Non-coincident | 2021 | POE90 | Operational-demand | 8.5009 | NA
QLD | QBKS | Blackstone | Energy Queensland | Winter | Coincident_unreconciled | 2022 | POE50 | Operational-demand | 14.5018 | NA
QLD | QBKS | Blackstone | Energy Queensland | Winter | Coincident_unreconciled | 2022 | POE90 | Operational-demand | 12.0775 | NA
QLD | QBKS | Blackstone | Energy Queensland | Winter | Non-coincident | 2022 | POE50 | Operational-demand | 8.7984 | 65.4394
QLD | QBKS | Blackstone | Energy Queensland | Winter | Non-coincident | 2022 | POE90 | Operational-demand | 6.7809 | NA
QLD | QBKS | Blackstone | Energy Queensland | Winter | Coincident_unreconciled | 2023 | POE50 | Operational-demand | 13.0909 | NA
QLD | QBKS | Blackstone | Energy Queensland | Winter | Coincident_unreconciled | 2023 | POE90 | Operational-demand | 10.6335 | NA
QLD | QBKS | Blackstone | Energy Queensland | Winter | Non-coincident | 2023 | POE50 | Operational-demand | 7.6242 | 66.3259
QLD | QBKS | Blackstone | Energy Queensland | Winter | Non-coincident | 2023 | POE90 | Operational-demand | 5.5792 | NA
QLD | QBKS | Blackstone | Energy Queensland | Winter | Coincident_unreconciled | 2024 | POE50 | Operational-demand | 12.3725 | NA
QLD | QBKS | Blackstone | Energy Queensland | Winter | Coincident_unreconciled | 2024 | POE90 | Operational-demand | 9.882 | NA
QLD | QBKS | Blackstone | Energy Queensland | Winter | Non-coincident | 2024 | POE50 | Operational-demand | 7.0264 | 67.1954
QLD | QBKS | Blackstone | Energy Queensland | Winter | Non-coincident | 2024 | POE90 | Operational-demand | 4.9539 | NA
QLD | QBKS | Blackstone | Energy Queensland | Winter | Coincident_unreconciled | 2025 | POE50 | Operational-demand | 11.8452 | NA
QLD | QBKS | Blackstone | Energy Queensland | Winter | Coincident_unreconciled | 2025 | POE90 | Operational-demand | 9.3217 | NA
QLD | QBKS | Blackstone | Energy Queensland | Winter | Non-coincident | 2025 | POE50 | Operational-demand | 6.5876 | 68.0339
QLD | QBKS | Blackstone | Energy Queensland | Winter | Non-coincident | 2025 | POE90 | Operational-demand | 4.4876 | NA
QLD | QBKS | Blackstone | Energy Queensland | Winter | Coincident_unreconciled | 2026 | POE50 | Operational-demand | 11.2174 | NA
QLD | QBKS | Blackstone | Energy Queensland | Winter | Coincident_unreconciled | 2026 | POE90 | Operational-demand | 8.6605 | NA
QLD | QBKS | Blackstone | Energy Queensland | Winter | Non-coincident | 2026 | POE50 | Operational-demand | 6.0652 | 69.0071
QLD | QBKS | Blackstone | Energy Queensland | Winter | Non-coincident | 2026 | POE90 | Operational-demand | 3.9374 | NA
QLD | QBKS | Blackstone | Energy Queensland | Winter | Coincident_unreconciled | 2027 | POE50 | Operational-demand | 10.9023 | NA
QLD | QBKS | Blackstone | Energy Queensland | Winter | Coincident_unreconciled | 2027 | POE90 | Operational-demand | 8.3096 | NA
QLD | QBKS | Blackstone | Energy Queensland | Winter | Non-coincident | 2027 | POE50 | Operational-demand | 5.8029 | 70.1107
QLD | QBKS | Blackstone | Energy Queensland | Winter | Non-coincident | 2027 | POE90 | Operational-demand | 3.6454 | NA
QLD | QBKS | Blackstone | Energy Queensland | Winter | Coincident_unreconciled | 2028 | POE50 | Operational-demand | 10.7422 | NA
QLD | QBKS | Blackstone | Energy Queensland | Winter | Coincident_unreconciled | 2028 | POE90 | Operational-demand | 8.1137 | NA
QLD | QBKS | Blackstone | Energy Queensland | Winter | Non-coincident | 2028 | POE50 | Operational-demand | 5.6697 | 71.5549
QLD | QBKS | Blackstone | Energy Queensland | Winter | Non-coincident | 2028 | POE90 | Operational-demand | 3.4824 | NA
QLD | QBKS | Blackstone | Energy Queensland | Winter | Coincident_unreconciled | 2029 | POE50 | Operational-demand | 10.7131 | NA
QLD | QBKS | Blackstone | Energy Queensland | Winter | Coincident_unreconciled | 2029 | POE90 | Operational-demand | 8.0488 | NA
QLD | QBKS | Blackstone | Energy Queensland | Winter | Non-coincident | 2029 | POE50 | Operational-demand | 5.6455 | 72.9783
QLD | QBKS | Blackstone | Energy Queensland | Winter | Non-coincident | 2029 | POE90 | Operational-demand | 3.4283 | NA
QLD | QBKS | Blackstone | Energy Queensland | Shoulder | Non-coincident | 2019 | BASEYEARPOE10 | Operational-demand | NA | 70.5525
QLD | QBKS | Blackstone | Energy Queensland | Shoulder | Coincident | 2021 | POE10 | Operational-demand | NA | 71.0154
QLD | QBKS | Blackstone | Energy Queensland | Shoulder | Coincident | 2021 | POE50 | Operational-demand | NA | 61.1275
QLD | QBKS | Blackstone | Energy Queensland | Shoulder | Non-coincident | 2021 | POE10 | Operational-demand | NA | 74.169
QLD | QBKS | Blackstone | Energy Queensland | Shoulder | Coincident | 2022 | POE10 | Operational-demand | NA | 73.7597
QLD | QBKS | Blackstone | Energy Queensland | Shoulder | Coincident | 2022 | POE50 | Operational-demand | NA | 62.4253
QLD | QBKS | Blackstone | Energy Queensland | Shoulder | Non-coincident | 2022 | POE10 | Operational-demand | NA | 74.9672
QLD | QBKS | Blackstone | Energy Queensland | Shoulder | Coincident | 2023 | POE10 | Operational-demand | NA | 74.8608
QLD | QBKS | Blackstone | Energy Queensland | Shoulder | Coincident | 2023 | POE50 | Operational-demand | NA | 63.6587
QLD | QBKS | Blackstone | Energy Queensland | Shoulder | Non-coincident | 2023 | POE10 | Operational-demand | NA | 75.942
QLD | QBKS | Blackstone | Energy Queensland | Shoulder | Coincident | 2024 | POE10 | Operational-demand | NA | 76.1727
QLD | QBKS | Blackstone | Energy Queensland | Shoulder | Coincident | 2024 | POE50 | Operational-demand | NA | 65.6193
QLD | QBKS | Blackstone | Energy Queensland | Shoulder | Non-coincident | 2024 | POE10 | Operational-demand | NA | 76.9026
QLD | QBKS | Blackstone | Energy Queensland | Shoulder | Coincident | 2025 | POE10 | Operational-demand | NA | 77.3549
QLD | QBKS | Blackstone | Energy Queensland | Shoulder | Coincident | 2025 | POE50 | Operational-demand | NA | 66.1455
QLD | QBKS | Blackstone | Energy Queensland | Shoulder | Non-coincident | 2025 | POE10 | Operational-demand | NA | 77.8536
QLD | QBKS | Blackstone | Energy Queensland | Shoulder | Coincident | 2026 | POE10 | Operational-demand | NA | 77.918
QLD | QBKS | Blackstone | Energy Queensland | Shoulder | Coincident | 2026 | POE50 | Operational-demand | NA | 66.9895
QLD | QBKS | Blackstone | Energy Queensland | Shoulder | Non-coincident | 2026 | POE10 | Operational-demand | NA | 78.8271
QLD | QBKS | Blackstone | Energy Queensland | Shoulder | Coincident | 2027 | POE10 | Operational-demand | NA | 78.6809
QLD | QBKS | Blackstone | Energy Queensland | Shoulder | Coincident | 2027 | POE50 | Operational-demand | NA | 67.5884
QLD | QBKS | Blackstone | Energy Queensland | Shoulder | Non-coincident | 2027 | POE10 | Operational-demand | NA | 79.9313
QLD | QBKS | Blackstone | Energy Queensland | Shoulder | Coincident | 2028 | POE10 | Operational-demand | NA | 79.6193
QLD | QBKS | Blackstone | Energy Queensland | Shoulder | Coincident | 2028 | POE50 | Operational-demand | NA | 68.5896
QLD | QBKS | Blackstone | Energy Queensland | Shoulder | Non-coincident | 2028 | POE10 | Operational-demand | NA | 81.1926
QLD | QBKS | Blackstone | Energy Queensland | Shoulder | Coincident | 2029 | POE10 | Operational-demand | NA | 81.7209
QLD | QBKS | Blackstone | Energy Queensland | Shoulder | Coincident | 2029 | POE50 | Operational-demand | NA | 70.0333
QLD | QBKS | Blackstone | Energy Queensland | Shoulder | Non-coincident | 2029 | POE10 | Operational-demand | NA | 82.5666
QLD | QBKS | Blackstone | Energy Queensland | Shoulder | Coincident | 2030 | POE10 | Operational-demand | NA | 83.1888
QLD | QBKS | Blackstone | Energy Queensland | Shoulder | Coincident | 2030 | POE50 | Operational-demand | NA | 71.431
QLD | QBKS | Blackstone | Energy Queensland | Shoulder | Non-coincident | 2030 | POE10 | Operational-demand | NA | 84.0549
QLD | QBKS | Blackstone | Energy Queensland | Summer | Non-coincident | 2019 | BASEYEARPOE10 | Operational-demand | NA | 99.8233
QLD | QBKS | Blackstone | Energy Queensland | Summer | Coincident | 2021 | POE10 | Operational-demand | NA | 103.5243
QLD | QBKS | Blackstone | Energy Queensland | Summer | Coincident | 2021 | POE50 | Operational-demand | NA | 96.1254
QLD | QBKS | Blackstone | Energy Queensland | Summer | Non-coincident | 2021 | POE10 | Operational-demand | NA | 111.372
QLD | QBKS | Blackstone | Energy Queensland | Summer | Coincident | 2022 | POE10 | Operational-demand | NA | 106.4415
QLD | QBKS | Blackstone | Energy Queensland | Summer | Coincident | 2022 | POE50 | Operational-demand | NA | 98.6675
QLD | QBKS | Blackstone | Energy Queensland | Summer | Non-coincident | 2022 | POE10 | Operational-demand | NA | 112.1563
QLD | QBKS | Blackstone | Energy Queensland | Summer | Coincident | 2023 | POE10 | Operational-demand | NA | 108.3043
QLD | QBKS | Blackstone | Energy Queensland | Summer | Coincident | 2023 | POE50 | Operational-demand | NA | 100.1557
QLD | QBKS | Blackstone | Energy Queensland | Summer | Non-coincident | 2023 | POE10 | Operational-demand | NA | 113.4672
QLD | QBKS | Blackstone | Energy Queensland | Summer | Coincident | 2024 | POE10 | Operational-demand | NA | 110.8432
QLD | QBKS | Blackstone | Energy Queensland | Summer | Coincident | 2024 | POE50 | Operational-demand | NA | 102.5864
QLD | QBKS | Blackstone | Energy Queensland | Summer | Non-coincident | 2024 | POE10 | Operational-demand | NA | 114.7798
QLD | QBKS | Blackstone | Energy Queensland | Summer | Coincident | 2025 | POE10 | Operational-demand | NA | 111.6065
QLD | QBKS | Blackstone | Energy Queensland | Summer | Coincident | 2025 | POE50 | Operational-demand | NA | 103.8092
QLD | QBKS | Blackstone | Energy Queensland | Summer | Non-coincident | 2025 | POE10 | Operational-demand | NA | 116.0875
QLD | QBKS | Blackstone | Energy Queensland | Summer | Coincident | 2026 | POE10 | Operational-demand | NA | 113.3737
QLD | QBKS | Blackstone | Energy Queensland | Summer | Coincident | 2026 | POE50 | Operational-demand | NA | 105.0879
QLD | QBKS | Blackstone | Energy Queensland | Summer | Non-coincident | 2026 | POE10 | Operational-demand | NA | 117.4077
QLD | QBKS | Blackstone | Energy Queensland | Summer | Coincident | 2027 | POE10 | Operational-demand | NA | 113.8799
QLD | QBKS | Blackstone | Energy Queensland | Summer | Coincident | 2027 | POE50 | Operational-demand | NA | 105.9113
QLD | QBKS | Blackstone | Energy Queensland | Summer | Non-coincident | 2027 | POE10 | Operational-demand | NA | 118.8445
QLD | QBKS | Blackstone | Energy Queensland | Summer | Coincident | 2028 | POE10 | Operational-demand | NA | 115.4273
QLD | QBKS | Blackstone | Energy Queensland | Summer | Coincident | 2028 | POE50 | Operational-demand | NA | 107.2918
QLD | QBKS | Blackstone | Energy Queensland | Summer | Non-coincident | 2028 | POE10 | Operational-demand | NA | 120.3974
QLD | QBKS | Blackstone | Energy Queensland | Summer | Coincident | 2029 | POE10 | Operational-demand | NA | 116.6493
QLD | QBKS | Blackstone | Energy Queensland | Summer | Coincident | 2029 | POE50 | Operational-demand | NA | 108.8971
QLD | QBKS | Blackstone | Energy Queensland | Summer | Non-coincident | 2029 | POE10 | Operational-demand | NA | 122.0182
QLD | QBKS | Blackstone | Energy Queensland | Summer | Coincident | 2030 | POE10 | Operational-demand | NA | 118.3578
QLD | QBKS | Blackstone | Energy Queensland | Summer | Coincident | 2030 | POE50 | Operational-demand | NA | 109.9179
QLD | QBKS | Blackstone | Energy Queensland | Summer | Non-coincident | 2030 | POE10 | Operational-demand | NA | 123.6945
QLD | QBKS | Blackstone | Energy Queensland | Winter | Non-coincident | 2019 | BASEYEARPOE10 | Operational-demand | NA | 66.8379
QLD | QBKS | Blackstone | Energy Queensland | Winter | Coincident | 2020 | POE10 | Operational-demand | NA | 64.7928
QLD | QBKS | Blackstone | Energy Queensland | Winter | Coincident | 2020 | POE50 | Operational-demand | NA | 61.9565
QLD | QBKS | Blackstone | Energy Queensland | Winter | Non-coincident | 2020 | POE10 | Operational-demand | NA | 67.5195
QLD | QBKS | Blackstone | Energy Queensland | Winter | Coincident | 2021 | POE10 | Operational-demand | NA | 64.8011
QLD | QBKS | Blackstone | Energy Queensland | Winter | Coincident | 2021 | POE50 | Operational-demand | NA | 61.948
QLD | QBKS | Blackstone | Energy Queensland | Winter | Non-coincident | 2021 | POE10 | Operational-demand | NA | 67.863
QLD | QBKS | Blackstone | Energy Queensland | Winter | Coincident | 2022 | POE10 | Operational-demand | NA | 67.1539
QLD | QBKS | Blackstone | Energy Queensland | Winter | Coincident | 2022 | POE50 | Operational-demand | NA | 64.2082
QLD | QBKS | Blackstone | Energy Queensland | Winter | Non-coincident | 2022 | POE10 | Operational-demand | NA | 68.4709
QLD | QBKS | Blackstone | Energy Queensland | Winter | Coincident | 2023 | POE10 | Operational-demand | NA | 68.6964
QLD | QBKS | Blackstone | Energy Queensland | Winter | Coincident | 2023 | POE50 | Operational-demand | NA | 65.621
QLD | QBKS | Blackstone | Energy Queensland | Winter | Non-coincident | 2023 | POE10 | Operational-demand | NA | 69.1727
QLD | QBKS | Blackstone | Energy Queensland | Winter | Coincident | 2024 | POE10 | Operational-demand | NA | 70.6172
QLD | QBKS | Blackstone | Energy Queensland | Winter | Coincident | 2024 | POE50 | Operational-demand | NA | 67.1954
QLD | QBKS | Blackstone | Energy Queensland | Winter | Non-coincident | 2024 | POE10 | Operational-demand | NA | 70.6172
QLD | QBKS | Blackstone | Energy Queensland | Winter | Coincident | 2025 | POE10 | Operational-demand | NA | 71.3072
QLD | QBKS | Blackstone | Energy Queensland | Winter | Coincident | 2025 | POE50 | Operational-demand | NA | 67.9972
QLD | QBKS | Blackstone | Energy Queensland | Winter | Non-coincident | 2025 | POE10 | Operational-demand | NA | 71.3072
QLD | QBKS | Blackstone | Energy Queensland | Winter | Coincident | 2026 | POE10 | Operational-demand | NA | 72.2287
QLD | QBKS | Blackstone | Energy Queensland | Winter | Coincident | 2026 | POE50 | Operational-demand | NA | 69.0071
QLD | QBKS | Blackstone | Energy Queensland | Winter | Non-coincident | 2026 | POE10 | Operational-demand | NA | 72.2287
QLD | QBKS | Blackstone | Energy Queensland | Winter | Coincident | 2027 | POE10 | Operational-demand | NA | 73.3648
QLD | QBKS | Blackstone | Energy Queensland | Winter | Coincident | 2027 | POE50 | Operational-demand | NA | 70.1061
QLD | QBKS | Blackstone | Energy Queensland | Winter | Non-coincident | 2027 | POE10 | Operational-demand | NA | 73.3648
QLD | QBKS | Blackstone | Energy Queensland | Winter | Coincident | 2028 | POE10 | Operational-demand | NA | 75.4541
QLD | QBKS | Blackstone | Energy Queensland | Winter | Coincident | 2028 | POE50 | Operational-demand | NA | 71.5549
QLD | QBKS | Blackstone | Energy Queensland | Winter | Non-coincident | 2028 | POE10 | Operational-demand | NA | 75.4541
QLD | QBKS | Blackstone | Energy Queensland | Winter | Coincident | 2029 | POE10 | Operational-demand | NA | 76.5394
QLD | QBKS | Blackstone | Energy Queensland | Winter | Coincident | 2029 | POE50 | Operational-demand | NA | 72.9783
QLD | QBKS | Blackstone | Energy Queensland | Winter | Non-coincident | 2029 | POE10 | Operational-demand | NA | 76.5394
QLD | QBLK_QBK2 | Bulli Creek | Energy Queensland | Shoulder | Coincident | 2017 | ACTUAL_OPG | Operational-demand | 9.6309 | 0.011406
QLD | QBLK_QBK2 | Bulli Creek | Energy Queensland | Shoulder | Coincident | 2017 | ACTUAL_RAW | Operational-demand | 9.6309 | 0.011406
QLD | QBLK_QBK2 | Bulli Creek | Energy Queensland | Shoulder | Non-coincident | 2017 | ACTUAL_RAW | Operational-demand | 0 | 20.2098
QLD | QBLK_QBK2 | Bulli Creek | Energy Queensland | Shoulder | Non-coincident | 2017 | ACTUAL_OPG | Operational-demand | 0 | 20.2098
QLD | QBLK_QBK2 | Bulli Creek | Energy Queensland | Shoulder | Non-coincident | 2017 | ACTUAL_ADJUSTEDOPG | Operational-demand | 4.2015 | 20.2098
QLD | QBLK_QBK2 | Bulli Creek | Energy Queensland | Shoulder | Coincident | 2018 | ACTUAL_OPG | Operational-demand | 5.7497 | 15.2855
QLD | QBLK_QBK2 | Bulli Creek | Energy Queensland | Shoulder | Coincident | 2018 | ACTUAL_RAW | Operational-demand | 5.7497 | 15.2855
QLD | QBLK_QBK2 | Bulli Creek | Energy Queensland | Shoulder | Non-coincident | 2018 | ACTUAL_RAW | Operational-demand | -0.00039 | 19.9365
QLD | QBLK_QBK2 | Bulli Creek | Energy Queensland | Shoulder | Non-coincident | 2018 | ACTUAL_OPG | Operational-demand | -0.00039 | 19.9365
QLD | QBLK_QBK2 | Bulli Creek | Energy Queensland | Shoulder | Non-coincident | 2018 | ACTUAL_ADJUSTEDOPG | Operational-demand | 5.1966 | 19.9365
QLD | QBLK_QBK2 | Bulli Creek | Energy Queensland | Shoulder | Coincident | 2019 | ACTUAL_OPG | Operational-demand | 7.1098 | 12.3983
QLD | QBLK_QBK2 | Bulli Creek | Energy Queensland | Shoulder | Coincident | 2019 | ACTUAL_RAW | Operational-demand | 7.1098 | 12.3983
QLD | QBLK_QBK2 | Bulli Creek | Energy Queensland | Shoulder | Non-coincident | 2019 | ACTUAL_RAW | Operational-demand | -0.001652 | 19.0475
QLD | QBLK_QBK2 | Bulli Creek | Energy Queensland | Shoulder | Non-coincident | 2019 | ACTUAL_OPG | Operational-demand | -0.001652 | 19.0475
QLD | QBLK_QBK2 | Bulli Creek | Energy Queensland | Shoulder | Non-coincident | 2019 | ACTUAL_ADJUSTEDOPG | Operational-demand | 4.6916 | 19.0475
QLD | QBLK_QBK2 | Bulli Creek | Energy Queensland | Shoulder | Non-coincident | 2019 | BASEYEARPOE90 | Operational-demand | 2.2193 | NA
QLD | QBLK_QBK2 | Bulli Creek | Energy Queensland | Shoulder | Non-coincident | 2019 | BASEYEARPOE50 | Operational-demand | 3.0442 | 18.4506
QLD | QBLK_QBK2 | Bulli Creek | Energy Queensland | Shoulder | Coincident | 2020 | ACTUAL_OPG | Operational-demand | 6.0036 | 12.6043
QLD | QBLK_QBK2 | Bulli Creek | Energy Queensland | Shoulder | Coincident | 2020 | ACTUAL_RAW | Operational-demand | 6.0036 | 12.6043
QLD | QBLK_QBK2 | Bulli Creek | Energy Queensland | Shoulder | Non-coincident | 2020 | ACTUAL_RAW | Operational-demand | 3.2644 | 15.2463
QLD | QBLK_QBK2 | Bulli Creek | Energy Queensland | Shoulder | Non-coincident | 2020 | ACTUAL_OPG | Operational-demand | 3.2644 | 15.2463
QLD | QBLK_QBK2 | Bulli Creek | Energy Queensland | Shoulder | Non-coincident | 2020 | ACTUAL_ADJUSTEDOPG | Operational-demand | 3.2644 | 15.2463
QLD | QBLK_QBK2 | Bulli Creek | Energy Queensland | Shoulder | Coincident_unreconciled | 2021 | POE90 | Operational-demand | 4.9342 | NA
QLD | QBLK_QBK2 | Bulli Creek | Energy Queensland | Shoulder | Coincident_unreconciled | 2021 | POE50 | Operational-demand | 6 | NA
QLD | QBLK_QBK2 | Bulli Creek | Energy Queensland | Shoulder | Non-coincident | 2021 | POE50 | Operational-demand | 1.8728 | 18.5331
QLD | QBLK_QBK2 | Bulli Creek | Energy Queensland | Shoulder | Non-coincident | 2021 | POE90 | Operational-demand | 1.1682 | NA
QLD | QBLK_QBK2 | Bulli Creek | Energy Queensland | Shoulder | Coincident_unreconciled | 2022 | POE90 | Operational-demand | 4.7862 | NA
QLD | QBLK_QBK2 | Bulli Creek | Energy Queensland | Shoulder | Coincident_unreconciled | 2022 | POE50 | Operational-demand | 5.82 | NA
QLD | QBLK_QBK2 | Bulli Creek | Energy Queensland | Shoulder | Non-coincident | 2022 | POE50 | Operational-demand | 0.14601 | 18.5433
QLD | QBLK_QBK2 | Bulli Creek | Energy Queensland | Shoulder | Non-coincident | 2022 | POE90 | Operational-demand | -0.56011 | NA
QLD | QBLK_QBK2 | Bulli Creek | Energy Queensland | Shoulder | Coincident_unreconciled | 2023 | POE90 | Operational-demand | 4.6426 | NA
QLD | QBLK_QBK2 | Bulli Creek | Energy Queensland | Shoulder | Coincident_unreconciled | 2023 | POE50 | Operational-demand | 5.6454 | NA
QLD | QBLK_QBK2 | Bulli Creek | Energy Queensland | Shoulder | Non-coincident | 2023 | POE50 | Operational-demand | -1.5726 | 18.5538
QLD | QBLK_QBK2 | Bulli Creek | Energy Queensland | Shoulder | Non-coincident | 2023 | POE90 | Operational-demand | -2.28 | NA
QLD | QBLK_QBK2 | Bulli Creek | Energy Queensland | Shoulder | Coincident_unreconciled | 2024 | POE90 | Operational-demand | 4.5034 | NA
QLD | QBLK_QBK2 | Bulli Creek | Energy Queensland | Shoulder | Coincident_unreconciled | 2024 | POE50 | Operational-demand | 5.476 | NA
QLD | QBLK_QBK2 | Bulli Creek | Energy Queensland | Shoulder | Non-coincident | 2024 | POE50 | Operational-demand | -2.0987 | 18.5497
QLD | QBLK_QBK2 | Bulli Creek | Energy Queensland | Shoulder | Non-coincident | 2024 | POE90 | Operational-demand | -2.8074 | NA
QLD | QBLK_QBK2 | Bulli Creek | Energy Queensland | Shoulder | Coincident_unreconciled | 2025 | POE90 | Operational-demand | 4.3683 | NA
QLD | QBLK_QBK2 | Bulli Creek | Energy Queensland | Shoulder | Coincident_unreconciled | 2025 | POE50 | Operational-demand | 5.3118 | NA
QLD | QBLK_QBK2 | Bulli Creek | Energy Queensland | Shoulder | Non-coincident | 2025 | POE50 | Operational-demand | -2.2961 | 18.5301
QLD | QBLK_QBK2 | Bulli Creek | Energy Queensland | Shoulder | Non-coincident | 2025 | POE90 | Operational-demand | -3.0061 | NA
QLD | QBLK_QBK2 | Bulli Creek | Energy Queensland | Shoulder | Coincident_unreconciled | 2026 | POE90 | Operational-demand | 4.2372 | NA
QLD | QBLK_QBK2 | Bulli Creek | Energy Queensland | Shoulder | Coincident_unreconciled | 2026 | POE50 | Operational-demand | 5.1524 | NA
QLD | QBLK_QBK2 | Bulli Creek | Energy Queensland | Shoulder | Non-coincident | 2026 | POE50 | Operational-demand | -2.7669 | 18.5023
QLD | QBLK_QBK2 | Bulli Creek | Energy Queensland | Shoulder | Non-coincident | 2026 | POE90 | Operational-demand | -3.4782 | NA
QLD | QBLK_QBK2 | Bulli Creek | Energy Queensland | Shoulder | Coincident_unreconciled | 2027 | POE90 | Operational-demand | 4.1101 | NA
QLD | QBLK_QBK2 | Bulli Creek | Energy Queensland | Shoulder | Coincident_unreconciled | 2027 | POE50 | Operational-demand | 4.9978 | NA
QLD | QBLK_QBK2 | Bulli Creek | Energy Queensland | Shoulder | Non-coincident | 2027 | POE50 | Operational-demand | -3.1028 | 18.4598
QLD | QBLK_QBK2 | Bulli Creek | Energy Queensland | Shoulder | Non-coincident | 2027 | POE90 | Operational-demand | -3.8149 | NA
QLD | QBLK_QBK2 | Bulli Creek | Energy Queensland | Shoulder | Coincident_unreconciled | 2028 | POE90 | Operational-demand | 3.9868 | NA
QLD | QBLK_QBK2 | Bulli Creek | Energy Queensland | Shoulder | Coincident_unreconciled | 2028 | POE50 | Operational-demand | 4.8479 | NA
QLD | QBLK_QBK2 | Bulli Creek | Energy Queensland | Shoulder | Non-coincident | 2028 | POE50 | Operational-demand | -3.5005 | 18.4362
QLD | QBLK_QBK2 | Bulli Creek | Energy Queensland | Shoulder | Non-coincident | 2028 | POE90 | Operational-demand | -4.2133 | NA
QLD | QBLK_QBK2 | Bulli Creek | Energy Queensland | Shoulder | Coincident_unreconciled | 2029 | POE90 | Operational-demand | 3.8672 | NA
QLD | QBLK_QBK2 | Bulli Creek | Energy Queensland | Shoulder | Coincident_unreconciled | 2029 | POE50 | Operational-demand | 4.7025 | NA
QLD | QBLK_QBK2 | Bulli Creek | Energy Queensland | Shoulder | Non-coincident | 2029 | POE50 | Operational-demand | -3.8156 | 18.4417
QLD | QBLK_QBK2 | Bulli Creek | Energy Queensland | Shoulder | Non-coincident | 2029 | POE90 | Operational-demand | -4.5289 | NA
QLD | QBLK_QBK2 | Bulli Creek | Energy Queensland | Shoulder | Coincident_unreconciled | 2030 | POE90 | Operational-demand | 3.7512 | NA
QLD | QBLK_QBK2 | Bulli Creek | Energy Queensland | Shoulder | Coincident_unreconciled | 2030 | POE50 | Operational-demand | 4.5614 | NA
QLD | QBLK_QBK2 | Bulli Creek | Energy Queensland | Shoulder | Non-coincident | 2030 | POE50 | Operational-demand | -4.1198 | 18.4475
QLD | QBLK_QBK2 | Bulli Creek | Energy Queensland | Shoulder | Non-coincident | 2030 | POE90 | Operational-demand | -4.8338 | NA
QLD | QBLK_QBK2 | Bulli Creek | Energy Queensland | Summer | Coincident | 2017 | ACTUAL_OPG | Operational-demand | 6.2195 | 19.9177
QLD | QBLK_QBK2 | Bulli Creek | Energy Queensland | Summer | Coincident | 2017 | ACTUAL_RAW | Operational-demand | 6.2195 | 19.9177
QLD | QBLK_QBK2 | Bulli Creek | Energy Queensland | Summer | Non-coincident | 2017 | ACTUAL_RAW | Operational-demand | 0 | 21.6165
QLD | QBLK_QBK2 | Bulli Creek | Energy Queensland | Summer | Non-coincident | 2017 | ACTUAL_OPG | Operational-demand | 0 | 21.6165
QLD | QBLK_QBK2 | Bulli Creek | Energy Queensland | Summer | Non-coincident | 2017 | ACTUAL_ADJUSTEDOPG | Operational-demand | 5.2022 | 21.6165
QLD | QBLK_QBK2 | Bulli Creek | Energy Queensland | Summer | Coincident | 2018 | ACTUAL_OPG | Operational-demand | 6.5212 | 20.9634
QLD | QBLK_QBK2 | Bulli Creek | Energy Queensland | Summer | Coincident | 2018 | ACTUAL_RAW | Operational-demand | 6.5212 | 20.9634
QLD | QBLK_QBK2 | Bulli Creek | Energy Queensland | Summer | Non-coincident | 2018 | ACTUAL_RAW | Operational-demand | 0.002078 | 21.7045
QLD | QBLK_QBK2 | Bulli Creek | Energy Queensland | Summer | Non-coincident | 2018 | ACTUAL_OPG | Operational-demand | 0.002078 | 21.7045
QLD | QBLK_QBK2 | Bulli Creek | Energy Queensland | Summer | Non-coincident | 2018 | ACTUAL_ADJUSTEDOPG | Operational-demand | 4.7453 | 21.7045
QLD | QBLK_QBK2 | Bulli Creek | Energy Queensland | Summer | Coincident | 2019 | ACTUAL_OPG | Operational-demand | 6.4065 | 16.9727
QLD | QBLK_QBK2 | Bulli Creek | Energy Queensland | Summer | Coincident | 2019 | ACTUAL_RAW | Operational-demand | 6.4065 | 16.9727
QLD | QBLK_QBK2 | Bulli Creek | Energy Queensland | Summer | Non-coincident | 2019 | ACTUAL_RAW | Operational-demand | 3.7051 | 21.6842
QLD | QBLK_QBK2 | Bulli Creek | Energy Queensland | Summer | Non-coincident | 2019 | ACTUAL_OPG | Operational-demand | 3.7051 | 21.6842
QLD | QBLK_QBK2 | Bulli Creek | Energy Queensland | Summer | Non-coincident | 2019 | ACTUAL_ADJUSTEDOPG | Operational-demand | 3.7051 | 21.6842
QLD | QBLK_QBK2 | Bulli Creek | Energy Queensland | Summer | Non-coincident | 2019 | BASEYEARPOE90 | Operational-demand | 2.1411 | NA
QLD | QBLK_QBK2 | Bulli Creek | Energy Queensland | Summer | Non-coincident | 2019 | BASEYEARPOE50 | Operational-demand | 3.3437 | 21.0164
QLD | QBLK_QBK2 | Bulli Creek | Energy Queensland | Summer | Coincident | 2020 | ACTUAL_OPG | Operational-demand | 3.8404 | 16.2435
QLD | QBLK_QBK2 | Bulli Creek | Energy Queensland | Summer | Coincident | 2020 | ACTUAL_RAW | Operational-demand | 3.8404 | 16.2435
QLD | QBLK_QBK2 | Bulli Creek | Energy Queensland | Summer | Non-coincident | 2020 | ACTUAL_RAW | Operational-demand | 0.026548 | 19.9347
QLD | QBLK_QBK2 | Bulli Creek | Energy Queensland | Summer | Non-coincident | 2020 | ACTUAL_OPG | Operational-demand | 0.026548 | 19.9347
QLD | QBLK_QBK2 | Bulli Creek | Energy Queensland | Summer | Non-coincident | 2020 | ACTUAL_ADJUSTEDOPG | Operational-demand | 3.1618 | 19.9347
QLD | QBLK_QBK2 | Bulli Creek | Energy Queensland | Summer | Coincident_unreconciled | 2021 | POE50 | Operational-demand | 4.1567 | NA
QLD | QBLK_QBK2 | Bulli Creek | Energy Queensland | Summer | Coincident_unreconciled | 2021 | POE90 | Operational-demand | 2.2366 | NA
QLD | QBLK_QBK2 | Bulli Creek | Energy Queensland | Summer | Non-coincident | 2021 | POE50 | Operational-demand | 2.6273 | 21.1587
QLD | QBLK_QBK2 | Bulli Creek | Energy Queensland | Summer | Non-coincident | 2021 | POE90 | Operational-demand | 1.4137 | NA
QLD | QBLK_QBK2 | Bulli Creek | Energy Queensland | Summer | Coincident_unreconciled | 2022 | POE50 | Operational-demand | 1.3758 | NA
QLD | QBLK_QBK2 | Bulli Creek | Energy Queensland | Summer | Coincident_unreconciled | 2022 | POE90 | Operational-demand | -0.14482 | NA
QLD | QBLK_QBK2 | Bulli Creek | Energy Queensland | Summer | Non-coincident | 2022 | POE50 | Operational-demand | 0.8696 | 21.18
QLD | QBLK_QBK2 | Bulli Creek | Energy Queensland | Summer | Non-coincident | 2022 | POE90 | Operational-demand | -0.34656 | NA
QLD | QBLK_QBK2 | Bulli Creek | Energy Queensland | Summer | Coincident_unreconciled | 2023 | POE50 | Operational-demand | -0.36471 | NA
QLD | QBLK_QBK2 | Bulli Creek | Energy Queensland | Summer | Coincident_unreconciled | 2023 | POE90 | Operational-demand | -0.87385 | NA
QLD | QBLK_QBK2 | Bulli Creek | Energy Queensland | Summer | Non-coincident | 2023 | POE50 | Operational-demand | -0.87276 | 21.1934
QLD | QBLK_QBK2 | Bulli Creek | Energy Queensland | Summer | Non-coincident | 2023 | POE90 | Operational-demand | -2.0911 | NA
QLD | QBLK_QBK2 | Bulli Creek | Energy Queensland | Summer | Coincident_unreconciled | 2024 | POE50 | Operational-demand | -0.55451 | NA
QLD | QBLK_QBK2 | Bulli Creek | Energy Queensland | Summer | Coincident_unreconciled | 2024 | POE90 | Operational-demand | -1.0646 | NA
QLD | QBLK_QBK2 | Bulli Creek | Energy Queensland | Summer | Non-coincident | 2024 | POE50 | Operational-demand | -1.3269 | 21.2216
QLD | QBLK_QBK2 | Bulli Creek | Energy Queensland | Summer | Non-coincident | 2024 | POE90 | Operational-demand | -2.5475 | NA
QLD | QBLK_QBK2 | Bulli Creek | Energy Queensland | Summer | Coincident_unreconciled | 2025 | POE50 | Operational-demand | -0.63719 | NA
QLD | QBLK_QBK2 | Bulli Creek | Energy Queensland | Summer | Coincident_unreconciled | 2025 | POE90 | Operational-demand | -1.1482 | NA
QLD | QBLK_QBK2 | Bulli Creek | Energy Queensland | Summer | Non-coincident | 2025 | POE50 | Operational-demand | -1.5248 | 21.2523
QLD | QBLK_QBK2 | Bulli Creek | Energy Queensland | Summer | Non-coincident | 2025 | POE90 | Operational-demand | -2.7476 | NA
QLD | QBLK_QBK2 | Bulli Creek | Energy Queensland | Summer | Coincident_unreconciled | 2026 | POE50 | Operational-demand | -0.84088 | NA
QLD | QBLK_QBK2 | Bulli Creek | Energy Queensland | Summer | Coincident_unreconciled | 2026 | POE90 | Operational-demand | -1.3528 | NA
QLD | QBLK_QBK2 | Bulli Creek | Energy Queensland | Summer | Non-coincident | 2026 | POE50 | Operational-demand | -2.0122 | 21.2824
QLD | QBLK_QBK2 | Bulli Creek | Energy Queensland | Summer | Non-coincident | 2026 | POE90 | Operational-demand | -3.2372 | NA
QLD | QBLK_QBK2 | Bulli Creek | Energy Queensland | Summer | Coincident_unreconciled | 2027 | POE50 | Operational-demand | -0.97396 | NA
QLD | QBLK_QBK2 | Bulli Creek | Energy Queensland | Summer | Coincident_unreconciled | 2027 | POE90 | Operational-demand | -1.4865 | NA
QLD | QBLK_QBK2 | Bulli Creek | Energy Queensland | Summer | Non-coincident | 2027 | POE50 | Operational-demand | -2.3307 | 21.3101
QLD | QBLK_QBK2 | Bulli Creek | Energy Queensland | Summer | Non-coincident | 2027 | POE90 | Operational-demand | -3.5572 | NA
QLD | QBLK_QBK2 | Bulli Creek | Energy Queensland | Summer | Coincident_unreconciled | 2028 | POE50 | Operational-demand | -1.1471 | NA
QLD | QBLK_QBK2 | Bulli Creek | Energy Queensland | Summer | Coincident_unreconciled | 2028 | POE90 | Operational-demand | -1.6601 | NA
QLD | QBLK_QBK2 | Bulli Creek | Energy Queensland | Summer | Non-coincident | 2028 | POE50 | Operational-demand | -2.7451 | 21.3637
QLD | QBLK_QBK2 | Bulli Creek | Energy Queensland | Summer | Non-coincident | 2028 | POE90 | Operational-demand | -3.9726 | NA
QLD | QBLK_QBK2 | Bulli Creek | Energy Queensland | Summer | Coincident_unreconciled | 2029 | POE50 | Operational-demand | -1.27 | NA
QLD | QBLK_QBK2 | Bulli Creek | Energy Queensland | Summer | Coincident_unreconciled | 2029 | POE90 | Operational-demand | -1.7835 | NA
QLD | QBLK_QBK2 | Bulli Creek | Energy Queensland | Summer | Non-coincident | 2029 | POE50 | Operational-demand | -3.0392 | 21.4639
QLD | QBLK_QBK2 | Bulli Creek | Energy Queensland | Summer | Non-coincident | 2029 | POE90 | Operational-demand | -4.2678 | NA
QLD | QBLK_QBK2 | Bulli Creek | Energy Queensland | Summer | Coincident_unreconciled | 2030 | POE50 | Operational-demand | -1.3757 | NA
QLD | QBLK_QBK2 | Bulli Creek | Energy Queensland | Summer | Coincident_unreconciled | 2030 | POE90 | Operational-demand | -1.8895 | NA
QLD | QBLK_QBK2 | Bulli Creek | Energy Queensland | Summer | Non-coincident | 2030 | POE50 | Operational-demand | -3.2919 | 21.5874
QLD | QBLK_QBK2 | Bulli Creek | Energy Queensland | Summer | Non-coincident | 2030 | POE90 | Operational-demand | -4.5216 | NA
QLD | QBLK_QBK2 | Bulli Creek | Energy Queensland | Winter | Coincident | 2016 | ACTUAL_OPG | Operational-demand | 8.5472 | 0.039628
QLD | QBLK_QBK2 | Bulli Creek | Energy Queensland | Winter | Coincident | 2016 | ACTUAL_RAW | Operational-demand | 8.5472 | 0.039628
QLD | QBLK_QBK2 | Bulli Creek | Energy Queensland | Winter | Non-coincident | 2016 | ACTUAL_RAW | Operational-demand | 0 | 20.3708
QLD | QBLK_QBK2 | Bulli Creek | Energy Queensland | Winter | Non-coincident | 2016 | ACTUAL_OPG | Operational-demand | 0 | 20.3708
QLD | QBLK_QBK2 | Bulli Creek | Energy Queensland | Winter | Non-coincident | 2016 | ACTUAL_ADJUSTEDOPG | Operational-demand | 5.1892 | 20.3708
QLD | QBLK_QBK2 | Bulli Creek | Energy Queensland | Winter | Coincident | 2017 | ACTUAL_OPG | Operational-demand | 8.5871 | 15.4469
QLD | QBLK_QBK2 | Bulli Creek | Energy Queensland | Winter | Coincident | 2017 | ACTUAL_RAW | Operational-demand | 8.5871 | 15.4469
QLD | QBLK_QBK2 | Bulli Creek | Energy Queensland | Winter | Non-coincident | 2017 | ACTUAL_RAW | Operational-demand | 5.6498 | 21.4654
QLD | QBLK_QBK2 | Bulli Creek | Energy Queensland | Winter | Non-coincident | 2017 | ACTUAL_OPG | Operational-demand | 5.6498 | 21.4654
QLD | QBLK_QBK2 | Bulli Creek | Energy Queensland | Winter | Non-coincident | 2017 | ACTUAL_ADJUSTEDOPG | Operational-demand | 5.6498 | 21.4654
QLD | QBLK_QBK2 | Bulli Creek | Energy Queensland | Winter | Coincident | 2018 | ACTUAL_OPG | Operational-demand | 5.4814 | 21.1237
QLD | QBLK_QBK2 | Bulli Creek | Energy Queensland | Winter | Coincident | 2018 | ACTUAL_RAW | Operational-demand | 5.4814 | 21.1237
QLD | QBLK_QBK2 | Bulli Creek | Energy Queensland | Winter | Non-coincident | 2018 | ACTUAL_RAW | Operational-demand | 4.7631 | 21.1263
QLD | QBLK_QBK2 | Bulli Creek | Energy Queensland | Winter | Non-coincident | 2018 | ACTUAL_OPG | Operational-demand | 4.7631 | 21.1263
QLD | QBLK_QBK2 | Bulli Creek | Energy Queensland | Winter | Non-coincident | 2018 | ACTUAL_ADJUSTEDOPG | Operational-demand | 4.7631 | 21.1263
QLD | QBLK_QBK2 | Bulli Creek | Energy Queensland | Winter | Coincident | 2019 | ACTUAL_OPG | Operational-demand | 6.9577 | 18.3862
QLD | QBLK_QBK2 | Bulli Creek | Energy Queensland | Winter | Coincident | 2019 | ACTUAL_RAW | Operational-demand | 6.9577 | 18.3862
QLD | QBLK_QBK2 | Bulli Creek | Energy Queensland | Winter | Non-coincident | 2019 | ACTUAL_RAW | Operational-demand | -0.001652 | 20.8682
QLD | QBLK_QBK2 | Bulli Creek | Energy Queensland | Winter | Non-coincident | 2019 | ACTUAL_OPG | Operational-demand | -0.001652 | 20.8682
QLD | QBLK_QBK2 | Bulli Creek | Energy Queensland | Winter | Non-coincident | 2019 | ACTUAL_ADJUSTEDOPG | Operational-demand | 5.1821 | 20.8682
QLD | QBLK_QBK2 | Bulli Creek | Energy Queensland | Winter | Non-coincident | 2019 | BASEYEARPOE90 | Operational-demand | 3.1795 | NA
QLD | QBLK_QBK2 | Bulli Creek | Energy Queensland | Winter | Non-coincident | 2019 | BASEYEARPOE50 | Operational-demand | 3.9434 | 20.9599
QLD | QBLK_QBK2 | Bulli Creek | Energy Queensland | Winter | Coincident_unreconciled | 2020 | POE90 | Operational-demand | 4.9342 | NA
QLD | QBLK_QBK2 | Bulli Creek | Energy Queensland | Winter | Coincident_unreconciled | 2020 | POE50 | Operational-demand | 6 | NA
QLD | QBLK_QBK2 | Bulli Creek | Energy Queensland | Winter | Non-coincident | 2020 | POE50 | Operational-demand | 3.0011 | 21
QLD | QBLK_QBK2 | Bulli Creek | Energy Queensland | Winter | Non-coincident | 2020 | POE90 | Operational-demand | 2.2266 | NA
QLD | QBLK_QBK2 | Bulli Creek | Energy Queensland | Winter | Coincident_unreconciled | 2021 | POE90 | Operational-demand | 4.7862 | NA
QLD | QBLK_QBK2 | Bulli Creek | Energy Queensland | Winter | Coincident_unreconciled | 2021 | POE50 | Operational-demand | 5.82 | NA
QLD | QBLK_QBK2 | Bulli Creek | Energy Queensland | Winter | Non-coincident | 2021 | POE50 | Operational-demand | 1.9448 | 21.0327
QLD | QBLK_QBK2 | Bulli Creek | Energy Queensland | Winter | Non-coincident | 2021 | POE90 | Operational-demand | 1.1684 | NA
QLD | QBLK_QBK2 | Bulli Creek | Energy Queensland | Winter | Coincident_unreconciled | 2022 | POE90 | Operational-demand | 4.6426 | NA
QLD | QBLK_QBK2 | Bulli Creek | Energy Queensland | Winter | Coincident_unreconciled | 2022 | POE50 | Operational-demand | 5.6454 | NA
QLD | QBLK_QBK2 | Bulli Creek | Energy Queensland | Winter | Non-coincident | 2022 | POE50 | Operational-demand | 0.05945 | 21.0488
QLD | QBLK_QBK2 | Bulli Creek | Energy Queensland | Winter | Non-coincident | 2022 | POE90 | Operational-demand | -0.71837 | NA
QLD | QBLK_QBK2 | Bulli Creek | Energy Queensland | Winter | Coincident_unreconciled | 2023 | POE90 | Operational-demand | 4.5034 | NA
QLD | QBLK_QBK2 | Bulli Creek | Energy Queensland | Winter | Coincident_unreconciled | 2023 | POE50 | Operational-demand | 5.476 | NA
QLD | QBLK_QBK2 | Bulli Creek | Energy Queensland | Winter | Non-coincident | 2023 | POE50 | Operational-demand | -0.98935 | 21.0694
QLD | QBLK_QBK2 | Bulli Creek | Energy Queensland | Winter | Non-coincident | 2023 | POE90 | Operational-demand | -1.7686 | NA
QLD | QBLK_QBK2 | Bulli Creek | Energy Queensland | Winter | Coincident_unreconciled | 2024 | POE90 | Operational-demand | 4.3683 | NA
QLD | QBLK_QBK2 | Bulli Creek | Energy Queensland | Winter | Coincident_unreconciled | 2024 | POE50 | Operational-demand | 5.3118 | NA
QLD | QBLK_QBK2 | Bulli Creek | Energy Queensland | Winter | Non-coincident | 2024 | POE50 | Operational-demand | -1.1665 | 21.0732
QLD | QBLK_QBK2 | Bulli Creek | Energy Queensland | Winter | Non-coincident | 2024 | POE90 | Operational-demand | -1.9471 | NA
QLD | QBLK_QBK2 | Bulli Creek | Energy Queensland | Winter | Coincident_unreconciled | 2025 | POE90 | Operational-demand | 4.2372 | NA
QLD | QBLK_QBK2 | Bulli Creek | Energy Queensland | Winter | Coincident_unreconciled | 2025 | POE50 | Operational-demand | 5.1524 | NA
QLD | QBLK_QBK2 | Bulli Creek | Energy Queensland | Winter | Non-coincident | 2025 | POE50 | Operational-demand | -1.3639 | 21.0765
QLD | QBLK_QBK2 | Bulli Creek | Energy Queensland | Winter | Non-coincident | 2025 | POE90 | Operational-demand | -2.146 | NA
QLD | QBLK_QBK2 | Bulli Creek | Energy Queensland | Winter | Coincident_unreconciled | 2026 | POE90 | Operational-demand | 4.1101 | NA
QLD | QBLK_QBK2 | Bulli Creek | Energy Queensland | Winter | Coincident_unreconciled | 2026 | POE50 | Operational-demand | 4.9978 | NA
QLD | QBLK_QBK2 | Bulli Creek | Energy Queensland | Winter | Non-coincident | 2026 | POE50 | Operational-demand | -1.9452 | 21.0719
QLD | QBLK_QBK2 | Bulli Creek | Energy Queensland | Winter | Non-coincident | 2026 | POE90 | Operational-demand | -2.7286 | NA
QLD | QBLK_QBK2 | Bulli Creek | Energy Queensland | Winter | Coincident_unreconciled | 2027 | POE90 | Operational-demand | 3.9868 | NA
QLD | QBLK_QBK2 | Bulli Creek | Energy Queensland | Winter | Coincident_unreconciled | 2027 | POE50 | Operational-demand | 4.8479 | NA
QLD | QBLK_QBK2 | Bulli Creek | Energy Queensland | Winter | Non-coincident | 2027 | POE50 | Operational-demand | -2.0515 | 21.0657
QLD | QBLK_QBK2 | Bulli Creek | Energy Queensland | Winter | Non-coincident | 2027 | POE90 | Operational-demand | -2.8356 | NA
QLD | QBLK_QBK2 | Bulli Creek | Energy Queensland | Winter | Coincident_unreconciled | 2028 | POE90 | Operational-demand | 3.8672 | NA
QLD | QBLK_QBK2 | Bulli Creek | Energy Queensland | Winter | Coincident_unreconciled | 2028 | POE50 | Operational-demand | 4.7025 | NA
QLD | QBLK_QBK2 | Bulli Creek | Energy Queensland | Winter | Non-coincident | 2028 | POE50 | Operational-demand | -2.5844 | 21.1301
QLD | QBLK_QBK2 | Bulli Creek | Energy Queensland | Winter | Non-coincident | 2028 | POE90 | Operational-demand | -3.3691 | NA
QLD | QBLK_QBK2 | Bulli Creek | Energy Queensland | Winter | Coincident_unreconciled | 2029 | POE90 | Operational-demand | 3.7512 | NA
QLD | QBLK_QBK2 | Bulli Creek | Energy Queensland | Winter | Coincident_unreconciled | 2029 | POE50 | Operational-demand | 4.5614 | NA
QLD | QBLK_QBK2 | Bulli Creek | Energy Queensland | Winter | Non-coincident | 2029 | POE50 | Operational-demand | -2.6628 | 21.2077
QLD | QBLK_QBK2 | Bulli Creek | Energy Queensland | Winter | Non-coincident | 2029 | POE90 | Operational-demand | -3.4482 | NA
QLD | QBLK_QBK2 | Bulli Creek | Energy Queensland | Shoulder | Non-coincident | 2019 | BASEYEARPOE10 | Operational-demand | NA | 19.2918
QLD | QBLK_QBK2 | Bulli Creek | Energy Queensland | Shoulder | Coincident | 2021 | POE50 | Operational-demand | NA | 14.957
QLD | QBLK_QBK2 | Bulli Creek | Energy Queensland | Shoulder | Coincident | 2021 | POE10 | Operational-demand | NA | 14.9806
QLD | QBLK_QBK2 | Bulli Creek | Energy Queensland | Shoulder | Non-coincident | 2021 | POE10 | Operational-demand | NA | 18.8373
QLD | QBLK_QBK2 | Bulli Creek | Energy Queensland | Shoulder | Coincident | 2022 | POE50 | Operational-demand | NA | 15.1214
QLD | QBLK_QBK2 | Bulli Creek | Energy Queensland | Shoulder | Coincident | 2022 | POE10 | Operational-demand | NA | 15.4038
QLD | QBLK_QBK2 | Bulli Creek | Energy Queensland | Shoulder | Non-coincident | 2022 | POE10 | Operational-demand | NA | 18.8537
QLD | QBLK_QBK2 | Bulli Creek | Energy Queensland | Shoulder | Coincident | 2023 | POE50 | Operational-demand | NA | 15.2318
QLD | QBLK_QBK2 | Bulli Creek | Energy Queensland | Shoulder | Coincident | 2023 | POE10 | Operational-demand | NA | 15.4429
QLD | QBLK_QBK2 | Bulli Creek | Energy Queensland | Shoulder | Non-coincident | 2023 | POE10 | Operational-demand | NA | 18.8693
QLD | QBLK_QBK2 | Bulli Creek | Energy Queensland | Shoulder | Coincident | 2024 | POE50 | Operational-demand | NA | 15.5031
QLD | QBLK_QBK2 | Bulli Creek | Energy Queensland | Shoulder | Coincident | 2024 | POE10 | Operational-demand | NA | 15.5156
QLD | QBLK_QBK2 | Bulli Creek | Energy Queensland | Shoulder | Non-coincident | 2024 | POE10 | Operational-demand | NA | 18.8763
QLD | QBLK_QBK2 | Bulli Creek | Energy Queensland | Shoulder | Coincident | 2025 | POE50 | Operational-demand | NA | 15.4228
QLD | QBLK_QBK2 | Bulli Creek | Energy Queensland | Shoulder | Coincident | 2025 | POE10 | Operational-demand | NA | 15.5501
QLD | QBLK_QBK2 | Bulli Creek | Energy Queensland | Shoulder | Non-coincident | 2025 | POE10 | Operational-demand | NA | 18.8737
QLD | QBLK_QBK2 | Bulli Creek | Energy Queensland | Shoulder | Coincident | 2026 | POE50 | Operational-demand | NA | 15.4052
QLD | QBLK_QBK2 | Bulli Creek | Energy Queensland | Shoulder | Coincident | 2026 | POE10 | Operational-demand | NA | 15.4495
QLD | QBLK_QBK2 | Bulli Creek | Energy Queensland | Shoulder | Non-coincident | 2026 | POE10 | Operational-demand | NA | 18.8642
QLD | QBLK_QBK2 | Bulli Creek | Energy Queensland | Shoulder | Coincident | 2027 | POE50 | Operational-demand | NA | 15.2918
QLD | QBLK_QBK2 | Bulli Creek | Energy Queensland | Shoulder | Coincident | 2027 | POE10 | Operational-demand | NA | 15.353
QLD | QBLK_QBK2 | Bulli Creek | Energy Queensland | Shoulder | Non-coincident | 2027 | POE10 | Operational-demand | NA | 18.8406
QLD | QBLK_QBK2 | Bulli Creek | Energy Queensland | Shoulder | Coincident | 2028 | POE50 | Operational-demand | NA | 15.2515
QLD | QBLK_QBK2 | Bulli Creek | Energy Queensland | Shoulder | Coincident | 2028 | POE10 | Operational-demand | NA | 15.277
QLD | QBLK_QBK2 | Bulli Creek | Energy Queensland | Shoulder | Non-coincident | 2028 | POE10 | Operational-demand | NA | 18.8249
QLD | QBLK_QBK2 | Bulli Creek | Energy Queensland | Shoulder | Coincident | 2029 | POE50 | Operational-demand | NA | 15.3073
QLD | QBLK_QBK2 | Bulli Creek | Energy Queensland | Shoulder | Coincident | 2029 | POE10 | Operational-demand | NA | 15.4245
QLD | QBLK_QBK2 | Bulli Creek | Energy Queensland | Shoulder | Non-coincident | 2029 | POE10 | Operational-demand | NA | 18.8252
QLD | QBLK_QBK2 | Bulli Creek | Energy Queensland | Shoulder | Coincident | 2030 | POE50 | Operational-demand | NA | 15.3266
QLD | QBLK_QBK2 | Bulli Creek | Energy Queensland | Shoulder | Coincident | 2030 | POE10 | Operational-demand | NA | 15.4288
QLD | QBLK_QBK2 | Bulli Creek | Energy Queensland | Shoulder | Non-coincident | 2030 | POE10 | Operational-demand | NA | 18.8256
QLD | QBLK_QBK2 | Bulli Creek | Energy Queensland | Summer | Non-coincident | 2019 | BASEYEARPOE10 | Operational-demand | NA | 22.3316
QLD | QBLK_QBK2 | Bulli Creek | Energy Queensland | Summer | Coincident | 2021 | POE10 | Operational-demand | NA | 18.6055
QLD | QBLK_QBK2 | Bulli Creek | Energy Queensland | Summer | Coincident | 2021 | POE50 | Operational-demand | NA | 18.1062
QLD | QBLK_QBK2 | Bulli Creek | Energy Queensland | Summer | Non-coincident | 2021 | POE10 | Operational-demand | NA | 22.724
QLD | QBLK_QBK2 | Bulli Creek | Energy Queensland | Summer | Coincident | 2022 | POE10 | Operational-demand | NA | 18.964
QLD | QBLK_QBK2 | Bulli Creek | Energy Queensland | Summer | Coincident | 2022 | POE50 | Operational-demand | NA | 18.4256
QLD | QBLK_QBK2 | Bulli Creek | Energy Queensland | Summer | Non-coincident | 2022 | POE10 | Operational-demand | NA | 22.7487
QLD | QBLK_QBK2 | Bulli Creek | Energy Queensland | Summer | Coincident | 2023 | POE10 | Operational-demand | NA | 19.082
QLD | QBLK_QBK2 | Bulli Creek | Energy Queensland | Summer | Coincident | 2023 | POE50 | Operational-demand | NA | 18.4981
QLD | QBLK_QBK2 | Bulli Creek | Energy Queensland | Summer | Non-coincident | 2023 | POE10 | Operational-demand | NA | 22.7649
QLD | QBLK_QBK2 | Bulli Creek | Energy Queensland | Summer | Coincident | 2024 | POE10 | Operational-demand | NA | 19.3279
QLD | QBLK_QBK2 | Bulli Creek | Energy Queensland | Summer | Coincident | 2024 | POE50 | Operational-demand | NA | 18.7543
QLD | QBLK_QBK2 | Bulli Creek | Energy Queensland | Summer | Non-coincident | 2024 | POE10 | Operational-demand | NA | 22.7961
QLD | QBLK_QBK2 | Bulli Creek | Energy Queensland | Summer | Coincident | 2025 | POE10 | Operational-demand | NA | 19.2658
QLD | QBLK_QBK2 | Bulli Creek | Energy Queensland | Summer | Coincident | 2025 | POE50 | Operational-demand | NA | 18.7903
QLD | QBLK_QBK2 | Bulli Creek | Energy Queensland | Summer | Non-coincident | 2025 | POE10 | Operational-demand | NA | 22.8297
QLD | QBLK_QBK2 | Bulli Creek | Energy Queensland | Summer | Coincident | 2026 | POE10 | Operational-demand | NA | 19.3744
QLD | QBLK_QBK2 | Bulli Creek | Energy Queensland | Summer | Coincident | 2026 | POE50 | Operational-demand | NA | 18.8333
QLD | QBLK_QBK2 | Bulli Creek | Energy Queensland | Summer | Non-coincident | 2026 | POE10 | Operational-demand | NA | 22.8626
QLD | QBLK_QBK2 | Bulli Creek | Energy Queensland | Summer | Coincident | 2027 | POE10 | Operational-demand | NA | 19.246
QLD | QBLK_QBK2 | Bulli Creek | Energy Queensland | Summer | Coincident | 2027 | POE50 | Operational-demand | NA | 18.7733
QLD | QBLK_QBK2 | Bulli Creek | Energy Queensland | Summer | Non-coincident | 2027 | POE10 | Operational-demand | NA | 22.8922
QLD | QBLK_QBK2 | Bulli Creek | Energy Queensland | Summer | Coincident | 2028 | POE10 | Operational-demand | NA | 19.2974
QLD | QBLK_QBK2 | Bulli Creek | Energy Queensland | Summer | Coincident | 2028 | POE50 | Operational-demand | NA | 18.8159
QLD | QBLK_QBK2 | Bulli Creek | Energy Queensland | Summer | Non-coincident | 2028 | POE10 | Operational-demand | NA | 22.9473
QLD | QBLK_QBK2 | Bulli Creek | Energy Queensland | Summer | Coincident | 2029 | POE10 | Operational-demand | NA | 19.3229
QLD | QBLK_QBK2 | Bulli Creek | Energy Queensland | Summer | Coincident | 2029 | POE50 | Operational-demand | NA | 18.9266
QLD | QBLK_QBK2 | Bulli Creek | Energy Queensland | Summer | Non-coincident | 2029 | POE10 | Operational-demand | NA | 23.0488
QLD | QBLK_QBK2 | Bulli Creek | Energy Queensland | Summer | Coincident | 2030 | POE10 | Operational-demand | NA | 19.44
QLD | QBLK_QBK2 | Bulli Creek | Energy Queensland | Summer | Coincident | 2030 | POE50 | Operational-demand | NA | 18.9469
QLD | QBLK_QBK2 | Bulli Creek | Energy Queensland | Summer | Non-coincident | 2030 | POE10 | Operational-demand | NA | 23.1737
QLD | QBLK_QBK2 | Bulli Creek | Energy Queensland | Winter | Non-coincident | 2019 | BASEYEARPOE10 | Operational-demand | NA | 21.8475
QLD | QBLK_QBK2 | Bulli Creek | Energy Queensland | Winter | Coincident | 2020 | POE10 | Operational-demand | NA | 21.4438
QLD | QBLK_QBK2 | Bulli Creek | Energy Queensland | Winter | Coincident | 2020 | POE50 | Operational-demand | NA | 20.3148
QLD | QBLK_QBK2 | Bulli Creek | Energy Queensland | Winter | Non-coincident | 2020 | POE10 | Operational-demand | NA | 22.0174
QLD | QBLK_QBK2 | Bulli Creek | Energy Queensland | Winter | Coincident | 2021 | POE10 | Operational-demand | NA | 21.2946
QLD | QBLK_QBK2 | Bulli Creek | Energy Queensland | Winter | Coincident | 2021 | POE50 | Operational-demand | NA | 20.1673
QLD | QBLK_QBK2 | Bulli Creek | Energy Queensland | Winter | Non-coincident | 2021 | POE10 | Operational-demand | NA | 22.0524
QLD | QBLK_QBK2 | Bulli Creek | Energy Queensland | Winter | Coincident | 2022 | POE10 | Operational-demand | NA | 21.7819
QLD | QBLK_QBK2 | Bulli Creek | Energy Queensland | Winter | Coincident | 2022 | POE50 | Operational-demand | NA | 20.6315
QLD | QBLK_QBK2 | Bulli Creek | Energy Queensland | Winter | Non-coincident | 2022 | POE10 | Operational-demand | NA | 22.0701
QLD | QBLK_QBK2 | Bulli Creek | Energy Queensland | Winter | Coincident | 2023 | POE10 | Operational-demand | NA | 22.0034
QLD | QBLK_QBK2 | Bulli Creek | Energy Queensland | Winter | Coincident | 2023 | POE50 | Operational-demand | NA | 20.821
QLD | QBLK_QBK2 | Bulli Creek | Energy Queensland | Winter | Non-coincident | 2023 | POE10 | Operational-demand | NA | 22.0924
QLD | QBLK_QBK2 | Bulli Creek | Energy Queensland | Winter | Coincident | 2024 | POE10 | Operational-demand | NA | 22.337
QLD | QBLK_QBK2 | Bulli Creek | Energy Queensland | Winter | Coincident | 2024 | POE50 | Operational-demand | NA | 21.0541
QLD | QBLK_QBK2 | Bulli Creek | Energy Queensland | Winter | Non-coincident | 2024 | POE10 | Operational-demand | NA | 22.337
QLD | QBLK_QBK2 | Bulli Creek | Energy Queensland | Winter | Coincident | 2025 | POE10 | Operational-demand | NA | 22.2727
QLD | QBLK_QBK2 | Bulli Creek | Energy Queensland | Winter | Coincident | 2025 | POE50 | Operational-demand | NA | 21.0374
QLD | QBLK_QBK2 | Bulli Creek | Energy Queensland | Winter | Non-coincident | 2025 | POE10 | Operational-demand | NA | 22.2727
QLD | QBLK_QBK2 | Bulli Creek | Energy Queensland | Winter | Coincident | 2026 | POE10 | Operational-demand | NA | 22.2549
QLD | QBLK_QBK2 | Bulli Creek | Energy Queensland | Winter | Coincident | 2026 | POE50 | Operational-demand | NA | 21.0588
QLD | QBLK_QBK2 | Bulli Creek | Energy Queensland | Winter | Non-coincident | 2026 | POE10 | Operational-demand | NA | 22.2549
QLD | QBLK_QBK2 | Bulli Creek | Energy Queensland | Winter | Coincident | 2027 | POE10 | Operational-demand | NA | 22.2284
QLD | QBLK_QBK2 | Bulli Creek | Energy Queensland | Winter | Coincident | 2027 | POE50 | Operational-demand | NA | 21.0349
QLD | QBLK_QBK2 | Bulli Creek | Energy Queensland | Winter | Non-coincident | 2027 | POE10 | Operational-demand | NA | 22.2284
QLD | QBLK_QBK2 | Bulli Creek | Energy Queensland | Winter | Coincident | 2028 | POE10 | Operational-demand | NA | 22.5018
QLD | QBLK_QBK2 | Bulli Creek | Energy Queensland | Winter | Coincident | 2028 | POE50 | Operational-demand | NA | 21.1301
QLD | QBLK_QBK2 | Bulli Creek | Energy Queensland | Winter | Non-coincident | 2028 | POE10 | Operational-demand | NA | 22.5018
QLD | QBLK_QBK2 | Bulli Creek | Energy Queensland | Winter | Coincident | 2029 | POE10 | Operational-demand | NA | 22.4639
QLD | QBLK_QBK2 | Bulli Creek | Energy Queensland | Winter | Coincident | 2029 | POE50 | Operational-demand | NA | 21.2074
QLD | QBLK_QBK2 | Bulli Creek | Energy Queensland | Winter | Non-coincident | 2029 | POE10 | Operational-demand | NA | 22.4639
QLD | QBMH | Belmont Wecker Road 110 | Energy Queensland | Shoulder | Coincident | 2017 | ACTUAL_OPG | Operational-demand | 142.8172 | 287.9801
QLD | QBMH | Belmont Wecker Road 110 | Energy Queensland | Shoulder | Coincident | 2017 | ACTUAL_RAW | Operational-demand | 142.8172 | 287.9801
QLD | QBMH | Belmont Wecker Road 110 | Energy Queensland | Shoulder | Non-coincident | 2017 | ACTUAL_RAW | Operational-demand | 135.456 | 350.3835
QLD | QBMH | Belmont Wecker Road 110 | Energy Queensland | Shoulder | Non-coincident | 2017 | ACTUAL_OPG | Operational-demand | 135.456 | 350.3835
QLD | QBMH | Belmont Wecker Road 110 | Energy Queensland | Shoulder | Non-coincident | 2017 | ACTUAL_ADJUSTEDOPG | Operational-demand | 135.456 | 350.3835
QLD | QBMH | Belmont Wecker Road 110 | Energy Queensland | Shoulder | Coincident | 2018 | ACTUAL_OPG | Operational-demand | 140.7253 | 291.5781
QLD | QBMH | Belmont Wecker Road 110 | Energy Queensland | Shoulder | Coincident | 2018 | ACTUAL_RAW | Operational-demand | 140.7253 | 291.5781
QLD | QBMH | Belmont Wecker Road 110 | Energy Queensland | Shoulder | Non-coincident | 2018 | ACTUAL_RAW | Operational-demand | 124.5085 | 338.5668
QLD | QBMH | Belmont Wecker Road 110 | Energy Queensland | Shoulder | Non-coincident | 2018 | ACTUAL_OPG | Operational-demand | 124.5085 | 338.5668
QLD | QBMH | Belmont Wecker Road 110 | Energy Queensland | Shoulder | Non-coincident | 2018 | ACTUAL_ADJUSTEDOPG | Operational-demand | 124.5085 | 338.5668
QLD | QBMH | Belmont Wecker Road 110 | Energy Queensland | Shoulder | Coincident | 2019 | ACTUAL_OPG | Operational-demand | 147.8493 | 281.8726
QLD | QBMH | Belmont Wecker Road 110 | Energy Queensland | Shoulder | Coincident | 2019 | ACTUAL_RAW | Operational-demand | 147.8493 | 281.8726
QLD | QBMH | Belmont Wecker Road 110 | Energy Queensland | Shoulder | Non-coincident | 2019 | ACTUAL_RAW | Operational-demand | 122.7288 | 361.3531
QLD | QBMH | Belmont Wecker Road 110 | Energy Queensland | Shoulder | Non-coincident | 2019 | ACTUAL_OPG | Operational-demand | 122.7288 | 361.3531
QLD | QBMH | Belmont Wecker Road 110 | Energy Queensland | Shoulder | Non-coincident | 2019 | ACTUAL_ADJUSTEDOPG | Operational-demand | 122.7288 | 361.3531
QLD | QBMH | Belmont Wecker Road 110 | Energy Queensland | Shoulder | Non-coincident | 2019 | BASEYEARPOE90 | Operational-demand | 100.3887 | NA
QLD | QBMH | Belmont Wecker Road 110 | Energy Queensland | Shoulder | Non-coincident | 2019 | BASEYEARPOE50 | Operational-demand | 115.0622 | 299.1507
QLD | QBMH | Belmont Wecker Road 110 | Energy Queensland | Shoulder | Coincident | 2020 | ACTUAL_OPG | Operational-demand | 152.9653 | 219.2658
QLD | QBMH | Belmont Wecker Road 110 | Energy Queensland | Shoulder | Coincident | 2020 | ACTUAL_RAW | Operational-demand | 152.9653 | 219.2658
QLD | QBMH | Belmont Wecker Road 110 | Energy Queensland | Shoulder | Non-coincident | 2020 | ACTUAL_RAW | Operational-demand | 109.3962 | 337.1841
QLD | QBMH | Belmont Wecker Road 110 | Energy Queensland | Shoulder | Non-coincident | 2020 | ACTUAL_OPG | Operational-demand | 150.249 | 337.1841
QLD | QBMH | Belmont Wecker Road 110 | Energy Queensland | Shoulder | Non-coincident | 2020 | ACTUAL_ADJUSTEDOPG | Operational-demand | 150.249 | 337.1841
QLD | QBMH | Belmont Wecker Road 110 | Energy Queensland | Shoulder | Coincident_unreconciled | 2021 | POE50 | Operational-demand | 183.2169 | NA
QLD | QBMH | Belmont Wecker Road 110 | Energy Queensland | Shoulder | Coincident_unreconciled | 2021 | POE90 | Operational-demand | 153.8255 | NA
QLD | QBMH | Belmont Wecker Road 110 | Energy Queensland | Shoulder | Non-coincident | 2021 | POE50 | Operational-demand | 121.4187 | 307.7737
QLD | QBMH | Belmont Wecker Road 110 | Energy Queensland | Shoulder | Non-coincident | 2021 | POE90 | Operational-demand | 101.9409 | NA
QLD | QBMH | Belmont Wecker Road 110 | Energy Queensland | Shoulder | Coincident_unreconciled | 2022 | POE50 | Operational-demand | 175.5462 | NA
QLD | QBMH | Belmont Wecker Road 110 | Energy Queensland | Shoulder | Coincident_unreconciled | 2022 | POE90 | Operational-demand | 145.9136 | NA
QLD | QBMH | Belmont Wecker Road 110 | Energy Queensland | Shoulder | Non-coincident | 2022 | POE50 | Operational-demand | 116.3353 | 309.3735
QLD | QBMH | Belmont Wecker Road 110 | Energy Queensland | Shoulder | Non-coincident | 2022 | POE90 | Operational-demand | 96.6976 | NA
QLD | QBMH | Belmont Wecker Road 110 | Energy Queensland | Shoulder | Coincident_unreconciled | 2023 | POE50 | Operational-demand | 168.5319 | NA
QLD | QBMH | Belmont Wecker Road 110 | Energy Queensland | Shoulder | Coincident_unreconciled | 2023 | POE90 | Operational-demand | 138.6751 | NA
QLD | QBMH | Belmont Wecker Road 110 | Energy Queensland | Shoulder | Non-coincident | 2023 | POE50 | Operational-demand | 111.6869 | 310.873
QLD | QBMH | Belmont Wecker Road 110 | Energy Queensland | Shoulder | Non-coincident | 2023 | POE90 | Operational-demand | 91.9006 | NA
QLD | QBMH | Belmont Wecker Road 110 | Energy Queensland | Shoulder | Coincident_unreconciled | 2024 | POE50 | Operational-demand | 147.6853 | NA
QLD | QBMH | Belmont Wecker Road 110 | Energy Queensland | Shoulder | Coincident_unreconciled | 2024 | POE90 | Operational-demand | 117.6044 | NA
QLD | QBMH | Belmont Wecker Road 110 | Energy Queensland | Shoulder | Non-coincident | 2024 | POE50 | Operational-demand | 97.8717 | 302.1592
QLD | QBMH | Belmont Wecker Road 110 | Energy Queensland | Shoulder | Non-coincident | 2024 | POE90 | Operational-demand | 77.937 | NA
QLD | QBMH | Belmont Wecker Road 110 | Energy Queensland | Shoulder | Coincident_unreconciled | 2025 | POE50 | Operational-demand | 142.8608 | NA
QLD | QBMH | Belmont Wecker Road 110 | Energy Queensland | Shoulder | Coincident_unreconciled | 2025 | POE90 | Operational-demand | 112.5558 | NA
QLD | QBMH | Belmont Wecker Road 110 | Energy Queensland | Shoulder | Non-coincident | 2025 | POE50 | Operational-demand | 94.6745 | 303.7841
QLD | QBMH | Belmont Wecker Road 110 | Energy Queensland | Shoulder | Non-coincident | 2025 | POE90 | Operational-demand | 74.5912 | NA
QLD | QBMH | Belmont Wecker Road 110 | Energy Queensland | Shoulder | Coincident_unreconciled | 2026 | POE50 | Operational-demand | 138.1175 | NA
QLD | QBMH | Belmont Wecker Road 110 | Energy Queensland | Shoulder | Coincident_unreconciled | 2026 | POE90 | Operational-demand | 107.5883 | NA
QLD | QBMH | Belmont Wecker Road 110 | Energy Queensland | Shoulder | Non-coincident | 2026 | POE50 | Operational-demand | 91.5311 | 305.5252
QLD | QBMH | Belmont Wecker Road 110 | Energy Queensland | Shoulder | Non-coincident | 2026 | POE90 | Operational-demand | 71.2993 | NA
QLD | QBMH | Belmont Wecker Road 110 | Energy Queensland | Shoulder | Coincident_unreconciled | 2027 | POE50 | Operational-demand | 134.1788 | NA
QLD | QBMH | Belmont Wecker Road 110 | Energy Queensland | Shoulder | Coincident_unreconciled | 2027 | POE90 | Operational-demand | 103.4364 | NA
QLD | QBMH | Belmont Wecker Road 110 | Energy Queensland | Shoulder | Non-coincident | 2027 | POE50 | Operational-demand | 88.9209 | 307.3835
QLD | QBMH | Belmont Wecker Road 110 | Energy Queensland | Shoulder | Non-coincident | 2027 | POE90 | Operational-demand | 68.5477 | NA
QLD | QBMH | Belmont Wecker Road 110 | Energy Queensland | Shoulder | Coincident_unreconciled | 2028 | POE50 | Operational-demand | 130.9996 | NA
QLD | QBMH | Belmont Wecker Road 110 | Energy Queensland | Shoulder | Coincident_unreconciled | 2028 | POE90 | Operational-demand | 100.0517 | NA
QLD | QBMH | Belmont Wecker Road 110 | Energy Queensland | Shoulder | Non-coincident | 2028 | POE50 | Operational-demand | 86.814 | 309.4843
QLD | QBMH | Belmont Wecker Road 110 | Energy Queensland | Shoulder | Non-coincident | 2028 | POE90 | Operational-demand | 66.3047 | NA
QLD | QBMH | Belmont Wecker Road 110 | Energy Queensland | Shoulder | Coincident_unreconciled | 2029 | POE50 | Operational-demand | 128.5236 | NA
QLD | QBMH | Belmont Wecker Road 110 | Energy Queensland | Shoulder | Coincident_unreconciled | 2029 | POE90 | Operational-demand | 97.3703 | NA
QLD | QBMH | Belmont Wecker Road 110 | Energy Queensland | Shoulder | Non-coincident | 2029 | POE50 | Operational-demand | 85.1732 | 311.9433
QLD | QBMH | Belmont Wecker Road 110 | Energy Queensland | Shoulder | Non-coincident | 2029 | POE90 | Operational-demand | 64.5277 | NA
QLD | QBMH | Belmont Wecker Road 110 | Energy Queensland | Shoulder | Coincident_unreconciled | 2030 | POE50 | Operational-demand | 127.197 | NA
QLD | QBMH | Belmont Wecker Road 110 | Energy Queensland | Shoulder | Coincident_unreconciled | 2030 | POE90 | Operational-demand | 95.8382 | NA
QLD | QBMH | Belmont Wecker Road 110 | Energy Queensland | Shoulder | Non-coincident | 2030 | POE50 | Operational-demand | 84.2941 | 314.7727
QLD | QBMH | Belmont Wecker Road 110 | Energy Queensland | Shoulder | Non-coincident | 2030 | POE90 | Operational-demand | 63.5124 | NA
QLD | QBMH | Belmont Wecker Road 110 | Energy Queensland | Summer | Coincident | 2017 | ACTUAL_OPG | Operational-demand | 161.5651 | 412.0293
QLD | QBMH | Belmont Wecker Road 110 | Energy Queensland | Summer | Coincident | 2017 | ACTUAL_RAW | Operational-demand | 161.5651 | 412.0293
QLD | QBMH | Belmont Wecker Road 110 | Energy Queensland | Summer | Non-coincident | 2017 | ACTUAL_RAW | Operational-demand | 154.5918 | 424.8767
QLD | QBMH | Belmont Wecker Road 110 | Energy Queensland | Summer | Non-coincident | 2017 | ACTUAL_OPG | Operational-demand | 154.5918 | 424.8767
QLD | QBMH | Belmont Wecker Road 110 | Energy Queensland | Summer | Coincident | 2018 | ACTUAL_OPG | Operational-demand | 141.7225 | 374.2172
QLD | QBMH | Belmont Wecker Road 110 | Energy Queensland | Summer | Coincident | 2018 | ACTUAL_RAW | Operational-demand | 141.7225 | 374.2172
QLD | QBMH | Belmont Wecker Road 110 | Energy Queensland | Summer | Non-coincident | 2018 | ACTUAL_RAW | Operational-demand | 136.1618 | 406.3398
QLD | QBMH | Belmont Wecker Road 110 | Energy Queensland | Summer | Non-coincident | 2018 | ACTUAL_OPG | Operational-demand | 136.1618 | 406.3398
QLD | QBMH | Belmont Wecker Road 110 | Energy Queensland | Summer | Non-coincident | 2018 | ACTUAL_ADJUSTEDOPG | Operational-demand | 136.1618 | 406.3398
QLD | QBMH | Belmont Wecker Road 110 | Energy Queensland | Summer | Coincident | 2019 | ACTUAL_OPG | Operational-demand | 138.8775 | 380.2939
QLD | QBMH | Belmont Wecker Road 110 | Energy Queensland | Summer | Coincident | 2019 | ACTUAL_RAW | Operational-demand | 138.8775 | 380.2939
QLD | QBMH | Belmont Wecker Road 110 | Energy Queensland | Summer | Non-coincident | 2019 | ACTUAL_RAW | Operational-demand | 128.3833 | 503.2787
QLD | QBMH | Belmont Wecker Road 110 | Energy Queensland | Summer | Non-coincident | 2019 | ACTUAL_OPG | Operational-demand | 128.3833 | 503.2787
QLD | QBMH | Belmont Wecker Road 110 | Energy Queensland | Summer | Non-coincident | 2019 | ACTUAL_ADJUSTEDOPG | Operational-demand | 128.3833 | 406.2176
QLD | QBMH | Belmont Wecker Road 110 | Energy Queensland | Summer | Non-coincident | 2019 | BASEYEARPOE90 | Operational-demand | 115.0216 | NA
QLD | QBMH | Belmont Wecker Road 110 | Energy Queensland | Summer | Non-coincident | 2019 | BASEYEARPOE50 | Operational-demand | 124.9016 | 384.8933
QLD | QBMH | Belmont Wecker Road 110 | Energy Queensland | Summer | Coincident | 2020 | ACTUAL_OPG | Operational-demand | 157.487 | 336.2326
QLD | QBMH | Belmont Wecker Road 110 | Energy Queensland | Summer | Coincident | 2020 | ACTUAL_RAW | Operational-demand | 157.487 | 336.2326
QLD | QBMH | Belmont Wecker Road 110 | Energy Queensland | Summer | Non-coincident | 2020 | ACTUAL_RAW | Operational-demand | 132.3193 | 409.59
QLD | QBMH | Belmont Wecker Road 110 | Energy Queensland | Summer | Non-coincident | 2020 | ACTUAL_OPG | Operational-demand | 132.3193 | 409.59
QLD | QBMH | Belmont Wecker Road 110 | Energy Queensland | Summer | Non-coincident | 2020 | ACTUAL_ADJUSTEDOPG | Operational-demand | 132.3193 | 409.59
QLD | QBMH | Belmont Wecker Road 110 | Energy Queensland | Summer | Coincident_unreconciled | 2021 | POE50 | Operational-demand | 174.8144 | NA
QLD | QBMH | Belmont Wecker Road 110 | Energy Queensland | Summer | Coincident_unreconciled | 2021 | POE90 | Operational-demand | 144.2511 | NA
QLD | QBMH | Belmont Wecker Road 110 | Energy Queensland | Summer | Non-coincident | 2021 | POE50 | Operational-demand | 132.4951 | 389.0963
QLD | QBMH | Belmont Wecker Road 110 | Energy Queensland | Summer | Non-coincident | 2021 | POE90 | Operational-demand | 91.4267 | NA
QLD | QBMH | Belmont Wecker Road 110 | Energy Queensland | Summer | Coincident_unreconciled | 2022 | POE50 | Operational-demand | 168.6349 | NA
QLD | QBMH | Belmont Wecker Road 110 | Energy Queensland | Summer | Coincident_unreconciled | 2022 | POE90 | Operational-demand | 137.8334 | NA
QLD | QBMH | Belmont Wecker Road 110 | Energy Queensland | Summer | Non-coincident | 2022 | POE50 | Operational-demand | 130.5496 | 389.0169
QLD | QBMH | Belmont Wecker Road 110 | Energy Queensland | Summer | Non-coincident | 2022 | POE90 | Operational-demand | 89.1666 | NA
QLD | QBMH | Belmont Wecker Road 110 | Energy Queensland | Summer | Coincident_unreconciled | 2023 | POE50 | Operational-demand | 163.0531 | NA
QLD | QBMH | Belmont Wecker Road 110 | Energy Queensland | Summer | Coincident_unreconciled | 2023 | POE90 | Operational-demand | 132.0303 | NA
QLD | QBMH | Belmont Wecker Road 110 | Energy Queensland | Summer | Non-coincident | 2023 | POE50 | Operational-demand | 128.8014 | 389.0085
QLD | QBMH | Belmont Wecker Road 110 | Energy Queensland | Summer | Non-coincident | 2023 | POE90 | Operational-demand | 87.126 | NA
QLD | QBMH | Belmont Wecker Road 110 | Energy Queensland | Summer | Coincident_unreconciled | 2024 | POE50 | Operational-demand | 145.9991 | NA
QLD | QBMH | Belmont Wecker Road 110 | Energy Queensland | Summer | Coincident_unreconciled | 2024 | POE90 | Operational-demand | 114.7551 | NA
QLD | QBMH | Belmont Wecker Road 110 | Energy Queensland | Summer | Non-coincident | 2024 | POE50 | Operational-demand | 116.7545 | 379.2558
QLD | QBMH | Belmont Wecker Road 110 | Energy Queensland | Summer | Non-coincident | 2024 | POE90 | Operational-demand | 75.3415 | NA
QLD | QBMH | Belmont Wecker Road 110 | Energy Queensland | Summer | Coincident_unreconciled | 2025 | POE50 | Operational-demand | 142.1254 | NA
QLD | QBMH | Belmont Wecker Road 110 | Energy Queensland | Summer | Coincident_unreconciled | 2025 | POE90 | Operational-demand | 110.6602 | NA
QLD | QBMH | Belmont Wecker Road 110 | Energy Queensland | Summer | Non-coincident | 2025 | POE50 | Operational-demand | 113.6568 | 381.1926
QLD | QBMH | Belmont Wecker Road 110 | Energy Queensland | Summer | Non-coincident | 2025 | POE90 | Operational-demand | 73.9804 | NA
QLD | QBMH | Belmont Wecker Road 110 | Energy Queensland | Summer | Coincident_unreconciled | 2026 | POE50 | Operational-demand | 138.282 | NA
QLD | QBMH | Belmont Wecker Road 110 | Energy Queensland | Summer | Coincident_unreconciled | 2026 | POE90 | Operational-demand | 106.5955 | NA
QLD | QBMH | Belmont Wecker Road 110 | Energy Queensland | Summer | Non-coincident | 2026 | POE50 | Operational-demand | 110.5832 | 383.2114
QLD | QBMH | Belmont Wecker Road 110 | Energy Queensland | Summer | Non-coincident | 2026 | POE90 | Operational-demand | 72.6198 | NA
QLD | QBMH | Belmont Wecker Road 110 | Energy Queensland | Summer | Coincident_unreconciled | 2027 | POE50 | Operational-demand | 135.0998 | NA
QLD | QBMH | Belmont Wecker Road 110 | Energy Queensland | Summer | Coincident_unreconciled | 2027 | POE90 | Operational-demand | 103.2028 | NA
QLD | QBMH | Belmont Wecker Road 110 | Energy Queensland | Summer | Non-coincident | 2027 | POE50 | Operational-demand | 108.0384 | 385.3031
QLD | QBMH | Belmont Wecker Road 110 | Energy Queensland | Summer | Non-coincident | 2027 | POE90 | Operational-demand | 71.4865 | NA
QLD | QBMH | Belmont Wecker Road 110 | Energy Queensland | Summer | Coincident_unreconciled | 2028 | POE50 | Operational-demand | 132.5189 | NA
QLD | QBMH | Belmont Wecker Road 110 | Energy Queensland | Summer | Coincident_unreconciled | 2028 | POE90 | Operational-demand | 100.4191 | NA
QLD | QBMH | Belmont Wecker Road 110 | Energy Queensland | Summer | Non-coincident | 2028 | POE50 | Operational-demand | 105.9745 | 387.6516
QLD | QBMH | Belmont Wecker Road 110 | Energy Queensland | Summer | Non-coincident | 2028 | POE90 | Operational-demand | 70.5152 | NA
QLD | QBMH | Belmont Wecker Road 110 | Energy Queensland | Summer | Coincident_unreconciled | 2029 | POE50 | Operational-demand | 130.5919 | NA
QLD | QBMH | Belmont Wecker Road 110 | Energy Queensland | Summer | Coincident_unreconciled | 2029 | POE90 | Operational-demand | 98.2893 | NA
QLD | QBMH | Belmont Wecker Road 110 | Energy Queensland | Summer | Non-coincident | 2029 | POE50 | Operational-demand | 104.4335 | 390.3668
QLD | QBMH | Belmont Wecker Road 110 | Energy Queensland | Summer | Non-coincident | 2029 | POE90 | Operational-demand | 69.7395 | NA
QLD | QBMH | Belmont Wecker Road 110 | Energy Queensland | Summer | Coincident_unreconciled | 2030 | POE50 | Operational-demand | 129.5741 | NA
QLD | QBMH | Belmont Wecker Road 110 | Energy Queensland | Summer | Coincident_unreconciled | 2030 | POE90 | Operational-demand | 97.0687 | NA
QLD | QBMH | Belmont Wecker Road 110 | Energy Queensland | Summer | Non-coincident | 2030 | POE50 | Operational-demand | 103.6196 | 393.4048
QLD | QBMH | Belmont Wecker Road 110 | Energy Queensland | Summer | Non-coincident | 2030 | POE90 | Operational-demand | 69.3029 | NA
QLD | QBMH | Belmont Wecker Road 110 | Energy Queensland | Winter | Coincident | 2016 | ACTUAL_OPG | Operational-demand | 155.2706 | 313.196
QLD | QBMH | Belmont Wecker Road 110 | Energy Queensland | Winter | Coincident | 2016 | ACTUAL_RAW | Operational-demand | 155.2706 | 313.196
QLD | QBMH | Belmont Wecker Road 110 | Energy Queensland | Winter | Non-coincident | 2016 | ACTUAL_RAW | Operational-demand | 152.2778 | 320.8057
QLD | QBMH | Belmont Wecker Road 110 | Energy Queensland | Winter | Non-coincident | 2016 | ACTUAL_OPG | Operational-demand | 152.2778 | 320.8057
QLD | QBMH | Belmont Wecker Road 110 | Energy Queensland | Winter | Coincident | 2017 | ACTUAL_OPG | Operational-demand | 151.3778 | 276.1189
QLD | QBMH | Belmont Wecker Road 110 | Energy Queensland | Winter | Coincident | 2017 | ACTUAL_RAW | Operational-demand | 151.3778 | 276.1189
QLD | QBMH | Belmont Wecker Road 110 | Energy Queensland | Winter | Non-coincident | 2017 | ACTUAL_RAW | Operational-demand | 127.2247 | 284.6534
QLD | QBMH | Belmont Wecker Road 110 | Energy Queensland | Winter | Non-coincident | 2017 | ACTUAL_OPG | Operational-demand | 127.2247 | 284.6534
QLD | QBMH | Belmont Wecker Road 110 | Energy Queensland | Winter | Non-coincident | 2017 | ACTUAL_ADJUSTEDOPG | Operational-demand | 127.2247 | 284.6534
QLD | QBMH | Belmont Wecker Road 110 | Energy Queensland | Winter | Coincident | 2018 | ACTUAL_OPG | Operational-demand | 146.28 | 261.0715
QLD | QBMH | Belmont Wecker Road 110 | Energy Queensland | Winter | Coincident | 2018 | ACTUAL_RAW | Operational-demand | 146.28 | 261.0715
QLD | QBMH | Belmont Wecker Road 110 | Energy Queensland | Winter | Non-coincident | 2018 | ACTUAL_RAW | Operational-demand | 125.1236 | 269.948
QLD | QBMH | Belmont Wecker Road 110 | Energy Queensland | Winter | Non-coincident | 2018 | ACTUAL_OPG | Operational-demand | 125.1236 | 269.948
QLD | QBMH | Belmont Wecker Road 110 | Energy Queensland | Winter | Non-coincident | 2018 | ACTUAL_ADJUSTEDOPG | Operational-demand | 125.1236 | 269.948
QLD | QBMH | Belmont Wecker Road 110 | Energy Queensland | Winter | Coincident | 2019 | ACTUAL_OPG | Operational-demand | 167.0689 | 301.0008
QLD | QBMH | Belmont Wecker Road 110 | Energy Queensland | Winter | Coincident | 2019 | ACTUAL_RAW | Operational-demand | 167.0689 | 301.0008
QLD | QBMH | Belmont Wecker Road 110 | Energy Queensland | Winter | Non-coincident | 2019 | ACTUAL_RAW | Operational-demand | 144.8013 | 308.2865
QLD | QBMH | Belmont Wecker Road 110 | Energy Queensland | Winter | Non-coincident | 2019 | ACTUAL_OPG | Operational-demand | 144.8013 | 308.2865
QLD | QBMH | Belmont Wecker Road 110 | Energy Queensland | Winter | Non-coincident | 2019 | ACTUAL_ADJUSTEDOPG | Operational-demand | 144.8013 | 308.2865
QLD | QBMH | Belmont Wecker Road 110 | Energy Queensland | Winter | Non-coincident | 2019 | BASEYEARPOE90 | Operational-demand | 122.9093 | NA
QLD | QBMH | Belmont Wecker Road 110 | Energy Queensland | Winter | Non-coincident | 2019 | BASEYEARPOE50 | Operational-demand | 126.4951 | 283.926
QLD | QBMH | Belmont Wecker Road 110 | Energy Queensland | Winter | Coincident_unreconciled | 2020 | POE50 | Operational-demand | 150 | NA
QLD | QBMH | Belmont Wecker Road 110 | Energy Queensland | Winter | Coincident_unreconciled | 2020 | POE90 | Operational-demand | 141.8308 | NA
QLD | QBMH | Belmont Wecker Road 110 | Energy Queensland | Winter | Non-coincident | 2020 | POE50 | Operational-demand | 130 | 284.3391
QLD | QBMH | Belmont Wecker Road 110 | Energy Queensland | Winter | Non-coincident | 2020 | POE90 | Operational-demand | 122.5868 | NA
QLD | QBMH | Belmont Wecker Road 110 | Energy Queensland | Winter | Coincident_unreconciled | 2021 | POE50 | Operational-demand | 156.602 | NA
QLD | QBMH | Belmont Wecker Road 110 | Energy Queensland | Winter | Coincident_unreconciled | 2021 | POE90 | Operational-demand | 148.3626 | NA
QLD | QBMH | Belmont Wecker Road 110 | Energy Queensland | Winter | Non-coincident | 2021 | POE50 | Operational-demand | 135.9911 | 296.8844
QLD | QBMH | Belmont Wecker Road 110 | Energy Queensland | Winter | Non-coincident | 2021 | POE90 | Operational-demand | 128.5141 | NA
QLD | QBMH | Belmont Wecker Road 110 | Energy Queensland | Winter | Coincident_unreconciled | 2022 | POE50 | Operational-demand | 151.1141 | NA
QLD | QBMH | Belmont Wecker Road 110 | Energy Queensland | Winter | Coincident_unreconciled | 2022 | POE90 | Operational-demand | 142.8145 | NA
QLD | QBMH | Belmont Wecker Road 110 | Energy Queensland | Winter | Non-coincident | 2022 | POE50 | Operational-demand | 131.011 | 298.7811
QLD | QBMH | Belmont Wecker Road 110 | Energy Queensland | Winter | Non-coincident | 2022 | POE90 | Operational-demand | 123.4794 | NA
QLD | QBMH | Belmont Wecker Road 110 | Energy Queensland | Winter | Coincident_unreconciled | 2023 | POE50 | Operational-demand | 147.088 | NA
QLD | QBMH | Belmont Wecker Road 110 | Energy Queensland | Winter | Coincident_unreconciled | 2023 | POE90 | Operational-demand | 138.7282 | NA
QLD | QBMH | Belmont Wecker Road 110 | Energy Queensland | Winter | Non-coincident | 2023 | POE50 | Operational-demand | 127.3575 | 300.7109
QLD | QBMH | Belmont Wecker Road 110 | Energy Queensland | Winter | Non-coincident | 2023 | POE90 | Operational-demand | 119.7713 | NA
QLD | QBMH | Belmont Wecker Road 110 | Energy Queensland | Winter | Coincident_unreconciled | 2024 | POE50 | Operational-demand | 132.4027 | NA
QLD | QBMH | Belmont Wecker Road 110 | Energy Queensland | Winter | Coincident_unreconciled | 2024 | POE90 | Operational-demand | 123.9827 | NA
QLD | QBMH | Belmont Wecker Road 110 | Energy Queensland | Winter | Non-coincident | 2024 | POE50 | Operational-demand | 114.0312 | 295.2154
QLD | QBMH | Belmont Wecker Road 110 | Energy Queensland | Winter | Non-coincident | 2024 | POE90 | Operational-demand | 106.3904 | NA
QLD | QBMH | Belmont Wecker Road 110 | Energy Queensland | Winter | Coincident_unreconciled | 2025 | POE50 | Operational-demand | 129.1525 | NA
QLD | QBMH | Belmont Wecker Road 110 | Energy Queensland | Winter | Coincident_unreconciled | 2025 | POE90 | Operational-demand | 120.6724 | NA
QLD | QBMH | Belmont Wecker Road 110 | Energy Queensland | Winter | Non-coincident | 2025 | POE50 | Operational-demand | 111.0818 | 296.794
QLD | QBMH | Belmont Wecker Road 110 | Energy Queensland | Winter | Non-coincident | 2025 | POE90 | Operational-demand | 103.3864 | NA
QLD | QBMH | Belmont Wecker Road 110 | Energy Queensland | Winter | Coincident_unreconciled | 2026 | POE50 | Operational-demand | 126.0044 | NA
QLD | QBMH | Belmont Wecker Road 110 | Energy Queensland | Winter | Coincident_unreconciled | 2026 | POE90 | Operational-demand | 117.4645 | NA
QLD | QBMH | Belmont Wecker Road 110 | Energy Queensland | Winter | Non-coincident | 2026 | POE50 | Operational-demand | 108.225 | 299.1017
QLD | QBMH | Belmont Wecker Road 110 | Energy Queensland | Winter | Non-coincident | 2026 | POE90 | Operational-demand | 100.4754 | NA
QLD | QBMH | Belmont Wecker Road 110 | Energy Queensland | Winter | Coincident_unreconciled | 2027 | POE50 | Operational-demand | 123.7763 | NA
QLD | QBMH | Belmont Wecker Road 110 | Energy Queensland | Winter | Coincident_unreconciled | 2027 | POE90 | Operational-demand | 115.1812 | NA
QLD | QBMH | Belmont Wecker Road 110 | Energy Queensland | Winter | Non-coincident | 2027 | POE50 | Operational-demand | 106.2031 | 300.7968
QLD | QBMH | Belmont Wecker Road 110 | Energy Queensland | Winter | Non-coincident | 2027 | POE90 | Operational-demand | 98.4034 | NA
QLD | QBMH | Belmont Wecker Road 110 | Energy Queensland | Winter | Coincident_unreconciled | 2028 | POE50 | Operational-demand | 121.8641 | NA
QLD | QBMH | Belmont Wecker Road 110 | Energy Queensland | Winter | Coincident_unreconciled | 2028 | POE90 | Operational-demand | 113.2139 | NA
QLD | QBMH | Belmont Wecker Road 110 | Energy Queensland | Winter | Non-coincident | 2028 | POE50 | Operational-demand | 104.4679 | 303.9451
QLD | QBMH | Belmont Wecker Road 110 | Energy Queensland | Winter | Non-coincident | 2028 | POE90 | Operational-demand | 96.6181 | NA
QLD | QBMH | Belmont Wecker Road 110 | Energy Queensland | Winter | Coincident_unreconciled | 2029 | POE50 | Operational-demand | 120.7408 | NA
QLD | QBMH | Belmont Wecker Road 110 | Energy Queensland | Winter | Coincident_unreconciled | 2029 | POE90 | Operational-demand | 112.0354 | NA
QLD | QBMH | Belmont Wecker Road 110 | Energy Queensland | Winter | Non-coincident | 2029 | POE50 | Operational-demand | 103.4485 | 306.6244
QLD | QBMH | Belmont Wecker Road 110 | Energy Queensland | Winter | Non-coincident | 2029 | POE90 | Operational-demand | 95.5487 | NA
QLD | QBMH | Belmont Wecker Road 110 | Energy Queensland | Shoulder | Non-coincident | 2019 | BASEYEARPOE10 | Operational-demand | NA | 324.8427
QLD | QBMH | Belmont Wecker Road 110 | Energy Queensland | Shoulder | Coincident | 2021 | POE10 | Operational-demand | NA | 282.1281
QLD | QBMH | Belmont Wecker Road 110 | Energy Queensland | Shoulder | Coincident | 2021 | POE50 | Operational-demand | NA | 265.8326
QLD | QBMH | Belmont Wecker Road 110 | Energy Queensland | Shoulder | Non-coincident | 2021 | POE10 | Operational-demand | NA | 338.2204
QLD | QBMH | Belmont Wecker Road 110 | Energy Queensland | Shoulder | Coincident | 2022 | POE10 | Operational-demand | NA | 291.4818
QLD | QBMH | Belmont Wecker Road 110 | Energy Queensland | Shoulder | Coincident | 2022 | POE50 | Operational-demand | NA | 270.005
QLD | QBMH | Belmont Wecker Road 110 | Energy Queensland | Shoulder | Non-coincident | 2022 | POE10 | Operational-demand | NA | 339.2631
QLD | QBMH | Belmont Wecker Road 110 | Energy Queensland | Shoulder | Coincident | 2023 | POE10 | Operational-demand | NA | 293.5098
QLD | QBMH | Belmont Wecker Road 110 | Energy Queensland | Shoulder | Coincident | 2023 | POE50 | Operational-demand | NA | 273.1446
QLD | QBMH | Belmont Wecker Road 110 | Energy Queensland | Shoulder | Non-coincident | 2023 | POE10 | Operational-demand | NA | 340.9752
QLD | QBMH | Belmont Wecker Road 110 | Energy Queensland | Shoulder | Coincident | 2024 | POE10 | Operational-demand | NA | 287.5696
QLD | QBMH | Belmont Wecker Road 110 | Energy Queensland | Shoulder | Coincident | 2024 | POE50 | Operational-demand | NA | 270.2765
QLD | QBMH | Belmont Wecker Road 110 | Energy Queensland | Shoulder | Non-coincident | 2024 | POE10 | Operational-demand | NA | 332.474
QLD | QBMH | Belmont Wecker Road 110 | Energy Queensland | Shoulder | Coincident | 2025 | POE10 | Operational-demand | NA | 290.0596
QLD | QBMH | Belmont Wecker Road 110 | Energy Queensland | Shoulder | Coincident | 2025 | POE50 | Operational-demand | NA | 270.5996
QLD | QBMH | Belmont Wecker Road 110 | Energy Queensland | Shoulder | Non-coincident | 2025 | POE10 | Operational-demand | NA | 334.3115
QLD | QBMH | Belmont Wecker Road 110 | Energy Queensland | Shoulder | Coincident | 2026 | POE10 | Operational-demand | NA | 290.2493
QLD | QBMH | Belmont Wecker Road 110 | Energy Queensland | Shoulder | Coincident | 2026 | POE50 | Operational-demand | NA | 272.2393
QLD | QBMH | Belmont Wecker Road 110 | Energy Queensland | Shoulder | Non-coincident | 2026 | POE10 | Operational-demand | NA | 336.2651
QLD | QBMH | Belmont Wecker Road 110 | Energy Queensland | Shoulder | Coincident | 2027 | POE10 | Operational-demand | NA | 290.8138
QLD | QBMH | Belmont Wecker Road 110 | Energy Queensland | Shoulder | Coincident | 2027 | POE50 | Operational-demand | NA | 272.4901
QLD | QBMH | Belmont Wecker Road 110 | Energy Queensland | Shoulder | Non-coincident | 2027 | POE10 | Operational-demand | NA | 338.3256
QLD | QBMH | Belmont Wecker Road 110 | Energy Queensland | Shoulder | Coincident | 2028 | POE10 | Operational-demand | NA | 291.6759
QLD | QBMH | Belmont Wecker Road 110 | Energy Queensland | Shoulder | Coincident | 2028 | POE50 | Operational-demand | NA | 273.9725
QLD | QBMH | Belmont Wecker Road 110 | Energy Queensland | Shoulder | Non-coincident | 2028 | POE10 | Operational-demand | NA | 340.6213
QLD | QBMH | Belmont Wecker Road 110 | Energy Queensland | Shoulder | Coincident | 2029 | POE10 | Operational-demand | NA | 296.687
QLD | QBMH | Belmont Wecker Road 110 | Energy Queensland | Shoulder | Coincident | 2029 | POE50 | Operational-demand | NA | 277.0779
QLD | QBMH | Belmont Wecker Road 110 | Energy Queensland | Shoulder | Non-coincident | 2029 | POE10 | Operational-demand | NA | 343.2752
QLD | QBMH | Belmont Wecker Road 110 | Energy Queensland | Shoulder | Coincident | 2030 | POE10 | Operational-demand | NA | 299.2819
QLD | QBMH | Belmont Wecker Road 110 | Energy Queensland | Shoulder | Coincident | 2030 | POE50 | Operational-demand | NA | 279.8587
QLD | QBMH | Belmont Wecker Road 110 | Energy Queensland | Shoulder | Non-coincident | 2030 | POE10 | Operational-demand | NA | 346.2995
QLD | QBMH | Belmont Wecker Road 110 | Energy Queensland | Summer | Non-coincident | 2019 | BASEYEARPOE10 | Operational-demand | NA | 406.9401
QLD | QBMH | Belmont Wecker Road 110 | Energy Queensland | Summer | Coincident | 2021 | POE10 | Operational-demand | NA | 341.8593
QLD | QBMH | Belmont Wecker Road 110 | Energy Queensland | Summer | Coincident | 2021 | POE50 | Operational-demand | NA | 330.2077
QLD | QBMH | Belmont Wecker Road 110 | Energy Queensland | Summer | Non-coincident | 2021 | POE10 | Operational-demand | NA | 416.2142
QLD | QBMH | Belmont Wecker Road 110 | Energy Queensland | Summer | Coincident | 2022 | POE10 | Operational-demand | NA | 349.8752
QLD | QBMH | Belmont Wecker Road 110 | Energy Queensland | Summer | Coincident | 2022 | POE50 | Operational-demand | NA | 337.3683
QLD | QBMH | Belmont Wecker Road 110 | Energy Queensland | Summer | Non-coincident | 2022 | POE10 | Operational-demand | NA | 417.5648
QLD | QBMH | Belmont Wecker Road 110 | Energy Queensland | Summer | Coincident | 2023 | POE10 | Operational-demand | NA | 353.5137
QLD | QBMH | Belmont Wecker Road 110 | Energy Queensland | Summer | Coincident | 2023 | POE50 | Operational-demand | NA | 340.067
QLD | QBMH | Belmont Wecker Road 110 | Energy Queensland | Summer | Non-coincident | 2023 | POE10 | Operational-demand | NA | 419.5964
QLD | QBMH | Belmont Wecker Road 110 | Energy Queensland | Summer | Coincident | 2024 | POE10 | Operational-demand | NA | 350.633
QLD | QBMH | Belmont Wecker Road 110 | Energy Queensland | Summer | Coincident | 2024 | POE50 | Operational-demand | NA | 336.8765
QLD | QBMH | Belmont Wecker Road 110 | Energy Queensland | Summer | Non-coincident | 2024 | POE10 | Operational-demand | NA | 411.4439
QLD | QBMH | Belmont Wecker Road 110 | Energy Queensland | Summer | Coincident | 2025 | POE10 | Operational-demand | NA | 350.8255
QLD | QBMH | Belmont Wecker Road 110 | Energy Queensland | Summer | Coincident | 2025 | POE50 | Operational-demand | NA | 338.7571
QLD | QBMH | Belmont Wecker Road 110 | Energy Queensland | Summer | Non-coincident | 2025 | POE10 | Operational-demand | NA | 413.6056
QLD | QBMH | Belmont Wecker Road 110 | Energy Queensland | Summer | Coincident | 2026 | POE10 | Operational-demand | NA | 354.2061
QLD | QBMH | Belmont Wecker Road 110 | Energy Queensland | Summer | Coincident | 2026 | POE50 | Operational-demand | NA | 340.8483
QLD | QBMH | Belmont Wecker Road 110 | Energy Queensland | Summer | Non-coincident | 2026 | POE10 | Operational-demand | NA | 415.8494
QLD | QBMH | Belmont Wecker Road 110 | Energy Queensland | Summer | Coincident | 2027 | POE10 | Operational-demand | NA | 353.3516
QLD | QBMH | Belmont Wecker Road 110 | Energy Queensland | Summer | Coincident | 2027 | POE50 | Operational-demand | NA | 341.1741
QLD | QBMH | Belmont Wecker Road 110 | Energy Queensland | Summer | Non-coincident | 2027 | POE10 | Operational-demand | NA | 418.1552
QLD | QBMH | Belmont Wecker Road 110 | Energy Queensland | Summer | Coincident | 2028 | POE10 | Operational-demand | NA | 355.6048
QLD | QBMH | Belmont Wecker Road 110 | Energy Queensland | Summer | Coincident | 2028 | POE50 | Operational-demand | NA | 343.1689
QLD | QBMH | Belmont Wecker Road 110 | Energy Queensland | Summer | Non-coincident | 2028 | POE10 | Operational-demand | NA | 420.7099
QLD | QBMH | Belmont Wecker Road 110 | Energy Queensland | Summer | Coincident | 2029 | POE10 | Operational-demand | NA | 356.9679
QLD | QBMH | Belmont Wecker Road 110 | Energy Queensland | Summer | Coincident | 2029 | POE50 | Operational-demand | NA | 345.9824
QLD | QBMH | Belmont Wecker Road 110 | Energy Queensland | Summer | Non-coincident | 2029 | POE10 | Operational-demand | NA | 423.6313
QLD | QBMH | Belmont Wecker Road 110 | Energy Queensland | Summer | Coincident | 2030 | POE10 | Operational-demand | NA | 359.9322
QLD | QBMH | Belmont Wecker Road 110 | Energy Queensland | Summer | Coincident | 2030 | POE50 | Operational-demand | NA | 347.0524
QLD | QBMH | Belmont Wecker Road 110 | Energy Queensland | Summer | Non-coincident | 2030 | POE10 | Operational-demand | NA | 426.8755
QLD | QBMH | Belmont Wecker Road 110 | Energy Queensland | Winter | Non-coincident | 2019 | BASEYEARPOE10 | Operational-demand | NA | 290.2235
QLD | QBMH | Belmont Wecker Road 110 | Energy Queensland | Winter | Coincident | 2020 | POE10 | Operational-demand | NA | 287.4425
QLD | QBMH | Belmont Wecker Road 110 | Energy Queensland | Winter | Coincident | 2020 | POE50 | Operational-demand | NA | 278.047
QLD | QBMH | Belmont Wecker Road 110 | Energy Queensland | Winter | Non-coincident | 2020 | POE10 | Operational-demand | NA | 290.7786
QLD | QBMH | Belmont Wecker Road 110 | Energy Queensland | Winter | Coincident | 2021 | POE10 | Operational-demand | NA | 297.3779
QLD | QBMH | Belmont Wecker Road 110 | Energy Queensland | Winter | Coincident | 2021 | POE50 | Operational-demand | NA | 287.7991
QLD | QBMH | Belmont Wecker Road 110 | Energy Queensland | Winter | Non-coincident | 2021 | POE10 | Operational-demand | NA | 303.3779
QLD | QBMH | Belmont Wecker Road 110 | Energy Queensland | Winter | Coincident | 2022 | POE10 | Operational-demand | NA | 305.9047
QLD | QBMH | Belmont Wecker Road 110 | Energy Queensland | Winter | Coincident | 2022 | POE50 | Operational-demand | NA | 296.0975
QLD | QBMH | Belmont Wecker Road 110 | Energy Queensland | Winter | Non-coincident | 2022 | POE10 | Operational-demand | NA | 305.9047
QLD | QBMH | Belmont Wecker Road 110 | Energy Queensland | Winter | Coincident | 2023 | POE10 | Operational-demand | NA | 310.7285
QLD | QBMH | Belmont Wecker Road 110 | Energy Queensland | Winter | Coincident | 2023 | POE50 | Operational-demand | NA | 300.4784
QLD | QBMH | Belmont Wecker Road 110 | Energy Queensland | Winter | Non-coincident | 2023 | POE10 | Operational-demand | NA | 310.7285
QLD | QBMH | Belmont Wecker Road 110 | Energy Queensland | Winter | Coincident | 2024 | POE10 | Operational-demand | NA | 306.7006
QLD | QBMH | Belmont Wecker Road 110 | Energy Queensland | Winter | Coincident | 2024 | POE50 | Operational-demand | NA | 295.2154
QLD | QBMH | Belmont Wecker Road 110 | Energy Queensland | Winter | Non-coincident | 2024 | POE10 | Operational-demand | NA | 306.7006
QLD | QBMH | Belmont Wecker Road 110 | Energy Queensland | Winter | Coincident | 2025 | POE10 | Operational-demand | NA | 307.6821
QLD | QBMH | Belmont Wecker Road 110 | Energy Queensland | Winter | Coincident | 2025 | POE50 | Operational-demand | NA | 296.794
QLD | QBMH | Belmont Wecker Road 110 | Energy Queensland | Winter | Non-coincident | 2025 | POE10 | Operational-demand | NA | 307.6821
QLD | QBMH | Belmont Wecker Road 110 | Energy Queensland | Winter | Coincident | 2026 | POE10 | Operational-demand | NA | 309.4916
QLD | QBMH | Belmont Wecker Road 110 | Energy Queensland | Winter | Coincident | 2026 | POE50 | Operational-demand | NA | 299.1017
QLD | QBMH | Belmont Wecker Road 110 | Energy Queensland | Winter | Non-coincident | 2026 | POE10 | Operational-demand | NA | 309.4916
QLD | QBMH | Belmont Wecker Road 110 | Energy Queensland | Winter | Coincident | 2027 | POE10 | Operational-demand | NA | 311.2124
QLD | QBMH | Belmont Wecker Road 110 | Energy Queensland | Winter | Coincident | 2027 | POE50 | Operational-demand | NA | 300.7968
QLD | QBMH | Belmont Wecker Road 110 | Energy Queensland | Winter | Non-coincident | 2027 | POE10 | Operational-demand | NA | 311.2124
QLD | QBMH | Belmont Wecker Road 110 | Energy Queensland | Winter | Coincident | 2028 | POE10 | Operational-demand | NA | 316.9106
QLD | QBMH | Belmont Wecker Road 110 | Energy Queensland | Winter | Coincident | 2028 | POE50 | Operational-demand | NA | 303.9451
QLD | QBMH | Belmont Wecker Road 110 | Energy Queensland | Winter | Non-coincident | 2028 | POE10 | Operational-demand | NA | 316.9106
QLD | QBMH | Belmont Wecker Road 110 | Energy Queensland | Winter | Coincident | 2029 | POE10 | Operational-demand | NA | 318.0249
QLD | QBMH | Belmont Wecker Road 110 | Energy Queensland | Winter | Coincident | 2029 | POE50 | Operational-demand | NA | 306.6244
QLD | QBMH | Belmont Wecker Road 110 | Energy Queensland | Winter | Non-coincident | 2029 | POE10 | Operational-demand | NA | 318.0249
QLD | QBNN | Bowen North | Energy Queensland | Shoulder | Coincident | 2017 | ACTUAL_OPG | Operational-demand | 10.4384 | 16.3252
QLD | QBNN | Bowen North | Energy Queensland | Shoulder | Coincident | 2017 | ACTUAL_RAW | Operational-demand | 10.4384 | 16.3252
QLD | QBNN | Bowen North | Energy Queensland | Shoulder | Non-coincident | 2017 | ACTUAL_RAW | Operational-demand | 1.5008 | 22.3526
QLD | QBNN | Bowen North | Energy Queensland | Shoulder | Non-coincident | 2017 | ACTUAL_OPG | Operational-demand | 1.5008 | 22.3526
QLD | QBNN | Bowen North | Energy Queensland | Shoulder | Non-coincident | 2017 | ACTUAL_ADJUSTEDOPG | Operational-demand | 4.3251 | 22.3526
QLD | QBNN | Bowen North | Energy Queensland | Shoulder | Coincident | 2018 | ACTUAL_OPG | Operational-demand | 8.0707 | 17.4421
QLD | QBNN | Bowen North | Energy Queensland | Shoulder | Coincident | 2018 | ACTUAL_RAW | Operational-demand | 8.0707 | 17.4421
QLD | QBNN | Bowen North | Energy Queensland | Shoulder | Non-coincident | 2018 | ACTUAL_RAW | Operational-demand | 0 | 27.4127
QLD | QBNN | Bowen North | Energy Queensland | Shoulder | Non-coincident | 2018 | ACTUAL_OPG | Operational-demand | 0 | 27.4127
QLD | QBNN | Bowen North | Energy Queensland | Shoulder | Non-coincident | 2018 | ACTUAL_ADJUSTEDOPG | Operational-demand | 6.9857 | 27.4127
QLD | QBNN | Bowen North | Energy Queensland | Shoulder | Coincident | 2019 | ACTUAL_OPG | Operational-demand | 9.354 | 23.884
QLD | QBNN | Bowen North | Energy Queensland | Shoulder | Coincident | 2019 | ACTUAL_RAW | Operational-demand | 9.354 | 23.884
QLD | QBNN | Bowen North | Energy Queensland | Shoulder | Non-coincident | 2019 | ACTUAL_RAW | Operational-demand | 0 | 26.0901
QLD | QBNN | Bowen North | Energy Queensland | Shoulder | Non-coincident | 2019 | ACTUAL_OPG | Operational-demand | 0 | 26.0901
QLD | QBNN | Bowen North | Energy Queensland | Shoulder | Non-coincident | 2019 | ACTUAL_ADJUSTEDOPG | Operational-demand | 4.9689 | 26.0901
QLD | QBNN | Bowen North | Energy Queensland | Shoulder | Non-coincident | 2019 | BASEYEARPOE90 | Operational-demand | 6.0154 | NA
QLD | QBNN | Bowen North | Energy Queensland | Shoulder | Non-coincident | 2019 | BASEYEARPOE50 | Operational-demand | 6.7317 | 23.4793
QLD | QBNN | Bowen North | Energy Queensland | Shoulder | Coincident | 2020 | ACTUAL_OPG | Operational-demand | 11.3206 | 24.2465
QLD | QBNN | Bowen North | Energy Queensland | Shoulder | Coincident | 2020 | ACTUAL_RAW | Operational-demand | 11.3206 | 24.2465
QLD | QBNN | Bowen North | Energy Queensland | Shoulder | Non-coincident | 2020 | ACTUAL_RAW | Operational-demand | 6.6071 | 24.8018
QLD | QBNN | Bowen North | Energy Queensland | Shoulder | Non-coincident | 2020 | ACTUAL_OPG | Operational-demand | 6.6071 | 24.8018
QLD | QBNN | Bowen North | Energy Queensland | Shoulder | Non-coincident | 2020 | ACTUAL_ADJUSTEDOPG | Operational-demand | 6.6071 | 24.8018
QLD | QBNN | Bowen North | Energy Queensland | Shoulder | Coincident_unreconciled | 2021 | POE50 | Operational-demand | 9 | NA
QLD | QBNN | Bowen North | Energy Queensland | Shoulder | Coincident_unreconciled | 2021 | POE90 | Operational-demand | 6.9637 | NA
QLD | QBNN | Bowen North | Energy Queensland | Shoulder | Non-coincident | 2021 | POE50 | Operational-demand | 5.6 | 23.7765
QLD | QBNN | Bowen North | Energy Queensland | Shoulder | Non-coincident | 2021 | POE90 | Operational-demand | 5.0232 | NA
QLD | QBNN | Bowen North | Energy Queensland | Shoulder | Coincident_unreconciled | 2022 | POE50 | Operational-demand | 9 | NA
QLD | QBNN | Bowen North | Energy Queensland | Shoulder | Coincident_unreconciled | 2022 | POE90 | Operational-demand | 6.9637 | NA
QLD | QBNN | Bowen North | Energy Queensland | Shoulder | Non-coincident | 2022 | POE50 | Operational-demand | 5.6 | 23.7765
QLD | QBNN | Bowen North | Energy Queensland | Shoulder | Non-coincident | 2022 | POE90 | Operational-demand | 5.0232 | NA
QLD | QBNN | Bowen North | Energy Queensland | Shoulder | Coincident_unreconciled | 2023 | POE50 | Operational-demand | 9 | NA
QLD | QBNN | Bowen North | Energy Queensland | Shoulder | Coincident_unreconciled | 2023 | POE90 | Operational-demand | 6.9638 | NA
QLD | QBNN | Bowen North | Energy Queensland | Shoulder | Non-coincident | 2023 | POE50 | Operational-demand | 5.6 | 23.7765
QLD | QBNN | Bowen North | Energy Queensland | Shoulder | Non-coincident | 2023 | POE90 | Operational-demand | 5.0232 | NA
QLD | QBNN | Bowen North | Energy Queensland | Shoulder | Coincident_unreconciled | 2024 | POE50 | Operational-demand | 9 | NA
QLD | QBNN | Bowen North | Energy Queensland | Shoulder | Coincident_unreconciled | 2024 | POE90 | Operational-demand | 6.9638 | NA
QLD | QBNN | Bowen North | Energy Queensland | Shoulder | Non-coincident | 2024 | POE50 | Operational-demand | 5.6 | 23.7765
QLD | QBNN | Bowen North | Energy Queensland | Shoulder | Non-coincident | 2024 | POE90 | Operational-demand | 5.0232 | NA
QLD | QBNN | Bowen North | Energy Queensland | Shoulder | Coincident_unreconciled | 2025 | POE50 | Operational-demand | 9 | NA
QLD | QBNN | Bowen North | Energy Queensland | Shoulder | Coincident_unreconciled | 2025 | POE90 | Operational-demand | 6.9638 | NA
QLD | QBNN | Bowen North | Energy Queensland | Shoulder | Non-coincident | 2025 | POE50 | Operational-demand | 5.6 | 23.7765
QLD | QBNN | Bowen North | Energy Queensland | Shoulder | Non-coincident | 2025 | POE90 | Operational-demand | 5.0232 | NA
QLD | QBNN | Bowen North | Energy Queensland | Shoulder | Coincident_unreconciled | 2026 | POE50 | Operational-demand | 9 | NA
QLD | QBNN | Bowen North | Energy Queensland | Shoulder | Coincident_unreconciled | 2026 | POE90 | Operational-demand | 6.9638 | NA
QLD | QBNN | Bowen North | Energy Queensland | Shoulder | Non-coincident | 2026 | POE50 | Operational-demand | 5.6 | 23.7765
QLD | QBNN | Bowen North | Energy Queensland | Shoulder | Non-coincident | 2026 | POE90 | Operational-demand | 5.0232 | NA
QLD | QBNN | Bowen North | Energy Queensland | Shoulder | Coincident_unreconciled | 2027 | POE50 | Operational-demand | 9.0001 | NA
QLD | QBNN | Bowen North | Energy Queensland | Shoulder | Coincident_unreconciled | 2027 | POE90 | Operational-demand | 6.9638 | NA
QLD | QBNN | Bowen North | Energy Queensland | Shoulder | Non-coincident | 2027 | POE50 | Operational-demand | 5.6 | 23.7765
QLD | QBNN | Bowen North | Energy Queensland | Shoulder | Non-coincident | 2027 | POE90 | Operational-demand | 5.0232 | NA
QLD | QBNN | Bowen North | Energy Queensland | Shoulder | Coincident_unreconciled | 2028 | POE50 | Operational-demand | 9.0001 | NA
QLD | QBNN | Bowen North | Energy Queensland | Shoulder | Coincident_unreconciled | 2028 | POE90 | Operational-demand | 6.9638 | NA
QLD | QBNN | Bowen North | Energy Queensland | Shoulder | Non-coincident | 2028 | POE50 | Operational-demand | 5.6 | 23.7766
QLD | QBNN | Bowen North | Energy Queensland | Shoulder | Non-coincident | 2028 | POE90 | Operational-demand | 5.0232 | NA
QLD | QBNN | Bowen North | Energy Queensland | Shoulder | Coincident_unreconciled | 2029 | POE50 | Operational-demand | 9.0002 | NA
QLD | QBNN | Bowen North | Energy Queensland | Shoulder | Coincident_unreconciled | 2029 | POE90 | Operational-demand | 6.9639 | NA
QLD | QBNN | Bowen North | Energy Queensland | Shoulder | Non-coincident | 2029 | POE50 | Operational-demand | 5.6 | 23.7766
QLD | QBNN | Bowen North | Energy Queensland | Shoulder | Non-coincident | 2029 | POE90 | Operational-demand | 5.0232 | NA
QLD | QBNN | Bowen North | Energy Queensland | Shoulder | Coincident_unreconciled | 2030 | POE50 | Operational-demand | 9.0002 | NA
QLD | QBNN | Bowen North | Energy Queensland | Shoulder | Coincident_unreconciled | 2030 | POE90 | Operational-demand | 6.964 | NA
QLD | QBNN | Bowen North | Energy Queensland | Shoulder | Non-coincident | 2030 | POE50 | Operational-demand | 5.6 | 23.7766
QLD | QBNN | Bowen North | Energy Queensland | Shoulder | Non-coincident | 2030 | POE90 | Operational-demand | 5.0232 | NA
QLD | QBNN | Bowen North | Energy Queensland | Summer | Coincident | 2017 | ACTUAL_OPG | Operational-demand | 8.5831 | 17.7525
QLD | QBNN | Bowen North | Energy Queensland | Summer | Coincident | 2017 | ACTUAL_RAW | Operational-demand | 8.5831 | 17.7525
QLD | QBNN | Bowen North | Energy Queensland | Summer | Non-coincident | 2017 | ACTUAL_RAW | Operational-demand | 0 | 23.8326
QLD | QBNN | Bowen North | Energy Queensland | Summer | Non-coincident | 2017 | ACTUAL_OPG | Operational-demand | 0 | 23.8326
QLD | QBNN | Bowen North | Energy Queensland | Summer | Non-coincident | 2017 | ACTUAL_ADJUSTEDOPG | Operational-demand | 1.9402 | 23.8326
QLD | QBNN | Bowen North | Energy Queensland | Summer | Coincident | 2018 | ACTUAL_OPG | Operational-demand | 10.4411 | 17.2382
QLD | QBNN | Bowen North | Energy Queensland | Summer | Coincident | 2018 | ACTUAL_RAW | Operational-demand | 10.4411 | 17.2382
QLD | QBNN | Bowen North | Energy Queensland | Summer | Non-coincident | 2018 | ACTUAL_RAW | Operational-demand | 0 | 26.2624
QLD | QBNN | Bowen North | Energy Queensland | Summer | Non-coincident | 2018 | ACTUAL_OPG | Operational-demand | 0 | 26.2624
QLD | QBNN | Bowen North | Energy Queensland | Summer | Non-coincident | 2018 | ACTUAL_ADJUSTEDOPG | Operational-demand | 7.2695 | 26.2624
QLD | QBNN | Bowen North | Energy Queensland | Summer | Coincident | 2019 | ACTUAL_OPG | Operational-demand | 8.789 | 15.3665
QLD | QBNN | Bowen North | Energy Queensland | Summer | Coincident | 2019 | ACTUAL_RAW | Operational-demand | 8.789 | 15.3665
QLD | QBNN | Bowen North | Energy Queensland | Summer | Non-coincident | 2019 | ACTUAL_RAW | Operational-demand | 0 | 29.3661
QLD | QBNN | Bowen North | Energy Queensland | Summer | Non-coincident | 2019 | ACTUAL_OPG | Operational-demand | 0 | 29.3661
QLD | QBNN | Bowen North | Energy Queensland | Summer | Non-coincident | 2019 | ACTUAL_ADJUSTEDOPG | Operational-demand | 5.8625 | 29.3661
QLD | QBNN | Bowen North | Energy Queensland | Summer | Non-coincident | 2019 | BASEYEARPOE90 | Operational-demand | 7.4663 | NA
QLD | QBNN | Bowen North | Energy Queensland | Summer | Non-coincident | 2019 | BASEYEARPOE50 | Operational-demand | 8.0807 | 24.3636
QLD | QBNN | Bowen North | Energy Queensland | Summer | Coincident | 2020 | ACTUAL_OPG | Operational-demand | 11.1588 | 16.1015
QLD | QBNN | Bowen North | Energy Queensland | Summer | Coincident | 2020 | ACTUAL_RAW | Operational-demand | 11.1588 | 16.1015
QLD | QBNN | Bowen North | Energy Queensland | Summer | Non-coincident | 2020 | ACTUAL_RAW | Operational-demand | 5.6482 | 28.3451
QLD | QBNN | Bowen North | Energy Queensland | Summer | Non-coincident | 2020 | ACTUAL_OPG | Operational-demand | 5.6482 | 28.3451
QLD | QBNN | Bowen North | Energy Queensland | Summer | Non-coincident | 2020 | ACTUAL_ADJUSTEDOPG | Operational-demand | 5.6482 | 28.3451
QLD | QBNN | Bowen North | Energy Queensland | Summer | Coincident_unreconciled | 2021 | POE50 | Operational-demand | 9 | NA
QLD | QBNN | Bowen North | Energy Queensland | Summer | Coincident_unreconciled | 2021 | POE90 | Operational-demand | 7.9003 | NA
QLD | QBNN | Bowen North | Energy Queensland | Summer | Non-coincident | 2021 | POE50 | Operational-demand | 5.6 | 30.4859
QLD | QBNN | Bowen North | Energy Queensland | Summer | Non-coincident | 2021 | POE90 | Operational-demand | 4.791 | NA
QLD | QBNN | Bowen North | Energy Queensland | Summer | Coincident_unreconciled | 2022 | POE50 | Operational-demand | 9 | NA
QLD | QBNN | Bowen North | Energy Queensland | Summer | Coincident_unreconciled | 2022 | POE90 | Operational-demand | 7.9003 | NA
QLD | QBNN | Bowen North | Energy Queensland | Summer | Non-coincident | 2022 | POE50 | Operational-demand | 5.6 | 30.4859
QLD | QBNN | Bowen North | Energy Queensland | Summer | Non-coincident | 2022 | POE90 | Operational-demand | 4.791 | NA
QLD | QBNN | Bowen North | Energy Queensland | Summer | Coincident_unreconciled | 2023 | POE50 | Operational-demand | 9 | NA
QLD | QBNN | Bowen North | Energy Queensland | Summer | Coincident_unreconciled | 2023 | POE90 | Operational-demand | 7.9003 | NA
QLD | QBNN | Bowen North | Energy Queensland | Summer | Non-coincident | 2023 | POE50 | Operational-demand | 5.6 | 30.4859
QLD | QBNN | Bowen North | Energy Queensland | Summer | Non-coincident | 2023 | POE90 | Operational-demand | 4.791 | NA
QLD | QBNN | Bowen North | Energy Queensland | Summer | Coincident_unreconciled | 2024 | POE50 | Operational-demand | 9 | NA
QLD | QBNN | Bowen North | Energy Queensland | Summer | Coincident_unreconciled | 2024 | POE90 | Operational-demand | 7.9003 | NA
QLD | QBNN | Bowen North | Energy Queensland | Summer | Non-coincident | 2024 | POE50 | Operational-demand | 5.6 | 30.4859
QLD | QBNN | Bowen North | Energy Queensland | Summer | Non-coincident | 2024 | POE90 | Operational-demand | 4.791 | NA
QLD | QBNN | Bowen North | Energy Queensland | Summer | Coincident_unreconciled | 2025 | POE50 | Operational-demand | 9 | NA
QLD | QBNN | Bowen North | Energy Queensland | Summer | Coincident_unreconciled | 2025 | POE90 | Operational-demand | 7.9003 | NA
QLD | QBNN | Bowen North | Energy Queensland | Summer | Non-coincident | 2025 | POE50 | Operational-demand | 5.6 | 30.4859
QLD | QBNN | Bowen North | Energy Queensland | Summer | Non-coincident | 2025 | POE90 | Operational-demand | 4.791 | NA
QLD | QBNN | Bowen North | Energy Queensland | Summer | Coincident_unreconciled | 2026 | POE50 | Operational-demand | 9 | NA
QLD | QBNN | Bowen North | Energy Queensland | Summer | Coincident_unreconciled | 2026 | POE90 | Operational-demand | 7.9003 | NA
QLD | QBNN | Bowen North | Energy Queensland | Summer | Non-coincident | 2026 | POE50 | Operational-demand | 5.6 | 30.4859
QLD | QBNN | Bowen North | Energy Queensland | Summer | Non-coincident | 2026 | POE90 | Operational-demand | 4.791 | NA
QLD | QBNN | Bowen North | Energy Queensland | Summer | Coincident_unreconciled | 2027 | POE50 | Operational-demand | 9.0001 | NA
QLD | QBNN | Bowen North | Energy Queensland | Summer | Coincident_unreconciled | 2027 | POE90 | Operational-demand | 7.9003 | NA
QLD | QBNN | Bowen North | Energy Queensland | Summer | Non-coincident | 2027 | POE50 | Operational-demand | 5.6 | 30.4859
QLD | QBNN | Bowen North | Energy Queensland | Summer | Non-coincident | 2027 | POE90 | Operational-demand | 4.791 | NA
QLD | QBNN | Bowen North | Energy Queensland | Summer | Coincident_unreconciled | 2028 | POE50 | Operational-demand | 9.0001 | NA
QLD | QBNN | Bowen North | Energy Queensland | Summer | Coincident_unreconciled | 2028 | POE90 | Operational-demand | 7.9004 | NA
QLD | QBNN | Bowen North | Energy Queensland | Summer | Non-coincident | 2028 | POE50 | Operational-demand | 5.6 | 30.4859
QLD | QBNN | Bowen North | Energy Queensland | Summer | Non-coincident | 2028 | POE90 | Operational-demand | 4.791 | NA
QLD | QBNN | Bowen North | Energy Queensland | Summer | Coincident_unreconciled | 2029 | POE50 | Operational-demand | 9.0002 | NA
QLD | QBNN | Bowen North | Energy Queensland | Summer | Coincident_unreconciled | 2029 | POE90 | Operational-demand | 7.9004 | NA
QLD | QBNN | Bowen North | Energy Queensland | Summer | Non-coincident | 2029 | POE50 | Operational-demand | 5.6 | 30.486
QLD | QBNN | Bowen North | Energy Queensland | Summer | Non-coincident | 2029 | POE90 | Operational-demand | 4.791 | NA
QLD | QBNN | Bowen North | Energy Queensland | Summer | Coincident_unreconciled | 2030 | POE50 | Operational-demand | 9.0002 | NA
QLD | QBNN | Bowen North | Energy Queensland | Summer | Coincident_unreconciled | 2030 | POE90 | Operational-demand | 7.9005 | NA
QLD | QBNN | Bowen North | Energy Queensland | Summer | Non-coincident | 2030 | POE50 | Operational-demand | 5.6 | 30.486
QLD | QBNN | Bowen North | Energy Queensland | Summer | Non-coincident | 2030 | POE90 | Operational-demand | 4.791 | NA
QLD | QBNN | Bowen North | Energy Queensland | Winter | Coincident | 2016 | ACTUAL_OPG | Operational-demand | 6.382 | 15.356
QLD | QBNN | Bowen North | Energy Queensland | Winter | Coincident | 2016 | ACTUAL_RAW | Operational-demand | 6.382 | 15.356
QLD | QBNN | Bowen North | Energy Queensland | Winter | Non-coincident | 2016 | ACTUAL_RAW | Operational-demand | 0 | 22.8238
QLD | QBNN | Bowen North | Energy Queensland | Winter | Non-coincident | 2016 | ACTUAL_OPG | Operational-demand | 0 | 22.8238
QLD | QBNN | Bowen North | Energy Queensland | Winter | Non-coincident | 2016 | ACTUAL_ADJUSTEDOPG | Operational-demand | 4.9098 | 22.8238
QLD | QBNN | Bowen North | Energy Queensland | Winter | Coincident | 2017 | ACTUAL_OPG | Operational-demand | 6.2626 | 17.7921
QLD | QBNN | Bowen North | Energy Queensland | Winter | Coincident | 2017 | ACTUAL_RAW | Operational-demand | 6.2626 | 17.7921
QLD | QBNN | Bowen North | Energy Queensland | Winter | Non-coincident | 2017 | ACTUAL_RAW | Operational-demand | 1.6004 | 23.3737
QLD | QBNN | Bowen North | Energy Queensland | Winter | Non-coincident | 2017 | ACTUAL_OPG | Operational-demand | 1.6004 | 23.3737
QLD | QBNN | Bowen North | Energy Queensland | Winter | Non-coincident | 2017 | ACTUAL_ADJUSTEDOPG | Operational-demand | 5.6539 | 23.3737
QLD | QBNN | Bowen North | Energy Queensland | Winter | Coincident | 2018 | ACTUAL_OPG | Operational-demand | 11.4107 | 20.3808
QLD | QBNN | Bowen North | Energy Queensland | Winter | Coincident | 2018 | ACTUAL_RAW | Operational-demand | 11.4107 | 20.3808
QLD | QBNN | Bowen North | Energy Queensland | Winter | Non-coincident | 2018 | ACTUAL_RAW | Operational-demand | 0 | 29.8087
QLD | QBNN | Bowen North | Energy Queensland | Winter | Non-coincident | 2018 | ACTUAL_OPG | Operational-demand | 0 | 29.8087
QLD | QBNN | Bowen North | Energy Queensland | Winter | Non-coincident | 2018 | ACTUAL_ADJUSTEDOPG | Operational-demand | 7.7602 | 29.8087
QLD | QBNN | Bowen North | Energy Queensland | Winter | Coincident | 2019 | ACTUAL_OPG | Operational-demand | 6.8696 | 16.8401
QLD | QBNN | Bowen North | Energy Queensland | Winter | Coincident | 2019 | ACTUAL_RAW | Operational-demand | 6.8696 | 16.8401
QLD | QBNN | Bowen North | Energy Queensland | Winter | Non-coincident | 2019 | ACTUAL_RAW | Operational-demand | 5.779 | 23.8804
QLD | QBNN | Bowen North | Energy Queensland | Winter | Non-coincident | 2019 | ACTUAL_OPG | Operational-demand | 5.779 | 23.8804
QLD | QBNN | Bowen North | Energy Queensland | Winter | Non-coincident | 2019 | ACTUAL_ADJUSTEDOPG | Operational-demand | 5.779 | 23.8804
QLD | QBNN | Bowen North | Energy Queensland | Winter | Non-coincident | 2019 | BASEYEARPOE90 | Operational-demand | 4.5368 | NA
QLD | QBNN | Bowen North | Energy Queensland | Winter | Non-coincident | 2019 | BASEYEARPOE50 | Operational-demand | 5.3425 | 25.2194
QLD | QBNN | Bowen North | Energy Queensland | Winter | Coincident_unreconciled | 2020 | POE50 | Operational-demand | 6.8 | NA
QLD | QBNN | Bowen North | Energy Queensland | Winter | Coincident_unreconciled | 2020 | POE90 | Operational-demand | 5.6174 | NA
QLD | QBNN | Bowen North | Energy Queensland | Winter | Non-coincident | 2020 | POE50 | Operational-demand | 5.6 | 28.272
QLD | QBNN | Bowen North | Energy Queensland | Winter | Non-coincident | 2020 | POE90 | Operational-demand | 4.8136 | NA
QLD | QBNN | Bowen North | Energy Queensland | Winter | Coincident_unreconciled | 2021 | POE50 | Operational-demand | 6.8 | NA
QLD | QBNN | Bowen North | Energy Queensland | Winter | Coincident_unreconciled | 2021 | POE90 | Operational-demand | 5.6174 | NA
QLD | QBNN | Bowen North | Energy Queensland | Winter | Non-coincident | 2021 | POE50 | Operational-demand | 5.6 | 28.272
QLD | QBNN | Bowen North | Energy Queensland | Winter | Non-coincident | 2021 | POE90 | Operational-demand | 4.8136 | NA
QLD | QBNN | Bowen North | Energy Queensland | Winter | Coincident_unreconciled | 2022 | POE50 | Operational-demand | 6.8 | NA
QLD | QBNN | Bowen North | Energy Queensland | Winter | Coincident_unreconciled | 2022 | POE90 | Operational-demand | 5.6174 | NA
QLD | QBNN | Bowen North | Energy Queensland | Winter | Non-coincident | 2022 | POE50 | Operational-demand | 5.6 | 28.272
QLD | QBNN | Bowen North | Energy Queensland | Winter | Non-coincident | 2022 | POE90 | Operational-demand | 4.8136 | NA
QLD | QBNN | Bowen North | Energy Queensland | Winter | Coincident_unreconciled | 2023 | POE50 | Operational-demand | 6.8 | NA
QLD | QBNN | Bowen North | Energy Queensland | Winter | Coincident_unreconciled | 2023 | POE90 | Operational-demand | 5.6174 | NA
QLD | QBNN | Bowen North | Energy Queensland | Winter | Non-coincident | 2023 | POE50 | Operational-demand | 5.6 | 28.272
QLD | QBNN | Bowen North | Energy Queensland | Winter | Non-coincident | 2023 | POE90 | Operational-demand | 4.8136 | NA
QLD | QBNN | Bowen North | Energy Queensland | Winter | Coincident_unreconciled | 2024 | POE50 | Operational-demand | 6.8 | NA
QLD | QBNN | Bowen North | Energy Queensland | Winter | Coincident_unreconciled | 2024 | POE90 | Operational-demand | 5.6174 | NA
QLD | QBNN | Bowen North | Energy Queensland | Winter | Non-coincident | 2024 | POE50 | Operational-demand | 5.6 | 28.272
QLD | QBNN | Bowen North | Energy Queensland | Winter | Non-coincident | 2024 | POE90 | Operational-demand | 4.8136 | NA
QLD | QBNN | Bowen North | Energy Queensland | Winter | Coincident_unreconciled | 2025 | POE50 | Operational-demand | 6.8 | NA
QLD | QBNN | Bowen North | Energy Queensland | Winter | Coincident_unreconciled | 2025 | POE90 | Operational-demand | 5.6174 | NA
QLD | QBNN | Bowen North | Energy Queensland | Winter | Non-coincident | 2025 | POE50 | Operational-demand | 5.6 | 28.272
QLD | QBNN | Bowen North | Energy Queensland | Winter | Non-coincident | 2025 | POE90 | Operational-demand | 4.8136 | NA
QLD | QBNN | Bowen North | Energy Queensland | Winter | Coincident_unreconciled | 2026 | POE50 | Operational-demand | 6.8 | NA
QLD | QBNN | Bowen North | Energy Queensland | Winter | Coincident_unreconciled | 2026 | POE90 | Operational-demand | 5.6174 | NA
QLD | QBNN | Bowen North | Energy Queensland | Winter | Non-coincident | 2026 | POE50 | Operational-demand | 5.6 | 28.272
QLD | QBNN | Bowen North | Energy Queensland | Winter | Non-coincident | 2026 | POE90 | Operational-demand | 4.8136 | NA
QLD | QBNN | Bowen North | Energy Queensland | Winter | Coincident_unreconciled | 2027 | POE50 | Operational-demand | 6.8001 | NA
QLD | QBNN | Bowen North | Energy Queensland | Winter | Coincident_unreconciled | 2027 | POE90 | Operational-demand | 5.6174 | NA
QLD | QBNN | Bowen North | Energy Queensland | Winter | Non-coincident | 2027 | POE50 | Operational-demand | 5.6 | 28.272
QLD | QBNN | Bowen North | Energy Queensland | Winter | Non-coincident | 2027 | POE90 | Operational-demand | 4.8136 | NA
QLD | QBNN | Bowen North | Energy Queensland | Winter | Coincident_unreconciled | 2028 | POE50 | Operational-demand | 6.8001 | NA
QLD | QBNN | Bowen North | Energy Queensland | Winter | Coincident_unreconciled | 2028 | POE90 | Operational-demand | 5.6175 | NA
QLD | QBNN | Bowen North | Energy Queensland | Winter | Non-coincident | 2028 | POE50 | Operational-demand | 5.6 | 28.272
QLD | QBNN | Bowen North | Energy Queensland | Winter | Non-coincident | 2028 | POE90 | Operational-demand | 4.8136 | NA
QLD | QBNN | Bowen North | Energy Queensland | Winter | Coincident_unreconciled | 2029 | POE50 | Operational-demand | 6.8001 | NA
QLD | QBNN | Bowen North | Energy Queensland | Winter | Coincident_unreconciled | 2029 | POE90 | Operational-demand | 5.6175 | NA
QLD | QBNN | Bowen North | Energy Queensland | Winter | Non-coincident | 2029 | POE50 | Operational-demand | 5.6 | 28.272
QLD | QBNN | Bowen North | Energy Queensland | Winter | Non-coincident | 2029 | POE90 | Operational-demand | 4.8136 | NA
QLD | QBNN | Bowen North | Energy Queensland | Shoulder | Non-coincident | 2019 | BASEYEARPOE10 | Operational-demand | NA | 24.5737
QLD | QBNN | Bowen North | Energy Queensland | Shoulder | Coincident | 2021 | POE10 | Operational-demand | NA | 22.3698
QLD | QBNN | Bowen North | Energy Queensland | Shoulder | Coincident | 2021 | POE50 | Operational-demand | NA | 20.013
QLD | QBNN | Bowen North | Energy Queensland | Shoulder | Non-coincident | 2021 | POE10 | Operational-demand | NA | 25.5407
QLD | QBNN | Bowen North | Energy Queensland | Shoulder | Coincident | 2022 | POE10 | Operational-demand | NA | 22.3698
QLD | QBNN | Bowen North | Energy Queensland | Shoulder | Coincident | 2022 | POE50 | Operational-demand | NA | 20.013
QLD | QBNN | Bowen North | Energy Queensland | Shoulder | Non-coincident | 2022 | POE10 | Operational-demand | NA | 25.5407
QLD | QBNN | Bowen North | Energy Queensland | Shoulder | Coincident | 2023 | POE10 | Operational-demand | NA | 22.3698
QLD | QBNN | Bowen North | Energy Queensland | Shoulder | Coincident | 2023 | POE50 | Operational-demand | NA | 20.013
QLD | QBNN | Bowen North | Energy Queensland | Shoulder | Non-coincident | 2023 | POE10 | Operational-demand | NA | 25.5407
QLD | QBNN | Bowen North | Energy Queensland | Shoulder | Coincident | 2024 | POE10 | Operational-demand | NA | 22.3698
QLD | QBNN | Bowen North | Energy Queensland | Shoulder | Coincident | 2024 | POE50 | Operational-demand | NA | 20.013
QLD | QBNN | Bowen North | Energy Queensland | Shoulder | Non-coincident | 2024 | POE10 | Operational-demand | NA | 25.5407
QLD | QBNN | Bowen North | Energy Queensland | Shoulder | Coincident | 2025 | POE10 | Operational-demand | NA | 22.3698
QLD | QBNN | Bowen North | Energy Queensland | Shoulder | Coincident | 2025 | POE50 | Operational-demand | NA | 20.013
QLD | QBNN | Bowen North | Energy Queensland | Shoulder | Non-coincident | 2025 | POE10 | Operational-demand | NA | 25.5407
QLD | QBNN | Bowen North | Energy Queensland | Shoulder | Coincident | 2026 | POE10 | Operational-demand | NA | 22.3698
QLD | QBNN | Bowen North | Energy Queensland | Shoulder | Coincident | 2026 | POE50 | Operational-demand | NA | 20.013
QLD | QBNN | Bowen North | Energy Queensland | Shoulder | Non-coincident | 2026 | POE10 | Operational-demand | NA | 25.5407
QLD | QBNN | Bowen North | Energy Queensland | Shoulder | Coincident | 2027 | POE10 | Operational-demand | NA | 22.3698
QLD | QBNN | Bowen North | Energy Queensland | Shoulder | Coincident | 2027 | POE50 | Operational-demand | NA | 20.013
QLD | QBNN | Bowen North | Energy Queensland | Shoulder | Non-coincident | 2027 | POE10 | Operational-demand | NA | 25.5407
QLD | QBNN | Bowen North | Energy Queensland | Shoulder | Coincident | 2028 | POE10 | Operational-demand | NA | 22.3699
QLD | QBNN | Bowen North | Energy Queensland | Shoulder | Coincident | 2028 | POE50 | Operational-demand | NA | 20.013
QLD | QBNN | Bowen North | Energy Queensland | Shoulder | Non-coincident | 2028 | POE10 | Operational-demand | NA | 25.5408
QLD | QBNN | Bowen North | Energy Queensland | Shoulder | Coincident | 2029 | POE10 | Operational-demand | NA | 22.3699
QLD | QBNN | Bowen North | Energy Queensland | Shoulder | Coincident | 2029 | POE50 | Operational-demand | NA | 20.013
QLD | QBNN | Bowen North | Energy Queensland | Shoulder | Non-coincident | 2029 | POE10 | Operational-demand | NA | 25.5408
QLD | QBNN | Bowen North | Energy Queensland | Shoulder | Coincident | 2030 | POE10 | Operational-demand | NA | 22.3699
QLD | QBNN | Bowen North | Energy Queensland | Shoulder | Coincident | 2030 | POE50 | Operational-demand | NA | 20.013
QLD | QBNN | Bowen North | Energy Queensland | Shoulder | Non-coincident | 2030 | POE10 | Operational-demand | NA | 25.5408
QLD | QBNN | Bowen North | Energy Queensland | Summer | Non-coincident | 2019 | BASEYEARPOE10 | Operational-demand | NA | 25.0233
QLD | QBNN | Bowen North | Energy Queensland | Summer | Coincident | 2021 | POE10 | Operational-demand | NA | 18.7509
QLD | QBNN | Bowen North | Energy Queensland | Summer | Coincident | 2021 | POE50 | Operational-demand | NA | 17.7992
QLD | QBNN | Bowen North | Energy Queensland | Summer | Non-coincident | 2021 | POE10 | Operational-demand | NA | 32.1161
QLD | QBNN | Bowen North | Energy Queensland | Summer | Coincident | 2022 | POE10 | Operational-demand | NA | 18.7509
QLD | QBNN | Bowen North | Energy Queensland | Summer | Coincident | 2022 | POE50 | Operational-demand | NA | 17.7992
QLD | QBNN | Bowen North | Energy Queensland | Summer | Non-coincident | 2022 | POE10 | Operational-demand | NA | 32.1161
QLD | QBNN | Bowen North | Energy Queensland | Summer | Coincident | 2023 | POE10 | Operational-demand | NA | 18.7509
QLD | QBNN | Bowen North | Energy Queensland | Summer | Coincident | 2023 | POE50 | Operational-demand | NA | 17.7992
QLD | QBNN | Bowen North | Energy Queensland | Summer | Non-coincident | 2023 | POE10 | Operational-demand | NA | 32.1161
QLD | QBNN | Bowen North | Energy Queensland | Summer | Coincident | 2024 | POE10 | Operational-demand | NA | 18.7509
QLD | QBNN | Bowen North | Energy Queensland | Summer | Coincident | 2024 | POE50 | Operational-demand | NA | 17.7992
QLD | QBNN | Bowen North | Energy Queensland | Summer | Non-coincident | 2024 | POE10 | Operational-demand | NA | 32.1161
QLD | QBNN | Bowen North | Energy Queensland | Summer | Coincident | 2025 | POE10 | Operational-demand | NA | 18.7509
QLD | QBNN | Bowen North | Energy Queensland | Summer | Coincident | 2025 | POE50 | Operational-demand | NA | 17.7992
QLD | QBNN | Bowen North | Energy Queensland | Summer | Non-coincident | 2025 | POE10 | Operational-demand | NA | 32.1161
QLD | QBNN | Bowen North | Energy Queensland | Summer | Coincident | 2026 | POE10 | Operational-demand | NA | 18.7509
QLD | QBNN | Bowen North | Energy Queensland | Summer | Coincident | 2026 | POE50 | Operational-demand | NA | 17.7992
QLD | QBNN | Bowen North | Energy Queensland | Summer | Non-coincident | 2026 | POE10 | Operational-demand | NA | 32.1161
QLD | QBNN | Bowen North | Energy Queensland | Summer | Coincident | 2027 | POE10 | Operational-demand | NA | 18.7509
QLD | QBNN | Bowen North | Energy Queensland | Summer | Coincident | 2027 | POE50 | Operational-demand | NA | 17.7992
QLD | QBNN | Bowen North | Energy Queensland | Summer | Non-coincident | 2027 | POE10 | Operational-demand | NA | 32.1161
QLD | QBNN | Bowen North | Energy Queensland | Summer | Coincident | 2028 | POE10 | Operational-demand | NA | 18.7509
QLD | QBNN | Bowen North | Energy Queensland | Summer | Coincident | 2028 | POE50 | Operational-demand | NA | 17.7992
QLD | QBNN | Bowen North | Energy Queensland | Summer | Non-coincident | 2028 | POE10 | Operational-demand | NA | 32.1161
QLD | QBNN | Bowen North | Energy Queensland | Summer | Coincident | 2029 | POE10 | Operational-demand | NA | 18.7509
QLD | QBNN | Bowen North | Energy Queensland | Summer | Coincident | 2029 | POE50 | Operational-demand | NA | 17.7992
QLD | QBNN | Bowen North | Energy Queensland | Summer | Non-coincident | 2029 | POE10 | Operational-demand | NA | 32.1161
QLD | QBNN | Bowen North | Energy Queensland | Summer | Coincident | 2030 | POE10 | Operational-demand | NA | 18.7509
QLD | QBNN | Bowen North | Energy Queensland | Summer | Coincident | 2030 | POE50 | Operational-demand | NA | 17.7992
QLD | QBNN | Bowen North | Energy Queensland | Summer | Non-coincident | 2030 | POE10 | Operational-demand | NA | 32.1161
QLD | QBNN | Bowen North | Energy Queensland | Winter | Non-coincident | 2019 | BASEYEARPOE10 | Operational-demand | NA | 26.9301
QLD | QBNN | Bowen North | Energy Queensland | Winter | Coincident | 2020 | POE10 | Operational-demand | NA | 18.199
QLD | QBNN | Bowen North | Energy Queensland | Winter | Coincident | 2020 | POE50 | Operational-demand | NA | 16.4275
QLD | QBNN | Bowen North | Energy Queensland | Winter | Non-coincident | 2020 | POE10 | Operational-demand | NA | 29.9923
QLD | QBNN | Bowen North | Energy Queensland | Winter | Coincident | 2021 | POE10 | Operational-demand | NA | 18.199
QLD | QBNN | Bowen North | Energy Queensland | Winter | Coincident | 2021 | POE50 | Operational-demand | NA | 16.4275
QLD | QBNN | Bowen North | Energy Queensland | Winter | Non-coincident | 2021 | POE10 | Operational-demand | NA | 29.9923
QLD | QBNN | Bowen North | Energy Queensland | Winter | Coincident | 2022 | POE10 | Operational-demand | NA | 18.199
QLD | QBNN | Bowen North | Energy Queensland | Winter | Coincident | 2022 | POE50 | Operational-demand | NA | 16.4275
QLD | QBNN | Bowen North | Energy Queensland | Winter | Non-coincident | 2022 | POE10 | Operational-demand | NA | 29.9923
QLD | QBNN | Bowen North | Energy Queensland | Winter | Coincident | 2023 | POE10 | Operational-demand | NA | 18.199
QLD | QBNN | Bowen North | Energy Queensland | Winter | Coincident | 2023 | POE50 | Operational-demand | NA | 16.4275
QLD | QBNN | Bowen North | Energy Queensland | Winter | Non-coincident | 2023 | POE10 | Operational-demand | NA | 29.9923
QLD | QBNN | Bowen North | Energy Queensland | Winter | Coincident | 2024 | POE10 | Operational-demand | NA | 18.199
QLD | QBNN | Bowen North | Energy Queensland | Winter | Coincident | 2024 | POE50 | Operational-demand | NA | 16.4275
QLD | QBNN | Bowen North | Energy Queensland | Winter | Non-coincident | 2024 | POE10 | Operational-demand | NA | 29.9923
QLD | QBNN | Bowen North | Energy Queensland | Winter | Coincident | 2025 | POE10 | Operational-demand | NA | 18.199
QLD | QBNN | Bowen North | Energy Queensland | Winter | Coincident | 2025 | POE50 | Operational-demand | NA | 16.4275
QLD | QBNN | Bowen North | Energy Queensland | Winter | Non-coincident | 2025 | POE10 | Operational-demand | NA | 29.9923
QLD | QBNN | Bowen North | Energy Queensland | Winter | Coincident | 2026 | POE10 | Operational-demand | NA | 18.199
QLD | QBNN | Bowen North | Energy Queensland | Winter | Coincident | 2026 | POE50 | Operational-demand | NA | 16.4275
QLD | QBNN | Bowen North | Energy Queensland | Winter | Non-coincident | 2026 | POE10 | Operational-demand | NA | 29.9923
QLD | QBNN | Bowen North | Energy Queensland | Winter | Coincident | 2027 | POE10 | Operational-demand | NA | 18.199
QLD | QBNN | Bowen North | Energy Queensland | Winter | Coincident | 2027 | POE50 | Operational-demand | NA | 16.4275
QLD | QBNN | Bowen North | Energy Queensland | Winter | Non-coincident | 2027 | POE10 | Operational-demand | NA | 29.9923
QLD | QBNN | Bowen North | Energy Queensland | Winter | Coincident | 2028 | POE10 | Operational-demand | NA | 18.199
QLD | QBNN | Bowen North | Energy Queensland | Winter | Coincident | 2028 | POE50 | Operational-demand | NA | 16.4275
QLD | QBNN | Bowen North | Energy Queensland | Winter | Non-coincident | 2028 | POE10 | Operational-demand | NA | 29.9923
QLD | QBNN | Bowen North | Energy Queensland | Winter | Coincident | 2029 | POE10 | Operational-demand | NA | 18.199
QLD | QBNN | Bowen North | Energy Queensland | Winter | Coincident | 2029 | POE50 | Operational-demand | NA | 16.4275
QLD | QBNN | Bowen North | Energy Queensland | Winter | Non-coincident | 2029 | POE10 | Operational-demand | NA | 29.9923
QLD | QBWH | Blackwater 132 - Ergon | Energy Queensland | Shoulder | Coincident | 2017 | ACTUAL_OPG | Operational-demand | 16.9953 | 16.234
QLD | QBWH | Blackwater 132 - Ergon | Energy Queensland | Shoulder | Coincident | 2017 | ACTUAL_RAW | Operational-demand | 16.9953 | 16.234
QLD | QBWH | Blackwater 132 - Ergon | Energy Queensland | Shoulder | Non-coincident | 2017 | ACTUAL_RAW | Operational-demand | -0.00212 | 25.477
QLD | QBWH | Blackwater 132 - Ergon | Energy Queensland | Shoulder | Non-coincident | 2017 | ACTUAL_OPG | Operational-demand | -0.00212 | 25.477
QLD | QBWH | Blackwater 132 - Ergon | Energy Queensland | Shoulder | Non-coincident | 2017 | ACTUAL_ADJUSTEDOPG | Operational-demand | 1.714 | 25.477
QLD | QBWH | Blackwater 132 - Ergon | Energy Queensland | Shoulder | Coincident | 2018 | ACTUAL_OPG | Operational-demand | 10.5679 | 14.6346
QLD | QBWH | Blackwater 132 - Ergon | Energy Queensland | Shoulder | Coincident | 2018 | ACTUAL_RAW | Operational-demand | 10.5679 | 14.6346
QLD | QBWH | Blackwater 132 - Ergon | Energy Queensland | Shoulder | Non-coincident | 2018 | ACTUAL_RAW | Operational-demand | 3.3017 | 25.9465
QLD | QBWH | Blackwater 132 - Ergon | Energy Queensland | Shoulder | Non-coincident | 2018 | ACTUAL_OPG | Operational-demand | 3.3017 | 25.9465
QLD | QBWH | Blackwater 132 - Ergon | Energy Queensland | Shoulder | Non-coincident | 2018 | ACTUAL_ADJUSTEDOPG | Operational-demand | 3.3017 | 25.9465
QLD | QBWH | Blackwater 132 - Ergon | Energy Queensland | Shoulder | Coincident | 2019 | ACTUAL_OPG | Operational-demand | 10.1434 | 10.7628
QLD | QBWH | Blackwater 132 - Ergon | Energy Queensland | Shoulder | Coincident | 2019 | ACTUAL_RAW | Operational-demand | 10.1434 | 10.7628
QLD | QBWH | Blackwater 132 - Ergon | Energy Queensland | Shoulder | Non-coincident | 2019 | ACTUAL_RAW | Operational-demand | 0 | 26.521
QLD | QBWH | Blackwater 132 - Ergon | Energy Queensland | Shoulder | Non-coincident | 2019 | ACTUAL_OPG | Operational-demand | 0 | 26.521
QLD | QBWH | Blackwater 132 - Ergon | Energy Queensland | Shoulder | Non-coincident | 2019 | ACTUAL_ADJUSTEDOPG | Operational-demand | 0 | 26.521
QLD | QBWH | Blackwater 132 - Ergon | Energy Queensland | Shoulder | Non-coincident | 2019 | BASEYEARPOE90 | Operational-demand | 8.0105 | NA
QLD | QBWH | Blackwater 132 - Ergon | Energy Queensland | Shoulder | Non-coincident | 2019 | BASEYEARPOE50 | Operational-demand | 8.1558 | 17.1511
QLD | QBWH | Blackwater 132 - Ergon | Energy Queensland | Shoulder | Coincident | 2020 | ACTUAL_OPG | Operational-demand | 20.2593 | 12.6867
QLD | QBWH | Blackwater 132 - Ergon | Energy Queensland | Shoulder | Coincident | 2020 | ACTUAL_RAW | Operational-demand | 20.2593 | 12.6867
QLD | QBWH | Blackwater 132 - Ergon | Energy Queensland | Shoulder | Non-coincident | 2020 | ACTUAL_RAW | Operational-demand | 0.035698 | 26.2827
QLD | QBWH | Blackwater 132 - Ergon | Energy Queensland | Shoulder | Non-coincident | 2020 | ACTUAL_OPG | Operational-demand | 0.035698 | 26.2827
QLD | QBWH | Blackwater 132 - Ergon | Energy Queensland | Shoulder | Non-coincident | 2020 | ACTUAL_ADJUSTEDOPG | Operational-demand | 0.035698 | 26.2827
QLD | QBWH | Blackwater 132 - Ergon | Energy Queensland | Shoulder | Coincident_unreconciled | 2021 | POE50 | Operational-demand | 15 | NA
QLD | QBWH | Blackwater 132 - Ergon | Energy Queensland | Shoulder | Coincident_unreconciled | 2021 | POE90 | Operational-demand | 4.2204 | NA
QLD | QBWH | Blackwater 132 - Ergon | Energy Queensland | Shoulder | Non-coincident | 2021 | POE50 | Operational-demand | 1.8782 | 24.0776
QLD | QBWH | Blackwater 132 - Ergon | Energy Queensland | Shoulder | Non-coincident | 2021 | POE90 | Operational-demand | 0.2397 | NA
QLD | QBWH | Blackwater 132 - Ergon | Energy Queensland | Shoulder | Coincident_unreconciled | 2022 | POE50 | Operational-demand | 14.4425 | NA
QLD | QBWH | Blackwater 132 - Ergon | Energy Queensland | Shoulder | Coincident_unreconciled | 2022 | POE90 | Operational-demand | 3.6627 | NA
QLD | QBWH | Blackwater 132 - Ergon | Energy Queensland | Shoulder | Non-coincident | 2022 | POE50 | Operational-demand | 1.7934 | 24.078
QLD | QBWH | Blackwater 132 - Ergon | Energy Queensland | Shoulder | Non-coincident | 2022 | POE90 | Operational-demand | 0.15493 | NA
QLD | QBWH | Blackwater 132 - Ergon | Energy Queensland | Shoulder | Coincident_unreconciled | 2023 | POE50 | Operational-demand | 14.0009 | NA
QLD | QBWH | Blackwater 132 - Ergon | Energy Queensland | Shoulder | Coincident_unreconciled | 2023 | POE90 | Operational-demand | 3.2202 | NA
QLD | QBWH | Blackwater 132 - Ergon | Energy Queensland | Shoulder | Non-coincident | 2023 | POE50 | Operational-demand | 1.7263 | 24.0802
QLD | QBWH | Blackwater 132 - Ergon | Energy Queensland | Shoulder | Non-coincident | 2023 | POE90 | Operational-demand | 0.08766 | NA
QLD | QBWH | Blackwater 132 - Ergon | Energy Queensland | Shoulder | Coincident_unreconciled | 2024 | POE50 | Operational-demand | 13.6217 | NA
QLD | QBWH | Blackwater 132 - Ergon | Energy Queensland | Shoulder | Coincident_unreconciled | 2024 | POE90 | Operational-demand | 2.8401 | NA
QLD | QBWH | Blackwater 132 - Ergon | Energy Queensland | Shoulder | Non-coincident | 2024 | POE50 | Operational-demand | 1.6687 | 24.08
QLD | QBWH | Blackwater 132 - Ergon | Energy Queensland | Shoulder | Non-coincident | 2024 | POE90 | Operational-demand | 0.02988 | NA
QLD | QBWH | Blackwater 132 - Ergon | Energy Queensland | Shoulder | Coincident_unreconciled | 2025 | POE50 | Operational-demand | 13.3244 | NA
QLD | QBWH | Blackwater 132 - Ergon | Energy Queensland | Shoulder | Coincident_unreconciled | 2025 | POE90 | Operational-demand | 2.7142 | NA
QLD | QBWH | Blackwater 132 - Ergon | Energy Queensland | Shoulder | Non-coincident | 2025 | POE50 | Operational-demand | 1.6235 | 24.0778
QLD | QBWH | Blackwater 132 - Ergon | Energy Queensland | Shoulder | Non-coincident | 2025 | POE90 | Operational-demand | -0.01544 | NA
QLD | QBWH | Blackwater 132 - Ergon | Energy Queensland | Shoulder | Coincident_unreconciled | 2026 | POE50 | Operational-demand | 13.0396 | NA
QLD | QBWH | Blackwater 132 - Ergon | Energy Queensland | Shoulder | Coincident_unreconciled | 2026 | POE90 | Operational-demand | 2.913 | NA
QLD | QBWH | Blackwater 132 - Ergon | Energy Queensland | Shoulder | Non-coincident | 2026 | POE50 | Operational-demand | 1.5802 | 24.0761
QLD | QBWH | Blackwater 132 - Ergon | Energy Queensland | Shoulder | Non-coincident | 2026 | POE90 | Operational-demand | -0.05887 | NA
QLD | QBWH | Blackwater 132 - Ergon | Energy Queensland | Shoulder | Coincident_unreconciled | 2027 | POE50 | Operational-demand | 12.8108 | NA
QLD | QBWH | Blackwater 132 - Ergon | Energy Queensland | Shoulder | Coincident_unreconciled | 2027 | POE90 | Operational-demand | 3.0734 | NA
QLD | QBWH | Blackwater 132 - Ergon | Energy Queensland | Shoulder | Non-coincident | 2027 | POE50 | Operational-demand | 1.5454 | 24.0785
QLD | QBWH | Blackwater 132 - Ergon | Energy Queensland | Shoulder | Non-coincident | 2027 | POE90 | Operational-demand | -0.09389 | NA
QLD | QBWH | Blackwater 132 - Ergon | Energy Queensland | Shoulder | Coincident_unreconciled | 2028 | POE50 | Operational-demand | 12.6372 | NA
QLD | QBWH | Blackwater 132 - Ergon | Energy Queensland | Shoulder | Coincident_unreconciled | 2028 | POE90 | Operational-demand | 3.1957 | NA
QLD | QBWH | Blackwater 132 - Ergon | Energy Queensland | Shoulder | Non-coincident | 2028 | POE50 | Operational-demand | 1.5191 | 24.0886
QLD | QBWH | Blackwater 132 - Ergon | Energy Queensland | Shoulder | Non-coincident | 2028 | POE90 | Operational-demand | -0.1206 | NA
QLD | QBWH | Blackwater 132 - Ergon | Energy Queensland | Shoulder | Coincident_unreconciled | 2029 | POE50 | Operational-demand | 12.4872 | NA
QLD | QBWH | Blackwater 132 - Ergon | Energy Queensland | Shoulder | Coincident_unreconciled | 2029 | POE90 | Operational-demand | 3.3016 | NA
QLD | QBWH | Blackwater 132 - Ergon | Energy Queensland | Shoulder | Non-coincident | 2029 | POE50 | Operational-demand | 1.4962 | 24.1062
QLD | QBWH | Blackwater 132 - Ergon | Energy Queensland | Shoulder | Non-coincident | 2029 | POE90 | Operational-demand | -0.14374 | NA
QLD | QBWH | Blackwater 132 - Ergon | Energy Queensland | Shoulder | Coincident_unreconciled | 2030 | POE50 | Operational-demand | 12.4097 | NA
QLD | QBWH | Blackwater 132 - Ergon | Energy Queensland | Shoulder | Coincident_unreconciled | 2030 | POE90 | Operational-demand | 3.3571 | NA
QLD | QBWH | Blackwater 132 - Ergon | Energy Queensland | Shoulder | Non-coincident | 2030 | POE50 | Operational-demand | 1.4845 | 24.1272
QLD | QBWH | Blackwater 132 - Ergon | Energy Queensland | Shoulder | Non-coincident | 2030 | POE90 | Operational-demand | -0.15585 | NA
QLD | QBWH | Blackwater 132 - Ergon | Energy Queensland | Summer | Coincident | 2017 | ACTUAL_OPG | Operational-demand | 3.5921 | 13.8498
QLD | QBWH | Blackwater 132 - Ergon | Energy Queensland | Summer | Coincident | 2017 | ACTUAL_RAW | Operational-demand | 3.5921 | 13.8498
QLD | QBWH | Blackwater 132 - Ergon | Energy Queensland | Summer | Non-coincident | 2017 | ACTUAL_RAW | Operational-demand | 3.4615 | 25.4228
QLD | QBWH | Blackwater 132 - Ergon | Energy Queensland | Summer | Non-coincident | 2017 | ACTUAL_OPG | Operational-demand | 3.4615 | 25.4228
QLD | QBWH | Blackwater 132 - Ergon | Energy Queensland | Summer | Non-coincident | 2017 | ACTUAL_ADJUSTEDOPG | Operational-demand | 3.4615 | 25.4228
QLD | QBWH | Blackwater 132 - Ergon | Energy Queensland | Summer | Coincident | 2018 | ACTUAL_OPG | Operational-demand | 14.8282 | 12.0155
QLD | QBWH | Blackwater 132 - Ergon | Energy Queensland | Summer | Coincident | 2018 | ACTUAL_RAW | Operational-demand | 14.8282 | 12.0155
QLD | QBWH | Blackwater 132 - Ergon | Energy Queensland | Summer | Non-coincident | 2018 | ACTUAL_RAW | Operational-demand | 2.152 | 25.3664
QLD | QBWH | Blackwater 132 - Ergon | Energy Queensland | Summer | Non-coincident | 2018 | ACTUAL_OPG | Operational-demand | 2.152 | 25.3664
QLD | QBWH | Blackwater 132 - Ergon | Energy Queensland | Summer | Non-coincident | 2018 | ACTUAL_ADJUSTEDOPG | Operational-demand | 2.152 | 25.3664
QLD | QBWH | Blackwater 132 - Ergon | Energy Queensland | Summer | Coincident | 2019 | ACTUAL_OPG | Operational-demand | 2.596 | 15.8928
QLD | QBWH | Blackwater 132 - Ergon | Energy Queensland | Summer | Coincident | 2019 | ACTUAL_RAW | Operational-demand | 2.596 | 15.8928
QLD | QBWH | Blackwater 132 - Ergon | Energy Queensland | Summer | Non-coincident | 2019 | ACTUAL_RAW | Operational-demand | 0.16441 | 28.8598
QLD | QBWH | Blackwater 132 - Ergon | Energy Queensland | Summer | Non-coincident | 2019 | ACTUAL_OPG | Operational-demand | 0.16441 | 28.8598
QLD | QBWH | Blackwater 132 - Ergon | Energy Queensland | Summer | Non-coincident | 2019 | ACTUAL_ADJUSTEDOPG | Operational-demand | 0.16441 | 28.8598
QLD | QBWH | Blackwater 132 - Ergon | Energy Queensland | Summer | Non-coincident | 2019 | BASEYEARPOE90 | Operational-demand | 8.6598 | NA
QLD | QBWH | Blackwater 132 - Ergon | Energy Queensland | Summer | Non-coincident | 2019 | BASEYEARPOE50 | Operational-demand | 8.8721 | 18.4632
QLD | QBWH | Blackwater 132 - Ergon | Energy Queensland | Summer | Coincident | 2020 | ACTUAL_OPG | Operational-demand | 21.7836 | 16.7173
QLD | QBWH | Blackwater 132 - Ergon | Energy Queensland | Summer | Coincident | 2020 | ACTUAL_RAW | Operational-demand | 21.7836 | 16.7173
QLD | QBWH | Blackwater 132 - Ergon | Energy Queensland | Summer | Non-coincident | 2020 | ACTUAL_RAW | Operational-demand | 2.5489 | 28.3231
QLD | QBWH | Blackwater 132 - Ergon | Energy Queensland | Summer | Non-coincident | 2020 | ACTUAL_OPG | Operational-demand | 2.5489 | 28.3231
QLD | QBWH | Blackwater 132 - Ergon | Energy Queensland | Summer | Non-coincident | 2020 | ACTUAL_ADJUSTEDOPG | Operational-demand | 2.5489 | 28.3231
QLD | QBWH | Blackwater 132 - Ergon | Energy Queensland | Summer | Coincident_unreconciled | 2021 | POE50 | Operational-demand | 15 | NA
QLD | QBWH | Blackwater 132 - Ergon | Energy Queensland | Summer | Coincident_unreconciled | 2021 | POE90 | Operational-demand | 8.7425 | NA
QLD | QBWH | Blackwater 132 - Ergon | Energy Queensland | Summer | Non-coincident | 2021 | POE50 | Operational-demand | 2.4195 | 25.3414
QLD | QBWH | Blackwater 132 - Ergon | Energy Queensland | Summer | Non-coincident | 2021 | POE90 | Operational-demand | 1.9311 | NA
QLD | QBWH | Blackwater 132 - Ergon | Energy Queensland | Summer | Coincident_unreconciled | 2022 | POE50 | Operational-demand | 14.0498 | NA
QLD | QBWH | Blackwater 132 - Ergon | Energy Queensland | Summer | Coincident_unreconciled | 2022 | POE90 | Operational-demand | 7.7911 | NA
QLD | QBWH | Blackwater 132 - Ergon | Energy Queensland | Summer | Non-coincident | 2022 | POE50 | Operational-demand | 2.3454 | 25.3421
QLD | QBWH | Blackwater 132 - Ergon | Energy Queensland | Summer | Non-coincident | 2022 | POE90 | Operational-demand | 1.8569 | NA
QLD | QBWH | Blackwater 132 - Ergon | Energy Queensland | Summer | Coincident_unreconciled | 2023 | POE50 | Operational-demand | 13.2944 | NA
QLD | QBWH | Blackwater 132 - Ergon | Energy Queensland | Summer | Coincident_unreconciled | 2023 | POE90 | Operational-demand | 7.0315 | NA
QLD | QBWH | Blackwater 132 - Ergon | Energy Queensland | Summer | Non-coincident | 2023 | POE50 | Operational-demand | 2.2864 | 25.3455
QLD | QBWH | Blackwater 132 - Ergon | Energy Queensland | Summer | Non-coincident | 2023 | POE90 | Operational-demand | 1.7976 | NA
QLD | QBWH | Blackwater 132 - Ergon | Energy Queensland | Summer | Coincident_unreconciled | 2024 | POE50 | Operational-demand | 12.6379 | NA
QLD | QBWH | Blackwater 132 - Ergon | Energy Queensland | Summer | Coincident_unreconciled | 2024 | POE90 | Operational-demand | 6.3709 | NA
QLD | QBWH | Blackwater 132 - Ergon | Energy Queensland | Summer | Non-coincident | 2024 | POE50 | Operational-demand | 2.2352 | 25.3464
QLD | QBWH | Blackwater 132 - Ergon | Energy Queensland | Summer | Non-coincident | 2024 | POE90 | Operational-demand | 1.7461 | NA
QLD | QBWH | Blackwater 132 - Ergon | Energy Queensland | Summer | Coincident_unreconciled | 2025 | POE50 | Operational-demand | 12.1297 | NA
QLD | QBWH | Blackwater 132 - Ergon | Energy Queensland | Summer | Coincident_unreconciled | 2025 | POE90 | Operational-demand | 5.8588 | NA
QLD | QBWH | Blackwater 132 - Ergon | Energy Queensland | Summer | Non-coincident | 2025 | POE50 | Operational-demand | 2.1955 | 25.3452
QLD | QBWH | Blackwater 132 - Ergon | Energy Queensland | Summer | Non-coincident | 2025 | POE90 | Operational-demand | 1.7061 | NA
QLD | QBWH | Blackwater 132 - Ergon | Energy Queensland | Summer | Coincident_unreconciled | 2026 | POE50 | Operational-demand | 11.6404 | NA
QLD | QBWH | Blackwater 132 - Ergon | Energy Queensland | Summer | Coincident_unreconciled | 2026 | POE90 | Operational-demand | 5.3655 | NA
QLD | QBWH | Blackwater 132 - Ergon | Energy Queensland | Summer | Non-coincident | 2026 | POE50 | Operational-demand | 2.1573 | 25.3443
QLD | QBWH | Blackwater 132 - Ergon | Energy Queensland | Summer | Non-coincident | 2026 | POE90 | Operational-demand | 1.6676 | NA
QLD | QBWH | Blackwater 132 - Ergon | Energy Queensland | Summer | Coincident_unreconciled | 2027 | POE50 | Operational-demand | 11.2624 | NA
QLD | QBWH | Blackwater 132 - Ergon | Energy Queensland | Summer | Coincident_unreconciled | 2027 | POE90 | Operational-demand | 4.9798 | NA
QLD | QBWH | Blackwater 132 - Ergon | Energy Queensland | Summer | Non-coincident | 2027 | POE50 | Operational-demand | 2.1278 | 25.3481
QLD | QBWH | Blackwater 132 - Ergon | Energy Queensland | Summer | Non-coincident | 2027 | POE90 | Operational-demand | 1.6375 | NA
QLD | QBWH | Blackwater 132 - Ergon | Energy Queensland | Summer | Coincident_unreconciled | 2028 | POE50 | Operational-demand | 10.9802 | NA
QLD | QBWH | Blackwater 132 - Ergon | Energy Queensland | Summer | Coincident_unreconciled | 2028 | POE90 | Operational-demand | 4.6878 | NA
QLD | QBWH | Blackwater 132 - Ergon | Energy Queensland | Summer | Non-coincident | 2028 | POE50 | Operational-demand | 2.1058 | 25.3594
QLD | QBWH | Blackwater 132 - Ergon | Energy Queensland | Summer | Non-coincident | 2028 | POE90 | Operational-demand | 1.6147 | NA
QLD | QBWH | Blackwater 132 - Ergon | Energy Queensland | Summer | Coincident_unreconciled | 2029 | POE50 | Operational-demand | 10.7432 | NA
QLD | QBWH | Blackwater 132 - Ergon | Energy Queensland | Summer | Coincident_unreconciled | 2029 | POE90 | Operational-demand | 4.4406 | NA
QLD | QBWH | Blackwater 132 - Ergon | Energy Queensland | Summer | Non-coincident | 2029 | POE50 | Operational-demand | 2.0873 | 25.3771
QLD | QBWH | Blackwater 132 - Ergon | Energy Queensland | Summer | Non-coincident | 2029 | POE90 | Operational-demand | 1.5954 | NA
QLD | QBWH | Blackwater 132 - Ergon | Energy Queensland | Summer | Coincident_unreconciled | 2030 | POE50 | Operational-demand | 10.6362 | NA
QLD | QBWH | Blackwater 132 - Ergon | Energy Queensland | Summer | Coincident_unreconciled | 2030 | POE90 | Operational-demand | 4.3238 | NA
QLD | QBWH | Blackwater 132 - Ergon | Energy Queensland | Summer | Non-coincident | 2030 | POE50 | Operational-demand | 2.0789 | 25.397
QLD | QBWH | Blackwater 132 - Ergon | Energy Queensland | Summer | Non-coincident | 2030 | POE90 | Operational-demand | 1.5863 | NA
QLD | QBWH | Blackwater 132 - Ergon | Energy Queensland | Winter | Coincident | 2016 | ACTUAL_OPG | Operational-demand | 14.0052 | 11.9477
QLD | QBWH | Blackwater 132 - Ergon | Energy Queensland | Winter | Coincident | 2016 | ACTUAL_RAW | Operational-demand | 14.0052 | 11.9477
QLD | QBWH | Blackwater 132 - Ergon | Energy Queensland | Winter | Non-coincident | 2016 | ACTUAL_RAW | Operational-demand | 2.5251 | 25.8236
QLD | QBWH | Blackwater 132 - Ergon | Energy Queensland | Winter | Non-coincident | 2016 | ACTUAL_OPG | Operational-demand | 2.5251 | 25.8236
QLD | QBWH | Blackwater 132 - Ergon | Energy Queensland | Winter | Non-coincident | 2016 | ACTUAL_ADJUSTEDOPG | Operational-demand | 2.5251 | 25.8236
QLD | QBWH | Blackwater 132 - Ergon | Energy Queensland | Winter | Coincident | 2017 | ACTUAL_OPG | Operational-demand | 12.3483 | 13.5406
QLD | QBWH | Blackwater 132 - Ergon | Energy Queensland | Winter | Coincident | 2017 | ACTUAL_RAW | Operational-demand | 12.3483 | 13.5406
QLD | QBWH | Blackwater 132 - Ergon | Energy Queensland | Winter | Non-coincident | 2017 | ACTUAL_RAW | Operational-demand | 4.2418 | 26.841
QLD | QBWH | Blackwater 132 - Ergon | Energy Queensland | Winter | Non-coincident | 2017 | ACTUAL_OPG | Operational-demand | 4.2418 | 26.841
QLD | QBWH | Blackwater 132 - Ergon | Energy Queensland | Winter | Non-coincident | 2017 | ACTUAL_ADJUSTEDOPG | Operational-demand | 4.2418 | 26.841
QLD | QBWH | Blackwater 132 - Ergon | Energy Queensland | Winter | Coincident | 2018 | ACTUAL_OPG | Operational-demand | 11.8158 | 13.7649
QLD | QBWH | Blackwater 132 - Ergon | Energy Queensland | Winter | Coincident | 2018 | ACTUAL_RAW | Operational-demand | 11.8158 | 13.7649
QLD | QBWH | Blackwater 132 - Ergon | Energy Queensland | Winter | Non-coincident | 2018 | ACTUAL_RAW | Operational-demand | 3.9504 | 20.4889
QLD | QBWH | Blackwater 132 - Ergon | Energy Queensland | Winter | Non-coincident | 2018 | ACTUAL_OPG | Operational-demand | 3.9504 | 20.4889
QLD | QBWH | Blackwater 132 - Ergon | Energy Queensland | Winter | Non-coincident | 2018 | ACTUAL_ADJUSTEDOPG | Operational-demand | 3.9504 | 20.4889
QLD | QBWH | Blackwater 132 - Ergon | Energy Queensland | Winter | Coincident | 2019 | ACTUAL_OPG | Operational-demand | 12.6371 | 13.5104
QLD | QBWH | Blackwater 132 - Ergon | Energy Queensland | Winter | Coincident | 2019 | ACTUAL_RAW | Operational-demand | 12.6371 | 13.5104
QLD | QBWH | Blackwater 132 - Ergon | Energy Queensland | Winter | Non-coincident | 2019 | ACTUAL_RAW | Operational-demand | 3.5865 | 27.2108
QLD | QBWH | Blackwater 132 - Ergon | Energy Queensland | Winter | Non-coincident | 2019 | ACTUAL_OPG | Operational-demand | 3.5865 | 27.2108
QLD | QBWH | Blackwater 132 - Ergon | Energy Queensland | Winter | Non-coincident | 2019 | ACTUAL_ADJUSTEDOPG | Operational-demand | 3.5865 | 27.2108
QLD | QBWH | Blackwater 132 - Ergon | Energy Queensland | Winter | Non-coincident | 2019 | BASEYEARPOE90 | Operational-demand | 9.2697 | NA
QLD | QBWH | Blackwater 132 - Ergon | Energy Queensland | Winter | Non-coincident | 2019 | BASEYEARPOE50 | Operational-demand | 9.4911 | 17.7949
QLD | QBWH | Blackwater 132 - Ergon | Energy Queensland | Winter | Coincident_unreconciled | 2020 | POE50 | Operational-demand | 13 | NA
QLD | QBWH | Blackwater 132 - Ergon | Energy Queensland | Winter | Coincident_unreconciled | 2020 | POE90 | Operational-demand | 9.6995 | NA
QLD | QBWH | Blackwater 132 - Ergon | Energy Queensland | Winter | Non-coincident | 2020 | POE50 | Operational-demand | 3.8377 | 24.501
QLD | QBWH | Blackwater 132 - Ergon | Energy Queensland | Winter | Non-coincident | 2020 | POE90 | Operational-demand | 3.2179 | NA
QLD | QBWH | Blackwater 132 - Ergon | Energy Queensland | Winter | Coincident_unreconciled | 2021 | POE50 | Operational-demand | 12.4582 | NA
QLD | QBWH | Blackwater 132 - Ergon | Energy Queensland | Winter | Coincident_unreconciled | 2021 | POE90 | Operational-demand | 9.1586 | NA
QLD | QBWH | Blackwater 132 - Ergon | Energy Queensland | Winter | Non-coincident | 2021 | POE50 | Operational-demand | 3.7359 | 24.4988
QLD | QBWH | Blackwater 132 - Ergon | Energy Queensland | Winter | Non-coincident | 2021 | POE90 | Operational-demand | 3.1164 | NA
QLD | QBWH | Blackwater 132 - Ergon | Energy Queensland | Winter | Coincident_unreconciled | 2022 | POE50 | Operational-demand | 12.0954 | NA
QLD | QBWH | Blackwater 132 - Ergon | Energy Queensland | Winter | Coincident_unreconciled | 2022 | POE90 | Operational-demand | 8.7942 | NA
QLD | QBWH | Blackwater 132 - Ergon | Energy Queensland | Winter | Non-coincident | 2022 | POE50 | Operational-demand | 3.6678 | 24.5011
QLD | QBWH | Blackwater 132 - Ergon | Energy Queensland | Winter | Non-coincident | 2022 | POE90 | Operational-demand | 3.048 | NA
QLD | QBWH | Blackwater 132 - Ergon | Energy Queensland | Winter | Coincident_unreconciled | 2023 | POE50 | Operational-demand | 11.7743 | NA
QLD | QBWH | Blackwater 132 - Ergon | Energy Queensland | Winter | Coincident_unreconciled | 2023 | POE90 | Operational-demand | 8.4716 | NA
QLD | QBWH | Blackwater 132 - Ergon | Energy Queensland | Winter | Non-coincident | 2023 | POE50 | Operational-demand | 3.6075 | 24.5026
QLD | QBWH | Blackwater 132 - Ergon | Energy Queensland | Winter | Non-coincident | 2023 | POE90 | Operational-demand | 2.9874 | NA
QLD | QBWH | Blackwater 132 - Ergon | Energy Queensland | Winter | Coincident_unreconciled | 2024 | POE50 | Operational-demand | 11.5226 | NA
QLD | QBWH | Blackwater 132 - Ergon | Energy Queensland | Winter | Coincident_unreconciled | 2024 | POE90 | Operational-demand | 8.2185 | NA
QLD | QBWH | Blackwater 132 - Ergon | Energy Queensland | Winter | Non-coincident | 2024 | POE50 | Operational-demand | 3.5603 | 24.4992
QLD | QBWH | Blackwater 132 - Ergon | Energy Queensland | Winter | Non-coincident | 2024 | POE90 | Operational-demand | 2.9398 | NA
QLD | QBWH | Blackwater 132 - Ergon | Energy Queensland | Winter | Coincident_unreconciled | 2025 | POE50 | Operational-demand | 11.3098 | NA
QLD | QBWH | Blackwater 132 - Ergon | Energy Queensland | Winter | Coincident_unreconciled | 2025 | POE90 | Operational-demand | 8.0044 | NA
QLD | QBWH | Blackwater 132 - Ergon | Energy Queensland | Winter | Non-coincident | 2025 | POE50 | Operational-demand | 3.5203 | 24.495
QLD | QBWH | Blackwater 132 - Ergon | Energy Queensland | Winter | Non-coincident | 2025 | POE90 | Operational-demand | 2.8996 | NA
QLD | QBWH | Blackwater 132 - Ergon | Energy Queensland | Winter | Coincident_unreconciled | 2026 | POE50 | Operational-demand | 11.0902 | NA
QLD | QBWH | Blackwater 132 - Ergon | Energy Queensland | Winter | Coincident_unreconciled | 2026 | POE90 | Operational-demand | 7.7831 | NA
QLD | QBWH | Blackwater 132 - Ergon | Energy Queensland | Winter | Non-coincident | 2026 | POE50 | Operational-demand | 3.4791 | 24.4915
QLD | QBWH | Blackwater 132 - Ergon | Energy Queensland | Winter | Non-coincident | 2026 | POE90 | Operational-demand | 2.8581 | NA
QLD | QBWH | Blackwater 132 - Ergon | Energy Queensland | Winter | Coincident_unreconciled | 2027 | POE50 | Operational-demand | 10.9574 | NA
QLD | QBWH | Blackwater 132 - Ergon | Energy Queensland | Winter | Coincident_unreconciled | 2027 | POE90 | Operational-demand | 7.6467 | NA
QLD | QBWH | Blackwater 132 - Ergon | Energy Queensland | Winter | Non-coincident | 2027 | POE50 | Operational-demand | 3.4541 | 24.4931
QLD | QBWH | Blackwater 132 - Ergon | Energy Queensland | Winter | Non-coincident | 2027 | POE90 | Operational-demand | 2.8325 | NA
QLD | QBWH | Blackwater 132 - Ergon | Energy Queensland | Winter | Coincident_unreconciled | 2028 | POE50 | Operational-demand | 10.8295 | NA
QLD | QBWH | Blackwater 132 - Ergon | Energy Queensland | Winter | Coincident_unreconciled | 2028 | POE90 | Operational-demand | 7.5153 | NA
QLD | QBWH | Blackwater 132 - Ergon | Energy Queensland | Winter | Non-coincident | 2028 | POE50 | Operational-demand | 3.4301 | 24.5033
QLD | QBWH | Blackwater 132 - Ergon | Energy Queensland | Winter | Non-coincident | 2028 | POE90 | Operational-demand | 2.8078 | NA
QLD | QBWH | Blackwater 132 - Ergon | Energy Queensland | Winter | Coincident_unreconciled | 2029 | POE50 | Operational-demand | 10.7401 | NA
QLD | QBWH | Blackwater 132 - Ergon | Energy Queensland | Winter | Coincident_unreconciled | 2029 | POE90 | Operational-demand | 7.4222 | NA
QLD | QBWH | Blackwater 132 - Ergon | Energy Queensland | Winter | Non-coincident | 2029 | POE50 | Operational-demand | 3.4133 | 24.5175
QLD | QBWH | Blackwater 132 - Ergon | Energy Queensland | Winter | Non-coincident | 2029 | POE90 | Operational-demand | 2.7903 | NA
QLD | QBWH | Blackwater 132 - Ergon | Energy Queensland | Shoulder | Non-coincident | 2019 | BASEYEARPOE10 | Operational-demand | NA | 17.3444
QLD | QBWH | Blackwater 132 - Ergon | Energy Queensland | Shoulder | Coincident | 2021 | POE10 | Operational-demand | NA | 12.7578
QLD | QBWH | Blackwater 132 - Ergon | Energy Queensland | Shoulder | Coincident | 2021 | POE50 | Operational-demand | NA | 11.8277
QLD | QBWH | Blackwater 132 - Ergon | Energy Queensland | Shoulder | Non-coincident | 2021 | POE10 | Operational-demand | NA | 25.971
QLD | QBWH | Blackwater 132 - Ergon | Energy Queensland | Shoulder | Coincident | 2022 | POE10 | Operational-demand | NA | 12.758
QLD | QBWH | Blackwater 132 - Ergon | Energy Queensland | Shoulder | Coincident | 2022 | POE50 | Operational-demand | NA | 11.8279
QLD | QBWH | Blackwater 132 - Ergon | Energy Queensland | Shoulder | Non-coincident | 2022 | POE10 | Operational-demand | NA | 25.9714
QLD | QBWH | Blackwater 132 - Ergon | Energy Queensland | Shoulder | Coincident | 2023 | POE10 | Operational-demand | NA | 12.7593
QLD | QBWH | Blackwater 132 - Ergon | Energy Queensland | Shoulder | Coincident | 2023 | POE50 | Operational-demand | NA | 11.829
QLD | QBWH | Blackwater 132 - Ergon | Energy Queensland | Shoulder | Non-coincident | 2023 | POE10 | Operational-demand | NA | 25.9739
QLD | QBWH | Blackwater 132 - Ergon | Energy Queensland | Shoulder | Coincident | 2024 | POE10 | Operational-demand | NA | 12.7593
QLD | QBWH | Blackwater 132 - Ergon | Energy Queensland | Shoulder | Coincident | 2024 | POE50 | Operational-demand | NA | 11.8289
QLD | QBWH | Blackwater 132 - Ergon | Energy Queensland | Shoulder | Non-coincident | 2024 | POE10 | Operational-demand | NA | 25.974
QLD | QBWH | Blackwater 132 - Ergon | Energy Queensland | Shoulder | Coincident | 2025 | POE10 | Operational-demand | NA | 12.7583
QLD | QBWH | Blackwater 132 - Ergon | Energy Queensland | Shoulder | Coincident | 2025 | POE50 | Operational-demand | NA | 11.8278
QLD | QBWH | Blackwater 132 - Ergon | Energy Queensland | Shoulder | Non-coincident | 2025 | POE10 | Operational-demand | NA | 25.972
QLD | QBWH | Blackwater 132 - Ergon | Energy Queensland | Shoulder | Coincident | 2026 | POE10 | Operational-demand | NA | 12.7576
QLD | QBWH | Blackwater 132 - Ergon | Energy Queensland | Shoulder | Coincident | 2026 | POE50 | Operational-demand | NA | 11.827
QLD | QBWH | Blackwater 132 - Ergon | Energy Queensland | Shoulder | Non-coincident | 2026 | POE10 | Operational-demand | NA | 25.9704
QLD | QBWH | Blackwater 132 - Ergon | Energy Queensland | Shoulder | Coincident | 2027 | POE10 | Operational-demand | NA | 12.759
QLD | QBWH | Blackwater 132 - Ergon | Energy Queensland | Shoulder | Coincident | 2027 | POE50 | Operational-demand | NA | 11.8282
QLD | QBWH | Blackwater 132 - Ergon | Energy Queensland | Shoulder | Non-coincident | 2027 | POE10 | Operational-demand | NA | 25.9733
QLD | QBWH | Blackwater 132 - Ergon | Energy Queensland | Shoulder | Coincident | 2028 | POE10 | Operational-demand | NA | 12.7642
QLD | QBWH | Blackwater 132 - Ergon | Energy Queensland | Shoulder | Coincident | 2028 | POE50 | Operational-demand | NA | 11.8331
QLD | QBWH | Blackwater 132 - Ergon | Energy Queensland | Shoulder | Non-coincident | 2028 | POE10 | Operational-demand | NA | 25.9839
QLD | QBWH | Blackwater 132 - Ergon | Energy Queensland | Shoulder | Coincident | 2029 | POE10 | Operational-demand | NA | 12.7731
QLD | QBWH | Blackwater 132 - Ergon | Energy Queensland | Shoulder | Coincident | 2029 | POE50 | Operational-demand | NA | 11.8418
QLD | QBWH | Blackwater 132 - Ergon | Energy Queensland | Shoulder | Non-coincident | 2029 | POE10 | Operational-demand | NA | 26.002
QLD | QBWH | Blackwater 132 - Ergon | Energy Queensland | Shoulder | Coincident | 2030 | POE10 | Operational-demand | NA | 12.7837
QLD | QBWH | Blackwater 132 - Ergon | Energy Queensland | Shoulder | Coincident | 2030 | POE50 | Operational-demand | NA | 11.8521
QLD | QBWH | Blackwater 132 - Ergon | Energy Queensland | Shoulder | Non-coincident | 2030 | POE10 | Operational-demand | NA | 26.0236
QLD | QBWH | Blackwater 132 - Ergon | Energy Queensland | Summer | Non-coincident | 2019 | BASEYEARPOE10 | Operational-demand | NA | 18.7974
QLD | QBWH | Blackwater 132 - Ergon | Energy Queensland | Summer | Coincident | 2021 | POE10 | Operational-demand | NA | 14.6784
QLD | QBWH | Blackwater 132 - Ergon | Energy Queensland | Summer | Coincident | 2021 | POE50 | Operational-demand | NA | 13.6387
QLD | QBWH | Blackwater 132 - Ergon | Energy Queensland | Summer | Non-coincident | 2021 | POE10 | Operational-demand | NA | 27.2732
QLD | QBWH | Blackwater 132 - Ergon | Energy Queensland | Summer | Coincident | 2022 | POE10 | Operational-demand | NA | 14.6789
QLD | QBWH | Blackwater 132 - Ergon | Energy Queensland | Summer | Coincident | 2022 | POE50 | Operational-demand | NA | 13.6391
QLD | QBWH | Blackwater 132 - Ergon | Energy Queensland | Summer | Non-coincident | 2022 | POE10 | Operational-demand | NA | 27.274
QLD | QBWH | Blackwater 132 - Ergon | Energy Queensland | Summer | Coincident | 2023 | POE10 | Operational-demand | NA | 14.6809
QLD | QBWH | Blackwater 132 - Ergon | Energy Queensland | Summer | Coincident | 2023 | POE50 | Operational-demand | NA | 13.6409
QLD | QBWH | Blackwater 132 - Ergon | Energy Queensland | Summer | Non-coincident | 2023 | POE10 | Operational-demand | NA | 27.2778
QLD | QBWH | Blackwater 132 - Ergon | Energy Queensland | Summer | Coincident | 2024 | POE10 | Operational-demand | NA | 14.6816
QLD | QBWH | Blackwater 132 - Ergon | Energy Queensland | Summer | Coincident | 2024 | POE50 | Operational-demand | NA | 13.6414
QLD | QBWH | Blackwater 132 - Ergon | Energy Queensland | Summer | Non-coincident | 2024 | POE10 | Operational-demand | NA | 27.2791
QLD | QBWH | Blackwater 132 - Ergon | Energy Queensland | Summer | Coincident | 2025 | POE10 | Operational-demand | NA | 14.6811
QLD | QBWH | Blackwater 132 - Ergon | Energy Queensland | Summer | Coincident | 2025 | POE50 | Operational-demand | NA | 13.6408
QLD | QBWH | Blackwater 132 - Ergon | Energy Queensland | Summer | Non-coincident | 2025 | POE10 | Operational-demand | NA | 27.2782
QLD | QBWH | Blackwater 132 - Ergon | Energy Queensland | Summer | Coincident | 2026 | POE10 | Operational-demand | NA | 14.6809
QLD | QBWH | Blackwater 132 - Ergon | Energy Queensland | Summer | Coincident | 2026 | POE50 | Operational-demand | NA | 13.6403
QLD | QBWH | Blackwater 132 - Ergon | Energy Queensland | Summer | Non-coincident | 2026 | POE10 | Operational-demand | NA | 27.2777
QLD | QBWH | Blackwater 132 - Ergon | Energy Queensland | Summer | Coincident | 2027 | POE10 | Operational-demand | NA | 14.6833
QLD | QBWH | Blackwater 132 - Ergon | Energy Queensland | Summer | Coincident | 2027 | POE50 | Operational-demand | NA | 13.6423
QLD | QBWH | Blackwater 132 - Ergon | Energy Queensland | Summer | Non-coincident | 2027 | POE10 | Operational-demand | NA | 27.2822
QLD | QBWH | Blackwater 132 - Ergon | Energy Queensland | Summer | Coincident | 2028 | POE10 | Operational-demand | NA | 14.6898
QLD | QBWH | Blackwater 132 - Ergon | Energy Queensland | Summer | Coincident | 2028 | POE50 | Operational-demand | NA | 13.6484
QLD | QBWH | Blackwater 132 - Ergon | Energy Queensland | Summer | Non-coincident | 2028 | POE10 | Operational-demand | NA | 27.2944
QLD | QBWH | Blackwater 132 - Ergon | Energy Queensland | Summer | Coincident | 2029 | POE10 | Operational-demand | NA | 14.6999
QLD | QBWH | Blackwater 132 - Ergon | Energy Queensland | Summer | Coincident | 2029 | POE50 | Operational-demand | NA | 13.658
QLD | QBWH | Blackwater 132 - Ergon | Energy Queensland | Summer | Non-coincident | 2029 | POE10 | Operational-demand | NA | 27.3131
QLD | QBWH | Blackwater 132 - Ergon | Energy Queensland | Summer | Coincident | 2030 | POE10 | Operational-demand | NA | 14.7111
QLD | QBWH | Blackwater 132 - Ergon | Energy Queensland | Summer | Coincident | 2030 | POE50 | Operational-demand | NA | 13.6687
QLD | QBWH | Blackwater 132 - Ergon | Energy Queensland | Summer | Non-coincident | 2030 | POE10 | Operational-demand | NA | 27.3339
QLD | QBWH | Blackwater 132 - Ergon | Energy Queensland | Winter | Non-coincident | 2019 | BASEYEARPOE10 | Operational-demand | NA | 18.0713
QLD | QBWH | Blackwater 132 - Ergon | Energy Queensland | Winter | Coincident | 2020 | POE10 | Operational-demand | NA | 14.8294
QLD | QBWH | Blackwater 132 - Ergon | Energy Queensland | Winter | Coincident | 2020 | POE50 | Operational-demand | NA | 13.6618
QLD | QBWH | Blackwater 132 - Ergon | Energy Queensland | Winter | Non-coincident | 2020 | POE10 | Operational-demand | NA | 26.595
QLD | QBWH | Blackwater 132 - Ergon | Energy Queensland | Winter | Coincident | 2021 | POE10 | Operational-demand | NA | 14.828
QLD | QBWH | Blackwater 132 - Ergon | Energy Queensland | Winter | Coincident | 2021 | POE50 | Operational-demand | NA | 13.6606
QLD | QBWH | Blackwater 132 - Ergon | Energy Queensland | Winter | Non-coincident | 2021 | POE10 | Operational-demand | NA | 26.5925
QLD | QBWH | Blackwater 132 - Ergon | Energy Queensland | Winter | Coincident | 2022 | POE10 | Operational-demand | NA | 14.8295
QLD | QBWH | Blackwater 132 - Ergon | Energy Queensland | Winter | Coincident | 2022 | POE50 | Operational-demand | NA | 13.6618
QLD | QBWH | Blackwater 132 - Ergon | Energy Queensland | Winter | Non-coincident | 2022 | POE10 | Operational-demand | NA | 26.5952
QLD | QBWH | Blackwater 132 - Ergon | Energy Queensland | Winter | Coincident | 2023 | POE10 | Operational-demand | NA | 14.8306
QLD | QBWH | Blackwater 132 - Ergon | Energy Queensland | Winter | Coincident | 2023 | POE50 | Operational-demand | NA | 13.6627
QLD | QBWH | Blackwater 132 - Ergon | Energy Queensland | Winter | Non-coincident | 2023 | POE10 | Operational-demand | NA | 26.5972
QLD | QBWH | Blackwater 132 - Ergon | Energy Queensland | Winter | Coincident | 2024 | POE10 | Operational-demand | NA | 14.829
QLD | QBWH | Blackwater 132 - Ergon | Energy Queensland | Winter | Coincident | 2024 | POE50 | Operational-demand | NA | 13.6608
QLD | QBWH | Blackwater 132 - Ergon | Energy Queensland | Winter | Non-coincident | 2024 | POE10 | Operational-demand | NA | 26.5942
QLD | QBWH | Blackwater 132 - Ergon | Energy Queensland | Winter | Coincident | 2025 | POE10 | Operational-demand | NA | 14.8269
QLD | QBWH | Blackwater 132 - Ergon | Energy Queensland | Winter | Coincident | 2025 | POE50 | Operational-demand | NA | 13.6585
QLD | QBWH | Blackwater 132 - Ergon | Energy Queensland | Winter | Non-coincident | 2025 | POE10 | Operational-demand | NA | 26.5904
QLD | QBWH | Blackwater 132 - Ergon | Energy Queensland | Winter | Coincident | 2026 | POE10 | Operational-demand | NA | 14.8252
QLD | QBWH | Blackwater 132 - Ergon | Energy Queensland | Winter | Coincident | 2026 | POE50 | Operational-demand | NA | 13.6565
QLD | QBWH | Blackwater 132 - Ergon | Energy Queensland | Winter | Non-coincident | 2026 | POE10 | Operational-demand | NA | 26.5875
QLD | QBWH | Blackwater 132 - Ergon | Energy Queensland | Winter | Coincident | 2027 | POE10 | Operational-demand | NA | 14.8267
QLD | QBWH | Blackwater 132 - Ergon | Energy Queensland | Winter | Coincident | 2027 | POE50 | Operational-demand | NA | 13.6574
QLD | QBWH | Blackwater 132 - Ergon | Energy Queensland | Winter | Non-coincident | 2027 | POE10 | Operational-demand | NA | 26.5902
QLD | QBWH | Blackwater 132 - Ergon | Energy Queensland | Winter | Coincident | 2028 | POE10 | Operational-demand | NA | 14.833
QLD | QBWH | Blackwater 132 - Ergon | Energy Queensland | Winter | Coincident | 2028 | POE50 | Operational-demand | NA | 13.6631
QLD | QBWH | Blackwater 132 - Ergon | Energy Queensland | Winter | Non-coincident | 2028 | POE10 | Operational-demand | NA | 26.6014
QLD | QBWH | Blackwater 132 - Ergon | Energy Queensland | Winter | Coincident | 2029 | POE10 | Operational-demand | NA | 14.8415
QLD | QBWH | Blackwater 132 - Ergon | Energy Queensland | Winter | Coincident | 2029 | POE50 | Operational-demand | NA | 13.671
QLD | QBWH | Blackwater 132 - Ergon | Energy Queensland | Winter | Non-coincident | 2029 | POE10 | Operational-demand | NA | 26.6167
QLD | QBWL | Blackwater 66 | Energy Queensland | Shoulder | Coincident | 2017 | ACTUAL_OPG | Operational-demand | 76.8467 | 83.4529
QLD | QBWL | Blackwater 66 | Energy Queensland | Shoulder | Coincident | 2017 | ACTUAL_RAW | Operational-demand | 76.8467 | 83.4529
QLD | QBWL | Blackwater 66 | Energy Queensland | Shoulder | Non-coincident | 2017 | ACTUAL_RAW | Operational-demand | 43.8485 | 91.9206
QLD | QBWL | Blackwater 66 | Energy Queensland | Shoulder | Non-coincident | 2017 | ACTUAL_OPG | Operational-demand | 43.8485 | 91.9206
QLD | QBWL | Blackwater 66 | Energy Queensland | Shoulder | Non-coincident | 2017 | ACTUAL_ADJUSTEDOPG | Operational-demand | 43.8485 | 91.9206
QLD | QBWL | Blackwater 66 | Energy Queensland | Shoulder | Coincident | 2018 | ACTUAL_OPG | Operational-demand | 69.7786 | 73.4801
QLD | QBWL | Blackwater 66 | Energy Queensland | Shoulder | Coincident | 2018 | ACTUAL_RAW | Operational-demand | 69.7786 | 73.4801
QLD | QBWL | Blackwater 66 | Energy Queensland | Shoulder | Non-coincident | 2018 | ACTUAL_RAW | Operational-demand | 33.6826 | 93.6651
QLD | QBWL | Blackwater 66 | Energy Queensland | Shoulder | Non-coincident | 2018 | ACTUAL_OPG | Operational-demand | 33.6826 | 93.6651
QLD | QBWL | Blackwater 66 | Energy Queensland | Shoulder | Non-coincident | 2018 | ACTUAL_ADJUSTEDOPG | Operational-demand | 33.6826 | 93.6651
QLD | QBWL | Blackwater 66 | Energy Queensland | Shoulder | Coincident | 2019 | ACTUAL_OPG | Operational-demand | 82.7547 | 77.7739
QLD | QBWL | Blackwater 66 | Energy Queensland | Shoulder | Coincident | 2019 | ACTUAL_RAW | Operational-demand | 82.7547 | 77.7739
QLD | QBWL | Blackwater 66 | Energy Queensland | Shoulder | Non-coincident | 2019 | ACTUAL_RAW | Operational-demand | 21.3647 | 104.1966
QLD | QBWL | Blackwater 66 | Energy Queensland | Shoulder | Non-coincident | 2019 | ACTUAL_OPG | Operational-demand | 21.3647 | 104.1966
QLD | QBWL | Blackwater 66 | Energy Queensland | Shoulder | Non-coincident | 2019 | ACTUAL_ADJUSTEDOPG | Operational-demand | 21.3647 | 104.1966
QLD | QBWL | Blackwater 66 | Energy Queensland | Shoulder | Non-coincident | 2019 | BASEYEARPOE90 | Operational-demand | 41.5851 | NA
QLD | QBWL | Blackwater 66 | Energy Queensland | Shoulder | Non-coincident | 2019 | BASEYEARPOE50 | Operational-demand | 43.3947 | 92.5817
QLD | QBWL | Blackwater 66 | Energy Queensland | Shoulder | Coincident | 2020 | ACTUAL_OPG | Operational-demand | 69.8445 | 89.7651
QLD | QBWL | Blackwater 66 | Energy Queensland | Shoulder | Coincident | 2020 | ACTUAL_RAW | Operational-demand | 69.8445 | 89.7651
QLD | QBWL | Blackwater 66 | Energy Queensland | Shoulder | Non-coincident | 2020 | ACTUAL_RAW | Operational-demand | 14.5536 | 94.4112
QLD | QBWL | Blackwater 66 | Energy Queensland | Shoulder | Non-coincident | 2020 | ACTUAL_OPG | Operational-demand | 14.5536 | 94.4112
QLD | QBWL | Blackwater 66 | Energy Queensland | Shoulder | Non-coincident | 2020 | ACTUAL_ADJUSTEDOPG | Operational-demand | 14.5536 | 94.4112
QLD | QBWL | Blackwater 66 | Energy Queensland | Shoulder | Coincident_unreconciled | 2021 | POE90 | Operational-demand | 59.59 | NA
QLD | QBWL | Blackwater 66 | Energy Queensland | Shoulder | Coincident_unreconciled | 2021 | POE50 | Operational-demand | 70.1236 | NA
QLD | QBWL | Blackwater 66 | Energy Queensland | Shoulder | Non-coincident | 2021 | POE50 | Operational-demand | 20 | 96.0521
QLD | QBWL | Blackwater 66 | Energy Queensland | Shoulder | Non-coincident | 2021 | POE90 | Operational-demand | 18.1083 | NA
QLD | QBWL | Blackwater 66 | Energy Queensland | Shoulder | Coincident_unreconciled | 2022 | POE90 | Operational-demand | 57.8736 | NA
QLD | QBWL | Blackwater 66 | Energy Queensland | Shoulder | Coincident_unreconciled | 2022 | POE50 | Operational-demand | 68.412 | NA
QLD | QBWL | Blackwater 66 | Energy Queensland | Shoulder | Non-coincident | 2022 | POE50 | Operational-demand | 19.7504 | 96.057
QLD | QBWL | Blackwater 66 | Energy Queensland | Shoulder | Non-coincident | 2022 | POE90 | Operational-demand | 17.858 | NA
QLD | QBWL | Blackwater 66 | Energy Queensland | Shoulder | Coincident_unreconciled | 2023 | POE90 | Operational-demand | 56.4817 | NA
QLD | QBWL | Blackwater 66 | Energy Queensland | Shoulder | Coincident_unreconciled | 2023 | POE50 | Operational-demand | 67.0375 | NA
QLD | QBWL | Blackwater 66 | Energy Queensland | Shoulder | Non-coincident | 2023 | POE50 | Operational-demand | 19.55 | 96.0754
QLD | QBWL | Blackwater 66 | Energy Queensland | Shoulder | Non-coincident | 2023 | POE90 | Operational-demand | 17.6551 | NA
QLD | QBWL | Blackwater 66 | Energy Queensland | Shoulder | Coincident_unreconciled | 2024 | POE90 | Operational-demand | 55.541 | NA
QLD | QBWL | Blackwater 66 | Energy Queensland | Shoulder | Coincident_unreconciled | 2024 | POE50 | Operational-demand | 66.1131 | NA
QLD | QBWL | Blackwater 66 | Energy Queensland | Shoulder | Non-coincident | 2024 | POE50 | Operational-demand | 19.4152 | 96.0912
QLD | QBWL | Blackwater 66 | Energy Queensland | Shoulder | Non-coincident | 2024 | POE90 | Operational-demand | 17.5179 | NA
QLD | QBWL | Blackwater 66 | Energy Queensland | Shoulder | Coincident_unreconciled | 2025 | POE90 | Operational-demand | 54.7988 | NA
QLD | QBWL | Blackwater 66 | Energy Queensland | Shoulder | Coincident_unreconciled | 2025 | POE50 | Operational-demand | 65.3867 | NA
QLD | QBWL | Blackwater 66 | Energy Queensland | Shoulder | Non-coincident | 2025 | POE50 | Operational-demand | 19.3093 | 96.1045
QLD | QBWL | Blackwater 66 | Energy Queensland | Shoulder | Non-coincident | 2025 | POE90 | Operational-demand | 17.4097 | NA
QLD | QBWL | Blackwater 66 | Energy Queensland | Shoulder | Coincident_unreconciled | 2026 | POE90 | Operational-demand | 54.1301 | NA
QLD | QBWL | Blackwater 66 | Energy Queensland | Shoulder | Coincident_unreconciled | 2026 | POE50 | Operational-demand | 64.7347 | NA
QLD | QBWL | Blackwater 66 | Energy Queensland | Shoulder | Non-coincident | 2026 | POE50 | Operational-demand | 19.2143 | 99.1182
QLD | QBWL | Blackwater 66 | Energy Queensland | Shoulder | Non-coincident | 2026 | POE90 | Operational-demand | 17.3122 | NA
QLD | QBWL | Blackwater 66 | Energy Queensland | Shoulder | Coincident_unreconciled | 2027 | POE90 | Operational-demand | 53.5443 | NA
QLD | QBWL | Blackwater 66 | Energy Queensland | Shoulder | Coincident_unreconciled | 2027 | POE50 | Operational-demand | 64.18 | NA
QLD | QBWL | Blackwater 66 | Energy Queensland | Shoulder | Non-coincident | 2027 | POE50 | Operational-demand | 19.1334 | 102.1471
QLD | QBWL | Blackwater 66 | Energy Queensland | Shoulder | Non-coincident | 2027 | POE90 | Operational-demand | 17.2268 | NA
QLD | QBWL | Blackwater 66 | Energy Queensland | Shoulder | Coincident_unreconciled | 2028 | POE90 | Operational-demand | 53.0706 | NA
QLD | QBWL | Blackwater 66 | Energy Queensland | Shoulder | Coincident_unreconciled | 2028 | POE50 | Operational-demand | 63.7464 | NA
QLD | QBWL | Blackwater 66 | Energy Queensland | Shoulder | Non-coincident | 2028 | POE50 | Operational-demand | 19.0702 | 102.1857
QLD | QBWL | Blackwater 66 | Energy Queensland | Shoulder | Non-coincident | 2028 | POE90 | Operational-demand | 17.1577 | NA
QLD | QBWL | Blackwater 66 | Energy Queensland | Shoulder | Coincident_unreconciled | 2029 | POE90 | Operational-demand | 52.6864 | NA
QLD | QBWL | Blackwater 66 | Energy Queensland | Shoulder | Coincident_unreconciled | 2029 | POE50 | Operational-demand | 63.4033 | NA
QLD | QBWL | Blackwater 66 | Energy Queensland | Shoulder | Non-coincident | 2029 | POE50 | Operational-demand | 19.0201 | 102.2288
QLD | QBWL | Blackwater 66 | Energy Queensland | Shoulder | Non-coincident | 2029 | POE90 | Operational-demand | 17.1017 | NA
QLD | QBWL | Blackwater 66 | Energy Queensland | Shoulder | Coincident_unreconciled | 2030 | POE90 | Operational-demand | 52.4735 | NA
QLD | QBWL | Blackwater 66 | Energy Queensland | Shoulder | Coincident_unreconciled | 2030 | POE50 | Operational-demand | 63.2302 | NA
QLD | QBWL | Blackwater 66 | Energy Queensland | Shoulder | Non-coincident | 2030 | POE50 | Operational-demand | 18.9949 | 102.2716
QLD | QBWL | Blackwater 66 | Energy Queensland | Shoulder | Non-coincident | 2030 | POE90 | Operational-demand | 17.0707 | NA
QLD | QBWL | Blackwater 66 | Energy Queensland | Summer | Coincident | 2017 | ACTUAL_OPG | Operational-demand | 17.8694 | 92.9031
QLD | QBWL | Blackwater 66 | Energy Queensland | Summer | Coincident | 2017 | ACTUAL_RAW | Operational-demand | 17.8694 | 92.9031
QLD | QBWL | Blackwater 66 | Energy Queensland | Summer | Non-coincident | 2017 | ACTUAL_RAW | Operational-demand | 16.1367 | 106.8653
QLD | QBWL | Blackwater 66 | Energy Queensland | Summer | Non-coincident | 2017 | ACTUAL_OPG | Operational-demand | 16.1367 | 106.8653
QLD | QBWL | Blackwater 66 | Energy Queensland | Summer | Non-coincident | 2017 | ACTUAL_ADJUSTEDOPG | Operational-demand | 16.1367 | 106.8653
QLD | QBWL | Blackwater 66 | Energy Queensland | Summer | Coincident | 2018 | ACTUAL_OPG | Operational-demand | 62.8085 | 72.3038
QLD | QBWL | Blackwater 66 | Energy Queensland | Summer | Coincident | 2018 | ACTUAL_RAW | Operational-demand | 62.8085 | 72.3038
QLD | QBWL | Blackwater 66 | Energy Queensland | Summer | Non-coincident | 2018 | ACTUAL_RAW | Operational-demand | 24.6534 | 95.0039
QLD | QBWL | Blackwater 66 | Energy Queensland | Summer | Non-coincident | 2018 | ACTUAL_OPG | Operational-demand | 24.6534 | 95.0039
QLD | QBWL | Blackwater 66 | Energy Queensland | Summer | Non-coincident | 2018 | ACTUAL_ADJUSTEDOPG | Operational-demand | 24.6534 | 95.0039
QLD | QBWL | Blackwater 66 | Energy Queensland | Summer | Coincident | 2019 | ACTUAL_OPG | Operational-demand | 17.8413 | 69.1609
QLD | QBWL | Blackwater 66 | Energy Queensland | Summer | Coincident | 2019 | ACTUAL_RAW | Operational-demand | 17.8413 | 69.1609
QLD | QBWL | Blackwater 66 | Energy Queensland | Summer | Non-coincident | 2019 | ACTUAL_RAW | Operational-demand | 3.2396 | 100.6978
QLD | QBWL | Blackwater 66 | Energy Queensland | Summer | Non-coincident | 2019 | ACTUAL_OPG | Operational-demand | 3.2396 | 100.6978
QLD | QBWL | Blackwater 66 | Energy Queensland | Summer | Non-coincident | 2019 | ACTUAL_ADJUSTEDOPG | Operational-demand | 3.2396 | 100.6978
QLD | QBWL | Blackwater 66 | Energy Queensland | Summer | Non-coincident | 2019 | BASEYEARPOE90 | Operational-demand | 36.8733 | NA
QLD | QBWL | Blackwater 66 | Energy Queensland | Summer | Non-coincident | 2019 | BASEYEARPOE50 | Operational-demand | 39.1751 | 96.6795
QLD | QBWL | Blackwater 66 | Energy Queensland | Summer | Coincident | 2020 | ACTUAL_OPG | Operational-demand | 73.9857 | 66.2773
QLD | QBWL | Blackwater 66 | Energy Queensland | Summer | Coincident | 2020 | ACTUAL_RAW | Operational-demand | 73.9857 | 66.2773
QLD | QBWL | Blackwater 66 | Energy Queensland | Summer | Non-coincident | 2020 | ACTUAL_RAW | Operational-demand | 8.231 | 112.2677
QLD | QBWL | Blackwater 66 | Energy Queensland | Summer | Non-coincident | 2020 | ACTUAL_OPG | Operational-demand | 8.231 | 112.2677
QLD | QBWL | Blackwater 66 | Energy Queensland | Summer | Non-coincident | 2020 | ACTUAL_ADJUSTEDOPG | Operational-demand | 8.231 | 112.2677
QLD | QBWL | Blackwater 66 | Energy Queensland | Summer | Coincident_unreconciled | 2021 | POE90 | Operational-demand | 17.0824 | NA
QLD | QBWL | Blackwater 66 | Energy Queensland | Summer | Coincident_unreconciled | 2021 | POE50 | Operational-demand | 35.5913 | NA
QLD | QBWL | Blackwater 66 | Energy Queensland | Summer | Non-coincident | 2021 | POE50 | Operational-demand | 19.9515 | 105.0032
QLD | QBWL | Blackwater 66 | Energy Queensland | Summer | Non-coincident | 2021 | POE90 | Operational-demand | 16.7631 | NA
QLD | QBWL | Blackwater 66 | Energy Queensland | Summer | Coincident_unreconciled | 2022 | POE90 | Operational-demand | 17.0824 | NA
QLD | QBWL | Blackwater 66 | Energy Queensland | Summer | Coincident_unreconciled | 2022 | POE50 | Operational-demand | 35.5913 | NA
QLD | QBWL | Blackwater 66 | Energy Queensland | Summer | Non-coincident | 2022 | POE50 | Operational-demand | 19.9534 | 105.0121
QLD | QBWL | Blackwater 66 | Energy Queensland | Summer | Non-coincident | 2022 | POE90 | Operational-demand | 16.7647 | NA
QLD | QBWL | Blackwater 66 | Energy Queensland | Summer | Coincident_unreconciled | 2023 | POE90 | Operational-demand | 17.0824 | NA
QLD | QBWL | Blackwater 66 | Energy Queensland | Summer | Coincident_unreconciled | 2023 | POE50 | Operational-demand | 35.5913 | NA
QLD | QBWL | Blackwater 66 | Energy Queensland | Summer | Non-coincident | 2023 | POE50 | Operational-demand | 19.9621 | 105.0445
QLD | QBWL | Blackwater 66 | Energy Queensland | Summer | Non-coincident | 2023 | POE90 | Operational-demand | 16.7725 | NA
QLD | QBWL | Blackwater 66 | Energy Queensland | Summer | Coincident_unreconciled | 2024 | POE90 | Operational-demand | 17.0824 | NA
QLD | QBWL | Blackwater 66 | Energy Queensland | Summer | Coincident_unreconciled | 2024 | POE50 | Operational-demand | 35.5913 | NA
QLD | QBWL | Blackwater 66 | Energy Queensland | Summer | Non-coincident | 2024 | POE50 | Operational-demand | 19.9672 | 105.0724
QLD | QBWL | Blackwater 66 | Energy Queensland | Summer | Non-coincident | 2024 | POE90 | Operational-demand | 16.7767 | NA
QLD | QBWL | Blackwater 66 | Energy Queensland | Summer | Coincident_unreconciled | 2025 | POE90 | Operational-demand | 17.0824 | NA
QLD | QBWL | Blackwater 66 | Energy Queensland | Summer | Coincident_unreconciled | 2025 | POE50 | Operational-demand | 35.5913 | NA
QLD | QBWL | Blackwater 66 | Energy Queensland | Summer | Non-coincident | 2025 | POE50 | Operational-demand | 19.9689 | 105.0984
QLD | QBWL | Blackwater 66 | Energy Queensland | Summer | Non-coincident | 2025 | POE90 | Operational-demand | 16.7775 | NA
QLD | QBWL | Blackwater 66 | Energy Queensland | Summer | Coincident_unreconciled | 2026 | POE90 | Operational-demand | 17.0824 | NA
QLD | QBWL | Blackwater 66 | Energy Queensland | Summer | Coincident_unreconciled | 2026 | POE50 | Operational-demand | 35.5913 | NA
QLD | QBWL | Blackwater 66 | Energy Queensland | Summer | Non-coincident | 2026 | POE50 | Operational-demand | 19.9696 | 108.1305
QLD | QBWL | Blackwater 66 | Energy Queensland | Summer | Non-coincident | 2026 | POE90 | Operational-demand | 16.7774 | NA
QLD | QBWL | Blackwater 66 | Energy Queensland | Summer | Coincident_unreconciled | 2027 | POE90 | Operational-demand | 17.0824 | NA
QLD | QBWL | Blackwater 66 | Energy Queensland | Summer | Coincident_unreconciled | 2027 | POE50 | Operational-demand | 35.5913 | NA
QLD | QBWL | Blackwater 66 | Energy Queensland | Summer | Non-coincident | 2027 | POE50 | Operational-demand | 19.9767 | 111.2
QLD | QBWL | Blackwater 66 | Energy Queensland | Summer | Non-coincident | 2027 | POE90 | Operational-demand | 16.7828 | NA
QLD | QBWL | Blackwater 66 | Energy Queensland | Summer | Coincident_unreconciled | 2028 | POE90 | Operational-demand | 17.0824 | NA
QLD | QBWL | Blackwater 66 | Energy Queensland | Summer | Coincident_unreconciled | 2028 | POE50 | Operational-demand | 35.5913 | NA
QLD | QBWL | Blackwater 66 | Energy Queensland | Summer | Non-coincident | 2028 | POE50 | Operational-demand | 19.9876 | 111.2973
QLD | QBWL | Blackwater 66 | Energy Queensland | Summer | Non-coincident | 2028 | POE90 | Operational-demand | 16.7916 | NA
QLD | QBWL | Blackwater 66 | Energy Queensland | Summer | Coincident_unreconciled | 2029 | POE90 | Operational-demand | 17.0824 | NA
QLD | QBWL | Blackwater 66 | Energy Queensland | Summer | Coincident_unreconciled | 2029 | POE50 | Operational-demand | 35.5913 | NA
QLD | QBWL | Blackwater 66 | Energy Queensland | Summer | Non-coincident | 2029 | POE50 | Operational-demand | 20.0062 | 111.4126
QLD | QBWL | Blackwater 66 | Energy Queensland | Summer | Non-coincident | 2029 | POE90 | Operational-demand | 16.808 | NA
QLD | QBWL | Blackwater 66 | Energy Queensland | Summer | Coincident_unreconciled | 2030 | POE90 | Operational-demand | 17.0824 | NA
QLD | QBWL | Blackwater 66 | Energy Queensland | Summer | Coincident_unreconciled | 2030 | POE50 | Operational-demand | 35.5913 | NA
QLD | QBWL | Blackwater 66 | Energy Queensland | Summer | Non-coincident | 2030 | POE50 | Operational-demand | 20.0246 | 111.5358
QLD | QBWL | Blackwater 66 | Energy Queensland | Summer | Non-coincident | 2030 | POE90 | Operational-demand | 16.8243 | NA
QLD | QBWL | Blackwater 66 | Energy Queensland | Winter | Coincident | 2016 | ACTUAL_OPG | Operational-demand | 78.4876 | 82.4784
QLD | QBWL | Blackwater 66 | Energy Queensland | Winter | Coincident | 2016 | ACTUAL_RAW | Operational-demand | 78.4876 | 82.4784
QLD | QBWL | Blackwater 66 | Energy Queensland | Winter | Non-coincident | 2016 | ACTUAL_RAW | Operational-demand | 41.8622 | 97.1631
QLD | QBWL | Blackwater 66 | Energy Queensland | Winter | Non-coincident | 2016 | ACTUAL_OPG | Operational-demand | 41.8622 | 97.1631
QLD | QBWL | Blackwater 66 | Energy Queensland | Winter | Non-coincident | 2016 | ACTUAL_ADJUSTEDOPG | Operational-demand | 41.8622 | 97.1631
QLD | QBWL | Blackwater 66 | Energy Queensland | Winter | Coincident | 2017 | ACTUAL_OPG | Operational-demand | 73.4563 | 70.4819
QLD | QBWL | Blackwater 66 | Energy Queensland | Winter | Coincident | 2017 | ACTUAL_RAW | Operational-demand | 73.4563 | 70.4819
QLD | QBWL | Blackwater 66 | Energy Queensland | Winter | Non-coincident | 2017 | ACTUAL_RAW | Operational-demand | 37.6369 | 99.8023
QLD | QBWL | Blackwater 66 | Energy Queensland | Winter | Non-coincident | 2017 | ACTUAL_OPG | Operational-demand | 37.6369 | 99.8023
QLD | QBWL | Blackwater 66 | Energy Queensland | Winter | Non-coincident | 2017 | ACTUAL_ADJUSTEDOPG | Operational-demand | 37.6369 | 99.8023
QLD | QBWL | Blackwater 66 | Energy Queensland | Winter | Coincident | 2018 | ACTUAL_OPG | Operational-demand | 67.4444 | 72.7597
QLD | QBWL | Blackwater 66 | Energy Queensland | Winter | Coincident | 2018 | ACTUAL_RAW | Operational-demand | 67.4444 | 72.7597
QLD | QBWL | Blackwater 66 | Energy Queensland | Winter | Non-coincident | 2018 | ACTUAL_RAW | Operational-demand | 42.4219 | 108.4274
QLD | QBWL | Blackwater 66 | Energy Queensland | Winter | Non-coincident | 2018 | ACTUAL_OPG | Operational-demand | 42.4219 | 108.4274
QLD | QBWL | Blackwater 66 | Energy Queensland | Winter | Non-coincident | 2018 | ACTUAL_ADJUSTEDOPG | Operational-demand | 42.4219 | 108.4274
QLD | QBWL | Blackwater 66 | Energy Queensland | Winter | Coincident | 2019 | ACTUAL_OPG | Operational-demand | 46.0083 | 79.4611
QLD | QBWL | Blackwater 66 | Energy Queensland | Winter | Coincident | 2019 | ACTUAL_RAW | Operational-demand | 46.0083 | 79.4611
QLD | QBWL | Blackwater 66 | Energy Queensland | Winter | Non-coincident | 2019 | ACTUAL_RAW | Operational-demand | 22.4608 | 89.394
QLD | QBWL | Blackwater 66 | Energy Queensland | Winter | Non-coincident | 2019 | ACTUAL_OPG | Operational-demand | 22.4608 | 89.394
QLD | QBWL | Blackwater 66 | Energy Queensland | Winter | Non-coincident | 2019 | ACTUAL_ADJUSTEDOPG | Operational-demand | 22.4608 | 89.394
QLD | QBWL | Blackwater 66 | Energy Queensland | Winter | Non-coincident | 2019 | BASEYEARPOE90 | Operational-demand | 41.3342 | NA
QLD | QBWL | Blackwater 66 | Energy Queensland | Winter | Non-coincident | 2019 | BASEYEARPOE50 | Operational-demand | 43.3264 | 100.0393
QLD | QBWL | Blackwater 66 | Energy Queensland | Winter | Coincident_unreconciled | 2020 | POE50 | Operational-demand | 55.045 | NA
QLD | QBWL | Blackwater 66 | Energy Queensland | Winter | Coincident_unreconciled | 2020 | POE90 | Operational-demand | 51.7882 | NA
QLD | QBWL | Blackwater 66 | Energy Queensland | Winter | Non-coincident | 2020 | POE50 | Operational-demand | 42.9579 | 100.3363
QLD | QBWL | Blackwater 66 | Energy Queensland | Winter | Non-coincident | 2020 | POE90 | Operational-demand | 41.7606 | NA
QLD | QBWL | Blackwater 66 | Energy Queensland | Winter | Coincident_unreconciled | 2021 | POE50 | Operational-demand | 54.3744 | NA
QLD | QBWL | Blackwater 66 | Energy Queensland | Winter | Coincident_unreconciled | 2021 | POE90 | Operational-demand | 51.1217 | NA
QLD | QBWL | Blackwater 66 | Energy Queensland | Winter | Non-coincident | 2021 | POE50 | Operational-demand | 42.7114 | 100.3152
QLD | QBWL | Blackwater 66 | Energy Queensland | Winter | Non-coincident | 2021 | POE90 | Operational-demand | 41.5156 | NA
QLD | QBWL | Blackwater 66 | Energy Queensland | Winter | Coincident_unreconciled | 2022 | POE50 | Operational-demand | 53.7423 | NA
QLD | QBWL | Blackwater 66 | Energy Queensland | Winter | Coincident_unreconciled | 2022 | POE90 | Operational-demand | 50.4825 | NA
QLD | QBWL | Blackwater 66 | Energy Queensland | Winter | Non-coincident | 2022 | POE50 | Operational-demand | 42.479 | 100.35
QLD | QBWL | Blackwater 66 | Energy Queensland | Winter | Non-coincident | 2022 | POE90 | Operational-demand | 41.2806 | NA
QLD | QBWL | Blackwater 66 | Energy Queensland | Winter | Coincident_unreconciled | 2023 | POE50 | Operational-demand | 53.3135 | NA
QLD | QBWL | Blackwater 66 | Energy Queensland | Winter | Coincident_unreconciled | 2023 | POE90 | Operational-demand | 50.0466 | NA
QLD | QBWL | Blackwater 66 | Energy Queensland | Winter | Non-coincident | 2023 | POE50 | Operational-demand | 42.3214 | 100.3842
QLD | QBWL | Blackwater 66 | Energy Queensland | Winter | Non-coincident | 2023 | POE90 | Operational-demand | 41.1204 | NA
QLD | QBWL | Blackwater 66 | Energy Queensland | Winter | Coincident_unreconciled | 2024 | POE50 | Operational-demand | 53.0136 | NA
QLD | QBWL | Blackwater 66 | Energy Queensland | Winter | Coincident_unreconciled | 2024 | POE90 | Operational-demand | 49.7403 | NA
QLD | QBWL | Blackwater 66 | Energy Queensland | Winter | Non-coincident | 2024 | POE50 | Operational-demand | 42.2111 | 100.4123
QLD | QBWL | Blackwater 66 | Energy Queensland | Winter | Non-coincident | 2024 | POE90 | Operational-demand | 41.0078 | NA
QLD | QBWL | Blackwater 66 | Energy Queensland | Winter | Coincident_unreconciled | 2025 | POE50 | Operational-demand | 52.7499 | NA
QLD | QBWL | Blackwater 66 | Energy Queensland | Winter | Coincident_unreconciled | 2025 | POE90 | Operational-demand | 49.47 | NA
QLD | QBWL | Blackwater 66 | Energy Queensland | Winter | Non-coincident | 2025 | POE50 | Operational-demand | 42.1142 | 100.44
QLD | QBWL | Blackwater 66 | Energy Queensland | Winter | Non-coincident | 2025 | POE90 | Operational-demand | 40.9084 | NA
QLD | QBWL | Blackwater 66 | Energy Queensland | Winter | Coincident_unreconciled | 2026 | POE50 | Operational-demand | 52.514 | NA
QLD | QBWL | Blackwater 66 | Energy Queensland | Winter | Coincident_unreconciled | 2026 | POE90 | Operational-demand | 49.2262 | NA
QLD | QBWL | Blackwater 66 | Energy Queensland | Winter | Non-coincident | 2026 | POE50 | Operational-demand | 42.0275 | 103.4744
QLD | QBWL | Blackwater 66 | Energy Queensland | Winter | Non-coincident | 2026 | POE90 | Operational-demand | 40.8188 | NA
QLD | QBWL | Blackwater 66 | Energy Queensland | Winter | Coincident_unreconciled | 2027 | POE50 | Operational-demand | 52.3224 | NA
QLD | QBWL | Blackwater 66 | Energy Queensland | Winter | Coincident_unreconciled | 2027 | POE90 | Operational-demand | 49.0179 | NA
QLD | QBWL | Blackwater 66 | Energy Queensland | Winter | Non-coincident | 2027 | POE50 | Operational-demand | 41.957 | 106.5527
QLD | QBWL | Blackwater 66 | Energy Queensland | Winter | Non-coincident | 2027 | POE90 | Operational-demand | 40.7422 | NA
QLD | QBWL | Blackwater 66 | Energy Queensland | Winter | Coincident_unreconciled | 2028 | POE50 | Operational-demand | 52.1857 | NA
QLD | QBWL | Blackwater 66 | Energy Queensland | Winter | Coincident_unreconciled | 2028 | POE90 | Operational-demand | 48.8649 | NA
QLD | QBWL | Blackwater 66 | Energy Queensland | Winter | Non-coincident | 2028 | POE50 | Operational-demand | 41.9068 | 106.6296
QLD | QBWL | Blackwater 66 | Energy Queensland | Winter | Non-coincident | 2028 | POE90 | Operational-demand | 40.686 | NA
QLD | QBWL | Blackwater 66 | Energy Queensland | Winter | Coincident_unreconciled | 2029 | POE50 | Operational-demand | 52.0663 | NA
QLD | QBWL | Blackwater 66 | Energy Queensland | Winter | Coincident_unreconciled | 2029 | POE90 | Operational-demand | 48.7282 | NA
QLD | QBWL | Blackwater 66 | Energy Queensland | Winter | Non-coincident | 2029 | POE50 | Operational-demand | 41.8629 | 106.7217
QLD | QBWL | Blackwater 66 | Energy Queensland | Winter | Non-coincident | 2029 | POE90 | Operational-demand | 40.6357 | NA
QLD | QBWL | Blackwater 66 | Energy Queensland | Shoulder | Non-coincident | 2019 | BASEYEARPOE10 | Operational-demand | NA | 94.7103
QLD | QBWL | Blackwater 66 | Energy Queensland | Shoulder | Coincident | 2021 | POE10 | Operational-demand | NA | 77.3866
QLD | QBWL | Blackwater 66 | Energy Queensland | Shoulder | Coincident | 2021 | POE50 | Operational-demand | NA | 76.7846
QLD | QBWL | Blackwater 66 | Energy Queensland | Shoulder | Non-coincident | 2021 | POE10 | Operational-demand | NA | 99.3811
QLD | QBWL | Blackwater 66 | Energy Queensland | Shoulder | Coincident | 2022 | POE10 | Operational-demand | NA | 77.3932
QLD | QBWL | Blackwater 66 | Energy Queensland | Shoulder | Coincident | 2022 | POE50 | Operational-demand | NA | 76.7908
QLD | QBWL | Blackwater 66 | Energy Queensland | Shoulder | Non-coincident | 2022 | POE10 | Operational-demand | NA | 99.3862
QLD | QBWL | Blackwater 66 | Energy Queensland | Shoulder | Coincident | 2023 | POE10 | Operational-demand | NA | 77.4177
QLD | QBWL | Blackwater 66 | Energy Queensland | Shoulder | Coincident | 2023 | POE50 | Operational-demand | NA | 76.8138
QLD | QBWL | Blackwater 66 | Energy Queensland | Shoulder | Non-coincident | 2023 | POE10 | Operational-demand | NA | 99.4055
QLD | QBWL | Blackwater 66 | Energy Queensland | Shoulder | Coincident | 2024 | POE10 | Operational-demand | NA | 77.4387
QLD | QBWL | Blackwater 66 | Energy Queensland | Shoulder | Coincident | 2024 | POE50 | Operational-demand | NA | 76.8333
QLD | QBWL | Blackwater 66 | Energy Queensland | Shoulder | Non-coincident | 2024 | POE10 | Operational-demand | NA | 99.4221
QLD | QBWL | Blackwater 66 | Energy Queensland | Shoulder | Coincident | 2025 | POE10 | Operational-demand | NA | 77.4583
QLD | QBWL | Blackwater 66 | Energy Queensland | Shoulder | Coincident | 2025 | POE50 | Operational-demand | NA | 76.8515
QLD | QBWL | Blackwater 66 | Energy Queensland | Shoulder | Non-coincident | 2025 | POE10 | Operational-demand | NA | 99.4362
QLD | QBWL | Blackwater 66 | Energy Queensland | Shoulder | Coincident | 2026 | POE10 | Operational-demand | NA | 79.9647
QLD | QBWL | Blackwater 66 | Energy Queensland | Shoulder | Coincident | 2026 | POE50 | Operational-demand | NA | 79.3564
QLD | QBWL | Blackwater 66 | Energy Queensland | Shoulder | Non-coincident | 2026 | POE10 | Operational-demand | NA | 102.4507
QLD | QBWL | Blackwater 66 | Energy Queensland | Shoulder | Coincident | 2027 | POE10 | Operational-demand | NA | 82.5006
QLD | QBWL | Blackwater 66 | Energy Queensland | Shoulder | Coincident | 2027 | POE50 | Operational-demand | NA | 81.8895
QLD | QBWL | Blackwater 66 | Energy Queensland | Shoulder | Non-coincident | 2027 | POE10 | Operational-demand | NA | 105.4811
QLD | QBWL | Blackwater 66 | Energy Queensland | Shoulder | Coincident | 2028 | POE10 | Operational-demand | NA | 82.5773
QLD | QBWL | Blackwater 66 | Energy Queensland | Shoulder | Coincident | 2028 | POE50 | Operational-demand | NA | 81.9626
QLD | QBWL | Blackwater 66 | Energy Queensland | Shoulder | Non-coincident | 2028 | POE10 | Operational-demand | NA | 105.5217
QLD | QBWL | Blackwater 66 | Energy Queensland | Shoulder | Coincident | 2029 | POE10 | Operational-demand | NA | 82.6696
QLD | QBWL | Blackwater 66 | Energy Queensland | Shoulder | Coincident | 2029 | POE50 | Operational-demand | NA | 82.0512
QLD | QBWL | Blackwater 66 | Energy Queensland | Shoulder | Non-coincident | 2029 | POE10 | Operational-demand | NA | 105.567
QLD | QBWL | Blackwater 66 | Energy Queensland | Shoulder | Coincident | 2030 | POE10 | Operational-demand | NA | 82.7698
QLD | QBWL | Blackwater 66 | Energy Queensland | Shoulder | Coincident | 2030 | POE50 | Operational-demand | NA | 82.1477
QLD | QBWL | Blackwater 66 | Energy Queensland | Shoulder | Non-coincident | 2030 | POE10 | Operational-demand | NA | 105.6117
QLD | QBWL | Blackwater 66 | Energy Queensland | Summer | Non-coincident | 2019 | BASEYEARPOE10 | Operational-demand | NA | 98.7958
QLD | QBWL | Blackwater 66 | Energy Queensland | Summer | Coincident | 2021 | POE10 | Operational-demand | NA | 69.3647
QLD | QBWL | Blackwater 66 | Energy Queensland | Summer | Coincident | 2021 | POE50 | Operational-demand | NA | 68.3865
QLD | QBWL | Blackwater 66 | Energy Queensland | Summer | Non-coincident | 2021 | POE10 | Operational-demand | NA | 106.3877
QLD | QBWL | Blackwater 66 | Energy Queensland | Summer | Coincident | 2022 | POE10 | Operational-demand | NA | 69.3715
QLD | QBWL | Blackwater 66 | Energy Queensland | Summer | Coincident | 2022 | POE50 | Operational-demand | NA | 68.3928
QLD | QBWL | Blackwater 66 | Energy Queensland | Summer | Non-coincident | 2022 | POE10 | Operational-demand | NA | 106.3973
QLD | QBWL | Blackwater 66 | Energy Queensland | Summer | Coincident | 2023 | POE10 | Operational-demand | NA | 69.3962
QLD | QBWL | Blackwater 66 | Energy Queensland | Summer | Coincident | 2023 | POE50 | Operational-demand | NA | 68.4157
QLD | QBWL | Blackwater 66 | Energy Queensland | Summer | Non-coincident | 2023 | POE10 | Operational-demand | NA | 106.4322
QLD | QBWL | Blackwater 66 | Energy Queensland | Summer | Coincident | 2024 | POE10 | Operational-demand | NA | 69.4176
QLD | QBWL | Blackwater 66 | Energy Queensland | Summer | Coincident | 2024 | POE50 | Operational-demand | NA | 68.4354
QLD | QBWL | Blackwater 66 | Energy Queensland | Summer | Non-coincident | 2024 | POE10 | Operational-demand | NA | 106.4626
QLD | QBWL | Blackwater 66 | Energy Queensland | Summer | Coincident | 2025 | POE10 | Operational-demand | NA | 69.4377
QLD | QBWL | Blackwater 66 | Energy Queensland | Summer | Coincident | 2025 | POE50 | Operational-demand | NA | 68.4537
QLD | QBWL | Blackwater 66 | Energy Queensland | Summer | Non-coincident | 2025 | POE10 | Operational-demand | NA | 106.4909
QLD | QBWL | Blackwater 66 | Energy Queensland | Summer | Coincident | 2026 | POE10 | Operational-demand | NA | 71.5817
QLD | QBWL | Blackwater 66 | Energy Queensland | Summer | Coincident | 2026 | POE50 | Operational-demand | NA | 70.5961
QLD | QBWL | Blackwater 66 | Energy Queensland | Summer | Non-coincident | 2026 | POE10 | Operational-demand | NA | 109.5255
QLD | QBWL | Blackwater 66 | Energy Queensland | Summer | Coincident | 2027 | POE10 | Operational-demand | NA | 73.7537
QLD | QBWL | Blackwater 66 | Energy Queensland | Summer | Coincident | 2027 | POE50 | Operational-demand | NA | 72.7648
QLD | QBWL | Blackwater 66 | Energy Queensland | Summer | Non-coincident | 2027 | POE10 | Operational-demand | NA | 112.5997
QLD | QBWL | Blackwater 66 | Energy Queensland | Summer | Coincident | 2028 | POE10 | Operational-demand | NA | 73.8266
QLD | QBWL | Blackwater 66 | Energy Queensland | Summer | Coincident | 2028 | POE50 | Operational-demand | NA | 72.8335
QLD | QBWL | Blackwater 66 | Energy Queensland | Summer | Non-coincident | 2028 | POE10 | Operational-demand | NA | 112.7029
QLD | QBWL | Blackwater 66 | Energy Queensland | Summer | Coincident | 2029 | POE10 | Operational-demand | NA | 73.9125
QLD | QBWL | Blackwater 66 | Energy Queensland | Summer | Coincident | 2029 | POE50 | Operational-demand | NA | 72.915
QLD | QBWL | Blackwater 66 | Energy Queensland | Summer | Non-coincident | 2029 | POE10 | Operational-demand | NA | 112.8244
QLD | QBWL | Blackwater 66 | Energy Queensland | Summer | Coincident | 2030 | POE10 | Operational-demand | NA | 74.0037
QLD | QBWL | Blackwater 66 | Energy Queensland | Summer | Coincident | 2030 | POE50 | Operational-demand | NA | 73.002
QLD | QBWL | Blackwater 66 | Energy Queensland | Summer | Non-coincident | 2030 | POE10 | Operational-demand | NA | 112.9535
QLD | QBWL | Blackwater 66 | Energy Queensland | Winter | Non-coincident | 2019 | BASEYEARPOE10 | Operational-demand | NA | 103.514
QLD | QBWL | Blackwater 66 | Energy Queensland | Winter | Coincident | 2020 | POE10 | Operational-demand | NA | 75.0707
QLD | QBWL | Blackwater 66 | Energy Queensland | Winter | Coincident | 2020 | POE50 | Operational-demand | NA | 74.4018
QLD | QBWL | Blackwater 66 | Energy Queensland | Winter | Non-coincident | 2020 | POE10 | Operational-demand | NA | 102.271
QLD | QBWL | Blackwater 66 | Energy Queensland | Winter | Coincident | 2021 | POE10 | Operational-demand | NA | 75.0549
QLD | QBWL | Blackwater 66 | Energy Queensland | Winter | Coincident | 2021 | POE50 | Operational-demand | NA | 74.3872
QLD | QBWL | Blackwater 66 | Energy Queensland | Winter | Non-coincident | 2021 | POE10 | Operational-demand | NA | 102.2483
QLD | QBWL | Blackwater 66 | Energy Queensland | Winter | Coincident | 2022 | POE10 | Operational-demand | NA | 75.0814
QLD | QBWL | Blackwater 66 | Energy Queensland | Winter | Coincident | 2022 | POE50 | Operational-demand | NA | 74.4116
QLD | QBWL | Blackwater 66 | Energy Queensland | Winter | Non-coincident | 2022 | POE10 | Operational-demand | NA | 102.2859
QLD | QBWL | Blackwater 66 | Energy Queensland | Winter | Coincident | 2023 | POE10 | Operational-demand | NA | 75.1073
QLD | QBWL | Blackwater 66 | Energy Queensland | Winter | Coincident | 2023 | POE50 | Operational-demand | NA | 74.4356
QLD | QBWL | Blackwater 66 | Energy Queensland | Winter | Non-coincident | 2023 | POE10 | Operational-demand | NA | 102.3227
QLD | QBWL | Blackwater 66 | Energy Queensland | Winter | Coincident | 2024 | POE10 | Operational-demand | NA | 75.1283
QLD | QBWL | Blackwater 66 | Energy Queensland | Winter | Coincident | 2024 | POE50 | Operational-demand | NA | 74.4548
QLD | QBWL | Blackwater 66 | Energy Queensland | Winter | Non-coincident | 2024 | POE10 | Operational-demand | NA | 102.3533
QLD | QBWL | Blackwater 66 | Energy Queensland | Winter | Coincident | 2025 | POE10 | Operational-demand | NA | 75.1512
QLD | QBWL | Blackwater 66 | Energy Queensland | Winter | Coincident | 2025 | POE50 | Operational-demand | NA | 74.4758
QLD | QBWL | Blackwater 66 | Energy Queensland | Winter | Non-coincident | 2025 | POE10 | Operational-demand | NA | 102.3835
QLD | QBWL | Blackwater 66 | Energy Queensland | Winter | Coincident | 2026 | POE10 | Operational-demand | NA | 77.4545
QLD | QBWL | Blackwater 66 | Energy Queensland | Winter | Coincident | 2026 | POE50 | Operational-demand | NA | 76.777
QLD | QBWL | Blackwater 66 | Energy Queensland | Winter | Non-coincident | 2026 | POE10 | Operational-demand | NA | 105.4209
QLD | QBWL | Blackwater 66 | Energy Queensland | Winter | Coincident | 2027 | POE10 | Operational-demand | NA | 79.8005
QLD | QBWL | Blackwater 66 | Energy Queensland | Winter | Coincident | 2027 | POE50 | Operational-demand | NA | 79.1183
QLD | QBWL | Blackwater 66 | Energy Queensland | Winter | Non-coincident | 2027 | POE10 | Operational-demand | NA | 108.5056
QLD | QBWL | Blackwater 66 | Energy Queensland | Winter | Coincident | 2028 | POE10 | Operational-demand | NA | 79.8827
QLD | QBWL | Blackwater 66 | Energy Queensland | Winter | Coincident | 2028 | POE50 | Operational-demand | NA | 79.196
QLD | QBWL | Blackwater 66 | Energy Queensland | Winter | Non-coincident | 2028 | POE10 | Operational-demand | NA | 108.5887
QLD | QBWL | Blackwater 66 | Energy Queensland | Winter | Coincident | 2029 | POE10 | Operational-demand | NA | 79.9853
QLD | QBWL | Blackwater 66 | Energy Queensland | Winter | Coincident | 2029 | POE50 | Operational-demand | NA | 79.2938
QLD | QBWL | Blackwater 66 | Energy Queensland | Winter | Non-coincident | 2029 | POE10 | Operational-demand | NA | 108.6874
QLD | QCARQGST | Gladstone Mesh | Energy Queensland | Shoulder | Coincident | 2017 | ACTUAL_OPG | Operational-demand | 35.9185 | 63.4921
QLD | QCARQGST | Gladstone Mesh | Energy Queensland | Shoulder | Coincident | 2017 | ACTUAL_RAW | Operational-demand | 35.9185 | 63.4921
QLD | QCARQGST | Gladstone Mesh | Energy Queensland | Shoulder | Non-coincident | 2017 | ACTUAL_RAW | Operational-demand | 25.2874 | 73.9578
QLD | QCARQGST | Gladstone Mesh | Energy Queensland | Shoulder | Non-coincident | 2017 | ACTUAL_OPG | Operational-demand | 25.2874 | 73.9578
QLD | QCARQGST | Gladstone Mesh | Energy Queensland | Shoulder | Non-coincident | 2017 | ACTUAL_ADJUSTEDOPG | Operational-demand | 26.1457 | 73.9578
QLD | QCARQGST | Gladstone Mesh | Energy Queensland | Shoulder | Coincident | 2018 | ACTUAL_OPG | Operational-demand | 45.7239 | 59.864
QLD | QCARQGST | Gladstone Mesh | Energy Queensland | Shoulder | Coincident | 2018 | ACTUAL_RAW | Operational-demand | 45.7239 | 59.864
QLD | QCARQGST | Gladstone Mesh | Energy Queensland | Shoulder | Non-coincident | 2018 | ACTUAL_RAW | Operational-demand | 22.9521 | 77.5771
QLD | QCARQGST | Gladstone Mesh | Energy Queensland | Shoulder | Non-coincident | 2018 | ACTUAL_OPG | Operational-demand | 22.9521 | 77.5771
QLD | QCARQGST | Gladstone Mesh | Energy Queensland | Shoulder | Non-coincident | 2018 | ACTUAL_ADJUSTEDOPG | Operational-demand | 22.9521 | 77.5771
QLD | QCARQGST | Gladstone Mesh | Energy Queensland | Shoulder | Coincident | 2019 | ACTUAL_OPG | Operational-demand | 40.5998 | 58.9839
QLD | QCARQGST | Gladstone Mesh | Energy Queensland | Shoulder | Coincident | 2019 | ACTUAL_RAW | Operational-demand | 40.5998 | 58.9839
QLD | QCARQGST | Gladstone Mesh | Energy Queensland | Shoulder | Non-coincident | 2019 | ACTUAL_RAW | Operational-demand | 20.9763 | 77.3611
QLD | QCARQGST | Gladstone Mesh | Energy Queensland | Shoulder | Non-coincident | 2019 | ACTUAL_OPG | Operational-demand | 20.9763 | 77.3611
QLD | QCARQGST | Gladstone Mesh | Energy Queensland | Shoulder | Non-coincident | 2019 | ACTUAL_ADJUSTEDOPG | Operational-demand | 20.9763 | 77.3611
QLD | QCARQGST | Gladstone Mesh | Energy Queensland | Shoulder | Non-coincident | 2019 | BASEYEARPOE90 | Operational-demand | 23.4475 | NA
QLD | QCARQGST | Gladstone Mesh | Energy Queensland | Shoulder | Non-coincident | 2019 | BASEYEARPOE50 | Operational-demand | 24.9769 | 76.0862
QLD | QCARQGST | Gladstone Mesh | Energy Queensland | Shoulder | Coincident | 2020 | ACTUAL_OPG | Operational-demand | 32.9994 | 67.1151
QLD | QCARQGST | Gladstone Mesh | Energy Queensland | Shoulder | Coincident | 2020 | ACTUAL_RAW | Operational-demand | 32.9994 | 67.1151
QLD | QCARQGST | Gladstone Mesh | Energy Queensland | Shoulder | Non-coincident | 2020 | ACTUAL_RAW | Operational-demand | 19.2989 | 74.6687
QLD | QCARQGST | Gladstone Mesh | Energy Queensland | Shoulder | Non-coincident | 2020 | ACTUAL_OPG | Operational-demand | 19.2989 | 74.6687
QLD | QCARQGST | Gladstone Mesh | Energy Queensland | Shoulder | Non-coincident | 2020 | ACTUAL_ADJUSTEDOPG | Operational-demand | 19.2989 | 74.6687
QLD | QCARQGST | Gladstone Mesh | Energy Queensland | Shoulder | Coincident_unreconciled | 2021 | POE50 | Operational-demand | 40.3013 | NA
QLD | QCARQGST | Gladstone Mesh | Energy Queensland | Shoulder | Coincident_unreconciled | 2021 | POE90 | Operational-demand | 36.0223 | NA
QLD | QCARQGST | Gladstone Mesh | Energy Queensland | Shoulder | Non-coincident | 2021 | POE50 | Operational-demand | 20 | 76.2587
QLD | QCARQGST | Gladstone Mesh | Energy Queensland | Shoulder | Non-coincident | 2021 | POE90 | Operational-demand | 18.4313 | NA
QLD | QCARQGST | Gladstone Mesh | Energy Queensland | Shoulder | Coincident_unreconciled | 2022 | POE50 | Operational-demand | 39.7518 | NA
QLD | QCARQGST | Gladstone Mesh | Energy Queensland | Shoulder | Coincident_unreconciled | 2022 | POE90 | Operational-demand | 35.4554 | NA
QLD | QCARQGST | Gladstone Mesh | Energy Queensland | Shoulder | Non-coincident | 2022 | POE50 | Operational-demand | 19.7985 | 76.556
QLD | QCARQGST | Gladstone Mesh | Energy Queensland | Shoulder | Non-coincident | 2022 | POE90 | Operational-demand | 18.2234 | NA
QLD | QCARQGST | Gladstone Mesh | Energy Queensland | Shoulder | Coincident_unreconciled | 2023 | POE50 | Operational-demand | 39.2876 | NA
QLD | QCARQGST | Gladstone Mesh | Energy Queensland | Shoulder | Coincident_unreconciled | 2023 | POE90 | Operational-demand | 34.9657 | NA
QLD | QCARQGST | Gladstone Mesh | Energy Queensland | Shoulder | Non-coincident | 2023 | POE50 | Operational-demand | 19.6284 | 77.0068
QLD | QCARQGST | Gladstone Mesh | Energy Queensland | Shoulder | Non-coincident | 2023 | POE90 | Operational-demand | 18.0439 | NA
QLD | QCARQGST | Gladstone Mesh | Energy Queensland | Shoulder | Coincident_unreconciled | 2024 | POE50 | Operational-demand | 39.5475 | NA
QLD | QCARQGST | Gladstone Mesh | Energy Queensland | Shoulder | Coincident_unreconciled | 2024 | POE90 | Operational-demand | 35.2001 | NA
QLD | QCARQGST | Gladstone Mesh | Energy Queensland | Shoulder | Non-coincident | 2024 | POE50 | Operational-demand | 19.7236 | 77.4542
QLD | QCARQGST | Gladstone Mesh | Energy Queensland | Shoulder | Non-coincident | 2024 | POE90 | Operational-demand | 18.1298 | NA
QLD | QCARQGST | Gladstone Mesh | Energy Queensland | Shoulder | Coincident_unreconciled | 2025 | POE50 | Operational-demand | 40.0936 | NA
QLD | QCARQGST | Gladstone Mesh | Energy Queensland | Shoulder | Coincident_unreconciled | 2025 | POE90 | Operational-demand | 35.7206 | NA
QLD | QCARQGST | Gladstone Mesh | Energy Queensland | Shoulder | Non-coincident | 2025 | POE50 | Operational-demand | 19.9239 | 77.8981
QLD | QCARQGST | Gladstone Mesh | Energy Queensland | Shoulder | Non-coincident | 2025 | POE90 | Operational-demand | 18.3206 | NA
QLD | QCARQGST | Gladstone Mesh | Energy Queensland | Shoulder | Coincident_unreconciled | 2026 | POE50 | Operational-demand | 40.7951 | NA
QLD | QCARQGST | Gladstone Mesh | Energy Queensland | Shoulder | Coincident_unreconciled | 2026 | POE90 | Operational-demand | 36.3964 | NA
QLD | QCARQGST | Gladstone Mesh | Energy Queensland | Shoulder | Non-coincident | 2026 | POE50 | Operational-demand | 20.181 | 78.3584
QLD | QCARQGST | Gladstone Mesh | Energy Queensland | Shoulder | Non-coincident | 2026 | POE90 | Operational-demand | 18.5684 | NA
QLD | QCARQGST | Gladstone Mesh | Energy Queensland | Shoulder | Coincident_unreconciled | 2027 | POE50 | Operational-demand | 41.7744 | NA
QLD | QCARQGST | Gladstone Mesh | Energy Queensland | Shoulder | Coincident_unreconciled | 2027 | POE90 | Operational-demand | 37.347 | NA
QLD | QCARQGST | Gladstone Mesh | Energy Queensland | Shoulder | Non-coincident | 2027 | POE50 | Operational-demand | 20.54 | 78.9149
QLD | QCARQGST | Gladstone Mesh | Energy Queensland | Shoulder | Non-coincident | 2027 | POE90 | Operational-demand | 18.9169 | NA
QLD | QCARQGST | Gladstone Mesh | Energy Queensland | Shoulder | Coincident_unreconciled | 2028 | POE50 | Operational-demand | 42.9984 | NA
QLD | QCARQGST | Gladstone Mesh | Energy Queensland | Shoulder | Coincident_unreconciled | 2028 | POE90 | Operational-demand | 38.54 | NA
QLD | QCARQGST | Gladstone Mesh | Energy Queensland | Shoulder | Non-coincident | 2028 | POE50 | Operational-demand | 20.9888 | 79.5674
QLD | QCARQGST | Gladstone Mesh | Energy Queensland | Shoulder | Non-coincident | 2028 | POE90 | Operational-demand | 19.3543 | NA
QLD | QCARQGST | Gladstone Mesh | Energy Queensland | Shoulder | Coincident_unreconciled | 2029 | POE50 | Operational-demand | 44.4982 | NA
QLD | QCARQGST | Gladstone Mesh | Energy Queensland | Shoulder | Coincident_unreconciled | 2029 | POE90 | Operational-demand | 40.0087 | NA
QLD | QCARQGST | Gladstone Mesh | Energy Queensland | Shoulder | Non-coincident | 2029 | POE50 | Operational-demand | 21.5386 | 80.2747
QLD | QCARQGST | Gladstone Mesh | Energy Queensland | Shoulder | Non-coincident | 2029 | POE90 | Operational-demand | 19.8927 | NA
QLD | QCARQGST | Gladstone Mesh | Energy Queensland | Shoulder | Coincident_unreconciled | 2030 | POE50 | Operational-demand | 46.3229 | NA
QLD | QCARQGST | Gladstone Mesh | Energy Queensland | Shoulder | Coincident_unreconciled | 2030 | POE90 | Operational-demand | 41.8024 | NA
QLD | QCARQGST | Gladstone Mesh | Energy Queensland | Shoulder | Non-coincident | 2030 | POE50 | Operational-demand | 22.2076 | 81.0264
QLD | QCARQGST | Gladstone Mesh | Energy Queensland | Shoulder | Non-coincident | 2030 | POE90 | Operational-demand | 20.5503 | NA
QLD | QCARQGST | Gladstone Mesh | Energy Queensland | Summer | Coincident | 2017 | ACTUAL_OPG | Operational-demand | 37.8371 | 72.4539
QLD | QCARQGST | Gladstone Mesh | Energy Queensland | Summer | Coincident | 2017 | ACTUAL_RAW | Operational-demand | 37.8371 | 72.4539
QLD | QCARQGST | Gladstone Mesh | Energy Queensland | Summer | Non-coincident | 2017 | ACTUAL_RAW | Operational-demand | 31.5468 | 91.7799
QLD | QCARQGST | Gladstone Mesh | Energy Queensland | Summer | Non-coincident | 2017 | ACTUAL_OPG | Operational-demand | 31.5468 | 91.7799
QLD | QCARQGST | Gladstone Mesh | Energy Queensland | Summer | Coincident | 2018 | ACTUAL_OPG | Operational-demand | 46.2394 | 79.9578
QLD | QCARQGST | Gladstone Mesh | Energy Queensland | Summer | Coincident | 2018 | ACTUAL_RAW | Operational-demand | 46.2394 | 79.9578
QLD | QCARQGST | Gladstone Mesh | Energy Queensland | Summer | Non-coincident | 2018 | ACTUAL_RAW | Operational-demand | 30.5301 | 90.5379
QLD | QCARQGST | Gladstone Mesh | Energy Queensland | Summer | Non-coincident | 2018 | ACTUAL_OPG | Operational-demand | 30.5301 | 90.5379
QLD | QCARQGST | Gladstone Mesh | Energy Queensland | Summer | Non-coincident | 2018 | ACTUAL_ADJUSTEDOPG | Operational-demand | 30.5301 | 90.5379
QLD | QCARQGST | Gladstone Mesh | Energy Queensland | Summer | Coincident | 2019 | ACTUAL_OPG | Operational-demand | 39.2169 | 80.2044
QLD | QCARQGST | Gladstone Mesh | Energy Queensland | Summer | Coincident | 2019 | ACTUAL_RAW | Operational-demand | 39.2169 | 80.2044
QLD | QCARQGST | Gladstone Mesh | Energy Queensland | Summer | Non-coincident | 2019 | ACTUAL_RAW | Operational-demand | 32.8793 | 93.6168
QLD | QCARQGST | Gladstone Mesh | Energy Queensland | Summer | Non-coincident | 2019 | ACTUAL_OPG | Operational-demand | 32.8793 | 93.6168
QLD | QCARQGST | Gladstone Mesh | Energy Queensland | Summer | Non-coincident | 2019 | ACTUAL_ADJUSTEDOPG | Operational-demand | 32.8793 | 93.6168
QLD | QCARQGST | Gladstone Mesh | Energy Queensland | Summer | Non-coincident | 2019 | BASEYEARPOE90 | Operational-demand | 32.0063 | NA
QLD | QCARQGST | Gladstone Mesh | Energy Queensland | Summer | Non-coincident | 2019 | BASEYEARPOE50 | Operational-demand | 34.2363 | 92.2045
QLD | QCARQGST | Gladstone Mesh | Energy Queensland | Summer | Coincident | 2020 | ACTUAL_OPG | Operational-demand | 38.198 | 73.1289
QLD | QCARQGST | Gladstone Mesh | Energy Queensland | Summer | Coincident | 2020 | ACTUAL_RAW | Operational-demand | 38.198 | 73.1289
QLD | QCARQGST | Gladstone Mesh | Energy Queensland | Summer | Non-coincident | 2020 | ACTUAL_RAW | Operational-demand | 27.5875 | 94.3541
QLD | QCARQGST | Gladstone Mesh | Energy Queensland | Summer | Non-coincident | 2020 | ACTUAL_OPG | Operational-demand | 27.5875 | 94.3541
QLD | QCARQGST | Gladstone Mesh | Energy Queensland | Summer | Non-coincident | 2020 | ACTUAL_ADJUSTEDOPG | Operational-demand | 27.5875 | 94.3541
QLD | QCARQGST | Gladstone Mesh | Energy Queensland | Summer | Coincident_unreconciled | 2021 | POE50 | Operational-demand | 40.3013 | NA
QLD | QCARQGST | Gladstone Mesh | Energy Queensland | Summer | Coincident_unreconciled | 2021 | POE90 | Operational-demand | 36.555 | NA
QLD | QCARQGST | Gladstone Mesh | Energy Queensland | Summer | Non-coincident | 2021 | POE50 | Operational-demand | 30 | 92.468
QLD | QCARQGST | Gladstone Mesh | Energy Queensland | Summer | Non-coincident | 2021 | POE90 | Operational-demand | 27.7752 | NA
QLD | QCARQGST | Gladstone Mesh | Energy Queensland | Summer | Coincident_unreconciled | 2022 | POE50 | Operational-demand | 40.0373 | NA
QLD | QCARQGST | Gladstone Mesh | Energy Queensland | Summer | Coincident_unreconciled | 2022 | POE90 | Operational-demand | 36.2758 | NA
QLD | QCARQGST | Gladstone Mesh | Energy Queensland | Summer | Non-coincident | 2022 | POE50 | Operational-demand | 29.8432 | 92.8338
QLD | QCARQGST | Gladstone Mesh | Energy Queensland | Summer | Non-coincident | 2022 | POE90 | Operational-demand | 27.6094 | NA
QLD | QCARQGST | Gladstone Mesh | Energy Queensland | Summer | Coincident_unreconciled | 2023 | POE50 | Operational-demand | 39.8564 | NA
QLD | QCARQGST | Gladstone Mesh | Energy Queensland | Summer | Coincident_unreconciled | 2023 | POE90 | Operational-demand | 36.0726 | NA
QLD | QCARQGST | Gladstone Mesh | Energy Queensland | Summer | Non-coincident | 2023 | POE50 | Operational-demand | 29.7358 | 93.3839
QLD | QCARQGST | Gladstone Mesh | Energy Queensland | Summer | Non-coincident | 2023 | POE90 | Operational-demand | 27.4887 | NA
QLD | QCARQGST | Gladstone Mesh | Energy Queensland | Summer | Coincident_unreconciled | 2024 | POE50 | Operational-demand | 40.1442 | NA
QLD | QCARQGST | Gladstone Mesh | Energy Queensland | Summer | Coincident_unreconciled | 2024 | POE90 | Operational-demand | 36.338 | NA
QLD | QCARQGST | Gladstone Mesh | Energy Queensland | Summer | Non-coincident | 2024 | POE50 | Operational-demand | 29.9067 | 93.9319
QLD | QCARQGST | Gladstone Mesh | Energy Queensland | Summer | Non-coincident | 2024 | POE90 | Operational-demand | 27.6463 | NA
QLD | QCARQGST | Gladstone Mesh | Energy Queensland | Summer | Coincident_unreconciled | 2025 | POE50 | Operational-demand | 40.5675 | NA
QLD | QCARQGST | Gladstone Mesh | Energy Queensland | Summer | Coincident_unreconciled | 2025 | POE90 | Operational-demand | 36.7388 | NA
QLD | QCARQGST | Gladstone Mesh | Energy Queensland | Summer | Non-coincident | 2025 | POE50 | Operational-demand | 30.158 | 94.4854
QLD | QCARQGST | Gladstone Mesh | Energy Queensland | Summer | Non-coincident | 2025 | POE90 | Operational-demand | 27.8844 | NA
QLD | QCARQGST | Gladstone Mesh | Energy Queensland | Summer | Coincident_unreconciled | 2026 | POE50 | Operational-demand | 41.0765 | NA
QLD | QCARQGST | Gladstone Mesh | Energy Queensland | Summer | Coincident_unreconciled | 2026 | POE90 | Operational-demand | 37.2255 | NA
QLD | QCARQGST | Gladstone Mesh | Energy Queensland | Summer | Non-coincident | 2026 | POE50 | Operational-demand | 30.4603 | 95.0738
QLD | QCARQGST | Gladstone Mesh | Energy Queensland | Summer | Non-coincident | 2026 | POE90 | Operational-demand | 28.1734 | NA
QLD | QCARQGST | Gladstone Mesh | Energy Queensland | Summer | Coincident_unreconciled | 2027 | POE50 | Operational-demand | 41.7517 | NA
QLD | QCARQGST | Gladstone Mesh | Energy Queensland | Summer | Coincident_unreconciled | 2027 | POE90 | Operational-demand | 37.8755 | NA
QLD | QCARQGST | Gladstone Mesh | Energy Queensland | Summer | Non-coincident | 2027 | POE50 | Operational-demand | 30.8613 | 95.8145
QLD | QCARQGST | Gladstone Mesh | Energy Queensland | Summer | Non-coincident | 2027 | POE90 | Operational-demand | 28.5594 | NA
QLD | QCARQGST | Gladstone Mesh | Energy Queensland | Summer | Coincident_unreconciled | 2028 | POE50 | Operational-demand | 42.5737 | NA
QLD | QCARQGST | Gladstone Mesh | Energy Queensland | Summer | Coincident_unreconciled | 2028 | POE90 | Operational-demand | 38.6704 | NA
QLD | QCARQGST | Gladstone Mesh | Energy Queensland | Summer | Non-coincident | 2028 | POE50 | Operational-demand | 31.3495 | 96.703
QLD | QCARQGST | Gladstone Mesh | Energy Queensland | Summer | Non-coincident | 2028 | POE90 | Operational-demand | 29.0314 | NA
QLD | QCARQGST | Gladstone Mesh | Energy Queensland | Summer | Coincident_unreconciled | 2029 | POE50 | Operational-demand | 43.5452 | NA
QLD | QCARQGST | Gladstone Mesh | Energy Queensland | Summer | Coincident_unreconciled | 2029 | POE90 | Operational-demand | 39.6147 | NA
QLD | QCARQGST | Gladstone Mesh | Energy Queensland | Summer | Non-coincident | 2029 | POE50 | Operational-demand | 31.9264 | 97.6857
QLD | QCARQGST | Gladstone Mesh | Energy Queensland | Summer | Non-coincident | 2029 | POE90 | Operational-demand | 29.5922 | NA
QLD | QCARQGST | Gladstone Mesh | Energy Queensland | Summer | Coincident_unreconciled | 2030 | POE50 | Operational-demand | 44.6995 | NA
QLD | QCARQGST | Gladstone Mesh | Energy Queensland | Summer | Coincident_unreconciled | 2030 | POE90 | Operational-demand | 40.7418 | NA
QLD | QCARQGST | Gladstone Mesh | Energy Queensland | Summer | Non-coincident | 2030 | POE50 | Operational-demand | 32.6119 | 98.7555
QLD | QCARQGST | Gladstone Mesh | Energy Queensland | Summer | Non-coincident | 2030 | POE90 | Operational-demand | 30.2616 | NA
QLD | QCARQGST | Gladstone Mesh | Energy Queensland | Winter | Coincident | 2016 | ACTUAL_OPG | Operational-demand | 40.7598 | 62.2795
QLD | QCARQGST | Gladstone Mesh | Energy Queensland | Winter | Coincident | 2016 | ACTUAL_RAW | Operational-demand | 40.7598 | 62.2795
QLD | QCARQGST | Gladstone Mesh | Energy Queensland | Winter | Non-coincident | 2016 | ACTUAL_RAW | Operational-demand | 28.2728 | 75.7257
QLD | QCARQGST | Gladstone Mesh | Energy Queensland | Winter | Non-coincident | 2016 | ACTUAL_OPG | Operational-demand | 28.2728 | 75.7257
QLD | QCARQGST | Gladstone Mesh | Energy Queensland | Winter | Coincident | 2017 | ACTUAL_OPG | Operational-demand | 39.4424 | 53.3853
QLD | QCARQGST | Gladstone Mesh | Energy Queensland | Winter | Coincident | 2017 | ACTUAL_RAW | Operational-demand | 39.4424 | 53.3853
QLD | QCARQGST | Gladstone Mesh | Energy Queensland | Winter | Non-coincident | 2017 | ACTUAL_RAW | Operational-demand | 25.2791 | 71.4223
QLD | QCARQGST | Gladstone Mesh | Energy Queensland | Winter | Non-coincident | 2017 | ACTUAL_OPG | Operational-demand | 25.2791 | 71.4223
QLD | QCARQGST | Gladstone Mesh | Energy Queensland | Winter | Non-coincident | 2017 | ACTUAL_ADJUSTEDOPG | Operational-demand | 25.2791 | 71.4223
QLD | QCARQGST | Gladstone Mesh | Energy Queensland | Winter | Coincident | 2018 | ACTUAL_OPG | Operational-demand | 39.9227 | 66.707
QLD | QCARQGST | Gladstone Mesh | Energy Queensland | Winter | Coincident | 2018 | ACTUAL_RAW | Operational-demand | 39.9227 | 66.707
QLD | QCARQGST | Gladstone Mesh | Energy Queensland | Winter | Non-coincident | 2018 | ACTUAL_RAW | Operational-demand | 22.6284 | 79.1057
QLD | QCARQGST | Gladstone Mesh | Energy Queensland | Winter | Non-coincident | 2018 | ACTUAL_OPG | Operational-demand | 22.6284 | 79.1057
QLD | QCARQGST | Gladstone Mesh | Energy Queensland | Winter | Non-coincident | 2018 | ACTUAL_ADJUSTEDOPG | Operational-demand | 22.6284 | 79.1057
QLD | QCARQGST | Gladstone Mesh | Energy Queensland | Winter | Coincident | 2019 | ACTUAL_OPG | Operational-demand | 36.5823 | 64.3255
QLD | QCARQGST | Gladstone Mesh | Energy Queensland | Winter | Coincident | 2019 | ACTUAL_RAW | Operational-demand | 36.5823 | 64.3255
QLD | QCARQGST | Gladstone Mesh | Energy Queensland | Winter | Non-coincident | 2019 | ACTUAL_RAW | Operational-demand | 25.1534 | 82.6099
QLD | QCARQGST | Gladstone Mesh | Energy Queensland | Winter | Non-coincident | 2019 | ACTUAL_OPG | Operational-demand | 25.1534 | 82.6099
QLD | QCARQGST | Gladstone Mesh | Energy Queensland | Winter | Non-coincident | 2019 | ACTUAL_ADJUSTEDOPG | Operational-demand | 25.1534 | 82.6099
QLD | QCARQGST | Gladstone Mesh | Energy Queensland | Winter | Non-coincident | 2019 | BASEYEARPOE90 | Operational-demand | 20.744 | NA
QLD | QCARQGST | Gladstone Mesh | Energy Queensland | Winter | Non-coincident | 2019 | BASEYEARPOE50 | Operational-demand | 23.1693 | 79.8526
QLD | QCARQGST | Gladstone Mesh | Energy Queensland | Winter | Coincident_unreconciled | 2020 | POE50 | Operational-demand | 40.3013 | NA
QLD | QCARQGST | Gladstone Mesh | Energy Queensland | Winter | Coincident_unreconciled | 2020 | POE90 | Operational-demand | 34.7911 | NA
QLD | QCARQGST | Gladstone Mesh | Energy Queensland | Winter | Non-coincident | 2020 | POE50 | Operational-demand | 22.6378 | 80.1506
QLD | QCARQGST | Gladstone Mesh | Energy Queensland | Winter | Non-coincident | 2020 | POE90 | Operational-demand | 20.2206 | NA
QLD | QCARQGST | Gladstone Mesh | Energy Queensland | Winter | Coincident_unreconciled | 2021 | POE50 | Operational-demand | 40.0106 | NA
QLD | QCARQGST | Gladstone Mesh | Energy Queensland | Winter | Coincident_unreconciled | 2021 | POE90 | Operational-demand | 34.4907 | NA
QLD | QCARQGST | Gladstone Mesh | Energy Queensland | Winter | Non-coincident | 2021 | POE50 | Operational-demand | 22.5103 | 80.2805
QLD | QCARQGST | Gladstone Mesh | Energy Queensland | Winter | Non-coincident | 2021 | POE90 | Operational-demand | 20.0888 | NA
QLD | QCARQGST | Gladstone Mesh | Energy Queensland | Winter | Coincident_unreconciled | 2022 | POE50 | Operational-demand | 39.56 | NA
QLD | QCARQGST | Gladstone Mesh | Energy Queensland | Winter | Coincident_unreconciled | 2022 | POE90 | Operational-demand | 34.0072 | NA
QLD | QCARQGST | Gladstone Mesh | Energy Queensland | Winter | Non-coincident | 2022 | POE50 | Operational-demand | 22.3126 | 80.7472
QLD | QCARQGST | Gladstone Mesh | Energy Queensland | Winter | Non-coincident | 2022 | POE90 | Operational-demand | 19.8767 | NA
QLD | QCARQGST | Gladstone Mesh | Energy Queensland | Winter | Coincident_unreconciled | 2023 | POE50 | Operational-demand | 39.4431 | NA
QLD | QCARQGST | Gladstone Mesh | Energy Queensland | Winter | Coincident_unreconciled | 2023 | POE90 | Operational-demand | 33.8573 | NA
QLD | QCARQGST | Gladstone Mesh | Energy Queensland | Winter | Non-coincident | 2023 | POE50 | Operational-demand | 22.2613 | 81.2284
QLD | QCARQGST | Gladstone Mesh | Energy Queensland | Winter | Non-coincident | 2023 | POE90 | Operational-demand | 19.811 | NA
QLD | QCARQGST | Gladstone Mesh | Energy Queensland | Winter | Coincident_unreconciled | 2024 | POE50 | Operational-demand | 39.8285 | NA
QLD | QCARQGST | Gladstone Mesh | Energy Queensland | Winter | Coincident_unreconciled | 2024 | POE90 | Operational-demand | 34.2098 | NA
QLD | QCARQGST | Gladstone Mesh | Energy Queensland | Winter | Non-coincident | 2024 | POE50 | Operational-demand | 22.4304 | 81.6923
QLD | QCARQGST | Gladstone Mesh | Energy Queensland | Winter | Non-coincident | 2024 | POE90 | Operational-demand | 19.9656 | NA
QLD | QCARQGST | Gladstone Mesh | Energy Queensland | Winter | Coincident_unreconciled | 2025 | POE50 | Operational-demand | 40.2916 | NA
QLD | QCARQGST | Gladstone Mesh | Energy Queensland | Winter | Coincident_unreconciled | 2025 | POE90 | Operational-demand | 34.6398 | NA
QLD | QCARQGST | Gladstone Mesh | Energy Queensland | Winter | Non-coincident | 2025 | POE50 | Operational-demand | 22.6335 | 82.167
QLD | QCARQGST | Gladstone Mesh | Energy Queensland | Winter | Non-coincident | 2025 | POE90 | Operational-demand | 20.1542 | NA
QLD | QCARQGST | Gladstone Mesh | Energy Queensland | Winter | Coincident_unreconciled | 2026 | POE50 | Operational-demand | 40.9173 | NA
QLD | QCARQGST | Gladstone Mesh | Energy Queensland | Winter | Coincident_unreconciled | 2026 | POE90 | Operational-demand | 35.2319 | NA
QLD | QCARQGST | Gladstone Mesh | Energy Queensland | Winter | Non-coincident | 2026 | POE50 | Operational-demand | 22.908 | 82.6752
QLD | QCARQGST | Gladstone Mesh | Energy Queensland | Winter | Non-coincident | 2026 | POE90 | Operational-demand | 20.4139 | NA
QLD | QCARQGST | Gladstone Mesh | Energy Queensland | Winter | Coincident_unreconciled | 2027 | POE50 | Operational-demand | 41.7713 | NA
QLD | QCARQGST | Gladstone Mesh | Energy Queensland | Winter | Coincident_unreconciled | 2027 | POE90 | Operational-demand | 36.0459 | NA
QLD | QCARQGST | Gladstone Mesh | Energy Queensland | Winter | Non-coincident | 2027 | POE50 | Operational-demand | 23.2826 | 83.3371
QLD | QCARQGST | Gladstone Mesh | Energy Queensland | Winter | Non-coincident | 2027 | POE90 | Operational-demand | 20.771 | NA
QLD | QCARQGST | Gladstone Mesh | Energy Queensland | Winter | Coincident_unreconciled | 2028 | POE50 | Operational-demand | 42.7973 | NA
QLD | QCARQGST | Gladstone Mesh | Energy Queensland | Winter | Coincident_unreconciled | 2028 | POE90 | Operational-demand | 37.0319 | NA
QLD | QCARQGST | Gladstone Mesh | Energy Queensland | Winter | Non-coincident | 2028 | POE50 | Operational-demand | 23.7327 | 84.058
QLD | QCARQGST | Gladstone Mesh | Energy Queensland | Winter | Non-coincident | 2028 | POE90 | Operational-demand | 21.2036 | NA
QLD | QCARQGST | Gladstone Mesh | Energy Queensland | Winter | Coincident_unreconciled | 2029 | POE50 | Operational-demand | 44.072 | NA
QLD | QCARQGST | Gladstone Mesh | Energy Queensland | Winter | Coincident_unreconciled | 2029 | POE90 | Operational-demand | 38.2665 | NA
QLD | QCARQGST | Gladstone Mesh | Energy Queensland | Winter | Non-coincident | 2029 | POE50 | Operational-demand | 24.2919 | 84.8383
QLD | QCARQGST | Gladstone Mesh | Energy Queensland | Winter | Non-coincident | 2029 | POE90 | Operational-demand | 21.7452 | NA
QLD | QCARQGST | Gladstone Mesh | Energy Queensland | Shoulder | Non-coincident | 2019 | BASEYEARPOE10 | Operational-demand | NA | 77.6468
QLD | QCARQGST | Gladstone Mesh | Energy Queensland | Shoulder | Coincident | 2021 | POE10 | Operational-demand | NA | 62.968
QLD | QCARQGST | Gladstone Mesh | Energy Queensland | Shoulder | Coincident | 2021 | POE50 | Operational-demand | NA | 63.7788
QLD | QCARQGST | Gladstone Mesh | Energy Queensland | Shoulder | Non-coincident | 2021 | POE10 | Operational-demand | NA | 77.7772
QLD | QCARQGST | Gladstone Mesh | Energy Queensland | Shoulder | Coincident | 2022 | POE10 | Operational-demand | NA | 64.9574
QLD | QCARQGST | Gladstone Mesh | Energy Queensland | Shoulder | Coincident | 2022 | POE50 | Operational-demand | NA | 64.6961
QLD | QCARQGST | Gladstone Mesh | Energy Queensland | Shoulder | Non-coincident | 2022 | POE10 | Operational-demand | NA | 78.0807
QLD | QCARQGST | Gladstone Mesh | Energy Queensland | Shoulder | Coincident | 2023 | POE10 | Operational-demand | NA | 65.4642
QLD | QCARQGST | Gladstone Mesh | Energy Queensland | Shoulder | Coincident | 2023 | POE50 | Operational-demand | NA | 65.5162
QLD | QCARQGST | Gladstone Mesh | Energy Queensland | Shoulder | Non-coincident | 2023 | POE10 | Operational-demand | NA | 78.5405
QLD | QCARQGST | Gladstone Mesh | Energy Queensland | Shoulder | Coincident | 2024 | POE10 | Operational-demand | NA | 66.1616
QLD | QCARQGST | Gladstone Mesh | Energy Queensland | Shoulder | Coincident | 2024 | POE50 | Operational-demand | NA | 67.0854
QLD | QCARQGST | Gladstone Mesh | Energy Queensland | Shoulder | Non-coincident | 2024 | POE10 | Operational-demand | NA | 78.997
QLD | QCARQGST | Gladstone Mesh | Energy Queensland | Shoulder | Coincident | 2025 | POE10 | Operational-demand | NA | 66.7483
QLD | QCARQGST | Gladstone Mesh | Energy Queensland | Shoulder | Coincident | 2025 | POE50 | Operational-demand | NA | 67.1892
QLD | QCARQGST | Gladstone Mesh | Energy Queensland | Shoulder | Non-coincident | 2025 | POE10 | Operational-demand | NA | 79.45
QLD | QCARQGST | Gladstone Mesh | Energy Queensland | Shoulder | Coincident | 2026 | POE10 | Operational-demand | NA | 66.7962
QLD | QCARQGST | Gladstone Mesh | Energy Queensland | Shoulder | Coincident | 2026 | POE50 | Operational-demand | NA | 67.6082
QLD | QCARQGST | Gladstone Mesh | Energy Queensland | Shoulder | Non-coincident | 2026 | POE10 | Operational-demand | NA | 79.9194
QLD | QCARQGST | Gladstone Mesh | Energy Queensland | Shoulder | Coincident | 2027 | POE10 | Operational-demand | NA | 66.9901
QLD | QCARQGST | Gladstone Mesh | Energy Queensland | Shoulder | Coincident | 2027 | POE50 | Operational-demand | NA | 67.7391
QLD | QCARQGST | Gladstone Mesh | Energy Queensland | Shoulder | Non-coincident | 2027 | POE10 | Operational-demand | NA | 80.486
QLD | QCARQGST | Gladstone Mesh | Energy Queensland | Shoulder | Coincident | 2028 | POE10 | Operational-demand | NA | 67.2861
QLD | QCARQGST | Gladstone Mesh | Energy Queensland | Shoulder | Coincident | 2028 | POE50 | Operational-demand | NA | 68.2046
QLD | QCARQGST | Gladstone Mesh | Energy Queensland | Shoulder | Non-coincident | 2028 | POE10 | Operational-demand | NA | 81.1496
QLD | QCARQGST | Gladstone Mesh | Energy Queensland | Shoulder | Coincident | 2029 | POE10 | Operational-demand | NA | 68.5141
QLD | QCARQGST | Gladstone Mesh | Energy Queensland | Shoulder | Coincident | 2029 | POE50 | Operational-demand | NA | 69.0423
QLD | QCARQGST | Gladstone Mesh | Energy Queensland | Shoulder | Non-coincident | 2029 | POE10 | Operational-demand | NA | 81.8679
QLD | QCARQGST | Gladstone Mesh | Energy Queensland | Shoulder | Coincident | 2030 | POE10 | Operational-demand | NA | 69.148
QLD | QCARQGST | Gladstone Mesh | Energy Queensland | Shoulder | Coincident | 2030 | POE50 | Operational-demand | NA | 69.7555
QLD | QCARQGST | Gladstone Mesh | Energy Queensland | Shoulder | Non-coincident | 2030 | POE10 | Operational-demand | NA | 82.6306
QLD | QCARQGST | Gladstone Mesh | Energy Queensland | Summer | Non-coincident | 2019 | BASEYEARPOE10 | Operational-demand | NA | 97.4665
QLD | QCARQGST | Gladstone Mesh | Energy Queensland | Summer | Coincident | 2021 | POE10 | Operational-demand | NA | 78.5299
QLD | QCARQGST | Gladstone Mesh | Energy Queensland | Summer | Coincident | 2021 | POE50 | Operational-demand | NA | 77.631
QLD | QCARQGST | Gladstone Mesh | Energy Queensland | Summer | Non-coincident | 2021 | POE10 | Operational-demand | NA | 97.763
QLD | QCARQGST | Gladstone Mesh | Energy Queensland | Summer | Coincident | 2022 | POE10 | Operational-demand | NA | 80.2729
QLD | QCARQGST | Gladstone Mesh | Energy Queensland | Summer | Coincident | 2022 | POE50 | Operational-demand | NA | 79.2331
QLD | QCARQGST | Gladstone Mesh | Energy Queensland | Summer | Non-coincident | 2022 | POE10 | Operational-demand | NA | 98.1502
QLD | QCARQGST | Gladstone Mesh | Energy Queensland | Summer | Coincident | 2023 | POE10 | Operational-demand | NA | 81.1934
QLD | QCARQGST | Gladstone Mesh | Energy Queensland | Summer | Coincident | 2023 | POE50 | Operational-demand | NA | 79.9658
QLD | QCARQGST | Gladstone Mesh | Energy Queensland | Summer | Non-coincident | 2023 | POE10 | Operational-demand | NA | 98.7319
QLD | QCARQGST | Gladstone Mesh | Energy Queensland | Summer | Coincident | 2024 | POE10 | Operational-demand | NA | 82.6096
QLD | QCARQGST | Gladstone Mesh | Energy Queensland | Summer | Coincident | 2024 | POE50 | Operational-demand | NA | 81.4404
QLD | QCARQGST | Gladstone Mesh | Energy Queensland | Summer | Non-coincident | 2024 | POE10 | Operational-demand | NA | 99.3116
QLD | QCARQGST | Gladstone Mesh | Energy Queensland | Summer | Coincident | 2025 | POE10 | Operational-demand | NA | 82.7074
QLD | QCARQGST | Gladstone Mesh | Energy Queensland | Summer | Coincident | 2025 | POE50 | Operational-demand | NA | 81.9591
QLD | QCARQGST | Gladstone Mesh | Energy Queensland | Summer | Non-coincident | 2025 | POE10 | Operational-demand | NA | 99.8967
QLD | QCARQGST | Gladstone Mesh | Energy Queensland | Summer | Coincident | 2026 | POE10 | Operational-demand | NA | 83.5693
QLD | QCARQGST | Gladstone Mesh | Energy Queensland | Summer | Coincident | 2026 | POE50 | Operational-demand | NA | 82.5414
QLD | QCARQGST | Gladstone Mesh | Energy Queensland | Summer | Non-coincident | 2026 | POE10 | Operational-demand | NA | 100.5168
QLD | QCARQGST | Gladstone Mesh | Energy Queensland | Summer | Coincident | 2027 | POE10 | Operational-demand | NA | 83.5484
QLD | QCARQGST | Gladstone Mesh | Energy Queensland | Summer | Coincident | 2027 | POE50 | Operational-demand | NA | 82.812
QLD | QCARQGST | Gladstone Mesh | Energy Queensland | Summer | Non-coincident | 2027 | POE10 | Operational-demand | NA | 101.2931
QLD | QCARQGST | Gladstone Mesh | Energy Queensland | Summer | Coincident | 2028 | POE10 | Operational-demand | NA | 84.3352
QLD | QCARQGST | Gladstone Mesh | Energy Queensland | Summer | Coincident | 2028 | POE50 | Operational-demand | NA | 83.5593
QLD | QCARQGST | Gladstone Mesh | Energy Queensland | Summer | Non-coincident | 2028 | POE10 | Operational-demand | NA | 102.22
QLD | QCARQGST | Gladstone Mesh | Energy Queensland | Summer | Coincident | 2029 | POE10 | Operational-demand | NA | 84.9145
QLD | QCARQGST | Gladstone Mesh | Energy Queensland | Summer | Coincident | 2029 | POE50 | Operational-demand | NA | 84.5085
QLD | QCARQGST | Gladstone Mesh | Energy Queensland | Summer | Non-coincident | 2029 | POE10 | Operational-demand | NA | 103.2411
QLD | QCARQGST | Gladstone Mesh | Energy Queensland | Summer | Coincident | 2030 | POE10 | Operational-demand | NA | 85.8811
QLD | QCARQGST | Gladstone Mesh | Energy Queensland | Summer | Coincident | 2030 | POE50 | Operational-demand | NA | 85.0365
QLD | QCARQGST | Gladstone Mesh | Energy Queensland | Summer | Non-coincident | 2030 | POE10 | Operational-demand | NA | 104.3493
QLD | QCARQGST | Gladstone Mesh | Energy Queensland | Winter | Non-coincident | 2019 | BASEYEARPOE10 | Operational-demand | NA | 84.1122
QLD | QCARQGST | Gladstone Mesh | Energy Queensland | Winter | Coincident | 2020 | POE10 | Operational-demand | NA | 67.1321
QLD | QCARQGST | Gladstone Mesh | Energy Queensland | Winter | Coincident | 2020 | POE50 | Operational-demand | NA | 63.0904
QLD | QCARQGST | Gladstone Mesh | Energy Queensland | Winter | Non-coincident | 2020 | POE10 | Operational-demand | NA | 84.3658
QLD | QCARQGST | Gladstone Mesh | Energy Queensland | Winter | Coincident | 2021 | POE10 | Operational-demand | NA | 66.6764
QLD | QCARQGST | Gladstone Mesh | Energy Queensland | Winter | Coincident | 2021 | POE50 | Operational-demand | NA | 62.6451
QLD | QCARQGST | Gladstone Mesh | Energy Queensland | Winter | Non-coincident | 2021 | POE10 | Operational-demand | NA | 84.5031
QLD | QCARQGST | Gladstone Mesh | Energy Queensland | Winter | Coincident | 2022 | POE10 | Operational-demand | NA | 68.5485
QLD | QCARQGST | Gladstone Mesh | Energy Queensland | Winter | Coincident | 2022 | POE50 | Operational-demand | NA | 64.4145
QLD | QCARQGST | Gladstone Mesh | Energy Queensland | Winter | Non-coincident | 2022 | POE10 | Operational-demand | NA | 84.9949
QLD | QCARQGST | Gladstone Mesh | Energy Queensland | Winter | Coincident | 2023 | POE10 | Operational-demand | NA | 69.5939
QLD | QCARQGST | Gladstone Mesh | Energy Queensland | Winter | Coincident | 2023 | POE50 | Operational-demand | NA | 65.3351
QLD | QCARQGST | Gladstone Mesh | Energy Queensland | Winter | Non-coincident | 2023 | POE10 | Operational-demand | NA | 85.5014
QLD | QCARQGST | Gladstone Mesh | Energy Queensland | Winter | Coincident | 2024 | POE10 | Operational-demand | NA | 71.0368
QLD | QCARQGST | Gladstone Mesh | Energy Queensland | Winter | Coincident | 2024 | POE50 | Operational-demand | NA | 66.4331
QLD | QCARQGST | Gladstone Mesh | Energy Queensland | Winter | Non-coincident | 2024 | POE10 | Operational-demand | NA | 85.9906
QLD | QCARQGST | Gladstone Mesh | Energy Queensland | Winter | Coincident | 2025 | POE10 | Operational-demand | NA | 71.2295
QLD | QCARQGST | Gladstone Mesh | Energy Queensland | Winter | Coincident | 2025 | POE50 | Operational-demand | NA | 66.7566
QLD | QCARQGST | Gladstone Mesh | Energy Queensland | Winter | Non-coincident | 2025 | POE10 | Operational-demand | NA | 86.4905
QLD | QCARQGST | Gladstone Mesh | Energy Queensland | Winter | Coincident | 2026 | POE10 | Operational-demand | NA | 71.6209
QLD | QCARQGST | Gladstone Mesh | Energy Queensland | Winter | Coincident | 2026 | POE50 | Operational-demand | NA | 67.2511
QLD | QCARQGST | Gladstone Mesh | Energy Queensland | Winter | Non-coincident | 2026 | POE10 | Operational-demand | NA | 87.0244
QLD | QCARQGST | Gladstone Mesh | Energy Queensland | Winter | Coincident | 2027 | POE10 | Operational-demand | NA | 72.1208
QLD | QCARQGST | Gladstone Mesh | Energy Queensland | Winter | Coincident | 2027 | POE50 | Operational-demand | NA | 67.7307
QLD | QCARQGST | Gladstone Mesh | Energy Queensland | Winter | Non-coincident | 2027 | POE10 | Operational-demand | NA | 87.7169
QLD | QCARQGST | Gladstone Mesh | Energy Queensland | Winter | Coincident | 2028 | POE10 | Operational-demand | NA | 73.4697
QLD | QCARQGST | Gladstone Mesh | Energy Queensland | Winter | Coincident | 2028 | POE50 | Operational-demand | NA | 68.4687
QLD | QCARQGST | Gladstone Mesh | Energy Queensland | Winter | Non-coincident | 2028 | POE10 | Operational-demand | NA | 88.4684
QLD | QCARQGST | Gladstone Mesh | Energy Queensland | Winter | Coincident | 2029 | POE10 | Operational-demand | NA | 73.7441
QLD | QCARQGST | Gladstone Mesh | Energy Queensland | Winter | Coincident | 2029 | POE50 | Operational-demand | NA | 69.091
QLD | QCARQGST | Gladstone Mesh | Energy Queensland | Winter | Non-coincident | 2029 | POE10 | Operational-demand | NA | 89.2793
QLD | QCBL | Columboola | Energy Queensland | Shoulder | Coincident | 2017 | ACTUAL_OPG | Operational-demand | 22.0076 | 44.5967
QLD | QCBL | Columboola | Energy Queensland | Shoulder | Coincident | 2017 | ACTUAL_RAW | Operational-demand | 22.1514 | 44.6861
QLD | QCBL | Columboola | Energy Queensland | Shoulder | Non-coincident | 2017 | ACTUAL_RAW | Operational-demand | -38.1736 | 52.7986
QLD | QCBL | Columboola | Energy Queensland | Shoulder | Non-coincident | 2017 | ACTUAL_OPG | Operational-demand | 18.1758 | 52.6638
QLD | QCBL | Columboola | Energy Queensland | Shoulder | Non-coincident | 2017 | ACTUAL_ADJUSTEDOPG | Operational-demand | 18.1758 | 52.6638
QLD | QCBL | Columboola | Energy Queensland | Shoulder | Coincident | 2018 | ACTUAL_OPG | Operational-demand | 19.5061 | 42.5638
QLD | QCBL | Columboola | Energy Queensland | Shoulder | Coincident | 2018 | ACTUAL_RAW | Operational-demand | 19.649 | 42.7184
QLD | QCBL | Columboola | Energy Queensland | Shoulder | Non-coincident | 2018 | ACTUAL_RAW | Operational-demand | -45.3443 | 52.9992
QLD | QCBL | Columboola | Energy Queensland | Shoulder | Non-coincident | 2018 | ACTUAL_OPG | Operational-demand | 15.4735 | 56.199
QLD | QCBL | Columboola | Energy Queensland | Shoulder | Non-coincident | 2018 | ACTUAL_ADJUSTEDOPG | Operational-demand | 15.4735 | 56.199
QLD | QCBL | Columboola | Energy Queensland | Shoulder | Coincident | 2019 | ACTUAL_OPG | Operational-demand | 18.5968 | 46.0512
QLD | QCBL | Columboola | Energy Queensland | Shoulder | Coincident | 2019 | ACTUAL_RAW | Operational-demand | 18.8188 | 46.1812
QLD | QCBL | Columboola | Energy Queensland | Shoulder | Non-coincident | 2019 | ACTUAL_RAW | Operational-demand | -43.1936 | 49.4794
QLD | QCBL | Columboola | Energy Queensland | Shoulder | Non-coincident | 2019 | ACTUAL_OPG | Operational-demand | 14.8204 | 50.8269
QLD | QCBL | Columboola | Energy Queensland | Shoulder | Non-coincident | 2019 | ACTUAL_ADJUSTEDOPG | Operational-demand | 14.8204 | 50.8269
QLD | QCBL | Columboola | Energy Queensland | Shoulder | Non-coincident | 2019 | BASEYEARPOE90 | Operational-demand | 12.0605 | NA
QLD | QCBL | Columboola | Energy Queensland | Shoulder | Non-coincident | 2019 | BASEYEARPOE50 | Operational-demand | 13.9208 | 51.4182
QLD | QCBL | Columboola | Energy Queensland | Shoulder | Coincident | 2020 | ACTUAL_OPG | Operational-demand | 15.066 | 45.7031
QLD | QCBL | Columboola | Energy Queensland | Shoulder | Coincident | 2020 | ACTUAL_RAW | Operational-demand | 15.21 | -18.4229
QLD | QCBL | Columboola | Energy Queensland | Shoulder | Non-coincident | 2020 | ACTUAL_RAW | Operational-demand | -44.9154 | 58.0214
QLD | QCBL | Columboola | Energy Queensland | Shoulder | Non-coincident | 2020 | ACTUAL_OPG | Operational-demand | 14.8335 | 57.8954
QLD | QCBL | Columboola | Energy Queensland | Shoulder | Non-coincident | 2020 | ACTUAL_ADJUSTEDOPG | Operational-demand | 14.8335 | 57.8954
QLD | QCBL | Columboola | Energy Queensland | Shoulder | Coincident_unreconciled | 2021 | POE50 | Operational-demand | 13.9529 | NA
QLD | QCBL | Columboola | Energy Queensland | Shoulder | Coincident_unreconciled | 2021 | POE90 | Operational-demand | 12.0577 | NA
QLD | QCBL | Columboola | Energy Queensland | Shoulder | Non-coincident | 2021 | POE50 | Operational-demand | 17 | 51.6063
QLD | QCBL | Columboola | Energy Queensland | Shoulder | Non-coincident | 2021 | POE90 | Operational-demand | 15.524 | NA
QLD | QCBL | Columboola | Energy Queensland | Shoulder | Coincident_unreconciled | 2022 | POE50 | Operational-demand | 12.5262 | NA
QLD | QCBL | Columboola | Energy Queensland | Shoulder | Coincident_unreconciled | 2022 | POE90 | Operational-demand | 10.631 | NA
QLD | QCBL | Columboola | Energy Queensland | Shoulder | Non-coincident | 2022 | POE50 | Operational-demand | 15.8889 | 51.5963
QLD | QCBL | Columboola | Energy Queensland | Shoulder | Non-coincident | 2022 | POE90 | Operational-demand | 14.4129 | NA
QLD | QCBL | Columboola | Energy Queensland | Shoulder | Coincident_unreconciled | 2023 | POE50 | Operational-demand | 11.1147 | NA
QLD | QCBL | Columboola | Energy Queensland | Shoulder | Coincident_unreconciled | 2023 | POE90 | Operational-demand | 9.2195 | NA
QLD | QCBL | Columboola | Energy Queensland | Shoulder | Non-coincident | 2023 | POE50 | Operational-demand | 14.7896 | 51.5831
QLD | QCBL | Columboola | Energy Queensland | Shoulder | Non-coincident | 2023 | POE90 | Operational-demand | 13.3136 | NA
QLD | QCBL | Columboola | Energy Queensland | Shoulder | Coincident_unreconciled | 2024 | POE50 | Operational-demand | 10.117 | NA
QLD | QCBL | Columboola | Energy Queensland | Shoulder | Coincident_unreconciled | 2024 | POE90 | Operational-demand | 8.2218 | NA
QLD | QCBL | Columboola | Energy Queensland | Shoulder | Non-coincident | 2024 | POE50 | Operational-demand | 14.0126 | 51.554
QLD | QCBL | Columboola | Energy Queensland | Shoulder | Non-coincident | 2024 | POE90 | Operational-demand | 12.5366 | NA
QLD | QCBL | Columboola | Energy Queensland | Shoulder | Coincident_unreconciled | 2025 | POE50 | Operational-demand | 9.6119 | NA
QLD | QCBL | Columboola | Energy Queensland | Shoulder | Coincident_unreconciled | 2025 | POE90 | Operational-demand | 7.7075 | NA
QLD | QCBL | Columboola | Energy Queensland | Shoulder | Non-coincident | 2025 | POE50 | Operational-demand | 13.6192 | 51.7562
QLD | QCBL | Columboola | Energy Queensland | Shoulder | Non-coincident | 2025 | POE90 | Operational-demand | 12.136 | NA
QLD | QCBL | Columboola | Energy Queensland | Shoulder | Coincident_unreconciled | 2026 | POE50 | Operational-demand | 9.205 | NA
QLD | QCBL | Columboola | Energy Queensland | Shoulder | Coincident_unreconciled | 2026 | POE90 | Operational-demand | 7.294 | NA
QLD | QCBL | Columboola | Energy Queensland | Shoulder | Non-coincident | 2026 | POE50 | Operational-demand | 13.3023 | 51.8854
QLD | QCBL | Columboola | Energy Queensland | Shoulder | Non-coincident | 2026 | POE90 | Operational-demand | 11.814 | NA
QLD | QCBL | Columboola | Energy Queensland | Shoulder | Coincident_unreconciled | 2027 | POE50 | Operational-demand | 8.9745 | NA
QLD | QCBL | Columboola | Energy Queensland | Shoulder | Coincident_unreconciled | 2027 | POE90 | Operational-demand | 7.0635 | NA
QLD | QCBL | Columboola | Energy Queensland | Shoulder | Non-coincident | 2027 | POE50 | Operational-demand | 13.1227 | 51.8466
QLD | QCBL | Columboola | Energy Queensland | Shoulder | Non-coincident | 2027 | POE90 | Operational-demand | 11.6345 | NA
QLD | QCBL | Columboola | Energy Queensland | Shoulder | Coincident_unreconciled | 2028 | POE50 | Operational-demand | 8.7275 | NA
QLD | QCBL | Columboola | Energy Queensland | Shoulder | Coincident_unreconciled | 2028 | POE90 | Operational-demand | 6.8165 | NA
QLD | QCBL | Columboola | Energy Queensland | Shoulder | Non-coincident | 2028 | POE50 | Operational-demand | 12.9304 | 51.9371
QLD | QCBL | Columboola | Energy Queensland | Shoulder | Non-coincident | 2028 | POE90 | Operational-demand | 11.4421 | NA
QLD | QCBL | Columboola | Energy Queensland | Shoulder | Coincident_unreconciled | 2029 | POE50 | Operational-demand | 8.4149 | NA
QLD | QCBL | Columboola | Energy Queensland | Shoulder | Coincident_unreconciled | 2029 | POE90 | Operational-demand | 6.504 | NA
QLD | QCBL | Columboola | Energy Queensland | Shoulder | Non-coincident | 2029 | POE50 | Operational-demand | 12.687 | 52.2461
QLD | QCBL | Columboola | Energy Queensland | Shoulder | Non-coincident | 2029 | POE90 | Operational-demand | 11.1987 | NA
QLD | QCBL | Columboola | Energy Queensland | Shoulder | Coincident_unreconciled | 2030 | POE50 | Operational-demand | 8.4044 | NA
QLD | QCBL | Columboola | Energy Queensland | Shoulder | Coincident_unreconciled | 2030 | POE90 | Operational-demand | 6.4934 | NA
QLD | QCBL | Columboola | Energy Queensland | Shoulder | Non-coincident | 2030 | POE50 | Operational-demand | 12.6788 | 52.6361
QLD | QCBL | Columboola | Energy Queensland | Shoulder | Non-coincident | 2030 | POE90 | Operational-demand | 11.1905 | NA
QLD | QCBL | Columboola | Energy Queensland | Summer | Coincident | 2017 | ACTUAL_OPG | Operational-demand | 21.4777 | 64.026
QLD | QCBL | Columboola | Energy Queensland | Summer | Coincident | 2017 | ACTUAL_RAW | Operational-demand | 21.6236 | 7.132
QLD | QCBL | Columboola | Energy Queensland | Summer | Non-coincident | 2017 | ACTUAL_RAW | Operational-demand | -39.5492 | 73.6922
QLD | QCBL | Columboola | Energy Queensland | Summer | Non-coincident | 2017 | ACTUAL_OPG | Operational-demand | 20.5482 | 73.5678
QLD | QCBL | Columboola | Energy Queensland | Summer | Non-coincident | 2017 | ACTUAL_ADJUSTEDOPG | Operational-demand | 20.5482 | 73.5678
QLD | QCBL | Columboola | Energy Queensland | Summer | Coincident | 2018 | ACTUAL_OPG | Operational-demand | 22.4455 | 59.9484
QLD | QCBL | Columboola | Energy Queensland | Summer | Coincident | 2018 | ACTUAL_RAW | Operational-demand | 22.5592 | -1.9057
QLD | QCBL | Columboola | Energy Queensland | Summer | Non-coincident | 2018 | ACTUAL_RAW | Operational-demand | -30.1481 | 68.9841
QLD | QCBL | Columboola | Energy Queensland | Summer | Non-coincident | 2018 | ACTUAL_OPG | Operational-demand | 19.3194 | 78.4766
QLD | QCBL | Columboola | Energy Queensland | Summer | Non-coincident | 2018 | ACTUAL_ADJUSTEDOPG | Operational-demand | 19.3194 | 72.275
QLD | QCBL | Columboola | Energy Queensland | Summer | Coincident | 2019 | ACTUAL_OPG | Operational-demand | 23.0885 | 54.6974
QLD | QCBL | Columboola | Energy Queensland | Summer | Coincident | 2019 | ACTUAL_RAW | Operational-demand | 23.2285 | -5.3666
QLD | QCBL | Columboola | Energy Queensland | Summer | Non-coincident | 2019 | ACTUAL_RAW | Operational-demand | -35.295 | 72.4891
QLD | QCBL | Columboola | Energy Queensland | Summer | Non-coincident | 2019 | ACTUAL_OPG | Operational-demand | 15.6945 | 72.3431
QLD | QCBL | Columboola | Energy Queensland | Summer | Non-coincident | 2019 | ACTUAL_ADJUSTEDOPG | Operational-demand | 15.6945 | 72.3431
QLD | QCBL | Columboola | Energy Queensland | Summer | Non-coincident | 2019 | BASEYEARPOE90 | Operational-demand | 11.3608 | NA
QLD | QCBL | Columboola | Energy Queensland | Summer | Non-coincident | 2019 | BASEYEARPOE50 | Operational-demand | 15.372 | 72.4933
QLD | QCBL | Columboola | Energy Queensland | Summer | Coincident | 2020 | ACTUAL_OPG | Operational-demand | 16.5848 | 49.7486
QLD | QCBL | Columboola | Energy Queensland | Summer | Coincident | 2020 | ACTUAL_RAW | Operational-demand | 16.7168 | 49.8846
QLD | QCBL | Columboola | Energy Queensland | Summer | Non-coincident | 2020 | ACTUAL_RAW | Operational-demand | -25.648 | 71.3828
QLD | QCBL | Columboola | Energy Queensland | Summer | Non-coincident | 2020 | ACTUAL_OPG | Operational-demand | 15.7453 | 71.2448
QLD | QCBL | Columboola | Energy Queensland | Summer | Non-coincident | 2020 | ACTUAL_ADJUSTEDOPG | Operational-demand | 15.7453 | 71.2448
QLD | QCBL | Columboola | Energy Queensland | Summer | Coincident_unreconciled | 2021 | POE50 | Operational-demand | 14.4208 | NA
QLD | QCBL | Columboola | Energy Queensland | Summer | Coincident_unreconciled | 2021 | POE90 | Operational-demand | 10.2661 | NA
QLD | QCBL | Columboola | Energy Queensland | Summer | Non-coincident | 2021 | POE50 | Operational-demand | 35 | 72.9896
QLD | QCBL | Columboola | Energy Queensland | Summer | Non-coincident | 2021 | POE90 | Operational-demand | 31.093 | NA
QLD | QCBL | Columboola | Energy Queensland | Summer | Coincident_unreconciled | 2022 | POE50 | Operational-demand | 13.2838 | NA
QLD | QCBL | Columboola | Energy Queensland | Summer | Coincident_unreconciled | 2022 | POE90 | Operational-demand | 9.1291 | NA
QLD | QCBL | Columboola | Energy Queensland | Summer | Non-coincident | 2022 | POE50 | Operational-demand | 33.9308 | 72.9805
QLD | QCBL | Columboola | Energy Queensland | Summer | Non-coincident | 2022 | POE90 | Operational-demand | 30.0237 | NA
QLD | QCBL | Columboola | Energy Queensland | Summer | Coincident_unreconciled | 2023 | POE50 | Operational-demand | 12.1466 | NA
QLD | QCBL | Columboola | Energy Queensland | Summer | Coincident_unreconciled | 2023 | POE90 | Operational-demand | 7.992 | NA
QLD | QCBL | Columboola | Energy Queensland | Summer | Non-coincident | 2023 | POE50 | Operational-demand | 32.8614 | 72.9685
QLD | QCBL | Columboola | Energy Queensland | Summer | Non-coincident | 2023 | POE90 | Operational-demand | 28.9544 | NA
QLD | QCBL | Columboola | Energy Queensland | Summer | Coincident_unreconciled | 2024 | POE50 | Operational-demand | 11.3302 | NA
QLD | QCBL | Columboola | Energy Queensland | Summer | Coincident_unreconciled | 2024 | POE90 | Operational-demand | 7.1755 | NA
QLD | QCBL | Columboola | Energy Queensland | Summer | Non-coincident | 2024 | POE50 | Operational-demand | 32.0936 | 72.9566
QLD | QCBL | Columboola | Energy Queensland | Summer | Non-coincident | 2024 | POE90 | Operational-demand | 28.1866 | NA
QLD | QCBL | Columboola | Energy Queensland | Summer | Coincident_unreconciled | 2025 | POE50 | Operational-demand | 10.8759 | NA
QLD | QCBL | Columboola | Energy Queensland | Summer | Coincident_unreconciled | 2025 | POE90 | Operational-demand | 6.701 | NA
QLD | QCBL | Columboola | Energy Queensland | Summer | Non-coincident | 2025 | POE50 | Operational-demand | 31.6664 | 73.3007
QLD | QCBL | Columboola | Energy Queensland | Summer | Non-coincident | 2025 | POE90 | Operational-demand | 27.7404 | NA
QLD | QCBL | Columboola | Energy Queensland | Summer | Coincident_unreconciled | 2026 | POE50 | Operational-demand | 10.4699 | NA
QLD | QCBL | Columboola | Energy Queensland | Summer | Coincident_unreconciled | 2026 | POE90 | Operational-demand | 6.2805 | NA
QLD | QCBL | Columboola | Energy Queensland | Summer | Non-coincident | 2026 | POE50 | Operational-demand | 31.2846 | 73.5549
QLD | QCBL | Columboola | Energy Queensland | Summer | Non-coincident | 2026 | POE90 | Operational-demand | 27.345 | NA
QLD | QCBL | Columboola | Energy Queensland | Summer | Coincident_unreconciled | 2027 | POE50 | Operational-demand | 10.1654 | NA
QLD | QCBL | Columboola | Energy Queensland | Summer | Coincident_unreconciled | 2027 | POE90 | Operational-demand | 5.9761 | NA
QLD | QCBL | Columboola | Energy Queensland | Summer | Non-coincident | 2027 | POE50 | Operational-demand | 30.9983 | 73.579
QLD | QCBL | Columboola | Energy Queensland | Summer | Non-coincident | 2027 | POE90 | Operational-demand | 27.0587 | NA
QLD | QCBL | Columboola | Energy Queensland | Summer | Coincident_unreconciled | 2028 | POE50 | Operational-demand | 9.8543 | NA
QLD | QCBL | Columboola | Energy Queensland | Summer | Coincident_unreconciled | 2028 | POE90 | Operational-demand | 5.6649 | NA
QLD | QCBL | Columboola | Energy Queensland | Summer | Non-coincident | 2028 | POE50 | Operational-demand | 30.7057 | 73.7625
QLD | QCBL | Columboola | Energy Queensland | Summer | Non-coincident | 2028 | POE90 | Operational-demand | 26.7661 | NA
QLD | QCBL | Columboola | Energy Queensland | Summer | Coincident_unreconciled | 2029 | POE50 | Operational-demand | 9.5472 | NA
QLD | QCBL | Columboola | Energy Queensland | Summer | Coincident_unreconciled | 2029 | POE90 | Operational-demand | 5.3579 | NA
QLD | QCBL | Columboola | Energy Queensland | Summer | Non-coincident | 2029 | POE50 | Operational-demand | 30.4169 | 74.1101
QLD | QCBL | Columboola | Energy Queensland | Summer | Non-coincident | 2029 | POE90 | Operational-demand | 26.4774 | NA
QLD | QCBL | Columboola | Energy Queensland | Summer | Coincident_unreconciled | 2030 | POE50 | Operational-demand | 9.4402 | NA
QLD | QCBL | Columboola | Energy Queensland | Summer | Coincident_unreconciled | 2030 | POE90 | Operational-demand | 5.2509 | NA
QLD | QCBL | Columboola | Energy Queensland | Summer | Non-coincident | 2030 | POE50 | Operational-demand | 30.3164 | 74.5538
QLD | QCBL | Columboola | Energy Queensland | Summer | Non-coincident | 2030 | POE90 | Operational-demand | 26.3768 | NA
QLD | QCBL | Columboola | Energy Queensland | Winter | Coincident | 2016 | ACTUAL_OPG | Operational-demand | 25.9645 | 60.1353
QLD | QCBL | Columboola | Energy Queensland | Winter | Coincident | 2016 | ACTUAL_RAW | Operational-demand | 26.0364 | 60.2661
QLD | QCBL | Columboola | Energy Queensland | Winter | Non-coincident | 2016 | ACTUAL_RAW | Operational-demand | -34.601 | 61.7188
QLD | QCBL | Columboola | Energy Queensland | Winter | Non-coincident | 2016 | ACTUAL_OPG | Operational-demand | -8.0596 | 83.7815
QLD | QCBL | Columboola | Energy Queensland | Winter | Non-coincident | 2016 | ACTUAL_ADJUSTEDOPG | Operational-demand | 15.553 | 61.5901
QLD | QCBL | Columboola | Energy Queensland | Winter | Coincident | 2017 | ACTUAL_OPG | Operational-demand | 22.9701 | 45.0729
QLD | QCBL | Columboola | Energy Queensland | Winter | Coincident | 2017 | ACTUAL_RAW | Operational-demand | 23.1113 | 10.3267
QLD | QCBL | Columboola | Energy Queensland | Winter | Non-coincident | 2017 | ACTUAL_RAW | Operational-demand | -40.178 | 57.4544
QLD | QCBL | Columboola | Energy Queensland | Winter | Non-coincident | 2017 | ACTUAL_OPG | Operational-demand | 19.4819 | 57.3178
QLD | QCBL | Columboola | Energy Queensland | Winter | Non-coincident | 2017 | ACTUAL_ADJUSTEDOPG | Operational-demand | 19.4819 | 57.3178
QLD | QCBL | Columboola | Energy Queensland | Winter | Coincident | 2018 | ACTUAL_OPG | Operational-demand | 20.2107 | 54.3079
QLD | QCBL | Columboola | Energy Queensland | Winter | Coincident | 2018 | ACTUAL_RAW | Operational-demand | 20.2347 | -19.0161
QLD | QCBL | Columboola | Energy Queensland | Winter | Non-coincident | 2018 | ACTUAL_RAW | Operational-demand | -39.9985 | 59.9506
QLD | QCBL | Columboola | Energy Queensland | Winter | Non-coincident | 2018 | ACTUAL_OPG | Operational-demand | 18.6325 | 59.8386
QLD | QCBL | Columboola | Energy Queensland | Winter | Non-coincident | 2018 | ACTUAL_ADJUSTEDOPG | Operational-demand | 18.6325 | 59.8386
QLD | QCBL | Columboola | Energy Queensland | Winter | Coincident | 2019 | ACTUAL_OPG | Operational-demand | 19.056 | 52.9676
QLD | QCBL | Columboola | Energy Queensland | Winter | Coincident | 2019 | ACTUAL_RAW | Operational-demand | 19.212 | -16.0784
QLD | QCBL | Columboola | Energy Queensland | Winter | Non-coincident | 2019 | ACTUAL_RAW | Operational-demand | -43.263 | 57.6889
QLD | QCBL | Columboola | Energy Queensland | Winter | Non-coincident | 2019 | ACTUAL_OPG | Operational-demand | 15.1719 | 57.5529
QLD | QCBL | Columboola | Energy Queensland | Winter | Non-coincident | 2019 | ACTUAL_ADJUSTEDOPG | Operational-demand | 15.1719 | 57.5529
QLD | QCBL | Columboola | Energy Queensland | Winter | Non-coincident | 2019 | BASEYEARPOE90 | Operational-demand | 10.9107 | NA
QLD | QCBL | Columboola | Energy Queensland | Winter | Non-coincident | 2019 | BASEYEARPOE50 | Operational-demand | 12.8384 | 58.8571
QLD | QCBL | Columboola | Energy Queensland | Winter | Coincident_unreconciled | 2020 | POE50 | Operational-demand | 18 | NA
QLD | QCBL | Columboola | Energy Queensland | Winter | Coincident_unreconciled | 2020 | POE90 | Operational-demand | 15.583 | NA
QLD | QCBL | Columboola | Energy Queensland | Winter | Non-coincident | 2020 | POE50 | Operational-demand | 20 | 58.8475
QLD | QCBL | Columboola | Energy Queensland | Winter | Non-coincident | 2020 | POE90 | Operational-demand | 18.2198 | NA
QLD | QCBL | Columboola | Energy Queensland | Winter | Coincident_unreconciled | 2021 | POE50 | Operational-demand | 16.5905 | NA
QLD | QCBL | Columboola | Energy Queensland | Winter | Coincident_unreconciled | 2021 | POE90 | Operational-demand | 14.1735 | NA
QLD | QCBL | Columboola | Energy Queensland | Winter | Non-coincident | 2021 | POE50 | Operational-demand | 18.9619 | 58.8302
QLD | QCBL | Columboola | Energy Queensland | Winter | Non-coincident | 2021 | POE90 | Operational-demand | 17.1817 | NA
QLD | QCBL | Columboola | Energy Queensland | Winter | Coincident_unreconciled | 2022 | POE50 | Operational-demand | 15.1762 | NA
QLD | QCBL | Columboola | Energy Queensland | Winter | Coincident_unreconciled | 2022 | POE90 | Operational-demand | 12.7591 | NA
QLD | QCBL | Columboola | Energy Queensland | Winter | Non-coincident | 2022 | POE50 | Operational-demand | 17.9202 | 58.8049
QLD | QCBL | Columboola | Energy Queensland | Winter | Non-coincident | 2022 | POE90 | Operational-demand | 16.14 | NA
QLD | QCBL | Columboola | Energy Queensland | Winter | Coincident_unreconciled | 2023 | POE50 | Operational-demand | 13.9193 | NA
QLD | QCBL | Columboola | Energy Queensland | Winter | Coincident_unreconciled | 2023 | POE90 | Operational-demand | 11.5023 | NA
QLD | QCBL | Columboola | Energy Queensland | Winter | Non-coincident | 2023 | POE50 | Operational-demand | 16.9945 | 58.7796
QLD | QCBL | Columboola | Energy Queensland | Winter | Non-coincident | 2023 | POE90 | Operational-demand | 15.2143 | NA
QLD | QCBL | Columboola | Energy Queensland | Winter | Coincident_unreconciled | 2024 | POE50 | Operational-demand | 13.1678 | NA
QLD | QCBL | Columboola | Energy Queensland | Winter | Coincident_unreconciled | 2024 | POE90 | Operational-demand | 10.7491 | NA
QLD | QCBL | Columboola | Energy Queensland | Winter | Non-coincident | 2024 | POE50 | Operational-demand | 16.441 | 58.7295
QLD | QCBL | Columboola | Energy Queensland | Winter | Non-coincident | 2024 | POE90 | Operational-demand | 14.6596 | NA
QLD | QCBL | Columboola | Energy Queensland | Winter | Coincident_unreconciled | 2025 | POE50 | Operational-demand | 12.7595 | NA
QLD | QCBL | Columboola | Energy Queensland | Winter | Coincident_unreconciled | 2025 | POE90 | Operational-demand | 10.3223 | NA
QLD | QCBL | Columboola | Energy Queensland | Winter | Non-coincident | 2025 | POE50 | Operational-demand | 16.1403 | 59.0661
QLD | QCBL | Columboola | Energy Queensland | Winter | Non-coincident | 2025 | POE90 | Operational-demand | 14.3452 | NA
QLD | QCBL | Columboola | Energy Queensland | Winter | Coincident_unreconciled | 2026 | POE50 | Operational-demand | 12.2511 | NA
QLD | QCBL | Columboola | Energy Queensland | Winter | Coincident_unreconciled | 2026 | POE90 | Operational-demand | 9.8139 | NA
QLD | QCBL | Columboola | Energy Queensland | Winter | Non-coincident | 2026 | POE50 | Operational-demand | 15.7658 | 58.9403
QLD | QCBL | Columboola | Energy Queensland | Winter | Non-coincident | 2026 | POE90 | Operational-demand | 13.9708 | NA
QLD | QCBL | Columboola | Energy Queensland | Winter | Coincident_unreconciled | 2027 | POE50 | Operational-demand | 12.0667 | NA
QLD | QCBL | Columboola | Energy Queensland | Winter | Coincident_unreconciled | 2027 | POE90 | Operational-demand | 9.6295 | NA
QLD | QCBL | Columboola | Energy Queensland | Winter | Non-coincident | 2027 | POE50 | Operational-demand | 15.63 | 58.8189
QLD | QCBL | Columboola | Energy Queensland | Winter | Non-coincident | 2027 | POE90 | Operational-demand | 13.835 | NA
QLD | QCBL | Columboola | Energy Queensland | Winter | Coincident_unreconciled | 2028 | POE50 | Operational-demand | 11.6345 | NA
QLD | QCBL | Columboola | Energy Queensland | Winter | Coincident_unreconciled | 2028 | POE90 | Operational-demand | 9.1973 | NA
QLD | QCBL | Columboola | Energy Queensland | Winter | Non-coincident | 2028 | POE50 | Operational-demand | 15.3117 | 59.0161
QLD | QCBL | Columboola | Energy Queensland | Winter | Non-coincident | 2028 | POE90 | Operational-demand | 13.5167 | NA
QLD | QCBL | Columboola | Energy Queensland | Winter | Coincident_unreconciled | 2029 | POE50 | Operational-demand | 11.4108 | NA
QLD | QCBL | Columboola | Energy Queensland | Winter | Coincident_unreconciled | 2029 | POE90 | Operational-demand | 8.9736 | NA
QLD | QCBL | Columboola | Energy Queensland | Winter | Non-coincident | 2029 | POE50 | Operational-demand | 15.1469 | 59.2852
QLD | QCBL | Columboola | Energy Queensland | Winter | Non-coincident | 2029 | POE90 | Operational-demand | 13.3519 | NA
QLD | QCBL | Columboola | Energy Queensland | Shoulder | Non-coincident | 2019 | BASEYEARPOE10 | Operational-demand | NA | 55.8315
QLD | QCBL | Columboola | Energy Queensland | Shoulder | Coincident | 2021 | POE10 | Operational-demand | NA | 46.9016
QLD | QCBL | Columboola | Energy Queensland | Shoulder | Coincident | 2021 | POE50 | Operational-demand | NA | 43.8254
QLD | QCBL | Columboola | Energy Queensland | Shoulder | Non-coincident | 2021 | POE10 | Operational-demand | NA | 57.0538
QLD | QCBL | Columboola | Energy Queensland | Shoulder | Coincident | 2022 | POE10 | Operational-demand | NA | 48.1869
QLD | QCBL | Columboola | Energy Queensland | Shoulder | Coincident | 2022 | POE50 | Operational-demand | NA | 44.2744
QLD | QCBL | Columboola | Energy Queensland | Shoulder | Non-coincident | 2022 | POE10 | Operational-demand | NA | 57.0437
QLD | QCBL | Columboola | Energy Queensland | Shoulder | Coincident | 2023 | POE10 | Operational-demand | NA | 48.2674
QLD | QCBL | Columboola | Energy Queensland | Shoulder | Coincident | 2023 | POE50 | Operational-demand | NA | 44.5618
QLD | QCBL | Columboola | Energy Queensland | Shoulder | Non-coincident | 2023 | POE10 | Operational-demand | NA | 57.0306
QLD | QCBL | Columboola | Energy Queensland | Shoulder | Coincident | 2024 | POE10 | Operational-demand | NA | 48.475
QLD | QCBL | Columboola | Energy Queensland | Shoulder | Coincident | 2024 | POE50 | Operational-demand | NA | 45.3399
QLD | QCBL | Columboola | Energy Queensland | Shoulder | Non-coincident | 2024 | POE10 | Operational-demand | NA | 57.0015
QLD | QCBL | Columboola | Energy Queensland | Shoulder | Coincident | 2025 | POE10 | Operational-demand | NA | 48.8211
QLD | QCBL | Columboola | Energy Queensland | Shoulder | Coincident | 2025 | POE50 | Operational-demand | NA | 45.3284
QLD | QCBL | Columboola | Energy Queensland | Shoulder | Non-coincident | 2025 | POE10 | Operational-demand | NA | 57.2302
QLD | QCBL | Columboola | Energy Queensland | Shoulder | Coincident | 2026 | POE10 | Operational-demand | NA | 48.6948
QLD | QCBL | Columboola | Energy Queensland | Shoulder | Coincident | 2026 | POE50 | Operational-demand | NA | 45.4564
QLD | QCBL | Columboola | Energy Queensland | Shoulder | Non-coincident | 2026 | POE10 | Operational-demand | NA | 57.3783
QLD | QCBL | Columboola | Energy Queensland | Shoulder | Coincident | 2027 | POE10 | Operational-demand | NA | 48.4596
QLD | QCBL | Columboola | Energy Queensland | Shoulder | Coincident | 2027 | POE50 | Operational-demand | NA | 45.1894
QLD | QCBL | Columboola | Energy Queensland | Shoulder | Non-coincident | 2027 | POE10 | Operational-demand | NA | 57.3395
QLD | QCBL | Columboola | Energy Queensland | Shoulder | Coincident | 2028 | POE10 | Operational-demand | NA | 48.3519
QLD | QCBL | Columboola | Energy Queensland | Shoulder | Coincident | 2028 | POE50 | Operational-demand | NA | 45.2056
QLD | QCBL | Columboola | Energy Queensland | Shoulder | Non-coincident | 2028 | POE10 | Operational-demand | NA | 57.43
QLD | QCBL | Columboola | Energy Queensland | Shoulder | Coincident | 2029 | POE10 | Operational-demand | NA | 49.0649
QLD | QCBL | Columboola | Energy Queensland | Shoulder | Coincident | 2029 | POE50 | Operational-demand | NA | 45.6275
QLD | QCBL | Columboola | Energy Queensland | Shoulder | Non-coincident | 2029 | POE10 | Operational-demand | NA | 57.739
QLD | QCBL | Columboola | Energy Queensland | Shoulder | Coincident | 2030 | POE10 | Operational-demand | NA | 49.3932
QLD | QCBL | Columboola | Energy Queensland | Shoulder | Coincident | 2030 | POE50 | Operational-demand | NA | 46.0121
QLD | QCBL | Columboola | Energy Queensland | Shoulder | Non-coincident | 2030 | POE10 | Operational-demand | NA | 58.129
QLD | QCBL | Columboola | Energy Queensland | Summer | Non-coincident | 2019 | BASEYEARPOE10 | Operational-demand | NA | 76.3939
QLD | QCBL | Columboola | Energy Queensland | Summer | Coincident | 2021 | POE10 | Operational-demand | NA | 54.2614
QLD | QCBL | Columboola | Energy Queensland | Summer | Coincident | 2021 | POE50 | Operational-demand | NA | 54.0497
QLD | QCBL | Columboola | Energy Queensland | Summer | Non-coincident | 2021 | POE10 | Operational-demand | NA | 76.5846
QLD | QCBL | Columboola | Energy Queensland | Summer | Coincident | 2022 | POE10 | Operational-demand | NA | 55.2403
QLD | QCBL | Columboola | Energy Queensland | Summer | Coincident | 2022 | POE50 | Operational-demand | NA | 54.9409
QLD | QCBL | Columboola | Energy Queensland | Summer | Non-coincident | 2022 | POE10 | Operational-demand | NA | 76.5754
QLD | QCBL | Columboola | Energy Queensland | Summer | Coincident | 2023 | POE10 | Operational-demand | NA | 55.5358
QLD | QCBL | Columboola | Energy Queensland | Summer | Coincident | 2023 | POE50 | Operational-demand | NA | 55.1133
QLD | QCBL | Columboola | Energy Queensland | Summer | Non-coincident | 2023 | POE10 | Operational-demand | NA | 76.5635
QLD | QCBL | Columboola | Energy Queensland | Summer | Coincident | 2024 | POE10 | Operational-demand | NA | 56.166
QLD | QCBL | Columboola | Energy Queensland | Summer | Coincident | 2024 | POE50 | Operational-demand | NA | 55.7931
QLD | QCBL | Columboola | Energy Queensland | Summer | Non-coincident | 2024 | POE10 | Operational-demand | NA | 76.5516
QLD | QCBL | Columboola | Energy Queensland | Summer | Coincident | 2025 | POE10 | Operational-demand | NA | 56.1671
QLD | QCBL | Columboola | Energy Queensland | Summer | Coincident | 2025 | POE50 | Operational-demand | NA | 56.0827
QLD | QCBL | Columboola | Energy Queensland | Summer | Non-coincident | 2025 | POE10 | Operational-demand | NA | 76.9132
QLD | QCBL | Columboola | Energy Queensland | Summer | Coincident | 2026 | POE10 | Operational-demand | NA | 56.5979
QLD | QCBL | Columboola | Energy Queensland | Summer | Coincident | 2026 | POE50 | Operational-demand | NA | 56.3263
QLD | QCBL | Columboola | Energy Queensland | Summer | Non-coincident | 2026 | POE10 | Operational-demand | NA | 77.1798
QLD | QCBL | Columboola | Energy Queensland | Summer | Coincident | 2027 | POE10 | Operational-demand | NA | 56.1676
QLD | QCBL | Columboola | Energy Queensland | Summer | Coincident | 2027 | POE50 | Operational-demand | NA | 56.0924
QLD | QCBL | Columboola | Energy Queensland | Summer | Non-coincident | 2027 | POE10 | Operational-demand | NA | 77.2039
QLD | QCBL | Columboola | Energy Queensland | Summer | Coincident | 2028 | POE10 | Operational-demand | NA | 56.3161
QLD | QCBL | Columboola | Energy Queensland | Summer | Coincident | 2028 | POE50 | Operational-demand | NA | 56.2185
QLD | QCBL | Columboola | Energy Queensland | Summer | Non-coincident | 2028 | POE10 | Operational-demand | NA | 77.3875
QLD | QCBL | Columboola | Energy Queensland | Summer | Coincident | 2029 | POE10 | Operational-demand | NA | 56.3943
QLD | QCBL | Columboola | Energy Queensland | Summer | Coincident | 2029 | POE50 | Operational-demand | NA | 56.5504
QLD | QCBL | Columboola | Energy Queensland | Summer | Non-coincident | 2029 | POE10 | Operational-demand | NA | 77.7351
QLD | QCBL | Columboola | Energy Queensland | Summer | Coincident | 2030 | POE10 | Operational-demand | NA | 56.7525
QLD | QCBL | Columboola | Energy Queensland | Summer | Coincident | 2030 | POE50 | Operational-demand | NA | 56.6242
QLD | QCBL | Columboola | Energy Queensland | Summer | Non-coincident | 2030 | POE10 | Operational-demand | NA | 78.1788
QLD | QCBL | Columboola | Energy Queensland | Winter | Non-coincident | 2019 | BASEYEARPOE10 | Operational-demand | NA | 60.8725
QLD | QCBL | Columboola | Energy Queensland | Winter | Coincident | 2020 | POE10 | Operational-demand | NA | 55.4182
QLD | QCBL | Columboola | Energy Queensland | Winter | Coincident | 2020 | POE50 | Operational-demand | NA | 53.0055
QLD | QCBL | Columboola | Energy Queensland | Winter | Non-coincident | 2020 | POE10 | Operational-demand | NA | 60.977
QLD | QCBL | Columboola | Energy Queensland | Winter | Coincident | 2021 | POE10 | Operational-demand | NA | 54.937
QLD | QCBL | Columboola | Energy Queensland | Winter | Coincident | 2021 | POE50 | Operational-demand | NA | 52.5307
QLD | QCBL | Columboola | Energy Queensland | Winter | Non-coincident | 2021 | POE10 | Operational-demand | NA | 60.8456
QLD | QCBL | Columboola | Energy Queensland | Winter | Coincident | 2022 | POE10 | Operational-demand | NA | 56.1293
QLD | QCBL | Columboola | Energy Queensland | Winter | Coincident | 2022 | POE50 | Operational-demand | NA | 53.6792
QLD | QCBL | Columboola | Energy Queensland | Winter | Non-coincident | 2022 | POE10 | Operational-demand | NA | 60.8203
QLD | QCBL | Columboola | Energy Queensland | Winter | Coincident | 2023 | POE10 | Operational-demand | NA | 56.6243
QLD | QCBL | Columboola | Energy Queensland | Winter | Coincident | 2023 | POE50 | Operational-demand | NA | 54.1006
QLD | QCBL | Columboola | Energy Queensland | Winter | Non-coincident | 2023 | POE10 | Operational-demand | NA | 60.7951
QLD | QCBL | Columboola | Energy Queensland | Winter | Coincident | 2024 | POE10 | Operational-demand | NA | 57.4234
QLD | QCBL | Columboola | Energy Queensland | Winter | Coincident | 2024 | POE50 | Operational-demand | NA | 54.6507
QLD | QCBL | Columboola | Energy Queensland | Winter | Non-coincident | 2024 | POE10 | Operational-demand | NA | 60.7463
QLD | QCBL | Columboola | Energy Queensland | Winter | Coincident | 2025 | POE10 | Operational-demand | NA | 57.578
QLD | QCBL | Columboola | Energy Queensland | Winter | Coincident | 2025 | POE50 | Operational-demand | NA | 54.9125
QLD | QCBL | Columboola | Energy Queensland | Winter | Non-coincident | 2025 | POE10 | Operational-demand | NA | 61.0983
QLD | QCBL | Columboola | Energy Queensland | Winter | Coincident | 2026 | POE10 | Operational-demand | NA | 57.4208
QLD | QCBL | Columboola | Energy Queensland | Winter | Coincident | 2026 | POE50 | Operational-demand | NA | 54.8621
QLD | QCBL | Columboola | Energy Queensland | Winter | Non-coincident | 2026 | POE10 | Operational-demand | NA | 60.9725
QLD | QCBL | Columboola | Energy Queensland | Winter | Coincident | 2027 | POE10 | Operational-demand | NA | 57.2509
QLD | QCBL | Columboola | Energy Queensland | Winter | Coincident | 2027 | POE50 | Operational-demand | NA | 54.7016
QLD | QCBL | Columboola | Energy Queensland | Winter | Non-coincident | 2027 | POE10 | Operational-demand | NA | 60.9217
QLD | QCBL | Columboola | Energy Queensland | Winter | Coincident | 2028 | POE10 | Operational-demand | NA | 58.0136
QLD | QCBL | Columboola | Energy Queensland | Winter | Coincident | 2028 | POE50 | Operational-demand | NA | 55.0072
QLD | QCBL | Columboola | Energy Queensland | Winter | Non-coincident | 2028 | POE10 | Operational-demand | NA | 61.0483
QLD | QCBL | Columboola | Energy Queensland | Winter | Coincident | 2029 | POE10 | Operational-demand | NA | 57.9557
QLD | QCBL | Columboola | Energy Queensland | Winter | Coincident | 2029 | POE50 | Operational-demand | NA | 55.2474
QLD | QCBL | Columboola | Energy Queensland | Winter | Non-coincident | 2029 | POE10 | Operational-demand | NA | 61.3174
QLD | QCBW | Ashgrove West 110 | Energy Queensland | Shoulder | Coincident | 2017 | ACTUAL_OPG | Operational-demand | 37.6487 | 42.3303
QLD | QCBW | Ashgrove West 110 | Energy Queensland | Shoulder | Coincident | 2017 | ACTUAL_RAW | Operational-demand | 37.6487 | 42.3303
QLD | QCBW | Ashgrove West 110 | Energy Queensland | Shoulder | Non-coincident | 2017 | ACTUAL_RAW | Operational-demand | -11.8844 | 118.224
QLD | QCBW | Ashgrove West 110 | Energy Queensland | Shoulder | Non-coincident | 2017 | ACTUAL_OPG | Operational-demand | -11.8844 | 118.224
QLD | QCBW | Ashgrove West 110 | Energy Queensland | Shoulder | Non-coincident | 2017 | ACTUAL_ADJUSTEDOPG | Operational-demand | 10.893 | 118.224
QLD | QCBW | Ashgrove West 110 | Energy Queensland | Shoulder | Coincident | 2018 | ACTUAL_OPG | Operational-demand | 32.4164 | 88.6548
QLD | QCBW | Ashgrove West 110 | Energy Queensland | Shoulder | Coincident | 2018 | ACTUAL_RAW | Operational-demand | 32.4164 | 88.6548
QLD | QCBW | Ashgrove West 110 | Energy Queensland | Shoulder | Non-coincident | 2018 | ACTUAL_RAW | Operational-demand | 18.1306 | 139.9547
QLD | QCBW | Ashgrove West 110 | Energy Queensland | Shoulder | Non-coincident | 2018 | ACTUAL_OPG | Operational-demand | 18.1306 | 139.9547
QLD | QCBW | Ashgrove West 110 | Energy Queensland | Shoulder | Non-coincident | 2018 | ACTUAL_ADJUSTEDOPG | Operational-demand | 18.1306 | 139.9547
QLD | QCBW | Ashgrove West 110 | Energy Queensland | Shoulder | Coincident | 2019 | ACTUAL_OPG | Operational-demand | 79.4469 | 91.7043
QLD | QCBW | Ashgrove West 110 | Energy Queensland | Shoulder | Coincident | 2019 | ACTUAL_RAW | Operational-demand | 79.4469 | 91.7043
QLD | QCBW | Ashgrove West 110 | Energy Queensland | Shoulder | Non-coincident | 2019 | ACTUAL_RAW | Operational-demand | 27.5469 | 120.5624
QLD | QCBW | Ashgrove West 110 | Energy Queensland | Shoulder | Non-coincident | 2019 | ACTUAL_OPG | Operational-demand | 27.5469 | 120.5624
QLD | QCBW | Ashgrove West 110 | Energy Queensland | Shoulder | Non-coincident | 2019 | ACTUAL_ADJUSTEDOPG | Operational-demand | 27.5469 | 120.5624
QLD | QCBW | Ashgrove West 110 | Energy Queensland | Shoulder | Non-coincident | 2019 | BASEYEARPOE90 | Operational-demand | 10.8957 | NA
QLD | QCBW | Ashgrove West 110 | Energy Queensland | Shoulder | Non-coincident | 2019 | BASEYEARPOE50 | Operational-demand | 19.5739 | 141.3583
QLD | QCBW | Ashgrove West 110 | Energy Queensland | Shoulder | Coincident | 2020 | ACTUAL_OPG | Operational-demand | 63.5243 | 136.0323
QLD | QCBW | Ashgrove West 110 | Energy Queensland | Shoulder | Coincident | 2020 | ACTUAL_RAW | Operational-demand | 63.5243 | 136.0323
QLD | QCBW | Ashgrove West 110 | Energy Queensland | Shoulder | Non-coincident | 2020 | ACTUAL_RAW | Operational-demand | 35.8117 | 183.0334
QLD | QCBW | Ashgrove West 110 | Energy Queensland | Shoulder | Non-coincident | 2020 | ACTUAL_OPG | Operational-demand | 35.8117 | 183.0334
QLD | QCBW | Ashgrove West 110 | Energy Queensland | Shoulder | Non-coincident | 2020 | ACTUAL_ADJUSTEDOPG | Operational-demand | 35.8117 | 183.0334
QLD | QCBW | Ashgrove West 110 | Energy Queensland | Shoulder | Coincident_unreconciled | 2021 | POE50 | Operational-demand | 62.3562 | NA
QLD | QCBW | Ashgrove West 110 | Energy Queensland | Shoulder | Coincident_unreconciled | 2021 | POE90 | Operational-demand | 36.0748 | NA
QLD | QCBW | Ashgrove West 110 | Energy Queensland | Shoulder | Non-coincident | 2021 | POE50 | Operational-demand | 19.8023 | 140.9352
QLD | QCBW | Ashgrove West 110 | Energy Queensland | Shoulder | Non-coincident | 2021 | POE90 | Operational-demand | 10.9044 | NA
QLD | QCBW | Ashgrove West 110 | Energy Queensland | Shoulder | Coincident_unreconciled | 2022 | POE50 | Operational-demand | 68.6705 | NA
QLD | QCBW | Ashgrove West 110 | Energy Queensland | Shoulder | Coincident_unreconciled | 2022 | POE90 | Operational-demand | 42.1878 | NA
QLD | QCBW | Ashgrove West 110 | Energy Queensland | Shoulder | Non-coincident | 2022 | POE50 | Operational-demand | 23.0063 | 144.6831
QLD | QCBW | Ashgrove West 110 | Energy Queensland | Shoulder | Non-coincident | 2022 | POE90 | Operational-demand | 14.0394 | NA
QLD | QCBW | Ashgrove West 110 | Energy Queensland | Shoulder | Coincident_unreconciled | 2023 | POE50 | Operational-demand | 68.0495 | NA
QLD | QCBW | Ashgrove West 110 | Energy Queensland | Shoulder | Coincident_unreconciled | 2023 | POE90 | Operational-demand | 41.3862 | NA
QLD | QCBW | Ashgrove West 110 | Energy Queensland | Shoulder | Non-coincident | 2023 | POE50 | Operational-demand | 23.091 | 145.3522
QLD | QCBW | Ashgrove West 110 | Energy Queensland | Shoulder | Non-coincident | 2023 | POE90 | Operational-demand | 14.0621 | NA
QLD | QCBW | Ashgrove West 110 | Energy Queensland | Shoulder | Coincident_unreconciled | 2024 | POE50 | Operational-demand | 67.6402 | NA
QLD | QCBW | Ashgrove West 110 | Energy Queensland | Shoulder | Coincident_unreconciled | 2024 | POE90 | Operational-demand | 40.7963 | NA
QLD | QCBW | Ashgrove West 110 | Energy Queensland | Shoulder | Non-coincident | 2024 | POE50 | Operational-demand | 23.1735 | 146.0798
QLD | QCBW | Ashgrove West 110 | Energy Queensland | Shoulder | Non-coincident | 2024 | POE90 | Operational-demand | 14.0827 | NA
QLD | QCBW | Ashgrove West 110 | Energy Queensland | Shoulder | Coincident_unreconciled | 2025 | POE50 | Operational-demand | 67.2464 | NA
QLD | QCBW | Ashgrove West 110 | Energy Queensland | Shoulder | Coincident_unreconciled | 2025 | POE90 | Operational-demand | 40.2218 | NA
QLD | QCBW | Ashgrove West 110 | Energy Queensland | Shoulder | Non-coincident | 2025 | POE50 | Operational-demand | 23.2549 | 146.8169
QLD | QCBW | Ashgrove West 110 | Energy Queensland | Shoulder | Non-coincident | 2025 | POE90 | Operational-demand | 14.1021 | NA
QLD | QCBW | Ashgrove West 110 | Energy Queensland | Shoulder | Coincident_unreconciled | 2026 | POE50 | Operational-demand | 66.8982 | NA
QLD | QCBW | Ashgrove West 110 | Energy Queensland | Shoulder | Coincident_unreconciled | 2026 | POE90 | Operational-demand | 39.693 | NA
QLD | QCBW | Ashgrove West 110 | Energy Queensland | Shoulder | Non-coincident | 2026 | POE50 | Operational-demand | 23.3371 | 147.5788
QLD | QCBW | Ashgrove West 110 | Energy Queensland | Shoulder | Non-coincident | 2026 | POE90 | Operational-demand | 14.1224 | NA
QLD | QCBW | Ashgrove West 110 | Energy Queensland | Shoulder | Coincident_unreconciled | 2027 | POE50 | Operational-demand | 66.6928 | NA
QLD | QCBW | Ashgrove West 110 | Energy Queensland | Shoulder | Coincident_unreconciled | 2027 | POE90 | Operational-demand | 39.3126 | NA
QLD | QCBW | Ashgrove West 110 | Energy Queensland | Shoulder | Non-coincident | 2027 | POE50 | Operational-demand | 23.4186 | 148.3729
QLD | QCBW | Ashgrove West 110 | Energy Queensland | Shoulder | Non-coincident | 2027 | POE90 | Operational-demand | 14.1438 | NA
QLD | QCBW | Ashgrove West 110 | Energy Queensland | Shoulder | Coincident_unreconciled | 2028 | POE50 | Operational-demand | 66.6225 | NA
QLD | QCBW | Ashgrove West 110 | Energy Queensland | Shoulder | Coincident_unreconciled | 2028 | POE90 | Operational-demand | 39.0713 | NA
QLD | QCBW | Ashgrove West 110 | Energy Queensland | Shoulder | Non-coincident | 2028 | POE50 | Operational-demand | 23.502 | 149.2074
QLD | QCBW | Ashgrove West 110 | Energy Queensland | Shoulder | Non-coincident | 2028 | POE90 | Operational-demand | 14.1686 | NA
QLD | QCBW | Ashgrove West 110 | Energy Queensland | Shoulder | Coincident_unreconciled | 2029 | POE50 | Operational-demand | 66.6357 | NA
QLD | QCBW | Ashgrove West 110 | Energy Queensland | Shoulder | Coincident_unreconciled | 2029 | POE90 | Operational-demand | 38.9136 | NA
QLD | QCBW | Ashgrove West 110 | Energy Queensland | Shoulder | Non-coincident | 2029 | POE50 | Operational-demand | 23.597 | 150.0905
QLD | QCBW | Ashgrove West 110 | Energy Queensland | Shoulder | Non-coincident | 2029 | POE90 | Operational-demand | 14.205 | NA
QLD | QCBW | Ashgrove West 110 | Energy Queensland | Shoulder | Coincident_unreconciled | 2030 | POE50 | Operational-demand | 66.7561 | NA
QLD | QCBW | Ashgrove West 110 | Energy Queensland | Shoulder | Coincident_unreconciled | 2030 | POE90 | Operational-demand | 38.8632 | NA
QLD | QCBW | Ashgrove West 110 | Energy Queensland | Shoulder | Non-coincident | 2030 | POE50 | Operational-demand | 23.703 | 151.0431
QLD | QCBW | Ashgrove West 110 | Energy Queensland | Shoulder | Non-coincident | 2030 | POE90 | Operational-demand | 14.2523 | NA
QLD | QCBW | Ashgrove West 110 | Energy Queensland | Summer | Coincident | 2017 | ACTUAL_OPG | Operational-demand | 33.5788 | 85.5677
QLD | QCBW | Ashgrove West 110 | Energy Queensland | Summer | Coincident | 2017 | ACTUAL_RAW | Operational-demand | 33.5788 | 85.5677
QLD | QCBW | Ashgrove West 110 | Energy Queensland | Summer | Non-coincident | 2017 | ACTUAL_RAW | Operational-demand | 7.1947 | 109.4825
QLD | QCBW | Ashgrove West 110 | Energy Queensland | Summer | Non-coincident | 2017 | ACTUAL_OPG | Operational-demand | 7.1947 | 109.4825
QLD | QCBW | Ashgrove West 110 | Energy Queensland | Summer | Non-coincident | 2017 | ACTUAL_ADJUSTEDOPG | Operational-demand | 27.8624 | 109.4825
QLD | QCBW | Ashgrove West 110 | Energy Queensland | Summer | Coincident | 2018 | ACTUAL_OPG | Operational-demand | 40.1656 | 97.9735
QLD | QCBW | Ashgrove West 110 | Energy Queensland | Summer | Coincident | 2018 | ACTUAL_RAW | Operational-demand | 40.1656 | 97.9735
QLD | QCBW | Ashgrove West 110 | Energy Queensland | Summer | Non-coincident | 2018 | ACTUAL_RAW | Operational-demand | 35.2562 | 109.13
QLD | QCBW | Ashgrove West 110 | Energy Queensland | Summer | Non-coincident | 2018 | ACTUAL_OPG | Operational-demand | 35.2562 | 109.13
QLD | QCBW | Ashgrove West 110 | Energy Queensland | Summer | Non-coincident | 2018 | ACTUAL_ADJUSTEDOPG | Operational-demand | 35.2562 | 109.13
QLD | QCBW | Ashgrove West 110 | Energy Queensland | Summer | Coincident | 2019 | ACTUAL_OPG | Operational-demand | 36.7314 | 93.61
QLD | QCBW | Ashgrove West 110 | Energy Queensland | Summer | Coincident | 2019 | ACTUAL_RAW | Operational-demand | 36.7314 | 93.61
QLD | QCBW | Ashgrove West 110 | Energy Queensland | Summer | Non-coincident | 2019 | ACTUAL_RAW | Operational-demand | 23.7525 | 122.6909
QLD | QCBW | Ashgrove West 110 | Energy Queensland | Summer | Non-coincident | 2019 | ACTUAL_OPG | Operational-demand | 23.7525 | 122.6909
QLD | QCBW | Ashgrove West 110 | Energy Queensland | Summer | Non-coincident | 2019 | ACTUAL_ADJUSTEDOPG | Operational-demand | 23.7525 | 122.6909
QLD | QCBW | Ashgrove West 110 | Energy Queensland | Summer | Non-coincident | 2019 | BASEYEARPOE90 | Operational-demand | 27.2957 | NA
QLD | QCBW | Ashgrove West 110 | Energy Queensland | Summer | Non-coincident | 2019 | BASEYEARPOE50 | Operational-demand | 33.2629 | 115.2617
QLD | QCBW | Ashgrove West 110 | Energy Queensland | Summer | Coincident | 2020 | ACTUAL_OPG | Operational-demand | 41.4522 | 94.6153
QLD | QCBW | Ashgrove West 110 | Energy Queensland | Summer | Coincident | 2020 | ACTUAL_RAW | Operational-demand | 41.4522 | 94.6153
QLD | QCBW | Ashgrove West 110 | Energy Queensland | Summer | Non-coincident | 2020 | ACTUAL_RAW | Operational-demand | 27.5917 | 142.0735
QLD | QCBW | Ashgrove West 110 | Energy Queensland | Summer | Non-coincident | 2020 | ACTUAL_OPG | Operational-demand | 27.5917 | 142.0735
QLD | QCBW | Ashgrove West 110 | Energy Queensland | Summer | Non-coincident | 2020 | ACTUAL_ADJUSTEDOPG | Operational-demand | 27.5917 | 142.0735
QLD | QCBW | Ashgrove West 110 | Energy Queensland | Summer | Coincident_unreconciled | 2021 | POE50 | Operational-demand | 40.9333 | NA
QLD | QCBW | Ashgrove West 110 | Energy Queensland | Summer | Coincident_unreconciled | 2021 | POE90 | Operational-demand | 31.1668 | NA
QLD | QCBW | Ashgrove West 110 | Energy Queensland | Summer | Non-coincident | 2021 | POE50 | Operational-demand | 33.3629 | 125.0345
QLD | QCBW | Ashgrove West 110 | Energy Queensland | Summer | Non-coincident | 2021 | POE90 | Operational-demand | 27.397 | NA
QLD | QCBW | Ashgrove West 110 | Energy Queensland | Summer | Coincident_unreconciled | 2022 | POE50 | Operational-demand | 45.0749 | NA
QLD | QCBW | Ashgrove West 110 | Energy Queensland | Summer | Coincident_unreconciled | 2022 | POE90 | Operational-demand | 35.2325 | NA
QLD | QCBW | Ashgrove West 110 | Energy Queensland | Summer | Non-coincident | 2022 | POE50 | Operational-demand | 36.6726 | 128.3967
QLD | QCBW | Ashgrove West 110 | Energy Queensland | Summer | Non-coincident | 2022 | POE90 | Operational-demand | 30.6537 | NA
QLD | QCBW | Ashgrove West 110 | Energy Queensland | Summer | Coincident_unreconciled | 2023 | POE50 | Operational-demand | 44.8723 | NA
QLD | QCBW | Ashgrove West 110 | Energy Queensland | Summer | Coincident_unreconciled | 2023 | POE90 | Operational-demand | 34.9619 | NA
QLD | QCBW | Ashgrove West 110 | Energy Queensland | Summer | Non-coincident | 2023 | POE50 | Operational-demand | 36.8519 | 128.7663
QLD | QCBW | Ashgrove West 110 | Energy Queensland | Summer | Non-coincident | 2023 | POE90 | Operational-demand | 30.787 | NA
QLD | QCBW | Ashgrove West 110 | Energy Queensland | Summer | Coincident_unreconciled | 2024 | POE50 | Operational-demand | 44.7924 | NA
QLD | QCBW | Ashgrove West 110 | Energy Queensland | Summer | Coincident_unreconciled | 2024 | POE90 | Operational-demand | 34.8139 | NA
QLD | QCBW | Ashgrove West 110 | Energy Queensland | Summer | Non-coincident | 2024 | POE50 | Operational-demand | 37.0284 | 129.2173
QLD | QCBW | Ashgrove West 110 | Energy Queensland | Summer | Non-coincident | 2024 | POE90 | Operational-demand | 30.9185 | NA
QLD | QCBW | Ashgrove West 110 | Energy Queensland | Summer | Coincident_unreconciled | 2025 | POE50 | Operational-demand | 44.7161 | NA
QLD | QCBW | Ashgrove West 110 | Energy Queensland | Summer | Coincident_unreconciled | 2025 | POE90 | Operational-demand | 34.6696 | NA
QLD | QCBW | Ashgrove West 110 | Energy Queensland | Summer | Non-coincident | 2025 | POE50 | Operational-demand | 37.2031 | 129.6719
QLD | QCBW | Ashgrove West 110 | Energy Queensland | Summer | Non-coincident | 2025 | POE90 | Operational-demand | 31.0487 | NA
QLD | QCBW | Ashgrove West 110 | Energy Queensland | Summer | Coincident_unreconciled | 2026 | POE50 | Operational-demand | 44.6697 | NA
QLD | QCBW | Ashgrove West 110 | Energy Queensland | Summer | Coincident_unreconciled | 2026 | POE90 | Operational-demand | 34.5552 | NA
QLD | QCBW | Ashgrove West 110 | Energy Queensland | Summer | Non-coincident | 2026 | POE50 | Operational-demand | 37.3779 | 130.1507
QLD | QCBW | Ashgrove West 110 | Energy Queensland | Summer | Non-coincident | 2026 | POE90 | Operational-demand | 31.1795 | NA
QLD | QCBW | Ashgrove West 110 | Energy Queensland | Summer | Coincident_unreconciled | 2027 | POE50 | Operational-demand | 44.7116 | NA
QLD | QCBW | Ashgrove West 110 | Energy Queensland | Summer | Coincident_unreconciled | 2027 | POE90 | Operational-demand | 34.5311 | NA
QLD | QCBW | Ashgrove West 110 | Energy Queensland | Summer | Non-coincident | 2027 | POE50 | Operational-demand | 37.5487 | 130.6808
QLD | QCBW | Ashgrove West 110 | Energy Queensland | Summer | Non-coincident | 2027 | POE90 | Operational-demand | 31.3084 | NA
QLD | QCBW | Ashgrove West 110 | Energy Queensland | Summer | Coincident_unreconciled | 2028 | POE50 | Operational-demand | 44.8336 | NA
QLD | QCBW | Ashgrove West 110 | Energy Queensland | Summer | Coincident_unreconciled | 2028 | POE90 | Operational-demand | 34.5887 | NA
QLD | QCBW | Ashgrove West 110 | Energy Queensland | Summer | Non-coincident | 2028 | POE50 | Operational-demand | 37.7185 | 131.2641
QLD | QCBW | Ashgrove West 110 | Energy Queensland | Summer | Non-coincident | 2028 | POE90 | Operational-demand | 31.4378 | NA
QLD | QCBW | Ashgrove West 110 | Energy Queensland | Summer | Coincident_unreconciled | 2029 | POE50 | Operational-demand | 45.0048 | NA
QLD | QCBW | Ashgrove West 110 | Energy Queensland | Summer | Coincident_unreconciled | 2029 | POE90 | Operational-demand | 34.6956 | NA
QLD | QCBW | Ashgrove West 110 | Energy Queensland | Summer | Non-coincident | 2029 | POE50 | Operational-demand | 37.9028 | 131.8956
QLD | QCBW | Ashgrove West 110 | Energy Queensland | Summer | Non-coincident | 2029 | POE90 | Operational-demand | 31.5814 | NA
QLD | QCBW | Ashgrove West 110 | Energy Queensland | Summer | Coincident_unreconciled | 2030 | POE50 | Operational-demand | 45.2496 | NA
QLD | QCBW | Ashgrove West 110 | Energy Queensland | Summer | Coincident_unreconciled | 2030 | POE90 | Operational-demand | 34.876 | NA
QLD | QCBW | Ashgrove West 110 | Energy Queensland | Summer | Non-coincident | 2030 | POE50 | Operational-demand | 38.096 | 132.5979
QLD | QCBW | Ashgrove West 110 | Energy Queensland | Summer | Non-coincident | 2030 | POE90 | Operational-demand | 31.7346 | NA
QLD | QCBW | Ashgrove West 110 | Energy Queensland | Winter | Coincident | 2016 | ACTUAL_OPG | Operational-demand | 45.7922 | 78.6174
QLD | QCBW | Ashgrove West 110 | Energy Queensland | Winter | Coincident | 2016 | ACTUAL_RAW | Operational-demand | 45.7922 | 78.6174
QLD | QCBW | Ashgrove West 110 | Energy Queensland | Winter | Non-coincident | 2016 | ACTUAL_RAW | Operational-demand | -7.6498 | 122.0326
QLD | QCBW | Ashgrove West 110 | Energy Queensland | Winter | Non-coincident | 2016 | ACTUAL_OPG | Operational-demand | -7.6498 | 122.0326
QLD | QCBW | Ashgrove West 110 | Energy Queensland | Winter | Non-coincident | 2016 | ACTUAL_ADJUSTEDOPG | Operational-demand | 33.6888 | 122.0326
QLD | QCBW | Ashgrove West 110 | Energy Queensland | Winter | Coincident | 2017 | ACTUAL_OPG | Operational-demand | 32.5766 | 68.9228
QLD | QCBW | Ashgrove West 110 | Energy Queensland | Winter | Coincident | 2017 | ACTUAL_RAW | Operational-demand | 32.5766 | 68.9228
QLD | QCBW | Ashgrove West 110 | Energy Queensland | Winter | Non-coincident | 2017 | ACTUAL_RAW | Operational-demand | 26.7138 | 130.8183
QLD | QCBW | Ashgrove West 110 | Energy Queensland | Winter | Non-coincident | 2017 | ACTUAL_OPG | Operational-demand | 26.7138 | 130.8183
QLD | QCBW | Ashgrove West 110 | Energy Queensland | Winter | Non-coincident | 2017 | ACTUAL_ADJUSTEDOPG | Operational-demand | 26.7138 | 130.8183
QLD | QCBW | Ashgrove West 110 | Energy Queensland | Winter | Coincident | 2018 | ACTUAL_OPG | Operational-demand | 72.9838 | 43.4751
QLD | QCBW | Ashgrove West 110 | Energy Queensland | Winter | Coincident | 2018 | ACTUAL_RAW | Operational-demand | 72.9838 | 43.4751
QLD | QCBW | Ashgrove West 110 | Energy Queensland | Winter | Non-coincident | 2018 | ACTUAL_RAW | Operational-demand | 21.8712 | 118.9433
QLD | QCBW | Ashgrove West 110 | Energy Queensland | Winter | Non-coincident | 2018 | ACTUAL_OPG | Operational-demand | 21.8712 | 118.9433
QLD | QCBW | Ashgrove West 110 | Energy Queensland | Winter | Non-coincident | 2018 | ACTUAL_ADJUSTEDOPG | Operational-demand | 21.8712 | 118.9433
QLD | QCBW | Ashgrove West 110 | Energy Queensland | Winter | Coincident | 2019 | ACTUAL_OPG | Operational-demand | 66.5493 | 87.4597
QLD | QCBW | Ashgrove West 110 | Energy Queensland | Winter | Coincident | 2019 | ACTUAL_RAW | Operational-demand | 66.5493 | 87.4597
QLD | QCBW | Ashgrove West 110 | Energy Queensland | Winter | Non-coincident | 2019 | ACTUAL_RAW | Operational-demand | 33.5076 | 110.8115
QLD | QCBW | Ashgrove West 110 | Energy Queensland | Winter | Non-coincident | 2019 | ACTUAL_OPG | Operational-demand | 33.5076 | 110.8115
QLD | QCBW | Ashgrove West 110 | Energy Queensland | Winter | Non-coincident | 2019 | ACTUAL_ADJUSTEDOPG | Operational-demand | 33.5076 | 110.8115
QLD | QCBW | Ashgrove West 110 | Energy Queensland | Winter | Non-coincident | 2019 | BASEYEARPOE90 | Operational-demand | 16.8028 | NA
QLD | QCBW | Ashgrove West 110 | Energy Queensland | Winter | Non-coincident | 2019 | BASEYEARPOE50 | Operational-demand | 24.1233 | 123.9861
QLD | QCBW | Ashgrove West 110 | Energy Queensland | Winter | Coincident_unreconciled | 2020 | POE50 | Operational-demand | 73.4458 | NA
QLD | QCBW | Ashgrove West 110 | Energy Queensland | Winter | Coincident_unreconciled | 2020 | POE90 | Operational-demand | 61.6335 | NA
QLD | QCBW | Ashgrove West 110 | Energy Queensland | Winter | Non-coincident | 2020 | POE50 | Operational-demand | 24.6115 | 122.6919
QLD | QCBW | Ashgrove West 110 | Energy Queensland | Winter | Non-coincident | 2020 | POE90 | Operational-demand | 17.3462 | NA
QLD | QCBW | Ashgrove West 110 | Energy Queensland | Winter | Coincident_unreconciled | 2021 | POE50 | Operational-demand | 72.1931 | NA
QLD | QCBW | Ashgrove West 110 | Energy Queensland | Winter | Coincident_unreconciled | 2021 | POE90 | Operational-demand | 60.2776 | NA
QLD | QCBW | Ashgrove West 110 | Energy Queensland | Winter | Non-coincident | 2021 | POE50 | Operational-demand | 24.7609 | 123.2388
QLD | QCBW | Ashgrove West 110 | Energy Queensland | Winter | Non-coincident | 2021 | POE90 | Operational-demand | 17.431 | NA
QLD | QCBW | Ashgrove West 110 | Energy Queensland | Winter | Coincident_unreconciled | 2022 | POE50 | Operational-demand | 78.6723 | NA
QLD | QCBW | Ashgrove West 110 | Energy Queensland | Winter | Coincident_unreconciled | 2022 | POE90 | Operational-demand | 66.6744 | NA
QLD | QCBW | Ashgrove West 110 | Energy Queensland | Winter | Non-coincident | 2022 | POE50 | Operational-demand | 27.9897 | 126.8546
QLD | QCBW | Ashgrove West 110 | Energy Queensland | Winter | Non-coincident | 2022 | POE90 | Operational-demand | 20.6082 | NA
QLD | QCBW | Ashgrove West 110 | Energy Queensland | Winter | Coincident_unreconciled | 2023 | POE50 | Operational-demand | 78.3199 | NA
QLD | QCBW | Ashgrove West 110 | Energy Queensland | Winter | Coincident_unreconciled | 2023 | POE90 | Operational-demand | 66.2396 | NA
QLD | QCBW | Ashgrove West 110 | Energy Queensland | Winter | Non-coincident | 2023 | POE50 | Operational-demand | 28.1084 | 127.4604
QLD | QCBW | Ashgrove West 110 | Energy Queensland | Winter | Non-coincident | 2023 | POE90 | Operational-demand | 20.6754 | NA
QLD | QCBW | Ashgrove West 110 | Energy Queensland | Winter | Coincident_unreconciled | 2024 | POE50 | Operational-demand | 78.0325 | NA
QLD | QCBW | Ashgrove West 110 | Energy Queensland | Winter | Coincident_unreconciled | 2024 | POE90 | Operational-demand | 65.8698 | NA
QLD | QCBW | Ashgrove West 110 | Energy Queensland | Winter | Non-coincident | 2024 | POE50 | Operational-demand | 28.2244 | 128.0847
QLD | QCBW | Ashgrove West 110 | Energy Queensland | Winter | Non-coincident | 2024 | POE90 | Operational-demand | 20.7397 | NA
QLD | QCBW | Ashgrove West 110 | Energy Queensland | Winter | Coincident_unreconciled | 2025 | POE50 | Operational-demand | 77.7501 | NA
QLD | QCBW | Ashgrove West 110 | Energy Queensland | Winter | Coincident_unreconciled | 2025 | POE90 | Operational-demand | 65.505 | NA
QLD | QCBW | Ashgrove West 110 | Energy Queensland | Winter | Non-coincident | 2025 | POE50 | Operational-demand | 28.3412 | 128.7168
QLD | QCBW | Ashgrove West 110 | Energy Queensland | Winter | Non-coincident | 2025 | POE90 | Operational-demand | 20.805 | NA
QLD | QCBW | Ashgrove West 110 | Energy Queensland | Winter | Coincident_unreconciled | 2026 | POE50 | Operational-demand | 77.565 | NA
QLD | QCBW | Ashgrove West 110 | Energy Queensland | Winter | Coincident_unreconciled | 2026 | POE90 | Operational-demand | 65.2378 | NA
QLD | QCBW | Ashgrove West 110 | Energy Queensland | Winter | Non-coincident | 2026 | POE50 | Operational-demand | 28.4587 | 129.3834
QLD | QCBW | Ashgrove West 110 | Energy Queensland | Winter | Non-coincident | 2026 | POE90 | Operational-demand | 20.8711 | NA
QLD | QCBW | Ashgrove West 110 | Energy Queensland | Winter | Coincident_unreconciled | 2027 | POE50 | Operational-demand | 77.5519 | NA
QLD | QCBW | Ashgrove West 110 | Energy Queensland | Winter | Coincident_unreconciled | 2027 | POE90 | Operational-demand | 65.1468 | NA
QLD | QCBW | Ashgrove West 110 | Energy Queensland | Winter | Non-coincident | 2027 | POE50 | Operational-demand | 28.5745 | 130.0751
QLD | QCBW | Ashgrove West 110 | Energy Queensland | Winter | Non-coincident | 2027 | POE90 | Operational-demand | 20.9381 | NA
QLD | QCBW | Ashgrove West 110 | Energy Queensland | Winter | Coincident_unreconciled | 2028 | POE50 | Operational-demand | 77.6656 | NA
QLD | QCBW | Ashgrove West 110 | Energy Queensland | Winter | Coincident_unreconciled | 2028 | POE90 | Operational-demand | 65.1826 | NA
QLD | QCBW | Ashgrove West 110 | Energy Queensland | Winter | Non-coincident | 2028 | POE50 | Operational-demand | 28.695 | 130.8165
QLD | QCBW | Ashgrove West 110 | Energy Queensland | Winter | Non-coincident | 2028 | POE90 | Operational-demand | 21.0097 | NA
QLD | QCBW | Ashgrove West 110 | Energy Queensland | Winter | Coincident_unreconciled | 2029 | POE50 | Operational-demand | 77.8529 | NA
QLD | QCBW | Ashgrove West 110 | Energy Queensland | Winter | Coincident_unreconciled | 2029 | POE90 | Operational-demand | 65.2918 | NA
QLD | QCBW | Ashgrove West 110 | Energy Queensland | Winter | Non-coincident | 2029 | POE50 | Operational-demand | 28.8347 | 131.5974
QLD | QCBW | Ashgrove West 110 | Energy Queensland | Winter | Non-coincident | 2029 | POE90 | Operational-demand | 21.1006 | NA
QLD | QCBW | Ashgrove West 110 | Energy Queensland | Shoulder | Non-coincident | 2019 | BASEYEARPOE10 | Operational-demand | NA | 147.2157
QLD | QCBW | Ashgrove West 110 | Energy Queensland | Shoulder | Coincident | 2021 | POE10 | Operational-demand | NA | 97.0113
QLD | QCBW | Ashgrove West 110 | Energy Queensland | Shoulder | Coincident | 2021 | POE50 | Operational-demand | NA | 92.7866
QLD | QCBW | Ashgrove West 110 | Energy Queensland | Shoulder | Non-coincident | 2021 | POE10 | Operational-demand | NA | 146.9352
QLD | QCBW | Ashgrove West 110 | Energy Queensland | Shoulder | Coincident | 2022 | POE10 | Operational-demand | NA | 102.7064
QLD | QCBW | Ashgrove West 110 | Energy Queensland | Shoulder | Coincident | 2022 | POE50 | Operational-demand | NA | 96.7638
QLD | QCBW | Ashgrove West 110 | Energy Queensland | Shoulder | Non-coincident | 2022 | POE10 | Operational-demand | NA | 150.729
QLD | QCBW | Ashgrove West 110 | Energy Queensland | Shoulder | Coincident | 2023 | POE10 | Operational-demand | NA | 103.4855
QLD | QCBW | Ashgrove West 110 | Energy Queensland | Shoulder | Coincident | 2023 | POE50 | Operational-demand | NA | 97.9598
QLD | QCBW | Ashgrove West 110 | Energy Queensland | Shoulder | Non-coincident | 2023 | POE10 | Operational-demand | NA | 151.4394
QLD | QCBW | Ashgrove West 110 | Energy Queensland | Shoulder | Coincident | 2024 | POE10 | Operational-demand | NA | 104.5846
QLD | QCBW | Ashgrove West 110 | Energy Queensland | Shoulder | Coincident | 2024 | POE50 | Operational-demand | NA | 100.2942
QLD | QCBW | Ashgrove West 110 | Energy Queensland | Shoulder | Non-coincident | 2024 | POE10 | Operational-demand | NA | 152.2083
QLD | QCBW | Ashgrove West 110 | Energy Queensland | Shoulder | Coincident | 2025 | POE10 | Operational-demand | NA | 105.5182
QLD | QCBW | Ashgrove West 110 | Energy Queensland | Shoulder | Coincident | 2025 | POE50 | Operational-demand | NA | 100.4475
QLD | QCBW | Ashgrove West 110 | Energy Queensland | Shoulder | Non-coincident | 2025 | POE10 | Operational-demand | NA | 152.9867
QLD | QCBW | Ashgrove West 110 | Energy Queensland | Shoulder | Coincident | 2026 | POE10 | Operational-demand | NA | 105.593
QLD | QCBW | Ashgrove West 110 | Energy Queensland | Shoulder | Coincident | 2026 | POE50 | Operational-demand | NA | 101.0658
QLD | QCBW | Ashgrove West 110 | Energy Queensland | Shoulder | Non-coincident | 2026 | POE10 | Operational-demand | NA | 153.7899
QLD | QCBW | Ashgrove West 110 | Energy Queensland | Shoulder | Coincident | 2027 | POE10 | Operational-demand | NA | 105.7762
QLD | QCBW | Ashgrove West 110 | Energy Queensland | Shoulder | Coincident | 2027 | POE50 | Operational-demand | NA | 101.1375
QLD | QCBW | Ashgrove West 110 | Energy Queensland | Shoulder | Non-coincident | 2027 | POE10 | Operational-demand | NA | 154.6239
QLD | QCBW | Ashgrove West 110 | Energy Queensland | Shoulder | Coincident | 2028 | POE10 | Operational-demand | NA | 106.0062
QLD | QCBW | Ashgrove West 110 | Energy Queensland | Shoulder | Coincident | 2028 | POE50 | Operational-demand | NA | 101.5998
QLD | QCBW | Ashgrove West 110 | Energy Queensland | Shoulder | Non-coincident | 2028 | POE10 | Operational-demand | NA | 155.4975
QLD | QCBW | Ashgrove West 110 | Energy Queensland | Shoulder | Coincident | 2029 | POE10 | Operational-demand | NA | 107.6572
QLD | QCBW | Ashgrove West 110 | Energy Queensland | Shoulder | Coincident | 2029 | POE50 | Operational-demand | NA | 102.5726
QLD | QCBW | Ashgrove West 110 | Energy Queensland | Shoulder | Non-coincident | 2029 | POE10 | Operational-demand | NA | 156.4196
QLD | QCBW | Ashgrove West 110 | Energy Queensland | Shoulder | Coincident | 2030 | POE10 | Operational-demand | NA | 108.3489
QLD | QCBW | Ashgrove West 110 | Energy Queensland | Shoulder | Coincident | 2030 | POE50 | Operational-demand | NA | 103.3388
QLD | QCBW | Ashgrove West 110 | Energy Queensland | Shoulder | Non-coincident | 2030 | POE10 | Operational-demand | NA | 157.4112
QLD | QCBW | Ashgrove West 110 | Energy Queensland | Summer | Non-coincident | 2019 | BASEYEARPOE10 | Operational-demand | NA | 119.6899
QLD | QCBW | Ashgrove West 110 | Energy Queensland | Summer | Coincident | 2021 | POE10 | Operational-demand | NA | 92.1529
QLD | QCBW | Ashgrove West 110 | Energy Queensland | Summer | Coincident | 2021 | POE50 | Operational-demand | NA | 93.2409
QLD | QCBW | Ashgrove West 110 | Energy Queensland | Summer | Non-coincident | 2021 | POE10 | Operational-demand | NA | 130.0534
QLD | QCBW | Ashgrove West 110 | Energy Queensland | Summer | Coincident | 2022 | POE10 | Operational-demand | NA | 96.9007
QLD | QCBW | Ashgrove West 110 | Energy Queensland | Summer | Coincident | 2022 | POE50 | Operational-demand | NA | 97.9734
QLD | QCBW | Ashgrove West 110 | Energy Queensland | Summer | Non-coincident | 2022 | POE10 | Operational-demand | NA | 133.4546
QLD | QCBW | Ashgrove West 110 | Energy Queensland | Summer | Coincident | 2023 | POE10 | Operational-demand | NA | 97.8504
QLD | QCBW | Ashgrove West 110 | Energy Queensland | Summer | Coincident | 2023 | POE50 | Operational-demand | NA | 98.7077
QLD | QCBW | Ashgrove West 110 | Energy Queensland | Summer | Non-coincident | 2023 | POE10 | Operational-demand | NA | 133.8593
QLD | QCBW | Ashgrove West 110 | Energy Queensland | Summer | Coincident | 2024 | POE10 | Operational-demand | NA | 99.4239
QLD | QCBW | Ashgrove West 110 | Energy Queensland | Summer | Coincident | 2024 | POE50 | Operational-demand | NA | 100.3857
QLD | QCBW | Ashgrove West 110 | Energy Queensland | Summer | Non-coincident | 2024 | POE10 | Operational-demand | NA | 134.3452
QLD | QCBW | Ashgrove West 110 | Energy Queensland | Summer | Coincident | 2025 | POE10 | Operational-demand | NA | 99.4083
QLD | QCBW | Ashgrove West 110 | Energy Queensland | Summer | Coincident | 2025 | POE50 | Operational-demand | NA | 100.8818
QLD | QCBW | Ashgrove West 110 | Energy Queensland | Summer | Non-coincident | 2025 | POE10 | Operational-demand | NA | 134.8349
QLD | QCBW | Ashgrove West 110 | Energy Queensland | Summer | Coincident | 2026 | POE10 | Operational-demand | NA | 100.2925
QLD | QCBW | Ashgrove West 110 | Energy Queensland | Summer | Coincident | 2026 | POE50 | Operational-demand | NA | 101.4356
QLD | QCBW | Ashgrove West 110 | Energy Queensland | Summer | Non-coincident | 2026 | POE10 | Operational-demand | NA | 135.3487
QLD | QCBW | Ashgrove West 110 | Energy Queensland | Summer | Coincident | 2027 | POE10 | Operational-demand | NA | 99.9808
QLD | QCBW | Ashgrove West 110 | Energy Queensland | Summer | Coincident | 2027 | POE50 | Operational-demand | NA | 101.4646
QLD | QCBW | Ashgrove West 110 | Energy Queensland | Summer | Non-coincident | 2027 | POE10 | Operational-demand | NA | 135.9127
QLD | QCBW | Ashgrove West 110 | Energy Queensland | Summer | Coincident | 2028 | POE10 | Operational-demand | NA | 100.5098
QLD | QCBW | Ashgrove West 110 | Energy Queensland | Summer | Coincident | 2028 | POE50 | Operational-demand | NA | 101.9445
QLD | QCBW | Ashgrove West 110 | Energy Queensland | Summer | Non-coincident | 2028 | POE10 | Operational-demand | NA | 136.5292
QLD | QCBW | Ashgrove West 110 | Energy Queensland | Summer | Coincident | 2029 | POE10 | Operational-demand | NA | 100.7286
QLD | QCBW | Ashgrove West 110 | Energy Queensland | Summer | Coincident | 2029 | POE50 | Operational-demand | NA | 102.6007
QLD | QCBW | Ashgrove West 110 | Energy Queensland | Summer | Non-coincident | 2029 | POE10 | Operational-demand | NA | 137.1939
QLD | QCBW | Ashgrove West 110 | Energy Queensland | Summer | Coincident | 2030 | POE10 | Operational-demand | NA | 101.3604
QLD | QCBW | Ashgrove West 110 | Energy Queensland | Summer | Coincident | 2030 | POE50 | Operational-demand | NA | 102.6955
QLD | QCBW | Ashgrove West 110 | Energy Queensland | Summer | Non-coincident | 2030 | POE10 | Operational-demand | NA | 137.9292
QLD | QCBW | Ashgrove West 110 | Energy Queensland | Winter | Non-coincident | 2019 | BASEYEARPOE10 | Operational-demand | NA | 135.9942
QLD | QCBW | Ashgrove West 110 | Energy Queensland | Winter | Coincident | 2020 | POE10 | Operational-demand | NA | 71.6877
QLD | QCBW | Ashgrove West 110 | Energy Queensland | Winter | Coincident | 2020 | POE50 | Operational-demand | NA | 68.3265
QLD | QCBW | Ashgrove West 110 | Energy Queensland | Winter | Non-coincident | 2020 | POE10 | Operational-demand | NA | 134.9935
QLD | QCBW | Ashgrove West 110 | Energy Queensland | Winter | Coincident | 2021 | POE10 | Operational-demand | NA | 71.6222
QLD | QCBW | Ashgrove West 110 | Energy Queensland | Winter | Coincident | 2021 | POE50 | Operational-demand | NA | 68.2423
QLD | QCBW | Ashgrove West 110 | Energy Queensland | Winter | Non-coincident | 2021 | POE10 | Operational-demand | NA | 135.4411
QLD | QCBW | Ashgrove West 110 | Energy Queensland | Winter | Coincident | 2022 | POE10 | Operational-demand | NA | 75.4624
QLD | QCBW | Ashgrove West 110 | Energy Queensland | Winter | Coincident | 2022 | POE50 | Operational-demand | NA | 71.9763
QLD | QCBW | Ashgrove West 110 | Energy Queensland | Winter | Non-coincident | 2022 | POE10 | Operational-demand | NA | 139.0095
QLD | QCBW | Ashgrove West 110 | Energy Queensland | Winter | Coincident | 2023 | POE10 | Operational-demand | NA | 76.6186
QLD | QCBW | Ashgrove West 110 | Energy Queensland | Winter | Coincident | 2023 | POE50 | Operational-demand | NA | 73.0073
QLD | QCBW | Ashgrove West 110 | Energy Queensland | Winter | Non-coincident | 2023 | POE10 | Operational-demand | NA | 139.6134
QLD | QCBW | Ashgrove West 110 | Energy Queensland | Winter | Coincident | 2024 | POE10 | Operational-demand | NA | 78.2288
QLD | QCBW | Ashgrove West 110 | Energy Queensland | Winter | Coincident | 2024 | POE50 | Operational-demand | NA | 74.2527
QLD | QCBW | Ashgrove West 110 | Energy Queensland | Winter | Non-coincident | 2024 | POE10 | Operational-demand | NA | 140.2429
QLD | QCBW | Ashgrove West 110 | Energy Queensland | Winter | Coincident | 2025 | POE10 | Operational-demand | NA | 78.4584
QLD | QCBW | Ashgrove West 110 | Energy Queensland | Winter | Coincident | 2025 | POE50 | Operational-demand | NA | 74.6287
QLD | QCBW | Ashgrove West 110 | Energy Queensland | Winter | Non-coincident | 2025 | POE10 | Operational-demand | NA | 140.8775
QLD | QCBW | Ashgrove West 110 | Energy Queensland | Winter | Coincident | 2026 | POE10 | Operational-demand | NA | 78.8863
QLD | QCBW | Ashgrove West 110 | Energy Queensland | Winter | Coincident | 2026 | POE50 | Operational-demand | NA | 75.1755
QLD | QCBW | Ashgrove West 110 | Energy Queensland | Winter | Non-coincident | 2026 | POE10 | Operational-demand | NA | 141.5527
QLD | QCBW | Ashgrove West 110 | Energy Queensland | Winter | Coincident | 2027 | POE10 | Operational-demand | NA | 79.2847
QLD | QCBW | Ashgrove West 110 | Energy Queensland | Winter | Coincident | 2027 | POE50 | Operational-demand | NA | 75.5615
QLD | QCBW | Ashgrove West 110 | Energy Queensland | Winter | Non-coincident | 2027 | POE10 | Operational-demand | NA | 142.2665
QLD | QCBW | Ashgrove West 110 | Energy Queensland | Winter | Coincident | 2028 | POE10 | Operational-demand | NA | 80.5774
QLD | QCBW | Ashgrove West 110 | Energy Queensland | Winter | Coincident | 2028 | POE50 | Operational-demand | NA | 76.1981
QLD | QCBW | Ashgrove West 110 | Energy Queensland | Winter | Non-coincident | 2028 | POE10 | Operational-demand | NA | 143.0406
QLD | QCBW | Ashgrove West 110 | Energy Queensland | Winter | Coincident | 2029 | POE10 | Operational-demand | NA | 80.6617
QLD | QCBW | Ashgrove West 110 | Energy Queensland | Winter | Coincident | 2029 | POE50 | Operational-demand | NA | 76.6761
QLD | QCBW | Ashgrove West 110 | Energy Queensland | Winter | Non-coincident | 2029 | POE10 | Operational-demand | NA | 143.8576
QLD | QCDW | Cardwell | Energy Queensland | Shoulder | Coincident | 2017 | ACTUAL_OPG | Operational-demand | 1.7014 | 4.2748
QLD | QCDW | Cardwell | Energy Queensland | Shoulder | Coincident | 2017 | ACTUAL_RAW | Operational-demand | 1.7014 | 4.2748
QLD | QCDW | Cardwell | Energy Queensland | Shoulder | Non-coincident | 2017 | ACTUAL_RAW | Operational-demand | 0 | 4.7738
QLD | QCDW | Cardwell | Energy Queensland | Shoulder | Non-coincident | 2017 | ACTUAL_OPG | Operational-demand | 0 | 4.7738
QLD | QCDW | Cardwell | Energy Queensland | Shoulder | Non-coincident | 2017 | ACTUAL_ADJUSTEDOPG | Operational-demand | 0 | 4.7738
QLD | QCDW | Cardwell | Energy Queensland | Shoulder | Coincident | 2018 | ACTUAL_OPG | Operational-demand | 3.0852 | 5.0454
QLD | QCDW | Cardwell | Energy Queensland | Shoulder | Coincident | 2018 | ACTUAL_RAW | Operational-demand | 3.0852 | 5.0454
QLD | QCDW | Cardwell | Energy Queensland | Shoulder | Non-coincident | 2018 | ACTUAL_RAW | Operational-demand | 1.5266 | 5.3503
QLD | QCDW | Cardwell | Energy Queensland | Shoulder | Non-coincident | 2018 | ACTUAL_OPG | Operational-demand | 1.5266 | 5.3503
QLD | QCDW | Cardwell | Energy Queensland | Shoulder | Non-coincident | 2018 | ACTUAL_ADJUSTEDOPG | Operational-demand | 1.5266 | 5.3503
QLD | QCDW | Cardwell | Energy Queensland | Shoulder | Coincident | 2019 | ACTUAL_OPG | Operational-demand | 1.6898 | 3.149
QLD | QCDW | Cardwell | Energy Queensland | Shoulder | Coincident | 2019 | ACTUAL_RAW | Operational-demand | 1.6898 | 3.149
QLD | QCDW | Cardwell | Energy Queensland | Shoulder | Non-coincident | 2019 | ACTUAL_RAW | Operational-demand | 1.4877 | 4.2698
QLD | QCDW | Cardwell | Energy Queensland | Shoulder | Non-coincident | 2019 | ACTUAL_OPG | Operational-demand | 1.4877 | 4.2698
QLD | QCDW | Cardwell | Energy Queensland | Shoulder | Non-coincident | 2019 | ACTUAL_ADJUSTEDOPG | Operational-demand | 1.4877 | 4.2698
QLD | QCDW | Cardwell | Energy Queensland | Shoulder | Non-coincident | 2019 | BASEYEARPOE90 | Operational-demand | 1.5848 | NA
QLD | QCDW | Cardwell | Energy Queensland | Shoulder | Non-coincident | 2019 | BASEYEARPOE50 | Operational-demand | 1.6693 | 4.2372
QLD | QCDW | Cardwell | Energy Queensland | Shoulder | Coincident | 2020 | ACTUAL_OPG | Operational-demand | 1.7963 | 4.3469
QLD | QCDW | Cardwell | Energy Queensland | Shoulder | Coincident | 2020 | ACTUAL_RAW | Operational-demand | 1.7963 | 4.3469
QLD | QCDW | Cardwell | Energy Queensland | Shoulder | Non-coincident | 2020 | ACTUAL_RAW | Operational-demand | 1.3705 | 4.4239
QLD | QCDW | Cardwell | Energy Queensland | Shoulder | Non-coincident | 2020 | ACTUAL_OPG | Operational-demand | 1.3705 | 4.4239
QLD | QCDW | Cardwell | Energy Queensland | Shoulder | Non-coincident | 2020 | ACTUAL_ADJUSTEDOPG | Operational-demand | 1.3705 | 4.4239
QLD | QCDW | Cardwell | Energy Queensland | Shoulder | Coincident_unreconciled | 2021 | POE50 | Operational-demand | 1.7 | NA
QLD | QCDW | Cardwell | Energy Queensland | Shoulder | Coincident_unreconciled | 2021 | POE90 | Operational-demand | 1.5429 | NA
QLD | QCDW | Cardwell | Energy Queensland | Shoulder | Non-coincident | 2021 | POE50 | Operational-demand | 1.2 | 4.9572
QLD | QCDW | Cardwell | Energy Queensland | Shoulder | Non-coincident | 2021 | POE90 | Operational-demand | 1.0931 | NA
QLD | QCDW | Cardwell | Energy Queensland | Shoulder | Coincident_unreconciled | 2022 | POE50 | Operational-demand | 1.6187 | NA
QLD | QCDW | Cardwell | Energy Queensland | Shoulder | Coincident_unreconciled | 2022 | POE90 | Operational-demand | 1.4613 | NA
QLD | QCDW | Cardwell | Energy Queensland | Shoulder | Non-coincident | 2022 | POE50 | Operational-demand | 1.1446 | 4.9622
QLD | QCDW | Cardwell | Energy Queensland | Shoulder | Non-coincident | 2022 | POE90 | Operational-demand | 1.0375 | NA
QLD | QCDW | Cardwell | Energy Queensland | Shoulder | Coincident_unreconciled | 2023 | POE50 | Operational-demand | 1.5426 | NA
QLD | QCDW | Cardwell | Energy Queensland | Shoulder | Coincident_unreconciled | 2023 | POE90 | Operational-demand | 1.3849 | NA
QLD | QCDW | Cardwell | Energy Queensland | Shoulder | Non-coincident | 2023 | POE50 | Operational-demand | 1.0928 | 4.9667
QLD | QCDW | Cardwell | Energy Queensland | Shoulder | Non-coincident | 2023 | POE90 | Operational-demand | 0.98549 | NA
QLD | QCDW | Cardwell | Energy Queensland | Shoulder | Coincident_unreconciled | 2024 | POE50 | Operational-demand | 1.4752 | NA
QLD | QCDW | Cardwell | Energy Queensland | Shoulder | Coincident_unreconciled | 2024 | POE90 | Operational-demand | 1.3172 | NA
QLD | QCDW | Cardwell | Energy Queensland | Shoulder | Non-coincident | 2024 | POE50 | Operational-demand | 1.0469 | 4.9661
QLD | QCDW | Cardwell | Energy Queensland | Shoulder | Non-coincident | 2024 | POE90 | Operational-demand | 0.93941 | NA
QLD | QCDW | Cardwell | Energy Queensland | Shoulder | Coincident_unreconciled | 2025 | POE50 | Operational-demand | 1.4274 | NA
QLD | QCDW | Cardwell | Energy Queensland | Shoulder | Coincident_unreconciled | 2025 | POE90 | Operational-demand | 1.2692 | NA
QLD | QCDW | Cardwell | Energy Queensland | Shoulder | Non-coincident | 2025 | POE50 | Operational-demand | 1.0144 | 4.9611
QLD | QCDW | Cardwell | Energy Queensland | Shoulder | Non-coincident | 2025 | POE90 | Operational-demand | 0.9067 | NA
QLD | QCDW | Cardwell | Energy Queensland | Shoulder | Coincident_unreconciled | 2026 | POE50 | Operational-demand | 1.3837 | NA
QLD | QCDW | Cardwell | Energy Queensland | Shoulder | Coincident_unreconciled | 2026 | POE90 | Operational-demand | 1.2252 | NA
QLD | QCDW | Cardwell | Energy Queensland | Shoulder | Non-coincident | 2026 | POE50 | Operational-demand | 0.98466 | 4.9547
QLD | QCDW | Cardwell | Energy Queensland | Shoulder | Non-coincident | 2026 | POE90 | Operational-demand | 0.87678 | NA
QLD | QCDW | Cardwell | Energy Queensland | Shoulder | Coincident_unreconciled | 2027 | POE50 | Operational-demand | 1.3517 | NA
QLD | QCDW | Cardwell | Energy Queensland | Shoulder | Coincident_unreconciled | 2027 | POE90 | Operational-demand | 1.1929 | NA
QLD | QCDW | Cardwell | Energy Queensland | Shoulder | Non-coincident | 2027 | POE50 | Operational-demand | 0.96288 | 4.9475
QLD | QCDW | Cardwell | Energy Queensland | Shoulder | Non-coincident | 2027 | POE90 | Operational-demand | 0.8548 | NA
QLD | QCDW | Cardwell | Energy Queensland | Shoulder | Coincident_unreconciled | 2028 | POE50 | Operational-demand | 1.3224 | NA
QLD | QCDW | Cardwell | Energy Queensland | Shoulder | Coincident_unreconciled | 2028 | POE90 | Operational-demand | 1.1634 | NA
QLD | QCDW | Cardwell | Energy Queensland | Shoulder | Non-coincident | 2028 | POE50 | Operational-demand | 0.94296 | 4.9506
QLD | QCDW | Cardwell | Energy Queensland | Shoulder | Non-coincident | 2028 | POE90 | Operational-demand | 0.83466 | NA
QLD | QCDW | Cardwell | Energy Queensland | Shoulder | Coincident_unreconciled | 2029 | POE50 | Operational-demand | 1.2948 | NA
QLD | QCDW | Cardwell | Energy Queensland | Shoulder | Coincident_unreconciled | 2029 | POE90 | Operational-demand | 1.1354 | NA
QLD | QCDW | Cardwell | Energy Queensland | Shoulder | Non-coincident | 2029 | POE50 | Operational-demand | 0.92413 | 4.9631
QLD | QCDW | Cardwell | Energy Queensland | Shoulder | Non-coincident | 2029 | POE90 | Operational-demand | 0.81563 | NA
QLD | QCDW | Cardwell | Energy Queensland | Shoulder | Coincident_unreconciled | 2030 | POE50 | Operational-demand | 1.2889 | NA
QLD | QCDW | Cardwell | Energy Queensland | Shoulder | Coincident_unreconciled | 2030 | POE90 | Operational-demand | 1.1292 | NA
QLD | QCDW | Cardwell | Energy Queensland | Shoulder | Non-coincident | 2030 | POE50 | Operational-demand | 0.92008 | 4.9734
QLD | QCDW | Cardwell | Energy Queensland | Shoulder | Non-coincident | 2030 | POE90 | Operational-demand | 0.81139 | NA
QLD | QCDW | Cardwell | Energy Queensland | Summer | Coincident | 2017 | ACTUAL_OPG | Operational-demand | 2.3379 | 3.5839
QLD | QCDW | Cardwell | Energy Queensland | Summer | Coincident | 2017 | ACTUAL_RAW | Operational-demand | 2.3379 | 3.5839
QLD | QCDW | Cardwell | Energy Queensland | Summer | Non-coincident | 2017 | ACTUAL_RAW | Operational-demand | 1.8645 | 5.3519
QLD | QCDW | Cardwell | Energy Queensland | Summer | Non-coincident | 2017 | ACTUAL_OPG | Operational-demand | 1.8645 | 5.3519
QLD | QCDW | Cardwell | Energy Queensland | Summer | Non-coincident | 2017 | ACTUAL_ADJUSTEDOPG | Operational-demand | 1.8645 | 5.3519
QLD | QCDW | Cardwell | Energy Queensland | Summer | Coincident | 2018 | ACTUAL_OPG | Operational-demand | 3.3047 | 2.4743
QLD | QCDW | Cardwell | Energy Queensland | Summer | Coincident | 2018 | ACTUAL_RAW | Operational-demand | 3.3047 | 2.4743
QLD | QCDW | Cardwell | Energy Queensland | Summer | Non-coincident | 2018 | ACTUAL_RAW | Operational-demand | 0.65605 | 5.1913
QLD | QCDW | Cardwell | Energy Queensland | Summer | Non-coincident | 2018 | ACTUAL_OPG | Operational-demand | 0.65605 | 5.1913
QLD | QCDW | Cardwell | Energy Queensland | Summer | Non-coincident | 2018 | ACTUAL_ADJUSTEDOPG | Operational-demand | 0.65605 | 5.1913
QLD | QCDW | Cardwell | Energy Queensland | Summer | Coincident | 2019 | ACTUAL_OPG | Operational-demand | 1.8178 | 3.6468
QLD | QCDW | Cardwell | Energy Queensland | Summer | Coincident | 2019 | ACTUAL_RAW | Operational-demand | 1.8178 | 3.6468
QLD | QCDW | Cardwell | Energy Queensland | Summer | Non-coincident | 2019 | ACTUAL_RAW | Operational-demand | 0.88933 | 5.2911
QLD | QCDW | Cardwell | Energy Queensland | Summer | Non-coincident | 2019 | ACTUAL_OPG | Operational-demand | 0.88933 | 5.2911
QLD | QCDW | Cardwell | Energy Queensland | Summer | Non-coincident | 2019 | ACTUAL_ADJUSTEDOPG | Operational-demand | 0.88933 | 5.2911
QLD | QCDW | Cardwell | Energy Queensland | Summer | Non-coincident | 2019 | BASEYEARPOE90 | Operational-demand | 1.2239 | NA
QLD | QCDW | Cardwell | Energy Queensland | Summer | Non-coincident | 2019 | BASEYEARPOE50 | Operational-demand | 1.327 | 5.0349
QLD | QCDW | Cardwell | Energy Queensland | Summer | Coincident | 2020 | ACTUAL_OPG | Operational-demand | 3.016 | 2.8449
QLD | QCDW | Cardwell | Energy Queensland | Summer | Coincident | 2020 | ACTUAL_RAW | Operational-demand | 3.016 | 2.8449
QLD | QCDW | Cardwell | Energy Queensland | Summer | Non-coincident | 2020 | ACTUAL_RAW | Operational-demand | 1.158 | 5.3164
QLD | QCDW | Cardwell | Energy Queensland | Summer | Non-coincident | 2020 | ACTUAL_OPG | Operational-demand | 1.158 | 5.3164
QLD | QCDW | Cardwell | Energy Queensland | Summer | Non-coincident | 2020 | ACTUAL_ADJUSTEDOPG | Operational-demand | 1.158 | 5.3164
QLD | QCDW | Cardwell | Energy Queensland | Summer | Coincident_unreconciled | 2021 | POE50 | Operational-demand | 2.3675 | NA
QLD | QCDW | Cardwell | Energy Queensland | Summer | Coincident_unreconciled | 2021 | POE90 | Operational-demand | 1.8962 | NA
QLD | QCDW | Cardwell | Energy Queensland | Summer | Non-coincident | 2021 | POE50 | Operational-demand | 0.70067 | 5.5003
QLD | QCDW | Cardwell | Energy Queensland | Summer | Non-coincident | 2021 | POE90 | Operational-demand | 0.56119 | NA
QLD | QCDW | Cardwell | Energy Queensland | Summer | Coincident_unreconciled | 2022 | POE50 | Operational-demand | 2.202 | NA
QLD | QCDW | Cardwell | Energy Queensland | Summer | Coincident_unreconciled | 2022 | POE90 | Operational-demand | 1.7297 | NA
QLD | QCDW | Cardwell | Energy Queensland | Summer | Non-coincident | 2022 | POE50 | Operational-demand | 0.65171 | 5.5075
QLD | QCDW | Cardwell | Energy Queensland | Summer | Non-coincident | 2022 | POE90 | Operational-demand | 0.51192 | NA
QLD | QCDW | Cardwell | Energy Queensland | Summer | Coincident_unreconciled | 2023 | POE50 | Operational-demand | 2.0447 | NA
QLD | QCDW | Cardwell | Energy Queensland | Summer | Coincident_unreconciled | 2023 | POE90 | Operational-demand | 1.5714 | NA
QLD | QCDW | Cardwell | Energy Queensland | Summer | Non-coincident | 2023 | POE50 | Operational-demand | 0.60514 | 5.5139
QLD | QCDW | Cardwell | Energy Queensland | Summer | Non-coincident | 2023 | POE90 | Operational-demand | 0.46507 | NA
QLD | QCDW | Cardwell | Energy Queensland | Summer | Coincident_unreconciled | 2024 | POE50 | Operational-demand | 1.9123 | NA
QLD | QCDW | Cardwell | Energy Queensland | Summer | Coincident_unreconciled | 2024 | POE90 | Operational-demand | 1.4382 | NA
QLD | QCDW | Cardwell | Energy Queensland | Summer | Non-coincident | 2024 | POE50 | Operational-demand | 0.56597 | 5.5168
QLD | QCDW | Cardwell | Energy Queensland | Summer | Non-coincident | 2024 | POE90 | Operational-demand | 0.42564 | NA
QLD | QCDW | Cardwell | Energy Queensland | Summer | Coincident_unreconciled | 2025 | POE50 | Operational-demand | 1.8326 | NA
QLD | QCDW | Cardwell | Energy Queensland | Summer | Coincident_unreconciled | 2025 | POE90 | Operational-demand | 1.3576 | NA
QLD | QCDW | Cardwell | Energy Queensland | Summer | Non-coincident | 2025 | POE50 | Operational-demand | 0.54238 | 5.5173
QLD | QCDW | Cardwell | Energy Queensland | Summer | Non-coincident | 2025 | POE90 | Operational-demand | 0.40178 | NA
QLD | QCDW | Cardwell | Energy Queensland | Summer | Coincident_unreconciled | 2026 | POE50 | Operational-demand | 1.7662 | NA
QLD | QCDW | Cardwell | Energy Queensland | Summer | Coincident_unreconciled | 2026 | POE90 | Operational-demand | 1.2902 | NA
QLD | QCDW | Cardwell | Energy Queensland | Summer | Non-coincident | 2026 | POE50 | Operational-demand | 0.52273 | 5.518
QLD | QCDW | Cardwell | Energy Queensland | Summer | Non-coincident | 2026 | POE90 | Operational-demand | 0.38185 | NA
QLD | QCDW | Cardwell | Energy Queensland | Summer | Coincident_unreconciled | 2027 | POE50 | Operational-demand | 1.7344 | NA
QLD | QCDW | Cardwell | Energy Queensland | Summer | Coincident_unreconciled | 2027 | POE90 | Operational-demand | 1.2574 | NA
QLD | QCDW | Cardwell | Energy Queensland | Summer | Non-coincident | 2027 | POE50 | Operational-demand | 0.5133 | 5.5204
QLD | QCDW | Cardwell | Energy Queensland | Summer | Non-coincident | 2027 | POE90 | Operational-demand | 0.37212 | NA
QLD | QCDW | Cardwell | Energy Queensland | Summer | Coincident_unreconciled | 2028 | POE50 | Operational-demand | 1.6915 | NA
QLD | QCDW | Cardwell | Energy Queensland | Summer | Coincident_unreconciled | 2028 | POE90 | Operational-demand | 1.2134 | NA
QLD | QCDW | Cardwell | Energy Queensland | Summer | Non-coincident | 2028 | POE50 | Operational-demand | 0.5006 | 5.5354
QLD | QCDW | Cardwell | Energy Queensland | Summer | Non-coincident | 2028 | POE90 | Operational-demand | 0.3591 | NA
QLD | QCDW | Cardwell | Energy Queensland | Summer | Coincident_unreconciled | 2029 | POE50 | Operational-demand | 1.6497 | NA
QLD | QCDW | Cardwell | Energy Queensland | Summer | Coincident_unreconciled | 2029 | POE90 | Operational-demand | 1.1706 | NA
QLD | QCDW | Cardwell | Energy Queensland | Summer | Non-coincident | 2029 | POE50 | Operational-demand | 0.48825 | 5.5595
QLD | QCDW | Cardwell | Energy Queensland | Summer | Non-coincident | 2029 | POE90 | Operational-demand | 0.34646 | NA
QLD | QCDW | Cardwell | Energy Queensland | Summer | Coincident_unreconciled | 2030 | POE50 | Operational-demand | 1.661 | NA
QLD | QCDW | Cardwell | Energy Queensland | Summer | Coincident_unreconciled | 2030 | POE90 | Operational-demand | 1.1809 | NA
QLD | QCDW | Cardwell | Energy Queensland | Summer | Non-coincident | 2030 | POE50 | Operational-demand | 0.49157 | 5.5858
QLD | QCDW | Cardwell | Energy Queensland | Summer | Non-coincident | 2030 | POE90 | Operational-demand | 0.3495 | NA
QLD | QCDW | Cardwell | Energy Queensland | Winter | Coincident | 2016 | ACTUAL_OPG | Operational-demand | 2.8328 | 3.1845
QLD | QCDW | Cardwell | Energy Queensland | Winter | Coincident | 2016 | ACTUAL_RAW | Operational-demand | 2.8328 | 3.1845
QLD | QCDW | Cardwell | Energy Queensland | Winter | Non-coincident | 2016 | ACTUAL_RAW | Operational-demand | 1.1685 | 3.6699
QLD | QCDW | Cardwell | Energy Queensland | Winter | Non-coincident | 2016 | ACTUAL_OPG | Operational-demand | 1.1685 | 3.6699
QLD | QCDW | Cardwell | Energy Queensland | Winter | Non-coincident | 2016 | ACTUAL_ADJUSTEDOPG | Operational-demand | 1.1685 | 3.6699
QLD | QCDW | Cardwell | Energy Queensland | Winter | Coincident | 2017 | ACTUAL_OPG | Operational-demand | 2.2241 | 2.8244
QLD | QCDW | Cardwell | Energy Queensland | Winter | Coincident | 2017 | ACTUAL_RAW | Operational-demand | 2.2241 | 2.8244
QLD | QCDW | Cardwell | Energy Queensland | Winter | Non-coincident | 2017 | ACTUAL_RAW | Operational-demand | 1.0148 | 4.2463
QLD | QCDW | Cardwell | Energy Queensland | Winter | Non-coincident | 2017 | ACTUAL_OPG | Operational-demand | 1.0148 | 4.2463
QLD | QCDW | Cardwell | Energy Queensland | Winter | Non-coincident | 2017 | ACTUAL_ADJUSTEDOPG | Operational-demand | 1.0148 | 4.2463
QLD | QCDW | Cardwell | Energy Queensland | Winter | Coincident | 2018 | ACTUAL_OPG | Operational-demand | 1.2675 | 3.2243
QLD | QCDW | Cardwell | Energy Queensland | Winter | Coincident | 2018 | ACTUAL_RAW | Operational-demand | 1.2675 | 3.2243
QLD | QCDW | Cardwell | Energy Queensland | Winter | Non-coincident | 2018 | ACTUAL_RAW | Operational-demand | 1.2036 | 3.9353
QLD | QCDW | Cardwell | Energy Queensland | Winter | Non-coincident | 2018 | ACTUAL_OPG | Operational-demand | 1.2036 | 3.9353
QLD | QCDW | Cardwell | Energy Queensland | Winter | Non-coincident | 2018 | ACTUAL_ADJUSTEDOPG | Operational-demand | 1.2036 | 3.9353
QLD | QCDW | Cardwell | Energy Queensland | Winter | Coincident | 2019 | ACTUAL_OPG | Operational-demand | 1.7803 | 3.1948
QLD | QCDW | Cardwell | Energy Queensland | Winter | Coincident | 2019 | ACTUAL_RAW | Operational-demand | 1.7803 | 3.1948
QLD | QCDW | Cardwell | Energy Queensland | Winter | Non-coincident | 2019 | ACTUAL_RAW | Operational-demand | 1.1992 | 3.7464
QLD | QCDW | Cardwell | Energy Queensland | Winter | Non-coincident | 2019 | ACTUAL_OPG | Operational-demand | 1.1992 | 3.7464
QLD | QCDW | Cardwell | Energy Queensland | Winter | Non-coincident | 2019 | ACTUAL_ADJUSTEDOPG | Operational-demand | 1.1992 | 3.7464
QLD | QCDW | Cardwell | Energy Queensland | Winter | Non-coincident | 2019 | BASEYEARPOE90 | Operational-demand | 0.46766 | NA
QLD | QCDW | Cardwell | Energy Queensland | Winter | Non-coincident | 2019 | BASEYEARPOE50 | Operational-demand | 0.77644 | 3.5496
QLD | QCDW | Cardwell | Energy Queensland | Winter | Coincident_unreconciled | 2020 | POE50 | Operational-demand | 1.2 | NA
QLD | QCDW | Cardwell | Energy Queensland | Winter | Coincident_unreconciled | 2020 | POE90 | Operational-demand | 1.0205 | NA
QLD | QCDW | Cardwell | Energy Queensland | Winter | Non-coincident | 2020 | POE50 | Operational-demand | 1.2 | 4.1065
QLD | QCDW | Cardwell | Energy Queensland | Winter | Non-coincident | 2020 | POE90 | Operational-demand | 0.8725 | NA
QLD | QCDW | Cardwell | Energy Queensland | Winter | Coincident_unreconciled | 2021 | POE50 | Operational-demand | 1.1424 | NA
QLD | QCDW | Cardwell | Energy Queensland | Winter | Coincident_unreconciled | 2021 | POE90 | Operational-demand | 0.99064 | NA
QLD | QCDW | Cardwell | Energy Queensland | Winter | Non-coincident | 2021 | POE50 | Operational-demand | 1.1361 | 4.1115
QLD | QCDW | Cardwell | Energy Queensland | Winter | Non-coincident | 2021 | POE90 | Operational-demand | 0.80803 | NA
QLD | QCDW | Cardwell | Energy Queensland | Winter | Coincident_unreconciled | 2022 | POE50 | Operational-demand | 1.1187 | NA
QLD | QCDW | Cardwell | Energy Queensland | Winter | Coincident_unreconciled | 2022 | POE90 | Operational-demand | 0.9668 | NA
QLD | QCDW | Cardwell | Energy Queensland | Winter | Non-coincident | 2022 | POE50 | Operational-demand | 1.085 | 4.1157
QLD | QCDW | Cardwell | Energy Queensland | Winter | Non-coincident | 2022 | POE90 | Operational-demand | 0.75649 | NA
QLD | QCDW | Cardwell | Energy Queensland | Winter | Coincident_unreconciled | 2023 | POE50 | Operational-demand | 1.0955 | NA
QLD | QCDW | Cardwell | Energy Queensland | Winter | Coincident_unreconciled | 2023 | POE90 | Operational-demand | 0.94334 | NA
QLD | QCDW | Cardwell | Energy Queensland | Winter | Non-coincident | 2023 | POE50 | Operational-demand | 1.0347 | 4.1188
QLD | QCDW | Cardwell | Energy Queensland | Winter | Non-coincident | 2023 | POE90 | Operational-demand | 0.70578 | NA
QLD | QCDW | Cardwell | Energy Queensland | Winter | Coincident_unreconciled | 2024 | POE50 | Operational-demand | 1.079 | NA
QLD | QCDW | Cardwell | Energy Queensland | Winter | Coincident_unreconciled | 2024 | POE90 | Operational-demand | 0.92666 | NA
QLD | QCDW | Cardwell | Energy Queensland | Winter | Non-coincident | 2024 | POE50 | Operational-demand | 0.99902 | 4.1133
QLD | QCDW | Cardwell | Energy Queensland | Winter | Non-coincident | 2024 | POE90 | Operational-demand | 0.6697 | NA
QLD | QCDW | Cardwell | Energy Queensland | Winter | Coincident_unreconciled | 2025 | POE50 | Operational-demand | 1.0667 | NA
QLD | QCDW | Cardwell | Energy Queensland | Winter | Coincident_unreconciled | 2025 | POE90 | Operational-demand | 0.91419 | NA
QLD | QCDW | Cardwell | Energy Queensland | Winter | Non-coincident | 2025 | POE50 | Operational-demand | 0.97251 | 4.1062
QLD | QCDW | Cardwell | Energy Queensland | Winter | Non-coincident | 2025 | POE90 | Operational-demand | 0.64275 | NA
QLD | QCDW | Cardwell | Energy Queensland | Winter | Coincident_unreconciled | 2026 | POE50 | Operational-demand | 1.0543 | NA
QLD | QCDW | Cardwell | Energy Queensland | Winter | Coincident_unreconciled | 2026 | POE90 | Operational-demand | 0.90161 | NA
QLD | QCDW | Cardwell | Energy Queensland | Winter | Non-coincident | 2026 | POE50 | Operational-demand | 0.94575 | 4.0975
QLD | QCDW | Cardwell | Energy Queensland | Winter | Non-coincident | 2026 | POE90 | Operational-demand | 0.61554 | NA
QLD | QCDW | Cardwell | Energy Queensland | Winter | Coincident_unreconciled | 2027 | POE50 | Operational-demand | 1.0493 | NA
QLD | QCDW | Cardwell | Energy Queensland | Winter | Coincident_unreconciled | 2027 | POE90 | Operational-demand | 0.89635 | NA
QLD | QCDW | Cardwell | Energy Queensland | Winter | Non-coincident | 2027 | POE50 | Operational-demand | 0.93488 | 4.0886
QLD | QCDW | Cardwell | Energy Queensland | Winter | Non-coincident | 2027 | POE90 | Operational-demand | 0.60418 | NA
QLD | QCDW | Cardwell | Energy Queensland | Winter | Coincident_unreconciled | 2028 | POE50 | Operational-demand | 1.038 | NA
QLD | QCDW | Cardwell | Energy Queensland | Winter | Coincident_unreconciled | 2028 | POE90 | Operational-demand | 0.88484 | NA
QLD | QCDW | Cardwell | Energy Queensland | Winter | Non-coincident | 2028 | POE50 | Operational-demand | 0.91048 | 4.101
QLD | QCDW | Cardwell | Energy Queensland | Winter | Non-coincident | 2028 | POE90 | Operational-demand | 0.57929 | NA
QLD | QCDW | Cardwell | Energy Queensland | Winter | Coincident_unreconciled | 2029 | POE50 | Operational-demand | 1.0339 | NA
QLD | QCDW | Cardwell | Energy Queensland | Winter | Coincident_unreconciled | 2029 | POE90 | Operational-demand | 0.88048 | NA
QLD | QCDW | Cardwell | Energy Queensland | Winter | Non-coincident | 2029 | POE50 | Operational-demand | 0.90149 | 4.1096
QLD | QCDW | Cardwell | Energy Queensland | Winter | Non-coincident | 2029 | POE90 | Operational-demand | 0.56985 | NA
QLD | QCDW | Cardwell | Energy Queensland | Shoulder | Non-coincident | 2019 | BASEYEARPOE10 | Operational-demand | NA | 4.312
QLD | QCDW | Cardwell | Energy Queensland | Shoulder | Coincident | 2021 | POE10 | Operational-demand | NA | 4.5461
QLD | QCDW | Cardwell | Energy Queensland | Shoulder | Coincident | 2021 | POE50 | Operational-demand | NA | 4.5381
QLD | QCDW | Cardwell | Energy Queensland | Shoulder | Non-coincident | 2021 | POE10 | Operational-demand | NA | 5.1301
QLD | QCDW | Cardwell | Energy Queensland | Shoulder | Coincident | 2022 | POE10 | Operational-demand | NA | 4.6763
QLD | QCDW | Cardwell | Energy Queensland | Shoulder | Coincident | 2022 | POE50 | Operational-demand | NA | 4.5902
QLD | QCDW | Cardwell | Energy Queensland | Shoulder | Non-coincident | 2022 | POE10 | Operational-demand | NA | 5.1352
QLD | QCDW | Cardwell | Energy Queensland | Shoulder | Coincident | 2023 | POE10 | Operational-demand | NA | 4.6895
QLD | QCDW | Cardwell | Energy Queensland | Shoulder | Coincident | 2023 | POE50 | Operational-demand | NA | 4.6253
QLD | QCDW | Cardwell | Energy Queensland | Shoulder | Non-coincident | 2023 | POE10 | Operational-demand | NA | 5.1399
QLD | QCDW | Cardwell | Energy Queensland | Shoulder | Coincident | 2024 | POE10 | Operational-demand | NA | 4.7117
QLD | QCDW | Cardwell | Energy Queensland | Shoulder | Coincident | 2024 | POE50 | Operational-demand | NA | 4.7082
QLD | QCDW | Cardwell | Energy Queensland | Shoulder | Non-coincident | 2024 | POE10 | Operational-demand | NA | 5.1395
QLD | QCDW | Cardwell | Energy Queensland | Shoulder | Coincident | 2025 | POE10 | Operational-demand | NA | 4.7218
QLD | QCDW | Cardwell | Energy Queensland | Shoulder | Coincident | 2025 | POE50 | Operational-demand | NA | 4.6838
QLD | QCDW | Cardwell | Energy Queensland | Shoulder | Non-coincident | 2025 | POE10 | Operational-demand | NA | 5.1346
QLD | QCDW | Cardwell | Energy Queensland | Shoulder | Coincident | 2026 | POE10 | Operational-demand | NA | 4.6918
QLD | QCDW | Cardwell | Energy Queensland | Shoulder | Coincident | 2026 | POE50 | Operational-demand | NA | 4.6793
QLD | QCDW | Cardwell | Energy Queensland | Shoulder | Non-coincident | 2026 | POE10 | Operational-demand | NA | 5.1284
QLD | QCDW | Cardwell | Energy Queensland | Shoulder | Coincident | 2027 | POE10 | Operational-demand | NA | 4.6659
QLD | QCDW | Cardwell | Energy Queensland | Shoulder | Coincident | 2027 | POE50 | Operational-demand | NA | 4.6486
QLD | QCDW | Cardwell | Energy Queensland | Shoulder | Non-coincident | 2027 | POE10 | Operational-demand | NA | 5.1214
QLD | QCDW | Cardwell | Energy Queensland | Shoulder | Coincident | 2028 | POE10 | Operational-demand | NA | 4.6512
QLD | QCDW | Cardwell | Energy Queensland | Shoulder | Coincident | 2028 | POE50 | Operational-demand | NA | 4.645
QLD | QCDW | Cardwell | Energy Queensland | Shoulder | Non-coincident | 2028 | POE10 | Operational-demand | NA | 5.1247
QLD | QCDW | Cardwell | Energy Queensland | Shoulder | Coincident | 2029 | POE10 | Operational-demand | NA | 4.7061
QLD | QCDW | Cardwell | Energy Queensland | Shoulder | Coincident | 2029 | POE50 | Operational-demand | NA | 4.6724
QLD | QCDW | Cardwell | Energy Queensland | Shoulder | Non-coincident | 2029 | POE10 | Operational-demand | NA | 5.1374
QLD | QCDW | Cardwell | Energy Queensland | Shoulder | Coincident | 2030 | POE10 | Operational-demand | NA | 4.7155
QLD | QCDW | Cardwell | Energy Queensland | Shoulder | Coincident | 2030 | POE50 | Operational-demand | NA | 4.6867
QLD | QCDW | Cardwell | Energy Queensland | Shoulder | Non-coincident | 2030 | POE10 | Operational-demand | NA | 5.1479
QLD | QCDW | Cardwell | Energy Queensland | Summer | Non-coincident | 2019 | BASEYEARPOE10 | Operational-demand | NA | 5.2612
QLD | QCDW | Cardwell | Energy Queensland | Summer | Coincident | 2021 | POE10 | Operational-demand | NA | 3.2055
QLD | QCDW | Cardwell | Energy Queensland | Summer | Coincident | 2021 | POE50 | Operational-demand | NA | 3.1471
QLD | QCDW | Cardwell | Energy Queensland | Summer | Non-coincident | 2021 | POE10 | Operational-demand | NA | 5.8554
QLD | QCDW | Cardwell | Energy Queensland | Summer | Coincident | 2022 | POE10 | Operational-demand | NA | 3.268
QLD | QCDW | Cardwell | Energy Queensland | Summer | Coincident | 2022 | POE50 | Operational-demand | NA | 3.2035
QLD | QCDW | Cardwell | Energy Queensland | Summer | Non-coincident | 2022 | POE10 | Operational-demand | NA | 5.8631
QLD | QCDW | Cardwell | Energy Queensland | Summer | Coincident | 2023 | POE10 | Operational-demand | NA | 3.2899
QLD | QCDW | Cardwell | Energy Queensland | Summer | Coincident | 2023 | POE50 | Operational-demand | NA | 3.2178
QLD | QCDW | Cardwell | Energy Queensland | Summer | Non-coincident | 2023 | POE10 | Operational-demand | NA | 5.8701
QLD | QCDW | Cardwell | Energy Queensland | Summer | Coincident | 2024 | POE10 | Operational-demand | NA | 3.3296
QLD | QCDW | Cardwell | Energy Queensland | Summer | Coincident | 2024 | POE50 | Operational-demand | NA | 3.2598
QLD | QCDW | Cardwell | Energy Queensland | Summer | Non-coincident | 2024 | POE10 | Operational-demand | NA | 5.8734
QLD | QCDW | Cardwell | Energy Queensland | Summer | Coincident | 2025 | POE10 | Operational-demand | NA | 3.3146
QLD | QCDW | Cardwell | Energy Queensland | Summer | Coincident | 2025 | POE50 | Operational-demand | NA | 3.2616
QLD | QCDW | Cardwell | Energy Queensland | Summer | Non-coincident | 2025 | POE10 | Operational-demand | NA | 5.8745
QLD | QCDW | Cardwell | Energy Queensland | Summer | Coincident | 2026 | POE10 | Operational-demand | NA | 3.3292
QLD | QCDW | Cardwell | Energy Queensland | Summer | Coincident | 2026 | POE50 | Operational-demand | NA | 3.2649
QLD | QCDW | Cardwell | Energy Queensland | Summer | Non-coincident | 2026 | POE10 | Operational-demand | NA | 5.8757
QLD | QCDW | Cardwell | Energy Queensland | Summer | Coincident | 2027 | POE10 | Operational-demand | NA | 3.3045
QLD | QCDW | Cardwell | Energy Queensland | Summer | Coincident | 2027 | POE50 | Operational-demand | NA | 3.2517
QLD | QCDW | Cardwell | Energy Queensland | Summer | Non-coincident | 2027 | POE10 | Operational-demand | NA | 5.8786
QLD | QCDW | Cardwell | Energy Queensland | Summer | Coincident | 2028 | POE10 | Operational-demand | NA | 3.3142
QLD | QCDW | Cardwell | Energy Queensland | Summer | Coincident | 2028 | POE50 | Operational-demand | NA | 3.2597
QLD | QCDW | Cardwell | Energy Queensland | Summer | Non-coincident | 2028 | POE10 | Operational-demand | NA | 5.8942
QLD | QCDW | Cardwell | Energy Queensland | Summer | Coincident | 2029 | POE10 | Operational-demand | NA | 3.3178
QLD | QCDW | Cardwell | Energy Queensland | Summer | Coincident | 2029 | POE50 | Operational-demand | NA | 3.2778
QLD | QCDW | Cardwell | Energy Queensland | Summer | Non-coincident | 2029 | POE10 | Operational-demand | NA | 5.9189
QLD | QCDW | Cardwell | Energy Queensland | Summer | Coincident | 2030 | POE10 | Operational-demand | NA | 3.3349
QLD | QCDW | Cardwell | Energy Queensland | Summer | Coincident | 2030 | POE50 | Operational-demand | NA | 3.278
QLD | QCDW | Cardwell | Energy Queensland | Summer | Non-coincident | 2030 | POE10 | Operational-demand | NA | 5.9457
QLD | QCDW | Cardwell | Energy Queensland | Winter | Non-coincident | 2019 | BASEYEARPOE10 | Operational-demand | NA | 3.6436
QLD | QCDW | Cardwell | Energy Queensland | Winter | Coincident | 2020 | POE10 | Operational-demand | NA | 3.3773
QLD | QCDW | Cardwell | Energy Queensland | Winter | Coincident | 2020 | POE50 | Operational-demand | NA | 3.1886
QLD | QCDW | Cardwell | Energy Queensland | Winter | Non-coincident | 2020 | POE10 | Operational-demand | NA | 4.3027
QLD | QCDW | Cardwell | Energy Queensland | Winter | Coincident | 2021 | POE10 | Operational-demand | NA | 3.353
QLD | QCDW | Cardwell | Energy Queensland | Winter | Coincident | 2021 | POE50 | Operational-demand | NA | 3.1648
QLD | QCDW | Cardwell | Energy Queensland | Winter | Non-coincident | 2021 | POE10 | Operational-demand | NA | 4.3079
QLD | QCDW | Cardwell | Energy Queensland | Winter | Coincident | 2022 | POE10 | Operational-demand | NA | 3.4307
QLD | QCDW | Cardwell | Energy Queensland | Winter | Coincident | 2022 | POE50 | Operational-demand | NA | 3.2387
QLD | QCDW | Cardwell | Energy Queensland | Winter | Non-coincident | 2022 | POE10 | Operational-demand | NA | 4.3124
QLD | QCDW | Cardwell | Energy Queensland | Winter | Coincident | 2023 | POE10 | Operational-demand | NA | 3.465
QLD | QCDW | Cardwell | Energy Queensland | Winter | Coincident | 2023 | POE50 | Operational-demand | NA | 3.2679
QLD | QCDW | Cardwell | Energy Queensland | Winter | Non-coincident | 2023 | POE10 | Operational-demand | NA | 4.3156
QLD | QCDW | Cardwell | Energy Queensland | Winter | Coincident | 2024 | POE10 | Operational-demand | NA | 3.5124
QLD | QCDW | Cardwell | Energy Queensland | Winter | Coincident | 2024 | POE50 | Operational-demand | NA | 3.2995
QLD | QCDW | Cardwell | Energy Queensland | Winter | Non-coincident | 2024 | POE10 | Operational-demand | NA | 4.3103
QLD | QCDW | Cardwell | Energy Queensland | Winter | Coincident | 2025 | POE10 | Operational-demand | NA | 3.496
QLD | QCDW | Cardwell | Energy Queensland | Winter | Coincident | 2025 | POE50 | Operational-demand | NA | 3.2908
QLD | QCDW | Cardwell | Energy Queensland | Winter | Non-coincident | 2025 | POE10 | Operational-demand | NA | 4.3035
QLD | QCDW | Cardwell | Energy Queensland | Winter | Coincident | 2026 | POE10 | Operational-demand | NA | 3.4868
QLD | QCDW | Cardwell | Energy Queensland | Winter | Coincident | 2026 | POE50 | Operational-demand | NA | 3.2878
QLD | QCDW | Cardwell | Energy Queensland | Winter | Non-coincident | 2026 | POE10 | Operational-demand | NA | 4.295
QLD | QCDW | Cardwell | Energy Queensland | Winter | Coincident | 2027 | POE10 | Operational-demand | NA | 3.4764
QLD | QCDW | Cardwell | Energy Queensland | Winter | Coincident | 2027 | POE50 | Operational-demand | NA | 3.2778
QLD | QCDW | Cardwell | Energy Queensland | Winter | Non-coincident | 2027 | POE10 | Operational-demand | NA | 4.2863
QLD | QCDW | Cardwell | Energy Queensland | Winter | Coincident | 2028 | POE10 | Operational-demand | NA | 3.5217
QLD | QCDW | Cardwell | Energy Queensland | Winter | Coincident | 2028 | POE50 | Operational-demand | NA | 3.2951
QLD | QCDW | Cardwell | Energy Queensland | Winter | Non-coincident | 2028 | POE10 | Operational-demand | NA | 4.299
QLD | QCDW | Cardwell | Energy Queensland | Winter | Coincident | 2029 | POE10 | Operational-demand | NA | 3.5099
QLD | QCDW | Cardwell | Energy Queensland | Winter | Coincident | 2029 | POE50 | Operational-demand | NA | 3.3014
QLD | QCDW | Cardwell | Energy Queensland | Winter | Non-coincident | 2029 | POE10 | Operational-demand | NA | 4.3079
QLD | QCHA | Chinchilla | Energy Queensland | Shoulder | Coincident | 2017 | ACTUAL_OPG | Operational-demand | 5.4685 | 13.7252
QLD | QCHA | Chinchilla | Energy Queensland | Shoulder | Coincident | 2017 | ACTUAL_RAW | Operational-demand | 5.4685 | 13.7252
QLD | QCHA | Chinchilla | Energy Queensland | Shoulder | Non-coincident | 2017 | ACTUAL_RAW | Operational-demand | 2.6188 | 14.5428
QLD | QCHA | Chinchilla | Energy Queensland | Shoulder | Non-coincident | 2017 | ACTUAL_OPG | Operational-demand | 5.0531 | 14.5428
QLD | QCHA | Chinchilla | Energy Queensland | Shoulder | Non-coincident | 2017 | ACTUAL_ADJUSTEDOPG | Operational-demand | 5.0531 | 14.5428
QLD | QCHA | Chinchilla | Energy Queensland | Shoulder | Coincident | 2018 | ACTUAL_OPG | Operational-demand | 5.1443 | 12.8604
QLD | QCHA | Chinchilla | Energy Queensland | Shoulder | Coincident | 2018 | ACTUAL_RAW | Operational-demand | 5.1443 | 12.8604
QLD | QCHA | Chinchilla | Energy Queensland | Shoulder | Non-coincident | 2018 | ACTUAL_RAW | Operational-demand | 3.0132 | 20.6254
QLD | QCHA | Chinchilla | Energy Queensland | Shoulder | Non-coincident | 2018 | ACTUAL_OPG | Operational-demand | 3.0132 | 20.6254
QLD | QCHA | Chinchilla | Energy Queensland | Shoulder | Non-coincident | 2018 | ACTUAL_ADJUSTEDOPG | Operational-demand | 3.0132 | 16.1611
QLD | QCHA | Chinchilla | Energy Queensland | Shoulder | Coincident | 2019 | ACTUAL_OPG | Operational-demand | 5.761 | 12.3122
QLD | QCHA | Chinchilla | Energy Queensland | Shoulder | Coincident | 2019 | ACTUAL_RAW | Operational-demand | 5.761 | 12.3122
QLD | QCHA | Chinchilla | Energy Queensland | Shoulder | Non-coincident | 2019 | ACTUAL_RAW | Operational-demand | -8.7984 | 15.1272
QLD | QCHA | Chinchilla | Energy Queensland | Shoulder | Non-coincident | 2019 | ACTUAL_OPG | Operational-demand | -8.7984 | 15.1272
QLD | QCHA | Chinchilla | Energy Queensland | Shoulder | Non-coincident | 2019 | ACTUAL_ADJUSTEDOPG | Operational-demand | -8.7984 | 15.1272
QLD | QCHA | Chinchilla | Energy Queensland | Shoulder | Non-coincident | 2019 | BASEYEARPOE90 | Operational-demand | -6.0819 | NA
QLD | QCHA | Chinchilla | Energy Queensland | Shoulder | Non-coincident | 2019 | BASEYEARPOE50 | Operational-demand | -5.536 | 14.8664
QLD | QCHA | Chinchilla | Energy Queensland | Shoulder | Coincident | 2020 | ACTUAL_OPG | Operational-demand | 3.2868 | 15.8284
QLD | QCHA | Chinchilla | Energy Queensland | Shoulder | Coincident | 2020 | ACTUAL_RAW | Operational-demand | 3.2868 | 15.8284
QLD | QCHA | Chinchilla | Energy Queensland | Shoulder | Non-coincident | 2020 | ACTUAL_RAW | Operational-demand | -11.1591 | 16.0812
QLD | QCHA | Chinchilla | Energy Queensland | Shoulder | Non-coincident | 2020 | ACTUAL_OPG | Operational-demand | -11.1591 | 16.0812
QLD | QCHA | Chinchilla | Energy Queensland | Shoulder | Non-coincident | 2020 | ACTUAL_ADJUSTEDOPG | Operational-demand | -11.1591 | 16.0812
QLD | QCHA | Chinchilla | Energy Queensland | Shoulder | Coincident_unreconciled | 2021 | POE90 | Operational-demand | 2.8038 | NA
QLD | QCHA | Chinchilla | Energy Queensland | Shoulder | Coincident_unreconciled | 2021 | POE50 | Operational-demand | 3.4025 | NA
QLD | QCHA | Chinchilla | Energy Queensland | Shoulder | Non-coincident | 2021 | POE50 | Operational-demand | -10 | 14.8658
QLD | QCHA | Chinchilla | Energy Queensland | Shoulder | Non-coincident | 2021 | POE90 | Operational-demand | -10.0999 | NA
QLD | QCHA | Chinchilla | Energy Queensland | Shoulder | Coincident_unreconciled | 2022 | POE90 | Operational-demand | 2.8038 | NA
QLD | QCHA | Chinchilla | Energy Queensland | Shoulder | Coincident_unreconciled | 2022 | POE50 | Operational-demand | 3.4025 | NA
QLD | QCHA | Chinchilla | Energy Queensland | Shoulder | Non-coincident | 2022 | POE50 | Operational-demand | -10.0022 | 14.8647
QLD | QCHA | Chinchilla | Energy Queensland | Shoulder | Non-coincident | 2022 | POE90 | Operational-demand | -10.1022 | NA
QLD | QCHA | Chinchilla | Energy Queensland | Shoulder | Coincident_unreconciled | 2023 | POE90 | Operational-demand | 2.8038 | NA
QLD | QCHA | Chinchilla | Energy Queensland | Shoulder | Coincident_unreconciled | 2023 | POE50 | Operational-demand | 3.4025 | NA
QLD | QCHA | Chinchilla | Energy Queensland | Shoulder | Non-coincident | 2023 | POE50 | Operational-demand | -10.0042 | 14.864
QLD | QCHA | Chinchilla | Energy Queensland | Shoulder | Non-coincident | 2023 | POE90 | Operational-demand | -10.1041 | NA
QLD | QCHA | Chinchilla | Energy Queensland | Shoulder | Coincident_unreconciled | 2024 | POE90 | Operational-demand | 2.8038 | NA
QLD | QCHA | Chinchilla | Energy Queensland | Shoulder | Coincident_unreconciled | 2024 | POE50 | Operational-demand | 3.4025 | NA
QLD | QCHA | Chinchilla | Energy Queensland | Shoulder | Non-coincident | 2024 | POE50 | Operational-demand | -10.016 | 14.8566
QLD | QCHA | Chinchilla | Energy Queensland | Shoulder | Non-coincident | 2024 | POE90 | Operational-demand | -10.1159 | NA
QLD | QCHA | Chinchilla | Energy Queensland | Shoulder | Coincident_unreconciled | 2025 | POE90 | Operational-demand | 2.8038 | NA
QLD | QCHA | Chinchilla | Energy Queensland | Shoulder | Coincident_unreconciled | 2025 | POE50 | Operational-demand | 3.4025 | NA
QLD | QCHA | Chinchilla | Energy Queensland | Shoulder | Non-coincident | 2025 | POE50 | Operational-demand | -10.0384 | 14.8443
QLD | QCHA | Chinchilla | Energy Queensland | Shoulder | Non-coincident | 2025 | POE90 | Operational-demand | -10.1384 | NA
QLD | QCHA | Chinchilla | Energy Queensland | Shoulder | Coincident_unreconciled | 2026 | POE90 | Operational-demand | 2.8038 | NA
QLD | QCHA | Chinchilla | Energy Queensland | Shoulder | Coincident_unreconciled | 2026 | POE50 | Operational-demand | 3.4025 | NA
QLD | QCHA | Chinchilla | Energy Queensland | Shoulder | Non-coincident | 2026 | POE50 | Operational-demand | -10.0667 | 14.8345
QLD | QCHA | Chinchilla | Energy Queensland | Shoulder | Non-coincident | 2026 | POE90 | Operational-demand | -10.1667 | NA
QLD | QCHA | Chinchilla | Energy Queensland | Shoulder | Coincident_unreconciled | 2027 | POE90 | Operational-demand | 2.8038 | NA
QLD | QCHA | Chinchilla | Energy Queensland | Shoulder | Coincident_unreconciled | 2027 | POE50 | Operational-demand | 3.4025 | NA
QLD | QCHA | Chinchilla | Energy Queensland | Shoulder | Non-coincident | 2027 | POE50 | Operational-demand | -10.1022 | 14.8328
QLD | QCHA | Chinchilla | Energy Queensland | Shoulder | Non-coincident | 2027 | POE90 | Operational-demand | -10.2022 | NA
QLD | QCHA | Chinchilla | Energy Queensland | Shoulder | Coincident_unreconciled | 2028 | POE90 | Operational-demand | 2.8038 | NA
QLD | QCHA | Chinchilla | Energy Queensland | Shoulder | Coincident_unreconciled | 2028 | POE50 | Operational-demand | 3.4025 | NA
QLD | QCHA | Chinchilla | Energy Queensland | Shoulder | Non-coincident | 2028 | POE50 | Operational-demand | -10.1397 | 14.847
QLD | QCHA | Chinchilla | Energy Queensland | Shoulder | Non-coincident | 2028 | POE90 | Operational-demand | -10.2396 | NA
QLD | QCHA | Chinchilla | Energy Queensland | Shoulder | Coincident_unreconciled | 2029 | POE90 | Operational-demand | 2.8038 | NA
QLD | QCHA | Chinchilla | Energy Queensland | Shoulder | Coincident_unreconciled | 2029 | POE50 | Operational-demand | 3.4025 | NA
QLD | QCHA | Chinchilla | Energy Queensland | Shoulder | Non-coincident | 2029 | POE50 | Operational-demand | -10.153 | 14.9051
QLD | QCHA | Chinchilla | Energy Queensland | Shoulder | Non-coincident | 2029 | POE90 | Operational-demand | -10.2529 | NA
QLD | QCHA | Chinchilla | Energy Queensland | Shoulder | Coincident_unreconciled | 2030 | POE90 | Operational-demand | 2.8038 | NA
QLD | QCHA | Chinchilla | Energy Queensland | Shoulder | Coincident_unreconciled | 2030 | POE50 | Operational-demand | 3.4025 | NA
QLD | QCHA | Chinchilla | Energy Queensland | Shoulder | Non-coincident | 2030 | POE50 | Operational-demand | -10.1509 | 15.0124
QLD | QCHA | Chinchilla | Energy Queensland | Shoulder | Non-coincident | 2030 | POE90 | Operational-demand | -10.2509 | NA
QLD | QCHA | Chinchilla | Energy Queensland | Summer | Coincident | 2017 | ACTUAL_OPG | Operational-demand | 6.0345 | 18.9558
QLD | QCHA | Chinchilla | Energy Queensland | Summer | Coincident | 2017 | ACTUAL_RAW | Operational-demand | 6.0345 | 18.9558
QLD | QCHA | Chinchilla | Energy Queensland | Summer | Non-coincident | 2017 | ACTUAL_RAW | Operational-demand | 4.4425 | 22.9299
QLD | QCHA | Chinchilla | Energy Queensland | Summer | Non-coincident | 2017 | ACTUAL_OPG | Operational-demand | 4.4425 | 22.9299
QLD | QCHA | Chinchilla | Energy Queensland | Summer | Non-coincident | 2017 | ACTUAL_ADJUSTEDOPG | Operational-demand | 4.4425 | 22.9299
QLD | QCHA | Chinchilla | Energy Queensland | Summer | Coincident | 2018 | ACTUAL_OPG | Operational-demand | 5.7579 | 22.3315
QLD | QCHA | Chinchilla | Energy Queensland | Summer | Coincident | 2018 | ACTUAL_RAW | Operational-demand | 5.7579 | 22.3315
QLD | QCHA | Chinchilla | Energy Queensland | Summer | Non-coincident | 2018 | ACTUAL_RAW | Operational-demand | 3.9863 | 23.4724
QLD | QCHA | Chinchilla | Energy Queensland | Summer | Non-coincident | 2018 | ACTUAL_OPG | Operational-demand | 3.9863 | 23.4724
QLD | QCHA | Chinchilla | Energy Queensland | Summer | Non-coincident | 2018 | ACTUAL_ADJUSTEDOPG | Operational-demand | 3.9863 | 23.4724
QLD | QCHA | Chinchilla | Energy Queensland | Summer | Coincident | 2019 | ACTUAL_OPG | Operational-demand | 6.145 | 18.995
QLD | QCHA | Chinchilla | Energy Queensland | Summer | Coincident | 2019 | ACTUAL_RAW | Operational-demand | 6.145 | 18.995
QLD | QCHA | Chinchilla | Energy Queensland | Summer | Non-coincident | 2019 | ACTUAL_RAW | Operational-demand | -9.5741 | 29.7031
QLD | QCHA | Chinchilla | Energy Queensland | Summer | Non-coincident | 2019 | ACTUAL_OPG | Operational-demand | -9.5741 | 29.7031
QLD | QCHA | Chinchilla | Energy Queensland | Summer | Non-coincident | 2019 | ACTUAL_ADJUSTEDOPG | Operational-demand | -9.5741 | 22.3491
QLD | QCHA | Chinchilla | Energy Queensland | Summer | Non-coincident | 2019 | BASEYEARPOE90 | Operational-demand | -6.4567 | NA
QLD | QCHA | Chinchilla | Energy Queensland | Summer | Non-coincident | 2019 | BASEYEARPOE50 | Operational-demand | -5.1195 | 22.3447
QLD | QCHA | Chinchilla | Energy Queensland | Summer | Coincident | 2020 | ACTUAL_OPG | Operational-demand | 3.1145 | 16.5305
QLD | QCHA | Chinchilla | Energy Queensland | Summer | Coincident | 2020 | ACTUAL_RAW | Operational-demand | 3.1145 | 16.5305
QLD | QCHA | Chinchilla | Energy Queensland | Summer | Non-coincident | 2020 | ACTUAL_RAW | Operational-demand | -9.7499 | 24.1787
QLD | QCHA | Chinchilla | Energy Queensland | Summer | Non-coincident | 2020 | ACTUAL_OPG | Operational-demand | -9.7499 | 24.1787
QLD | QCHA | Chinchilla | Energy Queensland | Summer | Non-coincident | 2020 | ACTUAL_ADJUSTEDOPG | Operational-demand | -9.7499 | 20.8823
QLD | QCHA | Chinchilla | Energy Queensland | Summer | Coincident_unreconciled | 2021 | POE90 | Operational-demand | 4.4 | NA
QLD | QCHA | Chinchilla | Energy Queensland | Summer | Coincident_unreconciled | 2021 | POE50 | Operational-demand | 5.8 | NA
QLD | QCHA | Chinchilla | Energy Queensland | Summer | Non-coincident | 2021 | POE50 | Operational-demand | -10 | 22.5249
QLD | QCHA | Chinchilla | Energy Queensland | Summer | Non-coincident | 2021 | POE90 | Operational-demand | -10.2679 | NA
QLD | QCHA | Chinchilla | Energy Queensland | Summer | Coincident_unreconciled | 2022 | POE90 | Operational-demand | 4.4 | NA
QLD | QCHA | Chinchilla | Energy Queensland | Summer | Coincident_unreconciled | 2022 | POE50 | Operational-demand | 5.8 | NA
QLD | QCHA | Chinchilla | Energy Queensland | Summer | Non-coincident | 2022 | POE50 | Operational-demand | -10.0034 | 22.5248
QLD | QCHA | Chinchilla | Energy Queensland | Summer | Non-coincident | 2022 | POE90 | Operational-demand | -10.2713 | NA
QLD | QCHA | Chinchilla | Energy Queensland | Summer | Coincident_unreconciled | 2023 | POE90 | Operational-demand | 4.4 | NA
QLD | QCHA | Chinchilla | Energy Queensland | Summer | Coincident_unreconciled | 2023 | POE50 | Operational-demand | 5.8 | NA
QLD | QCHA | Chinchilla | Energy Queensland | Summer | Non-coincident | 2023 | POE50 | Operational-demand | -10.0069 | 22.5247
QLD | QCHA | Chinchilla | Energy Queensland | Summer | Non-coincident | 2023 | POE90 | Operational-demand | -10.2748 | NA
QLD | QCHA | Chinchilla | Energy Queensland | Summer | Coincident_unreconciled | 2024 | POE90 | Operational-demand | 4.4 | NA
QLD | QCHA | Chinchilla | Energy Queensland | Summer | Coincident_unreconciled | 2024 | POE50 | Operational-demand | 5.8 | NA
QLD | QCHA | Chinchilla | Energy Queensland | Summer | Non-coincident | 2024 | POE50 | Operational-demand | -10.0264 | 22.5216
QLD | QCHA | Chinchilla | Energy Queensland | Summer | Non-coincident | 2024 | POE90 | Operational-demand | -10.2943 | NA
QLD | QCHA | Chinchilla | Energy Queensland | Summer | Coincident_unreconciled | 2025 | POE90 | Operational-demand | 4.4 | NA
QLD | QCHA | Chinchilla | Energy Queensland | Summer | Coincident_unreconciled | 2025 | POE50 | Operational-demand | 5.8 | NA
QLD | QCHA | Chinchilla | Energy Queensland | Summer | Non-coincident | 2025 | POE50 | Operational-demand | -10.0625 | 22.5176
QLD | QCHA | Chinchilla | Energy Queensland | Summer | Non-coincident | 2025 | POE90 | Operational-demand | -10.3304 | NA
QLD | QCHA | Chinchilla | Energy Queensland | Summer | Coincident_unreconciled | 2026 | POE90 | Operational-demand | 4.4 | NA
QLD | QCHA | Chinchilla | Energy Queensland | Summer | Coincident_unreconciled | 2026 | POE50 | Operational-demand | 5.8 | NA
QLD | QCHA | Chinchilla | Energy Queensland | Summer | Non-coincident | 2026 | POE50 | Operational-demand | -10.1093 | 22.5185
QLD | QCHA | Chinchilla | Energy Queensland | Summer | Non-coincident | 2026 | POE90 | Operational-demand | -10.3773 | NA
QLD | QCHA | Chinchilla | Energy Queensland | Summer | Coincident_unreconciled | 2027 | POE90 | Operational-demand | 4.4 | NA
QLD | QCHA | Chinchilla | Energy Queensland | Summer | Coincident_unreconciled | 2027 | POE50 | Operational-demand | 5.8 | NA
QLD | QCHA | Chinchilla | Energy Queensland | Summer | Non-coincident | 2027 | POE50 | Operational-demand | -10.1709 | 22.5297
QLD | QCHA | Chinchilla | Energy Queensland | Summer | Non-coincident | 2027 | POE90 | Operational-demand | -10.4388 | NA
QLD | QCHA | Chinchilla | Energy Queensland | Summer | Coincident_unreconciled | 2028 | POE90 | Operational-demand | 4.4 | NA
QLD | QCHA | Chinchilla | Energy Queensland | Summer | Coincident_unreconciled | 2028 | POE50 | Operational-demand | 5.8 | NA
QLD | QCHA | Chinchilla | Energy Queensland | Summer | Non-coincident | 2028 | POE50 | Operational-demand | -10.2418 | 22.5569
QLD | QCHA | Chinchilla | Energy Queensland | Summer | Non-coincident | 2028 | POE90 | Operational-demand | -10.5097 | NA
QLD | QCHA | Chinchilla | Energy Queensland | Summer | Coincident_unreconciled | 2029 | POE90 | Operational-demand | 4.4 | NA
QLD | QCHA | Chinchilla | Energy Queensland | Summer | Coincident_unreconciled | 2029 | POE50 | Operational-demand | 5.8 | NA
QLD | QCHA | Chinchilla | Energy Queensland | Summer | Non-coincident | 2029 | POE50 | Operational-demand | -10.2771 | 22.6385
QLD | QCHA | Chinchilla | Energy Queensland | Summer | Non-coincident | 2029 | POE90 | Operational-demand | -10.545 | NA
QLD | QCHA | Chinchilla | Energy Queensland | Summer | Coincident_unreconciled | 2030 | POE90 | Operational-demand | 4.4 | NA
QLD | QCHA | Chinchilla | Energy Queensland | Summer | Coincident_unreconciled | 2030 | POE50 | Operational-demand | 5.8 | NA
QLD | QCHA | Chinchilla | Energy Queensland | Summer | Non-coincident | 2030 | POE50 | Operational-demand | -10.3105 | 22.7499
QLD | QCHA | Chinchilla | Energy Queensland | Summer | Non-coincident | 2030 | POE90 | Operational-demand | -10.5785 | NA
QLD | QCHA | Chinchilla | Energy Queensland | Winter | Coincident | 2016 | ACTUAL_OPG | Operational-demand | 6.9209 | 16.2897
QLD | QCHA | Chinchilla | Energy Queensland | Winter | Coincident | 2016 | ACTUAL_RAW | Operational-demand | 6.9209 | 16.2897
QLD | QCHA | Chinchilla | Energy Queensland | Winter | Non-coincident | 2016 | ACTUAL_RAW | Operational-demand | 5.4252 | 19.9504
QLD | QCHA | Chinchilla | Energy Queensland | Winter | Non-coincident | 2016 | ACTUAL_OPG | Operational-demand | 5.4252 | 19.9504
QLD | QCHA | Chinchilla | Energy Queensland | Winter | Non-coincident | 2016 | ACTUAL_ADJUSTEDOPG | Operational-demand | 5.4252 | 19.9504
QLD | QCHA | Chinchilla | Energy Queensland | Winter | Coincident | 2017 | ACTUAL_OPG | Operational-demand | 5.9851 | 12.6043
QLD | QCHA | Chinchilla | Energy Queensland | Winter | Coincident | 2017 | ACTUAL_RAW | Operational-demand | 5.9851 | 12.6043
QLD | QCHA | Chinchilla | Energy Queensland | Winter | Non-coincident | 2017 | ACTUAL_RAW | Operational-demand | 5.423 | 15.6188
QLD | QCHA | Chinchilla | Energy Queensland | Winter | Non-coincident | 2017 | ACTUAL_OPG | Operational-demand | 5.423 | 15.6188
QLD | QCHA | Chinchilla | Energy Queensland | Winter | Non-coincident | 2017 | ACTUAL_ADJUSTEDOPG | Operational-demand | 5.423 | 15.6188
QLD | QCHA | Chinchilla | Energy Queensland | Winter | Coincident | 2018 | ACTUAL_OPG | Operational-demand | 6.0511 | 17.8709
QLD | QCHA | Chinchilla | Energy Queensland | Winter | Coincident | 2018 | ACTUAL_RAW | Operational-demand | 6.0511 | 17.8709
QLD | QCHA | Chinchilla | Energy Queensland | Winter | Non-coincident | 2018 | ACTUAL_RAW | Operational-demand | 4.9592 | 17.8709
QLD | QCHA | Chinchilla | Energy Queensland | Winter | Non-coincident | 2018 | ACTUAL_OPG | Operational-demand | 4.9592 | 17.8709
QLD | QCHA | Chinchilla | Energy Queensland | Winter | Non-coincident | 2018 | ACTUAL_ADJUSTEDOPG | Operational-demand | 4.9592 | 17.8709
QLD | QCHA | Chinchilla | Energy Queensland | Winter | Coincident | 2019 | ACTUAL_OPG | Operational-demand | -7.7581 | 14.8553
QLD | QCHA | Chinchilla | Energy Queensland | Winter | Coincident | 2019 | ACTUAL_RAW | Operational-demand | -7.7581 | 14.8553
QLD | QCHA | Chinchilla | Energy Queensland | Winter | Non-coincident | 2019 | ACTUAL_RAW | Operational-demand | -9.5486 | 17.5132
QLD | QCHA | Chinchilla | Energy Queensland | Winter | Non-coincident | 2019 | ACTUAL_OPG | Operational-demand | -9.5486 | 17.5132
QLD | QCHA | Chinchilla | Energy Queensland | Winter | Non-coincident | 2019 | ACTUAL_ADJUSTEDOPG | Operational-demand | -9.5486 | 17.5132
QLD | QCHA | Chinchilla | Energy Queensland | Winter | Non-coincident | 2019 | BASEYEARPOE90 | Operational-demand | -5.3216 | NA
QLD | QCHA | Chinchilla | Energy Queensland | Winter | Non-coincident | 2019 | BASEYEARPOE50 | Operational-demand | -4.626 | 17.606
QLD | QCHA | Chinchilla | Energy Queensland | Winter | Coincident_unreconciled | 2020 | POE50 | Operational-demand | 5.8 | NA
QLD | QCHA | Chinchilla | Energy Queensland | Winter | Coincident_unreconciled | 2020 | POE90 | Operational-demand | 4.4742 | NA
QLD | QCHA | Chinchilla | Energy Queensland | Winter | Non-coincident | 2020 | POE50 | Operational-demand | -10 | 17.603
QLD | QCHA | Chinchilla | Energy Queensland | Winter | Non-coincident | 2020 | POE90 | Operational-demand | -10.2696 | NA
QLD | QCHA | Chinchilla | Energy Queensland | Winter | Coincident_unreconciled | 2021 | POE50 | Operational-demand | 5.8096 | NA
QLD | QCHA | Chinchilla | Energy Queensland | Winter | Coincident_unreconciled | 2021 | POE90 | Operational-demand | 4.4838 | NA
QLD | QCHA | Chinchilla | Energy Queensland | Winter | Non-coincident | 2021 | POE50 | Operational-demand | -10.0022 | 17.6008
QLD | QCHA | Chinchilla | Energy Queensland | Winter | Non-coincident | 2021 | POE90 | Operational-demand | -10.2718 | NA
QLD | QCHA | Chinchilla | Energy Queensland | Winter | Coincident_unreconciled | 2022 | POE50 | Operational-demand | 5.816 | NA
QLD | QCHA | Chinchilla | Energy Queensland | Winter | Coincident_unreconciled | 2022 | POE90 | Operational-demand | 4.4903 | NA
QLD | QCHA | Chinchilla | Energy Queensland | Winter | Non-coincident | 2022 | POE50 | Operational-demand | -10.0036 | 17.5995
QLD | QCHA | Chinchilla | Energy Queensland | Winter | Non-coincident | 2022 | POE90 | Operational-demand | -10.2732 | NA
QLD | QCHA | Chinchilla | Energy Queensland | Winter | Coincident_unreconciled | 2023 | POE50 | Operational-demand | 5.8304 | NA
QLD | QCHA | Chinchilla | Energy Queensland | Winter | Coincident_unreconciled | 2023 | POE90 | Operational-demand | 4.5047 | NA
QLD | QCHA | Chinchilla | Energy Queensland | Winter | Non-coincident | 2023 | POE50 | Operational-demand | -10.0069 | 17.5957
QLD | QCHA | Chinchilla | Energy Queensland | Winter | Non-coincident | 2023 | POE90 | Operational-demand | -10.2765 | NA
QLD | QCHA | Chinchilla | Energy Queensland | Winter | Coincident_unreconciled | 2024 | POE50 | Operational-demand | 5.9023 | NA
QLD | QCHA | Chinchilla | Energy Queensland | Winter | Coincident_unreconciled | 2024 | POE90 | Operational-demand | 4.5765 | NA
QLD | QCHA | Chinchilla | Energy Queensland | Winter | Non-coincident | 2024 | POE50 | Operational-demand | -10.0241 | 17.5749
QLD | QCHA | Chinchilla | Energy Queensland | Winter | Non-coincident | 2024 | POE90 | Operational-demand | -10.2937 | NA
QLD | QCHA | Chinchilla | Energy Queensland | Winter | Coincident_unreconciled | 2025 | POE50 | Operational-demand | 6.0053 | NA
QLD | QCHA | Chinchilla | Energy Queensland | Winter | Coincident_unreconciled | 2025 | POE90 | Operational-demand | 4.6795 | NA
QLD | QCHA | Chinchilla | Energy Queensland | Winter | Non-coincident | 2025 | POE50 | Operational-demand | -10.0463 | 17.5512
QLD | QCHA | Chinchilla | Energy Queensland | Winter | Non-coincident | 2025 | POE90 | Operational-demand | -10.316 | NA
QLD | QCHA | Chinchilla | Energy Queensland | Winter | Coincident_unreconciled | 2026 | POE50 | Operational-demand | 6.1543 | NA
QLD | QCHA | Chinchilla | Energy Queensland | Winter | Coincident_unreconciled | 2026 | POE90 | Operational-demand | 4.8285 | NA
QLD | QCHA | Chinchilla | Energy Queensland | Winter | Non-coincident | 2026 | POE50 | Operational-demand | -10.0743 | 17.5291
QLD | QCHA | Chinchilla | Energy Queensland | Winter | Non-coincident | 2026 | POE90 | Operational-demand | -10.3439 | NA
QLD | QCHA | Chinchilla | Energy Queensland | Winter | Coincident_unreconciled | 2027 | POE50 | Operational-demand | 6.3626 | NA
QLD | QCHA | Chinchilla | Energy Queensland | Winter | Coincident_unreconciled | 2027 | POE90 | Operational-demand | 5.0369 | NA
QLD | QCHA | Chinchilla | Energy Queensland | Winter | Non-coincident | 2027 | POE50 | Operational-demand | -10.1083 | 17.5145
QLD | QCHA | Chinchilla | Energy Queensland | Winter | Non-coincident | 2027 | POE90 | Operational-demand | -10.3779 | NA
QLD | QCHA | Chinchilla | Energy Queensland | Winter | Coincident_unreconciled | 2028 | POE50 | Operational-demand | 6.6201 | NA
QLD | QCHA | Chinchilla | Energy Queensland | Winter | Coincident_unreconciled | 2028 | POE90 | Operational-demand | 5.2943 | NA
QLD | QCHA | Chinchilla | Energy Queensland | Winter | Non-coincident | 2028 | POE50 | Operational-demand | -10.1438 | 17.5151
QLD | QCHA | Chinchilla | Energy Queensland | Winter | Non-coincident | 2028 | POE90 | Operational-demand | -10.4134 | NA
QLD | QCHA | Chinchilla | Energy Queensland | Winter | Coincident_unreconciled | 2029 | POE50 | Operational-demand | 6.7935 | NA
QLD | QCHA | Chinchilla | Energy Queensland | Winter | Coincident_unreconciled | 2029 | POE90 | Operational-demand | 5.4678 | NA
QLD | QCHA | Chinchilla | Energy Queensland | Winter | Non-coincident | 2029 | POE50 | Operational-demand | -10.1424 | 17.6067
QLD | QCHA | Chinchilla | Energy Queensland | Winter | Non-coincident | 2029 | POE90 | Operational-demand | -10.412 | NA
QLD | QCHA | Chinchilla | Energy Queensland | Shoulder | Non-coincident | 2019 | BASEYEARPOE10 | Operational-demand | NA | 16.254
QLD | QCHA | Chinchilla | Energy Queensland | Shoulder | Coincident | 2021 | POE10 | Operational-demand | NA | 13.1153
QLD | QCHA | Chinchilla | Energy Queensland | Shoulder | Coincident | 2021 | POE50 | Operational-demand | NA | 12.3755
QLD | QCHA | Chinchilla | Energy Queensland | Shoulder | Non-coincident | 2021 | POE10 | Operational-demand | NA | 16.2751
QLD | QCHA | Chinchilla | Energy Queensland | Shoulder | Coincident | 2022 | POE10 | Operational-demand | NA | 13.4762
QLD | QCHA | Chinchilla | Energy Queensland | Shoulder | Coincident | 2022 | POE50 | Operational-demand | NA | 12.5038
QLD | QCHA | Chinchilla | Energy Queensland | Shoulder | Non-coincident | 2022 | POE10 | Operational-demand | NA | 16.274
QLD | QCHA | Chinchilla | Energy Queensland | Shoulder | Coincident | 2023 | POE10 | Operational-demand | NA | 13.5012
QLD | QCHA | Chinchilla | Energy Queensland | Shoulder | Coincident | 2023 | POE50 | Operational-demand | NA | 12.5876
QLD | QCHA | Chinchilla | Energy Queensland | Shoulder | Non-coincident | 2023 | POE10 | Operational-demand | NA | 16.2733
QLD | QCHA | Chinchilla | Energy Queensland | Shoulder | Coincident | 2024 | POE10 | Operational-demand | NA | 13.5601
QLD | QCHA | Chinchilla | Energy Queensland | Shoulder | Coincident | 2024 | POE50 | Operational-demand | NA | 12.8083
QLD | QCHA | Chinchilla | Energy Queensland | Shoulder | Non-coincident | 2024 | POE10 | Operational-demand | NA | 16.266
QLD | QCHA | Chinchilla | Energy Queensland | Shoulder | Coincident | 2025 | POE10 | Operational-demand | NA | 13.592
QLD | QCHA | Chinchilla | Energy Queensland | Shoulder | Coincident | 2025 | POE50 | Operational-demand | NA | 12.7444
QLD | QCHA | Chinchilla | Energy Queensland | Shoulder | Non-coincident | 2025 | POE10 | Operational-demand | NA | 16.2536
QLD | QCHA | Chinchilla | Energy Queensland | Shoulder | Coincident | 2026 | POE10 | Operational-demand | NA | 13.5137
QLD | QCHA | Chinchilla | Energy Queensland | Shoulder | Coincident | 2026 | POE50 | Operational-demand | NA | 12.7401
QLD | QCHA | Chinchilla | Energy Queensland | Shoulder | Non-coincident | 2026 | POE10 | Operational-demand | NA | 16.2438
QLD | QCHA | Chinchilla | Energy Queensland | Shoulder | Coincident | 2027 | POE10 | Operational-demand | NA | 13.4561
QLD | QCHA | Chinchilla | Energy Queensland | Shoulder | Coincident | 2027 | POE50 | Operational-demand | NA | 12.6733
QLD | QCHA | Chinchilla | Energy Queensland | Shoulder | Non-coincident | 2027 | POE10 | Operational-demand | NA | 16.2421
QLD | QCHA | Chinchilla | Energy Queensland | Shoulder | Coincident | 2028 | POE10 | Operational-demand | NA | 13.4168
QLD | QCHA | Chinchilla | Energy Queensland | Shoulder | Coincident | 2028 | POE50 | Operational-demand | NA | 12.6679
QLD | QCHA | Chinchilla | Energy Queensland | Shoulder | Non-coincident | 2028 | POE10 | Operational-demand | NA | 16.2563
QLD | QCHA | Chinchilla | Energy Queensland | Shoulder | Coincident | 2029 | POE10 | Operational-demand | NA | 13.5902
QLD | QCHA | Chinchilla | Energy Queensland | Shoulder | Coincident | 2029 | POE50 | Operational-demand | NA | 12.7603
QLD | QCHA | Chinchilla | Energy Queensland | Shoulder | Non-coincident | 2029 | POE10 | Operational-demand | NA | 16.3144
QLD | QCHA | Chinchilla | Energy Queensland | Shoulder | Coincident | 2030 | POE10 | Operational-demand | NA | 13.6787
QLD | QCHA | Chinchilla | Energy Queensland | Shoulder | Coincident | 2030 | POE50 | Operational-demand | NA | 12.8644
QLD | QCHA | Chinchilla | Energy Queensland | Shoulder | Non-coincident | 2030 | POE10 | Operational-demand | NA | 16.4217
QLD | QCHA | Chinchilla | Energy Queensland | Summer | Non-coincident | 2019 | BASEYEARPOE10 | Operational-demand | NA | 24.092
QLD | QCHA | Chinchilla | Energy Queensland | Summer | Coincident | 2021 | POE10 | Operational-demand | NA | 17.5778
QLD | QCHA | Chinchilla | Energy Queensland | Summer | Coincident | 2021 | POE50 | Operational-demand | NA | 17.1034
QLD | QCHA | Chinchilla | Energy Queensland | Summer | Non-coincident | 2021 | POE10 | Operational-demand | NA | 24.8776
QLD | QCHA | Chinchilla | Energy Queensland | Summer | Coincident | 2022 | POE10 | Operational-demand | NA | 17.8971
QLD | QCHA | Chinchilla | Energy Queensland | Summer | Coincident | 2022 | POE50 | Operational-demand | NA | 17.3875
QLD | QCHA | Chinchilla | Energy Queensland | Summer | Non-coincident | 2022 | POE10 | Operational-demand | NA | 24.8797
QLD | QCHA | Chinchilla | Energy Queensland | Summer | Coincident | 2023 | POE10 | Operational-demand | NA | 17.9955
QLD | QCHA | Chinchilla | Energy Queensland | Summer | Coincident | 2023 | POE50 | Operational-demand | NA | 17.4448
QLD | QCHA | Chinchilla | Energy Queensland | Summer | Non-coincident | 2023 | POE10 | Operational-demand | NA | 24.8819
QLD | QCHA | Chinchilla | Energy Queensland | Summer | Coincident | 2024 | POE10 | Operational-demand | NA | 18.2002
QLD | QCHA | Chinchilla | Energy Queensland | Summer | Coincident | 2024 | POE50 | Operational-demand | NA | 17.6605
QLD | QCHA | Chinchilla | Energy Queensland | Summer | Non-coincident | 2024 | POE10 | Operational-demand | NA | 24.8918
QLD | QCHA | Chinchilla | Energy Queensland | Summer | Coincident | 2025 | POE10 | Operational-demand | NA | 18.112
QLD | QCHA | Chinchilla | Energy Queensland | Summer | Coincident | 2025 | POE50 | Operational-demand | NA | 17.6657
QLD | QCHA | Chinchilla | Energy Queensland | Summer | Non-coincident | 2025 | POE10 | Operational-demand | NA | 24.9135
QLD | QCHA | Chinchilla | Energy Queensland | Summer | Coincident | 2026 | POE10 | Operational-demand | NA | 18.1886
QLD | QCHA | Chinchilla | Energy Queensland | Summer | Coincident | 2026 | POE50 | Operational-demand | NA | 17.6818
QLD | QCHA | Chinchilla | Energy Queensland | Summer | Non-coincident | 2026 | POE10 | Operational-demand | NA | 24.9505
QLD | QCHA | Chinchilla | Energy Queensland | Summer | Coincident | 2027 | POE10 | Operational-demand | NA | 18.0529
QLD | QCHA | Chinchilla | Energy Queensland | Summer | Coincident | 2027 | POE50 | Operational-demand | NA | 17.6113
QLD | QCHA | Chinchilla | Energy Queensland | Summer | Non-coincident | 2027 | POE10 | Operational-demand | NA | 25.0087
QLD | QCHA | Chinchilla | Energy Queensland | Summer | Coincident | 2028 | POE10 | Operational-demand | NA | 18.0781
QLD | QCHA | Chinchilla | Energy Queensland | Summer | Coincident | 2028 | POE50 | Operational-demand | NA | 17.6283
QLD | QCHA | Chinchilla | Energy Queensland | Summer | Non-coincident | 2028 | POE10 | Operational-demand | NA | 25.0861
QLD | QCHA | Chinchilla | Energy Queensland | Summer | Coincident | 2029 | POE10 | Operational-demand | NA | 18.083
QLD | QCHA | Chinchilla | Energy Queensland | Summer | Coincident | 2029 | POE50 | Operational-demand | NA | 17.7131
QLD | QCHA | Chinchilla | Energy Queensland | Summer | Non-coincident | 2029 | POE10 | Operational-demand | NA | 25.1606
QLD | QCHA | Chinchilla | Energy Queensland | Summer | Coincident | 2030 | POE10 | Operational-demand | NA | 18.1774
QLD | QCHA | Chinchilla | Energy Queensland | Summer | Coincident | 2030 | POE50 | Operational-demand | NA | 17.7174
QLD | QCHA | Chinchilla | Energy Queensland | Summer | Non-coincident | 2030 | POE10 | Operational-demand | NA | 25.2576
QLD | QCHA | Chinchilla | Energy Queensland | Winter | Non-coincident | 2019 | BASEYEARPOE10 | Operational-demand | NA | 18.2341
QLD | QCHA | Chinchilla | Energy Queensland | Winter | Coincident | 2020 | POE10 | Operational-demand | NA | 16.2564
QLD | QCHA | Chinchilla | Energy Queensland | Winter | Coincident | 2020 | POE50 | Operational-demand | NA | 15.5277
QLD | QCHA | Chinchilla | Energy Queensland | Winter | Non-coincident | 2020 | POE10 | Operational-demand | NA | 18.2304
QLD | QCHA | Chinchilla | Energy Queensland | Winter | Coincident | 2021 | POE10 | Operational-demand | NA | 16.118
QLD | QCHA | Chinchilla | Energy Queensland | Winter | Coincident | 2021 | POE50 | Operational-demand | NA | 15.3913
QLD | QCHA | Chinchilla | Energy Queensland | Winter | Non-coincident | 2021 | POE10 | Operational-demand | NA | 18.2283
QLD | QCHA | Chinchilla | Energy Queensland | Winter | Coincident | 2022 | POE10 | Operational-demand | NA | 16.4734
QLD | QCHA | Chinchilla | Energy Queensland | Winter | Coincident | 2022 | POE50 | Operational-demand | NA | 15.7334
QLD | QCHA | Chinchilla | Energy Queensland | Winter | Non-coincident | 2022 | POE10 | Operational-demand | NA | 18.2269
QLD | QCHA | Chinchilla | Energy Queensland | Winter | Coincident | 2023 | POE10 | Operational-demand | NA | 16.6222
QLD | QCHA | Chinchilla | Energy Queensland | Winter | Coincident | 2023 | POE50 | Operational-demand | NA | 15.8603
QLD | QCHA | Chinchilla | Energy Queensland | Winter | Non-coincident | 2023 | POE10 | Operational-demand | NA | 18.2232
QLD | QCHA | Chinchilla | Energy Queensland | Winter | Coincident | 2024 | POE10 | Operational-demand | NA | 16.851
QLD | QCHA | Chinchilla | Energy Queensland | Winter | Coincident | 2024 | POE50 | Operational-demand | NA | 16.0163
QLD | QCHA | Chinchilla | Energy Queensland | Winter | Non-coincident | 2024 | POE10 | Operational-demand | NA | 18.2023
QLD | QCHA | Chinchilla | Energy Queensland | Winter | Coincident | 2025 | POE10 | Operational-demand | NA | 16.7772
QLD | QCHA | Chinchilla | Energy Queensland | Winter | Coincident | 2025 | POE50 | Operational-demand | NA | 15.9797
QLD | QCHA | Chinchilla | Energy Queensland | Winter | Non-coincident | 2025 | POE10 | Operational-demand | NA | 18.1787
QLD | QCHA | Chinchilla | Energy Queensland | Winter | Coincident | 2026 | POE10 | Operational-demand | NA | 16.7454
QLD | QCHA | Chinchilla | Energy Queensland | Winter | Coincident | 2026 | POE50 | Operational-demand | NA | 15.979
QLD | QCHA | Chinchilla | Energy Queensland | Winter | Non-coincident | 2026 | POE10 | Operational-demand | NA | 18.1565
QLD | QCHA | Chinchilla | Energy Queensland | Winter | Coincident | 2027 | POE10 | Operational-demand | NA | 16.7158
QLD | QCHA | Chinchilla | Energy Queensland | Winter | Coincident | 2027 | POE50 | Operational-demand | NA | 15.9519
QLD | QCHA | Chinchilla | Energy Queensland | Winter | Non-coincident | 2027 | POE10 | Operational-demand | NA | 18.142
QLD | QCHA | Chinchilla | Energy Queensland | Winter | Coincident | 2028 | POE10 | Operational-demand | NA | 16.8843
QLD | QCHA | Chinchilla | Energy Queensland | Winter | Coincident | 2028 | POE50 | Operational-demand | NA | 15.9879
QLD | QCHA | Chinchilla | Energy Queensland | Winter | Non-coincident | 2028 | POE10 | Operational-demand | NA | 18.1425
QLD | QCHA | Chinchilla | Energy Queensland | Winter | Coincident | 2029 | POE10 | Operational-demand | NA | 16.8782
QLD | QCHA | Chinchilla | Energy Queensland | Winter | Coincident | 2029 | POE50 | Operational-demand | NA | 16.0684
QLD | QCHA | Chinchilla | Energy Queensland | Winter | Non-coincident | 2029 | POE10 | Operational-demand | NA | 18.2341
QLD | QCLR | Clare | Energy Queensland | Shoulder | Coincident | 2017 | ACTUAL_OPG | Operational-demand | 38.4939 | 16.1443
QLD | QCLR | Clare | Energy Queensland | Shoulder | Coincident | 2017 | ACTUAL_RAW | Operational-demand | 38.4939 | 16.1443
QLD | QCLR | Clare | Energy Queensland | Shoulder | Non-coincident | 2017 | ACTUAL_RAW | Operational-demand | -22.6084 | 66.0046
QLD | QCLR | Clare | Energy Queensland | Shoulder | Non-coincident | 2017 | ACTUAL_OPG | Operational-demand | -22.6084 | 66.0046
QLD | QCLR | Clare | Energy Queensland | Shoulder | Non-coincident | 2017 | ACTUAL_ADJUSTEDOPG | Operational-demand | -22.6084 | 66.0046
QLD | QCLR | Clare | Energy Queensland | Shoulder | Coincident | 2018 | ACTUAL_OPG | Operational-demand | -5.1651 | 21.9797
QLD | QCLR | Clare | Energy Queensland | Shoulder | Coincident | 2018 | ACTUAL_RAW | Operational-demand | -5.1651 | 21.9797
QLD | QCLR | Clare | Energy Queensland | Shoulder | Non-coincident | 2018 | ACTUAL_RAW | Operational-demand | -18.9136 | 58.3855
QLD | QCLR | Clare | Energy Queensland | Shoulder | Non-coincident | 2018 | ACTUAL_OPG | Operational-demand | -18.9136 | 58.3855
QLD | QCLR | Clare | Energy Queensland | Shoulder | Non-coincident | 2018 | ACTUAL_ADJUSTEDOPG | Operational-demand | -18.9136 | 58.3855
QLD | QCLR | Clare | Energy Queensland | Shoulder | Coincident | 2019 | ACTUAL_OPG | Operational-demand | -9.1469 | 44.1989
QLD | QCLR | Clare | Energy Queensland | Shoulder | Coincident | 2019 | ACTUAL_RAW | Operational-demand | -9.1469 | 44.1989
QLD | QCLR | Clare | Energy Queensland | Shoulder | Non-coincident | 2019 | ACTUAL_RAW | Operational-demand | -18.3358 | 55.0983
QLD | QCLR | Clare | Energy Queensland | Shoulder | Non-coincident | 2019 | ACTUAL_OPG | Operational-demand | -18.3358 | 55.0983
QLD | QCLR | Clare | Energy Queensland | Shoulder | Non-coincident | 2019 | ACTUAL_ADJUSTEDOPG | Operational-demand | -18.3358 | 55.0983
QLD | QCLR | Clare | Energy Queensland | Shoulder | Non-coincident | 2019 | BASEYEARPOE90 | Operational-demand | -19.1876 | NA
QLD | QCLR | Clare | Energy Queensland | Shoulder | Non-coincident | 2019 | BASEYEARPOE50 | Operational-demand | -17.6382 | 57.271
QLD | QCLR | Clare | Energy Queensland | Shoulder | Coincident | 2020 | ACTUAL_OPG | Operational-demand | 7.3509 | 56.3052
QLD | QCLR | Clare | Energy Queensland | Shoulder | Coincident | 2020 | ACTUAL_RAW | Operational-demand | 7.3509 | 56.3052
QLD | QCLR | Clare | Energy Queensland | Shoulder | Non-coincident | 2020 | ACTUAL_RAW | Operational-demand | -24.9155 | 62.6375
QLD | QCLR | Clare | Energy Queensland | Shoulder | Non-coincident | 2020 | ACTUAL_OPG | Operational-demand | -24.9155 | 62.6375
QLD | QCLR | Clare | Energy Queensland | Shoulder | Non-coincident | 2020 | ACTUAL_ADJUSTEDOPG | Operational-demand | -24.9155 | 57.4927
QLD | QCLR | Clare | Energy Queensland | Shoulder | Coincident_unreconciled | 2021 | POE90 | Operational-demand | -10.0084 | NA
QLD | QCLR | Clare | Energy Queensland | Shoulder | Coincident_unreconciled | 2021 | POE50 | Operational-demand | 5.1034 | NA
QLD | QCLR | Clare | Energy Queensland | Shoulder | Non-coincident | 2021 | POE50 | Operational-demand | -20 | 57.1024
QLD | QCLR | Clare | Energy Queensland | Shoulder | Non-coincident | 2021 | POE90 | Operational-demand | -22.5698 | NA
QLD | QCLR | Clare | Energy Queensland | Shoulder | Coincident_unreconciled | 2022 | POE90 | Operational-demand | -11.218 | NA
QLD | QCLR | Clare | Energy Queensland | Shoulder | Coincident_unreconciled | 2022 | POE50 | Operational-demand | 3.8972 | NA
QLD | QCLR | Clare | Energy Queensland | Shoulder | Non-coincident | 2022 | POE50 | Operational-demand | -20.4198 | 57.1215
QLD | QCLR | Clare | Energy Queensland | Shoulder | Non-coincident | 2022 | POE90 | Operational-demand | -22.9908 | NA
QLD | QCLR | Clare | Energy Queensland | Shoulder | Coincident_unreconciled | 2023 | POE90 | Operational-demand | -12.7062 | NA
QLD | QCLR | Clare | Energy Queensland | Shoulder | Coincident_unreconciled | 2023 | POE50 | Operational-demand | 2.4145 | NA
QLD | QCLR | Clare | Energy Queensland | Shoulder | Non-coincident | 2023 | POE50 | Operational-demand | -20.9358 | 57.1536
QLD | QCLR | Clare | Energy Queensland | Shoulder | Non-coincident | 2023 | POE90 | Operational-demand | -23.5087 | NA
QLD | QCLR | Clare | Energy Queensland | Shoulder | Coincident_unreconciled | 2024 | POE90 | Operational-demand | -14.1248 | NA
QLD | QCLR | Clare | Energy Queensland | Shoulder | Coincident_unreconciled | 2024 | POE50 | Operational-demand | 1.0017 | NA
QLD | QCLR | Clare | Energy Queensland | Shoulder | Non-coincident | 2024 | POE50 | Operational-demand | -21.4275 | 57.1737
QLD | QCLR | Clare | Energy Queensland | Shoulder | Non-coincident | 2024 | POE90 | Operational-demand | -24.0024 | NA
QLD | QCLR | Clare | Energy Queensland | Shoulder | Coincident_unreconciled | 2025 | POE90 | Operational-demand | -15.2941 | NA
QLD | QCLR | Clare | Energy Queensland | Shoulder | Coincident_unreconciled | 2025 | POE50 | Operational-demand | -0.16242 | NA
QLD | QCLR | Clare | Energy Queensland | Shoulder | Non-coincident | 2025 | POE50 | Operational-demand | -21.8327 | 57.1821
QLD | QCLR | Clare | Energy Queensland | Shoulder | Non-coincident | 2025 | POE90 | Operational-demand | -24.4094 | NA
QLD | QCLR | Clare | Energy Queensland | Shoulder | Coincident_unreconciled | 2026 | POE90 | Operational-demand | -16.2676 | NA
QLD | QCLR | Clare | Energy Queensland | Shoulder | Coincident_unreconciled | 2026 | POE50 | Operational-demand | -1.2768 | NA
QLD | QCLR | Clare | Energy Queensland | Shoulder | Non-coincident | 2026 | POE50 | Operational-demand | -22.2205 | 57.198
QLD | QCLR | Clare | Energy Queensland | Shoulder | Non-coincident | 2026 | POE90 | Operational-demand | -24.7991 | NA
QLD | QCLR | Clare | Energy Queensland | Shoulder | Coincident_unreconciled | 2027 | POE90 | Operational-demand | -15.9576 | NA
QLD | QCLR | Clare | Energy Queensland | Shoulder | Coincident_unreconciled | 2027 | POE50 | Operational-demand | -2.2931 | NA
QLD | QCLR | Clare | Energy Queensland | Shoulder | Non-coincident | 2027 | POE50 | Operational-demand | -22.5742 | 57.2193
QLD | QCLR | Clare | Energy Queensland | Shoulder | Non-coincident | 2027 | POE90 | Operational-demand | -25.154 | NA
QLD | QCLR | Clare | Energy Queensland | Shoulder | Coincident_unreconciled | 2028 | POE90 | Operational-demand | -15.6906 | NA
QLD | QCLR | Clare | Energy Queensland | Shoulder | Coincident_unreconciled | 2028 | POE50 | Operational-demand | -3.1697 | NA
QLD | QCLR | Clare | Energy Queensland | Shoulder | Non-coincident | 2028 | POE50 | Operational-demand | -22.8793 | 57.2775
QLD | QCLR | Clare | Energy Queensland | Shoulder | Non-coincident | 2028 | POE90 | Operational-demand | -25.4598 | NA
QLD | QCLR | Clare | Energy Queensland | Shoulder | Coincident_unreconciled | 2029 | POE90 | Operational-demand | -15.4611 | NA
QLD | QCLR | Clare | Energy Queensland | Shoulder | Coincident_unreconciled | 2029 | POE50 | Operational-demand | -3.9227 | NA
QLD | QCLR | Clare | Energy Queensland | Shoulder | Non-coincident | 2029 | POE50 | Operational-demand | -23.1414 | 57.3856
QLD | QCLR | Clare | Energy Queensland | Shoulder | Non-coincident | 2029 | POE90 | Operational-demand | -25.7226 | NA
QLD | QCLR | Clare | Energy Queensland | Shoulder | Coincident_unreconciled | 2030 | POE90 | Operational-demand | -15.2984 | NA
QLD | QCLR | Clare | Energy Queensland | Shoulder | Coincident_unreconciled | 2030 | POE50 | Operational-demand | -4.4563 | NA
QLD | QCLR | Clare | Energy Queensland | Shoulder | Non-coincident | 2030 | POE50 | Operational-demand | -23.327 | 57.5211
QLD | QCLR | Clare | Energy Queensland | Shoulder | Non-coincident | 2030 | POE90 | Operational-demand | -25.909 | NA
QLD | QCLR | Clare | Energy Queensland | Summer | Coincident | 2017 | ACTUAL_OPG | Operational-demand | 43.1866 | 4.1374
QLD | QCLR | Clare | Energy Queensland | Summer | Coincident | 2017 | ACTUAL_RAW | Operational-demand | 43.1866 | 4.1374
QLD | QCLR | Clare | Energy Queensland | Summer | Non-coincident | 2017 | ACTUAL_RAW | Operational-demand | -8.4907 | 70.4289
QLD | QCLR | Clare | Energy Queensland | Summer | Non-coincident | 2017 | ACTUAL_OPG | Operational-demand | -8.4907 | 70.4289
QLD | QCLR | Clare | Energy Queensland | Summer | Non-coincident | 2017 | ACTUAL_ADJUSTEDOPG | Operational-demand | -8.4907 | 70.4289
QLD | QCLR | Clare | Energy Queensland | Summer | Coincident | 2018 | ACTUAL_OPG | Operational-demand | -4.9331 | 49.2929
QLD | QCLR | Clare | Energy Queensland | Summer | Coincident | 2018 | ACTUAL_RAW | Operational-demand | -4.9331 | 49.2929
QLD | QCLR | Clare | Energy Queensland | Summer | Non-coincident | 2018 | ACTUAL_RAW | Operational-demand | -15.0069 | 78.8205
QLD | QCLR | Clare | Energy Queensland | Summer | Non-coincident | 2018 | ACTUAL_OPG | Operational-demand | -15.0069 | 78.8205
QLD | QCLR | Clare | Energy Queensland | Summer | Non-coincident | 2018 | ACTUAL_ADJUSTEDOPG | Operational-demand | -15.0069 | 78.8205
QLD | QCLR | Clare | Energy Queensland | Summer | Coincident | 2019 | ACTUAL_OPG | Operational-demand | 32.7801 | 13.5372
QLD | QCLR | Clare | Energy Queensland | Summer | Coincident | 2019 | ACTUAL_RAW | Operational-demand | 32.7801 | 13.5372
QLD | QCLR | Clare | Energy Queensland | Summer | Non-coincident | 2019 | ACTUAL_RAW | Operational-demand | -11.128 | 68.0577
QLD | QCLR | Clare | Energy Queensland | Summer | Non-coincident | 2019 | ACTUAL_OPG | Operational-demand | -11.128 | 68.0577
QLD | QCLR | Clare | Energy Queensland | Summer | Non-coincident | 2019 | ACTUAL_ADJUSTEDOPG | Operational-demand | -11.128 | 68.0577
QLD | QCLR | Clare | Energy Queensland | Summer | Non-coincident | 2019 | BASEYEARPOE90 | Operational-demand | -3.6794 | NA
QLD | QCLR | Clare | Energy Queensland | Summer | Non-coincident | 2019 | BASEYEARPOE50 | Operational-demand | -2.0263 | 68.1068
QLD | QCLR | Clare | Energy Queensland | Summer | Coincident | 2020 | ACTUAL_OPG | Operational-demand | 33.1816 | 7.0068
QLD | QCLR | Clare | Energy Queensland | Summer | Coincident | 2020 | ACTUAL_RAW | Operational-demand | 33.1816 | 7.0068
QLD | QCLR | Clare | Energy Queensland | Summer | Non-coincident | 2020 | ACTUAL_RAW | Operational-demand | -8.9798 | 78.4946
QLD | QCLR | Clare | Energy Queensland | Summer | Non-coincident | 2020 | ACTUAL_OPG | Operational-demand | -8.9798 | 78.4946
QLD | QCLR | Clare | Energy Queensland | Summer | Non-coincident | 2020 | ACTUAL_ADJUSTEDOPG | Operational-demand | -8.9798 | 78.4946
QLD | QCLR | Clare | Energy Queensland | Summer | Coincident_unreconciled | 2021 | POE90 | Operational-demand | 22.3245 | NA
QLD | QCLR | Clare | Energy Queensland | Summer | Coincident_unreconciled | 2021 | POE50 | Operational-demand | 40.0035 | NA
QLD | QCLR | Clare | Energy Queensland | Summer | Non-coincident | 2021 | POE50 | Operational-demand | -13 | 78.0203
QLD | QCLR | Clare | Energy Queensland | Summer | Non-coincident | 2021 | POE90 | Operational-demand | -16.1753 | NA
QLD | QCLR | Clare | Energy Queensland | Summer | Coincident_unreconciled | 2022 | POE90 | Operational-demand | 22.3245 | NA
QLD | QCLR | Clare | Energy Queensland | Summer | Coincident_unreconciled | 2022 | POE50 | Operational-demand | 40.0035 | NA
QLD | QCLR | Clare | Energy Queensland | Summer | Non-coincident | 2022 | POE50 | Operational-demand | -12.997 | 78.0509
QLD | QCLR | Clare | Energy Queensland | Summer | Non-coincident | 2022 | POE90 | Operational-demand | -16.252 | NA
QLD | QCLR | Clare | Energy Queensland | Summer | Coincident_unreconciled | 2023 | POE90 | Operational-demand | 22.3245 | NA
QLD | QCLR | Clare | Energy Queensland | Summer | Coincident_unreconciled | 2023 | POE50 | Operational-demand | 40.0035 | NA
QLD | QCLR | Clare | Energy Queensland | Summer | Non-coincident | 2023 | POE50 | Operational-demand | -12.9906 | 78.0997
QLD | QCLR | Clare | Energy Queensland | Summer | Non-coincident | 2023 | POE90 | Operational-demand | -16.7436 | NA
QLD | QCLR | Clare | Energy Queensland | Summer | Coincident_unreconciled | 2024 | POE90 | Operational-demand | 22.3245 | NA
QLD | QCLR | Clare | Energy Queensland | Summer | Coincident_unreconciled | 2024 | POE50 | Operational-demand | 40.0035 | NA
QLD | QCLR | Clare | Energy Queensland | Summer | Non-coincident | 2024 | POE50 | Operational-demand | -12.9977 | 78.1425
QLD | QCLR | Clare | Energy Queensland | Summer | Non-coincident | 2024 | POE90 | Operational-demand | -17.2092 | NA
QLD | QCLR | Clare | Energy Queensland | Summer | Coincident_unreconciled | 2025 | POE90 | Operational-demand | 22.3245 | NA
QLD | QCLR | Clare | Energy Queensland | Summer | Coincident_unreconciled | 2025 | POE50 | Operational-demand | 40.0035 | NA
QLD | QCLR | Clare | Energy Queensland | Summer | Non-coincident | 2025 | POE50 | Operational-demand | -13.0196 | 78.1796
QLD | QCLR | Clare | Energy Queensland | Summer | Non-coincident | 2025 | POE90 | Operational-demand | -17.5843 | NA
QLD | QCLR | Clare | Energy Queensland | Summer | Coincident_unreconciled | 2026 | POE90 | Operational-demand | 22.3245 | NA
QLD | QCLR | Clare | Energy Queensland | Summer | Coincident_unreconciled | 2026 | POE50 | Operational-demand | 40.0035 | NA
QLD | QCLR | Clare | Energy Queensland | Summer | Non-coincident | 2026 | POE50 | Operational-demand | -13.0496 | 78.2308
QLD | QCLR | Clare | Energy Queensland | Summer | Non-coincident | 2026 | POE90 | Operational-demand | -17.9438 | NA
QLD | QCLR | Clare | Energy Queensland | Summer | Coincident_unreconciled | 2027 | POE90 | Operational-demand | 22.3245 | NA
QLD | QCLR | Clare | Energy Queensland | Summer | Coincident_unreconciled | 2027 | POE50 | Operational-demand | 40.0035 | NA
QLD | QCLR | Clare | Energy Queensland | Summer | Non-coincident | 2027 | POE50 | Operational-demand | -13.0937 | 78.2937
QLD | QCLR | Clare | Energy Queensland | Summer | Non-coincident | 2027 | POE90 | Operational-demand | -18.2678 | NA
QLD | QCLR | Clare | Energy Queensland | Summer | Coincident_unreconciled | 2028 | POE90 | Operational-demand | 22.3245 | NA
QLD | QCLR | Clare | Energy Queensland | Summer | Coincident_unreconciled | 2028 | POE50 | Operational-demand | 40.0035 | NA
QLD | QCLR | Clare | Energy Queensland | Summer | Non-coincident | 2028 | POE50 | Operational-demand | -13.1194 | 78.4017
QLD | QCLR | Clare | Energy Queensland | Summer | Non-coincident | 2028 | POE90 | Operational-demand | -18.5571 | NA
QLD | QCLR | Clare | Energy Queensland | Summer | Coincident_unreconciled | 2029 | POE90 | Operational-demand | 22.3245 | NA
QLD | QCLR | Clare | Energy Queensland | Summer | Coincident_unreconciled | 2029 | POE50 | Operational-demand | 40.0035 | NA
QLD | QCLR | Clare | Energy Queensland | Summer | Non-coincident | 2029 | POE50 | Operational-demand | -13.1265 | 78.564
QLD | QCLR | Clare | Energy Queensland | Summer | Non-coincident | 2029 | POE90 | Operational-demand | -18.8112 | NA
QLD | QCLR | Clare | Energy Queensland | Summer | Coincident_unreconciled | 2030 | POE90 | Operational-demand | 22.3245 | NA
QLD | QCLR | Clare | Energy Queensland | Summer | Coincident_unreconciled | 2030 | POE50 | Operational-demand | 40.0035 | NA
QLD | QCLR | Clare | Energy Queensland | Summer | Non-coincident | 2030 | POE50 | Operational-demand | -13.1369 | 78.7702
QLD | QCLR | Clare | Energy Queensland | Summer | Non-coincident | 2030 | POE90 | Operational-demand | -19.0009 | NA
QLD | QCLR | Clare | Energy Queensland | Winter | Coincident | 2016 | ACTUAL_OPG | Operational-demand | -3.5489 | 30.6039
QLD | QCLR | Clare | Energy Queensland | Winter | Coincident | 2016 | ACTUAL_RAW | Operational-demand | -3.5489 | 30.6039
QLD | QCLR | Clare | Energy Queensland | Winter | Non-coincident | 2016 | ACTUAL_RAW | Operational-demand | -24.5565 | 50.5108
QLD | QCLR | Clare | Energy Queensland | Winter | Non-coincident | 2016 | ACTUAL_OPG | Operational-demand | -24.5565 | 50.5108
QLD | QCLR | Clare | Energy Queensland | Winter | Non-coincident | 2016 | ACTUAL_ADJUSTEDOPG | Operational-demand | -24.5565 | 50.5108
QLD | QCLR | Clare | Energy Queensland | Winter | Coincident | 2017 | ACTUAL_OPG | Operational-demand | -12.6281 | 35.8512
QLD | QCLR | Clare | Energy Queensland | Winter | Coincident | 2017 | ACTUAL_RAW | Operational-demand | -12.6281 | 35.8512
QLD | QCLR | Clare | Energy Queensland | Winter | Non-coincident | 2017 | ACTUAL_RAW | Operational-demand | -20.7723 | 47.0789
QLD | QCLR | Clare | Energy Queensland | Winter | Non-coincident | 2017 | ACTUAL_OPG | Operational-demand | -20.7723 | 47.0789
QLD | QCLR | Clare | Energy Queensland | Winter | Non-coincident | 2017 | ACTUAL_ADJUSTEDOPG | Operational-demand | -20.7723 | 47.0789
QLD | QCLR | Clare | Energy Queensland | Winter | Coincident | 2018 | ACTUAL_OPG | Operational-demand | -12.5222 | 49.1883
QLD | QCLR | Clare | Energy Queensland | Winter | Coincident | 2018 | ACTUAL_RAW | Operational-demand | -12.5222 | 49.1883
QLD | QCLR | Clare | Energy Queensland | Winter | Non-coincident | 2018 | ACTUAL_RAW | Operational-demand | -26.1721 | 49.1883
QLD | QCLR | Clare | Energy Queensland | Winter | Non-coincident | 2018 | ACTUAL_OPG | Operational-demand | -26.1721 | 49.1883
QLD | QCLR | Clare | Energy Queensland | Winter | Non-coincident | 2018 | ACTUAL_ADJUSTEDOPG | Operational-demand | -26.1721 | 49.1883
QLD | QCLR | Clare | Energy Queensland | Winter | Coincident | 2019 | ACTUAL_OPG | Operational-demand | -18.8057 | 17.2355
QLD | QCLR | Clare | Energy Queensland | Winter | Coincident | 2019 | ACTUAL_RAW | Operational-demand | -18.8057 | 17.2355
QLD | QCLR | Clare | Energy Queensland | Winter | Non-coincident | 2019 | ACTUAL_RAW | Operational-demand | -28.9653 | 39.862
QLD | QCLR | Clare | Energy Queensland | Winter | Non-coincident | 2019 | ACTUAL_OPG | Operational-demand | -28.9653 | 39.862
QLD | QCLR | Clare | Energy Queensland | Winter | Non-coincident | 2019 | ACTUAL_ADJUSTEDOPG | Operational-demand | -28.9653 | 39.862
QLD | QCLR | Clare | Energy Queensland | Winter | Non-coincident | 2019 | BASEYEARPOE90 | Operational-demand | -25.3276 | NA
QLD | QCLR | Clare | Energy Queensland | Winter | Non-coincident | 2019 | BASEYEARPOE50 | Operational-demand | -21.4553 | 31.3457
QLD | QCLR | Clare | Energy Queensland | Winter | Coincident_unreconciled | 2020 | POE90 | Operational-demand | -19.9945 | NA
QLD | QCLR | Clare | Energy Queensland | Winter | Coincident_unreconciled | 2020 | POE50 | Operational-demand | -14.8924 | NA
QLD | QCLR | Clare | Energy Queensland | Winter | Non-coincident | 2020 | POE50 | Operational-demand | -20 | 45.0234
QLD | QCLR | Clare | Energy Queensland | Winter | Non-coincident | 2020 | POE90 | Operational-demand | -25.1729 | NA
QLD | QCLR | Clare | Energy Queensland | Winter | Coincident_unreconciled | 2021 | POE90 | Operational-demand | -20.0276 | NA
QLD | QCLR | Clare | Energy Queensland | Winter | Coincident_unreconciled | 2021 | POE50 | Operational-demand | -14.9254 | NA
QLD | QCLR | Clare | Energy Queensland | Winter | Non-coincident | 2021 | POE50 | Operational-demand | -20.393 | 45.0273
QLD | QCLR | Clare | Energy Queensland | Winter | Non-coincident | 2021 | POE90 | Operational-demand | -25.5666 | NA
QLD | QCLR | Clare | Energy Queensland | Winter | Coincident_unreconciled | 2022 | POE90 | Operational-demand | -20.072 | NA
QLD | QCLR | Clare | Energy Queensland | Winter | Coincident_unreconciled | 2022 | POE50 | Operational-demand | -14.9694 | NA
QLD | QCLR | Clare | Energy Queensland | Winter | Non-coincident | 2022 | POE50 | Operational-demand | -20.9169 | 45.0533
QLD | QCLR | Clare | Energy Queensland | Winter | Non-coincident | 2022 | POE90 | Operational-demand | -26.0943 | NA
QLD | QCLR | Clare | Energy Queensland | Winter | Coincident_unreconciled | 2023 | POE90 | Operational-demand | -20.12 | NA
QLD | QCLR | Clare | Energy Queensland | Winter | Coincident_unreconciled | 2023 | POE50 | Operational-demand | -15.0171 | NA
QLD | QCLR | Clare | Energy Queensland | Winter | Non-coincident | 2023 | POE50 | Operational-demand | -21.4837 | 45.0776
QLD | QCLR | Clare | Energy Queensland | Winter | Non-coincident | 2023 | POE90 | Operational-demand | -26.665 | NA
QLD | QCLR | Clare | Energy Queensland | Winter | Coincident_unreconciled | 2024 | POE90 | Operational-demand | -20.1598 | NA
QLD | QCLR | Clare | Energy Queensland | Winter | Coincident_unreconciled | 2024 | POE50 | Operational-demand | -15.0566 | NA
QLD | QCLR | Clare | Energy Queensland | Winter | Non-coincident | 2024 | POE50 | Operational-demand | -21.953 | 45.0894
QLD | QCLR | Clare | Energy Queensland | Winter | Non-coincident | 2024 | POE90 | Operational-demand | -27.1382 | NA
QLD | QCLR | Clare | Energy Queensland | Winter | Coincident_unreconciled | 2025 | POE90 | Operational-demand | -20.1943 | NA
QLD | QCLR | Clare | Energy Queensland | Winter | Coincident_unreconciled | 2025 | POE50 | Operational-demand | -15.0908 | NA
QLD | QCLR | Clare | Energy Queensland | Winter | Non-coincident | 2025 | POE50 | Operational-demand | -22.36 | 45.1003
QLD | QCLR | Clare | Energy Queensland | Winter | Non-coincident | 2025 | POE90 | Operational-demand | -27.5486 | NA
QLD | QCLR | Clare | Energy Queensland | Winter | Coincident_unreconciled | 2026 | POE90 | Operational-demand | -20.2296 | NA
QLD | QCLR | Clare | Energy Queensland | Winter | Coincident_unreconciled | 2026 | POE50 | Operational-demand | -15.1258 | NA
QLD | QCLR | Clare | Energy Queensland | Winter | Non-coincident | 2026 | POE50 | Operational-demand | -22.7769 | 45.1263
QLD | QCLR | Clare | Energy Queensland | Winter | Non-coincident | 2026 | POE90 | Operational-demand | -27.9692 | NA
QLD | QCLR | Clare | Energy Queensland | Winter | Coincident_unreconciled | 2027 | POE90 | Operational-demand | -20.2574 | NA
QLD | QCLR | Clare | Energy Queensland | Winter | Coincident_unreconciled | 2027 | POE50 | Operational-demand | -15.1535 | NA
QLD | QCLR | Clare | Energy Queensland | Winter | Non-coincident | 2027 | POE50 | Operational-demand | -23.1057 | 45.1595
QLD | QCLR | Clare | Energy Queensland | Winter | Non-coincident | 2027 | POE90 | Operational-demand | -28.2993 | NA
QLD | QCLR | Clare | Energy Queensland | Winter | Coincident_unreconciled | 2028 | POE90 | Operational-demand | -20.284 | NA
QLD | QCLR | Clare | Energy Queensland | Winter | Coincident_unreconciled | 2028 | POE50 | Operational-demand | -15.18 | NA
QLD | QCLR | Clare | Energy Queensland | Winter | Non-coincident | 2028 | POE50 | Operational-demand | -23.4206 | 45.2769
QLD | QCLR | Clare | Energy Queensland | Winter | Non-coincident | 2028 | POE90 | Operational-demand | -28.6157 | NA
QLD | QCLR | Clare | Energy Queensland | Winter | Coincident_unreconciled | 2029 | POE90 | Operational-demand | -20.3048 | NA
QLD | QCLR | Clare | Energy Queensland | Winter | Coincident_unreconciled | 2029 | POE50 | Operational-demand | -15.2007 | NA
QLD | QCLR | Clare | Energy Queensland | Winter | Non-coincident | 2029 | POE50 | Operational-demand | -23.667 | 45.4249
QLD | QCLR | Clare | Energy Queensland | Winter | Non-coincident | 2029 | POE90 | Operational-demand | -28.8634 | NA
QLD | QCLR | Clare | Energy Queensland | Shoulder | Non-coincident | 2019 | BASEYEARPOE10 | Operational-demand | NA | 58.97
QLD | QCLR | Clare | Energy Queensland | Shoulder | Coincident | 2021 | POE10 | Operational-demand | NA | 28.1742
QLD | QCLR | Clare | Energy Queensland | Shoulder | Coincident | 2021 | POE50 | Operational-demand | NA | 27.6847
QLD | QCLR | Clare | Energy Queensland | Shoulder | Non-coincident | 2021 | POE10 | Operational-demand | NA | 59.0914
QLD | QCLR | Clare | Energy Queensland | Shoulder | Coincident | 2022 | POE10 | Operational-demand | NA | 28.9657
QLD | QCLR | Clare | Energy Queensland | Shoulder | Coincident | 2022 | POE50 | Operational-demand | NA | 27.9877
QLD | QCLR | Clare | Energy Queensland | Shoulder | Non-coincident | 2022 | POE10 | Operational-demand | NA | 59.1115
QLD | QCLR | Clare | Energy Queensland | Shoulder | Coincident | 2023 | POE10 | Operational-demand | NA | 29.0446
QLD | QCLR | Clare | Energy Queensland | Shoulder | Coincident | 2023 | POE50 | Operational-demand | NA | 28.1999
QLD | QCLR | Clare | Energy Queensland | Shoulder | Non-coincident | 2023 | POE10 | Operational-demand | NA | 59.1451
QLD | QCLR | Clare | Energy Queensland | Shoulder | Coincident | 2024 | POE10 | Operational-demand | NA | 29.1999
QLD | QCLR | Clare | Energy Queensland | Shoulder | Coincident | 2024 | POE50 | Operational-demand | NA | 28.7233
QLD | QCLR | Clare | Energy Queensland | Shoulder | Non-coincident | 2024 | POE10 | Operational-demand | NA | 59.1667
QLD | QCLR | Clare | Energy Queensland | Shoulder | Coincident | 2025 | POE10 | Operational-demand | NA | 29.2979
QLD | QCLR | Clare | Energy Queensland | Shoulder | Coincident | 2025 | POE50 | Operational-demand | NA | 28.61
QLD | QCLR | Clare | Energy Queensland | Shoulder | Non-coincident | 2025 | POE10 | Operational-demand | NA | 59.1765
QLD | QCLR | Clare | Energy Queensland | Shoulder | Coincident | 2026 | POE10 | Operational-demand | NA | 29.1591
QLD | QCLR | Clare | Energy Queensland | Shoulder | Coincident | 2026 | POE50 | Operational-demand | NA | 28.631
QLD | QCLR | Clare | Energy Queensland | Shoulder | Non-coincident | 2026 | POE10 | Operational-demand | NA | 59.1938
QLD | QCLR | Clare | Energy Queensland | Shoulder | Coincident | 2027 | POE10 | Operational-demand | NA | 29.0536
QLD | QCLR | Clare | Energy Queensland | Shoulder | Coincident | 2027 | POE50 | Operational-demand | NA | 28.4997
QLD | QCLR | Clare | Energy Queensland | Shoulder | Non-coincident | 2027 | POE10 | Operational-demand | NA | 59.216
QLD | QCLR | Clare | Energy Queensland | Shoulder | Coincident | 2028 | POE10 | Operational-demand | NA | 28.985
QLD | QCLR | Clare | Energy Queensland | Shoulder | Coincident | 2028 | POE50 | Operational-demand | NA | 28.5029
QLD | QCLR | Clare | Energy Queensland | Shoulder | Non-coincident | 2028 | POE10 | Operational-demand | NA | 59.2748
QLD | QCLR | Clare | Energy Queensland | Shoulder | Coincident | 2029 | POE10 | Operational-demand | NA | 29.3327
QLD | QCLR | Clare | Energy Queensland | Shoulder | Coincident | 2029 | POE50 | Operational-demand | NA | 28.6782
QLD | QCLR | Clare | Energy Queensland | Shoulder | Non-coincident | 2029 | POE10 | Operational-demand | NA | 59.3835
QLD | QCLR | Clare | Energy Queensland | Shoulder | Coincident | 2030 | POE10 | Operational-demand | NA | 29.428
QLD | QCLR | Clare | Energy Queensland | Shoulder | Coincident | 2030 | POE50 | Operational-demand | NA | 28.8053
QLD | QCLR | Clare | Energy Queensland | Shoulder | Non-coincident | 2030 | POE10 | Operational-demand | NA | 59.5195
QLD | QCLR | Clare | Energy Queensland | Summer | Non-coincident | 2019 | BASEYEARPOE10 | Operational-demand | NA | 70.6907
QLD | QCLR | Clare | Energy Queensland | Summer | Coincident | 2021 | POE10 | Operational-demand | NA | 20.0513
QLD | QCLR | Clare | Energy Queensland | Summer | Coincident | 2021 | POE50 | Operational-demand | NA | 20.2703
QLD | QCLR | Clare | Energy Queensland | Summer | Non-coincident | 2021 | POE10 | Operational-demand | NA | 80.2714
QLD | QCLR | Clare | Energy Queensland | Summer | Coincident | 2022 | POE10 | Operational-demand | NA | 20.4249
QLD | QCLR | Clare | Energy Queensland | Summer | Coincident | 2022 | POE50 | Operational-demand | NA | 20.6166
QLD | QCLR | Clare | Energy Queensland | Summer | Non-coincident | 2022 | POE10 | Operational-demand | NA | 80.3033
QLD | QCLR | Clare | Energy Queensland | Summer | Coincident | 2023 | POE10 | Operational-demand | NA | 20.5526
QLD | QCLR | Clare | Energy Queensland | Summer | Coincident | 2023 | POE50 | Operational-demand | NA | 20.6998
QLD | QCLR | Clare | Energy Queensland | Summer | Non-coincident | 2023 | POE10 | Operational-demand | NA | 80.3543
QLD | QCLR | Clare | Energy Queensland | Summer | Coincident | 2024 | POE10 | Operational-demand | NA | 20.8027
QLD | QCLR | Clare | Energy Queensland | Summer | Coincident | 2024 | POE50 | Operational-demand | NA | 20.972
QLD | QCLR | Clare | Energy Queensland | Summer | Non-coincident | 2024 | POE10 | Operational-demand | NA | 80.3994
QLD | QCLR | Clare | Energy Queensland | Summer | Coincident | 2025 | POE10 | Operational-demand | NA | 20.7171
QLD | QCLR | Clare | Energy Queensland | Summer | Coincident | 2025 | POE50 | Operational-demand | NA | 20.9937
QLD | QCLR | Clare | Energy Queensland | Summer | Non-coincident | 2025 | POE10 | Operational-demand | NA | 80.4386
QLD | QCLR | Clare | Energy Queensland | Summer | Coincident | 2026 | POE10 | Operational-demand | NA | 20.82
QLD | QCLR | Clare | Energy Queensland | Summer | Coincident | 2026 | POE50 | Operational-demand | NA | 21.0281
QLD | QCLR | Clare | Energy Queensland | Summer | Non-coincident | 2026 | POE10 | Operational-demand | NA | 80.4919
QLD | QCLR | Clare | Energy Queensland | Summer | Coincident | 2027 | POE10 | Operational-demand | NA | 20.6745
QLD | QCLR | Clare | Energy Queensland | Summer | Coincident | 2027 | POE50 | Operational-demand | NA | 20.9537
QLD | QCLR | Clare | Energy Queensland | Summer | Non-coincident | 2027 | POE10 | Operational-demand | NA | 80.5562
QLD | QCLR | Clare | Energy Queensland | Summer | Coincident | 2028 | POE10 | Operational-demand | NA | 20.7126
QLD | QCLR | Clare | Energy Queensland | Summer | Coincident | 2028 | POE50 | Operational-demand | NA | 20.9824
QLD | QCLR | Clare | Energy Queensland | Summer | Non-coincident | 2028 | POE10 | Operational-demand | NA | 80.665
QLD | QCLR | Clare | Energy Queensland | Summer | Coincident | 2029 | POE10 | Operational-demand | NA | 20.6974
QLD | QCLR | Clare | Energy Queensland | Summer | Coincident | 2029 | POE50 | Operational-demand | NA | 21.0583
QLD | QCLR | Clare | Energy Queensland | Summer | Non-coincident | 2029 | POE10 | Operational-demand | NA | 80.8281
QLD | QCLR | Clare | Energy Queensland | Summer | Coincident | 2030 | POE10 | Operational-demand | NA | 20.7725
QLD | QCLR | Clare | Energy Queensland | Summer | Coincident | 2030 | POE50 | Operational-demand | NA | 21.0248
QLD | QCLR | Clare | Energy Queensland | Summer | Non-coincident | 2030 | POE10 | Operational-demand | NA | 81.0351
QLD | QCLR | Clare | Energy Queensland | Winter | Non-coincident | 2019 | BASEYEARPOE10 | Operational-demand | NA | 33.9883
QLD | QCLR | Clare | Energy Queensland | Winter | Coincident | 2020 | POE10 | Operational-demand | NA | 37.9165
QLD | QCLR | Clare | Energy Queensland | Winter | Coincident | 2020 | POE50 | Operational-demand | NA | 34.8861
QLD | QCLR | Clare | Energy Queensland | Winter | Non-coincident | 2020 | POE10 | Operational-demand | NA | 48.6206
QLD | QCLR | Clare | Energy Queensland | Winter | Coincident | 2021 | POE10 | Operational-demand | NA | 37.6011
QLD | QCLR | Clare | Energy Queensland | Winter | Coincident | 2021 | POE50 | Operational-demand | NA | 34.5865
QLD | QCLR | Clare | Energy Queensland | Winter | Non-coincident | 2021 | POE10 | Operational-demand | NA | 48.6248
QLD | QCLR | Clare | Energy Queensland | Winter | Coincident | 2022 | POE10 | Operational-demand | NA | 38.4545
QLD | QCLR | Clare | Energy Queensland | Winter | Coincident | 2022 | POE50 | Operational-demand | NA | 35.3771
QLD | QCLR | Clare | Energy Queensland | Winter | Non-coincident | 2022 | POE10 | Operational-demand | NA | 48.6534
QLD | QCLR | Clare | Energy Queensland | Winter | Coincident | 2023 | POE10 | Operational-demand | NA | 38.8299
QLD | QCLR | Clare | Energy Queensland | Winter | Coincident | 2023 | POE50 | Operational-demand | NA | 35.6883
QLD | QCLR | Clare | Energy Queensland | Winter | Non-coincident | 2023 | POE10 | Operational-demand | NA | 48.6802
QLD | QCLR | Clare | Energy Queensland | Winter | Coincident | 2024 | POE10 | Operational-demand | NA | 39.4205
QLD | QCLR | Clare | Energy Queensland | Winter | Coincident | 2024 | POE50 | Operational-demand | NA | 36.0908
QLD | QCLR | Clare | Energy Queensland | Winter | Non-coincident | 2024 | POE10 | Operational-demand | NA | 48.6946
QLD | QCLR | Clare | Energy Queensland | Winter | Coincident | 2025 | POE10 | Operational-demand | NA | 39.309
QLD | QCLR | Clare | Energy Queensland | Winter | Coincident | 2025 | POE50 | Operational-demand | NA | 36.0653
QLD | QCLR | Clare | Energy Queensland | Winter | Non-coincident | 2025 | POE10 | Operational-demand | NA | 48.7078
QLD | QCLR | Clare | Energy Queensland | Winter | Coincident | 2026 | POE10 | Operational-demand | NA | 39.3043
QLD | QCLR | Clare | Energy Queensland | Winter | Coincident | 2026 | POE50 | Operational-demand | NA | 36.1287
QLD | QCLR | Clare | Energy Queensland | Winter | Non-coincident | 2026 | POE10 | Operational-demand | NA | 48.7363
QLD | QCLR | Clare | Energy Queensland | Winter | Coincident | 2027 | POE10 | Operational-demand | NA | 39.2921
QLD | QCLR | Clare | Energy Queensland | Winter | Coincident | 2027 | POE50 | Operational-demand | NA | 36.1223
QLD | QCLR | Clare | Energy Queensland | Winter | Non-coincident | 2027 | POE10 | Operational-demand | NA | 48.7704
QLD | QCLR | Clare | Energy Queensland | Winter | Coincident | 2028 | POE10 | Operational-demand | NA | 39.778
QLD | QCLR | Clare | Energy Queensland | Winter | Coincident | 2028 | POE50 | Operational-demand | NA | 36.2913
QLD | QCLR | Clare | Energy Queensland | Winter | Non-coincident | 2028 | POE10 | Operational-demand | NA | 48.8888
QLD | QCLR | Clare | Energy Queensland | Winter | Coincident | 2029 | POE10 | Operational-demand | NA | 39.6777
QLD | QCLR | Clare | Energy Queensland | Winter | Coincident | 2029 | POE50 | Operational-demand | NA | 36.3959
QLD | QCLR | Clare | Energy Queensland | Winter | Non-coincident | 2029 | POE10 | Operational-demand | NA | 49.0376
QLD | QCNS | Cairns City | Energy Queensland | Shoulder | Coincident | 2017 | ACTUAL_OPG | Operational-demand | 14.685 | 29.2461
QLD | QCNS | Cairns City | Energy Queensland | Shoulder | Coincident | 2017 | ACTUAL_RAW | Operational-demand | 14.685 | 29.2461
QLD | QCNS | Cairns City | Energy Queensland | Shoulder | Non-coincident | 2017 | ACTUAL_RAW | Operational-demand | 12.8299 | 40.3601
QLD | QCNS | Cairns City | Energy Queensland | Shoulder | Non-coincident | 2017 | ACTUAL_OPG | Operational-demand | 12.8299 | 40.3601
QLD | QCNS | Cairns City | Energy Queensland | Shoulder | Non-coincident | 2017 | ACTUAL_ADJUSTEDOPG | Operational-demand | 12.8299 | 40.3601
QLD | QCNS | Cairns City | Energy Queensland | Shoulder | Coincident | 2018 | ACTUAL_OPG | Operational-demand | 14.3729 | 36.8354
QLD | QCNS | Cairns City | Energy Queensland | Shoulder | Coincident | 2018 | ACTUAL_RAW | Operational-demand | 14.3729 | 36.8354
QLD | QCNS | Cairns City | Energy Queensland | Shoulder | Non-coincident | 2018 | ACTUAL_RAW | Operational-demand | 12.9076 | 40.8925
QLD | QCNS | Cairns City | Energy Queensland | Shoulder | Non-coincident | 2018 | ACTUAL_OPG | Operational-demand | 12.9076 | 40.8925
QLD | QCNS | Cairns City | Energy Queensland | Shoulder | Non-coincident | 2018 | ACTUAL_ADJUSTEDOPG | Operational-demand | 12.9076 | 40.8925
QLD | QCNS | Cairns City | Energy Queensland | Shoulder | Coincident | 2019 | ACTUAL_OPG | Operational-demand | 23.346 | 35.7419
QLD | QCNS | Cairns City | Energy Queensland | Shoulder | Coincident | 2019 | ACTUAL_RAW | Operational-demand | 23.346 | 35.7419
QLD | QCNS | Cairns City | Energy Queensland | Shoulder | Non-coincident | 2019 | ACTUAL_RAW | Operational-demand | 12.799 | 39.815
QLD | QCNS | Cairns City | Energy Queensland | Shoulder | Non-coincident | 2019 | ACTUAL_OPG | Operational-demand | 12.799 | 39.815
QLD | QCNS | Cairns City | Energy Queensland | Shoulder | Non-coincident | 2019 | ACTUAL_ADJUSTEDOPG | Operational-demand | 12.799 | 39.815
QLD | QCNS | Cairns City | Energy Queensland | Shoulder | Non-coincident | 2019 | BASEYEARPOE90 | Operational-demand | 11.4738 | NA
QLD | QCNS | Cairns City | Energy Queensland | Shoulder | Non-coincident | 2019 | BASEYEARPOE50 | Operational-demand | 12.7084 | 40.1495
QLD | QCNS | Cairns City | Energy Queensland | Shoulder | Coincident | 2020 | ACTUAL_OPG | Operational-demand | 21.0196 | 25.05
QLD | QCNS | Cairns City | Energy Queensland | Shoulder | Coincident | 2020 | ACTUAL_RAW | Operational-demand | 21.0196 | 25.05
QLD | QCNS | Cairns City | Energy Queensland | Shoulder | Non-coincident | 2020 | ACTUAL_RAW | Operational-demand | 11.799 | 34.9422
QLD | QCNS | Cairns City | Energy Queensland | Shoulder | Non-coincident | 2020 | ACTUAL_OPG | Operational-demand | 11.799 | 34.9422
QLD | QCNS | Cairns City | Energy Queensland | Shoulder | Non-coincident | 2020 | ACTUAL_ADJUSTEDOPG | Operational-demand | 11.799 | 34.9422
QLD | QCNS | Cairns City | Energy Queensland | Shoulder | Coincident_unreconciled | 2021 | POE50 | Operational-demand | 24.586 | NA
QLD | QCNS | Cairns City | Energy Queensland | Shoulder | Coincident_unreconciled | 2021 | POE90 | Operational-demand | 22.0062 | NA
QLD | QCNS | Cairns City | Energy Queensland | Shoulder | Non-coincident | 2021 | POE50 | Operational-demand | 12.8983 | 39.5557
QLD | QCNS | Cairns City | Energy Queensland | Shoulder | Non-coincident | 2021 | POE90 | Operational-demand | 11.6382 | NA
QLD | QCNS | Cairns City | Energy Queensland | Shoulder | Coincident_unreconciled | 2022 | POE50 | Operational-demand | 23.496 | NA
QLD | QCNS | Cairns City | Energy Queensland | Shoulder | Coincident_unreconciled | 2022 | POE90 | Operational-demand | 20.8889 | NA
QLD | QCNS | Cairns City | Energy Queensland | Shoulder | Non-coincident | 2022 | POE50 | Operational-demand | 13.0352 | 38.7801
QLD | QCNS | Cairns City | Energy Queensland | Shoulder | Non-coincident | 2022 | POE90 | Operational-demand | 11.7617 | NA
QLD | QCNS | Cairns City | Energy Queensland | Shoulder | Coincident_unreconciled | 2023 | POE50 | Operational-demand | 22.3744 | NA
QLD | QCNS | Cairns City | Energy Queensland | Shoulder | Coincident_unreconciled | 2023 | POE90 | Operational-demand | 19.7375 | NA
QLD | QCNS | Cairns City | Energy Queensland | Shoulder | Non-coincident | 2023 | POE50 | Operational-demand | 13.1837 | 38.1844
QLD | QCNS | Cairns City | Energy Queensland | Shoulder | Non-coincident | 2023 | POE90 | Operational-demand | 11.8958 | NA
QLD | QCNS | Cairns City | Energy Queensland | Shoulder | Coincident_unreconciled | 2024 | POE50 | Operational-demand | 22.2235 | NA
QLD | QCNS | Cairns City | Energy Queensland | Shoulder | Coincident_unreconciled | 2024 | POE90 | Operational-demand | 19.5569 | NA
QLD | QCNS | Cairns City | Energy Queensland | Shoulder | Non-coincident | 2024 | POE50 | Operational-demand | 13.3322 | 38.3508
QLD | QCNS | Cairns City | Energy Queensland | Shoulder | Non-coincident | 2024 | POE90 | Operational-demand | 12.0297 | NA
QLD | QCNS | Cairns City | Energy Queensland | Shoulder | Coincident_unreconciled | 2025 | POE50 | Operational-demand | 22.3771 | NA
QLD | QCNS | Cairns City | Energy Queensland | Shoulder | Coincident_unreconciled | 2025 | POE90 | Operational-demand | 19.6807 | NA
QLD | QCNS | Cairns City | Energy Queensland | Shoulder | Non-coincident | 2025 | POE50 | Operational-demand | 13.4809 | 38.7177
QLD | QCNS | Cairns City | Energy Queensland | Shoulder | Non-coincident | 2025 | POE90 | Operational-demand | 12.1639 | NA
QLD | QCNS | Cairns City | Energy Queensland | Shoulder | Coincident_unreconciled | 2026 | POE50 | Operational-demand | 22.541 | NA
QLD | QCNS | Cairns City | Energy Queensland | Shoulder | Coincident_unreconciled | 2026 | POE90 | Operational-demand | 19.815 | NA
QLD | QCNS | Cairns City | Energy Queensland | Shoulder | Non-coincident | 2026 | POE50 | Operational-demand | 13.6304 | 39.0938
QLD | QCNS | Cairns City | Energy Queensland | Shoulder | Non-coincident | 2026 | POE90 | Operational-demand | 12.2989 | NA
QLD | QCNS | Cairns City | Energy Queensland | Shoulder | Coincident_unreconciled | 2027 | POE50 | Operational-demand | 22.7429 | NA
QLD | QCNS | Cairns City | Energy Queensland | Shoulder | Coincident_unreconciled | 2027 | POE90 | Operational-demand | 19.9858 | NA
QLD | QCNS | Cairns City | Energy Queensland | Shoulder | Non-coincident | 2027 | POE50 | Operational-demand | 13.7875 | 39.5095
QLD | QCNS | Cairns City | Energy Queensland | Shoulder | Non-coincident | 2027 | POE90 | Operational-demand | 12.4409 | NA
QLD | QCNS | Cairns City | Energy Queensland | Shoulder | Coincident_unreconciled | 2028 | POE50 | Operational-demand | 22.9733 | NA
QLD | QCNS | Cairns City | Energy Queensland | Shoulder | Coincident_unreconciled | 2028 | POE90 | Operational-demand | 20.1843 | NA
QLD | QCNS | Cairns City | Energy Queensland | Shoulder | Non-coincident | 2028 | POE50 | Operational-demand | 13.9521 | 39.9576
QLD | QCNS | Cairns City | Energy Queensland | Shoulder | Non-coincident | 2028 | POE90 | Operational-demand | 12.5899 | NA
QLD | QCNS | Cairns City | Energy Queensland | Shoulder | Coincident_unreconciled | 2029 | POE50 | Operational-demand | 23.219 | NA
QLD | QCNS | Cairns City | Energy Queensland | Shoulder | Coincident_unreconciled | 2029 | POE90 | Operational-demand | 20.398 | NA
QLD | QCNS | Cairns City | Energy Queensland | Shoulder | Non-coincident | 2029 | POE50 | Operational-demand | 14.1216 | 40.4224
QLD | QCNS | Cairns City | Energy Queensland | Shoulder | Non-coincident | 2029 | POE90 | Operational-demand | 12.7437 | NA
QLD | QCNS | Cairns City | Energy Queensland | Shoulder | Coincident_unreconciled | 2030 | POE50 | Operational-demand | 23.4635 | NA
QLD | QCNS | Cairns City | Energy Queensland | Shoulder | Coincident_unreconciled | 2030 | POE90 | Operational-demand | 20.6105 | NA
QLD | QCNS | Cairns City | Energy Queensland | Shoulder | Non-coincident | 2030 | POE50 | Operational-demand | 14.2981 | 40.8947
QLD | QCNS | Cairns City | Energy Queensland | Shoulder | Non-coincident | 2030 | POE90 | Operational-demand | 12.9046 | NA
QLD | QCNS | Cairns City | Energy Queensland | Summer | Coincident | 2017 | ACTUAL_OPG | Operational-demand | 17.1709 | 34.1623
QLD | QCNS | Cairns City | Energy Queensland | Summer | Coincident | 2017 | ACTUAL_RAW | Operational-demand | 17.1709 | 34.1623
QLD | QCNS | Cairns City | Energy Queensland | Summer | Non-coincident | 2017 | ACTUAL_RAW | Operational-demand | 15.9874 | 47.2195
QLD | QCNS | Cairns City | Energy Queensland | Summer | Non-coincident | 2017 | ACTUAL_OPG | Operational-demand | 15.9874 | 47.2195
QLD | QCNS | Cairns City | Energy Queensland | Summer | Non-coincident | 2017 | ACTUAL_ADJUSTEDOPG | Operational-demand | 15.9874 | 47.2195
QLD | QCNS | Cairns City | Energy Queensland | Summer | Coincident | 2018 | ACTUAL_OPG | Operational-demand | 16.4047 | 40.8251
QLD | QCNS | Cairns City | Energy Queensland | Summer | Coincident | 2018 | ACTUAL_RAW | Operational-demand | 16.4047 | 40.8251
QLD | QCNS | Cairns City | Energy Queensland | Summer | Non-coincident | 2018 | ACTUAL_RAW | Operational-demand | 4.943 | 44.9968
QLD | QCNS | Cairns City | Energy Queensland | Summer | Non-coincident | 2018 | ACTUAL_OPG | Operational-demand | 4.943 | 44.9968
QLD | QCNS | Cairns City | Energy Queensland | Summer | Non-coincident | 2018 | ACTUAL_ADJUSTEDOPG | Operational-demand | 14.9283 | 44.9968
QLD | QCNS | Cairns City | Energy Queensland | Summer | Coincident | 2019 | ACTUAL_OPG | Operational-demand | 16.4465 | 41.446
QLD | QCNS | Cairns City | Energy Queensland | Summer | Coincident | 2019 | ACTUAL_RAW | Operational-demand | 16.4465 | 41.446
QLD | QCNS | Cairns City | Energy Queensland | Summer | Non-coincident | 2019 | ACTUAL_RAW | Operational-demand | 15.359 | 47.6892
QLD | QCNS | Cairns City | Energy Queensland | Summer | Non-coincident | 2019 | ACTUAL_OPG | Operational-demand | 15.359 | 47.6892
QLD | QCNS | Cairns City | Energy Queensland | Summer | Non-coincident | 2019 | ACTUAL_ADJUSTEDOPG | Operational-demand | 15.359 | 47.6892
QLD | QCNS | Cairns City | Energy Queensland | Summer | Non-coincident | 2019 | BASEYEARPOE90 | Operational-demand | 13.5705 | NA
QLD | QCNS | Cairns City | Energy Queensland | Summer | Non-coincident | 2019 | BASEYEARPOE50 | Operational-demand | 15.2409 | 45.2666
QLD | QCNS | Cairns City | Energy Queensland | Summer | Coincident | 2020 | ACTUAL_OPG | Operational-demand | 22.8723 | 34.8492
QLD | QCNS | Cairns City | Energy Queensland | Summer | Coincident | 2020 | ACTUAL_RAW | Operational-demand | 22.8723 | 34.8492
QLD | QCNS | Cairns City | Energy Queensland | Summer | Non-coincident | 2020 | ACTUAL_RAW | Operational-demand | 14.4004 | 50.0778
QLD | QCNS | Cairns City | Energy Queensland | Summer | Non-coincident | 2020 | ACTUAL_OPG | Operational-demand | 14.4004 | 50.0778
QLD | QCNS | Cairns City | Energy Queensland | Summer | Non-coincident | 2020 | ACTUAL_ADJUSTEDOPG | Operational-demand | 14.4004 | 50.0778
QLD | QCNS | Cairns City | Energy Queensland | Summer | Coincident_unreconciled | 2021 | POE50 | Operational-demand | 22 | NA
QLD | QCNS | Cairns City | Energy Queensland | Summer | Coincident_unreconciled | 2021 | POE90 | Operational-demand | 16.6331 | NA
QLD | QCNS | Cairns City | Energy Queensland | Summer | Non-coincident | 2021 | POE50 | Operational-demand | 15.4579 | 45.3065
QLD | QCNS | Cairns City | Energy Queensland | Summer | Non-coincident | 2021 | POE90 | Operational-demand | 13.7622 | NA
QLD | QCNS | Cairns City | Energy Queensland | Summer | Coincident_unreconciled | 2022 | POE50 | Operational-demand | 21.0535 | NA
QLD | QCNS | Cairns City | Energy Queensland | Summer | Coincident_unreconciled | 2022 | POE90 | Operational-demand | 15.6296 | NA
QLD | QCNS | Cairns City | Energy Queensland | Summer | Non-coincident | 2022 | POE50 | Operational-demand | 15.622 | 44.607
QLD | QCNS | Cairns City | Energy Queensland | Summer | Non-coincident | 2022 | POE90 | Operational-demand | 13.9083 | NA
QLD | QCNS | Cairns City | Energy Queensland | Summer | Coincident_unreconciled | 2023 | POE50 | Operational-demand | 20.0692 | NA
QLD | QCNS | Cairns City | Energy Queensland | Summer | Coincident_unreconciled | 2023 | POE90 | Operational-demand | 14.5835 | NA
QLD | QCNS | Cairns City | Energy Queensland | Summer | Non-coincident | 2023 | POE50 | Operational-demand | 15.8 | 44.1458
QLD | QCNS | Cairns City | Energy Queensland | Summer | Non-coincident | 2023 | POE90 | Operational-demand | 14.0667 | NA
QLD | QCNS | Cairns City | Energy Queensland | Summer | Coincident_unreconciled | 2024 | POE50 | Operational-demand | 20.1121 | NA
QLD | QCNS | Cairns City | Energy Queensland | Summer | Coincident_unreconciled | 2024 | POE90 | Operational-demand | 14.5645 | NA
QLD | QCNS | Cairns City | Energy Queensland | Summer | Non-coincident | 2024 | POE50 | Operational-demand | 15.9779 | 44.4136
QLD | QCNS | Cairns City | Energy Queensland | Summer | Non-coincident | 2024 | POE90 | Operational-demand | 14.2251 | NA
QLD | QCNS | Cairns City | Energy Queensland | Summer | Coincident_unreconciled | 2025 | POE50 | Operational-demand | 20.387 | NA
QLD | QCNS | Cairns City | Energy Queensland | Summer | Coincident_unreconciled | 2025 | POE90 | Operational-demand | 14.7776 | NA
QLD | QCNS | Cairns City | Energy Queensland | Summer | Non-coincident | 2025 | POE50 | Operational-demand | 16.156 | 44.8464
QLD | QCNS | Cairns City | Energy Queensland | Summer | Non-coincident | 2025 | POE90 | Operational-demand | 14.3836 | NA
QLD | QCNS | Cairns City | Energy Queensland | Summer | Coincident_unreconciled | 2026 | POE50 | Operational-demand | 20.6731 | NA
QLD | QCNS | Cairns City | Energy Queensland | Summer | Coincident_unreconciled | 2026 | POE90 | Operational-demand | 15.0019 | NA
QLD | QCNS | Cairns City | Energy Queensland | Summer | Non-coincident | 2026 | POE50 | Operational-demand | 16.3348 | 45.2883
QLD | QCNS | Cairns City | Energy Queensland | Summer | Non-coincident | 2026 | POE90 | Operational-demand | 14.5429 | NA
QLD | QCNS | Cairns City | Energy Queensland | Summer | Coincident_unreconciled | 2027 | POE50 | Operational-demand | 21.0036 | NA
QLD | QCNS | Cairns City | Energy Queensland | Summer | Coincident_unreconciled | 2027 | POE90 | Operational-demand | 15.268 | NA
QLD | QCNS | Cairns City | Energy Queensland | Summer | Non-coincident | 2027 | POE50 | Operational-demand | 16.5223 | 45.7732
QLD | QCNS | Cairns City | Energy Queensland | Summer | Non-coincident | 2027 | POE90 | Operational-demand | 14.7101 | NA
QLD | QCNS | Cairns City | Energy Queensland | Summer | Coincident_unreconciled | 2028 | POE50 | Operational-demand | 21.3669 | NA
QLD | QCNS | Cairns City | Energy Queensland | Summer | Coincident_unreconciled | 2028 | POE90 | Operational-demand | 15.5648 | NA
QLD | QCNS | Cairns City | Energy Queensland | Summer | Non-coincident | 2028 | POE50 | Operational-demand | 16.7181 | 46.2919
QLD | QCNS | Cairns City | Energy Queensland | Summer | Non-coincident | 2028 | POE90 | Operational-demand | 14.8849 | NA
QLD | QCNS | Cairns City | Energy Queensland | Summer | Coincident_unreconciled | 2029 | POE50 | Operational-demand | 21.7476 | NA
QLD | QCNS | Cairns City | Energy Queensland | Summer | Coincident_unreconciled | 2029 | POE90 | Operational-demand | 15.8789 | NA
QLD | QCNS | Cairns City | Energy Queensland | Summer | Non-coincident | 2029 | POE50 | Operational-demand | 16.9187 | 46.827
QLD | QCNS | Cairns City | Energy Queensland | Summer | Non-coincident | 2029 | POE90 | Operational-demand | 15.0644 | NA
QLD | QCNS | Cairns City | Energy Queensland | Summer | Coincident_unreconciled | 2030 | POE50 | Operational-demand | 22.133 | NA
QLD | QCNS | Cairns City | Energy Queensland | Summer | Coincident_unreconciled | 2030 | POE90 | Operational-demand | 16.1976 | NA
QLD | QCNS | Cairns City | Energy Queensland | Summer | Non-coincident | 2030 | POE50 | Operational-demand | 17.1257 | 47.3701
QLD | QCNS | Cairns City | Energy Queensland | Summer | Non-coincident | 2030 | POE90 | Operational-demand | 15.2503 | NA
QLD | QCNS | Cairns City | Energy Queensland | Winter | Coincident | 2016 | ACTUAL_OPG | Operational-demand | 16.2935 | 27.423
QLD | QCNS | Cairns City | Energy Queensland | Winter | Coincident | 2016 | ACTUAL_RAW | Operational-demand | 16.2935 | 27.423
QLD | QCNS | Cairns City | Energy Queensland | Winter | Non-coincident | 2016 | ACTUAL_RAW | Operational-demand | 12.9442 | 38.6446
QLD | QCNS | Cairns City | Energy Queensland | Winter | Non-coincident | 2016 | ACTUAL_OPG | Operational-demand | 12.9442 | 38.6446
QLD | QCNS | Cairns City | Energy Queensland | Winter | Non-coincident | 2016 | ACTUAL_ADJUSTEDOPG | Operational-demand | 12.9442 | 38.6446
QLD | QCNS | Cairns City | Energy Queensland | Winter | Coincident | 2017 | ACTUAL_OPG | Operational-demand | 23.2544 | 24.7833
QLD | QCNS | Cairns City | Energy Queensland | Winter | Coincident | 2017 | ACTUAL_RAW | Operational-demand | 23.2544 | 24.7833
QLD | QCNS | Cairns City | Energy Queensland | Winter | Non-coincident | 2017 | ACTUAL_RAW | Operational-demand | 12.4403 | 34.4177
QLD | QCNS | Cairns City | Energy Queensland | Winter | Non-coincident | 2017 | ACTUAL_OPG | Operational-demand | 12.4403 | 34.4177
QLD | QCNS | Cairns City | Energy Queensland | Winter | Non-coincident | 2017 | ACTUAL_ADJUSTEDOPG | Operational-demand | 12.4403 | 34.4177
QLD | QCNS | Cairns City | Energy Queensland | Winter | Coincident | 2018 | ACTUAL_OPG | Operational-demand | 21.977 | 22.5785
QLD | QCNS | Cairns City | Energy Queensland | Winter | Coincident | 2018 | ACTUAL_RAW | Operational-demand | 21.977 | 22.5785
QLD | QCNS | Cairns City | Energy Queensland | Winter | Non-coincident | 2018 | ACTUAL_RAW | Operational-demand | 12.1097 | 32.729
QLD | QCNS | Cairns City | Energy Queensland | Winter | Non-coincident | 2018 | ACTUAL_OPG | Operational-demand | 12.1097 | 32.729
QLD | QCNS | Cairns City | Energy Queensland | Winter | Non-coincident | 2018 | ACTUAL_ADJUSTEDOPG | Operational-demand | 12.1097 | 32.729
QLD | QCNS | Cairns City | Energy Queensland | Winter | Coincident | 2019 | ACTUAL_OPG | Operational-demand | 21.4314 | 23.0815
QLD | QCNS | Cairns City | Energy Queensland | Winter | Coincident | 2019 | ACTUAL_RAW | Operational-demand | 21.4314 | 23.0815
QLD | QCNS | Cairns City | Energy Queensland | Winter | Non-coincident | 2019 | ACTUAL_RAW | Operational-demand | 11.3023 | 31.2992
QLD | QCNS | Cairns City | Energy Queensland | Winter | Non-coincident | 2019 | ACTUAL_OPG | Operational-demand | 11.3023 | 31.2992
QLD | QCNS | Cairns City | Energy Queensland | Winter | Non-coincident | 2019 | ACTUAL_ADJUSTEDOPG | Operational-demand | 11.3023 | 31.2992
QLD | QCNS | Cairns City | Energy Queensland | Winter | Non-coincident | 2019 | BASEYEARPOE90 | Operational-demand | 11.4616 | NA
QLD | QCNS | Cairns City | Energy Queensland | Winter | Non-coincident | 2019 | BASEYEARPOE50 | Operational-demand | 11.789 | 34.1543
QLD | QCNS | Cairns City | Energy Queensland | Winter | Coincident_unreconciled | 2020 | POE50 | Operational-demand | 22 | NA
QLD | QCNS | Cairns City | Energy Queensland | Winter | Coincident_unreconciled | 2020 | POE90 | Operational-demand | 20.4944 | NA
QLD | QCNS | Cairns City | Energy Queensland | Winter | Non-coincident | 2020 | POE50 | Operational-demand | 12.0249 | 34.3039
QLD | QCNS | Cairns City | Energy Queensland | Winter | Non-coincident | 2020 | POE90 | Operational-demand | 11.7052 | NA
QLD | QCNS | Cairns City | Energy Queensland | Winter | Coincident_unreconciled | 2021 | POE50 | Operational-demand | 21.1159 | NA
QLD | QCNS | Cairns City | Energy Queensland | Winter | Coincident_unreconciled | 2021 | POE90 | Operational-demand | 19.5958 | NA
QLD | QCNS | Cairns City | Energy Queensland | Winter | Non-coincident | 2021 | POE50 | Operational-demand | 12.1406 | 33.9942
QLD | QCNS | Cairns City | Energy Queensland | Winter | Non-coincident | 2021 | POE90 | Operational-demand | 11.8179 | NA
QLD | QCNS | Cairns City | Energy Queensland | Winter | Coincident_unreconciled | 2022 | POE50 | Operational-demand | 19.5899 | NA
QLD | QCNS | Cairns City | Energy Queensland | Winter | Coincident_unreconciled | 2022 | POE90 | Operational-demand | 18.0522 | NA
QLD | QCNS | Cairns City | Energy Queensland | Winter | Non-coincident | 2022 | POE50 | Operational-demand | 12.2805 | 33.3652
QLD | QCNS | Cairns City | Energy Queensland | Winter | Non-coincident | 2022 | POE90 | Operational-demand | 11.954 | NA
QLD | QCNS | Cairns City | Energy Queensland | Winter | Coincident_unreconciled | 2023 | POE50 | Operational-demand | 18.7429 | NA
QLD | QCNS | Cairns City | Energy Queensland | Winter | Coincident_unreconciled | 2023 | POE90 | Operational-demand | 17.1878 | NA
QLD | QCNS | Cairns City | Energy Queensland | Winter | Non-coincident | 2023 | POE50 | Operational-demand | 12.4203 | 33.1139
QLD | QCNS | Cairns City | Energy Queensland | Winter | Non-coincident | 2023 | POE90 | Operational-demand | 12.0901 | NA
QLD | QCNS | Cairns City | Energy Queensland | Winter | Coincident_unreconciled | 2024 | POE50 | Operational-demand | 18.9063 | NA
QLD | QCNS | Cairns City | Energy Queensland | Winter | Coincident_unreconciled | 2024 | POE90 | Operational-demand | 17.3336 | NA
QLD | QCNS | Cairns City | Energy Queensland | Winter | Non-coincident | 2024 | POE50 | Operational-demand | 12.5601 | 33.4246
QLD | QCNS | Cairns City | Energy Queensland | Winter | Non-coincident | 2024 | POE90 | Operational-demand | 12.2261 | NA
QLD | QCNS | Cairns City | Energy Queensland | Winter | Coincident_unreconciled | 2025 | POE50 | Operational-demand | 19.0719 | NA
QLD | QCNS | Cairns City | Energy Queensland | Winter | Coincident_unreconciled | 2025 | POE90 | Operational-demand | 17.4817 | NA
QLD | QCNS | Cairns City | Energy Queensland | Winter | Non-coincident | 2025 | POE50 | Operational-demand | 12.7003 | 33.738
QLD | QCNS | Cairns City | Energy Queensland | Winter | Non-coincident | 2025 | POE90 | Operational-demand | 12.3625 | NA
QLD | QCNS | Cairns City | Energy Queensland | Winter | Coincident_unreconciled | 2026 | POE50 | Operational-demand | 19.2656 | NA
QLD | QCNS | Cairns City | Energy Queensland | Winter | Coincident_unreconciled | 2026 | POE90 | Operational-demand | 17.6578 | NA
QLD | QCNS | Cairns City | Energy Queensland | Winter | Non-coincident | 2026 | POE50 | Operational-demand | 12.8422 | 34.0706
QLD | QCNS | Cairns City | Energy Queensland | Winter | Non-coincident | 2026 | POE90 | Operational-demand | 12.5004 | NA
QLD | QCNS | Cairns City | Energy Queensland | Winter | Coincident_unreconciled | 2027 | POE50 | Operational-demand | 19.5107 | NA
QLD | QCNS | Cairns City | Energy Queensland | Winter | Coincident_unreconciled | 2027 | POE90 | Operational-demand | 17.8841 | NA
QLD | QCNS | Cairns City | Energy Queensland | Winter | Non-coincident | 2027 | POE50 | Operational-demand | 12.9952 | 34.4491
QLD | QCNS | Cairns City | Energy Queensland | Winter | Non-coincident | 2027 | POE90 | Operational-demand | 12.6483 | NA
QLD | QCNS | Cairns City | Energy Queensland | Winter | Coincident_unreconciled | 2028 | POE50 | Operational-demand | 19.7783 | NA
QLD | QCNS | Cairns City | Energy Queensland | Winter | Coincident_unreconciled | 2028 | POE90 | Operational-demand | 18.1329 | NA
QLD | QCNS | Cairns City | Energy Queensland | Winter | Non-coincident | 2028 | POE50 | Operational-demand | 13.152 | 34.8452
QLD | QCNS | Cairns City | Energy Queensland | Winter | Non-coincident | 2028 | POE90 | Operational-demand | 12.799 | NA
QLD | QCNS | Cairns City | Energy Queensland | Winter | Coincident_unreconciled | 2029 | POE50 | Operational-demand | 20.0591 | NA
QLD | QCNS | Cairns City | Energy Queensland | Winter | Coincident_unreconciled | 2029 | POE90 | Operational-demand | 18.3947 | NA
QLD | QCNS | Cairns City | Energy Queensland | Winter | Non-coincident | 2029 | POE50 | Operational-demand | 13.3147 | 35.2533
QLD | QCNS | Cairns City | Energy Queensland | Winter | Non-coincident | 2029 | POE90 | Operational-demand | 12.9531 | NA
QLD | QCNS | Cairns City | Energy Queensland | Shoulder | Non-coincident | 2019 | BASEYEARPOE10 | Operational-demand | NA | 41.0349
QLD | QCNS | Cairns City | Energy Queensland | Shoulder | Coincident | 2021 | POE10 | Operational-demand | NA | 33.7332
QLD | QCNS | Cairns City | Energy Queensland | Shoulder | Coincident | 2021 | POE50 | Operational-demand | NA | 33.5314
QLD | QCNS | Cairns City | Energy Queensland | Shoulder | Non-coincident | 2021 | POE10 | Operational-demand | NA | 40.4736
QLD | QCNS | Cairns City | Energy Queensland | Shoulder | Coincident | 2022 | POE10 | Operational-demand | NA | 34.5921
QLD | QCNS | Cairns City | Energy Queensland | Shoulder | Coincident | 2022 | POE50 | Operational-demand | NA | 33.7947
QLD | QCNS | Cairns City | Energy Queensland | Shoulder | Non-coincident | 2022 | POE10 | Operational-demand | NA | 39.7077
QLD | QCNS | Cairns City | Energy Queensland | Shoulder | Coincident | 2023 | POE10 | Operational-demand | NA | 34.5998
QLD | QCNS | Cairns City | Energy Queensland | Shoulder | Coincident | 2023 | POE50 | Operational-demand | NA | 33.9481
QLD | QCNS | Cairns City | Energy Queensland | Shoulder | Non-coincident | 2023 | POE10 | Operational-demand | NA | 39.239
QLD | QCNS | Cairns City | Energy Queensland | Shoulder | Coincident | 2024 | POE10 | Operational-demand | NA | 35.026
QLD | QCNS | Cairns City | Energy Queensland | Shoulder | Coincident | 2024 | POE50 | Operational-demand | NA | 34.8131
QLD | QCNS | Cairns City | Energy Queensland | Shoulder | Non-coincident | 2024 | POE10 | Operational-demand | NA | 39.4173
QLD | QCNS | Cairns City | Energy Queensland | Shoulder | Coincident | 2025 | POE10 | Operational-demand | NA | 35.4966
QLD | QCNS | Cairns City | Energy Queensland | Shoulder | Coincident | 2025 | POE50 | Operational-demand | NA | 35.0238
QLD | QCNS | Cairns City | Energy Queensland | Shoulder | Non-coincident | 2025 | POE10 | Operational-demand | NA | 39.7961
QLD | QCNS | Cairns City | Energy Queensland | Shoulder | Coincident | 2026 | POE10 | Operational-demand | NA | 35.679
QLD | QCNS | Cairns City | Energy Queensland | Shoulder | Coincident | 2026 | POE50 | Operational-demand | NA | 35.3969
QLD | QCNS | Cairns City | Energy Queensland | Shoulder | Non-coincident | 2026 | POE10 | Operational-demand | NA | 40.1841
QLD | QCNS | Cairns City | Energy Queensland | Shoulder | Coincident | 2027 | POE10 | Operational-demand | NA | 35.9231
QLD | QCNS | Cairns City | Energy Queensland | Shoulder | Coincident | 2027 | POE50 | Operational-demand | NA | 35.6039
QLD | QCNS | Cairns City | Energy Queensland | Shoulder | Non-coincident | 2027 | POE10 | Operational-demand | NA | 40.6122
QLD | QCNS | Cairns City | Energy Queensland | Shoulder | Coincident | 2028 | POE10 | Operational-demand | NA | 36.2011
QLD | QCNS | Cairns City | Energy Queensland | Shoulder | Coincident | 2028 | POE50 | Operational-demand | NA | 35.9662
QLD | QCNS | Cairns City | Energy Queensland | Shoulder | Non-coincident | 2028 | POE10 | Operational-demand | NA | 41.073
QLD | QCNS | Cairns City | Energy Queensland | Shoulder | Coincident | 2029 | POE10 | Operational-demand | NA | 36.9674
QLD | QCNS | Cairns City | Energy Queensland | Shoulder | Coincident | 2029 | POE50 | Operational-demand | NA | 36.5112
QLD | QCNS | Cairns City | Energy Queensland | Shoulder | Non-coincident | 2029 | POE10 | Operational-demand | NA | 41.5506
QLD | QCNS | Cairns City | Energy Queensland | Shoulder | Coincident | 2030 | POE10 | Operational-demand | NA | 37.3998
QLD | QCNS | Cairns City | Energy Queensland | Shoulder | Coincident | 2030 | POE50 | Operational-demand | NA | 36.9766
QLD | QCNS | Cairns City | Energy Queensland | Shoulder | Non-coincident | 2030 | POE10 | Operational-demand | NA | 42.0358
QLD | QCNS | Cairns City | Energy Queensland | Summer | Non-coincident | 2019 | BASEYEARPOE10 | Operational-demand | NA | 47.7395
QLD | QCNS | Cairns City | Energy Queensland | Summer | Coincident | 2021 | POE10 | Operational-demand | NA | 38.585
QLD | QCNS | Cairns City | Energy Queensland | Summer | Coincident | 2021 | POE50 | Operational-demand | NA | 37.9154
QLD | QCNS | Cairns City | Energy Queensland | Summer | Non-coincident | 2021 | POE10 | Operational-demand | NA | 47.9372
QLD | QCNS | Cairns City | Energy Queensland | Summer | Coincident | 2022 | POE10 | Operational-demand | NA | 39.2344
QLD | QCNS | Cairns City | Energy Queensland | Summer | Coincident | 2022 | POE50 | Operational-demand | NA | 38.4658
QLD | QCNS | Cairns City | Energy Queensland | Summer | Non-coincident | 2022 | POE10 | Operational-demand | NA | 47.2629
QLD | QCNS | Cairns City | Energy Queensland | Summer | Coincident | 2023 | POE10 | Operational-demand | NA | 39.4096
QLD | QCNS | Cairns City | Energy Queensland | Summer | Coincident | 2023 | POE50 | Operational-demand | NA | 38.5219
QLD | QCNS | Cairns City | Energy Queensland | Summer | Non-coincident | 2023 | POE10 | Operational-demand | NA | 46.7332
QLD | QCNS | Cairns City | Energy Queensland | Summer | Coincident | 2024 | POE10 | Operational-demand | NA | 40.1946
QLD | QCNS | Cairns City | Energy Queensland | Summer | Coincident | 2024 | POE50 | Operational-demand | NA | 39.3204
QLD | QCNS | Cairns City | Energy Queensland | Summer | Non-coincident | 2024 | POE10 | Operational-demand | NA | 47.0301
QLD | QCNS | Cairns City | Energy Queensland | Summer | Coincident | 2025 | POE10 | Operational-demand | NA | 40.421
QLD | QCNS | Cairns City | Energy Queensland | Summer | Coincident | 2025 | POE50 | Operational-demand | NA | 39.7446
QLD | QCNS | Cairns City | Energy Queensland | Summer | Non-coincident | 2025 | POE10 | Operational-demand | NA | 47.4921
QLD | QCNS | Cairns City | Energy Queensland | Summer | Coincident | 2026 | POE10 | Operational-demand | NA | 41.0123
QLD | QCNS | Cairns City | Energy Queensland | Summer | Coincident | 2026 | POE50 | Operational-demand | NA | 40.1912
QLD | QCNS | Cairns City | Energy Queensland | Summer | Non-coincident | 2026 | POE10 | Operational-demand | NA | 47.9631
QLD | QCNS | Cairns City | Energy Queensland | Summer | Coincident | 2027 | POE10 | Operational-demand | NA | 41.1375
QLD | QCNS | Cairns City | Energy Queensland | Summer | Coincident | 2027 | POE50 | Operational-demand | NA | 40.4527
QLD | QCNS | Cairns City | Energy Queensland | Summer | Non-coincident | 2027 | POE10 | Operational-demand | NA | 48.4785
QLD | QCNS | Cairns City | Energy Queensland | Summer | Coincident | 2028 | POE10 | Operational-demand | NA | 41.6229
QLD | QCNS | Cairns City | Energy Queensland | Summer | Coincident | 2028 | POE50 | Operational-demand | NA | 40.9089
QLD | QCNS | Cairns City | Energy Queensland | Summer | Non-coincident | 2028 | POE10 | Operational-demand | NA | 49.0285
QLD | QCNS | Cairns City | Energy Queensland | Summer | Coincident | 2029 | POE10 | Operational-demand | NA | 41.9777
QLD | QCNS | Cairns City | Energy Queensland | Summer | Coincident | 2029 | POE50 | Operational-demand | NA | 41.4349
QLD | QCNS | Cairns City | Energy Queensland | Summer | Non-coincident | 2029 | POE10 | Operational-demand | NA | 49.5951
QLD | QCNS | Cairns City | Energy Queensland | Summer | Coincident | 2030 | POE10 | Operational-demand | NA | 42.4935
QLD | QCNS | Cairns City | Energy Queensland | Summer | Coincident | 2030 | POE50 | Operational-demand | NA | 41.7229
QLD | QCNS | Cairns City | Energy Queensland | Summer | Non-coincident | 2030 | POE10 | Operational-demand | NA | 50.1695
QLD | QCNS | Cairns City | Energy Queensland | Winter | Non-coincident | 2019 | BASEYEARPOE10 | Operational-demand | NA | 35.2669
QLD | QCNS | Cairns City | Energy Queensland | Winter | Coincident | 2020 | POE10 | Operational-demand | NA | 26.4572
QLD | QCNS | Cairns City | Energy Queensland | Winter | Coincident | 2020 | POE50 | Operational-demand | NA | 25.0954
QLD | QCNS | Cairns City | Energy Queensland | Winter | Non-coincident | 2020 | POE10 | Operational-demand | NA | 35.541
QLD | QCNS | Cairns City | Energy Queensland | Winter | Coincident | 2021 | POE10 | Operational-demand | NA | 26.2546
QLD | QCNS | Cairns City | Energy Queensland | Winter | Coincident | 2021 | POE50 | Operational-demand | NA | 24.8872
QLD | QCNS | Cairns City | Energy Queensland | Winter | Non-coincident | 2021 | POE10 | Operational-demand | NA | 35.2432
QLD | QCNS | Cairns City | Energy Queensland | Winter | Coincident | 2022 | POE10 | Operational-demand | NA | 26.765
QLD | QCNS | Cairns City | Energy Queensland | Winter | Coincident | 2022 | POE50 | Operational-demand | NA | 25.3597
QLD | QCNS | Cairns City | Energy Queensland | Winter | Non-coincident | 2022 | POE10 | Operational-demand | NA | 34.6286
QLD | QCNS | Cairns City | Energy Queensland | Winter | Coincident | 2023 | POE10 | Operational-demand | NA | 27.0828
QLD | QCNS | Cairns City | Energy Queensland | Winter | Coincident | 2023 | POE50 | Operational-demand | NA | 25.6267
QLD | QCNS | Cairns City | Energy Queensland | Winter | Non-coincident | 2023 | POE10 | Operational-demand | NA | 34.3917
QLD | QCNS | Cairns City | Energy Queensland | Winter | Coincident | 2024 | POE10 | Operational-demand | NA | 27.773
QLD | QCNS | Cairns City | Energy Queensland | Winter | Coincident | 2024 | POE50 | Operational-demand | NA | 26.178
QLD | QCNS | Cairns City | Energy Queensland | Winter | Non-coincident | 2024 | POE10 | Operational-demand | NA | 34.7168
QLD | QCNS | Cairns City | Energy Queensland | Winter | Coincident | 2025 | POE10 | Operational-demand | NA | 27.9746
QLD | QCNS | Cairns City | Energy Queensland | Winter | Coincident | 2025 | POE50 | Operational-demand | NA | 26.4239
QLD | QCNS | Cairns City | Energy Queensland | Winter | Non-coincident | 2025 | POE10 | Operational-demand | NA | 35.0445
QLD | QCNS | Cairns City | Energy Queensland | Winter | Coincident | 2026 | POE10 | Operational-demand | NA | 28.2529
QLD | QCNS | Cairns City | Energy Queensland | Winter | Coincident | 2026 | POE50 | Operational-demand | NA | 26.7367
QLD | QCNS | Cairns City | Energy Queensland | Winter | Non-coincident | 2026 | POE10 | Operational-demand | NA | 35.3916
QLD | QCNS | Cairns City | Energy Queensland | Winter | Coincident | 2027 | POE10 | Operational-demand | NA | 28.5529
QLD | QCNS | Cairns City | Energy Queensland | Winter | Coincident | 2027 | POE50 | Operational-demand | NA | 27.0232
QLD | QCNS | Cairns City | Energy Queensland | Winter | Non-coincident | 2027 | POE10 | Operational-demand | NA | 35.7856
QLD | QCNS | Cairns City | Energy Queensland | Winter | Coincident | 2028 | POE10 | Operational-demand | NA | 29.1806
QLD | QCNS | Cairns City | Energy Queensland | Winter | Coincident | 2028 | POE50 | Operational-demand | NA | 27.4037
QLD | QCNS | Cairns City | Energy Queensland | Winter | Non-coincident | 2028 | POE10 | Operational-demand | NA | 36.1972
QLD | QCNS | Cairns City | Energy Queensland | Winter | Coincident | 2029 | POE10 | Operational-demand | NA | 29.3701
QLD | QCNS | Cairns City | Energy Queensland | Winter | Coincident | 2029 | POE50 | Operational-demand | NA | 27.7261
QLD | QCNS | Cairns City | Energy Queensland | Winter | Non-coincident | 2029 | POE10 | Operational-demand | NA | 36.6208
QLD | QCOL | Collinsville North | Energy Queensland | Shoulder | Coincident | 2017 | ACTUAL_OPG | Operational-demand | 12.169 | 8.7289
QLD | QCOL | Collinsville North | Energy Queensland | Shoulder | Coincident | 2017 | ACTUAL_RAW | Operational-demand | 12.169 | 8.7289
QLD | QCOL | Collinsville North | Energy Queensland | Shoulder | Non-coincident | 2017 | ACTUAL_RAW | Operational-demand | 0.49802 | 13.6922
QLD | QCOL | Collinsville North | Energy Queensland | Shoulder | Non-coincident | 2017 | ACTUAL_OPG | Operational-demand | 0.49802 | 13.6922
QLD | QCOL | Collinsville North | Energy Queensland | Shoulder | Non-coincident | 2017 | ACTUAL_ADJUSTEDOPG | Operational-demand | 0.49802 | 13.6922
QLD | QCOL | Collinsville North | Energy Queensland | Shoulder | Coincident | 2018 | ACTUAL_OPG | Operational-demand | 9.3555 | 10.2276
QLD | QCOL | Collinsville North | Energy Queensland | Shoulder | Coincident | 2018 | ACTUAL_RAW | Operational-demand | 9.3555 | 10.2276
QLD | QCOL | Collinsville North | Energy Queensland | Shoulder | Non-coincident | 2018 | ACTUAL_RAW | Operational-demand | 2.7394 | 14.1633
QLD | QCOL | Collinsville North | Energy Queensland | Shoulder | Non-coincident | 2018 | ACTUAL_OPG | Operational-demand | 2.7394 | 14.1633
QLD | QCOL | Collinsville North | Energy Queensland | Shoulder | Non-coincident | 2018 | ACTUAL_ADJUSTEDOPG | Operational-demand | 2.7394 | 14.1633
QLD | QCOL | Collinsville North | Energy Queensland | Shoulder | Coincident | 2019 | ACTUAL_OPG | Operational-demand | 9.5121 | 9.0681
QLD | QCOL | Collinsville North | Energy Queensland | Shoulder | Coincident | 2019 | ACTUAL_RAW | Operational-demand | -4.9599 | 4.2001
QLD | QCOL | Collinsville North | Energy Queensland | Shoulder | Non-coincident | 2019 | ACTUAL_RAW | Operational-demand | -22.5859 | 12.4842
QLD | QCOL | Collinsville North | Energy Queensland | Shoulder | Non-coincident | 2019 | ACTUAL_OPG | Operational-demand | 3.9728 | 14.8053
QLD | QCOL | Collinsville North | Energy Queensland | Shoulder | Non-coincident | 2019 | ACTUAL_ADJUSTEDOPG | Operational-demand | 3.9728 | 14.8053
QLD | QCOL | Collinsville North | Energy Queensland | Shoulder | Non-coincident | 2019 | BASEYEARPOE90 | Operational-demand | 6.1077 | NA
QLD | QCOL | Collinsville North | Energy Queensland | Shoulder | Non-coincident | 2019 | BASEYEARPOE50 | Operational-demand | 6.4355 | 14.7576
QLD | QCOL | Collinsville North | Energy Queensland | Shoulder | Coincident | 2020 | ACTUAL_OPG | Operational-demand | 13.7705 | 10.0188
QLD | QCOL | Collinsville North | Energy Queensland | Shoulder | Coincident | 2020 | ACTUAL_RAW | Operational-demand | -18.1655 | 10.0628
QLD | QCOL | Collinsville North | Energy Queensland | Shoulder | Non-coincident | 2020 | ACTUAL_RAW | Operational-demand | -24.216 | 11.6627
QLD | QCOL | Collinsville North | Energy Queensland | Shoulder | Non-coincident | 2020 | ACTUAL_OPG | Operational-demand | 4.4581 | 14.528
QLD | QCOL | Collinsville North | Energy Queensland | Shoulder | Non-coincident | 2020 | ACTUAL_ADJUSTEDOPG | Operational-demand | 4.4581 | 14.528
QLD | QCOL | Collinsville North | Energy Queensland | Shoulder | Coincident_unreconciled | 2021 | POE90 | Operational-demand | 6.8 | NA
QLD | QCOL | Collinsville North | Energy Queensland | Shoulder | Coincident_unreconciled | 2021 | POE50 | Operational-demand | 9 | NA
QLD | QCOL | Collinsville North | Energy Queensland | Shoulder | Non-coincident | 2021 | POE90 | Operational-demand | 3.5 | NA
QLD | QCOL | Collinsville North | Energy Queensland | Shoulder | Non-coincident | 2021 | POE50 | Operational-demand | 4 | 13.0023
QLD | QCOL | Collinsville North | Energy Queensland | Shoulder | Coincident_unreconciled | 2022 | POE90 | Operational-demand | 7.4628 | NA
QLD | QCOL | Collinsville North | Energy Queensland | Shoulder | Coincident_unreconciled | 2022 | POE50 | Operational-demand | 8.1585 | NA
QLD | QCOL | Collinsville North | Energy Queensland | Shoulder | Non-coincident | 2022 | POE90 | Operational-demand | 3.4571 | NA
QLD | QCOL | Collinsville North | Energy Queensland | Shoulder | Non-coincident | 2022 | POE50 | Operational-demand | 3.9904 | 13.0336
QLD | QCOL | Collinsville North | Energy Queensland | Shoulder | Coincident_unreconciled | 2023 | POE90 | Operational-demand | 8.1468 | NA
QLD | QCOL | Collinsville North | Energy Queensland | Shoulder | Coincident_unreconciled | 2023 | POE50 | Operational-demand | 8.8319 | NA
QLD | QCOL | Collinsville North | Energy Queensland | Shoulder | Non-coincident | 2023 | POE90 | Operational-demand | 3.4107 | NA
QLD | QCOL | Collinsville North | Energy Queensland | Shoulder | Non-coincident | 2023 | POE50 | Operational-demand | 3.9788 | 13.0718
QLD | QCOL | Collinsville North | Energy Queensland | Shoulder | Coincident_unreconciled | 2024 | POE90 | Operational-demand | 8.3761 | NA
QLD | QCOL | Collinsville North | Energy Queensland | Shoulder | Coincident_unreconciled | 2024 | POE50 | Operational-demand | 9.0505 | NA
QLD | QCOL | Collinsville North | Energy Queensland | Shoulder | Non-coincident | 2024 | POE90 | Operational-demand | 3.3836 | NA
QLD | QCOL | Collinsville North | Energy Queensland | Shoulder | Non-coincident | 2024 | POE50 | Operational-demand | 3.9663 | 13.11
QLD | QCOL | Collinsville North | Energy Queensland | Shoulder | Coincident_unreconciled | 2025 | POE90 | Operational-demand | 8.4668 | NA
QLD | QCOL | Collinsville North | Energy Queensland | Shoulder | Coincident_unreconciled | 2025 | POE50 | Operational-demand | 9.1306 | NA
QLD | QCOL | Collinsville North | Energy Queensland | Shoulder | Non-coincident | 2025 | POE90 | Operational-demand | 3.3614 | NA
QLD | QCOL | Collinsville North | Energy Queensland | Shoulder | Non-coincident | 2025 | POE50 | Operational-demand | 3.9527 | 13.1491
QLD | QCOL | Collinsville North | Energy Queensland | Shoulder | Coincident_unreconciled | 2026 | POE90 | Operational-demand | 8.5543 | NA
QLD | QCOL | Collinsville North | Energy Queensland | Shoulder | Coincident_unreconciled | 2026 | POE50 | Operational-demand | 9.2076 | NA
QLD | QCOL | Collinsville North | Energy Queensland | Shoulder | Non-coincident | 2026 | POE90 | Operational-demand | 3.3395 | NA
QLD | QCOL | Collinsville North | Energy Queensland | Shoulder | Non-coincident | 2026 | POE50 | Operational-demand | 3.9389 | 13.1901
QLD | QCOL | Collinsville North | Energy Queensland | Shoulder | Coincident_unreconciled | 2027 | POE90 | Operational-demand | 8.6224 | NA
QLD | QCOL | Collinsville North | Energy Queensland | Shoulder | Coincident_unreconciled | 2027 | POE50 | Operational-demand | 9.2634 | NA
QLD | QCOL | Collinsville North | Energy Queensland | Shoulder | Non-coincident | 2027 | POE90 | Operational-demand | 3.3166 | NA
QLD | QCOL | Collinsville North | Energy Queensland | Shoulder | Non-coincident | 2027 | POE50 | Operational-demand | 3.9228 | 13.2403
QLD | QCOL | Collinsville North | Energy Queensland | Shoulder | Coincident_unreconciled | 2028 | POE90 | Operational-demand | 8.6724 | NA
QLD | QCOL | Collinsville North | Energy Queensland | Shoulder | Coincident_unreconciled | 2028 | POE50 | Operational-demand | 9.2999 | NA
QLD | QCOL | Collinsville North | Energy Queensland | Shoulder | Non-coincident | 2028 | POE90 | Operational-demand | 3.2963 | NA
QLD | QCOL | Collinsville North | Energy Queensland | Shoulder | Non-coincident | 2028 | POE50 | Operational-demand | 3.9071 | 13.2969
QLD | QCOL | Collinsville North | Energy Queensland | Shoulder | Coincident_unreconciled | 2029 | POE90 | Operational-demand | 8.7111 | NA
QLD | QCOL | Collinsville North | Energy Queensland | Shoulder | Coincident_unreconciled | 2029 | POE50 | Operational-demand | 9.3252 | NA
QLD | QCOL | Collinsville North | Energy Queensland | Shoulder | Non-coincident | 2029 | POE90 | Operational-demand | 3.2809 | NA
QLD | QCOL | Collinsville North | Energy Queensland | Shoulder | Non-coincident | 2029 | POE50 | Operational-demand | 3.8941 | 13.3571
QLD | QCOL | Collinsville North | Energy Queensland | Shoulder | Coincident_unreconciled | 2030 | POE90 | Operational-demand | 8.8115 | NA
QLD | QCOL | Collinsville North | Energy Queensland | Shoulder | Coincident_unreconciled | 2030 | POE50 | Operational-demand | 9.412 | NA
QLD | QCOL | Collinsville North | Energy Queensland | Shoulder | Non-coincident | 2030 | POE90 | Operational-demand | 3.2645 | NA
QLD | QCOL | Collinsville North | Energy Queensland | Shoulder | Non-coincident | 2030 | POE50 | Operational-demand | 3.8831 | 13.4225
QLD | QCOL | Collinsville North | Energy Queensland | Summer | Coincident | 2017 | ACTUAL_OPG | Operational-demand | 7.221 | 8.1443
QLD | QCOL | Collinsville North | Energy Queensland | Summer | Coincident | 2017 | ACTUAL_RAW | Operational-demand | 7.221 | 8.1443
QLD | QCOL | Collinsville North | Energy Queensland | Summer | Non-coincident | 2017 | ACTUAL_RAW | Operational-demand | 0.002096 | 12.8141
QLD | QCOL | Collinsville North | Energy Queensland | Summer | Non-coincident | 2017 | ACTUAL_OPG | Operational-demand | 0.002096 | 12.8141
QLD | QCOL | Collinsville North | Energy Queensland | Summer | Non-coincident | 2017 | ACTUAL_ADJUSTEDOPG | Operational-demand | 0.002096 | 12.8141
QLD | QCOL | Collinsville North | Energy Queensland | Summer | Coincident | 2018 | ACTUAL_OPG | Operational-demand | 8.5274 | 12.5745
QLD | QCOL | Collinsville North | Energy Queensland | Summer | Coincident | 2018 | ACTUAL_RAW | Operational-demand | 8.5274 | 12.5745
QLD | QCOL | Collinsville North | Energy Queensland | Summer | Non-coincident | 2018 | ACTUAL_RAW | Operational-demand | 0.19426 | 15.7707
QLD | QCOL | Collinsville North | Energy Queensland | Summer | Non-coincident | 2018 | ACTUAL_OPG | Operational-demand | 0.19426 | 15.7707
QLD | QCOL | Collinsville North | Energy Queensland | Summer | Non-coincident | 2018 | ACTUAL_ADJUSTEDOPG | Operational-demand | 0.19426 | 15.7707
QLD | QCOL | Collinsville North | Energy Queensland | Summer | Coincident | 2019 | ACTUAL_OPG | Operational-demand | 5.1592 | 8.7318
QLD | QCOL | Collinsville North | Energy Queensland | Summer | Coincident | 2019 | ACTUAL_RAW | Operational-demand | 5.2031 | -3.9142
QLD | QCOL | Collinsville North | Energy Queensland | Summer | Non-coincident | 2019 | ACTUAL_RAW | Operational-demand | -21.8413 | 12.5028
QLD | QCOL | Collinsville North | Energy Queensland | Summer | Non-coincident | 2019 | ACTUAL_OPG | Operational-demand | 2.6255 | 16.4138
QLD | QCOL | Collinsville North | Energy Queensland | Summer | Non-coincident | 2019 | ACTUAL_ADJUSTEDOPG | Operational-demand | 2.6255 | 16.4138
QLD | QCOL | Collinsville North | Energy Queensland | Summer | Non-coincident | 2019 | BASEYEARPOE90 | Operational-demand | 5.1164 | NA
QLD | QCOL | Collinsville North | Energy Queensland | Summer | Non-coincident | 2019 | BASEYEARPOE50 | Operational-demand | 5.4839 | 15.6203
QLD | QCOL | Collinsville North | Energy Queensland | Summer | Coincident | 2020 | ACTUAL_OPG | Operational-demand | 11.9585 | 10.8279
QLD | QCOL | Collinsville North | Energy Queensland | Summer | Coincident | 2020 | ACTUAL_RAW | Operational-demand | -19.9755 | 2.5179
QLD | QCOL | Collinsville North | Energy Queensland | Summer | Non-coincident | 2020 | ACTUAL_RAW | Operational-demand | -28.0305 | 12.8616
QLD | QCOL | Collinsville North | Energy Queensland | Summer | Non-coincident | 2020 | ACTUAL_OPG | Operational-demand | 2.5997 | 16.6126
QLD | QCOL | Collinsville North | Energy Queensland | Summer | Non-coincident | 2020 | ACTUAL_ADJUSTEDOPG | Operational-demand | 2.5997 | 16.6126
QLD | QCOL | Collinsville North | Energy Queensland | Summer | Coincident_unreconciled | 2021 | POE90 | Operational-demand | 5 | NA
QLD | QCOL | Collinsville North | Energy Queensland | Summer | Coincident_unreconciled | 2021 | POE50 | Operational-demand | 6 | NA
QLD | QCOL | Collinsville North | Energy Queensland | Summer | Non-coincident | 2021 | POE90 | Operational-demand | 1.5 | NA
QLD | QCOL | Collinsville North | Energy Queensland | Summer | Non-coincident | 2021 | POE50 | Operational-demand | 2 | 15.0023
QLD | QCOL | Collinsville North | Energy Queensland | Summer | Coincident_unreconciled | 2022 | POE90 | Operational-demand | 5.496 | NA
QLD | QCOL | Collinsville North | Energy Queensland | Summer | Coincident_unreconciled | 2022 | POE50 | Operational-demand | 6.4904 | NA
QLD | QCOL | Collinsville North | Energy Queensland | Summer | Non-coincident | 2022 | POE90 | Operational-demand | 1.4906 | NA
QLD | QCOL | Collinsville North | Energy Queensland | Summer | Non-coincident | 2022 | POE50 | Operational-demand | 1.9935 | 15.0467
QLD | QCOL | Collinsville North | Energy Queensland | Summer | Coincident_unreconciled | 2023 | POE90 | Operational-demand | 6.0105 | NA
QLD | QCOL | Collinsville North | Energy Queensland | Summer | Coincident_unreconciled | 2023 | POE50 | Operational-demand | 6.998 | NA
QLD | QCOL | Collinsville North | Energy Queensland | Summer | Non-coincident | 2023 | POE90 | Operational-demand | 1.4163 | NA
QLD | QCOL | Collinsville North | Energy Queensland | Summer | Non-coincident | 2023 | POE50 | Operational-demand | 1.9785 | 15.1011
QLD | QCOL | Collinsville North | Energy Queensland | Summer | Coincident_unreconciled | 2024 | POE90 | Operational-demand | 6.1616 | NA
QLD | QCOL | Collinsville North | Energy Queensland | Summer | Coincident_unreconciled | 2024 | POE50 | Operational-demand | 7.1424 | NA
QLD | QCOL | Collinsville North | Energy Queensland | Summer | Non-coincident | 2024 | POE90 | Operational-demand | 1.3441 | NA
QLD | QCOL | Collinsville North | Energy Queensland | Summer | Non-coincident | 2024 | POE50 | Operational-demand | 1.9095 | 15.1541
QLD | QCOL | Collinsville North | Energy Queensland | Summer | Coincident_unreconciled | 2025 | POE90 | Operational-demand | 6.2328 | NA
QLD | QCOL | Collinsville North | Energy Queensland | Summer | Coincident_unreconciled | 2025 | POE50 | Operational-demand | 7.2067 | NA
QLD | QCOL | Collinsville North | Energy Queensland | Summer | Non-coincident | 2025 | POE90 | Operational-demand | 1.3101 | NA
QLD | QCOL | Collinsville North | Energy Queensland | Summer | Non-coincident | 2025 | POE50 | Operational-demand | 1.8788 | 15.2062
QLD | QCOL | Collinsville North | Energy Queensland | Summer | Coincident_unreconciled | 2026 | POE90 | Operational-demand | 6.3026 | NA
QLD | QCOL | Collinsville North | Energy Queensland | Summer | Coincident_unreconciled | 2026 | POE50 | Operational-demand | 7.2697 | NA
QLD | QCOL | Collinsville North | Energy Queensland | Summer | Non-coincident | 2026 | POE90 | Operational-demand | 1.2767 | NA
QLD | QCOL | Collinsville North | Energy Queensland | Summer | Non-coincident | 2026 | POE50 | Operational-demand | 1.8487 | 15.259
QLD | QCOL | Collinsville North | Energy Queensland | Summer | Coincident_unreconciled | 2027 | POE90 | Operational-demand | 6.3596 | NA
QLD | QCOL | Collinsville North | Energy Queensland | Summer | Coincident_unreconciled | 2027 | POE50 | Operational-demand | 7.3187 | NA
QLD | QCOL | Collinsville North | Energy Queensland | Summer | Non-coincident | 2027 | POE90 | Operational-demand | 1.2495 | NA
QLD | QCOL | Collinsville North | Energy Queensland | Summer | Non-coincident | 2027 | POE50 | Operational-demand | 1.8253 | 15.3229
QLD | QCOL | Collinsville North | Energy Queensland | Summer | Coincident_unreconciled | 2028 | POE90 | Operational-demand | 6.4054 | NA
QLD | QCOL | Collinsville North | Energy Queensland | Summer | Coincident_unreconciled | 2028 | POE50 | Operational-demand | 7.3559 | NA
QLD | QCOL | Collinsville North | Energy Queensland | Summer | Non-coincident | 2028 | POE90 | Operational-demand | 1.2276 | NA
QLD | QCOL | Collinsville North | Energy Queensland | Summer | Non-coincident | 2028 | POE50 | Operational-demand | 1.8075 | 15.3966
QLD | QCOL | Collinsville North | Energy Queensland | Summer | Coincident_unreconciled | 2029 | POE90 | Operational-demand | 6.4436 | NA
QLD | QCOL | Collinsville North | Energy Queensland | Summer | Coincident_unreconciled | 2029 | POE50 | Operational-demand | 7.3854 | NA
QLD | QCOL | Collinsville North | Energy Queensland | Summer | Non-coincident | 2029 | POE90 | Operational-demand | 1.2094 | NA
QLD | QCOL | Collinsville North | Energy Queensland | Summer | Non-coincident | 2029 | POE50 | Operational-demand | 1.7934 | 15.4755
QLD | QCOL | Collinsville North | Energy Queensland | Summer | Coincident_unreconciled | 2030 | POE90 | Operational-demand | 6.5186 | NA
QLD | QCOL | Collinsville North | Energy Queensland | Summer | Coincident_unreconciled | 2030 | POE50 | Operational-demand | 7.4517 | NA
QLD | QCOL | Collinsville North | Energy Queensland | Summer | Non-coincident | 2030 | POE90 | Operational-demand | 1.1735 | NA
QLD | QCOL | Collinsville North | Energy Queensland | Summer | Non-coincident | 2030 | POE50 | Operational-demand | 1.7617 | 15.5585
QLD | QCOL | Collinsville North | Energy Queensland | Winter | Coincident | 2016 | ACTUAL_OPG | Operational-demand | 6.5758 | 7.2585
QLD | QCOL | Collinsville North | Energy Queensland | Winter | Coincident | 2016 | ACTUAL_RAW | Operational-demand | 6.5758 | 7.2585
QLD | QCOL | Collinsville North | Energy Queensland | Winter | Non-coincident | 2016 | ACTUAL_RAW | Operational-demand | 2.1266 | 13.6115
QLD | QCOL | Collinsville North | Energy Queensland | Winter | Non-coincident | 2016 | ACTUAL_OPG | Operational-demand | 2.1266 | 13.6115
QLD | QCOL | Collinsville North | Energy Queensland | Winter | Non-coincident | 2016 | ACTUAL_ADJUSTEDOPG | Operational-demand | 2.1266 | 13.6115
QLD | QCOL | Collinsville North | Energy Queensland | Winter | Coincident | 2017 | ACTUAL_OPG | Operational-demand | 11.8292 | 11.7615
QLD | QCOL | Collinsville North | Energy Queensland | Winter | Coincident | 2017 | ACTUAL_RAW | Operational-demand | 11.8292 | 11.7615
QLD | QCOL | Collinsville North | Energy Queensland | Winter | Non-coincident | 2017 | ACTUAL_RAW | Operational-demand | 3.7779 | 14.8162
QLD | QCOL | Collinsville North | Energy Queensland | Winter | Non-coincident | 2017 | ACTUAL_OPG | Operational-demand | 3.7779 | 14.8162
QLD | QCOL | Collinsville North | Energy Queensland | Winter | Non-coincident | 2017 | ACTUAL_ADJUSTEDOPG | Operational-demand | 3.7779 | 14.8162
QLD | QCOL | Collinsville North | Energy Queensland | Winter | Coincident | 2018 | ACTUAL_OPG | Operational-demand | 9.2091 | 11.1059
QLD | QCOL | Collinsville North | Energy Queensland | Winter | Coincident | 2018 | ACTUAL_RAW | Operational-demand | -3.6269 | 11.1059
QLD | QCOL | Collinsville North | Energy Queensland | Winter | Non-coincident | 2018 | ACTUAL_RAW | Operational-demand | -7.6999 | 14.3204
QLD | QCOL | Collinsville North | Energy Queensland | Winter | Non-coincident | 2018 | ACTUAL_OPG | Operational-demand | 0.92575 | 14.3204
QLD | QCOL | Collinsville North | Energy Queensland | Winter | Non-coincident | 2018 | ACTUAL_ADJUSTEDOPG | Operational-demand | 0.92575 | 14.3204
QLD | QCOL | Collinsville North | Energy Queensland | Winter | Coincident | 2019 | ACTUAL_OPG | Operational-demand | 13.2607 | 8.9299
QLD | QCOL | Collinsville North | Energy Queensland | Winter | Coincident | 2019 | ACTUAL_RAW | Operational-demand | -18.6233 | 8.9699
QLD | QCOL | Collinsville North | Energy Queensland | Winter | Non-coincident | 2019 | ACTUAL_RAW | Operational-demand | -24.4855 | 11.3843
QLD | QCOL | Collinsville North | Energy Queensland | Winter | Non-coincident | 2019 | ACTUAL_OPG | Operational-demand | 3.2795 | 14.4864
QLD | QCOL | Collinsville North | Energy Queensland | Winter | Non-coincident | 2019 | ACTUAL_ADJUSTEDOPG | Operational-demand | 3.2795 | 14.4864
QLD | QCOL | Collinsville North | Energy Queensland | Winter | Non-coincident | 2019 | BASEYEARPOE90 | Operational-demand | 3.858 | NA
QLD | QCOL | Collinsville North | Energy Queensland | Winter | Non-coincident | 2019 | BASEYEARPOE50 | Operational-demand | 5.1728 | 14.3951
QLD | QCOL | Collinsville North | Energy Queensland | Winter | Coincident_unreconciled | 2020 | POE90 | Operational-demand | 1.2903 | NA
QLD | QCOL | Collinsville North | Energy Queensland | Winter | Coincident_unreconciled | 2020 | POE50 | Operational-demand | 8.5035 | NA
QLD | QCOL | Collinsville North | Energy Queensland | Winter | Non-coincident | 2020 | POE50 | Operational-demand | 0.51296 | 15.0023
QLD | QCOL | Collinsville North | Energy Queensland | Winter | Non-coincident | 2020 | POE90 | Operational-demand | -1.6791 | NA
QLD | QCOL | Collinsville North | Energy Queensland | Winter | Coincident_unreconciled | 2021 | POE90 | Operational-demand | -0.22566 | NA
QLD | QCOL | Collinsville North | Energy Queensland | Winter | Coincident_unreconciled | 2021 | POE50 | Operational-demand | 7.065 | NA
QLD | QCOL | Collinsville North | Energy Queensland | Winter | Non-coincident | 2021 | POE50 | Operational-demand | 0.37198 | 14.9966
QLD | QCOL | Collinsville North | Energy Queensland | Winter | Non-coincident | 2021 | POE90 | Operational-demand | -1.7835 | NA
QLD | QCOL | Collinsville North | Energy Queensland | Winter | Coincident_unreconciled | 2022 | POE90 | Operational-demand | -2.8085 | NA
QLD | QCOL | Collinsville North | Energy Queensland | Winter | Coincident_unreconciled | 2022 | POE50 | Operational-demand | 4.6117 | NA
QLD | QCOL | Collinsville North | Energy Queensland | Winter | Non-coincident | 2022 | POE50 | Operational-demand | 0.13131 | 14.9863
QLD | QCOL | Collinsville North | Energy Queensland | Winter | Non-coincident | 2022 | POE90 | Operational-demand | -1.9618 | NA
QLD | QCOL | Collinsville North | Energy Queensland | Winter | Coincident_unreconciled | 2023 | POE90 | Operational-demand | -4.4986 | NA
QLD | QCOL | Collinsville North | Energy Queensland | Winter | Coincident_unreconciled | 2023 | POE50 | Operational-demand | 3.0511 | NA
QLD | QCOL | Collinsville North | Energy Queensland | Winter | Non-coincident | 2023 | POE50 | Operational-demand | -0.01893 | 14.9943
QLD | QCOL | Collinsville North | Energy Queensland | Winter | Non-coincident | 2023 | POE90 | Operational-demand | -2.0756 | NA
QLD | QCOL | Collinsville North | Energy Queensland | Winter | Coincident_unreconciled | 2024 | POE90 | Operational-demand | -5.0545 | NA
QLD | QCOL | Collinsville North | Energy Queensland | Winter | Coincident_unreconciled | 2024 | POE50 | Operational-demand | 2.6247 | NA
QLD | QCOL | Collinsville North | Energy Queensland | Winter | Non-coincident | 2024 | POE50 | Operational-demand | -0.05424 | 15.0236
QLD | QCOL | Collinsville North | Energy Queensland | Winter | Non-coincident | 2024 | POE90 | Operational-demand | -2.1067 | NA
QLD | QCOL | Collinsville North | Energy Queensland | Winter | Coincident_unreconciled | 2025 | POE90 | Operational-demand | -5.594 | NA
QLD | QCOL | Collinsville North | Energy Queensland | Winter | Coincident_unreconciled | 2025 | POE50 | Operational-demand | 2.2147 | NA
QLD | QCOL | Collinsville North | Energy Queensland | Winter | Non-coincident | 2025 | POE50 | Operational-demand | -0.08746 | 15.0523
QLD | QCOL | Collinsville North | Energy Queensland | Winter | Non-coincident | 2025 | POE90 | Operational-demand | -2.1361 | NA
QLD | QCOL | Collinsville North | Energy Queensland | Winter | Coincident_unreconciled | 2026 | POE90 | Operational-demand | -6.1309 | NA
QLD | QCOL | Collinsville North | Energy Queensland | Winter | Coincident_unreconciled | 2026 | POE50 | Operational-demand | 1.8104 | NA
QLD | QCOL | Collinsville North | Energy Queensland | Winter | Non-coincident | 2026 | POE50 | Operational-demand | -0.11923 | 15.0808
QLD | QCOL | Collinsville North | Energy Queensland | Winter | Non-coincident | 2026 | POE90 | Operational-demand | -2.1644 | NA
QLD | QCOL | Collinsville North | Energy Queensland | Winter | Coincident_unreconciled | 2027 | POE90 | Operational-demand | -6.6481 | NA
QLD | QCOL | Collinsville North | Energy Queensland | Winter | Coincident_unreconciled | 2027 | POE50 | Operational-demand | 1.4587 | NA
QLD | QCOL | Collinsville North | Energy Queensland | Winter | Non-coincident | 2027 | POE50 | Operational-demand | -0.14301 | 15.1195
QLD | QCOL | Collinsville North | Energy Queensland | Winter | Non-coincident | 2027 | POE90 | Operational-demand | -2.1884 | NA
QLD | QCOL | Collinsville North | Energy Queensland | Winter | Coincident_unreconciled | 2028 | POE90 | Operational-demand | -7.1363 | NA
QLD | QCOL | Collinsville North | Energy Queensland | Winter | Coincident_unreconciled | 2028 | POE50 | Operational-demand | 1.1328 | NA
QLD | QCOL | Collinsville North | Energy Queensland | Winter | Non-coincident | 2028 | POE50 | Operational-demand | -0.16394 | 15.1599
QLD | QCOL | Collinsville North | Energy Queensland | Winter | Non-coincident | 2028 | POE90 | Operational-demand | -2.2111 | NA
QLD | QCOL | Collinsville North | Energy Queensland | Winter | Coincident_unreconciled | 2029 | POE90 | Operational-demand | -7.5924 | NA
QLD | QCOL | Collinsville North | Energy Queensland | Winter | Coincident_unreconciled | 2029 | POE50 | Operational-demand | 0.84266 | NA
QLD | QCOL | Collinsville North | Energy Queensland | Winter | Non-coincident | 2029 | POE50 | Operational-demand | -0.18037 | 15.2027
QLD | QCOL | Collinsville North | Energy Queensland | Winter | Non-coincident | 2029 | POE90 | Operational-demand | -2.2305 | NA
QLD | QCOL | Collinsville North | Energy Queensland | Shoulder | Non-coincident | 2019 | BASEYEARPOE10 | Operational-demand | NA | 15.1104
QLD | QCOL | Collinsville North | Energy Queensland | Shoulder | Coincident | 2021 | POE10 | Operational-demand | NA | 12.5005
QLD | QCOL | Collinsville North | Energy Queensland | Shoulder | Coincident | 2021 | POE50 | Operational-demand | NA | 12.2972
QLD | QCOL | Collinsville North | Energy Queensland | Shoulder | Non-coincident | 2021 | POE10 | Operational-demand | NA | 13.8231
QLD | QCOL | Collinsville North | Energy Queensland | Shoulder | Coincident | 2022 | POE10 | Operational-demand | NA | 12.8713
QLD | QCOL | Collinsville North | Energy Queensland | Shoulder | Coincident | 2022 | POE50 | Operational-demand | NA | 12.4493
QLD | QCOL | Collinsville North | Energy Queensland | Shoulder | Non-coincident | 2022 | POE10 | Operational-demand | NA | 13.858
QLD | QCOL | Collinsville North | Energy Queensland | Shoulder | Coincident | 2023 | POE10 | Operational-demand | NA | 12.9277
QLD | QCOL | Collinsville North | Energy Queensland | Shoulder | Coincident | 2023 | POE50 | Operational-demand | NA | 12.5625
QLD | QCOL | Collinsville North | Energy Queensland | Shoulder | Non-coincident | 2023 | POE10 | Operational-demand | NA | 13.9006
QLD | QCOL | Collinsville North | Energy Queensland | Shoulder | Coincident | 2024 | POE10 | Operational-demand | NA | 13.0221
QLD | QCOL | Collinsville North | Energy Queensland | Shoulder | Coincident | 2024 | POE50 | Operational-demand | NA | 12.8188
QLD | QCOL | Collinsville North | Energy Queensland | Shoulder | Non-coincident | 2024 | POE10 | Operational-demand | NA | 13.9433
QLD | QCOL | Collinsville North | Energy Queensland | Shoulder | Coincident | 2025 | POE10 | Operational-demand | NA | 13.0954
QLD | QCOL | Collinsville North | Energy Queensland | Shoulder | Coincident | 2025 | POE50 | Operational-demand | NA | 12.7957
QLD | QCOL | Collinsville North | Energy Queensland | Shoulder | Non-coincident | 2025 | POE10 | Operational-demand | NA | 13.9868
QLD | QCOL | Collinsville North | Energy Queensland | Shoulder | Coincident | 2026 | POE10 | Operational-demand | NA | 13.062
QLD | QCOL | Collinsville North | Energy Queensland | Shoulder | Coincident | 2026 | POE50 | Operational-demand | NA | 12.8317
QLD | QCOL | Collinsville North | Energy Queensland | Shoulder | Non-coincident | 2026 | POE10 | Operational-demand | NA | 14.0323
QLD | QCOL | Collinsville North | Energy Queensland | Shoulder | Coincident | 2027 | POE10 | Operational-demand | NA | 13.049
QLD | QCOL | Collinsville North | Energy Queensland | Shoulder | Coincident | 2027 | POE50 | Operational-demand | NA | 12.8045
QLD | QCOL | Collinsville North | Energy Queensland | Shoulder | Non-coincident | 2027 | POE10 | Operational-demand | NA | 14.0876
QLD | QCOL | Collinsville North | Energy Queensland | Shoulder | Coincident | 2028 | POE10 | Operational-demand | NA | 13.0459
QLD | QCOL | Collinsville North | Energy Queensland | Shoulder | Coincident | 2028 | POE50 | Operational-demand | NA | 12.8304
QLD | QCOL | Collinsville North | Energy Queensland | Shoulder | Non-coincident | 2028 | POE10 | Operational-demand | NA | 14.1498
QLD | QCOL | Collinsville North | Energy Queensland | Shoulder | Coincident | 2029 | POE10 | Operational-demand | NA | 13.2169
QLD | QCOL | Collinsville North | Energy Queensland | Shoulder | Coincident | 2029 | POE50 | Operational-demand | NA | 12.92
QLD | QCOL | Collinsville North | Energy Queensland | Shoulder | Non-coincident | 2029 | POE10 | Operational-demand | NA | 14.2156
QLD | QCOL | Collinsville North | Energy Queensland | Shoulder | Coincident | 2030 | POE10 | Operational-demand | NA | 13.2695
QLD | QCOL | Collinsville North | Energy Queensland | Shoulder | Coincident | 2030 | POE50 | Operational-demand | NA | 12.9829
QLD | QCOL | Collinsville North | Energy Queensland | Shoulder | Non-coincident | 2030 | POE10 | Operational-demand | NA | 14.2867
QLD | QCOL | Collinsville North | Energy Queensland | Summer | Non-coincident | 2019 | BASEYEARPOE10 | Operational-demand | NA | 16.0806
QLD | QCOL | Collinsville North | Energy Queensland | Summer | Coincident | 2021 | POE10 | Operational-demand | NA | 13.319
QLD | QCOL | Collinsville North | Energy Queensland | Summer | Coincident | 2021 | POE50 | Operational-demand | NA | 12.9691
QLD | QCOL | Collinsville North | Energy Queensland | Summer | Non-coincident | 2021 | POE10 | Operational-demand | NA | 16.3794
QLD | QCOL | Collinsville North | Energy Queensland | Summer | Coincident | 2022 | POE10 | Operational-demand | NA | 13.5953
QLD | QCOL | Collinsville North | Energy Queensland | Summer | Coincident | 2022 | POE50 | Operational-demand | NA | 13.2158
QLD | QCOL | Collinsville North | Energy Queensland | Summer | Non-coincident | 2022 | POE10 | Operational-demand | NA | 16.4305
QLD | QCOL | Collinsville North | Energy Queensland | Summer | Coincident | 2023 | POE10 | Operational-demand | NA | 13.7125
QLD | QCOL | Collinsville North | Energy Queensland | Summer | Coincident | 2023 | POE50 | Operational-demand | NA | 13.2977
QLD | QCOL | Collinsville North | Energy Queensland | Summer | Non-coincident | 2023 | POE10 | Operational-demand | NA | 16.4931
QLD | QCOL | Collinsville North | Energy Queensland | Summer | Coincident | 2024 | POE10 | Operational-demand | NA | 13.9122
QLD | QCOL | Collinsville North | Energy Queensland | Summer | Coincident | 2024 | POE50 | Operational-demand | NA | 13.5018
QLD | QCOL | Collinsville North | Energy Queensland | Summer | Non-coincident | 2024 | POE10 | Operational-demand | NA | 16.5543
QLD | QCOL | Collinsville North | Energy Queensland | Summer | Coincident | 2025 | POE10 | Operational-demand | NA | 13.8882
QLD | QCOL | Collinsville North | Energy Queensland | Summer | Coincident | 2025 | POE50 | Operational-demand | NA | 13.5454
QLD | QCOL | Collinsville North | Energy Queensland | Summer | Non-coincident | 2025 | POE10 | Operational-demand | NA | 16.6147
QLD | QCOL | Collinsville North | Energy Queensland | Summer | Coincident | 2026 | POE10 | Operational-demand | NA | 13.9881
QLD | QCOL | Collinsville North | Energy Queensland | Summer | Coincident | 2026 | POE50 | Operational-demand | NA | 13.5949
QLD | QCOL | Collinsville North | Energy Queensland | Summer | Non-coincident | 2026 | POE10 | Operational-demand | NA | 16.6756
QLD | QCOL | Collinsville North | Energy Queensland | Summer | Coincident | 2027 | POE10 | Operational-demand | NA | 13.9272
QLD | QCOL | Collinsville North | Energy Queensland | Summer | Coincident | 2027 | POE50 | Operational-demand | NA | 13.5794
QLD | QCOL | Collinsville North | Energy Queensland | Summer | Non-coincident | 2027 | POE10 | Operational-demand | NA | 16.7491
QLD | QCOL | Collinsville North | Energy Queensland | Summer | Coincident | 2028 | POE10 | Operational-demand | NA | 13.988
QLD | QCOL | Collinsville North | Energy Queensland | Summer | Coincident | 2028 | POE50 | Operational-demand | NA | 13.6285
QLD | QCOL | Collinsville North | Energy Queensland | Summer | Non-coincident | 2028 | POE10 | Operational-demand | NA | 16.8332
QLD | QCOL | Collinsville North | Energy Queensland | Summer | Coincident | 2029 | POE10 | Operational-demand | NA | 14.0053
QLD | QCOL | Collinsville North | Energy Queensland | Summer | Coincident | 2029 | POE50 | Operational-demand | NA | 13.7009
QLD | QCOL | Collinsville North | Energy Queensland | Summer | Non-coincident | 2029 | POE10 | Operational-demand | NA | 16.9226
QLD | QCOL | Collinsville North | Energy Queensland | Summer | Coincident | 2030 | POE10 | Operational-demand | NA | 14.0776
QLD | QCOL | Collinsville North | Energy Queensland | Summer | Coincident | 2030 | POE50 | Operational-demand | NA | 13.6959
QLD | QCOL | Collinsville North | Energy Queensland | Summer | Non-coincident | 2030 | POE10 | Operational-demand | NA | 17.016
QLD | QCOL | Collinsville North | Energy Queensland | Winter | Non-coincident | 2019 | BASEYEARPOE10 | Operational-demand | NA | 14.9289
QLD | QCOL | Collinsville North | Energy Queensland | Winter | Coincident | 2020 | POE10 | Operational-demand | NA | 13.1104
QLD | QCOL | Collinsville North | Energy Queensland | Winter | Coincident | 2020 | POE50 | Operational-demand | NA | 11.9932
QLD | QCOL | Collinsville North | Energy Queensland | Winter | Non-coincident | 2020 | POE10 | Operational-demand | NA | 16.1365
QLD | QCOL | Collinsville North | Energy Queensland | Winter | Coincident | 2021 | POE10 | Operational-demand | NA | 13.0173
QLD | QCOL | Collinsville North | Energy Queensland | Winter | Coincident | 2021 | POE50 | Operational-demand | NA | 11.9028
QLD | QCOL | Collinsville North | Energy Queensland | Winter | Non-coincident | 2021 | POE10 | Operational-demand | NA | 16.135
QLD | QCOL | Collinsville North | Energy Queensland | Winter | Coincident | 2022 | POE10 | Operational-demand | NA | 13.3346
QLD | QCOL | Collinsville North | Energy Queensland | Winter | Coincident | 2022 | POE50 | Operational-demand | NA | 12.1917
QLD | QCOL | Collinsville North | Energy Queensland | Winter | Non-coincident | 2022 | POE10 | Operational-demand | NA | 16.1319
QLD | QCOL | Collinsville North | Energy Queensland | Winter | Coincident | 2023 | POE10 | Operational-demand | NA | 13.4871
QLD | QCOL | Collinsville North | Energy Queensland | Winter | Coincident | 2023 | POE50 | Operational-demand | NA | 12.316
QLD | QCOL | Collinsville North | Energy Queensland | Winter | Non-coincident | 2023 | POE10 | Operational-demand | NA | 16.1471
QLD | QCOL | Collinsville North | Energy Queensland | Winter | Coincident | 2024 | POE10 | Operational-demand | NA | 13.7165
QLD | QCOL | Collinsville North | Energy Queensland | Winter | Coincident | 2024 | POE50 | Operational-demand | NA | 12.4738
QLD | QCOL | Collinsville North | Energy Queensland | Winter | Non-coincident | 2024 | POE10 | Operational-demand | NA | 16.1835
QLD | QCOL | Collinsville North | Energy Queensland | Winter | Coincident | 2025 | POE10 | Operational-demand | NA | 13.7024
QLD | QCOL | Collinsville North | Energy Queensland | Winter | Coincident | 2025 | POE50 | Operational-demand | NA | 12.4843
QLD | QCOL | Collinsville North | Energy Queensland | Winter | Non-coincident | 2025 | POE10 | Operational-demand | NA | 16.2194
QLD | QCOL | Collinsville North | Energy Queensland | Winter | Coincident | 2026 | POE10 | Operational-demand | NA | 13.7236
QLD | QCOL | Collinsville North | Energy Queensland | Winter | Coincident | 2026 | POE50 | Operational-demand | NA | 12.5237
QLD | QCOL | Collinsville North | Energy Queensland | Winter | Non-coincident | 2026 | POE10 | Operational-demand | NA | 16.2553
QLD | QCOL | Collinsville North | Energy Queensland | Winter | Coincident | 2027 | POE10 | Operational-demand | NA | 13.7516
QLD | QCOL | Collinsville North | Energy Queensland | Winter | Coincident | 2027 | POE50 | Operational-demand | NA | 12.5464
QLD | QCOL | Collinsville North | Energy Queensland | Winter | Non-coincident | 2027 | POE10 | Operational-demand | NA | 16.3031
QLD | QCOL | Collinsville North | Energy Queensland | Winter | Coincident | 2028 | POE10 | Operational-demand | NA | 13.9368
QLD | QCOL | Collinsville North | Energy Queensland | Winter | Coincident | 2028 | POE50 | Operational-demand | NA | 12.6133
QLD | QCOL | Collinsville North | Energy Queensland | Winter | Non-coincident | 2028 | POE10 | Operational-demand | NA | 16.3525
QLD | QCOL | Collinsville North | Energy Queensland | Winter | Coincident | 2029 | POE10 | Operational-demand | NA | 13.9134
QLD | QCOL | Collinsville North | Energy Queensland | Winter | Coincident | 2029 | POE50 | Operational-demand | NA | 12.6545
QLD | QCOL | Collinsville North | Energy Queensland | Winter | Non-coincident | 2029 | POE10 | Operational-demand | NA | 16.4045
QLD | QCRN | Cairns | Energy Queensland | Shoulder | Coincident | 2017 | ACTUAL_OPG | Operational-demand | 18.6532 | 36.0302
QLD | QCRN | Cairns | Energy Queensland | Shoulder | Coincident | 2017 | ACTUAL_RAW | Operational-demand | 18.6532 | 36.0302
QLD | QCRN | Cairns | Energy Queensland | Shoulder | Non-coincident | 2017 | ACTUAL_RAW | Operational-demand | 16.1481 | 46.6693
QLD | QCRN | Cairns | Energy Queensland | Shoulder | Non-coincident | 2017 | ACTUAL_OPG | Operational-demand | 16.1481 | 46.6693
QLD | QCRN | Cairns | Energy Queensland | Shoulder | Non-coincident | 2017 | ACTUAL_ADJUSTEDOPG | Operational-demand | 16.1481 | 46.6693
QLD | QCRN | Cairns | Energy Queensland | Shoulder | Coincident | 2018 | ACTUAL_OPG | Operational-demand | 17.8952 | 41.0929
QLD | QCRN | Cairns | Energy Queensland | Shoulder | Coincident | 2018 | ACTUAL_RAW | Operational-demand | 17.8952 | 41.0929
QLD | QCRN | Cairns | Energy Queensland | Shoulder | Non-coincident | 2018 | ACTUAL_RAW | Operational-demand | 16.4544 | 47.2488
QLD | QCRN | Cairns | Energy Queensland | Shoulder | Non-coincident | 2018 | ACTUAL_OPG | Operational-demand | 16.4544 | 47.2488
QLD | QCRN | Cairns | Energy Queensland | Shoulder | Non-coincident | 2018 | ACTUAL_ADJUSTEDOPG | Operational-demand | 16.4544 | 47.2488
QLD | QCRN | Cairns | Energy Queensland | Shoulder | Coincident | 2019 | ACTUAL_OPG | Operational-demand | 20.9215 | 40.8834
QLD | QCRN | Cairns | Energy Queensland | Shoulder | Coincident | 2019 | ACTUAL_RAW | Operational-demand | 20.9215 | 40.8834
QLD | QCRN | Cairns | Energy Queensland | Shoulder | Non-coincident | 2019 | ACTUAL_RAW | Operational-demand | 16.5027 | 48.5456
QLD | QCRN | Cairns | Energy Queensland | Shoulder | Non-coincident | 2019 | ACTUAL_OPG | Operational-demand | 16.5027 | 48.5456
QLD | QCRN | Cairns | Energy Queensland | Shoulder | Non-coincident | 2019 | ACTUAL_ADJUSTEDOPG | Operational-demand | 16.5027 | 48.5456
QLD | QCRN | Cairns | Energy Queensland | Shoulder | Non-coincident | 2019 | BASEYEARPOE90 | Operational-demand | 11.3926 | NA
QLD | QCRN | Cairns | Energy Queensland | Shoulder | Non-coincident | 2019 | BASEYEARPOE50 | Operational-demand | 13.1505 | 44.5654
QLD | QCRN | Cairns | Energy Queensland | Shoulder | Coincident | 2020 | ACTUAL_OPG | Operational-demand | 15.506 | 37.1843
QLD | QCRN | Cairns | Energy Queensland | Shoulder | Coincident | 2020 | ACTUAL_RAW | Operational-demand | 15.506 | 37.1843
QLD | QCRN | Cairns | Energy Queensland | Shoulder | Non-coincident | 2020 | ACTUAL_RAW | Operational-demand | 14.666 | 40.6237
QLD | QCRN | Cairns | Energy Queensland | Shoulder | Non-coincident | 2020 | ACTUAL_OPG | Operational-demand | 14.666 | 40.6237
QLD | QCRN | Cairns | Energy Queensland | Shoulder | Non-coincident | 2020 | ACTUAL_ADJUSTEDOPG | Operational-demand | 14.666 | 40.6237
QLD | QCRN | Cairns | Energy Queensland | Shoulder | Coincident_unreconciled | 2021 | POE50 | Operational-demand | 16.2139 | NA
QLD | QCRN | Cairns | Energy Queensland | Shoulder | Coincident_unreconciled | 2021 | POE90 | Operational-demand | 11.1656 | NA
QLD | QCRN | Cairns | Energy Queensland | Shoulder | Non-coincident | 2021 | POE50 | Operational-demand | 13.3204 | 43.7476
QLD | QCRN | Cairns | Energy Queensland | Shoulder | Non-coincident | 2021 | POE90 | Operational-demand | 9.2337 | NA
QLD | QCRN | Cairns | Energy Queensland | Shoulder | Coincident_unreconciled | 2022 | POE50 | Operational-demand | 13.823 | NA
QLD | QCRN | Cairns | Energy Queensland | Shoulder | Coincident_unreconciled | 2022 | POE90 | Operational-demand | 8.7193 | NA
QLD | QCRN | Cairns | Energy Queensland | Shoulder | Non-coincident | 2022 | POE50 | Operational-demand | 11.4313 | 43.3923
QLD | QCRN | Cairns | Energy Queensland | Shoulder | Non-coincident | 2022 | POE90 | Operational-demand | 7.2106 | NA
QLD | QCRN | Cairns | Energy Queensland | Shoulder | Coincident_unreconciled | 2023 | POE50 | Operational-demand | 11.502 | NA
QLD | QCRN | Cairns | Energy Queensland | Shoulder | Coincident_unreconciled | 2023 | POE90 | Operational-demand | 6.338 | NA
QLD | QCRN | Cairns | Energy Queensland | Shoulder | Non-coincident | 2023 | POE50 | Operational-demand | 9.5119 | 43.0918
QLD | QCRN | Cairns | Energy Queensland | Shoulder | Non-coincident | 2023 | POE90 | Operational-demand | 5.2414 | NA
QLD | QCRN | Cairns | Energy Queensland | Shoulder | Coincident_unreconciled | 2024 | POE50 | Operational-demand | 10.3928 | NA
QLD | QCRN | Cairns | Energy Queensland | Shoulder | Coincident_unreconciled | 2024 | POE90 | Operational-demand | 5.1686 | NA
QLD | QCRN | Cairns | Energy Queensland | Shoulder | Non-coincident | 2024 | POE50 | Operational-demand | 8.5946 | 43.1692
QLD | QCRN | Cairns | Energy Queensland | Shoulder | Non-coincident | 2024 | POE90 | Operational-demand | 4.2743 | NA
QLD | QCRN | Cairns | Energy Queensland | Shoulder | Coincident_unreconciled | 2025 | POE50 | Operational-demand | 9.7488 | NA
QLD | QCRN | Cairns | Energy Queensland | Shoulder | Coincident_unreconciled | 2025 | POE90 | Operational-demand | 4.4643 | NA
QLD | QCRN | Cairns | Energy Queensland | Shoulder | Non-coincident | 2025 | POE50 | Operational-demand | 8.062 | 43.4081
QLD | QCRN | Cairns | Energy Queensland | Shoulder | Non-coincident | 2025 | POE90 | Operational-demand | 3.6919 | NA
QLD | QCRN | Cairns | Energy Queensland | Shoulder | Coincident_unreconciled | 2026 | POE50 | Operational-demand | 9.1695 | NA
QLD | QCRN | Cairns | Energy Queensland | Shoulder | Coincident_unreconciled | 2026 | POE90 | Operational-demand | 3.8249 | NA
QLD | QCRN | Cairns | Energy Queensland | Shoulder | Non-coincident | 2026 | POE50 | Operational-demand | 7.583 | 43.7174
QLD | QCRN | Cairns | Energy Queensland | Shoulder | Non-coincident | 2026 | POE90 | Operational-demand | 3.1631 | NA
QLD | QCRN | Cairns | Energy Queensland | Shoulder | Coincident_unreconciled | 2027 | POE50 | Operational-demand | 8.7597 | NA
QLD | QCRN | Cairns | Energy Queensland | Shoulder | Coincident_unreconciled | 2027 | POE90 | Operational-demand | 3.3521 | NA
QLD | QCRN | Cairns | Energy Queensland | Shoulder | Non-coincident | 2027 | POE50 | Operational-demand | 7.2441 | 44.123
QLD | QCRN | Cairns | Energy Queensland | Shoulder | Non-coincident | 2027 | POE90 | Operational-demand | 2.7721 | NA
QLD | QCRN | Cairns | Energy Queensland | Shoulder | Coincident_unreconciled | 2028 | POE50 | Operational-demand | 8.4726 | NA
QLD | QCRN | Cairns | Energy Queensland | Shoulder | Coincident_unreconciled | 2028 | POE90 | Operational-demand | 3.0001 | NA
QLD | QCRN | Cairns | Energy Queensland | Shoulder | Non-coincident | 2028 | POE50 | Operational-demand | 7.0066 | 44.6109
QLD | QCRN | Cairns | Energy Queensland | Shoulder | Non-coincident | 2028 | POE90 | Operational-demand | 2.481 | NA
QLD | QCRN | Cairns | Energy Queensland | Shoulder | Coincident_unreconciled | 2029 | POE50 | Operational-demand | 8.275 | NA
QLD | QCRN | Cairns | Energy Queensland | Shoulder | Coincident_unreconciled | 2029 | POE90 | Operational-demand | 2.7376 | NA
QLD | QCRN | Cairns | Energy Queensland | Shoulder | Non-coincident | 2029 | POE50 | Operational-demand | 6.8432 | 45.1663
QLD | QCRN | Cairns | Energy Queensland | Shoulder | Non-coincident | 2029 | POE90 | Operational-demand | 2.2639 | NA
QLD | QCRN | Cairns | Energy Queensland | Shoulder | Coincident_unreconciled | 2030 | POE50 | Operational-demand | 8.1518 | NA
QLD | QCRN | Cairns | Energy Queensland | Shoulder | Coincident_unreconciled | 2030 | POE90 | Operational-demand | 2.5496 | NA
QLD | QCRN | Cairns | Energy Queensland | Shoulder | Non-coincident | 2030 | POE50 | Operational-demand | 6.7413 | 45.8088
QLD | QCRN | Cairns | Energy Queensland | Shoulder | Non-coincident | 2030 | POE90 | Operational-demand | 2.1084 | NA
QLD | QCRN | Cairns | Energy Queensland | Summer | Coincident | 2017 | ACTUAL_OPG | Operational-demand | 20.6713 | 37.7455
QLD | QCRN | Cairns | Energy Queensland | Summer | Coincident | 2017 | ACTUAL_RAW | Operational-demand | 20.6713 | 37.7455
QLD | QCRN | Cairns | Energy Queensland | Summer | Non-coincident | 2017 | ACTUAL_RAW | Operational-demand | 19.5858 | 59.4622
QLD | QCRN | Cairns | Energy Queensland | Summer | Non-coincident | 2017 | ACTUAL_OPG | Operational-demand | 19.5858 | 59.4622
QLD | QCRN | Cairns | Energy Queensland | Summer | Non-coincident | 2017 | ACTUAL_ADJUSTEDOPG | Operational-demand | 19.5858 | 59.4622
QLD | QCRN | Cairns | Energy Queensland | Summer | Coincident | 2018 | ACTUAL_OPG | Operational-demand | 18.3263 | 52.1881
QLD | QCRN | Cairns | Energy Queensland | Summer | Coincident | 2018 | ACTUAL_RAW | Operational-demand | 18.3263 | 52.1881
QLD | QCRN | Cairns | Energy Queensland | Summer | Non-coincident | 2018 | ACTUAL_RAW | Operational-demand | 9.3852 | 58.9966
QLD | QCRN | Cairns | Energy Queensland | Summer | Non-coincident | 2018 | ACTUAL_OPG | Operational-demand | 9.3852 | 58.9966
QLD | QCRN | Cairns | Energy Queensland | Summer | Non-coincident | 2018 | ACTUAL_ADJUSTEDOPG | Operational-demand | 18.0759 | 58.9966
QLD | QCRN | Cairns | Energy Queensland | Summer | Coincident | 2019 | ACTUAL_OPG | Operational-demand | 21.4055 | 54.6146
QLD | QCRN | Cairns | Energy Queensland | Summer | Coincident | 2019 | ACTUAL_RAW | Operational-demand | 21.4055 | 54.6146
QLD | QCRN | Cairns | Energy Queensland | Summer | Non-coincident | 2019 | ACTUAL_RAW | Operational-demand | 19.829 | 67.5392
QLD | QCRN | Cairns | Energy Queensland | Summer | Non-coincident | 2019 | ACTUAL_OPG | Operational-demand | 19.829 | 67.5392
QLD | QCRN | Cairns | Energy Queensland | Summer | Non-coincident | 2019 | ACTUAL_ADJUSTEDOPG | Operational-demand | 19.829 | 67.5392
QLD | QCRN | Cairns | Energy Queensland | Summer | Non-coincident | 2019 | BASEYEARPOE90 | Operational-demand | 15.9809 | NA
QLD | QCRN | Cairns | Energy Queensland | Summer | Non-coincident | 2019 | BASEYEARPOE50 | Operational-demand | 17.6924 | 60.3104
QLD | QCRN | Cairns | Energy Queensland | Summer | Coincident | 2020 | ACTUAL_OPG | Operational-demand | 19.5689 | 49.1137
QLD | QCRN | Cairns | Energy Queensland | Summer | Coincident | 2020 | ACTUAL_RAW | Operational-demand | 19.5689 | 49.1137
QLD | QCRN | Cairns | Energy Queensland | Summer | Non-coincident | 2020 | ACTUAL_RAW | Operational-demand | 17.1161 | 64.0007
QLD | QCRN | Cairns | Energy Queensland | Summer | Non-coincident | 2020 | ACTUAL_OPG | Operational-demand | 17.1161 | 64.0007
QLD | QCRN | Cairns | Energy Queensland | Summer | Non-coincident | 2020 | ACTUAL_ADJUSTEDOPG | Operational-demand | 17.1161 | 64.0007
QLD | QCRN | Cairns | Energy Queensland | Summer | Coincident_unreconciled | 2021 | POE50 | Operational-demand | 20 | NA
QLD | QCRN | Cairns | Energy Queensland | Summer | Coincident_unreconciled | 2021 | POE90 | Operational-demand | 15.2833 | NA
QLD | QCRN | Cairns | Energy Queensland | Summer | Non-coincident | 2021 | POE50 | Operational-demand | 17.2946 | 59.8741
QLD | QCRN | Cairns | Energy Queensland | Summer | Non-coincident | 2021 | POE90 | Operational-demand | 12.1169 | NA
QLD | QCRN | Cairns | Energy Queensland | Summer | Coincident_unreconciled | 2022 | POE50 | Operational-demand | 17.6964 | NA
QLD | QCRN | Cairns | Energy Queensland | Summer | Coincident_unreconciled | 2022 | POE90 | Operational-demand | 12.929 | NA
QLD | QCRN | Cairns | Energy Queensland | Summer | Non-coincident | 2022 | POE50 | Operational-demand | 16.8284 | 59.4138
QLD | QCRN | Cairns | Energy Queensland | Summer | Non-coincident | 2022 | POE90 | Operational-demand | 11.6001 | NA
QLD | QCRN | Cairns | Energy Queensland | Summer | Coincident_unreconciled | 2023 | POE50 | Operational-demand | 15.4147 | NA
QLD | QCRN | Cairns | Energy Queensland | Summer | Coincident_unreconciled | 2023 | POE90 | Operational-demand | 10.5922 | NA
QLD | QCRN | Cairns | Energy Queensland | Summer | Non-coincident | 2023 | POE50 | Operational-demand | 16.3393 | 59.0049
QLD | QCRN | Cairns | Energy Queensland | Summer | Non-coincident | 2023 | POE90 | Operational-demand | 11.0941 | NA
QLD | QCRN | Cairns | Energy Queensland | Summer | Coincident_unreconciled | 2024 | POE50 | Operational-demand | 14.4846 | NA
QLD | QCRN | Cairns | Energy Queensland | Summer | Coincident_unreconciled | 2024 | POE90 | Operational-demand | 9.6072 | NA
QLD | QCRN | Cairns | Energy Queensland | Summer | Non-coincident | 2024 | POE50 | Operational-demand | 15.6631 | 59.1594
QLD | QCRN | Cairns | Energy Queensland | Summer | Non-coincident | 2024 | POE90 | Operational-demand | 10.9269 | NA
QLD | QCRN | Cairns | Energy Queensland | Summer | Coincident_unreconciled | 2025 | POE50 | Operational-demand | 13.9542 | NA
QLD | QCRN | Cairns | Energy Queensland | Summer | Coincident_unreconciled | 2025 | POE90 | Operational-demand | 9.0218 | NA
QLD | QCRN | Cairns | Energy Queensland | Summer | Non-coincident | 2025 | POE50 | Operational-demand | 15.2775 | 59.4849
QLD | QCRN | Cairns | Energy Queensland | Summer | Non-coincident | 2025 | POE90 | Operational-demand | 10.8609 | NA
QLD | QCRN | Cairns | Energy Queensland | Summer | Coincident_unreconciled | 2026 | POE50 | Operational-demand | 13.4937 | NA
QLD | QCRN | Cairns | Energy Queensland | Summer | Coincident_unreconciled | 2026 | POE90 | Operational-demand | 8.5063 | NA
QLD | QCRN | Cairns | Energy Queensland | Summer | Non-coincident | 2026 | POE50 | Operational-demand | 14.9427 | 59.8498
QLD | QCRN | Cairns | Energy Queensland | Summer | Non-coincident | 2026 | POE90 | Operational-demand | 10.8144 | NA
QLD | QCRN | Cairns | Energy Queensland | Summer | Coincident_unreconciled | 2027 | POE50 | Operational-demand | 13.2271 | NA
QLD | QCRN | Cairns | Energy Queensland | Summer | Coincident_unreconciled | 2027 | POE90 | Operational-demand | 8.1822 | NA
QLD | QCRN | Cairns | Energy Queensland | Summer | Non-coincident | 2027 | POE50 | Operational-demand | 14.7488 | 60.3309
QLD | QCRN | Cairns | Energy Queensland | Summer | Non-coincident | 2027 | POE90 | Operational-demand | 10.8208 | NA
QLD | QCRN | Cairns | Energy Queensland | Summer | Coincident_unreconciled | 2028 | POE50 | Operational-demand | 13.0923 | NA
QLD | QCRN | Cairns | Energy Queensland | Summer | Coincident_unreconciled | 2028 | POE90 | Operational-demand | 7.9882 | NA
QLD | QCRN | Cairns | Energy Queensland | Summer | Non-coincident | 2028 | POE50 | Operational-demand | 14.6508 | 60.895
QLD | QCRN | Cairns | Energy Queensland | Summer | Non-coincident | 2028 | POE90 | Operational-demand | 10.8624 | NA
QLD | QCRN | Cairns | Energy Queensland | Summer | Coincident_unreconciled | 2029 | POE50 | Operational-demand | 13.0623 | NA
QLD | QCRN | Cairns | Energy Queensland | Summer | Coincident_unreconciled | 2029 | POE90 | Operational-demand | 7.8989 | NA
QLD | QCRN | Cairns | Energy Queensland | Summer | Non-coincident | 2029 | POE50 | Operational-demand | 14.629 | 61.5158
QLD | QCRN | Cairns | Energy Queensland | Summer | Non-coincident | 2029 | POE90 | Operational-demand | 10.8749 | NA
QLD | QCRN | Cairns | Energy Queensland | Summer | Coincident_unreconciled | 2030 | POE50 | Operational-demand | 13.1294 | NA
QLD | QCRN | Cairns | Energy Queensland | Summer | Coincident_unreconciled | 2030 | POE90 | Operational-demand | 7.9068 | NA
QLD | QCRN | Cairns | Energy Queensland | Summer | Non-coincident | 2030 | POE50 | Operational-demand | 14.6778 | 62.1963
QLD | QCRN | Cairns | Energy Queensland | Summer | Non-coincident | 2030 | POE90 | Operational-demand | 10.8806 | NA
QLD | QCRN | Cairns | Energy Queensland | Winter | Coincident | 2016 | ACTUAL_OPG | Operational-demand | 18.33 | 31.3476
QLD | QCRN | Cairns | Energy Queensland | Winter | Coincident | 2016 | ACTUAL_RAW | Operational-demand | 18.33 | 31.3476
QLD | QCRN | Cairns | Energy Queensland | Winter | Non-coincident | 2016 | ACTUAL_RAW | Operational-demand | 16.3265 | 42.1237
QLD | QCRN | Cairns | Energy Queensland | Winter | Non-coincident | 2016 | ACTUAL_OPG | Operational-demand | 16.3265 | 42.1237
QLD | QCRN | Cairns | Energy Queensland | Winter | Non-coincident | 2016 | ACTUAL_ADJUSTEDOPG | Operational-demand | 16.3265 | 42.1237
QLD | QCRN | Cairns | Energy Queensland | Winter | Coincident | 2017 | ACTUAL_OPG | Operational-demand | 21.2031 | 31.131
QLD | QCRN | Cairns | Energy Queensland | Winter | Coincident | 2017 | ACTUAL_RAW | Operational-demand | 21.2031 | 31.131
QLD | QCRN | Cairns | Energy Queensland | Winter | Non-coincident | 2017 | ACTUAL_RAW | Operational-demand | 16.0379 | 40.0695
QLD | QCRN | Cairns | Energy Queensland | Winter | Non-coincident | 2017 | ACTUAL_OPG | Operational-demand | 16.0379 | 40.0695
QLD | QCRN | Cairns | Energy Queensland | Winter | Non-coincident | 2017 | ACTUAL_ADJUSTEDOPG | Operational-demand | 16.0379 | 40.0695
QLD | QCRN | Cairns | Energy Queensland | Winter | Coincident | 2018 | ACTUAL_OPG | Operational-demand | 19.9512 | 34.7195
QLD | QCRN | Cairns | Energy Queensland | Winter | Coincident | 2018 | ACTUAL_RAW | Operational-demand | 19.9512 | 34.7195
QLD | QCRN | Cairns | Energy Queensland | Winter | Non-coincident | 2018 | ACTUAL_RAW | Operational-demand | 16.4436 | 38.9173
QLD | QCRN | Cairns | Energy Queensland | Winter | Non-coincident | 2018 | ACTUAL_OPG | Operational-demand | 16.4436 | 38.9173
QLD | QCRN | Cairns | Energy Queensland | Winter | Non-coincident | 2018 | ACTUAL_ADJUSTEDOPG | Operational-demand | 16.4436 | 38.9173
QLD | QCRN | Cairns | Energy Queensland | Winter | Coincident | 2019 | ACTUAL_OPG | Operational-demand | 19.9706 | 32.6772
QLD | QCRN | Cairns | Energy Queensland | Winter | Coincident | 2019 | ACTUAL_RAW | Operational-demand | 19.9706 | 32.6772
QLD | QCRN | Cairns | Energy Queensland | Winter | Non-coincident | 2019 | ACTUAL_RAW | Operational-demand | 15.6511 | 39.0876
QLD | QCRN | Cairns | Energy Queensland | Winter | Non-coincident | 2019 | ACTUAL_OPG | Operational-demand | 15.6511 | 39.0876
QLD | QCRN | Cairns | Energy Queensland | Winter | Non-coincident | 2019 | ACTUAL_ADJUSTEDOPG | Operational-demand | 15.6511 | 39.0876
QLD | QCRN | Cairns | Energy Queensland | Winter | Non-coincident | 2019 | BASEYEARPOE90 | Operational-demand | 11.0614 | NA
QLD | QCRN | Cairns | Energy Queensland | Winter | Non-coincident | 2019 | BASEYEARPOE50 | Operational-demand | 13.2657 | 38.5916
QLD | QCRN | Cairns | Energy Queensland | Winter | Coincident_unreconciled | 2020 | POE50 | Operational-demand | 18 | NA
QLD | QCRN | Cairns | Energy Queensland | Winter | Coincident_unreconciled | 2020 | POE90 | Operational-demand | 14.3101 | NA
QLD | QCRN | Cairns | Energy Queensland | Winter | Non-coincident | 2020 | POE50 | Operational-demand | 11.1936 | 39.008
QLD | QCRN | Cairns | Energy Queensland | Winter | Non-coincident | 2020 | POE90 | Operational-demand | 8.3916 | NA
QLD | QCRN | Cairns | Energy Queensland | Winter | Coincident_unreconciled | 2021 | POE50 | Operational-demand | 15.5971 | NA
QLD | QCRN | Cairns | Energy Queensland | Winter | Coincident_unreconciled | 2021 | POE90 | Operational-demand | 11.8716 | NA
QLD | QCRN | Cairns | Energy Queensland | Winter | Non-coincident | 2021 | POE50 | Operational-demand | 9.3689 | 39.038
QLD | QCRN | Cairns | Energy Queensland | Winter | Non-coincident | 2021 | POE90 | Operational-demand | 6.54 | NA
QLD | QCRN | Cairns | Energy Queensland | Winter | Coincident_unreconciled | 2022 | POE50 | Operational-demand | 12.9715 | NA
QLD | QCRN | Cairns | Energy Queensland | Winter | Coincident_unreconciled | 2022 | POE90 | Operational-demand | 9.2032 | NA
QLD | QCRN | Cairns | Energy Queensland | Winter | Non-coincident | 2022 | POE50 | Operational-demand | 7.3752 | 39.4548
QLD | QCRN | Cairns | Energy Queensland | Winter | Non-coincident | 2022 | POE90 | Operational-demand | 4.5138 | NA
QLD | QCRN | Cairns | Energy Queensland | Winter | Coincident_unreconciled | 2023 | POE50 | Operational-demand | 11.0059 | NA
QLD | QCRN | Cairns | Energy Queensland | Winter | Coincident_unreconciled | 2023 | POE90 | Operational-demand | 7.1948 | NA
QLD | QCRN | Cairns | Energy Queensland | Winter | Non-coincident | 2023 | POE50 | Operational-demand | 5.8827 | 39.8737
QLD | QCRN | Cairns | Energy Queensland | Winter | Non-coincident | 2023 | POE90 | Operational-demand | 2.9888 | NA
QLD | QCRN | Cairns | Energy Queensland | Winter | Coincident_unreconciled | 2024 | POE50 | Operational-demand | 10.2913 | NA
QLD | QCRN | Cairns | Energy Queensland | Winter | Coincident_unreconciled | 2024 | POE90 | Operational-demand | 6.4375 | NA
QLD | QCRN | Cairns | Energy Queensland | Winter | Non-coincident | 2024 | POE50 | Operational-demand | 5.3401 | 40.2968
QLD | QCRN | Cairns | Energy Queensland | Winter | Non-coincident | 2024 | POE90 | Operational-demand | 2.4137 | NA
QLD | QCRN | Cairns | Energy Queensland | Winter | Coincident_unreconciled | 2025 | POE50 | Operational-demand | 9.592 | NA
QLD | QCRN | Cairns | Energy Queensland | Winter | Coincident_unreconciled | 2025 | POE90 | Operational-demand | 5.6953 | NA
QLD | QCRN | Cairns | Energy Queensland | Winter | Non-coincident | 2025 | POE50 | Operational-demand | 4.8091 | 40.7343
QLD | QCRN | Cairns | Energy Queensland | Winter | Non-coincident | 2025 | POE90 | Operational-demand | 1.8501 | NA
QLD | QCRN | Cairns | Energy Queensland | Winter | Coincident_unreconciled | 2026 | POE50 | Operational-demand | 9.0359 | NA
QLD | QCRN | Cairns | Energy Queensland | Winter | Coincident_unreconciled | 2026 | POE90 | Operational-demand | 5.0961 | NA
QLD | QCRN | Cairns | Energy Queensland | Winter | Non-coincident | 2026 | POE50 | Operational-demand | 4.3867 | 41.2052
QLD | QCRN | Cairns | Energy Queensland | Winter | Non-coincident | 2026 | POE90 | Operational-demand | 1.3951 | NA
QLD | QCRN | Cairns | Energy Queensland | Winter | Coincident_unreconciled | 2027 | POE50 | Operational-demand | 8.6612 | NA
QLD | QCRN | Cairns | Energy Queensland | Winter | Coincident_unreconciled | 2027 | POE90 | Operational-demand | 4.6753 | NA
QLD | QCRN | Cairns | Energy Queensland | Winter | Non-coincident | 2027 | POE50 | Operational-demand | 4.1022 | 41.7571
QLD | QCRN | Cairns | Energy Queensland | Winter | Non-coincident | 2027 | POE90 | Operational-demand | 1.0756 | NA
QLD | QCRN | Cairns | Energy Queensland | Winter | Coincident_unreconciled | 2028 | POE50 | Operational-demand | 8.3949 | NA
QLD | QCRN | Cairns | Energy Queensland | Winter | Coincident_unreconciled | 2028 | POE90 | Operational-demand | 4.3628 | NA
QLD | QCRN | Cairns | Energy Queensland | Winter | Non-coincident | 2028 | POE50 | Operational-demand | 3.9 | 42.3616
QLD | QCRN | Cairns | Energy Queensland | Winter | Non-coincident | 2028 | POE90 | Operational-demand | 0.83829 | NA
QLD | QCRN | Cairns | Energy Queensland | Winter | Coincident_unreconciled | 2029 | POE50 | Operational-demand | 8.2119 | NA
QLD | QCRN | Cairns | Energy Queensland | Winter | Coincident_unreconciled | 2029 | POE90 | Operational-demand | 4.1338 | NA
QLD | QCRN | Cairns | Energy Queensland | Winter | Non-coincident | 2029 | POE50 | Operational-demand | 3.7611 | 43.0237
QLD | QCRN | Cairns | Energy Queensland | Winter | Non-coincident | 2029 | POE90 | Operational-demand | 0.66436 | NA
QLD | QCRN | Cairns | Energy Queensland | Shoulder | Non-coincident | 2019 | BASEYEARPOE10 | Operational-demand | NA | 46.1735
QLD | QCRN | Cairns | Energy Queensland | Shoulder | Coincident | 2021 | POE10 | Operational-demand | NA | 39.0334
QLD | QCRN | Cairns | Energy Queensland | Shoulder | Coincident | 2021 | POE50 | Operational-demand | NA | 38.5255
QLD | QCRN | Cairns | Energy Queensland | Shoulder | Non-coincident | 2021 | POE10 | Operational-demand | NA | 47.2767
QLD | QCRN | Cairns | Energy Queensland | Shoulder | Coincident | 2022 | POE10 | Operational-demand | NA | 40.005
QLD | QCRN | Cairns | Energy Queensland | Shoulder | Coincident | 2022 | POE50 | Operational-demand | NA | 38.8024
QLD | QCRN | Cairns | Energy Queensland | Shoulder | Non-coincident | 2022 | POE10 | Operational-demand | NA | 47.0943
QLD | QCRN | Cairns | Energy Queensland | Shoulder | Coincident | 2023 | POE10 | Operational-demand | NA | 40.0207
QLD | QCRN | Cairns | Energy Queensland | Shoulder | Coincident | 2023 | POE50 | Operational-demand | NA | 38.9823
QLD | QCRN | Cairns | Energy Queensland | Shoulder | Non-coincident | 2023 | POE10 | Operational-demand | NA | 46.9672
QLD | QCRN | Cairns | Energy Queensland | Shoulder | Coincident | 2024 | POE10 | Operational-demand | NA | 40.3935
QLD | QCRN | Cairns | Energy Queensland | Shoulder | Coincident | 2024 | POE50 | Operational-demand | NA | 39.8511
QLD | QCRN | Cairns | Energy Queensland | Shoulder | Non-coincident | 2024 | POE10 | Operational-demand | NA | 47.1545
QLD | QCRN | Cairns | Energy Queensland | Shoulder | Coincident | 2025 | POE10 | Operational-demand | NA | 40.7989
QLD | QCRN | Cairns | Energy Queensland | Shoulder | Coincident | 2025 | POE50 | Operational-demand | NA | 39.9519
QLD | QCRN | Cairns | Energy Queensland | Shoulder | Non-coincident | 2025 | POE10 | Operational-demand | NA | 47.4706
QLD | QCRN | Cairns | Energy Queensland | Shoulder | Coincident | 2026 | POE10 | Operational-demand | NA | 40.8949
QLD | QCRN | Cairns | Energy Queensland | Shoulder | Coincident | 2026 | POE50 | Operational-demand | NA | 40.2608
QLD | QCRN | Cairns | Energy Queensland | Shoulder | Non-coincident | 2026 | POE10 | Operational-demand | NA | 47.8245
QLD | QCRN | Cairns | Energy Queensland | Shoulder | Coincident | 2027 | POE10 | Operational-demand | NA | 41.1031
QLD | QCRN | Cairns | Energy Queensland | Shoulder | Coincident | 2027 | POE50 | Operational-demand | NA | 40.4229
QLD | QCRN | Cairns | Energy Queensland | Shoulder | Non-coincident | 2027 | POE10 | Operational-demand | NA | 48.2766
QLD | QCRN | Cairns | Energy Queensland | Shoulder | Coincident | 2028 | POE10 | Operational-demand | NA | 41.3845
QLD | QCRN | Cairns | Energy Queensland | Shoulder | Coincident | 2028 | POE50 | Operational-demand | NA | 40.7972
QLD | QCRN | Cairns | Energy Queensland | Shoulder | Non-coincident | 2028 | POE10 | Operational-demand | NA | 48.8124
QLD | QCRN | Cairns | Energy Queensland | Shoulder | Coincident | 2029 | POE10 | Operational-demand | NA | 42.259
QLD | QCRN | Cairns | Energy Queensland | Shoulder | Coincident | 2029 | POE50 | Operational-demand | NA | 41.4148
QLD | QCRN | Cairns | Energy Queensland | Shoulder | Non-coincident | 2029 | POE10 | Operational-demand | NA | 49.4157
QLD | QCRN | Cairns | Energy Queensland | Shoulder | Coincident | 2030 | POE10 | Operational-demand | NA | 42.7963
QLD | QCRN | Cairns | Energy Queensland | Shoulder | Coincident | 2030 | POE50 | Operational-demand | NA | 41.9879
QLD | QCRN | Cairns | Energy Queensland | Shoulder | Non-coincident | 2030 | POE10 | Operational-demand | NA | 50.1062
QLD | QCRN | Cairns | Energy Queensland | Summer | Non-coincident | 2019 | BASEYEARPOE10 | Operational-demand | NA | 63.7807
QLD | QCRN | Cairns | Energy Queensland | Summer | Coincident | 2021 | POE10 | Operational-demand | NA | 51.1466
QLD | QCRN | Cairns | Energy Queensland | Summer | Coincident | 2021 | POE50 | Operational-demand | NA | 49.578
QLD | QCRN | Cairns | Energy Queensland | Summer | Non-coincident | 2021 | POE10 | Operational-demand | NA | 65.025
QLD | QCRN | Cairns | Energy Queensland | Summer | Coincident | 2022 | POE10 | Operational-demand | NA | 52.0242
QLD | QCRN | Cairns | Energy Queensland | Summer | Coincident | 2022 | POE50 | Operational-demand | NA | 50.3068
QLD | QCRN | Cairns | Energy Queensland | Summer | Non-coincident | 2022 | POE10 | Operational-demand | NA | 64.6187
QLD | QCRN | Cairns | Energy Queensland | Summer | Coincident | 2023 | POE10 | Operational-demand | NA | 52.304
QLD | QCRN | Cairns | Energy Queensland | Summer | Coincident | 2023 | POE50 | Operational-demand | NA | 50.4206
QLD | QCRN | Cairns | Energy Queensland | Summer | Non-coincident | 2023 | POE10 | Operational-demand | NA | 64.2685
QLD | QCRN | Cairns | Energy Queensland | Summer | Coincident | 2024 | POE10 | Operational-demand | NA | 53.2088
QLD | QCRN | Cairns | Energy Queensland | Summer | Coincident | 2024 | POE50 | Operational-demand | NA | 51.321
QLD | QCRN | Cairns | Energy Queensland | Summer | Non-coincident | 2024 | POE10 | Operational-demand | NA | 64.4817
QLD | QCRN | Cairns | Energy Queensland | Summer | Coincident | 2025 | POE10 | Operational-demand | NA | 53.3569
QLD | QCRN | Cairns | Energy Queensland | Summer | Coincident | 2025 | POE50 | Operational-demand | NA | 51.7156
QLD | QCRN | Cairns | Energy Queensland | Summer | Non-coincident | 2025 | POE10 | Operational-demand | NA | 64.8659
QLD | QCRN | Cairns | Energy Queensland | Summer | Coincident | 2026 | POE10 | Operational-demand | NA | 54.0062
QLD | QCRN | Cairns | Energy Queensland | Summer | Coincident | 2026 | POE50 | Operational-demand | NA | 52.1595
QLD | QCRN | Cairns | Energy Queensland | Summer | Non-coincident | 2026 | POE10 | Operational-demand | NA | 65.2895
QLD | QCRN | Cairns | Energy Queensland | Summer | Coincident | 2027 | POE10 | Operational-demand | NA | 54.0826
QLD | QCRN | Cairns | Energy Queensland | Summer | Coincident | 2027 | POE50 | Operational-demand | NA | 52.4061
QLD | QCRN | Cairns | Energy Queensland | Summer | Non-coincident | 2027 | POE10 | Operational-demand | NA | 65.8319
QLD | QCRN | Cairns | Energy Queensland | Summer | Coincident | 2028 | POE10 | Operational-demand | NA | 54.6629
QLD | QCRN | Cairns | Energy Queensland | Summer | Coincident | 2028 | POE50 | Operational-demand | NA | 52.9367
QLD | QCRN | Cairns | Energy Queensland | Summer | Non-coincident | 2028 | POE10 | Operational-demand | NA | 66.4593
QLD | QCRN | Cairns | Energy Queensland | Summer | Coincident | 2029 | POE10 | Operational-demand | NA | 55.1005
QLD | QCRN | Cairns | Energy Queensland | Summer | Coincident | 2029 | POE50 | Operational-demand | NA | 53.5881
QLD | QCRN | Cairns | Energy Queensland | Summer | Non-coincident | 2029 | POE10 | Operational-demand | NA | 67.1432
QLD | QCRN | Cairns | Energy Queensland | Summer | Coincident | 2030 | POE10 | Operational-demand | NA | 55.7872
QLD | QCRN | Cairns | Energy Queensland | Summer | Coincident | 2030 | POE50 | Operational-demand | NA | 53.9713
QLD | QCRN | Cairns | Energy Queensland | Summer | Non-coincident | 2030 | POE10 | Operational-demand | NA | 67.887
QLD | QCRN | Cairns | Energy Queensland | Winter | Non-coincident | 2019 | BASEYEARPOE10 | Operational-demand | NA | 40.2884
QLD | QCRN | Cairns | Energy Queensland | Winter | Coincident | 2020 | POE10 | Operational-demand | NA | 36.1649
QLD | QCRN | Cairns | Energy Queensland | Winter | Coincident | 2020 | POE50 | Operational-demand | NA | 33.8106
QLD | QCRN | Cairns | Energy Queensland | Winter | Non-coincident | 2020 | POE10 | Operational-demand | NA | 40.9404
QLD | QCRN | Cairns | Energy Queensland | Winter | Coincident | 2021 | POE10 | Operational-demand | NA | 36.1805
QLD | QCRN | Cairns | Energy Queensland | Winter | Coincident | 2021 | POE50 | Operational-demand | NA | 33.8171
QLD | QCRN | Cairns | Energy Queensland | Winter | Non-coincident | 2021 | POE10 | Operational-demand | NA | 41.305
QLD | QCRN | Cairns | Energy Queensland | Winter | Coincident | 2022 | POE10 | Operational-demand | NA | 37.3747
QLD | QCRN | Cairns | Energy Queensland | Winter | Coincident | 2022 | POE50 | Operational-demand | NA | 34.9405
QLD | QCRN | Cairns | Energy Queensland | Winter | Non-coincident | 2022 | POE10 | Operational-demand | NA | 41.7446
QLD | QCRN | Cairns | Energy Queensland | Winter | Coincident | 2023 | POE10 | Operational-demand | NA | 38.119
QLD | QCRN | Cairns | Energy Queensland | Winter | Coincident | 2023 | POE50 | Operational-demand | NA | 35.6039
QLD | QCRN | Cairns | Energy Queensland | Winter | Non-coincident | 2023 | POE10 | Operational-demand | NA | 42.1862
QLD | QCRN | Cairns | Energy Queensland | Winter | Coincident | 2024 | POE10 | Operational-demand | NA | 39.0968
QLD | QCRN | Cairns | Energy Queensland | Winter | Coincident | 2024 | POE50 | Operational-demand | NA | 36.3786
QLD | QCRN | Cairns | Energy Queensland | Winter | Non-coincident | 2024 | POE10 | Operational-demand | NA | 42.632
QLD | QCRN | Cairns | Energy Queensland | Winter | Coincident | 2025 | POE10 | Operational-demand | NA | 39.3971
QLD | QCRN | Cairns | Energy Queensland | Winter | Coincident | 2025 | POE50 | Operational-demand | NA | 36.7392
QLD | QCRN | Cairns | Energy Queensland | Winter | Non-coincident | 2025 | POE10 | Operational-demand | NA | 43.0923
QLD | QCRN | Cairns | Energy Queensland | Winter | Coincident | 2026 | POE10 | Operational-demand | NA | 39.8217
QLD | QCRN | Cairns | Energy Queensland | Winter | Coincident | 2026 | POE50 | Operational-demand | NA | 37.2091
QLD | QCRN | Cairns | Energy Queensland | Winter | Non-coincident | 2026 | POE10 | Operational-demand | NA | 43.5861
QLD | QCRN | Cairns | Energy Queensland | Winter | Coincident | 2027 | POE10 | Operational-demand | NA | 40.3092
QLD | QCRN | Cairns | Energy Queensland | Winter | Coincident | 2027 | POE50 | Operational-demand | NA | 37.6748
QLD | QCRN | Cairns | Energy Queensland | Winter | Non-coincident | 2027 | POE10 | Operational-demand | NA | 44.1625
QLD | QCRN | Cairns | Energy Queensland | Winter | Coincident | 2028 | POE10 | Operational-demand | NA | 41.2941
QLD | QCRN | Cairns | Energy Queensland | Winter | Coincident | 2028 | POE50 | Operational-demand | NA | 38.3052
QLD | QCRN | Cairns | Energy Queensland | Winter | Non-coincident | 2028 | POE10 | Operational-demand | NA | 44.7915
QLD | QCRN | Cairns | Energy Queensland | Winter | Coincident | 2029 | POE10 | Operational-demand | NA | 41.7014
QLD | QCRN | Cairns | Energy Queensland | Winter | Coincident | 2029 | POE50 | Operational-demand | NA | 38.8964
QLD | QCRN | Cairns | Energy Queensland | Winter | Non-coincident | 2029 | POE10 | Operational-demand | NA | 45.4781
QLD | QDYS | Dysart | Energy Queensland | Shoulder | Coincident | 2017 | ACTUAL_OPG | Operational-demand | 19.1521 | 26.4146
QLD | QDYS | Dysart | Energy Queensland | Shoulder | Coincident | 2017 | ACTUAL_RAW | Operational-demand | 19.1521 | 26.4146
QLD | QDYS | Dysart | Energy Queensland | Shoulder | Non-coincident | 2017 | ACTUAL_RAW | Operational-demand | 3.0134 | 39.2481
QLD | QDYS | Dysart | Energy Queensland | Shoulder | Non-coincident | 2017 | ACTUAL_OPG | Operational-demand | 3.0134 | 39.2481
QLD | QDYS | Dysart | Energy Queensland | Shoulder | Non-coincident | 2017 | ACTUAL_ADJUSTEDOPG | Operational-demand | 3.0134 | 39.2481
QLD | QDYS | Dysart | Energy Queensland | Shoulder | Coincident | 2018 | ACTUAL_OPG | Operational-demand | 33.4648 | 42.7122
QLD | QDYS | Dysart | Energy Queensland | Shoulder | Coincident | 2018 | ACTUAL_RAW | Operational-demand | 33.4648 | 42.7122
QLD | QDYS | Dysart | Energy Queensland | Shoulder | Non-coincident | 2018 | ACTUAL_RAW | Operational-demand | 18.8908 | 44.2341
QLD | QDYS | Dysart | Energy Queensland | Shoulder | Non-coincident | 2018 | ACTUAL_OPG | Operational-demand | 18.8908 | 44.2341
QLD | QDYS | Dysart | Energy Queensland | Shoulder | Non-coincident | 2018 | ACTUAL_ADJUSTEDOPG | Operational-demand | 18.8908 | 44.2341
QLD | QDYS | Dysart | Energy Queensland | Shoulder | Coincident | 2019 | ACTUAL_OPG | Operational-demand | 32.8267 | 31.2607
QLD | QDYS | Dysart | Energy Queensland | Shoulder | Coincident | 2019 | ACTUAL_RAW | Operational-demand | 32.8267 | 31.2607
QLD | QDYS | Dysart | Energy Queensland | Shoulder | Non-coincident | 2019 | ACTUAL_RAW | Operational-demand | 8.6177 | 41.8314
QLD | QDYS | Dysart | Energy Queensland | Shoulder | Non-coincident | 2019 | ACTUAL_OPG | Operational-demand | 8.6177 | 41.8314
QLD | QDYS | Dysart | Energy Queensland | Shoulder | Non-coincident | 2019 | ACTUAL_ADJUSTEDOPG | Operational-demand | 8.6177 | 41.8314
QLD | QDYS | Dysart | Energy Queensland | Shoulder | Non-coincident | 2019 | BASEYEARPOE90 | Operational-demand | 25.2425 | NA
QLD | QDYS | Dysart | Energy Queensland | Shoulder | Non-coincident | 2019 | BASEYEARPOE50 | Operational-demand | 25.5235 | 37.9052
QLD | QDYS | Dysart | Energy Queensland | Shoulder | Coincident | 2020 | ACTUAL_OPG | Operational-demand | 31.1021 | 35.8844
QLD | QDYS | Dysart | Energy Queensland | Shoulder | Coincident | 2020 | ACTUAL_RAW | Operational-demand | 31.1021 | 35.8844
QLD | QDYS | Dysart | Energy Queensland | Shoulder | Non-coincident | 2020 | ACTUAL_RAW | Operational-demand | 16.3515 | 39.0994
QLD | QDYS | Dysart | Energy Queensland | Shoulder | Non-coincident | 2020 | ACTUAL_OPG | Operational-demand | 16.3515 | 39.0994
QLD | QDYS | Dysart | Energy Queensland | Shoulder | Non-coincident | 2020 | ACTUAL_ADJUSTEDOPG | Operational-demand | 16.3515 | 39.0994
QLD | QDYS | Dysart | Energy Queensland | Shoulder | Coincident_unreconciled | 2021 | POE90 | Operational-demand | 28.3 | NA
QLD | QDYS | Dysart | Energy Queensland | Shoulder | Coincident_unreconciled | 2021 | POE50 | Operational-demand | 30 | NA
QLD | QDYS | Dysart | Energy Queensland | Shoulder | Non-coincident | 2021 | POE50 | Operational-demand | 16.0546 | 41.7033
QLD | QDYS | Dysart | Energy Queensland | Shoulder | Non-coincident | 2021 | POE90 | Operational-demand | 10.5944 | NA
QLD | QDYS | Dysart | Energy Queensland | Shoulder | Coincident_unreconciled | 2022 | POE90 | Operational-demand | 27.9156 | NA
QLD | QDYS | Dysart | Energy Queensland | Shoulder | Coincident_unreconciled | 2022 | POE50 | Operational-demand | 29.6163 | NA
QLD | QDYS | Dysart | Energy Queensland | Shoulder | Non-coincident | 2022 | POE50 | Operational-demand | 15.9276 | 41.7071
QLD | QDYS | Dysart | Energy Queensland | Shoulder | Non-coincident | 2022 | POE90 | Operational-demand | 10.4673 | NA
QLD | QDYS | Dysart | Energy Queensland | Shoulder | Coincident_unreconciled | 2023 | POE90 | Operational-demand | 27.5882 | NA
QLD | QDYS | Dysart | Energy Queensland | Shoulder | Coincident_unreconciled | 2023 | POE50 | Operational-demand | 29.2927 | NA
QLD | QDYS | Dysart | Energy Queensland | Shoulder | Non-coincident | 2023 | POE50 | Operational-demand | 15.8201 | 41.7312
QLD | QDYS | Dysart | Energy Queensland | Shoulder | Non-coincident | 2023 | POE90 | Operational-demand | 10.3591 | NA
QLD | QDYS | Dysart | Energy Queensland | Shoulder | Coincident_unreconciled | 2024 | POE90 | Operational-demand | 27.5047 | NA
QLD | QDYS | Dysart | Energy Queensland | Shoulder | Coincident_unreconciled | 2024 | POE50 | Operational-demand | 29.213 | NA
QLD | QDYS | Dysart | Energy Queensland | Shoulder | Non-coincident | 2024 | POE50 | Operational-demand | 15.7933 | 41.7538
QLD | QDYS | Dysart | Energy Queensland | Shoulder | Non-coincident | 2024 | POE90 | Operational-demand | 10.3316 | NA
QLD | QDYS | Dysart | Energy Queensland | Shoulder | Coincident_unreconciled | 2025 | POE90 | Operational-demand | 27.4968 | NA
QLD | QDYS | Dysart | Energy Queensland | Shoulder | Coincident_unreconciled | 2025 | POE50 | Operational-demand | 29.209 | NA
QLD | QDYS | Dysart | Energy Queensland | Shoulder | Non-coincident | 2025 | POE50 | Operational-demand | 15.7916 | 41.7757
QLD | QDYS | Dysart | Energy Queensland | Shoulder | Non-coincident | 2025 | POE90 | Operational-demand | 10.3292 | NA
QLD | QDYS | Dysart | Energy Queensland | Shoulder | Coincident_unreconciled | 2026 | POE90 | Operational-demand | 27.4998 | NA
QLD | QDYS | Dysart | Energy Queensland | Shoulder | Coincident_unreconciled | 2026 | POE50 | Operational-demand | 29.2158 | NA
QLD | QDYS | Dysart | Energy Queensland | Shoulder | Non-coincident | 2026 | POE50 | Operational-demand | 15.7934 | 41.7989
QLD | QDYS | Dysart | Energy Queensland | Shoulder | Non-coincident | 2026 | POE90 | Operational-demand | 10.3302 | NA
QLD | QDYS | Dysart | Energy Queensland | Shoulder | Coincident_unreconciled | 2027 | POE90 | Operational-demand | 27.5277 | NA
QLD | QDYS | Dysart | Energy Queensland | Shoulder | Coincident_unreconciled | 2027 | POE50 | Operational-demand | 29.2485 | NA
QLD | QDYS | Dysart | Energy Queensland | Shoulder | Non-coincident | 2027 | POE50 | Operational-demand | 15.8029 | 41.832
QLD | QDYS | Dysart | Energy Queensland | Shoulder | Non-coincident | 2027 | POE90 | Operational-demand | 10.3389 | NA
QLD | QDYS | Dysart | Energy Queensland | Shoulder | Coincident_unreconciled | 2028 | POE90 | Operational-demand | 27.5852 | NA
QLD | QDYS | Dysart | Energy Queensland | Shoulder | Coincident_unreconciled | 2028 | POE50 | Operational-demand | 29.3115 | NA
QLD | QDYS | Dysart | Energy Queensland | Shoulder | Non-coincident | 2028 | POE50 | Operational-demand | 15.8218 | 41.8734
QLD | QDYS | Dysart | Energy Queensland | Shoulder | Non-coincident | 2028 | POE90 | Operational-demand | 10.3568 | NA
QLD | QDYS | Dysart | Energy Queensland | Shoulder | Coincident_unreconciled | 2029 | POE90 | Operational-demand | 27.6604 | NA
QLD | QDYS | Dysart | Energy Queensland | Shoulder | Coincident_unreconciled | 2029 | POE50 | Operational-demand | 29.3923 | NA
QLD | QDYS | Dysart | Energy Queensland | Shoulder | Non-coincident | 2029 | POE50 | Operational-demand | 15.8458 | 41.9212
QLD | QDYS | Dysart | Energy Queensland | Shoulder | Non-coincident | 2029 | POE90 | Operational-demand | 10.3797 | NA
QLD | QDYS | Dysart | Energy Queensland | Shoulder | Coincident_unreconciled | 2030 | POE90 | Operational-demand | 27.7263 | NA
QLD | QDYS | Dysart | Energy Queensland | Shoulder | Coincident_unreconciled | 2030 | POE50 | Operational-demand | 29.4637 | NA
QLD | QDYS | Dysart | Energy Queensland | Shoulder | Non-coincident | 2030 | POE50 | Operational-demand | 15.8661 | 41.9724
QLD | QDYS | Dysart | Energy Queensland | Shoulder | Non-coincident | 2030 | POE90 | Operational-demand | 10.3989 | NA
QLD | QDYS | Dysart | Energy Queensland | Summer | Coincident | 2017 | ACTUAL_OPG | Operational-demand | 19.8159 | 33.7626
QLD | QDYS | Dysart | Energy Queensland | Summer | Coincident | 2017 | ACTUAL_RAW | Operational-demand | 19.8159 | 33.7626
QLD | QDYS | Dysart | Energy Queensland | Summer | Non-coincident | 2017 | ACTUAL_RAW | Operational-demand | 7.2626 | 41.3218
QLD | QDYS | Dysart | Energy Queensland | Summer | Non-coincident | 2017 | ACTUAL_OPG | Operational-demand | 7.2626 | 41.3218
QLD | QDYS | Dysart | Energy Queensland | Summer | Non-coincident | 2017 | ACTUAL_ADJUSTEDOPG | Operational-demand | 8.4457 | 41.3218
QLD | QDYS | Dysart | Energy Queensland | Summer | Coincident | 2018 | ACTUAL_OPG | Operational-demand | 28.3045 | 21.8236
QLD | QDYS | Dysart | Energy Queensland | Summer | Coincident | 2018 | ACTUAL_RAW | Operational-demand | 28.3045 | 21.8236
QLD | QDYS | Dysart | Energy Queensland | Summer | Non-coincident | 2018 | ACTUAL_RAW | Operational-demand | 2.8602 | 45.3851
QLD | QDYS | Dysart | Energy Queensland | Summer | Non-coincident | 2018 | ACTUAL_OPG | Operational-demand | 2.8602 | 45.3851
QLD | QDYS | Dysart | Energy Queensland | Summer | Non-coincident | 2018 | ACTUAL_ADJUSTEDOPG | Operational-demand | 4.6169 | 45.3851
QLD | QDYS | Dysart | Energy Queensland | Summer | Coincident | 2019 | ACTUAL_OPG | Operational-demand | 28.2149 | 37.5271
QLD | QDYS | Dysart | Energy Queensland | Summer | Coincident | 2019 | ACTUAL_RAW | Operational-demand | 28.2149 | 37.5271
QLD | QDYS | Dysart | Energy Queensland | Summer | Non-coincident | 2019 | ACTUAL_RAW | Operational-demand | 8.019 | 44.0607
QLD | QDYS | Dysart | Energy Queensland | Summer | Non-coincident | 2019 | ACTUAL_OPG | Operational-demand | 8.019 | 44.0607
QLD | QDYS | Dysart | Energy Queensland | Summer | Non-coincident | 2019 | ACTUAL_ADJUSTEDOPG | Operational-demand | 8.019 | 44.0607
QLD | QDYS | Dysart | Energy Queensland | Summer | Non-coincident | 2019 | BASEYEARPOE90 | Operational-demand | 26.6408 | NA
QLD | QDYS | Dysart | Energy Queensland | Summer | Non-coincident | 2019 | BASEYEARPOE50 | Operational-demand | 26.8645 | 38.9222
QLD | QDYS | Dysart | Energy Queensland | Summer | Coincident | 2020 | ACTUAL_OPG | Operational-demand | 29.1706 | 37.1806
QLD | QDYS | Dysart | Energy Queensland | Summer | Coincident | 2020 | ACTUAL_RAW | Operational-demand | 29.1706 | 37.1806
QLD | QDYS | Dysart | Energy Queensland | Summer | Non-coincident | 2020 | ACTUAL_RAW | Operational-demand | 3.1491 | 43.2557
QLD | QDYS | Dysart | Energy Queensland | Summer | Non-coincident | 2020 | ACTUAL_OPG | Operational-demand | 3.1491 | 43.2557
QLD | QDYS | Dysart | Energy Queensland | Summer | Non-coincident | 2020 | ACTUAL_ADJUSTEDOPG | Operational-demand | 9.8407 | 43.2557
QLD | QDYS | Dysart | Energy Queensland | Summer | Coincident_unreconciled | 2021 | POE90 | Operational-demand | 25.98 | NA
QLD | QDYS | Dysart | Energy Queensland | Summer | Coincident_unreconciled | 2021 | POE50 | Operational-demand | 27 | NA
QLD | QDYS | Dysart | Energy Queensland | Summer | Non-coincident | 2021 | POE50 | Operational-demand | 10.6356 | 44.2611
QLD | QDYS | Dysart | Energy Queensland | Summer | Non-coincident | 2021 | POE90 | Operational-demand | 4.8356 | NA
QLD | QDYS | Dysart | Energy Queensland | Summer | Coincident_unreconciled | 2022 | POE90 | Operational-demand | 24.3849 | NA
QLD | QDYS | Dysart | Energy Queensland | Summer | Coincident_unreconciled | 2022 | POE50 | Operational-demand | 25.4081 | NA
QLD | QDYS | Dysart | Energy Queensland | Summer | Non-coincident | 2022 | POE50 | Operational-demand | 10.6372 | 44.2664
QLD | QDYS | Dysart | Energy Queensland | Summer | Non-coincident | 2022 | POE90 | Operational-demand | 4.837 | NA
QLD | QDYS | Dysart | Energy Queensland | Summer | Coincident_unreconciled | 2023 | POE90 | Operational-demand | 23.0399 | NA
QLD | QDYS | Dysart | Energy Queensland | Summer | Coincident_unreconciled | 2023 | POE50 | Operational-demand | 24.0822 | NA
QLD | QDYS | Dysart | Energy Queensland | Summer | Non-coincident | 2023 | POE50 | Operational-demand | 10.6488 | 44.2989
QLD | QDYS | Dysart | Energy Queensland | Summer | Non-coincident | 2023 | POE90 | Operational-demand | 4.8475 | NA
QLD | QDYS | Dysart | Energy Queensland | Summer | Coincident_unreconciled | 2024 | POE90 | Operational-demand | 22.7853 | NA
QLD | QDYS | Dysart | Energy Queensland | Summer | Coincident_unreconciled | 2024 | POE50 | Operational-demand | 23.8468 | NA
QLD | QDYS | Dysart | Energy Queensland | Summer | Non-coincident | 2024 | POE50 | Operational-demand | 10.6588 | 44.33
QLD | QDYS | Dysart | Energy Queensland | Summer | Non-coincident | 2024 | POE90 | Operational-demand | 4.8563 | NA
QLD | QDYS | Dysart | Energy Queensland | Summer | Coincident_unreconciled | 2025 | POE90 | Operational-demand | 22.7883 | NA
QLD | QDYS | Dysart | Energy Queensland | Summer | Coincident_unreconciled | 2025 | POE50 | Operational-demand | 23.8689 | NA
QLD | QDYS | Dysart | Energy Queensland | Summer | Non-coincident | 2025 | POE50 | Operational-demand | 10.6672 | 44.3606
QLD | QDYS | Dysart | Energy Queensland | Summer | Non-coincident | 2025 | POE90 | Operational-demand | 4.8636 | NA
QLD | QDYS | Dysart | Energy Queensland | Summer | Coincident_unreconciled | 2026 | POE90 | Operational-demand | 22.8395 | NA
QLD | QDYS | Dysart | Energy Queensland | Summer | Coincident_unreconciled | 2026 | POE50 | Operational-demand | 23.9391 | NA
QLD | QDYS | Dysart | Energy Queensland | Summer | Non-coincident | 2026 | POE50 | Operational-demand | 10.6748 | 44.3931
QLD | QDYS | Dysart | Energy Queensland | Summer | Non-coincident | 2026 | POE90 | Operational-demand | 4.8701 | NA
QLD | QDYS | Dysart | Energy Queensland | Summer | Coincident_unreconciled | 2027 | POE90 | Operational-demand | 23.0043 | NA
QLD | QDYS | Dysart | Energy Queensland | Summer | Coincident_unreconciled | 2027 | POE50 | Operational-demand | 24.128 | NA
QLD | QDYS | Dysart | Energy Queensland | Summer | Non-coincident | 2027 | POE50 | Operational-demand | 10.6846 | 44.4381
QLD | QDYS | Dysart | Energy Queensland | Summer | Non-coincident | 2027 | POE90 | Operational-demand | 4.8785 | NA
QLD | QDYS | Dysart | Energy Queensland | Summer | Coincident_unreconciled | 2028 | POE90 | Operational-demand | 23.307 | NA
QLD | QDYS | Dysart | Energy Queensland | Summer | Coincident_unreconciled | 2028 | POE50 | Operational-demand | 24.4581 | NA
QLD | QDYS | Dysart | Energy Queensland | Summer | Non-coincident | 2028 | POE50 | Operational-demand | 10.6956 | 44.4935
QLD | QDYS | Dysart | Energy Queensland | Summer | Non-coincident | 2028 | POE90 | Operational-demand | 4.8879 | NA
QLD | QDYS | Dysart | Energy Queensland | Summer | Coincident_unreconciled | 2029 | POE90 | Operational-demand | 23.6739 | NA
QLD | QDYS | Dysart | Energy Queensland | Summer | Coincident_unreconciled | 2029 | POE50 | Operational-demand | 24.8529 | NA
QLD | QDYS | Dysart | Energy Queensland | Summer | Non-coincident | 2029 | POE50 | Operational-demand | 10.7102 | 44.5569
QLD | QDYS | Dysart | Energy Queensland | Summer | Non-coincident | 2029 | POE90 | Operational-demand | 4.9008 | NA
QLD | QDYS | Dysart | Energy Queensland | Summer | Coincident_unreconciled | 2030 | POE90 | Operational-demand | 24.0544 | NA
QLD | QDYS | Dysart | Energy Queensland | Summer | Coincident_unreconciled | 2030 | POE50 | Operational-demand | 25.2612 | NA
QLD | QDYS | Dysart | Energy Queensland | Summer | Non-coincident | 2030 | POE50 | Operational-demand | 10.7243 | 44.6243
QLD | QDYS | Dysart | Energy Queensland | Summer | Non-coincident | 2030 | POE90 | Operational-demand | 4.9133 | NA
QLD | QDYS | Dysart | Energy Queensland | Winter | Coincident | 2016 | ACTUAL_OPG | Operational-demand | 33.2592 | 25.63
QLD | QDYS | Dysart | Energy Queensland | Winter | Coincident | 2016 | ACTUAL_RAW | Operational-demand | 33.2592 | 25.63
QLD | QDYS | Dysart | Energy Queensland | Winter | Non-coincident | 2016 | ACTUAL_RAW | Operational-demand | 2.2698 | 39.3972
QLD | QDYS | Dysart | Energy Queensland | Winter | Non-coincident | 2016 | ACTUAL_OPG | Operational-demand | 2.2698 | 39.3972
QLD | QDYS | Dysart | Energy Queensland | Winter | Non-coincident | 2016 | ACTUAL_ADJUSTEDOPG | Operational-demand | 13.2134 | 39.3972
QLD | QDYS | Dysart | Energy Queensland | Winter | Coincident | 2017 | ACTUAL_OPG | Operational-demand | 33.713 | 31.9289
QLD | QDYS | Dysart | Energy Queensland | Winter | Coincident | 2017 | ACTUAL_RAW | Operational-demand | 33.713 | 31.9289
QLD | QDYS | Dysart | Energy Queensland | Winter | Non-coincident | 2017 | ACTUAL_RAW | Operational-demand | 15.8757 | 41.0886
QLD | QDYS | Dysart | Energy Queensland | Winter | Non-coincident | 2017 | ACTUAL_OPG | Operational-demand | 15.8757 | 41.0886
QLD | QDYS | Dysart | Energy Queensland | Winter | Non-coincident | 2017 | ACTUAL_ADJUSTEDOPG | Operational-demand | 15.8757 | 41.0886
QLD | QDYS | Dysart | Energy Queensland | Winter | Coincident | 2018 | ACTUAL_OPG | Operational-demand | 33.5914 | 35.7287
QLD | QDYS | Dysart | Energy Queensland | Winter | Coincident | 2018 | ACTUAL_RAW | Operational-demand | 33.5914 | 35.7287
QLD | QDYS | Dysart | Energy Queensland | Winter | Non-coincident | 2018 | ACTUAL_RAW | Operational-demand | 11.4846 | 41.9463
QLD | QDYS | Dysart | Energy Queensland | Winter | Non-coincident | 2018 | ACTUAL_OPG | Operational-demand | 11.4846 | 41.9463
QLD | QDYS | Dysart | Energy Queensland | Winter | Non-coincident | 2018 | ACTUAL_ADJUSTEDOPG | Operational-demand | 11.4846 | 41.9463
QLD | QDYS | Dysart | Energy Queensland | Winter | Coincident | 2019 | ACTUAL_OPG | Operational-demand | 32.0878 | 33.0203
QLD | QDYS | Dysart | Energy Queensland | Winter | Coincident | 2019 | ACTUAL_RAW | Operational-demand | 32.0878 | 33.0203
QLD | QDYS | Dysart | Energy Queensland | Winter | Non-coincident | 2019 | ACTUAL_RAW | Operational-demand | 13.6923 | 42.0784
QLD | QDYS | Dysart | Energy Queensland | Winter | Non-coincident | 2019 | ACTUAL_OPG | Operational-demand | 13.6923 | 42.0784
QLD | QDYS | Dysart | Energy Queensland | Winter | Non-coincident | 2019 | ACTUAL_ADJUSTEDOPG | Operational-demand | 13.6923 | 42.0784
QLD | QDYS | Dysart | Energy Queensland | Winter | Non-coincident | 2019 | BASEYEARPOE90 | Operational-demand | 27.0698 | NA
QLD | QDYS | Dysart | Energy Queensland | Winter | Non-coincident | 2019 | BASEYEARPOE50 | Operational-demand | 27.2265 | 37.0166
QLD | QDYS | Dysart | Energy Queensland | Winter | Coincident_unreconciled | 2020 | POE90 | Operational-demand | 30.23 | NA
QLD | QDYS | Dysart | Energy Queensland | Winter | Coincident_unreconciled | 2020 | POE50 | Operational-demand | 32 | NA
QLD | QDYS | Dysart | Energy Queensland | Winter | Non-coincident | 2020 | POE50 | Operational-demand | 13.5311 | 40.3936
QLD | QDYS | Dysart | Energy Queensland | Winter | Non-coincident | 2020 | POE90 | Operational-demand | 9.2617 | NA
QLD | QDYS | Dysart | Energy Queensland | Winter | Coincident_unreconciled | 2021 | POE90 | Operational-demand | 29.7194 | NA
QLD | QDYS | Dysart | Energy Queensland | Winter | Coincident_unreconciled | 2021 | POE50 | Operational-demand | 31.4865 | NA
QLD | QDYS | Dysart | Energy Queensland | Winter | Non-coincident | 2021 | POE50 | Operational-demand | 13.4251 | 40.3775
QLD | QDYS | Dysart | Energy Queensland | Winter | Non-coincident | 2021 | POE90 | Operational-demand | 9.14 | NA
QLD | QDYS | Dysart | Energy Queensland | Winter | Coincident_unreconciled | 2022 | POE90 | Operational-demand | 29.093 | NA
QLD | QDYS | Dysart | Energy Queensland | Winter | Coincident_unreconciled | 2022 | POE50 | Operational-demand | 30.8636 | NA
QLD | QDYS | Dysart | Energy Queensland | Winter | Non-coincident | 2022 | POE50 | Operational-demand | 13.2995 | 40.3964
QLD | QDYS | Dysart | Energy Queensland | Winter | Non-coincident | 2022 | POE90 | Operational-demand | 8.9906 | NA
QLD | QDYS | Dysart | Energy Queensland | Winter | Coincident_unreconciled | 2023 | POE90 | Operational-demand | 28.7628 | NA
QLD | QDYS | Dysart | Energy Queensland | Winter | Coincident_unreconciled | 2023 | POE50 | Operational-demand | 30.5369 | NA
QLD | QDYS | Dysart | Energy Queensland | Winter | Non-coincident | 2023 | POE50 | Operational-demand | 13.2343 | 40.415
QLD | QDYS | Dysart | Energy Queensland | Winter | Non-coincident | 2023 | POE90 | Operational-demand | 8.9118 | NA
QLD | QDYS | Dysart | Energy Queensland | Winter | Coincident_unreconciled | 2024 | POE90 | Operational-demand | 28.7368 | NA
QLD | QDYS | Dysart | Energy Queensland | Winter | Coincident_unreconciled | 2024 | POE50 | Operational-demand | 30.5143 | NA
QLD | QDYS | Dysart | Energy Queensland | Winter | Non-coincident | 2024 | POE50 | Operational-demand | 13.2309 | 40.4314
QLD | QDYS | Dysart | Energy Queensland | Winter | Non-coincident | 2024 | POE90 | Operational-demand | 8.9056 | NA
QLD | QDYS | Dysart | Energy Queensland | Winter | Coincident_unreconciled | 2025 | POE90 | Operational-demand | 28.7342 | NA
QLD | QDYS | Dysart | Energy Queensland | Winter | Coincident_unreconciled | 2025 | POE50 | Operational-demand | 30.5152 | NA
QLD | QDYS | Dysart | Energy Queensland | Winter | Non-coincident | 2025 | POE50 | Operational-demand | 13.2325 | 40.4484
QLD | QDYS | Dysart | Energy Queensland | Winter | Non-coincident | 2025 | POE90 | Operational-demand | 8.905 | NA
QLD | QDYS | Dysart | Energy Queensland | Winter | Coincident_unreconciled | 2026 | POE90 | Operational-demand | 28.7453 | NA
QLD | QDYS | Dysart | Energy Queensland | Winter | Coincident_unreconciled | 2026 | POE50 | Operational-demand | 30.5299 | NA
QLD | QDYS | Dysart | Energy Queensland | Winter | Non-coincident | 2026 | POE50 | Operational-demand | 13.2375 | 40.4684
QLD | QDYS | Dysart | Energy Queensland | Winter | Non-coincident | 2026 | POE90 | Operational-demand | 8.9077 | NA
QLD | QDYS | Dysart | Energy Queensland | Winter | Coincident_unreconciled | 2027 | POE90 | Operational-demand | 28.8127 | NA
QLD | QDYS | Dysart | Energy Queensland | Winter | Coincident_unreconciled | 2027 | POE50 | Operational-demand | 30.6023 | NA
QLD | QDYS | Dysart | Energy Queensland | Winter | Non-coincident | 2027 | POE50 | Operational-demand | 13.2553 | 40.5009
QLD | QDYS | Dysart | Energy Queensland | Winter | Non-coincident | 2027 | POE90 | Operational-demand | 8.9237 | NA
QLD | QDYS | Dysart | Energy Queensland | Winter | Coincident_unreconciled | 2028 | POE90 | Operational-demand | 28.9206 | NA
QLD | QDYS | Dysart | Energy Queensland | Winter | Coincident_unreconciled | 2028 | POE50 | Operational-demand | 30.7153 | NA
QLD | QDYS | Dysart | Energy Queensland | Winter | Non-coincident | 2028 | POE50 | Operational-demand | 13.2816 | 40.5365
QLD | QDYS | Dysart | Energy Queensland | Winter | Non-coincident | 2028 | POE90 | Operational-demand | 8.9495 | NA
QLD | QDYS | Dysart | Energy Queensland | Winter | Coincident_unreconciled | 2029 | POE90 | Operational-demand | 29.0406 | NA
QLD | QDYS | Dysart | Energy Queensland | Winter | Coincident_unreconciled | 2029 | POE50 | Operational-demand | 30.8404 | NA
QLD | QDYS | Dysart | Energy Queensland | Winter | Non-coincident | 2029 | POE50 | Operational-demand | 13.3107 | 40.5825
QLD | QDYS | Dysart | Energy Queensland | Winter | Non-coincident | 2029 | POE90 | Operational-demand | 8.9781 | NA
QLD | QDYS | Dysart | Energy Queensland | Shoulder | Non-coincident | 2019 | BASEYEARPOE10 | Operational-demand | NA | 38.3757
QLD | QDYS | Dysart | Energy Queensland | Shoulder | Coincident | 2021 | POE10 | Operational-demand | NA | 38.2141
QLD | QDYS | Dysart | Energy Queensland | Shoulder | Coincident | 2021 | POE50 | Operational-demand | NA | 36.6146
QLD | QDYS | Dysart | Energy Queensland | Shoulder | Non-coincident | 2021 | POE10 | Operational-demand | NA | 43.5251
QLD | QDYS | Dysart | Energy Queensland | Shoulder | Coincident | 2022 | POE10 | Operational-demand | NA | 38.218
QLD | QDYS | Dysart | Energy Queensland | Shoulder | Coincident | 2022 | POE50 | Operational-demand | NA | 36.6179
QLD | QDYS | Dysart | Energy Queensland | Shoulder | Non-coincident | 2022 | POE10 | Operational-demand | NA | 43.5296
QLD | QDYS | Dysart | Energy Queensland | Shoulder | Coincident | 2023 | POE10 | Operational-demand | NA | 38.2426
QLD | QDYS | Dysart | Energy Queensland | Shoulder | Coincident | 2023 | POE50 | Operational-demand | NA | 36.6391
QLD | QDYS | Dysart | Energy Queensland | Shoulder | Non-coincident | 2023 | POE10 | Operational-demand | NA | 43.5576
QLD | QDYS | Dysart | Energy Queensland | Shoulder | Coincident | 2024 | POE10 | Operational-demand | NA | 38.266
QLD | QDYS | Dysart | Energy Queensland | Shoulder | Coincident | 2024 | POE50 | Operational-demand | NA | 36.6589
QLD | QDYS | Dysart | Energy Queensland | Shoulder | Non-coincident | 2024 | POE10 | Operational-demand | NA | 43.5842
QLD | QDYS | Dysart | Energy Queensland | Shoulder | Coincident | 2025 | POE10 | Operational-demand | NA | 38.2887
QLD | QDYS | Dysart | Energy Queensland | Shoulder | Coincident | 2025 | POE50 | Operational-demand | NA | 36.6781
QLD | QDYS | Dysart | Energy Queensland | Shoulder | Non-coincident | 2025 | POE10 | Operational-demand | NA | 43.6101
QLD | QDYS | Dysart | Energy Queensland | Shoulder | Coincident | 2026 | POE10 | Operational-demand | NA | 38.3126
QLD | QDYS | Dysart | Energy Queensland | Shoulder | Coincident | 2026 | POE50 | Operational-demand | NA | 36.6985
QLD | QDYS | Dysart | Energy Queensland | Shoulder | Non-coincident | 2026 | POE10 | Operational-demand | NA | 43.6373
QLD | QDYS | Dysart | Energy Queensland | Shoulder | Coincident | 2027 | POE10 | Operational-demand | NA | 38.346
QLD | QDYS | Dysart | Energy Queensland | Shoulder | Coincident | 2027 | POE50 | Operational-demand | NA | 36.7275
QLD | QDYS | Dysart | Energy Queensland | Shoulder | Non-coincident | 2027 | POE10 | Operational-demand | NA | 43.6753
QLD | QDYS | Dysart | Energy Queensland | Shoulder | Coincident | 2028 | POE10 | Operational-demand | NA | 38.3873
QLD | QDYS | Dysart | Energy Queensland | Shoulder | Coincident | 2028 | POE50 | Operational-demand | NA | 36.7639
QLD | QDYS | Dysart | Energy Queensland | Shoulder | Non-coincident | 2028 | POE10 | Operational-demand | NA | 43.7224
QLD | QDYS | Dysart | Energy Queensland | Shoulder | Coincident | 2029 | POE10 | Operational-demand | NA | 38.4344
QLD | QDYS | Dysart | Energy Queensland | Shoulder | Coincident | 2029 | POE50 | Operational-demand | NA | 36.8058
QLD | QDYS | Dysart | Energy Queensland | Shoulder | Non-coincident | 2029 | POE10 | Operational-demand | NA | 43.776
QLD | QDYS | Dysart | Energy Queensland | Shoulder | Coincident | 2030 | POE10 | Operational-demand | NA | 38.4845
QLD | QDYS | Dysart | Energy Queensland | Shoulder | Coincident | 2030 | POE50 | Operational-demand | NA | 36.8508
QLD | QDYS | Dysart | Energy Queensland | Shoulder | Non-coincident | 2030 | POE10 | Operational-demand | NA | 43.8331
QLD | QDYS | Dysart | Energy Queensland | Summer | Non-coincident | 2019 | BASEYEARPOE10 | Operational-demand | NA | 39.3881
QLD | QDYS | Dysart | Energy Queensland | Summer | Coincident | 2021 | POE10 | Operational-demand | NA | 33.8933
QLD | QDYS | Dysart | Energy Queensland | Summer | Coincident | 2021 | POE50 | Operational-demand | NA | 32.3419
QLD | QDYS | Dysart | Energy Queensland | Summer | Non-coincident | 2021 | POE10 | Operational-demand | NA | 46.3842
QLD | QDYS | Dysart | Energy Queensland | Summer | Coincident | 2022 | POE10 | Operational-demand | NA | 33.8976
QLD | QDYS | Dysart | Energy Queensland | Summer | Coincident | 2022 | POE50 | Operational-demand | NA | 32.3458
QLD | QDYS | Dysart | Energy Queensland | Summer | Non-coincident | 2022 | POE10 | Operational-demand | NA | 46.3901
QLD | QDYS | Dysart | Energy Queensland | Summer | Coincident | 2023 | POE10 | Operational-demand | NA | 33.9241
QLD | QDYS | Dysart | Energy Queensland | Summer | Coincident | 2023 | POE50 | Operational-demand | NA | 32.3695
QLD | QDYS | Dysart | Energy Queensland | Summer | Non-coincident | 2023 | POE10 | Operational-demand | NA | 46.4264
QLD | QDYS | Dysart | Energy Queensland | Summer | Coincident | 2024 | POE10 | Operational-demand | NA | 33.9496
QLD | QDYS | Dysart | Energy Queensland | Summer | Coincident | 2024 | POE50 | Operational-demand | NA | 32.3923
QLD | QDYS | Dysart | Energy Queensland | Summer | Non-coincident | 2024 | POE10 | Operational-demand | NA | 46.4613
QLD | QDYS | Dysart | Energy Queensland | Summer | Coincident | 2025 | POE10 | Operational-demand | NA | 33.9748
QLD | QDYS | Dysart | Energy Queensland | Summer | Coincident | 2025 | POE50 | Operational-demand | NA | 32.4146
QLD | QDYS | Dysart | Energy Queensland | Summer | Non-coincident | 2025 | POE10 | Operational-demand | NA | 46.4957
QLD | QDYS | Dysart | Energy Queensland | Summer | Coincident | 2026 | POE10 | Operational-demand | NA | 34.0012
QLD | QDYS | Dysart | Energy Queensland | Summer | Coincident | 2026 | POE50 | Operational-demand | NA | 32.4383
QLD | QDYS | Dysart | Energy Queensland | Summer | Non-coincident | 2026 | POE10 | Operational-demand | NA | 46.532
QLD | QDYS | Dysart | Energy Queensland | Summer | Coincident | 2027 | POE10 | Operational-demand | NA | 34.0376
QLD | QDYS | Dysart | Energy Queensland | Summer | Coincident | 2027 | POE50 | Operational-demand | NA | 32.4713
QLD | QDYS | Dysart | Energy Queensland | Summer | Non-coincident | 2027 | POE10 | Operational-demand | NA | 46.5818
QLD | QDYS | Dysart | Energy Queensland | Summer | Coincident | 2028 | POE10 | Operational-demand | NA | 34.0821
QLD | QDYS | Dysart | Energy Queensland | Summer | Coincident | 2028 | POE50 | Operational-demand | NA | 32.5117
QLD | QDYS | Dysart | Energy Queensland | Summer | Non-coincident | 2028 | POE10 | Operational-demand | NA | 46.6426
QLD | QDYS | Dysart | Energy Queensland | Summer | Coincident | 2029 | POE10 | Operational-demand | NA | 34.1324
QLD | QDYS | Dysart | Energy Queensland | Summer | Coincident | 2029 | POE50 | Operational-demand | NA | 32.5581
QLD | QDYS | Dysart | Energy Queensland | Summer | Non-coincident | 2029 | POE10 | Operational-demand | NA | 46.7115
QLD | QDYS | Dysart | Energy Queensland | Summer | Coincident | 2030 | POE10 | Operational-demand | NA | 34.1857
QLD | QDYS | Dysart | Energy Queensland | Summer | Coincident | 2030 | POE50 | Operational-demand | NA | 32.6073
QLD | QDYS | Dysart | Energy Queensland | Summer | Non-coincident | 2030 | POE10 | Operational-demand | NA | 46.7844
QLD | QDYS | Dysart | Energy Queensland | Winter | Non-coincident | 2019 | BASEYEARPOE10 | Operational-demand | NA | 37.3631
QLD | QDYS | Dysart | Energy Queensland | Winter | Coincident | 2020 | POE10 | Operational-demand | NA | 33.8665
QLD | QDYS | Dysart | Energy Queensland | Winter | Coincident | 2020 | POE50 | Operational-demand | NA | 32.4978
QLD | QDYS | Dysart | Energy Queensland | Winter | Non-coincident | 2020 | POE10 | Operational-demand | NA | 42.0949
QLD | QDYS | Dysart | Energy Queensland | Winter | Coincident | 2021 | POE10 | Operational-demand | NA | 33.8519
QLD | QDYS | Dysart | Energy Queensland | Winter | Coincident | 2021 | POE50 | Operational-demand | NA | 32.4848
QLD | QDYS | Dysart | Energy Queensland | Winter | Non-coincident | 2021 | POE10 | Operational-demand | NA | 42.0767
QLD | QDYS | Dysart | Energy Queensland | Winter | Coincident | 2022 | POE10 | Operational-demand | NA | 33.869
QLD | QDYS | Dysart | Energy Queensland | Winter | Coincident | 2022 | POE50 | Operational-demand | NA | 32.5
QLD | QDYS | Dysart | Energy Queensland | Winter | Non-coincident | 2022 | POE10 | Operational-demand | NA | 42.0981
QLD | QDYS | Dysart | Energy Queensland | Winter | Coincident | 2023 | POE10 | Operational-demand | NA | 33.8859
QLD | QDYS | Dysart | Energy Queensland | Winter | Coincident | 2023 | POE50 | Operational-demand | NA | 32.515
QLD | QDYS | Dysart | Energy Queensland | Winter | Non-coincident | 2023 | POE10 | Operational-demand | NA | 42.1191
QLD | QDYS | Dysart | Energy Queensland | Winter | Coincident | 2024 | POE10 | Operational-demand | NA | 33.901
QLD | QDYS | Dysart | Energy Queensland | Winter | Coincident | 2024 | POE50 | Operational-demand | NA | 32.5281
QLD | QDYS | Dysart | Energy Queensland | Winter | Non-coincident | 2024 | POE10 | Operational-demand | NA | 42.1378
QLD | QDYS | Dysart | Energy Queensland | Winter | Coincident | 2025 | POE10 | Operational-demand | NA | 33.9166
QLD | QDYS | Dysart | Energy Queensland | Winter | Coincident | 2025 | POE50 | Operational-demand | NA | 32.5418
QLD | QDYS | Dysart | Energy Queensland | Winter | Non-coincident | 2025 | POE10 | Operational-demand | NA | 42.1572
QLD | QDYS | Dysart | Energy Queensland | Winter | Coincident | 2026 | POE10 | Operational-demand | NA | 33.9348
QLD | QDYS | Dysart | Energy Queensland | Winter | Coincident | 2026 | POE50 | Operational-demand | NA | 32.558
QLD | QDYS | Dysart | Energy Queensland | Winter | Non-coincident | 2026 | POE10 | Operational-demand | NA | 42.1798
QLD | QDYS | Dysart | Energy Queensland | Winter | Coincident | 2027 | POE10 | Operational-demand | NA | 33.9637
QLD | QDYS | Dysart | Energy Queensland | Winter | Coincident | 2027 | POE50 | Operational-demand | NA | 32.5841
QLD | QDYS | Dysart | Energy Queensland | Winter | Non-coincident | 2027 | POE10 | Operational-demand | NA | 42.2157
QLD | QDYS | Dysart | Energy Queensland | Winter | Coincident | 2028 | POE10 | Operational-demand | NA | 33.9951
QLD | QDYS | Dysart | Energy Queensland | Winter | Coincident | 2028 | POE50 | Operational-demand | NA | 32.6127
QLD | QDYS | Dysart | Energy Queensland | Winter | Non-coincident | 2028 | POE10 | Operational-demand | NA | 42.2548
QLD | QDYS | Dysart | Energy Queensland | Winter | Coincident | 2029 | POE10 | Operational-demand | NA | 34.0349
QLD | QDYS | Dysart | Energy Queensland | Winter | Coincident | 2029 | POE50 | Operational-demand | NA | 32.6497
QLD | QDYS | Dysart | Energy Queensland | Winter | Non-coincident | 2029 | POE10 | Operational-demand | NA | 42.3042
QLD | QELA | El Arish | Energy Queensland | Shoulder | Coincident | 2017 | ACTUAL_OPG | Operational-demand | 3.3559 | 4.0901
QLD | QELA | El Arish | Energy Queensland | Shoulder | Coincident | 2017 | ACTUAL_RAW | Operational-demand | 3.3559 | 4.0901
QLD | QELA | El Arish | Energy Queensland | Shoulder | Non-coincident | 2017 | ACTUAL_RAW | Operational-demand | 1.5962 | 6.6433
QLD | QELA | El Arish | Energy Queensland | Shoulder | Non-coincident | 2017 | ACTUAL_OPG | Operational-demand | 1.5962 | 6.6433
QLD | QELA | El Arish | Energy Queensland | Shoulder | Non-coincident | 2017 | ACTUAL_ADJUSTEDOPG | Operational-demand | 1.5962 | 4.569
QLD | QELA | El Arish | Energy Queensland | Shoulder | Coincident | 2018 | ACTUAL_OPG | Operational-demand | 2.2262 | 3.7029
QLD | QELA | El Arish | Energy Queensland | Shoulder | Coincident | 2018 | ACTUAL_RAW | Operational-demand | 2.2262 | 3.7029
QLD | QELA | El Arish | Energy Queensland | Shoulder | Non-coincident | 2018 | ACTUAL_RAW | Operational-demand | 1.389 | 5.531
QLD | QELA | El Arish | Energy Queensland | Shoulder | Non-coincident | 2018 | ACTUAL_OPG | Operational-demand | 1.389 | 5.531
QLD | QELA | El Arish | Energy Queensland | Shoulder | Non-coincident | 2018 | ACTUAL_ADJUSTEDOPG | Operational-demand | 1.389 | 4.7474
QLD | QELA | El Arish | Energy Queensland | Shoulder | Coincident | 2019 | ACTUAL_OPG | Operational-demand | 3.8184 | 6.5167
QLD | QELA | El Arish | Energy Queensland | Shoulder | Coincident | 2019 | ACTUAL_RAW | Operational-demand | 3.8184 | 6.5167
QLD | QELA | El Arish | Energy Queensland | Shoulder | Non-coincident | 2019 | ACTUAL_RAW | Operational-demand | 0.77432 | 9.2213
QLD | QELA | El Arish | Energy Queensland | Shoulder | Non-coincident | 2019 | ACTUAL_OPG | Operational-demand | 0.77432 | 9.2213
QLD | QELA | El Arish | Energy Queensland | Shoulder | Non-coincident | 2019 | ACTUAL_ADJUSTEDOPG | Operational-demand | 0.77432 | 4.0647
QLD | QELA | El Arish | Energy Queensland | Shoulder | Non-coincident | 2019 | BASEYEARPOE90 | Operational-demand | 0.78149 | NA
QLD | QELA | El Arish | Energy Queensland | Shoulder | Non-coincident | 2019 | BASEYEARPOE50 | Operational-demand | 0.91792 | 4.631
QLD | QELA | El Arish | Energy Queensland | Shoulder | Coincident | 2020 | ACTUAL_OPG | Operational-demand | 1.5303 | 4.2237
QLD | QELA | El Arish | Energy Queensland | Shoulder | Coincident | 2020 | ACTUAL_RAW | Operational-demand | 1.5303 | 4.2237
QLD | QELA | El Arish | Energy Queensland | Shoulder | Non-coincident | 2020 | ACTUAL_RAW | Operational-demand | 0.85543 | 6.0405
QLD | QELA | El Arish | Energy Queensland | Shoulder | Non-coincident | 2020 | ACTUAL_OPG | Operational-demand | 0.85543 | 6.0405
QLD | QELA | El Arish | Energy Queensland | Shoulder | Non-coincident | 2020 | ACTUAL_ADJUSTEDOPG | Operational-demand | 0.85543 | 4.7821
QLD | QELA | El Arish | Energy Queensland | Shoulder | Coincident_unreconciled | 2021 | POE90 | Operational-demand | 0.26 | NA
QLD | QELA | El Arish | Energy Queensland | Shoulder | Coincident_unreconciled | 2021 | POE50 | Operational-demand | 1.36 | NA
QLD | QELA | El Arish | Energy Queensland | Shoulder | Non-coincident | 2021 | POE50 | Operational-demand | 0.4009 | 4.6449
QLD | QELA | El Arish | Energy Queensland | Shoulder | Non-coincident | 2021 | POE90 | Operational-demand | 0.27361 | NA
QLD | QELA | El Arish | Energy Queensland | Shoulder | Coincident_unreconciled | 2022 | POE90 | Operational-demand | 0.2522 | NA
QLD | QELA | El Arish | Energy Queensland | Shoulder | Coincident_unreconciled | 2022 | POE50 | Operational-demand | 1.3192 | NA
QLD | QELA | El Arish | Energy Queensland | Shoulder | Non-coincident | 2022 | POE50 | Operational-demand | 0.25043 | 4.6553
QLD | QELA | El Arish | Energy Queensland | Shoulder | Non-coincident | 2022 | POE90 | Operational-demand | 0.12283 | NA
QLD | QELA | El Arish | Energy Queensland | Shoulder | Coincident_unreconciled | 2023 | POE90 | Operational-demand | 0.24463 | NA
QLD | QELA | El Arish | Energy Queensland | Shoulder | Coincident_unreconciled | 2023 | POE50 | Operational-demand | 1.2796 | NA
QLD | QELA | El Arish | Energy Queensland | Shoulder | Non-coincident | 2023 | POE50 | Operational-demand | 0.12977 | 4.6641
QLD | QELA | El Arish | Energy Queensland | Shoulder | Non-coincident | 2023 | POE90 | Operational-demand | 0.00191 | NA
QLD | QELA | El Arish | Energy Queensland | Shoulder | Coincident_unreconciled | 2024 | POE90 | Operational-demand | 0.23729 | NA
QLD | QELA | El Arish | Energy Queensland | Shoulder | Coincident_unreconciled | 2024 | POE50 | Operational-demand | 1.2412 | NA
QLD | QELA | El Arish | Energy Queensland | Shoulder | Non-coincident | 2024 | POE50 | Operational-demand | 0.01762 | 4.6676
QLD | QELA | El Arish | Energy Queensland | Shoulder | Non-coincident | 2024 | POE90 | Operational-demand | -0.11051 | NA
QLD | QELA | El Arish | Energy Queensland | Shoulder | Coincident_unreconciled | 2025 | POE90 | Operational-demand | 0.23018 | NA
QLD | QELA | El Arish | Energy Queensland | Shoulder | Coincident_unreconciled | 2025 | POE50 | Operational-demand | 1.204 | NA
QLD | QELA | El Arish | Energy Queensland | Shoulder | Non-coincident | 2025 | POE50 | Operational-demand | -0.06766 | 4.6672
QLD | QELA | El Arish | Energy Queensland | Shoulder | Non-coincident | 2025 | POE90 | Operational-demand | -0.19607 | NA
QLD | QELA | El Arish | Energy Queensland | Shoulder | Coincident_unreconciled | 2026 | POE90 | Operational-demand | 0.22327 | NA
QLD | QELA | El Arish | Energy Queensland | Shoulder | Coincident_unreconciled | 2026 | POE50 | Operational-demand | 1.1679 | NA
QLD | QELA | El Arish | Energy Queensland | Shoulder | Non-coincident | 2026 | POE50 | Operational-demand | -0.14931 | 4.6659
QLD | QELA | El Arish | Energy Queensland | Shoulder | Non-coincident | 2026 | POE90 | Operational-demand | -0.27799 | NA
QLD | QELA | El Arish | Energy Queensland | Shoulder | Coincident_unreconciled | 2027 | POE90 | Operational-demand | 0.21657 | NA
QLD | QELA | El Arish | Energy Queensland | Shoulder | Coincident_unreconciled | 2027 | POE50 | Operational-demand | 1.1328 | NA
QLD | QELA | El Arish | Energy Queensland | Shoulder | Non-coincident | 2027 | POE50 | Operational-demand | -0.21643 | 4.6651
QLD | QELA | El Arish | Energy Queensland | Shoulder | Non-coincident | 2027 | POE90 | Operational-demand | -0.34539 | NA
QLD | QELA | El Arish | Energy Queensland | Shoulder | Coincident_unreconciled | 2028 | POE90 | Operational-demand | 0.21008 | NA
QLD | QELA | El Arish | Energy Queensland | Shoulder | Coincident_unreconciled | 2028 | POE50 | Operational-demand | 1.0989 | NA
QLD | QELA | El Arish | Energy Queensland | Shoulder | Non-coincident | 2028 | POE50 | Operational-demand | -0.2594 | 4.6691
QLD | QELA | El Arish | Energy Queensland | Shoulder | Non-coincident | 2028 | POE90 | Operational-demand | -0.38865 | NA
QLD | QELA | El Arish | Energy Queensland | Shoulder | Coincident_unreconciled | 2029 | POE90 | Operational-demand | 0.20377 | NA
QLD | QELA | El Arish | Energy Queensland | Shoulder | Coincident_unreconciled | 2029 | POE50 | Operational-demand | 1.0659 | NA
QLD | QELA | El Arish | Energy Queensland | Shoulder | Non-coincident | 2029 | POE50 | Operational-demand | -0.30228 | 4.6932
QLD | QELA | El Arish | Energy Queensland | Shoulder | Non-coincident | 2029 | POE90 | Operational-demand | -0.43182 | NA
QLD | QELA | El Arish | Energy Queensland | Shoulder | Coincident_unreconciled | 2030 | POE90 | Operational-demand | 0.19766 | NA
QLD | QELA | El Arish | Energy Queensland | Shoulder | Coincident_unreconciled | 2030 | POE50 | Operational-demand | 1.0339 | NA
QLD | QELA | El Arish | Energy Queensland | Shoulder | Non-coincident | 2030 | POE50 | Operational-demand | -0.33148 | 4.7268
QLD | QELA | El Arish | Energy Queensland | Shoulder | Non-coincident | 2030 | POE90 | Operational-demand | -0.46129 | NA
QLD | QELA | El Arish | Energy Queensland | Summer | Coincident | 2017 | ACTUAL_OPG | Operational-demand | 2.4349 | 3.5029
QLD | QELA | El Arish | Energy Queensland | Summer | Coincident | 2017 | ACTUAL_RAW | Operational-demand | 2.4349 | 3.5029
QLD | QELA | El Arish | Energy Queensland | Summer | Non-coincident | 2017 | ACTUAL_RAW | Operational-demand | 1.153 | 7.4181
QLD | QELA | El Arish | Energy Queensland | Summer | Non-coincident | 2017 | ACTUAL_OPG | Operational-demand | 1.153 | 7.4181
QLD | QELA | El Arish | Energy Queensland | Summer | Non-coincident | 2017 | ACTUAL_ADJUSTEDOPG | Operational-demand | 1.153 | 5.1148
QLD | QELA | El Arish | Energy Queensland | Summer | Coincident | 2018 | ACTUAL_OPG | Operational-demand | 2.5222 | 3.4554
QLD | QELA | El Arish | Energy Queensland | Summer | Coincident | 2018 | ACTUAL_RAW | Operational-demand | 2.5222 | 3.4554
QLD | QELA | El Arish | Energy Queensland | Summer | Non-coincident | 2018 | ACTUAL_RAW | Operational-demand | 0.90159 | 5.4157
QLD | QELA | El Arish | Energy Queensland | Summer | Non-coincident | 2018 | ACTUAL_OPG | Operational-demand | 0.90159 | 5.4157
QLD | QELA | El Arish | Energy Queensland | Summer | Non-coincident | 2018 | ACTUAL_ADJUSTEDOPG | Operational-demand | 0.90159 | 5.4157
QLD | QELA | El Arish | Energy Queensland | Summer | Coincident | 2019 | ACTUAL_OPG | Operational-demand | 5.1469 | 8.5622
QLD | QELA | El Arish | Energy Queensland | Summer | Coincident | 2019 | ACTUAL_RAW | Operational-demand | 5.1469 | 8.5622
QLD | QELA | El Arish | Energy Queensland | Summer | Non-coincident | 2019 | ACTUAL_RAW | Operational-demand | 2.1197 | 16.3487
QLD | QELA | El Arish | Energy Queensland | Summer | Non-coincident | 2019 | ACTUAL_OPG | Operational-demand | 2.1197 | 16.3487
QLD | QELA | El Arish | Energy Queensland | Summer | Non-coincident | 2019 | BASEYEARPOE90 | Operational-demand | 0.81233 | NA
QLD | QELA | El Arish | Energy Queensland | Summer | Non-coincident | 2019 | BASEYEARPOE50 | Operational-demand | 1.0107 | 5.3251
QLD | QELA | El Arish | Energy Queensland | Summer | Coincident | 2020 | ACTUAL_OPG | Operational-demand | 1.9922 | 3.8884
QLD | QELA | El Arish | Energy Queensland | Summer | Coincident | 2020 | ACTUAL_RAW | Operational-demand | 1.9922 | 3.8884
QLD | QELA | El Arish | Energy Queensland | Summer | Non-coincident | 2020 | ACTUAL_RAW | Operational-demand | 0.78539 | 7.3717
QLD | QELA | El Arish | Energy Queensland | Summer | Non-coincident | 2020 | ACTUAL_OPG | Operational-demand | 0.78539 | 7.3717
QLD | QELA | El Arish | Energy Queensland | Summer | Non-coincident | 2020 | ACTUAL_ADJUSTEDOPG | Operational-demand | 1.2306 | 5.6274
QLD | QELA | El Arish | Energy Queensland | Summer | Coincident_unreconciled | 2021 | POE50 | Operational-demand | 2.8372 | NA
QLD | QELA | El Arish | Energy Queensland | Summer | Coincident_unreconciled | 2021 | POE90 | Operational-demand | 1.7885 | NA
QLD | QELA | El Arish | Energy Queensland | Summer | Non-coincident | 2021 | POE50 | Operational-demand | 0.67312 | 5.3436
QLD | QELA | El Arish | Energy Queensland | Summer | Non-coincident | 2021 | POE90 | Operational-demand | 0.42431 | NA
QLD | QELA | El Arish | Energy Queensland | Summer | Coincident_unreconciled | 2022 | POE50 | Operational-demand | 2.7521 | NA
QLD | QELA | El Arish | Energy Queensland | Summer | Coincident_unreconciled | 2022 | POE90 | Operational-demand | 1.7348 | NA
QLD | QELA | El Arish | Energy Queensland | Summer | Non-coincident | 2022 | POE50 | Operational-demand | 0.5448 | 5.356
QLD | QELA | El Arish | Energy Queensland | Summer | Non-coincident | 2022 | POE90 | Operational-demand | 0.29537 | NA
QLD | QELA | El Arish | Energy Queensland | Summer | Coincident_unreconciled | 2023 | POE50 | Operational-demand | 2.6696 | NA
QLD | QELA | El Arish | Energy Queensland | Summer | Coincident_unreconciled | 2023 | POE90 | Operational-demand | 1.6828 | NA
QLD | QELA | El Arish | Energy Queensland | Summer | Non-coincident | 2023 | POE50 | Operational-demand | 0.43916 | 5.3664
QLD | QELA | El Arish | Energy Queensland | Summer | Non-coincident | 2023 | POE90 | Operational-demand | 0.18921 | NA
QLD | QELA | El Arish | Energy Queensland | Summer | Coincident_unreconciled | 2024 | POE50 | Operational-demand | 2.5895 | NA
QLD | QELA | El Arish | Energy Queensland | Summer | Coincident_unreconciled | 2024 | POE90 | Operational-demand | 1.6323 | NA
QLD | QELA | El Arish | Energy Queensland | Summer | Non-coincident | 2024 | POE50 | Operational-demand | 0.34083 | 5.3721
QLD | QELA | El Arish | Energy Queensland | Summer | Non-coincident | 2024 | POE90 | Operational-demand | 0.09037 | NA
QLD | QELA | El Arish | Energy Queensland | Summer | Coincident_unreconciled | 2025 | POE50 | Operational-demand | 2.5118 | NA
QLD | QELA | El Arish | Energy Queensland | Summer | Coincident_unreconciled | 2025 | POE90 | Operational-demand | 1.5833 | NA
QLD | QELA | El Arish | Energy Queensland | Summer | Non-coincident | 2025 | POE50 | Operational-demand | 0.26979 | 5.3751
QLD | QELA | El Arish | Energy Queensland | Summer | Non-coincident | 2025 | POE90 | Operational-demand | 0.01878 | NA
QLD | QELA | El Arish | Energy Queensland | Summer | Coincident_unreconciled | 2026 | POE50 | Operational-demand | 2.4364 | NA
QLD | QELA | El Arish | Energy Queensland | Summer | Coincident_unreconciled | 2026 | POE90 | Operational-demand | 1.5358 | NA
QLD | QELA | El Arish | Energy Queensland | Summer | Non-coincident | 2026 | POE50 | Operational-demand | 0.20266 | 5.3782
QLD | QELA | El Arish | Energy Queensland | Summer | Non-coincident | 2026 | POE90 | Operational-demand | -0.04889 | NA
QLD | QELA | El Arish | Energy Queensland | Summer | Coincident_unreconciled | 2027 | POE50 | Operational-demand | 2.3633 | NA
QLD | QELA | El Arish | Energy Queensland | Summer | Coincident_unreconciled | 2027 | POE90 | Operational-demand | 1.4897 | NA
QLD | QELA | El Arish | Energy Queensland | Summer | Non-coincident | 2027 | POE50 | Operational-demand | 0.1514 | 5.3839
QLD | QELA | El Arish | Energy Queensland | Summer | Non-coincident | 2027 | POE90 | Operational-demand | -0.10068 | NA
QLD | QELA | El Arish | Energy Queensland | Summer | Coincident_unreconciled | 2028 | POE50 | Operational-demand | 2.2924 | NA
QLD | QELA | El Arish | Energy Queensland | Summer | Coincident_unreconciled | 2028 | POE90 | Operational-demand | 1.4451 | NA
QLD | QELA | El Arish | Energy Queensland | Summer | Non-coincident | 2028 | POE50 | Operational-demand | 0.12414 | 5.3963
QLD | QELA | El Arish | Energy Queensland | Summer | Non-coincident | 2028 | POE90 | Operational-demand | -0.12851 | NA
QLD | QELA | El Arish | Energy Queensland | Summer | Coincident_unreconciled | 2029 | POE50 | Operational-demand | 2.2237 | NA
QLD | QELA | El Arish | Energy Queensland | Summer | Coincident_unreconciled | 2029 | POE90 | Operational-demand | 1.4017 | NA
QLD | QELA | El Arish | Energy Queensland | Summer | Non-coincident | 2029 | POE50 | Operational-demand | 0.09164 | 5.4321
QLD | QELA | El Arish | Energy Queensland | Summer | Non-coincident | 2029 | POE90 | Operational-demand | -0.16157 | NA
QLD | QELA | El Arish | Energy Queensland | Summer | Coincident_unreconciled | 2030 | POE50 | Operational-demand | 2.157 | NA
QLD | QELA | El Arish | Energy Queensland | Summer | Coincident_unreconciled | 2030 | POE90 | Operational-demand | 1.3597 | NA
QLD | QELA | El Arish | Energy Queensland | Summer | Non-coincident | 2030 | POE50 | Operational-demand | 0.07637 | 5.4777
QLD | QELA | El Arish | Energy Queensland | Summer | Non-coincident | 2030 | POE90 | Operational-demand | -0.17739 | NA
QLD | QELA | El Arish | Energy Queensland | Winter | Coincident | 2016 | ACTUAL_OPG | Operational-demand | 2.0229 | 3.2906
QLD | QELA | El Arish | Energy Queensland | Winter | Coincident | 2016 | ACTUAL_RAW | Operational-demand | 2.0229 | 3.2906
QLD | QELA | El Arish | Energy Queensland | Winter | Non-coincident | 2016 | ACTUAL_RAW | Operational-demand | 1.478 | 5.2485
QLD | QELA | El Arish | Energy Queensland | Winter | Non-coincident | 2016 | ACTUAL_OPG | Operational-demand | 1.478 | 5.2485
QLD | QELA | El Arish | Energy Queensland | Winter | Non-coincident | 2016 | ACTUAL_ADJUSTEDOPG | Operational-demand | 1.478 | 3.7624
QLD | QELA | El Arish | Energy Queensland | Winter | Coincident | 2017 | ACTUAL_OPG | Operational-demand | 1.6545 | 3.2447
QLD | QELA | El Arish | Energy Queensland | Winter | Coincident | 2017 | ACTUAL_RAW | Operational-demand | 1.6545 | 3.2447
QLD | QELA | El Arish | Energy Queensland | Winter | Non-coincident | 2017 | ACTUAL_RAW | Operational-demand | 1.1598 | 4.126
QLD | QELA | El Arish | Energy Queensland | Winter | Non-coincident | 2017 | ACTUAL_OPG | Operational-demand | 1.1598 | 4.126
QLD | QELA | El Arish | Energy Queensland | Winter | Non-coincident | 2017 | ACTUAL_ADJUSTEDOPG | Operational-demand | 1.1598 | 4.126
QLD | QELA | El Arish | Energy Queensland | Winter | Coincident | 2018 | ACTUAL_OPG | Operational-demand | 3.6129 | 7.657
QLD | QELA | El Arish | Energy Queensland | Winter | Coincident | 2018 | ACTUAL_RAW | Operational-demand | 3.6129 | 7.657
QLD | QELA | El Arish | Energy Queensland | Winter | Non-coincident | 2018 | ACTUAL_RAW | Operational-demand | 1.3869 | 8.5577
QLD | QELA | El Arish | Energy Queensland | Winter | Non-coincident | 2018 | ACTUAL_OPG | Operational-demand | 1.3869 | 8.5577
QLD | QELA | El Arish | Energy Queensland | Winter | Non-coincident | 2018 | ACTUAL_ADJUSTEDOPG | Operational-demand | 1.3869 | 4.0645
QLD | QELA | El Arish | Energy Queensland | Winter | Coincident | 2019 | ACTUAL_OPG | Operational-demand | 1.6171 | 3.7555
QLD | QELA | El Arish | Energy Queensland | Winter | Coincident | 2019 | ACTUAL_RAW | Operational-demand | 1.6171 | 3.7555
QLD | QELA | El Arish | Energy Queensland | Winter | Non-coincident | 2019 | ACTUAL_RAW | Operational-demand | 0.9703 | 6.7665
QLD | QELA | El Arish | Energy Queensland | Winter | Non-coincident | 2019 | ACTUAL_OPG | Operational-demand | 0.9703 | 6.7665
QLD | QELA | El Arish | Energy Queensland | Winter | Non-coincident | 2019 | ACTUAL_ADJUSTEDOPG | Operational-demand | 0.9703 | 4.6315
QLD | QELA | El Arish | Energy Queensland | Winter | Non-coincident | 2019 | BASEYEARPOE90 | Operational-demand | 0.37021 | NA
QLD | QELA | El Arish | Energy Queensland | Winter | Non-coincident | 2019 | BASEYEARPOE50 | Operational-demand | 0.53962 | 4.4114
QLD | QELA | El Arish | Energy Queensland | Winter | Coincident_unreconciled | 2020 | POE90 | Operational-demand | 0.26 | NA
QLD | QELA | El Arish | Energy Queensland | Winter | Coincident_unreconciled | 2020 | POE50 | Operational-demand | 1.36 | NA
QLD | QELA | El Arish | Energy Queensland | Winter | Non-coincident | 2020 | POE50 | Operational-demand | 0.79124 | 4.426
QLD | QELA | El Arish | Energy Queensland | Winter | Non-coincident | 2020 | POE90 | Operational-demand | 0.62791 | NA
QLD | QELA | El Arish | Energy Queensland | Winter | Coincident_unreconciled | 2021 | POE90 | Operational-demand | 0.2522 | NA
QLD | QELA | El Arish | Energy Queensland | Winter | Coincident_unreconciled | 2021 | POE50 | Operational-demand | 1.3192 | NA
QLD | QELA | El Arish | Energy Queensland | Winter | Non-coincident | 2021 | POE50 | Operational-demand | 0.59554 | 4.4361
QLD | QELA | El Arish | Energy Queensland | Winter | Non-coincident | 2021 | POE90 | Operational-demand | 0.43175 | NA
QLD | QELA | El Arish | Energy Queensland | Winter | Coincident_unreconciled | 2022 | POE90 | Operational-demand | 0.24463 | NA
QLD | QELA | El Arish | Energy Queensland | Winter | Coincident_unreconciled | 2022 | POE50 | Operational-demand | 1.2796 | NA
QLD | QELA | El Arish | Energy Queensland | Winter | Non-coincident | 2022 | POE50 | Operational-demand | 0.48116 | 4.4444
QLD | QELA | El Arish | Energy Queensland | Winter | Non-coincident | 2022 | POE90 | Operational-demand | 0.31701 | NA
QLD | QELA | El Arish | Energy Queensland | Winter | Coincident_unreconciled | 2023 | POE90 | Operational-demand | 0.23729 | NA
QLD | QELA | El Arish | Energy Queensland | Winter | Coincident_unreconciled | 2023 | POE50 | Operational-demand | 1.2412 | NA
QLD | QELA | El Arish | Energy Queensland | Winter | Non-coincident | 2023 | POE50 | Operational-demand | 0.36545 | 4.4505
QLD | QELA | El Arish | Energy Queensland | Winter | Non-coincident | 2023 | POE90 | Operational-demand | 0.20097 | NA
QLD | QELA | El Arish | Energy Queensland | Winter | Coincident_unreconciled | 2024 | POE90 | Operational-demand | 0.23018 | NA
QLD | QELA | El Arish | Energy Queensland | Winter | Coincident_unreconciled | 2024 | POE50 | Operational-demand | 1.204 | NA
QLD | QELA | El Arish | Energy Queensland | Winter | Non-coincident | 2024 | POE50 | Operational-demand | 0.27867 | 4.4463
QLD | QELA | El Arish | Energy Queensland | Winter | Non-coincident | 2024 | POE90 | Operational-demand | 0.11385 | NA
QLD | QELA | El Arish | Energy Queensland | Winter | Coincident_unreconciled | 2025 | POE90 | Operational-demand | 0.22327 | NA
QLD | QELA | El Arish | Energy Queensland | Winter | Coincident_unreconciled | 2025 | POE50 | Operational-demand | 1.1679 | NA
QLD | QELA | El Arish | Energy Queensland | Winter | Non-coincident | 2025 | POE50 | Operational-demand | 0.20864 | 4.4411
QLD | QELA | El Arish | Energy Queensland | Winter | Non-coincident | 2025 | POE90 | Operational-demand | 0.04344 | NA
QLD | QELA | El Arish | Energy Queensland | Winter | Coincident_unreconciled | 2026 | POE90 | Operational-demand | 0.21657 | NA
QLD | QELA | El Arish | Energy Queensland | Winter | Coincident_unreconciled | 2026 | POE50 | Operational-demand | 1.1328 | NA
QLD | QELA | El Arish | Energy Queensland | Winter | Non-coincident | 2026 | POE50 | Operational-demand | 0.13688 | 4.4335
QLD | QELA | El Arish | Energy Queensland | Winter | Non-coincident | 2026 | POE90 | Operational-demand | -0.02865 | NA
QLD | QELA | El Arish | Energy Queensland | Winter | Coincident_unreconciled | 2027 | POE90 | Operational-demand | 0.21008 | NA
QLD | QELA | El Arish | Energy Queensland | Winter | Coincident_unreconciled | 2027 | POE50 | Operational-demand | 1.0989 | NA
QLD | QELA | El Arish | Energy Queensland | Winter | Non-coincident | 2027 | POE50 | Operational-demand | 0.09573 | 4.4274
QLD | QELA | El Arish | Energy Queensland | Winter | Non-coincident | 2027 | POE90 | Operational-demand | -0.07017 | NA
QLD | QELA | El Arish | Energy Queensland | Winter | Coincident_unreconciled | 2028 | POE90 | Operational-demand | 0.20377 | NA
QLD | QELA | El Arish | Energy Queensland | Winter | Coincident_unreconciled | 2028 | POE50 | Operational-demand | 1.0659 | NA
QLD | QELA | El Arish | Energy Queensland | Winter | Non-coincident | 2028 | POE50 | Operational-demand | 0.07394 | 4.4259
QLD | QELA | El Arish | Energy Queensland | Winter | Non-coincident | 2028 | POE90 | Operational-demand | -0.09234 | NA
QLD | QELA | El Arish | Energy Queensland | Winter | Coincident_unreconciled | 2029 | POE90 | Operational-demand | 0.19766 | NA
QLD | QELA | El Arish | Energy Queensland | Winter | Coincident_unreconciled | 2029 | POE50 | Operational-demand | 1.0339 | NA
QLD | QELA | El Arish | Energy Queensland | Winter | Non-coincident | 2029 | POE50 | Operational-demand | 0.03003 | 4.4539
QLD | QELA | El Arish | Energy Queensland | Winter | Non-coincident | 2029 | POE90 | Operational-demand | -0.13661 | NA
QLD | QELA | El Arish | Energy Queensland | Shoulder | Non-coincident | 2019 | BASEYEARPOE10 | Operational-demand | NA | 4.7405
QLD | QELA | El Arish | Energy Queensland | Shoulder | Coincident | 2021 | POE10 | Operational-demand | NA | 4.0689
QLD | QELA | El Arish | Energy Queensland | Shoulder | Coincident | 2021 | POE50 | Operational-demand | NA | 4.1251
QLD | QELA | El Arish | Energy Queensland | Shoulder | Non-coincident | 2021 | POE10 | Operational-demand | NA | 4.7546
QLD | QELA | El Arish | Energy Queensland | Shoulder | Coincident | 2022 | POE10 | Operational-demand | NA | 4.1887
QLD | QELA | El Arish | Energy Queensland | Shoulder | Coincident | 2022 | POE50 | Operational-demand | NA | 4.1757
QLD | QELA | El Arish | Energy Queensland | Shoulder | Non-coincident | 2022 | POE10 | Operational-demand | NA | 4.7652
QLD | QELA | El Arish | Energy Queensland | Shoulder | Coincident | 2023 | POE10 | Operational-demand | NA | 4.2031
QLD | QELA | El Arish | Energy Queensland | Shoulder | Coincident | 2023 | POE50 | Operational-demand | NA | 4.2103
QLD | QELA | El Arish | Energy Queensland | Shoulder | Non-coincident | 2023 | POE10 | Operational-demand | NA | 4.7743
QLD | QELA | El Arish | Energy Queensland | Shoulder | Coincident | 2024 | POE10 | Operational-demand | NA | 4.226
QLD | QELA | El Arish | Energy Queensland | Shoulder | Coincident | 2024 | POE50 | Operational-demand | NA | 4.2888
QLD | QELA | El Arish | Energy Queensland | Shoulder | Non-coincident | 2024 | POE10 | Operational-demand | NA | 4.778
QLD | QELA | El Arish | Energy Queensland | Shoulder | Coincident | 2025 | POE10 | Operational-demand | NA | 4.239
QLD | QELA | El Arish | Energy Queensland | Shoulder | Coincident | 2025 | POE50 | Operational-demand | NA | 4.2706
QLD | QELA | El Arish | Energy Queensland | Shoulder | Non-coincident | 2025 | POE10 | Operational-demand | NA | 4.7778
QLD | QELA | El Arish | Energy Queensland | Shoulder | Coincident | 2026 | POE10 | Operational-demand | NA | 4.2164
QLD | QELA | El Arish | Energy Queensland | Shoulder | Coincident | 2026 | POE50 | Operational-demand | NA | 4.2711
QLD | QELA | El Arish | Energy Queensland | Shoulder | Non-coincident | 2026 | POE10 | Operational-demand | NA | 4.7768
QLD | QELA | El Arish | Energy Queensland | Shoulder | Coincident | 2027 | POE10 | Operational-demand | NA | 4.1985
QLD | QELA | El Arish | Energy Queensland | Shoulder | Coincident | 2027 | POE50 | Operational-demand | NA | 4.2486
QLD | QELA | El Arish | Energy Queensland | Shoulder | Non-coincident | 2027 | POE10 | Operational-demand | NA | 4.7762
QLD | QELA | El Arish | Energy Queensland | Shoulder | Coincident | 2028 | POE10 | Operational-demand | NA | 4.1856
QLD | QELA | El Arish | Energy Queensland | Shoulder | Coincident | 2028 | POE50 | Operational-demand | NA | 4.2456
QLD | QELA | El Arish | Energy Queensland | Shoulder | Non-coincident | 2028 | POE10 | Operational-demand | NA | 4.7805
QLD | QELA | El Arish | Energy Queensland | Shoulder | Coincident | 2029 | POE10 | Operational-demand | NA | 4.242
QLD | QELA | El Arish | Energy Queensland | Shoulder | Coincident | 2029 | POE50 | Operational-demand | NA | 4.2776
QLD | QELA | El Arish | Energy Queensland | Shoulder | Non-coincident | 2029 | POE10 | Operational-demand | NA | 4.8049
QLD | QELA | El Arish | Energy Queensland | Shoulder | Coincident | 2030 | POE10 | Operational-demand | NA | 4.2658
QLD | QELA | El Arish | Energy Queensland | Shoulder | Coincident | 2030 | POE50 | Operational-demand | NA | 4.3063
QLD | QELA | El Arish | Energy Queensland | Shoulder | Non-coincident | 2030 | POE10 | Operational-demand | NA | 4.8387
QLD | QELA | El Arish | Energy Queensland | Summer | Non-coincident | 2019 | BASEYEARPOE10 | Operational-demand | NA | 5.6351
QLD | QELA | El Arish | Energy Queensland | Summer | Coincident | 2021 | POE10 | Operational-demand | NA | 3.9931
QLD | QELA | El Arish | Energy Queensland | Summer | Coincident | 2021 | POE50 | Operational-demand | NA | 4.0059
QLD | QELA | El Arish | Energy Queensland | Summer | Non-coincident | 2021 | POE10 | Operational-demand | NA | 5.6501
QLD | QELA | El Arish | Energy Queensland | Summer | Coincident | 2022 | POE10 | Operational-demand | NA | 4.0727
QLD | QELA | El Arish | Energy Queensland | Summer | Coincident | 2022 | POE50 | Operational-demand | NA | 4.0793
QLD | QELA | El Arish | Energy Queensland | Summer | Non-coincident | 2022 | POE10 | Operational-demand | NA | 5.6633
QLD | QELA | El Arish | Energy Queensland | Summer | Coincident | 2023 | POE10 | Operational-demand | NA | 4.101
QLD | QELA | El Arish | Energy Queensland | Summer | Coincident | 2023 | POE50 | Operational-demand | NA | 4.0986
QLD | QELA | El Arish | Energy Queensland | Summer | Non-coincident | 2023 | POE10 | Operational-demand | NA | 5.6743
QLD | QELA | El Arish | Energy Queensland | Summer | Coincident | 2024 | POE10 | Operational-demand | NA | 4.1516
QLD | QELA | El Arish | Energy Queensland | Summer | Coincident | 2024 | POE50 | Operational-demand | NA | 4.153
QLD | QELA | El Arish | Energy Queensland | Summer | Non-coincident | 2024 | POE10 | Operational-demand | NA | 5.6806
QLD | QELA | El Arish | Energy Queensland | Summer | Coincident | 2025 | POE10 | Operational-demand | NA | 4.1342
QLD | QELA | El Arish | Energy Queensland | Summer | Coincident | 2025 | POE50 | Operational-demand | NA | 4.1567
QLD | QELA | El Arish | Energy Queensland | Summer | Non-coincident | 2025 | POE10 | Operational-demand | NA | 5.6843
QLD | QELA | El Arish | Energy Queensland | Summer | Coincident | 2026 | POE10 | Operational-demand | NA | 4.1535
QLD | QELA | El Arish | Energy Queensland | Summer | Coincident | 2026 | POE50 | Operational-demand | NA | 4.1621
QLD | QELA | El Arish | Energy Queensland | Summer | Non-coincident | 2026 | POE10 | Operational-demand | NA | 5.6881
QLD | QELA | El Arish | Energy Queensland | Summer | Coincident | 2027 | POE10 | Operational-demand | NA | 4.1241
QLD | QELA | El Arish | Energy Queensland | Summer | Coincident | 2027 | POE50 | Operational-demand | NA | 4.1467
QLD | QELA | El Arish | Energy Queensland | Summer | Non-coincident | 2027 | POE10 | Operational-demand | NA | 5.6945
QLD | QELA | El Arish | Energy Queensland | Summer | Coincident | 2028 | POE10 | Operational-demand | NA | 4.1322
QLD | QELA | El Arish | Energy Queensland | Summer | Coincident | 2028 | POE50 | Operational-demand | NA | 4.1526
QLD | QELA | El Arish | Energy Queensland | Summer | Non-coincident | 2028 | POE10 | Operational-demand | NA | 5.7075
QLD | QELA | El Arish | Energy Queensland | Summer | Coincident | 2029 | POE10 | Operational-demand | NA | 4.139
QLD | QELA | El Arish | Energy Queensland | Summer | Coincident | 2029 | POE50 | Operational-demand | NA | 4.1777
QLD | QELA | El Arish | Energy Queensland | Summer | Non-coincident | 2029 | POE10 | Operational-demand | NA | 5.744
QLD | QELA | El Arish | Energy Queensland | Summer | Coincident | 2030 | POE10 | Operational-demand | NA | 4.1664
QLD | QELA | El Arish | Energy Queensland | Summer | Coincident | 2030 | POE50 | Operational-demand | NA | 4.1839
QLD | QELA | El Arish | Energy Queensland | Summer | Non-coincident | 2030 | POE10 | Operational-demand | NA | 5.7903
QLD | QELA | El Arish | Energy Queensland | Winter | Non-coincident | 2019 | BASEYEARPOE10 | Operational-demand | NA | 4.5242
QLD | QELA | El Arish | Energy Queensland | Winter | Coincident | 2020 | POE10 | Operational-demand | NA | 4.1124
QLD | QELA | El Arish | Energy Queensland | Winter | Coincident | 2020 | POE50 | Operational-demand | NA | 3.9866
QLD | QELA | El Arish | Energy Queensland | Winter | Non-coincident | 2020 | POE10 | Operational-demand | NA | 4.5357
QLD | QELA | El Arish | Energy Queensland | Winter | Coincident | 2021 | POE10 | Operational-demand | NA | 4.0857
QLD | QELA | El Arish | Energy Queensland | Winter | Coincident | 2021 | POE50 | Operational-demand | NA | 3.9595
QLD | QELA | El Arish | Energy Queensland | Winter | Non-coincident | 2021 | POE10 | Operational-demand | NA | 4.5462
QLD | QELA | El Arish | Energy Queensland | Winter | Coincident | 2022 | POE10 | Operational-demand | NA | 4.1825
QLD | QELA | El Arish | Energy Queensland | Winter | Coincident | 2022 | POE50 | Operational-demand | NA | 4.054
QLD | QELA | El Arish | Energy Queensland | Winter | Non-coincident | 2022 | POE10 | Operational-demand | NA | 4.5547
QLD | QELA | El Arish | Energy Queensland | Winter | Coincident | 2023 | POE10 | Operational-demand | NA | 4.2261
QLD | QELA | El Arish | Energy Queensland | Winter | Coincident | 2023 | POE50 | Operational-demand | NA | 4.0923
QLD | QELA | El Arish | Energy Queensland | Winter | Non-coincident | 2023 | POE10 | Operational-demand | NA | 4.5611
QLD | QELA | El Arish | Energy Queensland | Winter | Coincident | 2024 | POE10 | Operational-demand | NA | 4.2861
QLD | QELA | El Arish | Energy Queensland | Winter | Coincident | 2024 | POE50 | Operational-demand | NA | 4.1342
QLD | QELA | El Arish | Energy Queensland | Winter | Non-coincident | 2024 | POE10 | Operational-demand | NA | 4.5571
QLD | QELA | El Arish | Energy Queensland | Winter | Coincident | 2025 | POE10 | Operational-demand | NA | 4.269
QLD | QELA | El Arish | Energy Queensland | Winter | Coincident | 2025 | POE50 | Operational-demand | NA | 4.1263
QLD | QELA | El Arish | Energy Queensland | Winter | Non-coincident | 2025 | POE10 | Operational-demand | NA | 4.5521
QLD | QELA | El Arish | Energy Queensland | Winter | Coincident | 2026 | POE10 | Operational-demand | NA | 4.2604
QLD | QELA | El Arish | Energy Queensland | Winter | Coincident | 2026 | POE50 | Operational-demand | NA | 4.1255
QLD | QELA | El Arish | Energy Queensland | Winter | Non-coincident | 2026 | POE10 | Operational-demand | NA | 4.5447
QLD | QELA | El Arish | Energy Queensland | Winter | Coincident | 2027 | POE10 | Operational-demand | NA | 4.2517
QLD | QELA | El Arish | Energy Queensland | Winter | Coincident | 2027 | POE50 | Operational-demand | NA | 4.1172
QLD | QELA | El Arish | Energy Queensland | Winter | Non-coincident | 2027 | POE10 | Operational-demand | NA | 4.5389
QLD | QELA | El Arish | Energy Queensland | Winter | Coincident | 2028 | POE10 | Operational-demand | NA | 4.2934
QLD | QELA | El Arish | Energy Queensland | Winter | Coincident | 2028 | POE50 | Operational-demand | NA | 4.1252
QLD | QELA | El Arish | Energy Queensland | Winter | Non-coincident | 2028 | POE10 | Operational-demand | NA | 4.5376
QLD | QELA | El Arish | Energy Queensland | Winter | Coincident | 2029 | POE10 | Operational-demand | NA | 4.2923
QLD | QELA | El Arish | Energy Queensland | Winter | Coincident | 2029 | POE50 | Operational-demand | NA | 4.146
QLD | QELA | El Arish | Energy Queensland | Winter | Non-coincident | 2029 | POE10 | Operational-demand | NA | 4.5659
QLD | QEMT | Edmonton | Energy Queensland | Shoulder | Coincident | 2017 | ACTUAL_OPG | Operational-demand | 14.493 | 31.7973
QLD | QEMT | Edmonton | Energy Queensland | Shoulder | Coincident | 2017 | ACTUAL_RAW | Operational-demand | 14.493 | 31.7973
QLD | QEMT | Edmonton | Energy Queensland | Shoulder | Non-coincident | 2017 | ACTUAL_RAW | Operational-demand | 10.6012 | 36.7801
QLD | QEMT | Edmonton | Energy Queensland | Shoulder | Non-coincident | 2017 | ACTUAL_OPG | Operational-demand | 10.6012 | 36.7801
QLD | QEMT | Edmonton | Energy Queensland | Shoulder | Non-coincident | 2017 | ACTUAL_ADJUSTEDOPG | Operational-demand | 10.6012 | 36.7801
QLD | QEMT | Edmonton | Energy Queensland | Shoulder | Coincident | 2018 | ACTUAL_OPG | Operational-demand | 14.329 | 26.3998
QLD | QEMT | Edmonton | Energy Queensland | Shoulder | Coincident | 2018 | ACTUAL_RAW | Operational-demand | 14.329 | 26.3998
QLD | QEMT | Edmonton | Energy Queensland | Shoulder | Non-coincident | 2018 | ACTUAL_RAW | Operational-demand | 6.5741 | 35.3248
QLD | QEMT | Edmonton | Energy Queensland | Shoulder | Non-coincident | 2018 | ACTUAL_OPG | Operational-demand | 6.5741 | 35.3248
QLD | QEMT | Edmonton | Energy Queensland | Shoulder | Non-coincident | 2018 | ACTUAL_ADJUSTEDOPG | Operational-demand | 6.5741 | 35.3248
QLD | QEMT | Edmonton | Energy Queensland | Shoulder | Coincident | 2019 | ACTUAL_OPG | Operational-demand | 8.4519 | 23.8947
QLD | QEMT | Edmonton | Energy Queensland | Shoulder | Coincident | 2019 | ACTUAL_RAW | Operational-demand | 8.4519 | 23.8947
QLD | QEMT | Edmonton | Energy Queensland | Shoulder | Non-coincident | 2019 | ACTUAL_RAW | Operational-demand | 6.4223 | 32.5675
QLD | QEMT | Edmonton | Energy Queensland | Shoulder | Non-coincident | 2019 | ACTUAL_OPG | Operational-demand | 6.4223 | 32.5675
QLD | QEMT | Edmonton | Energy Queensland | Shoulder | Non-coincident | 2019 | ACTUAL_ADJUSTEDOPG | Operational-demand | 6.4223 | 32.5675
QLD | QEMT | Edmonton | Energy Queensland | Shoulder | Non-coincident | 2019 | BASEYEARPOE90 | Operational-demand | 2.2119 | NA
QLD | QEMT | Edmonton | Energy Queensland | Shoulder | Non-coincident | 2019 | BASEYEARPOE50 | Operational-demand | 3.1695 | 34.4182
QLD | QEMT | Edmonton | Energy Queensland | Shoulder | Coincident | 2020 | ACTUAL_OPG | Operational-demand | 6.2461 | 27.8021
QLD | QEMT | Edmonton | Energy Queensland | Shoulder | Coincident | 2020 | ACTUAL_RAW | Operational-demand | 6.2461 | 27.8021
QLD | QEMT | Edmonton | Energy Queensland | Shoulder | Non-coincident | 2020 | ACTUAL_RAW | Operational-demand | 2.8422 | 29.1889
QLD | QEMT | Edmonton | Energy Queensland | Shoulder | Non-coincident | 2020 | ACTUAL_OPG | Operational-demand | 2.8422 | 29.1889
QLD | QEMT | Edmonton | Energy Queensland | Shoulder | Non-coincident | 2020 | ACTUAL_ADJUSTEDOPG | Operational-demand | 2.8422 | 29.1889
QLD | QEMT | Edmonton | Energy Queensland | Shoulder | Coincident_unreconciled | 2021 | POE90 | Operational-demand | 5.8203 | NA
QLD | QEMT | Edmonton | Energy Queensland | Shoulder | Coincident_unreconciled | 2021 | POE50 | Operational-demand | 6.5023 | NA
QLD | QEMT | Edmonton | Energy Queensland | Shoulder | Non-coincident | 2021 | POE50 | Operational-demand | -1.2608 | 34.8971
QLD | QEMT | Edmonton | Energy Queensland | Shoulder | Non-coincident | 2021 | POE90 | Operational-demand | -1.9704 | NA
QLD | QEMT | Edmonton | Energy Queensland | Shoulder | Coincident_unreconciled | 2022 | POE90 | Operational-demand | 5.0247 | NA
QLD | QEMT | Edmonton | Energy Queensland | Shoulder | Coincident_unreconciled | 2022 | POE50 | Operational-demand | 5.6135 | NA
QLD | QEMT | Edmonton | Energy Queensland | Shoulder | Non-coincident | 2022 | POE50 | Operational-demand | -2.7915 | 35.2574
QLD | QEMT | Edmonton | Energy Queensland | Shoulder | Non-coincident | 2022 | POE90 | Operational-demand | -3.5086 | NA
QLD | QEMT | Edmonton | Energy Queensland | Shoulder | Coincident_unreconciled | 2023 | POE90 | Operational-demand | 4.3378 | NA
QLD | QEMT | Edmonton | Energy Queensland | Shoulder | Coincident_unreconciled | 2023 | POE50 | Operational-demand | 4.8461 | NA
QLD | QEMT | Edmonton | Energy Queensland | Shoulder | Non-coincident | 2023 | POE50 | Operational-demand | -4.0698 | 35.6419
QLD | QEMT | Edmonton | Energy Queensland | Shoulder | Non-coincident | 2023 | POE90 | Operational-demand | -4.7947 | NA
QLD | QEMT | Edmonton | Energy Queensland | Shoulder | Coincident_unreconciled | 2024 | POE90 | Operational-demand | 3.7449 | NA
QLD | QEMT | Edmonton | Energy Queensland | Shoulder | Coincident_unreconciled | 2024 | POE50 | Operational-demand | 4.1837 | NA
QLD | QEMT | Edmonton | Energy Queensland | Shoulder | Non-coincident | 2024 | POE50 | Operational-demand | -5.1419 | 36.0225
QLD | QEMT | Edmonton | Energy Queensland | Shoulder | Non-coincident | 2024 | POE90 | Operational-demand | -5.8748 | NA
QLD | QEMT | Edmonton | Energy Queensland | Shoulder | Coincident_unreconciled | 2025 | POE90 | Operational-demand | 3.2329 | NA
QLD | QEMT | Edmonton | Energy Queensland | Shoulder | Coincident_unreconciled | 2025 | POE50 | Operational-demand | 3.6117 | NA
QLD | QEMT | Edmonton | Energy Queensland | Shoulder | Non-coincident | 2025 | POE50 | Operational-demand | -6.1711 | 36.4048
QLD | QEMT | Edmonton | Energy Queensland | Shoulder | Non-coincident | 2025 | POE90 | Operational-demand | -6.9119 | NA
QLD | QEMT | Edmonton | Energy Queensland | Shoulder | Coincident_unreconciled | 2026 | POE90 | Operational-demand | 2.791 | NA
QLD | QEMT | Edmonton | Energy Queensland | Shoulder | Coincident_unreconciled | 2026 | POE50 | Operational-demand | 3.118 | NA
QLD | QEMT | Edmonton | Energy Queensland | Shoulder | Non-coincident | 2026 | POE50 | Operational-demand | -6.9858 | 36.8043
QLD | QEMT | Edmonton | Energy Queensland | Shoulder | Non-coincident | 2026 | POE90 | Operational-demand | -7.7345 | NA
QLD | QEMT | Edmonton | Energy Queensland | Shoulder | Coincident_unreconciled | 2027 | POE90 | Operational-demand | 2.4095 | NA
QLD | QEMT | Edmonton | Energy Queensland | Shoulder | Coincident_unreconciled | 2027 | POE50 | Operational-demand | 2.6918 | NA
QLD | QEMT | Edmonton | Energy Queensland | Shoulder | Non-coincident | 2027 | POE50 | Operational-demand | -7.5425 | 37.2573
QLD | QEMT | Edmonton | Energy Queensland | Shoulder | Non-coincident | 2027 | POE90 | Operational-demand | -8.2995 | NA
QLD | QEMT | Edmonton | Energy Queensland | Shoulder | Coincident_unreconciled | 2028 | POE90 | Operational-demand | 2.0801 | NA
QLD | QEMT | Edmonton | Energy Queensland | Shoulder | Coincident_unreconciled | 2028 | POE50 | Operational-demand | 2.3238 | NA
QLD | QEMT | Edmonton | Energy Queensland | Shoulder | Non-coincident | 2028 | POE50 | Operational-demand | -7.994 | 37.7769
QLD | QEMT | Edmonton | Energy Queensland | Shoulder | Non-coincident | 2028 | POE90 | Operational-demand | -8.7596 | NA
QLD | QEMT | Edmonton | Energy Queensland | Shoulder | Coincident_unreconciled | 2029 | POE90 | Operational-demand | 1.7957 | NA
QLD | QEMT | Edmonton | Energy Queensland | Shoulder | Coincident_unreconciled | 2029 | POE50 | Operational-demand | 2.0061 | NA
QLD | QEMT | Edmonton | Energy Queensland | Shoulder | Non-coincident | 2029 | POE50 | Operational-demand | -8.3658 | 38.3628
QLD | QEMT | Edmonton | Energy Queensland | Shoulder | Non-coincident | 2029 | POE90 | Operational-demand | -9.1398 | NA
QLD | QEMT | Edmonton | Energy Queensland | Shoulder | Coincident_unreconciled | 2030 | POE90 | Operational-demand | 1.5503 | NA
QLD | QEMT | Edmonton | Energy Queensland | Shoulder | Coincident_unreconciled | 2030 | POE50 | Operational-demand | 1.7319 | NA
QLD | QEMT | Edmonton | Energy Queensland | Shoulder | Non-coincident | 2030 | POE50 | Operational-demand | -8.6716 | 39.0084
QLD | QEMT | Edmonton | Energy Queensland | Shoulder | Non-coincident | 2030 | POE90 | Operational-demand | -9.4542 | NA
QLD | QEMT | Edmonton | Energy Queensland | Summer | Coincident | 2017 | ACTUAL_OPG | Operational-demand | 16.8644 | 31.0614
QLD | QEMT | Edmonton | Energy Queensland | Summer | Coincident | 2017 | ACTUAL_RAW | Operational-demand | 16.8644 | 31.0614
QLD | QEMT | Edmonton | Energy Queensland | Summer | Non-coincident | 2017 | ACTUAL_RAW | Operational-demand | 12.8204 | 48.5263
QLD | QEMT | Edmonton | Energy Queensland | Summer | Non-coincident | 2017 | ACTUAL_OPG | Operational-demand | 12.8204 | 48.5263
QLD | QEMT | Edmonton | Energy Queensland | Summer | Non-coincident | 2017 | ACTUAL_ADJUSTEDOPG | Operational-demand | 12.8204 | 48.5263
QLD | QEMT | Edmonton | Energy Queensland | Summer | Coincident | 2018 | ACTUAL_OPG | Operational-demand | 15.1457 | 33.841
QLD | QEMT | Edmonton | Energy Queensland | Summer | Coincident | 2018 | ACTUAL_RAW | Operational-demand | 15.1457 | 33.841
QLD | QEMT | Edmonton | Energy Queensland | Summer | Non-coincident | 2018 | ACTUAL_RAW | Operational-demand | 12.8948 | 42.5212
QLD | QEMT | Edmonton | Energy Queensland | Summer | Non-coincident | 2018 | ACTUAL_OPG | Operational-demand | 12.8948 | 42.5212
QLD | QEMT | Edmonton | Energy Queensland | Summer | Non-coincident | 2018 | ACTUAL_ADJUSTEDOPG | Operational-demand | 12.8948 | 42.5212
QLD | QEMT | Edmonton | Energy Queensland | Summer | Coincident | 2019 | ACTUAL_OPG | Operational-demand | 15.7036 | 39.8047
QLD | QEMT | Edmonton | Energy Queensland | Summer | Coincident | 2019 | ACTUAL_RAW | Operational-demand | 15.7036 | 39.8047
QLD | QEMT | Edmonton | Energy Queensland | Summer | Non-coincident | 2019 | ACTUAL_RAW | Operational-demand | 10.7807 | 49.0324
QLD | QEMT | Edmonton | Energy Queensland | Summer | Non-coincident | 2019 | ACTUAL_OPG | Operational-demand | 10.7807 | 49.0324
QLD | QEMT | Edmonton | Energy Queensland | Summer | Non-coincident | 2019 | ACTUAL_ADJUSTEDOPG | Operational-demand | 10.7807 | 49.0324
QLD | QEMT | Edmonton | Energy Queensland | Summer | Non-coincident | 2019 | BASEYEARPOE90 | Operational-demand | 6.508 | NA
QLD | QEMT | Edmonton | Energy Queensland | Summer | Non-coincident | 2019 | BASEYEARPOE50 | Operational-demand | 7.8015 | 45.7405
QLD | QEMT | Edmonton | Energy Queensland | Summer | Coincident | 2020 | ACTUAL_OPG | Operational-demand | 10.4665 | 33.7609
QLD | QEMT | Edmonton | Energy Queensland | Summer | Coincident | 2020 | ACTUAL_RAW | Operational-demand | 10.4665 | 33.7609
QLD | QEMT | Edmonton | Energy Queensland | Summer | Non-coincident | 2020 | ACTUAL_RAW | Operational-demand | 4.4711 | 45.8811
QLD | QEMT | Edmonton | Energy Queensland | Summer | Non-coincident | 2020 | ACTUAL_OPG | Operational-demand | 4.4711 | 45.8811
QLD | QEMT | Edmonton | Energy Queensland | Summer | Non-coincident | 2020 | ACTUAL_ADJUSTEDOPG | Operational-demand | 8.5221 | 45.8811
QLD | QEMT | Edmonton | Energy Queensland | Summer | Coincident_unreconciled | 2021 | POE90 | Operational-demand | 7.9345 | NA
QLD | QEMT | Edmonton | Energy Queensland | Summer | Coincident_unreconciled | 2021 | POE50 | Operational-demand | 10 | NA
QLD | QEMT | Edmonton | Energy Queensland | Summer | Non-coincident | 2021 | POE50 | Operational-demand | 4.9308 | 46.4748
QLD | QEMT | Edmonton | Energy Queensland | Summer | Non-coincident | 2021 | POE90 | Operational-demand | 3.1666 | NA
QLD | QEMT | Edmonton | Energy Queensland | Summer | Coincident_unreconciled | 2022 | POE90 | Operational-demand | 6.8498 | NA
QLD | QEMT | Edmonton | Energy Queensland | Summer | Coincident_unreconciled | 2022 | POE50 | Operational-demand | 8.633 | NA
QLD | QEMT | Edmonton | Energy Queensland | Summer | Non-coincident | 2022 | POE50 | Operational-demand | 3.5691 | 46.9565
QLD | QEMT | Edmonton | Energy Queensland | Summer | Non-coincident | 2022 | POE90 | Operational-demand | 2.2417 | NA
QLD | QEMT | Edmonton | Energy Queensland | Summer | Coincident_unreconciled | 2023 | POE90 | Operational-demand | 5.9135 | NA
QLD | QEMT | Edmonton | Energy Queensland | Summer | Coincident_unreconciled | 2023 | POE50 | Operational-demand | 7.4529 | NA
QLD | QEMT | Edmonton | Energy Queensland | Summer | Non-coincident | 2023 | POE50 | Operational-demand | 2.4365 | 47.4709
QLD | QEMT | Edmonton | Energy Queensland | Summer | Non-coincident | 2023 | POE90 | Operational-demand | 1.1958 | NA
QLD | QEMT | Edmonton | Energy Queensland | Summer | Coincident_unreconciled | 2024 | POE90 | Operational-demand | 5.1051 | NA
QLD | QEMT | Edmonton | Energy Queensland | Summer | Coincident_unreconciled | 2024 | POE50 | Operational-demand | 6.4341 | NA
QLD | QEMT | Edmonton | Energy Queensland | Summer | Non-coincident | 2024 | POE50 | Operational-demand | 1.5057 | 47.9818
QLD | QEMT | Edmonton | Energy Queensland | Summer | Non-coincident | 2024 | POE90 | Operational-demand | 0.25141 | NA
QLD | QEMT | Edmonton | Energy Queensland | Summer | Coincident_unreconciled | 2025 | POE90 | Operational-demand | 4.4072 | NA
QLD | QEMT | Edmonton | Energy Queensland | Summer | Coincident_unreconciled | 2025 | POE50 | Operational-demand | 5.5545 | NA
QLD | QEMT | Edmonton | Energy Queensland | Summer | Non-coincident | 2025 | POE50 | Operational-demand | 0.5895 | 48.4959
QLD | QEMT | Edmonton | Energy Queensland | Summer | Non-coincident | 2025 | POE90 | Operational-demand | -0.67836 | NA
QLD | QEMT | Edmonton | Energy Queensland | Summer | Coincident_unreconciled | 2026 | POE90 | Operational-demand | 3.8048 | NA
QLD | QEMT | Edmonton | Energy Queensland | Summer | Coincident_unreconciled | 2026 | POE50 | Operational-demand | 4.7952 | NA
QLD | QEMT | Edmonton | Energy Queensland | Summer | Non-coincident | 2026 | POE50 | Operational-demand | -0.10973 | 49.0313
QLD | QEMT | Edmonton | Energy Queensland | Summer | Non-coincident | 2026 | POE90 | Operational-demand | -1.3912 | NA
QLD | QEMT | Edmonton | Energy Queensland | Summer | Coincident_unreconciled | 2027 | POE90 | Operational-demand | 3.2847 | NA
QLD | QEMT | Edmonton | Energy Queensland | Summer | Coincident_unreconciled | 2027 | POE50 | Operational-demand | 4.1397 | NA
QLD | QEMT | Edmonton | Energy Queensland | Summer | Non-coincident | 2027 | POE50 | Operational-demand | -0.55608 | 49.6374
QLD | QEMT | Edmonton | Energy Queensland | Summer | Non-coincident | 2027 | POE90 | Operational-demand | -1.8517 | NA
QLD | QEMT | Edmonton | Energy Queensland | Summer | Coincident_unreconciled | 2028 | POE90 | Operational-demand | 2.8356 | NA
QLD | QEMT | Edmonton | Energy Queensland | Summer | Coincident_unreconciled | 2028 | POE50 | Operational-demand | 3.5738 | NA
QLD | QEMT | Edmonton | Energy Queensland | Summer | Non-coincident | 2028 | POE50 | Operational-demand | -0.91247 | 50.3253
QLD | QEMT | Edmonton | Energy Queensland | Summer | Non-coincident | 2028 | POE90 | Operational-demand | -2.2227 | NA
QLD | QEMT | Edmonton | Energy Queensland | Summer | Coincident_unreconciled | 2029 | POE90 | Operational-demand | 2.448 | NA
QLD | QEMT | Edmonton | Energy Queensland | Summer | Coincident_unreconciled | 2029 | POE50 | Operational-demand | 3.0853 | NA
QLD | QEMT | Edmonton | Energy Queensland | Summer | Non-coincident | 2029 | POE50 | Operational-demand | -1.1913 | 51.0846
QLD | QEMT | Edmonton | Energy Queensland | Summer | Non-coincident | 2029 | POE90 | Operational-demand | -2.5161 | NA
QLD | QEMT | Edmonton | Energy Queensland | Summer | Coincident_unreconciled | 2030 | POE90 | Operational-demand | 2.1134 | NA
QLD | QEMT | Edmonton | Energy Queensland | Summer | Coincident_unreconciled | 2030 | POE50 | Operational-demand | 2.6635 | NA
QLD | QEMT | Edmonton | Energy Queensland | Summer | Non-coincident | 2030 | POE50 | Operational-demand | -1.4041 | 51.9079
QLD | QEMT | Edmonton | Energy Queensland | Summer | Non-coincident | 2030 | POE90 | Operational-demand | -2.7435 | NA
QLD | QEMT | Edmonton | Energy Queensland | Winter | Coincident | 2016 | ACTUAL_OPG | Operational-demand | 13.0963 | 25.4399
QLD | QEMT | Edmonton | Energy Queensland | Winter | Coincident | 2016 | ACTUAL_RAW | Operational-demand | 13.0963 | 25.4399
QLD | QEMT | Edmonton | Energy Queensland | Winter | Non-coincident | 2016 | ACTUAL_RAW | Operational-demand | 9.2823 | 37.3929
QLD | QEMT | Edmonton | Energy Queensland | Winter | Non-coincident | 2016 | ACTUAL_OPG | Operational-demand | 9.2823 | 37.3929
QLD | QEMT | Edmonton | Energy Queensland | Winter | Non-coincident | 2016 | ACTUAL_ADJUSTEDOPG | Operational-demand | 9.2823 | 31.4831
QLD | QEMT | Edmonton | Energy Queensland | Winter | Coincident | 2017 | ACTUAL_OPG | Operational-demand | 10.1914 | 25.502
QLD | QEMT | Edmonton | Energy Queensland | Winter | Coincident | 2017 | ACTUAL_RAW | Operational-demand | 10.1914 | 25.502
QLD | QEMT | Edmonton | Energy Queensland | Winter | Non-coincident | 2017 | ACTUAL_RAW | Operational-demand | 9.5405 | 31.8125
QLD | QEMT | Edmonton | Energy Queensland | Winter | Non-coincident | 2017 | ACTUAL_OPG | Operational-demand | 9.5405 | 31.8125
QLD | QEMT | Edmonton | Energy Queensland | Winter | Non-coincident | 2017 | ACTUAL_ADJUSTEDOPG | Operational-demand | 9.5405 | 31.8125
QLD | QEMT | Edmonton | Energy Queensland | Winter | Coincident | 2018 | ACTUAL_OPG | Operational-demand | 8.8735 | 28.7452
QLD | QEMT | Edmonton | Energy Queensland | Winter | Coincident | 2018 | ACTUAL_RAW | Operational-demand | 8.8735 | 28.7452
QLD | QEMT | Edmonton | Energy Queensland | Winter | Non-coincident | 2018 | ACTUAL_RAW | Operational-demand | 5.8768 | 29.3353
QLD | QEMT | Edmonton | Energy Queensland | Winter | Non-coincident | 2018 | ACTUAL_OPG | Operational-demand | 5.8768 | 29.3353
QLD | QEMT | Edmonton | Energy Queensland | Winter | Non-coincident | 2018 | ACTUAL_ADJUSTEDOPG | Operational-demand | 5.8768 | 29.3353
QLD | QEMT | Edmonton | Energy Queensland | Winter | Coincident | 2019 | ACTUAL_OPG | Operational-demand | 8.5518 | 27.1338
QLD | QEMT | Edmonton | Energy Queensland | Winter | Coincident | 2019 | ACTUAL_RAW | Operational-demand | 8.5518 | 27.1338
QLD | QEMT | Edmonton | Energy Queensland | Winter | Non-coincident | 2019 | ACTUAL_RAW | Operational-demand | 3.372 | 28.1928
QLD | QEMT | Edmonton | Energy Queensland | Winter | Non-coincident | 2019 | ACTUAL_OPG | Operational-demand | 3.372 | 28.1928
QLD | QEMT | Edmonton | Energy Queensland | Winter | Non-coincident | 2019 | ACTUAL_ADJUSTEDOPG | Operational-demand | 3.372 | 28.1928
QLD | QEMT | Edmonton | Energy Queensland | Winter | Non-coincident | 2019 | BASEYEARPOE90 | Operational-demand | 2.462 | NA
QLD | QEMT | Edmonton | Energy Queensland | Winter | Non-coincident | 2019 | BASEYEARPOE50 | Operational-demand | 3.3563 | 31.4923
QLD | QEMT | Edmonton | Energy Queensland | Winter | Coincident_unreconciled | 2020 | POE90 | Operational-demand | 8.0235 | NA
QLD | QEMT | Edmonton | Energy Queensland | Winter | Coincident_unreconciled | 2020 | POE50 | Operational-demand | 8.7 | NA
QLD | QEMT | Edmonton | Energy Queensland | Winter | Non-coincident | 2020 | POE50 | Operational-demand | -0.5716 | 32.0674
QLD | QEMT | Edmonton | Energy Queensland | Winter | Non-coincident | 2020 | POE90 | Operational-demand | -1.4143 | NA
QLD | QEMT | Edmonton | Energy Queensland | Winter | Coincident_unreconciled | 2021 | POE90 | Operational-demand | 6.9266 | NA
QLD | QEMT | Edmonton | Energy Queensland | Winter | Coincident_unreconciled | 2021 | POE50 | Operational-demand | 7.5107 | NA
QLD | QEMT | Edmonton | Energy Queensland | Winter | Non-coincident | 2021 | POE50 | Operational-demand | -2.3622 | 32.3744
QLD | QEMT | Edmonton | Energy Queensland | Winter | Non-coincident | 2021 | POE90 | Operational-demand | -3.213 | NA
QLD | QEMT | Edmonton | Energy Queensland | Winter | Coincident_unreconciled | 2022 | POE90 | Operational-demand | 5.9798 | NA
QLD | QEMT | Edmonton | Energy Queensland | Winter | Coincident_unreconciled | 2022 | POE50 | Operational-demand | 6.484 | NA
QLD | QEMT | Edmonton | Energy Queensland | Winter | Non-coincident | 2022 | POE50 | Operational-demand | -3.7916 | 32.7305
QLD | QEMT | Edmonton | Energy Queensland | Winter | Non-coincident | 2022 | POE90 | Operational-demand | -4.6519 | NA
QLD | QEMT | Edmonton | Energy Queensland | Winter | Coincident_unreconciled | 2023 | POE90 | Operational-demand | 5.1623 | NA
QLD | QEMT | Edmonton | Energy Queensland | Winter | Coincident_unreconciled | 2023 | POE50 | Operational-demand | 5.5976 | NA
QLD | QEMT | Edmonton | Energy Queensland | Winter | Non-coincident | 2023 | POE50 | Operational-demand | -4.9792 | 33.0863
QLD | QEMT | Edmonton | Energy Queensland | Winter | Non-coincident | 2023 | POE90 | Operational-demand | -5.849 | NA
QLD | QEMT | Edmonton | Energy Queensland | Winter | Coincident_unreconciled | 2024 | POE90 | Operational-demand | 4.4566 | NA
QLD | QEMT | Edmonton | Energy Queensland | Winter | Coincident_unreconciled | 2024 | POE50 | Operational-demand | 4.8324 | NA
QLD | QEMT | Edmonton | Energy Queensland | Winter | Non-coincident | 2024 | POE50 | Operational-demand | -6.0424 | 33.4367
QLD | QEMT | Edmonton | Energy Queensland | Winter | Non-coincident | 2024 | POE90 | Operational-demand | -6.9217 | NA
QLD | QEMT | Edmonton | Energy Queensland | Winter | Coincident_unreconciled | 2025 | POE90 | Operational-demand | 3.8474 | NA
QLD | QEMT | Edmonton | Energy Queensland | Winter | Coincident_unreconciled | 2025 | POE50 | Operational-demand | 4.1718 | NA
QLD | QEMT | Edmonton | Energy Queensland | Winter | Non-coincident | 2025 | POE50 | Operational-demand | -7.0431 | 33.795
QLD | QEMT | Edmonton | Energy Queensland | Winter | Non-coincident | 2025 | POE90 | Operational-demand | -7.9319 | NA
QLD | QEMT | Edmonton | Energy Queensland | Winter | Coincident_unreconciled | 2026 | POE90 | Operational-demand | 3.3215 | NA
QLD | QEMT | Edmonton | Energy Queensland | Winter | Coincident_unreconciled | 2026 | POE50 | Operational-demand | 3.6016 | NA
QLD | QEMT | Edmonton | Energy Queensland | Winter | Non-coincident | 2026 | POE50 | Operational-demand | -7.7395 | 34.1802
QLD | QEMT | Edmonton | Energy Queensland | Winter | Non-coincident | 2026 | POE90 | Operational-demand | -8.6379 | NA
QLD | QEMT | Edmonton | Energy Queensland | Winter | Coincident_unreconciled | 2027 | POE90 | Operational-demand | 2.8674 | NA
QLD | QEMT | Edmonton | Energy Queensland | Winter | Coincident_unreconciled | 2027 | POE50 | Operational-demand | 3.1092 | NA
QLD | QEMT | Edmonton | Energy Queensland | Winter | Non-coincident | 2027 | POE50 | Operational-demand | -8.2574 | 34.6326
QLD | QEMT | Edmonton | Energy Queensland | Winter | Non-coincident | 2027 | POE90 | Operational-demand | -9.166 | NA
QLD | QEMT | Edmonton | Energy Queensland | Winter | Coincident_unreconciled | 2028 | POE90 | Operational-demand | 2.4755 | NA
QLD | QEMT | Edmonton | Energy Queensland | Winter | Coincident_unreconciled | 2028 | POE50 | Operational-demand | 2.6842 | NA
QLD | QEMT | Edmonton | Energy Queensland | Winter | Non-coincident | 2028 | POE50 | Operational-demand | -8.6982 | 35.1515
QLD | QEMT | Edmonton | Energy Queensland | Winter | Non-coincident | 2028 | POE90 | Operational-demand | -9.617 | NA
QLD | QEMT | Edmonton | Energy Queensland | Winter | Coincident_unreconciled | 2029 | POE90 | Operational-demand | 2.1371 | NA
QLD | QEMT | Edmonton | Energy Queensland | Winter | Coincident_unreconciled | 2029 | POE50 | Operational-demand | 2.3173 | NA
QLD | QEMT | Edmonton | Energy Queensland | Winter | Non-coincident | 2029 | POE50 | Operational-demand | -9.0653 | 35.7319
QLD | QEMT | Edmonton | Energy Queensland | Winter | Non-coincident | 2029 | POE90 | Operational-demand | -9.9944 | NA
QLD | QEMT | Edmonton | Energy Queensland | Shoulder | Non-coincident | 2019 | BASEYEARPOE10 | Operational-demand | NA | 35.6669
QLD | QEMT | Edmonton | Energy Queensland | Shoulder | Coincident | 2021 | POE10 | Operational-demand | NA | 29.2737
QLD | QEMT | Edmonton | Energy Queensland | Shoulder | Coincident | 2021 | POE50 | Operational-demand | NA | 29.193
QLD | QEMT | Edmonton | Energy Queensland | Shoulder | Non-coincident | 2021 | POE10 | Operational-demand | NA | 36.15
QLD | QEMT | Edmonton | Energy Queensland | Shoulder | Coincident | 2022 | POE10 | Operational-demand | NA | 30.3919
QLD | QEMT | Edmonton | Energy Queensland | Shoulder | Coincident | 2022 | POE50 | Operational-demand | NA | 29.8024
QLD | QEMT | Edmonton | Energy Queensland | Shoulder | Non-coincident | 2022 | POE10 | Operational-demand | NA | 36.5233
QLD | QEMT | Edmonton | Energy Queensland | Shoulder | Coincident | 2023 | POE10 | Operational-demand | NA | 30.782
QLD | QEMT | Edmonton | Energy Queensland | Shoulder | Coincident | 2023 | POE50 | Operational-demand | NA | 30.3308
QLD | QEMT | Edmonton | Energy Queensland | Shoulder | Non-coincident | 2023 | POE10 | Operational-demand | NA | 36.9219
QLD | QEMT | Edmonton | Energy Queensland | Shoulder | Coincident | 2024 | POE10 | Operational-demand | NA | 31.2607
QLD | QEMT | Edmonton | Energy Queensland | Shoulder | Coincident | 2024 | POE50 | Operational-demand | NA | 31.2075
QLD | QEMT | Edmonton | Energy Queensland | Shoulder | Non-coincident | 2024 | POE10 | Operational-demand | NA | 37.3165
QLD | QEMT | Edmonton | Energy Queensland | Shoulder | Coincident | 2025 | POE10 | Operational-demand | NA | 31.6911
QLD | QEMT | Edmonton | Energy Queensland | Shoulder | Coincident | 2025 | POE50 | Operational-demand | NA | 31.4075
QLD | QEMT | Edmonton | Energy Queensland | Shoulder | Non-coincident | 2025 | POE10 | Operational-demand | NA | 37.7128
QLD | QEMT | Edmonton | Energy Queensland | Shoulder | Coincident | 2026 | POE10 | Operational-demand | NA | 31.8733
QLD | QEMT | Edmonton | Energy Queensland | Shoulder | Coincident | 2026 | POE50 | Operational-demand | NA | 31.7626
QLD | QEMT | Edmonton | Energy Queensland | Shoulder | Non-coincident | 2026 | POE10 | Operational-demand | NA | 38.1263
QLD | QEMT | Edmonton | Energy Queensland | Shoulder | Coincident | 2027 | POE10 | Operational-demand | NA | 32.13
QLD | QEMT | Edmonton | Energy Queensland | Shoulder | Coincident | 2027 | POE50 | Operational-demand | NA | 31.9885
QLD | QEMT | Edmonton | Energy Queensland | Shoulder | Non-coincident | 2027 | POE10 | Operational-demand | NA | 38.5939
QLD | QEMT | Edmonton | Energy Queensland | Shoulder | Coincident | 2028 | POE10 | Operational-demand | NA | 32.4515
QLD | QEMT | Edmonton | Energy Queensland | Shoulder | Coincident | 2028 | POE50 | Operational-demand | NA | 32.3898
QLD | QEMT | Edmonton | Energy Queensland | Shoulder | Non-coincident | 2028 | POE10 | Operational-demand | NA | 39.1286
QLD | QEMT | Edmonton | Energy Queensland | Shoulder | Coincident | 2029 | POE10 | Operational-demand | NA | 33.2569
QLD | QEMT | Edmonton | Energy Queensland | Shoulder | Coincident | 2029 | POE50 | Operational-demand | NA | 33.0027
QLD | QEMT | Edmonton | Energy Queensland | Shoulder | Non-coincident | 2029 | POE10 | Operational-demand | NA | 39.7295
QLD | QEMT | Edmonton | Energy Queensland | Shoulder | Coincident | 2030 | POE10 | Operational-demand | NA | 33.8078
QLD | QEMT | Edmonton | Energy Queensland | Shoulder | Coincident | 2030 | POE50 | Operational-demand | NA | 33.5902
QLD | QEMT | Edmonton | Energy Queensland | Shoulder | Non-coincident | 2030 | POE10 | Operational-demand | NA | 40.3902
QLD | QEMT | Edmonton | Energy Queensland | Summer | Non-coincident | 2019 | BASEYEARPOE10 | Operational-demand | NA | 49.1939
QLD | QEMT | Edmonton | Energy Queensland | Summer | Coincident | 2021 | POE10 | Operational-demand | NA | 37.3132
QLD | QEMT | Edmonton | Energy Queensland | Summer | Coincident | 2021 | POE50 | Operational-demand | NA | 36.3581
QLD | QEMT | Edmonton | Energy Queensland | Summer | Non-coincident | 2021 | POE10 | Operational-demand | NA | 49.8496
QLD | QEMT | Edmonton | Energy Queensland | Summer | Coincident | 2022 | POE10 | Operational-demand | NA | 38.3849
QLD | QEMT | Edmonton | Energy Queensland | Summer | Coincident | 2022 | POE50 | Operational-demand | NA | 37.3454
QLD | QEMT | Edmonton | Energy Queensland | Summer | Non-coincident | 2022 | POE10 | Operational-demand | NA | 50.3665
QLD | QEMT | Edmonton | Energy Queensland | Summer | Coincident | 2023 | POE10 | Operational-demand | NA | 39.0193
QLD | QEMT | Edmonton | Energy Queensland | Summer | Coincident | 2023 | POE50 | Operational-demand | NA | 37.8791
QLD | QEMT | Edmonton | Energy Queensland | Summer | Non-coincident | 2023 | POE10 | Operational-demand | NA | 50.9186
QLD | QEMT | Edmonton | Energy Queensland | Summer | Coincident | 2024 | POE10 | Operational-demand | NA | 39.8935
QLD | QEMT | Edmonton | Energy Queensland | Summer | Coincident | 2024 | POE50 | Operational-demand | NA | 38.7654
QLD | QEMT | Edmonton | Energy Queensland | Summer | Non-coincident | 2024 | POE10 | Operational-demand | NA | 51.4672
QLD | QEMT | Edmonton | Energy Queensland | Summer | Coincident | 2025 | POE10 | Operational-demand | NA | 40.1325
QLD | QEMT | Edmonton | Energy Queensland | Summer | Coincident | 2025 | POE50 | Operational-demand | NA | 39.1993
QLD | QEMT | Edmonton | Energy Queensland | Summer | Non-coincident | 2025 | POE10 | Operational-demand | NA | 52.019
QLD | QEMT | Edmonton | Energy Queensland | Summer | Coincident | 2026 | POE10 | Operational-demand | NA | 40.7446
QLD | QEMT | Edmonton | Energy Queensland | Summer | Coincident | 2026 | POE50 | Operational-demand | NA | 39.6667
QLD | QEMT | Edmonton | Energy Queensland | Summer | Non-coincident | 2026 | POE10 | Operational-demand | NA | 52.5921
QLD | QEMT | Edmonton | Energy Queensland | Summer | Coincident | 2027 | POE10 | Operational-demand | NA | 40.9182
QLD | QEMT | Edmonton | Energy Queensland | Summer | Coincident | 2027 | POE50 | Operational-demand | NA | 39.9771
QLD | QEMT | Edmonton | Energy Queensland | Summer | Non-coincident | 2027 | POE10 | Operational-demand | NA | 53.2376
QLD | QEMT | Edmonton | Energy Queensland | Summer | Coincident | 2028 | POE10 | Operational-demand | NA | 41.4892
QLD | QEMT | Edmonton | Energy Queensland | Summer | Coincident | 2028 | POE50 | Operational-demand | NA | 40.5212
QLD | QEMT | Edmonton | Energy Queensland | Summer | Non-coincident | 2028 | POE10 | Operational-demand | NA | 53.9661
QLD | QEMT | Edmonton | Energy Queensland | Summer | Coincident | 2029 | POE10 | Operational-demand | NA | 41.974
QLD | QEMT | Edmonton | Energy Queensland | Summer | Coincident | 2029 | POE50 | Operational-demand | NA | 41.1813
QLD | QEMT | Edmonton | Energy Queensland | Summer | Non-coincident | 2029 | POE10 | Operational-demand | NA | 54.7659
QLD | QEMT | Edmonton | Energy Queensland | Summer | Coincident | 2030 | POE10 | Operational-demand | NA | 42.6636
QLD | QEMT | Edmonton | Energy Queensland | Summer | Coincident | 2030 | POE50 | Operational-demand | NA | 41.6503
QLD | QEMT | Edmonton | Energy Queensland | Summer | Non-coincident | 2030 | POE10 | Operational-demand | NA | 55.6299
QLD | QEMT | Edmonton | Energy Queensland | Winter | Non-coincident | 2019 | BASEYEARPOE10 | Operational-demand | NA | 32.5987
QLD | QEMT | Edmonton | Energy Queensland | Winter | Coincident | 2020 | POE10 | Operational-demand | NA | 30.5842
QLD | QEMT | Edmonton | Energy Queensland | Winter | Coincident | 2020 | POE50 | Operational-demand | NA | 29.2321
QLD | QEMT | Edmonton | Energy Queensland | Winter | Non-coincident | 2020 | POE10 | Operational-demand | NA | 33.1889
QLD | QEMT | Edmonton | Energy Queensland | Winter | Coincident | 2021 | POE10 | Operational-demand | NA | 30.6178
QLD | QEMT | Edmonton | Energy Queensland | Winter | Coincident | 2021 | POE50 | Operational-demand | NA | 29.2563
QLD | QEMT | Edmonton | Energy Queensland | Winter | Non-coincident | 2021 | POE10 | Operational-demand | NA | 33.5068
QLD | QEMT | Edmonton | Energy Queensland | Winter | Coincident | 2022 | POE10 | Operational-demand | NA | 31.6396
QLD | QEMT | Edmonton | Energy Queensland | Winter | Coincident | 2022 | POE50 | Operational-demand | NA | 30.2378
QLD | QEMT | Edmonton | Energy Queensland | Winter | Non-coincident | 2022 | POE10 | Operational-demand | NA | 33.8755
QLD | QEMT | Edmonton | Energy Queensland | Winter | Coincident | 2023 | POE10 | Operational-demand | NA | 32.2792
QLD | QEMT | Edmonton | Energy Queensland | Winter | Coincident | 2023 | POE50 | Operational-demand | NA | 30.8197
QLD | QEMT | Edmonton | Energy Queensland | Winter | Non-coincident | 2023 | POE10 | Operational-demand | NA | 34.2439
QLD | QEMT | Edmonton | Energy Queensland | Winter | Coincident | 2024 | POE10 | Operational-demand | NA | 33.1083
QLD | QEMT | Edmonton | Energy Queensland | Winter | Coincident | 2024 | POE50 | Operational-demand | NA | 31.4896
QLD | QEMT | Edmonton | Energy Queensland | Winter | Non-coincident | 2024 | POE10 | Operational-demand | NA | 34.607
QLD | QEMT | Edmonton | Energy Queensland | Winter | Coincident | 2025 | POE10 | Operational-demand | NA | 33.36
QLD | QEMT | Edmonton | Energy Queensland | Winter | Coincident | 2025 | POE50 | Operational-demand | NA | 31.7973
QLD | QEMT | Edmonton | Energy Queensland | Winter | Non-coincident | 2025 | POE10 | Operational-demand | NA | 34.9779
QLD | QEMT | Edmonton | Energy Queensland | Winter | Coincident | 2026 | POE10 | Operational-demand | NA | 33.7168
QLD | QEMT | Edmonton | Energy Queensland | Winter | Coincident | 2026 | POE50 | Operational-demand | NA | 32.1988
QLD | QEMT | Edmonton | Energy Queensland | Winter | Non-coincident | 2026 | POE10 | Operational-demand | NA | 35.3759
QLD | QEMT | Edmonton | Energy Queensland | Winter | Coincident | 2027 | POE10 | Operational-demand | NA | 34.1279
QLD | QEMT | Edmonton | Energy Queensland | Winter | Coincident | 2027 | POE50 | Operational-demand | NA | 32.5967
QLD | QEMT | Edmonton | Energy Queensland | Winter | Non-coincident | 2027 | POE10 | Operational-demand | NA | 35.8419
QLD | QEMT | Edmonton | Energy Queensland | Winter | Coincident | 2028 | POE10 | Operational-demand | NA | 34.983
QLD | QEMT | Edmonton | Energy Queensland | Winter | Coincident | 2028 | POE50 | Operational-demand | NA | 33.1587
QLD | QEMT | Edmonton | Energy Queensland | Winter | Non-coincident | 2028 | POE10 | Operational-demand | NA | 36.3744
QLD | QEMT | Edmonton | Energy Queensland | Winter | Coincident | 2029 | POE10 | Operational-demand | NA | 35.3629
QLD | QEMT | Edmonton | Energy Queensland | Winter | Coincident | 2029 | POE50 | Operational-demand | NA | 33.6997
QLD | QEMT | Edmonton | Energy Queensland | Winter | Non-coincident | 2029 | POE10 | Operational-demand | NA | 36.9684
QLD | QGDA | Goodna | Energy Queensland | Shoulder | Coincident | 2017 | ACTUAL_OPG | Operational-demand | 37.3825 | 71.1652
QLD | QGDA | Goodna | Energy Queensland | Shoulder | Coincident | 2017 | ACTUAL_RAW | Operational-demand | 37.3825 | 71.1652
QLD | QGDA | Goodna | Energy Queensland | Shoulder | Non-coincident | 2017 | ACTUAL_RAW | Operational-demand | 32.5588 | 73.8691
QLD | QGDA | Goodna | Energy Queensland | Shoulder | Non-coincident | 2017 | ACTUAL_OPG | Operational-demand | 32.5588 | 73.8691
QLD | QGDA | Goodna | Energy Queensland | Shoulder | Non-coincident | 2017 | ACTUAL_ADJUSTEDOPG | Operational-demand | 32.9223 | 73.8691
QLD | QGDA | Goodna | Energy Queensland | Shoulder | Coincident | 2018 | ACTUAL_OPG | Operational-demand | 38.1956 | 84.3129
QLD | QGDA | Goodna | Energy Queensland | Shoulder | Coincident | 2018 | ACTUAL_RAW | Operational-demand | 38.1956 | 84.3129
QLD | QGDA | Goodna | Energy Queensland | Shoulder | Non-coincident | 2018 | ACTUAL_RAW | Operational-demand | 31.9778 | 110.1894
QLD | QGDA | Goodna | Energy Queensland | Shoulder | Non-coincident | 2018 | ACTUAL_OPG | Operational-demand | 31.9778 | 110.1894
QLD | QGDA | Goodna | Energy Queensland | Shoulder | Non-coincident | 2018 | ACTUAL_ADJUSTEDOPG | Operational-demand | 31.9778 | 110.1894
QLD | QGDA | Goodna | Energy Queensland | Shoulder | Coincident | 2019 | ACTUAL_OPG | Operational-demand | 29.5854 | 102.2894
QLD | QGDA | Goodna | Energy Queensland | Shoulder | Coincident | 2019 | ACTUAL_RAW | Operational-demand | 29.5854 | 102.2894
QLD | QGDA | Goodna | Energy Queensland | Shoulder | Non-coincident | 2019 | ACTUAL_RAW | Operational-demand | 28.5376 | 102.2894
QLD | QGDA | Goodna | Energy Queensland | Shoulder | Non-coincident | 2019 | ACTUAL_OPG | Operational-demand | 28.5376 | 102.2894
QLD | QGDA | Goodna | Energy Queensland | Shoulder | Non-coincident | 2019 | ACTUAL_ADJUSTEDOPG | Operational-demand | 28.5376 | 102.2894
QLD | QGDA | Goodna | Energy Queensland | Shoulder | Non-coincident | 2019 | BASEYEARPOE90 | Operational-demand | 18.8503 | NA
QLD | QGDA | Goodna | Energy Queensland | Shoulder | Non-coincident | 2019 | BASEYEARPOE50 | Operational-demand | 23.1782 | 83.046
QLD | QGDA | Goodna | Energy Queensland | Shoulder | Coincident | 2020 | ACTUAL_OPG | Operational-demand | 23.7978 | 86.848
QLD | QGDA | Goodna | Energy Queensland | Shoulder | Coincident | 2020 | ACTUAL_RAW | Operational-demand | 23.7978 | 86.848
QLD | QGDA | Goodna | Energy Queensland | Shoulder | Non-coincident | 2020 | ACTUAL_RAW | Operational-demand | 23.2283 | 86.848
QLD | QGDA | Goodna | Energy Queensland | Shoulder | Non-coincident | 2020 | ACTUAL_OPG | Operational-demand | 23.2283 | 86.848
QLD | QGDA | Goodna | Energy Queensland | Shoulder | Non-coincident | 2020 | ACTUAL_ADJUSTEDOPG | Operational-demand | 23.2283 | 86.848
QLD | QGDA | Goodna | Energy Queensland | Shoulder | Coincident_unreconciled | 2021 | POE50 | Operational-demand | 24.5494 | NA
QLD | QGDA | Goodna | Energy Queensland | Shoulder | Coincident_unreconciled | 2021 | POE90 | Operational-demand | 15.2863 | NA
QLD | QGDA | Goodna | Energy Queensland | Shoulder | Non-coincident | 2021 | POE50 | Operational-demand | 20.1339 | 92.9134
QLD | QGDA | Goodna | Energy Queensland | Shoulder | Non-coincident | 2021 | POE90 | Operational-demand | 6.2316 | NA
QLD | QGDA | Goodna | Energy Queensland | Shoulder | Coincident_unreconciled | 2022 | POE50 | Operational-demand | 23.4797 | NA
QLD | QGDA | Goodna | Energy Queensland | Shoulder | Coincident_unreconciled | 2022 | POE90 | Operational-demand | 13.8789 | NA
QLD | QGDA | Goodna | Energy Queensland | Shoulder | Non-coincident | 2022 | POE50 | Operational-demand | 19.387 | 96.0538
QLD | QGDA | Goodna | Energy Queensland | Shoulder | Non-coincident | 2022 | POE90 | Operational-demand | 4.9779 | NA
QLD | QGDA | Goodna | Energy Queensland | Shoulder | Coincident_unreconciled | 2023 | POE50 | Operational-demand | 22.9883 | NA
QLD | QGDA | Goodna | Energy Queensland | Shoulder | Coincident_unreconciled | 2023 | POE90 | Operational-demand | 12.9786 | NA
QLD | QGDA | Goodna | Energy Queensland | Shoulder | Non-coincident | 2023 | POE50 | Operational-demand | 19.0662 | 99.8588
QLD | QGDA | Goodna | Energy Queensland | Shoulder | Non-coincident | 2023 | POE90 | Operational-demand | 4.0436 | NA
QLD | QGDA | Goodna | Energy Queensland | Shoulder | Coincident_unreconciled | 2024 | POE50 | Operational-demand | 23.4825 | NA
QLD | QGDA | Goodna | Energy Queensland | Shoulder | Coincident_unreconciled | 2024 | POE90 | Operational-demand | 13.0641 | NA
QLD | QGDA | Goodna | Energy Queensland | Shoulder | Non-coincident | 2024 | POE50 | Operational-demand | 19.4621 | 103.6578
QLD | QGDA | Goodna | Energy Queensland | Shoulder | Non-coincident | 2024 | POE90 | Operational-demand | 3.8258 | NA
QLD | QGDA | Goodna | Energy Queensland | Shoulder | Coincident_unreconciled | 2025 | POE50 | Operational-demand | 24.0114 | NA
QLD | QGDA | Goodna | Energy Queensland | Shoulder | Coincident_unreconciled | 2025 | POE90 | Operational-demand | 13.184 | NA
QLD | QGDA | Goodna | Energy Queensland | Shoulder | Non-coincident | 2025 | POE50 | Operational-demand | 19.8839 | 107.4636
QLD | QGDA | Goodna | Energy Queensland | Shoulder | Non-coincident | 2025 | POE90 | Operational-demand | 3.634 | NA
QLD | QGDA | Goodna | Energy Queensland | Shoulder | Coincident_unreconciled | 2026 | POE50 | Operational-demand | 24.5879 | NA
QLD | QGDA | Goodna | Energy Queensland | Shoulder | Coincident_unreconciled | 2026 | POE90 | Operational-demand | 13.3517 | NA
QLD | QGDA | Goodna | Energy Queensland | Shoulder | Non-coincident | 2026 | POE50 | Operational-demand | 20.3392 | 111.3077
QLD | QGDA | Goodna | Energy Queensland | Shoulder | Non-coincident | 2026 | POE90 | Operational-demand | 3.4757 | NA
QLD | QGDA | Goodna | Energy Queensland | Shoulder | Coincident_unreconciled | 2027 | POE50 | Operational-demand | 25.6373 | NA
QLD | QGDA | Goodna | Energy Queensland | Shoulder | Coincident_unreconciled | 2027 | POE90 | Operational-demand | 13.9725 | NA
QLD | QGDA | Goodna | Energy Queensland | Shoulder | Non-coincident | 2027 | POE50 | Operational-demand | 21.1323 | 115.4124
QLD | QGDA | Goodna | Energy Queensland | Shoulder | Non-coincident | 2027 | POE90 | Operational-demand | 3.6255 | NA
QLD | QGDA | Goodna | Energy Queensland | Shoulder | Coincident_unreconciled | 2028 | POE50 | Operational-demand | 26.9326 | NA
QLD | QGDA | Goodna | Energy Queensland | Shoulder | Coincident_unreconciled | 2028 | POE90 | Operational-demand | 14.8251 | NA
QLD | QGDA | Goodna | Energy Queensland | Shoulder | Non-coincident | 2028 | POE50 | Operational-demand | 22.0915 | 119.7533
QLD | QGDA | Goodna | Energy Queensland | Shoulder | Non-coincident | 2028 | POE90 | Operational-demand | 3.9203 | NA
QLD | QGDA | Goodna | Energy Queensland | Shoulder | Coincident_unreconciled | 2029 | POE50 | Operational-demand | 28.3015 | NA
QLD | QGDA | Goodna | Energy Queensland | Shoulder | Coincident_unreconciled | 2029 | POE90 | Operational-demand | 15.7513 | NA
QLD | QGDA | Goodna | Energy Queensland | Shoulder | Non-coincident | 2029 | POE50 | Operational-demand | 23.0885 | 124.2065
QLD | QGDA | Goodna | Energy Queensland | Shoulder | Non-coincident | 2029 | POE90 | Operational-demand | 4.253 | NA
QLD | QGDA | Goodna | Energy Queensland | Shoulder | Coincident_unreconciled | 2030 | POE50 | Operational-demand | 29.7701 | NA
QLD | QGDA | Goodna | Energy Queensland | Shoulder | Coincident_unreconciled | 2030 | POE90 | Operational-demand | 16.7773 | NA
QLD | QGDA | Goodna | Energy Queensland | Shoulder | Non-coincident | 2030 | POE50 | Operational-demand | 24.1419 | 128.7716
QLD | QGDA | Goodna | Energy Queensland | Shoulder | Non-coincident | 2030 | POE90 | Operational-demand | 4.642 | NA
QLD | QGDA | Goodna | Energy Queensland | Summer | Coincident | 2017 | ACTUAL_OPG | Operational-demand | 31.0445 | 109.3655
QLD | QGDA | Goodna | Energy Queensland | Summer | Coincident | 2017 | ACTUAL_RAW | Operational-demand | 31.0445 | 109.3655
QLD | QGDA | Goodna | Energy Queensland | Summer | Non-coincident | 2017 | ACTUAL_RAW | Operational-demand | 30.3216 | 109.3655
QLD | QGDA | Goodna | Energy Queensland | Summer | Non-coincident | 2017 | ACTUAL_OPG | Operational-demand | 30.3216 | 109.3655
QLD | QGDA | Goodna | Energy Queensland | Summer | Coincident | 2018 | ACTUAL_OPG | Operational-demand | 34.7708 | 109.1823
QLD | QGDA | Goodna | Energy Queensland | Summer | Coincident | 2018 | ACTUAL_RAW | Operational-demand | 34.7708 | 109.1823
QLD | QGDA | Goodna | Energy Queensland | Summer | Non-coincident | 2018 | ACTUAL_RAW | Operational-demand | 30.986 | 111.3004
QLD | QGDA | Goodna | Energy Queensland | Summer | Non-coincident | 2018 | ACTUAL_OPG | Operational-demand | 30.986 | 111.3004
QLD | QGDA | Goodna | Energy Queensland | Summer | Non-coincident | 2018 | ACTUAL_ADJUSTEDOPG | Operational-demand | 30.986 | 111.3004
QLD | QGDA | Goodna | Energy Queensland | Summer | Coincident | 2019 | ACTUAL_OPG | Operational-demand | 31.4975 | 121.3534
QLD | QGDA | Goodna | Energy Queensland | Summer | Coincident | 2019 | ACTUAL_RAW | Operational-demand | 31.4975 | 121.3534
QLD | QGDA | Goodna | Energy Queensland | Summer | Non-coincident | 2019 | ACTUAL_RAW | Operational-demand | 26.6612 | 121.3534
QLD | QGDA | Goodna | Energy Queensland | Summer | Non-coincident | 2019 | ACTUAL_OPG | Operational-demand | 26.6612 | 121.3534
QLD | QGDA | Goodna | Energy Queensland | Summer | Non-coincident | 2019 | ACTUAL_ADJUSTEDOPG | Operational-demand | 26.6612 | 121.3534
QLD | QGDA | Goodna | Energy Queensland | Summer | Non-coincident | 2019 | BASEYEARPOE90 | Operational-demand | 19.7169 | NA
QLD | QGDA | Goodna | Energy Queensland | Summer | Non-coincident | 2019 | BASEYEARPOE50 | Operational-demand | 23.4287 | 105.8553
QLD | QGDA | Goodna | Energy Queensland | Summer | Coincident | 2020 | ACTUAL_OPG | Operational-demand | 26.0596 | 120.5029
QLD | QGDA | Goodna | Energy Queensland | Summer | Coincident | 2020 | ACTUAL_RAW | Operational-demand | 26.0596 | 120.5029
QLD | QGDA | Goodna | Energy Queensland | Summer | Non-coincident | 2020 | ACTUAL_RAW | Operational-demand | 23.3981 | 121.6093
QLD | QGDA | Goodna | Energy Queensland | Summer | Non-coincident | 2020 | ACTUAL_OPG | Operational-demand | 23.3981 | 121.6093
QLD | QGDA | Goodna | Energy Queensland | Summer | Non-coincident | 2020 | ACTUAL_ADJUSTEDOPG | Operational-demand | 23.3981 | 121.6093
QLD | QGDA | Goodna | Energy Queensland | Summer | Coincident_unreconciled | 2021 | POE50 | Operational-demand | 31.7583 | NA
QLD | QGDA | Goodna | Energy Queensland | Summer | Coincident_unreconciled | 2021 | POE90 | Operational-demand | 25.3617 | NA
QLD | QGDA | Goodna | Energy Queensland | Summer | Non-coincident | 2021 | POE50 | Operational-demand | 26.1985 | 117.7601
QLD | QGDA | Goodna | Energy Queensland | Summer | Non-coincident | 2021 | POE90 | Operational-demand | 18.2206 | NA
QLD | QGDA | Goodna | Energy Queensland | Summer | Coincident_unreconciled | 2022 | POE50 | Operational-demand | 30.8573 | NA
QLD | QGDA | Goodna | Energy Queensland | Summer | Coincident_unreconciled | 2022 | POE90 | Operational-demand | 24.2276 | NA
QLD | QGDA | Goodna | Energy Queensland | Summer | Non-coincident | 2022 | POE50 | Operational-demand | 25.7085 | 122.8385
QLD | QGDA | Goodna | Energy Queensland | Summer | Non-coincident | 2022 | POE90 | Operational-demand | 17.4398 | NA
QLD | QGDA | Goodna | Energy Queensland | Summer | Coincident_unreconciled | 2023 | POE50 | Operational-demand | 30.6022 | NA
QLD | QGDA | Goodna | Energy Queensland | Summer | Coincident_unreconciled | 2023 | POE90 | Operational-demand | 23.6902 | NA
QLD | QGDA | Goodna | Energy Queensland | Summer | Non-coincident | 2023 | POE50 | Operational-demand | 25.6782 | 128.1953
QLD | QGDA | Goodna | Energy Queensland | Summer | Non-coincident | 2023 | POE90 | Operational-demand | 17.0575 | NA
QLD | QGDA | Goodna | Energy Queensland | Summer | Coincident_unreconciled | 2024 | POE50 | Operational-demand | 31.4604 | NA
QLD | QGDA | Goodna | Energy Queensland | Summer | Coincident_unreconciled | 2024 | POE90 | Operational-demand | 24.266 | NA
QLD | QGDA | Goodna | Energy Queensland | Summer | Non-coincident | 2024 | POE50 | Operational-demand | 26.4017 | 134.8138
QLD | QGDA | Goodna | Energy Queensland | Summer | Non-coincident | 2024 | POE90 | Operational-demand | 17.4288 | NA
QLD | QGDA | Goodna | Energy Queensland | Summer | Coincident_unreconciled | 2025 | POE50 | Operational-demand | 32.2631 | NA
QLD | QGDA | Goodna | Energy Queensland | Summer | Coincident_unreconciled | 2025 | POE90 | Operational-demand | 24.7864 | NA
QLD | QGDA | Goodna | Energy Queensland | Summer | Non-coincident | 2025 | POE50 | Operational-demand | 27.0931 | 139.9031
QLD | QGDA | Goodna | Energy Queensland | Summer | Non-coincident | 2025 | POE90 | Operational-demand | 17.7681 | NA
QLD | QGDA | Goodna | Energy Queensland | Summer | Coincident_unreconciled | 2026 | POE50 | Operational-demand | 33.1199 | NA
QLD | QGDA | Goodna | Energy Queensland | Summer | Coincident_unreconciled | 2026 | POE90 | Operational-demand | 25.3609 | NA
QLD | QGDA | Goodna | Energy Queensland | Summer | Non-coincident | 2026 | POE50 | Operational-demand | 27.8287 | 145.0933
QLD | QGDA | Goodna | Energy Queensland | Summer | Non-coincident | 2026 | POE90 | Operational-demand | 18.1516 | NA
QLD | QGDA | Goodna | Energy Queensland | Summer | Coincident_unreconciled | 2027 | POE50 | Operational-demand | 34.4872 | NA
QLD | QGDA | Goodna | Energy Queensland | Summer | Coincident_unreconciled | 2027 | POE90 | Operational-demand | 26.4321 | NA
QLD | QGDA | Goodna | Energy Queensland | Summer | Non-coincident | 2027 | POE50 | Operational-demand | 28.9243 | 149.8092
QLD | QGDA | Goodna | Energy Queensland | Summer | Non-coincident | 2027 | POE90 | Operational-demand | 18.8781 | NA
QLD | QGDA | Goodna | Energy Queensland | Summer | Coincident_unreconciled | 2028 | POE50 | Operational-demand | 36.0788 | NA
QLD | QGDA | Goodna | Energy Queensland | Summer | Coincident_unreconciled | 2028 | POE90 | Operational-demand | 27.7181 | NA
QLD | QGDA | Goodna | Energy Queensland | Summer | Non-coincident | 2028 | POE50 | Operational-demand | 30.1782 | 155.4147
QLD | QGDA | Goodna | Energy Queensland | Summer | Non-coincident | 2028 | POE90 | Operational-demand | 19.7507 | NA
QLD | QGDA | Goodna | Energy Queensland | Summer | Coincident_unreconciled | 2029 | POE50 | Operational-demand | 37.7283 | NA
QLD | QGDA | Goodna | Energy Queensland | Summer | Coincident_unreconciled | 2029 | POE90 | Operational-demand | 29.0619 | NA
QLD | QGDA | Goodna | Energy Queensland | Summer | Non-coincident | 2029 | POE50 | Operational-demand | 31.4744 | 161.3584
QLD | QGDA | Goodna | Energy Queensland | Summer | Non-coincident | 2029 | POE90 | Operational-demand | 20.6656 | NA
QLD | QGDA | Goodna | Energy Queensland | Summer | Coincident_unreconciled | 2030 | POE50 | Operational-demand | 39.4553 | NA
QLD | QGDA | Goodna | Energy Queensland | Summer | Coincident_unreconciled | 2030 | POE90 | Operational-demand | 30.4832 | NA
QLD | QGDA | Goodna | Energy Queensland | Summer | Non-coincident | 2030 | POE50 | Operational-demand | 32.8362 | 166.4499
QLD | QGDA | Goodna | Energy Queensland | Summer | Non-coincident | 2030 | POE90 | Operational-demand | 21.6461 | NA
QLD | QGDA | Goodna | Energy Queensland | Winter | Coincident | 2016 | ACTUAL_OPG | Operational-demand | 36.5796 | 79.6287
QLD | QGDA | Goodna | Energy Queensland | Winter | Coincident | 2016 | ACTUAL_RAW | Operational-demand | 36.5796 | 79.6287
QLD | QGDA | Goodna | Energy Queensland | Winter | Non-coincident | 2016 | ACTUAL_RAW | Operational-demand | 33.9344 | 81.8338
QLD | QGDA | Goodna | Energy Queensland | Winter | Non-coincident | 2016 | ACTUAL_OPG | Operational-demand | 33.9344 | 81.8338
QLD | QGDA | Goodna | Energy Queensland | Winter | Coincident | 2017 | ACTUAL_OPG | Operational-demand | 32.9119 | 76.8386
QLD | QGDA | Goodna | Energy Queensland | Winter | Coincident | 2017 | ACTUAL_RAW | Operational-demand | 32.9119 | 76.8386
QLD | QGDA | Goodna | Energy Queensland | Winter | Non-coincident | 2017 | ACTUAL_RAW | Operational-demand | 32.7584 | 81.7101
QLD | QGDA | Goodna | Energy Queensland | Winter | Non-coincident | 2017 | ACTUAL_OPG | Operational-demand | 32.7584 | 81.7101
QLD | QGDA | Goodna | Energy Queensland | Winter | Non-coincident | 2017 | ACTUAL_ADJUSTEDOPG | Operational-demand | 32.7584 | 81.7101
QLD | QGDA | Goodna | Energy Queensland | Winter | Coincident | 2018 | ACTUAL_OPG | Operational-demand | 32.1458 | 86.5976
QLD | QGDA | Goodna | Energy Queensland | Winter | Coincident | 2018 | ACTUAL_RAW | Operational-demand | 32.1458 | 86.5976
QLD | QGDA | Goodna | Energy Queensland | Winter | Non-coincident | 2018 | ACTUAL_RAW | Operational-demand | 30.3243 | 99.1387
QLD | QGDA | Goodna | Energy Queensland | Winter | Non-coincident | 2018 | ACTUAL_OPG | Operational-demand | 30.3243 | 99.1387
QLD | QGDA | Goodna | Energy Queensland | Winter | Non-coincident | 2018 | ACTUAL_ADJUSTEDOPG | Operational-demand | 30.3243 | 99.1387
QLD | QGDA | Goodna | Energy Queensland | Winter | Coincident | 2019 | ACTUAL_OPG | Operational-demand | 29.6488 | 84.7942
QLD | QGDA | Goodna | Energy Queensland | Winter | Coincident | 2019 | ACTUAL_RAW | Operational-demand | 29.6488 | 84.7942
QLD | QGDA | Goodna | Energy Queensland | Winter | Non-coincident | 2019 | ACTUAL_RAW | Operational-demand | 25.7743 | 88.0446
QLD | QGDA | Goodna | Energy Queensland | Winter | Non-coincident | 2019 | ACTUAL_OPG | Operational-demand | 25.7743 | 88.0446
QLD | QGDA | Goodna | Energy Queensland | Winter | Non-coincident | 2019 | ACTUAL_ADJUSTEDOPG | Operational-demand | 25.7743 | 88.0446
QLD | QGDA | Goodna | Energy Queensland | Winter | Non-coincident | 2019 | BASEYEARPOE90 | Operational-demand | 24.5495 | NA
QLD | QGDA | Goodna | Energy Queensland | Winter | Non-coincident | 2019 | BASEYEARPOE50 | Operational-demand | 26.505 | 84.3574
QLD | QGDA | Goodna | Energy Queensland | Winter | Coincident_unreconciled | 2020 | POE50 | Operational-demand | 27.0153 | NA
QLD | QGDA | Goodna | Energy Queensland | Winter | Coincident_unreconciled | 2020 | POE90 | Operational-demand | 24.272 | NA
QLD | QGDA | Goodna | Energy Queensland | Winter | Non-coincident | 2020 | POE50 | Operational-demand | 23.0153 | 87.8915
QLD | QGDA | Goodna | Energy Queensland | Winter | Non-coincident | 2020 | POE90 | Operational-demand | 20.7683 | NA
QLD | QGDA | Goodna | Energy Queensland | Winter | Coincident_unreconciled | 2021 | POE50 | Operational-demand | 33.8786 | NA
QLD | QGDA | Goodna | Energy Queensland | Winter | Coincident_unreconciled | 2021 | POE90 | Operational-demand | 31.0588 | NA
QLD | QGDA | Goodna | Energy Queensland | Winter | Non-coincident | 2021 | POE50 | Operational-demand | 28.6367 | 96.928
QLD | QGDA | Goodna | Energy Queensland | Winter | Non-coincident | 2021 | POE90 | Operational-demand | 26.3272 | NA
QLD | QGDA | Goodna | Energy Queensland | Winter | Coincident_unreconciled | 2022 | POE50 | Operational-demand | 33.2478 | NA
QLD | QGDA | Goodna | Energy Queensland | Winter | Coincident_unreconciled | 2022 | POE90 | Operational-demand | 30.3041 | NA
QLD | QGDA | Goodna | Energy Queensland | Winter | Non-coincident | 2022 | POE50 | Operational-demand | 28.1201 | 100.8911
QLD | QGDA | Goodna | Energy Queensland | Winter | Non-coincident | 2022 | POE90 | Operational-demand | 25.709 | NA
QLD | QGDA | Goodna | Energy Queensland | Winter | Coincident_unreconciled | 2023 | POE50 | Operational-demand | 33.5776 | NA
QLD | QGDA | Goodna | Energy Queensland | Winter | Coincident_unreconciled | 2023 | POE90 | Operational-demand | 30.5099 | NA
QLD | QGDA | Goodna | Energy Queensland | Winter | Non-coincident | 2023 | POE50 | Operational-demand | 28.3902 | 104.8574
QLD | QGDA | Goodna | Energy Queensland | Winter | Non-coincident | 2023 | POE90 | Operational-demand | 25.8776 | NA
QLD | QGDA | Goodna | Energy Queensland | Winter | Coincident_unreconciled | 2024 | POE50 | Operational-demand | 34.611 | NA
QLD | QGDA | Goodna | Energy Queensland | Winter | Coincident_unreconciled | 2024 | POE90 | Operational-demand | 31.4194 | NA
QLD | QGDA | Goodna | Energy Queensland | Winter | Non-coincident | 2024 | POE50 | Operational-demand | 29.2366 | 109.5266
QLD | QGDA | Goodna | Energy Queensland | Winter | Non-coincident | 2024 | POE90 | Operational-demand | 26.6225 | NA
QLD | QGDA | Goodna | Energy Queensland | Winter | Coincident_unreconciled | 2025 | POE50 | Operational-demand | 35.4067 | NA
QLD | QGDA | Goodna | Energy Queensland | Winter | Coincident_unreconciled | 2025 | POE90 | Operational-demand | 32.0912 | NA
QLD | QGDA | Goodna | Energy Queensland | Winter | Non-coincident | 2025 | POE50 | Operational-demand | 29.8884 | 113.4187
QLD | QGDA | Goodna | Energy Queensland | Winter | Non-coincident | 2025 | POE90 | Operational-demand | 27.1727 | NA
QLD | QGDA | Goodna | Energy Queensland | Winter | Coincident_unreconciled | 2026 | POE50 | Operational-demand | 36.5411 | NA
QLD | QGDA | Goodna | Energy Queensland | Winter | Coincident_unreconciled | 2026 | POE90 | Operational-demand | 33.1007 | NA
QLD | QGDA | Goodna | Energy Queensland | Winter | Non-coincident | 2026 | POE50 | Operational-demand | 30.8175 | 117.633
QLD | QGDA | Goodna | Energy Queensland | Winter | Non-coincident | 2026 | POE90 | Operational-demand | 27.9996 | NA
QLD | QGDA | Goodna | Energy Queensland | Winter | Coincident_unreconciled | 2027 | POE50 | Operational-demand | 38.2778 | NA
QLD | QGDA | Goodna | Energy Queensland | Winter | Coincident_unreconciled | 2027 | POE90 | Operational-demand | 34.7032 | NA
QLD | QGDA | Goodna | Energy Queensland | Winter | Non-coincident | 2027 | POE50 | Operational-demand | 32.24 | 121.9933
QLD | QGDA | Goodna | Energy Queensland | Winter | Non-coincident | 2027 | POE90 | Operational-demand | 29.3122 | NA
QLD | QGDA | Goodna | Energy Queensland | Winter | Coincident_unreconciled | 2028 | POE50 | Operational-demand | 40.0907 | NA
QLD | QGDA | Goodna | Energy Queensland | Winter | Coincident_unreconciled | 2028 | POE90 | Operational-demand | 36.382 | NA
QLD | QGDA | Goodna | Energy Queensland | Winter | Non-coincident | 2028 | POE50 | Operational-demand | 33.7249 | 126.8673
QLD | QGDA | Goodna | Energy Queensland | Winter | Non-coincident | 2028 | POE90 | Operational-demand | 30.6872 | NA
QLD | QGDA | Goodna | Energy Queensland | Winter | Coincident_unreconciled | 2029 | POE50 | Operational-demand | 42.0214 | NA
QLD | QGDA | Goodna | Energy Queensland | Winter | Coincident_unreconciled | 2029 | POE90 | Operational-demand | 38.1785 | NA
QLD | QGDA | Goodna | Energy Queensland | Winter | Non-coincident | 2029 | POE50 | Operational-demand | 35.3062 | 131.5472
QLD | QGDA | Goodna | Energy Queensland | Winter | Non-coincident | 2029 | POE90 | Operational-demand | 32.1586 | NA
QLD | QGDA | Goodna | Energy Queensland | Shoulder | Non-coincident | 2019 | BASEYEARPOE10 | Operational-demand | NA | 95.5289
QLD | QGDA | Goodna | Energy Queensland | Shoulder | Coincident | 2021 | POE10 | Operational-demand | NA | 98.8479
QLD | QGDA | Goodna | Energy Queensland | Shoulder | Coincident | 2021 | POE50 | Operational-demand | NA | 88.3185
QLD | QGDA | Goodna | Energy Queensland | Shoulder | Non-coincident | 2021 | POE10 | Operational-demand | NA | 107.4272
QLD | QGDA | Goodna | Energy Queensland | Shoulder | Coincident | 2022 | POE10 | Operational-demand | NA | 105.0441
QLD | QGDA | Goodna | Energy Queensland | Shoulder | Coincident | 2022 | POE50 | Operational-demand | NA | 92.2571
QLD | QGDA | Goodna | Energy Queensland | Shoulder | Non-coincident | 2022 | POE10 | Operational-demand | NA | 111.0966
QLD | QGDA | Goodna | Energy Queensland | Shoulder | Coincident | 2023 | POE10 | Operational-demand | NA | 109.4552
QLD | QGDA | Goodna | Energy Queensland | Shoulder | Coincident | 2023 | POE50 | Operational-demand | NA | 96.5589
QLD | QGDA | Goodna | Energy Queensland | Shoulder | Non-coincident | 2023 | POE10 | Operational-demand | NA | 115.5421
QLD | QGDA | Goodna | Energy Queensland | Shoulder | Coincident | 2024 | POE10 | Operational-demand | NA | 114.2081
QLD | QGDA | Goodna | Energy Queensland | Shoulder | Coincident | 2024 | POE50 | Operational-demand | NA | 102.0401
QLD | QGDA | Goodna | Energy Queensland | Shoulder | Non-coincident | 2024 | POE10 | Operational-demand | NA | 119.9818
QLD | QGDA | Goodna | Energy Queensland | Shoulder | Coincident | 2025 | POE10 | Operational-demand | NA | 118.8095
QLD | QGDA | Goodna | Energy Queensland | Shoulder | Coincident | 2025 | POE50 | Operational-demand | NA | 105.3464
QLD | QGDA | Goodna | Energy Queensland | Shoulder | Non-coincident | 2025 | POE10 | Operational-demand | NA | 124.4282
QLD | QGDA | Goodna | Energy Queensland | Shoulder | Coincident | 2026 | POE10 | Operational-demand | NA | 122.4566
QLD | QGDA | Goodna | Energy Queensland | Shoulder | Coincident | 2026 | POE50 | Operational-demand | NA | 109.1504
QLD | QGDA | Goodna | Energy Queensland | Shoulder | Non-coincident | 2026 | POE10 | Operational-demand | NA | 128.913
QLD | QGDA | Goodna | Energy Queensland | Shoulder | Coincident | 2027 | POE10 | Operational-demand | NA | 126.4656
QLD | QGDA | Goodna | Energy Queensland | Shoulder | Coincident | 2027 | POE50 | Operational-demand | NA | 112.5949
QLD | QGDA | Goodna | Energy Queensland | Shoulder | Non-coincident | 2027 | POE10 | Operational-demand | NA | 133.6892
QLD | QGDA | Goodna | Energy Queensland | Shoulder | Coincident | 2028 | POE10 | Operational-demand | NA | 130.7302
QLD | QGDA | Goodna | Energy Queensland | Shoulder | Coincident | 2028 | POE50 | Operational-demand | NA | 116.6681
QLD | QGDA | Goodna | Energy Queensland | Shoulder | Non-coincident | 2028 | POE10 | Operational-demand | NA | 138.7237
QLD | QGDA | Goodna | Energy Queensland | Shoulder | Coincident | 2029 | POE10 | Operational-demand | NA | 136.8435
QLD | QGDA | Goodna | Energy Queensland | Shoulder | Coincident | 2029 | POE50 | Operational-demand | NA | 121.4134
QLD | QGDA | Goodna | Energy Queensland | Shoulder | Non-coincident | 2029 | POE10 | Operational-demand | NA | 143.8705
QLD | QGDA | Goodna | Energy Queensland | Shoulder | Coincident | 2030 | POE10 | Operational-demand | NA | 141.8364
QLD | QGDA | Goodna | Energy Queensland | Shoulder | Coincident | 2030 | POE50 | Operational-demand | NA | 125.9964
QLD | QGDA | Goodna | Energy Queensland | Shoulder | Non-coincident | 2030 | POE10 | Operational-demand | NA | 149.1293
QLD | QGDA | Goodna | Energy Queensland | Summer | Non-coincident | 2019 | BASEYEARPOE10 | Operational-demand | NA | 114.32
QLD | QGDA | Goodna | Energy Queensland | Summer | Coincident | 2021 | POE10 | Operational-demand | NA | 120.8778
QLD | QGDA | Goodna | Energy Queensland | Summer | Coincident | 2021 | POE50 | Operational-demand | NA | 116.8283
QLD | QGDA | Goodna | Energy Queensland | Summer | Non-coincident | 2021 | POE10 | Operational-demand | NA | 127.3444
QLD | QGDA | Goodna | Energy Queensland | Summer | Coincident | 2022 | POE10 | Operational-demand | NA | 127.3099
QLD | QGDA | Goodna | Energy Queensland | Summer | Coincident | 2022 | POE50 | Operational-demand | NA | 122.8385
QLD | QGDA | Goodna | Energy Queensland | Summer | Non-coincident | 2022 | POE10 | Operational-demand | NA | 131.7282
QLD | QGDA | Goodna | Energy Queensland | Summer | Coincident | 2023 | POE10 | Operational-demand | NA | 133.1771
QLD | QGDA | Goodna | Energy Queensland | Summer | Coincident | 2023 | POE50 | Operational-demand | NA | 128.1953
QLD | QGDA | Goodna | Energy Queensland | Summer | Non-coincident | 2023 | POE10 | Operational-demand | NA | 137.0442
QLD | QGDA | Goodna | Energy Queensland | Summer | Coincident | 2024 | POE10 | Operational-demand | NA | 139.9374
QLD | QGDA | Goodna | Energy Queensland | Summer | Coincident | 2024 | POE50 | Operational-demand | NA | 134.8138
QLD | QGDA | Goodna | Energy Queensland | Summer | Non-coincident | 2024 | POE10 | Operational-demand | NA | 142.3631
QLD | QGDA | Goodna | Energy Queensland | Summer | Coincident | 2025 | POE10 | Operational-demand | NA | 144.4931
QLD | QGDA | Goodna | Energy Queensland | Summer | Coincident | 2025 | POE50 | Operational-demand | NA | 139.9031
QLD | QGDA | Goodna | Energy Queensland | Summer | Non-coincident | 2025 | POE10 | Operational-demand | NA | 147.689
QLD | QGDA | Goodna | Energy Queensland | Summer | Coincident | 2026 | POE10 | Operational-demand | NA | 150.3673
QLD | QGDA | Goodna | Energy Queensland | Summer | Coincident | 2026 | POE50 | Operational-demand | NA | 145.0933
QLD | QGDA | Goodna | Energy Queensland | Summer | Non-coincident | 2026 | POE10 | Operational-demand | NA | 153.0521
QLD | QGDA | Goodna | Energy Queensland | Summer | Coincident | 2027 | POE10 | Operational-demand | NA | 154.7302
QLD | QGDA | Goodna | Energy Queensland | Summer | Coincident | 2027 | POE50 | Operational-demand | NA | 149.8092
QLD | QGDA | Goodna | Energy Queensland | Summer | Non-coincident | 2027 | POE10 | Operational-demand | NA | 158.749
QLD | QGDA | Goodna | Energy Queensland | Summer | Coincident | 2028 | POE10 | Operational-demand | NA | 160.6053
QLD | QGDA | Goodna | Energy Queensland | Summer | Coincident | 2028 | POE50 | Operational-demand | NA | 155.4147
QLD | QGDA | Goodna | Energy Queensland | Summer | Non-coincident | 2028 | POE10 | Operational-demand | NA | 164.733
QLD | QGDA | Goodna | Energy Queensland | Summer | Coincident | 2029 | POE10 | Operational-demand | NA | 166.03
QLD | QGDA | Goodna | Energy Queensland | Summer | Coincident | 2029 | POE50 | Operational-demand | NA | 161.3584
QLD | QGDA | Goodna | Energy Queensland | Summer | Non-coincident | 2029 | POE10 | Operational-demand | NA | 170.8249
QLD | QGDA | Goodna | Energy Queensland | Summer | Coincident | 2030 | POE10 | Operational-demand | NA | 172.166
QLD | QGDA | Goodna | Energy Queensland | Summer | Coincident | 2030 | POE50 | Operational-demand | NA | 166.4499
QLD | QGDA | Goodna | Energy Queensland | Summer | Non-coincident | 2030 | POE10 | Operational-demand | NA | 177.0246
QLD | QGDA | Goodna | Energy Queensland | Winter | Non-coincident | 2019 | BASEYEARPOE10 | Operational-demand | NA | 86.422
QLD | QGDA | Goodna | Energy Queensland | Winter | Coincident | 2020 | POE10 | Operational-demand | NA | 88.6591
QLD | QGDA | Goodna | Energy Queensland | Winter | Coincident | 2020 | POE50 | Operational-demand | NA | 85.6346
QLD | QGDA | Goodna | Energy Queensland | Winter | Non-coincident | 2020 | POE10 | Operational-demand | NA | 90.0148
QLD | QGDA | Goodna | Energy Queensland | Winter | Coincident | 2021 | POE10 | Operational-demand | NA | 96.7978
QLD | QGDA | Goodna | Energy Queensland | Winter | Coincident | 2021 | POE50 | Operational-demand | NA | 93.6208
QLD | QGDA | Goodna | Energy Queensland | Winter | Non-coincident | 2021 | POE10 | Operational-demand | NA | 99.1105
QLD | QGDA | Goodna | Energy Queensland | Winter | Coincident | 2022 | POE10 | Operational-demand | NA | 102.9916
QLD | QGDA | Goodna | Energy Queensland | Winter | Coincident | 2022 | POE50 | Operational-demand | NA | 99.622
QLD | QGDA | Goodna | Energy Queensland | Winter | Non-coincident | 2022 | POE10 | Operational-demand | NA | 103.1695
QLD | QGDA | Goodna | Energy Queensland | Winter | Coincident | 2023 | POE10 | Operational-demand | NA | 108.0357
QLD | QGDA | Goodna | Energy Queensland | Winter | Coincident | 2023 | POE50 | Operational-demand | NA | 104.396
QLD | QGDA | Goodna | Energy Queensland | Winter | Non-coincident | 2023 | POE10 | Operational-demand | NA | 108.0357
QLD | QGDA | Goodna | Energy Queensland | Winter | Coincident | 2024 | POE10 | Operational-demand | NA | 113.7884
QLD | QGDA | Goodna | Energy Queensland | Winter | Coincident | 2024 | POE50 | Operational-demand | NA | 109.5266
QLD | QGDA | Goodna | Energy Queensland | Winter | Non-coincident | 2024 | POE10 | Operational-demand | NA | 113.7884
QLD | QGDA | Goodna | Energy Queensland | Winter | Coincident | 2025 | POE10 | Operational-demand | NA | 117.5845
QLD | QGDA | Goodna | Energy Queensland | Winter | Coincident | 2025 | POE50 | Operational-demand | NA | 113.4187
QLD | QGDA | Goodna | Energy Queensland | Winter | Non-coincident | 2025 | POE10 | Operational-demand | NA | 117.5845
QLD | QGDA | Goodna | Energy Queensland | Winter | Coincident | 2026 | POE10 | Operational-demand | NA | 121.7281
QLD | QGDA | Goodna | Energy Queensland | Winter | Coincident | 2026 | POE50 | Operational-demand | NA | 117.633
QLD | QGDA | Goodna | Energy Queensland | Winter | Non-coincident | 2026 | POE10 | Operational-demand | NA | 121.7281
QLD | QGDA | Goodna | Energy Queensland | Winter | Coincident | 2027 | POE10 | Operational-demand | NA | 126.2302
QLD | QGDA | Goodna | Energy Queensland | Winter | Coincident | 2027 | POE50 | Operational-demand | NA | 121.9933
QLD | QGDA | Goodna | Energy Queensland | Winter | Non-coincident | 2027 | POE10 | Operational-demand | NA | 126.2302
QLD | QGDA | Goodna | Energy Queensland | Winter | Coincident | 2028 | POE10 | Operational-demand | NA | 132.2978
QLD | QGDA | Goodna | Energy Queensland | Winter | Coincident | 2028 | POE50 | Operational-demand | NA | 126.8673
QLD | QGDA | Goodna | Energy Queensland | Winter | Non-coincident | 2028 | POE10 | Operational-demand | NA | 132.2978
QLD | QGDA | Goodna | Energy Queensland | Winter | Coincident | 2029 | POE10 | Operational-demand | NA | 136.4632
QLD | QGDA | Goodna | Energy Queensland | Winter | Coincident | 2029 | POE50 | Operational-demand | NA | 131.5472
QLD | QGDA | Goodna | Energy Queensland | Winter | Non-coincident | 2029 | POE10 | Operational-demand | NA | 136.4632
QLD | QGNG | Gin Gin | Energy Queensland | Shoulder | Coincident | 2017 | ACTUAL_OPG | Operational-demand | 60.9143 | 95.9723
QLD | QGNG | Gin Gin | Energy Queensland | Shoulder | Coincident | 2017 | ACTUAL_RAW | Operational-demand | 60.9143 | 95.9723
QLD | QGNG | Gin Gin | Energy Queensland | Shoulder | Non-coincident | 2017 | ACTUAL_RAW | Operational-demand | 15.036 | 150.9479
QLD | QGNG | Gin Gin | Energy Queensland | Shoulder | Non-coincident | 2017 | ACTUAL_OPG | Operational-demand | 15.036 | 150.9479
QLD | QGNG | Gin Gin | Energy Queensland | Shoulder | Non-coincident | 2017 | ACTUAL_ADJUSTEDOPG | Operational-demand | 15.036 | 150.9479
QLD | QGNG | Gin Gin | Energy Queensland | Shoulder | Coincident | 2018 | ACTUAL_OPG | Operational-demand | 46.6174 | 120.9655
QLD | QGNG | Gin Gin | Energy Queensland | Shoulder | Coincident | 2018 | ACTUAL_RAW | Operational-demand | 46.6174 | 120.9655
QLD | QGNG | Gin Gin | Energy Queensland | Shoulder | Non-coincident | 2018 | ACTUAL_RAW | Operational-demand | 37.5126 | 143.1891
QLD | QGNG | Gin Gin | Energy Queensland | Shoulder | Non-coincident | 2018 | ACTUAL_OPG | Operational-demand | 37.5126 | 143.1891
QLD | QGNG | Gin Gin | Energy Queensland | Shoulder | Non-coincident | 2018 | ACTUAL_ADJUSTEDOPG | Operational-demand | 37.5126 | 143.1891
QLD | QGNG | Gin Gin | Energy Queensland | Shoulder | Coincident | 2019 | ACTUAL_OPG | Operational-demand | 54.4559 | 123.9771
QLD | QGNG | Gin Gin | Energy Queensland | Shoulder | Coincident | 2019 | ACTUAL_RAW | Operational-demand | 54.4559 | 123.9771
QLD | QGNG | Gin Gin | Energy Queensland | Shoulder | Non-coincident | 2019 | ACTUAL_RAW | Operational-demand | 14.6491 | 153.1205
QLD | QGNG | Gin Gin | Energy Queensland | Shoulder | Non-coincident | 2019 | ACTUAL_OPG | Operational-demand | 14.6491 | 153.1205
QLD | QGNG | Gin Gin | Energy Queensland | Shoulder | Non-coincident | 2019 | ACTUAL_ADJUSTEDOPG | Operational-demand | 14.6491 | 153.1205
QLD | QGNG | Gin Gin | Energy Queensland | Shoulder | Non-coincident | 2019 | BASEYEARPOE90 | Operational-demand | 4.9566 | NA
QLD | QGNG | Gin Gin | Energy Queensland | Shoulder | Non-coincident | 2019 | BASEYEARPOE50 | Operational-demand | 14.4916 | 143.1708
QLD | QGNG | Gin Gin | Energy Queensland | Shoulder | Coincident | 2020 | ACTUAL_OPG | Operational-demand | 2.9511 | 125.6499
QLD | QGNG | Gin Gin | Energy Queensland | Shoulder | Coincident | 2020 | ACTUAL_RAW | Operational-demand | 2.9511 | 125.6499
QLD | QGNG | Gin Gin | Energy Queensland | Shoulder | Non-coincident | 2020 | ACTUAL_RAW | Operational-demand | -5.922 | 145.1111
QLD | QGNG | Gin Gin | Energy Queensland | Shoulder | Non-coincident | 2020 | ACTUAL_OPG | Operational-demand | -5.922 | 145.1111
QLD | QGNG | Gin Gin | Energy Queensland | Shoulder | Non-coincident | 2020 | ACTUAL_ADJUSTEDOPG | Operational-demand | -5.922 | 145.1111
QLD | QGNG | Gin Gin | Energy Queensland | Shoulder | Coincident_unreconciled | 2021 | POE90 | Operational-demand | 32 | NA
QLD | QGNG | Gin Gin | Energy Queensland | Shoulder | Coincident_unreconciled | 2021 | POE50 | Operational-demand | 45 | NA
QLD | QGNG | Gin Gin | Energy Queensland | Shoulder | Non-coincident | 2021 | POE90 | Operational-demand | 3.9234 | NA
QLD | QGNG | Gin Gin | Energy Queensland | Shoulder | Non-coincident | 2021 | POE50 | Operational-demand | 12 | 145.0507
QLD | QGNG | Gin Gin | Energy Queensland | Shoulder | Coincident_unreconciled | 2022 | POE90 | Operational-demand | 31.04 | NA
QLD | QGNG | Gin Gin | Energy Queensland | Shoulder | Coincident_unreconciled | 2022 | POE50 | Operational-demand | 43.65 | NA
QLD | QGNG | Gin Gin | Energy Queensland | Shoulder | Non-coincident | 2022 | POE90 | Operational-demand | 3.8057 | NA
QLD | QGNG | Gin Gin | Energy Queensland | Shoulder | Non-coincident | 2022 | POE50 | Operational-demand | 11.64 | 146.0965
QLD | QGNG | Gin Gin | Energy Queensland | Shoulder | Coincident_unreconciled | 2023 | POE90 | Operational-demand | 30.1088 | NA
QLD | QGNG | Gin Gin | Energy Queensland | Shoulder | Coincident_unreconciled | 2023 | POE50 | Operational-demand | 42.3405 | NA
QLD | QGNG | Gin Gin | Energy Queensland | Shoulder | Non-coincident | 2023 | POE90 | Operational-demand | 3.6915 | NA
QLD | QGNG | Gin Gin | Energy Queensland | Shoulder | Non-coincident | 2023 | POE50 | Operational-demand | 11.2908 | 147.1577
QLD | QGNG | Gin Gin | Energy Queensland | Shoulder | Coincident_unreconciled | 2024 | POE90 | Operational-demand | 29.2055 | NA
QLD | QGNG | Gin Gin | Energy Queensland | Shoulder | Coincident_unreconciled | 2024 | POE50 | Operational-demand | 41.0703 | NA
QLD | QGNG | Gin Gin | Energy Queensland | Shoulder | Non-coincident | 2024 | POE90 | Operational-demand | 3.5808 | NA
QLD | QGNG | Gin Gin | Energy Queensland | Shoulder | Non-coincident | 2024 | POE50 | Operational-demand | 10.9521 | 148.2036
QLD | QGNG | Gin Gin | Energy Queensland | Shoulder | Coincident_unreconciled | 2025 | POE90 | Operational-demand | 28.3294 | NA
QLD | QGNG | Gin Gin | Energy Queensland | Shoulder | Coincident_unreconciled | 2025 | POE50 | Operational-demand | 39.8382 | NA
QLD | QGNG | Gin Gin | Energy Queensland | Shoulder | Non-coincident | 2025 | POE90 | Operational-demand | 3.4734 | NA
QLD | QGNG | Gin Gin | Energy Queensland | Shoulder | Non-coincident | 2025 | POE50 | Operational-demand | 10.6235 | 149.2305
QLD | QGNG | Gin Gin | Energy Queensland | Shoulder | Coincident_unreconciled | 2026 | POE90 | Operational-demand | 27.4795 | NA
QLD | QGNG | Gin Gin | Energy Queensland | Shoulder | Coincident_unreconciled | 2026 | POE50 | Operational-demand | 38.643 | NA
QLD | QGNG | Gin Gin | Energy Queensland | Shoulder | Non-coincident | 2026 | POE90 | Operational-demand | 3.3692 | NA
QLD | QGNG | Gin Gin | Energy Queensland | Shoulder | Non-coincident | 2026 | POE50 | Operational-demand | 10.3048 | 150.288
QLD | QGNG | Gin Gin | Energy Queensland | Shoulder | Coincident_unreconciled | 2027 | POE90 | Operational-demand | 26.6551 | NA
QLD | QGNG | Gin Gin | Energy Queensland | Shoulder | Coincident_unreconciled | 2027 | POE50 | Operational-demand | 37.4837 | NA
QLD | QGNG | Gin Gin | Energy Queensland | Shoulder | Non-coincident | 2027 | POE90 | Operational-demand | 3.2681 | NA
QLD | QGNG | Gin Gin | Energy Queensland | Shoulder | Non-coincident | 2027 | POE50 | Operational-demand | 9.9957 | 151.3548
QLD | QGNG | Gin Gin | Energy Queensland | Shoulder | Coincident_unreconciled | 2028 | POE90 | Operational-demand | 25.8555 | NA
QLD | QGNG | Gin Gin | Energy Queensland | Shoulder | Coincident_unreconciled | 2028 | POE50 | Operational-demand | 36.3592 | NA
QLD | QGNG | Gin Gin | Energy Queensland | Shoulder | Non-coincident | 2028 | POE90 | Operational-demand | 3.17 | NA
QLD | QGNG | Gin Gin | Energy Queensland | Shoulder | Non-coincident | 2028 | POE50 | Operational-demand | 9.6958 | 152.5029
QLD | QGNG | Gin Gin | Energy Queensland | Shoulder | Coincident_unreconciled | 2029 | POE90 | Operational-demand | 25.0798 | NA
QLD | QGNG | Gin Gin | Energy Queensland | Shoulder | Coincident_unreconciled | 2029 | POE50 | Operational-demand | 35.2685 | NA
QLD | QGNG | Gin Gin | Energy Queensland | Shoulder | Non-coincident | 2029 | POE90 | Operational-demand | 3.0749 | NA
QLD | QGNG | Gin Gin | Energy Queensland | Shoulder | Non-coincident | 2029 | POE50 | Operational-demand | 9.4049 | 153.7811
QLD | QGNG | Gin Gin | Energy Queensland | Shoulder | Coincident_unreconciled | 2030 | POE90 | Operational-demand | 24.3274 | NA
QLD | QGNG | Gin Gin | Energy Queensland | Shoulder | Coincident_unreconciled | 2030 | POE50 | Operational-demand | 34.2104 | NA
QLD | QGNG | Gin Gin | Energy Queensland | Shoulder | Non-coincident | 2030 | POE90 | Operational-demand | 2.9827 | NA
QLD | QGNG | Gin Gin | Energy Queensland | Shoulder | Non-coincident | 2030 | POE50 | Operational-demand | 9.1228 | 155.1803
QLD | QGNG | Gin Gin | Energy Queensland | Summer | Coincident | 2017 | ACTUAL_OPG | Operational-demand | 49.8738 | 171.9408
QLD | QGNG | Gin Gin | Energy Queensland | Summer | Coincident | 2017 | ACTUAL_RAW | Operational-demand | 49.8738 | 171.9408
QLD | QGNG | Gin Gin | Energy Queensland | Summer | Non-coincident | 2017 | ACTUAL_RAW | Operational-demand | 35.227 | 176.1375
QLD | QGNG | Gin Gin | Energy Queensland | Summer | Non-coincident | 2017 | ACTUAL_OPG | Operational-demand | 35.227 | 176.1375
QLD | QGNG | Gin Gin | Energy Queensland | Summer | Non-coincident | 2017 | ACTUAL_ADJUSTEDOPG | Operational-demand | 35.227 | 176.1375
QLD | QGNG | Gin Gin | Energy Queensland | Summer | Coincident | 2018 | ACTUAL_OPG | Operational-demand | 55.1083 | 163.5081
QLD | QGNG | Gin Gin | Energy Queensland | Summer | Coincident | 2018 | ACTUAL_RAW | Operational-demand | 55.1083 | 163.5081
QLD | QGNG | Gin Gin | Energy Queensland | Summer | Non-coincident | 2018 | ACTUAL_RAW | Operational-demand | 43.1206 | 173.4065
QLD | QGNG | Gin Gin | Energy Queensland | Summer | Non-coincident | 2018 | ACTUAL_OPG | Operational-demand | 43.1206 | 173.4065
QLD | QGNG | Gin Gin | Energy Queensland | Summer | Non-coincident | 2018 | ACTUAL_ADJUSTEDOPG | Operational-demand | 43.1206 | 173.4065
QLD | QGNG | Gin Gin | Energy Queensland | Summer | Coincident | 2019 | ACTUAL_OPG | Operational-demand | 68.2649 | 176.1711
QLD | QGNG | Gin Gin | Energy Queensland | Summer | Coincident | 2019 | ACTUAL_RAW | Operational-demand | 68.2649 | 176.1711
QLD | QGNG | Gin Gin | Energy Queensland | Summer | Non-coincident | 2019 | ACTUAL_RAW | Operational-demand | 27.918 | 177.8969
QLD | QGNG | Gin Gin | Energy Queensland | Summer | Non-coincident | 2019 | ACTUAL_OPG | Operational-demand | 27.918 | 177.8969
QLD | QGNG | Gin Gin | Energy Queensland | Summer | Non-coincident | 2019 | ACTUAL_ADJUSTEDOPG | Operational-demand | 27.918 | 177.8969
QLD | QGNG | Gin Gin | Energy Queensland | Summer | Non-coincident | 2019 | BASEYEARPOE90 | Operational-demand | 28.3183 | NA
QLD | QGNG | Gin Gin | Energy Queensland | Summer | Non-coincident | 2019 | BASEYEARPOE50 | Operational-demand | 36.0037 | 172.1008
QLD | QGNG | Gin Gin | Energy Queensland | Summer | Coincident | 2020 | ACTUAL_OPG | Operational-demand | 25.9945 | 142.6634
QLD | QGNG | Gin Gin | Energy Queensland | Summer | Coincident | 2020 | ACTUAL_RAW | Operational-demand | 25.9945 | 142.6634
QLD | QGNG | Gin Gin | Energy Queensland | Summer | Non-coincident | 2020 | ACTUAL_RAW | Operational-demand | 2.7689 | 159.6302
QLD | QGNG | Gin Gin | Energy Queensland | Summer | Non-coincident | 2020 | ACTUAL_OPG | Operational-demand | 2.7689 | 159.6302
QLD | QGNG | Gin Gin | Energy Queensland | Summer | Non-coincident | 2020 | ACTUAL_ADJUSTEDOPG | Operational-demand | 2.7689 | 159.6302
QLD | QGNG | Gin Gin | Energy Queensland | Summer | Coincident_unreconciled | 2021 | POE90 | Operational-demand | 45.9234 | NA
QLD | QGNG | Gin Gin | Energy Queensland | Summer | Coincident_unreconciled | 2021 | POE50 | Operational-demand | 57.63 | NA
QLD | QGNG | Gin Gin | Energy Queensland | Summer | Non-coincident | 2021 | POE90 | Operational-demand | 3.9234 | NA
QLD | QGNG | Gin Gin | Energy Queensland | Summer | Non-coincident | 2021 | POE50 | Operational-demand | 12 | 176.0358
QLD | QGNG | Gin Gin | Energy Queensland | Summer | Coincident_unreconciled | 2022 | POE90 | Operational-demand | 44.5457 | NA
QLD | QGNG | Gin Gin | Energy Queensland | Summer | Coincident_unreconciled | 2022 | POE50 | Operational-demand | 55.9011 | NA
QLD | QGNG | Gin Gin | Energy Queensland | Summer | Non-coincident | 2022 | POE90 | Operational-demand | 3.8057 | NA
QLD | QGNG | Gin Gin | Energy Queensland | Summer | Non-coincident | 2022 | POE50 | Operational-demand | 11.64 | 177.2925
QLD | QGNG | Gin Gin | Energy Queensland | Summer | Coincident_unreconciled | 2023 | POE90 | Operational-demand | 43.2093 | NA
QLD | QGNG | Gin Gin | Energy Queensland | Summer | Coincident_unreconciled | 2023 | POE50 | Operational-demand | 54.2241 | NA
QLD | QGNG | Gin Gin | Energy Queensland | Summer | Non-coincident | 2023 | POE90 | Operational-demand | 3.6915 | NA
QLD | QGNG | Gin Gin | Energy Queensland | Summer | Non-coincident | 2023 | POE50 | Operational-demand | 11.2908 | 178.5597
QLD | QGNG | Gin Gin | Energy Queensland | Summer | Coincident_unreconciled | 2024 | POE90 | Operational-demand | 41.913 | NA
QLD | QGNG | Gin Gin | Energy Queensland | Summer | Coincident_unreconciled | 2024 | POE50 | Operational-demand | 52.5973 | NA
QLD | QGNG | Gin Gin | Energy Queensland | Summer | Non-coincident | 2024 | POE90 | Operational-demand | 3.5808 | NA
QLD | QGNG | Gin Gin | Energy Queensland | Summer | Non-coincident | 2024 | POE50 | Operational-demand | 10.9521 | 179.8228
QLD | QGNG | Gin Gin | Energy Queensland | Summer | Coincident_unreconciled | 2025 | POE90 | Operational-demand | 40.6557 | NA
QLD | QGNG | Gin Gin | Energy Queensland | Summer | Coincident_unreconciled | 2025 | POE50 | Operational-demand | 51.0194 | NA
QLD | QGNG | Gin Gin | Energy Queensland | Summer | Non-coincident | 2025 | POE90 | Operational-demand | 3.4734 | NA
QLD | QGNG | Gin Gin | Energy Queensland | Summer | Non-coincident | 2025 | POE50 | Operational-demand | 10.6235 | 181.0863
QLD | QGNG | Gin Gin | Energy Queensland | Summer | Coincident_unreconciled | 2026 | POE90 | Operational-demand | 39.436 | NA
QLD | QGNG | Gin Gin | Energy Queensland | Summer | Coincident_unreconciled | 2026 | POE50 | Operational-demand | 49.4888 | NA
QLD | QGNG | Gin Gin | Energy Queensland | Summer | Non-coincident | 2026 | POE90 | Operational-demand | 3.3692 | NA
QLD | QGNG | Gin Gin | Energy Queensland | Summer | Non-coincident | 2026 | POE50 | Operational-demand | 10.3048 | 182.4021
QLD | QGNG | Gin Gin | Energy Queensland | Summer | Coincident_unreconciled | 2027 | POE90 | Operational-demand | 38.2529 | NA
QLD | QGNG | Gin Gin | Energy Queensland | Summer | Coincident_unreconciled | 2027 | POE50 | Operational-demand | 48.0042 | NA
QLD | QGNG | Gin Gin | Energy Queensland | Summer | Non-coincident | 2027 | POE90 | Operational-demand | 3.2681 | NA
QLD | QGNG | Gin Gin | Energy Queensland | Summer | Non-coincident | 2027 | POE50 | Operational-demand | 9.9957 | 183.7511
QLD | QGNG | Gin Gin | Energy Queensland | Summer | Coincident_unreconciled | 2028 | POE90 | Operational-demand | 37.1053 | NA
QLD | QGNG | Gin Gin | Energy Queensland | Summer | Coincident_unreconciled | 2028 | POE50 | Operational-demand | 46.5641 | NA
QLD | QGNG | Gin Gin | Energy Queensland | Summer | Non-coincident | 2028 | POE90 | Operational-demand | 3.17 | NA
QLD | QGNG | Gin Gin | Energy Queensland | Summer | Non-coincident | 2028 | POE50 | Operational-demand | 9.6958 | 185.1942
QLD | QGNG | Gin Gin | Energy Queensland | Summer | Coincident_unreconciled | 2029 | POE90 | Operational-demand | 35.9922 | NA
QLD | QGNG | Gin Gin | Energy Queensland | Summer | Coincident_unreconciled | 2029 | POE50 | Operational-demand | 45.1671 | NA
QLD | QGNG | Gin Gin | Energy Queensland | Summer | Non-coincident | 2029 | POE90 | Operational-demand | 3.0749 | NA
QLD | QGNG | Gin Gin | Energy Queensland | Summer | Non-coincident | 2029 | POE50 | Operational-demand | 9.4049 | 186.791
QLD | QGNG | Gin Gin | Energy Queensland | Summer | Coincident_unreconciled | 2030 | POE90 | Operational-demand | 34.9124 | NA
QLD | QGNG | Gin Gin | Energy Queensland | Summer | Coincident_unreconciled | 2030 | POE50 | Operational-demand | 43.8121 | NA
QLD | QGNG | Gin Gin | Energy Queensland | Summer | Non-coincident | 2030 | POE90 | Operational-demand | 2.9827 | NA
QLD | QGNG | Gin Gin | Energy Queensland | Summer | Non-coincident | 2030 | POE50 | Operational-demand | 9.1228 | 188.5449
QLD | QGNG | Gin Gin | Energy Queensland | Winter | Coincident | 2016 | ACTUAL_OPG | Operational-demand | 56.9147 | 121.3733
QLD | QGNG | Gin Gin | Energy Queensland | Winter | Coincident | 2016 | ACTUAL_RAW | Operational-demand | 56.9147 | 121.3733
QLD | QGNG | Gin Gin | Energy Queensland | Winter | Non-coincident | 2016 | ACTUAL_RAW | Operational-demand | 16.899 | 125.2172
QLD | QGNG | Gin Gin | Energy Queensland | Winter | Non-coincident | 2016 | ACTUAL_OPG | Operational-demand | 16.899 | 125.2172
QLD | QGNG | Gin Gin | Energy Queensland | Winter | Non-coincident | 2016 | ACTUAL_ADJUSTEDOPG | Operational-demand | 16.899 | 125.2172
QLD | QGNG | Gin Gin | Energy Queensland | Winter | Coincident | 2017 | ACTUAL_OPG | Operational-demand | 23.9805 | 134.9028
QLD | QGNG | Gin Gin | Energy Queensland | Winter | Coincident | 2017 | ACTUAL_RAW | Operational-demand | 23.9805 | 134.9028
QLD | QGNG | Gin Gin | Energy Queensland | Winter | Non-coincident | 2017 | ACTUAL_RAW | Operational-demand | 23.9805 | 158.0727
QLD | QGNG | Gin Gin | Energy Queensland | Winter | Non-coincident | 2017 | ACTUAL_OPG | Operational-demand | 23.9805 | 158.0727
QLD | QGNG | Gin Gin | Energy Queensland | Winter | Non-coincident | 2017 | ACTUAL_ADJUSTEDOPG | Operational-demand | 23.9805 | 158.0727
QLD | QGNG | Gin Gin | Energy Queensland | Winter | Coincident | 2018 | ACTUAL_OPG | Operational-demand | 50.2441 | 141.0765
QLD | QGNG | Gin Gin | Energy Queensland | Winter | Coincident | 2018 | ACTUAL_RAW | Operational-demand | 50.2441 | 141.0765
QLD | QGNG | Gin Gin | Energy Queensland | Winter | Non-coincident | 2018 | ACTUAL_RAW | Operational-demand | 39.7892 | 145.8412
QLD | QGNG | Gin Gin | Energy Queensland | Winter | Non-coincident | 2018 | ACTUAL_OPG | Operational-demand | 39.7892 | 145.8412
QLD | QGNG | Gin Gin | Energy Queensland | Winter | Non-coincident | 2018 | ACTUAL_ADJUSTEDOPG | Operational-demand | 39.7892 | 145.8412
QLD | QGNG | Gin Gin | Energy Queensland | Winter | Coincident | 2019 | ACTUAL_OPG | Operational-demand | 23.0532 | 103.0108
QLD | QGNG | Gin Gin | Energy Queensland | Winter | Coincident | 2019 | ACTUAL_RAW | Operational-demand | 23.0532 | 103.0108
QLD | QGNG | Gin Gin | Energy Queensland | Winter | Non-coincident | 2019 | ACTUAL_RAW | Operational-demand | 0.01058 | 123.1856
QLD | QGNG | Gin Gin | Energy Queensland | Winter | Non-coincident | 2019 | ACTUAL_OPG | Operational-demand | 0.01058 | 123.1856
QLD | QGNG | Gin Gin | Energy Queensland | Winter | Non-coincident | 2019 | ACTUAL_ADJUSTEDOPG | Operational-demand | 0.01058 | 123.1856
QLD | QGNG | Gin Gin | Energy Queensland | Winter | Non-coincident | 2019 | BASEYEARPOE90 | Operational-demand | -15.2104 | NA
QLD | QGNG | Gin Gin | Energy Queensland | Winter | Non-coincident | 2019 | BASEYEARPOE50 | Operational-demand | 8.6341 | 148.0447
QLD | QGNG | Gin Gin | Energy Queensland | Winter | Coincident_unreconciled | 2020 | POE50 | Operational-demand | 30 | NA
QLD | QGNG | Gin Gin | Energy Queensland | Winter | Coincident_unreconciled | 2020 | POE90 | Operational-demand | 3.7639 | NA
QLD | QGNG | Gin Gin | Energy Queensland | Winter | Non-coincident | 2020 | POE50 | Operational-demand | 30 | 151.0822
QLD | QGNG | Gin Gin | Energy Queensland | Winter | Non-coincident | 2020 | POE90 | Operational-demand | 1.2509 | NA
QLD | QGNG | Gin Gin | Energy Queensland | Winter | Coincident_unreconciled | 2021 | POE50 | Operational-demand | 28.1425 | NA
QLD | QGNG | Gin Gin | Energy Queensland | Winter | Coincident_unreconciled | 2021 | POE90 | Operational-demand | 2.0922 | NA
QLD | QGNG | Gin Gin | Energy Queensland | Winter | Non-coincident | 2021 | POE50 | Operational-demand | 28.3308 | 152.1805
QLD | QGNG | Gin Gin | Energy Queensland | Winter | Non-coincident | 2021 | POE90 | Operational-demand | -0.63336 | NA
QLD | QGNG | Gin Gin | Energy Queensland | Winter | Coincident_unreconciled | 2022 | POE50 | Operational-demand | 24.759 | NA
QLD | QGNG | Gin Gin | Energy Queensland | Winter | Coincident_unreconciled | 2022 | POE90 | Operational-demand | -1.1304 | NA
QLD | QGNG | Gin Gin | Energy Queensland | Winter | Non-coincident | 2022 | POE50 | Operational-demand | 24.9153 | 153.2783
QLD | QGNG | Gin Gin | Energy Queensland | Winter | Non-coincident | 2022 | POE90 | Operational-demand | -4.2657 | NA
QLD | QGNG | Gin Gin | Energy Queensland | Winter | Coincident_unreconciled | 2023 | POE50 | Operational-demand | 22.3559 | NA
QLD | QGNG | Gin Gin | Energy Queensland | Winter | Coincident_unreconciled | 2023 | POE90 | Operational-demand | -3.7254 | NA
QLD | QGNG | Gin Gin | Energy Queensland | Winter | Non-coincident | 2023 | POE50 | Operational-demand | 22.2066 | 154.405
QLD | QGNG | Gin Gin | Energy Queensland | Winter | Non-coincident | 2023 | POE90 | Operational-demand | -7.1906 | NA
QLD | QGNG | Gin Gin | Energy Queensland | Winter | Coincident_unreconciled | 2024 | POE50 | Operational-demand | 20.4484 | NA
QLD | QGNG | Gin Gin | Energy Queensland | Winter | Coincident_unreconciled | 2024 | POE90 | Operational-demand | -5.8256 | NA
QLD | QGNG | Gin Gin | Energy Queensland | Winter | Non-coincident | 2024 | POE50 | Operational-demand | 20.0566 | 155.4776
QLD | QGNG | Gin Gin | Energy Queensland | Winter | Non-coincident | 2024 | POE90 | Operational-demand | -9.5579 | NA
QLD | QGNG | Gin Gin | Energy Queensland | Winter | Coincident_unreconciled | 2025 | POE50 | Operational-demand | 18.777 | NA
QLD | QGNG | Gin Gin | Energy Queensland | Winter | Coincident_unreconciled | 2025 | POE90 | Operational-demand | -7.689 | NA
QLD | QGNG | Gin Gin | Energy Queensland | Winter | Non-coincident | 2025 | POE50 | Operational-demand | 18.1727 | 156.5581
QLD | QGNG | Gin Gin | Energy Queensland | Winter | Non-coincident | 2025 | POE90 | Operational-demand | -11.6582 | NA
QLD | QGNG | Gin Gin | Energy Queensland | Winter | Coincident_unreconciled | 2026 | POE50 | Operational-demand | 17.369 | NA
QLD | QGNG | Gin Gin | Energy Queensland | Winter | Coincident_unreconciled | 2026 | POE90 | Operational-demand | -9.2872 | NA
QLD | QGNG | Gin Gin | Energy Queensland | Winter | Non-coincident | 2026 | POE50 | Operational-demand | 16.5857 | 157.6695
QLD | QGNG | Gin Gin | Energy Queensland | Winter | Non-coincident | 2026 | POE90 | Operational-demand | -13.4596 | NA
QLD | QGNG | Gin Gin | Energy Queensland | Winter | Coincident_unreconciled | 2027 | POE50 | Operational-demand | 16.242 | NA
QLD | QGNG | Gin Gin | Energy Queensland | Winter | Coincident_unreconciled | 2027 | POE90 | Operational-demand | -10.5827 | NA
QLD | QGNG | Gin Gin | Energy Queensland | Winter | Non-coincident | 2027 | POE50 | Operational-demand | 15.3154 | 158.7795
QLD | QGNG | Gin Gin | Energy Queensland | Winter | Non-coincident | 2027 | POE90 | Operational-demand | -14.9197 | NA
QLD | QGNG | Gin Gin | Energy Queensland | Winter | Coincident_unreconciled | 2028 | POE50 | Operational-demand | 15.208 | NA
QLD | QGNG | Gin Gin | Energy Queensland | Winter | Coincident_unreconciled | 2028 | POE90 | Operational-demand | -11.7848 | NA
QLD | QGNG | Gin Gin | Energy Queensland | Winter | Non-coincident | 2028 | POE50 | Operational-demand | 14.1499 | 160.0308
QLD | QGNG | Gin Gin | Energy Queensland | Winter | Non-coincident | 2028 | POE90 | Operational-demand | -16.2747 | NA
QLD | QGNG | Gin Gin | Energy Queensland | Winter | Coincident_unreconciled | 2029 | POE50 | Operational-demand | 14.3479 | NA
QLD | QGNG | Gin Gin | Energy Queensland | Winter | Coincident_unreconciled | 2029 | POE90 | Operational-demand | -12.8132 | NA
QLD | QGNG | Gin Gin | Energy Queensland | Winter | Non-coincident | 2029 | POE50 | Operational-demand | 13.1805 | 161.396
QLD | QGNG | Gin Gin | Energy Queensland | Winter | Non-coincident | 2029 | POE90 | Operational-demand | -17.4338 | NA
QLD | QGNG | Gin Gin | Energy Queensland | Shoulder | Non-coincident | 2019 | BASEYEARPOE10 | Operational-demand | NA | 146.922
QLD | QGNG | Gin Gin | Energy Queensland | Shoulder | Coincident | 2021 | POE10 | Operational-demand | NA | 124.8112
QLD | QGNG | Gin Gin | Energy Queensland | Shoulder | Coincident | 2021 | POE50 | Operational-demand | NA | 125.6705
QLD | QGNG | Gin Gin | Energy Queensland | Shoulder | Non-coincident | 2021 | POE10 | Operational-demand | NA | 148.8195
QLD | QGNG | Gin Gin | Energy Queensland | Shoulder | Coincident | 2022 | POE10 | Operational-demand | NA | 129.1795
QLD | QGNG | Gin Gin | Energy Queensland | Shoulder | Coincident | 2022 | POE50 | Operational-demand | NA | 127.8984
QLD | QGNG | Gin Gin | Energy Queensland | Shoulder | Non-coincident | 2022 | POE10 | Operational-demand | NA | 149.8932
QLD | QGNG | Gin Gin | Energy Queensland | Shoulder | Coincident | 2023 | POE10 | Operational-demand | NA | 130.3657
QLD | QGNG | Gin Gin | Energy Queensland | Shoulder | Coincident | 2023 | POE50 | Operational-demand | NA | 129.6969
QLD | QGNG | Gin Gin | Energy Queensland | Shoulder | Non-coincident | 2023 | POE10 | Operational-demand | NA | 150.9825
QLD | QGNG | Gin Gin | Energy Queensland | Shoulder | Coincident | 2024 | POE10 | Operational-demand | NA | 131.925
QLD | QGNG | Gin Gin | Energy Queensland | Shoulder | Coincident | 2024 | POE50 | Operational-demand | NA | 132.9744
QLD | QGNG | Gin Gin | Energy Queensland | Shoulder | Non-coincident | 2024 | POE10 | Operational-demand | NA | 152.0565
QLD | QGNG | Gin Gin | Energy Queensland | Shoulder | Coincident | 2025 | POE10 | Operational-demand | NA | 133.254
QLD | QGNG | Gin Gin | Energy Queensland | Shoulder | Coincident | 2025 | POE50 | Operational-demand | NA | 133.3387
QLD | QGNG | Gin Gin | Energy Queensland | Shoulder | Non-coincident | 2025 | POE10 | Operational-demand | NA | 153.1114
QLD | QGNG | Gin Gin | Energy Queensland | Shoulder | Coincident | 2026 | POE10 | Operational-demand | NA | 133.5065
QLD | QGNG | Gin Gin | Energy Queensland | Shoulder | Coincident | 2026 | POE50 | Operational-demand | NA | 134.3275
QLD | QGNG | Gin Gin | Energy Queensland | Shoulder | Non-coincident | 2026 | POE10 | Operational-demand | NA | 154.1971
QLD | QGNG | Gin Gin | Energy Queensland | Shoulder | Coincident | 2027 | POE10 | Operational-demand | NA | 133.8937
QLD | QGNG | Gin Gin | Energy Queensland | Shoulder | Coincident | 2027 | POE50 | Operational-demand | NA | 134.587
QLD | QGNG | Gin Gin | Energy Queensland | Shoulder | Non-coincident | 2027 | POE10 | Operational-demand | NA | 155.2899
QLD | QGNG | Gin Gin | Energy Queensland | Shoulder | Coincident | 2028 | POE10 | Operational-demand | NA | 134.3928
QLD | QGNG | Gin Gin | Energy Queensland | Shoulder | Coincident | 2028 | POE50 | Operational-demand | NA | 135.4202
QLD | QGNG | Gin Gin | Energy Queensland | Shoulder | Non-coincident | 2028 | POE10 | Operational-demand | NA | 156.4626
QLD | QGNG | Gin Gin | Energy Queensland | Shoulder | Coincident | 2029 | POE10 | Operational-demand | NA | 136.7743
QLD | QGNG | Gin Gin | Energy Queensland | Shoulder | Coincident | 2029 | POE50 | Operational-demand | NA | 137.0143
QLD | QGNG | Gin Gin | Energy Queensland | Shoulder | Non-coincident | 2029 | POE10 | Operational-demand | NA | 157.7653
QLD | QGNG | Gin Gin | Energy Queensland | Shoulder | Coincident | 2030 | POE10 | Operational-demand | NA | 137.9999
QLD | QGNG | Gin Gin | Energy Queensland | Shoulder | Coincident | 2030 | POE50 | Operational-demand | NA | 138.3933
QLD | QGNG | Gin Gin | Energy Queensland | Shoulder | Non-coincident | 2030 | POE10 | Operational-demand | NA | 159.1891
QLD | QGNG | Gin Gin | Energy Queensland | Summer | Non-coincident | 2019 | BASEYEARPOE10 | Operational-demand | NA | 179.57
QLD | QGNG | Gin Gin | Energy Queensland | Summer | Coincident | 2021 | POE10 | Operational-demand | NA | 168.6437
QLD | QGNG | Gin Gin | Energy Queensland | Summer | Coincident | 2021 | POE50 | Operational-demand | NA | 166.1252
QLD | QGNG | Gin Gin | Energy Queensland | Summer | Non-coincident | 2021 | POE10 | Operational-demand | NA | 186.7749
QLD | QGNG | Gin Gin | Energy Queensland | Summer | Coincident | 2022 | POE10 | Operational-demand | NA | 172.9352
QLD | QGNG | Gin Gin | Energy Queensland | Summer | Coincident | 2022 | POE50 | Operational-demand | NA | 170.0912
QLD | QGNG | Gin Gin | Energy Queensland | Summer | Non-coincident | 2022 | POE10 | Operational-demand | NA | 188.1113
QLD | QGNG | Gin Gin | Energy Queensland | Summer | Coincident | 2023 | POE10 | Operational-demand | NA | 175.1327
QLD | QGNG | Gin Gin | Energy Queensland | Summer | Coincident | 2023 | POE50 | Operational-demand | NA | 171.8724
QLD | QGNG | Gin Gin | Energy Queensland | Summer | Non-coincident | 2023 | POE10 | Operational-demand | NA | 189.4583
QLD | QGNG | Gin Gin | Energy Queensland | Summer | Coincident | 2024 | POE10 | Operational-demand | NA | 178.4033
QLD | QGNG | Gin Gin | Energy Queensland | Summer | Coincident | 2024 | POE50 | Operational-demand | NA | 175.2518
QLD | QGNG | Gin Gin | Energy Queensland | Summer | Non-coincident | 2024 | POE10 | Operational-demand | NA | 190.8014
QLD | QGNG | Gin Gin | Energy Queensland | Summer | Coincident | 2025 | POE10 | Operational-demand | NA | 178.8186
QLD | QGNG | Gin Gin | Energy Queensland | Summer | Coincident | 2025 | POE50 | Operational-demand | NA | 176.5667
QLD | QGNG | Gin Gin | Energy Queensland | Summer | Non-coincident | 2025 | POE10 | Operational-demand | NA | 192.1449
QLD | QGNG | Gin Gin | Energy Queensland | Summer | Coincident | 2026 | POE10 | Operational-demand | NA | 180.8719
QLD | QGNG | Gin Gin | Energy Queensland | Summer | Coincident | 2026 | POE50 | Operational-demand | NA | 178.0048
QLD | QGNG | Gin Gin | Energy Queensland | Summer | Non-coincident | 2026 | POE10 | Operational-demand | NA | 193.5406
QLD | QGNG | Gin Gin | Energy Queensland | Summer | Coincident | 2027 | POE10 | Operational-demand | NA | 180.7601
QLD | QGNG | Gin Gin | Energy Queensland | Summer | Coincident | 2027 | POE50 | Operational-demand | NA | 178.5183
QLD | QGNG | Gin Gin | Energy Queensland | Summer | Non-coincident | 2027 | POE10 | Operational-demand | NA | 194.9638
QLD | QGNG | Gin Gin | Energy Queensland | Summer | Coincident | 2028 | POE10 | Operational-demand | NA | 182.2113
QLD | QGNG | Gin Gin | Energy Queensland | Summer | Coincident | 2028 | POE50 | Operational-demand | NA | 179.8758
QLD | QGNG | Gin Gin | Energy Queensland | Summer | Non-coincident | 2028 | POE10 | Operational-demand | NA | 196.4768
QLD | QGNG | Gin Gin | Energy Queensland | Summer | Coincident | 2029 | POE10 | Operational-demand | NA | 183.1893
QLD | QGNG | Gin Gin | Energy Queensland | Summer | Coincident | 2029 | POE50 | Operational-demand | NA | 181.642
QLD | QGNG | Gin Gin | Energy Queensland | Summer | Non-coincident | 2029 | POE10 | Operational-demand | NA | 198.1435
QLD | QGNG | Gin Gin | Energy Queensland | Summer | Coincident | 2030 | POE10 | Operational-demand | NA | 184.9941
QLD | QGNG | Gin Gin | Energy Queensland | Summer | Coincident | 2030 | POE50 | Operational-demand | NA | 182.4943
QLD | QGNG | Gin Gin | Energy Queensland | Summer | Non-coincident | 2030 | POE10 | Operational-demand | NA | 199.9674
QLD | QGNG | Gin Gin | Energy Queensland | Winter | Non-coincident | 2019 | BASEYEARPOE10 | Operational-demand | NA | 159.7062
QLD | QGNG | Gin Gin | Energy Queensland | Winter | Coincident | 2020 | POE10 | Operational-demand | NA | 145.6696
QLD | QGNG | Gin Gin | Energy Queensland | Winter | Coincident | 2020 | POE50 | Operational-demand | NA | 133.3585
QLD | QGNG | Gin Gin | Energy Queensland | Winter | Non-coincident | 2020 | POE10 | Operational-demand | NA | 163.2506
QLD | QGNG | Gin Gin | Energy Queensland | Winter | Coincident | 2021 | POE10 | Operational-demand | NA | 145.4981
QLD | QGNG | Gin Gin | Energy Queensland | Winter | Coincident | 2021 | POE50 | Operational-demand | NA | 133.164
QLD | QGNG | Gin Gin | Energy Queensland | Winter | Non-coincident | 2021 | POE10 | Operational-demand | NA | 164.4397
QLD | QGNG | Gin Gin | Energy Queensland | Winter | Coincident | 2022 | POE10 | Operational-demand | NA | 149.7932
QLD | QGNG | Gin Gin | Energy Queensland | Winter | Coincident | 2022 | POE50 | Operational-demand | NA | 137.1159
QLD | QGNG | Gin Gin | Energy Queensland | Winter | Non-coincident | 2022 | POE10 | Operational-demand | NA | 165.629
QLD | QGNG | Gin Gin | Energy Queensland | Winter | Coincident | 2023 | POE10 | Operational-demand | NA | 152.2886
QLD | QGNG | Gin Gin | Energy Queensland | Winter | Coincident | 2023 | POE50 | Operational-demand | NA | 139.2679
QLD | QGNG | Gin Gin | Energy Queensland | Winter | Non-coincident | 2023 | POE10 | Operational-demand | NA | 166.847
QLD | QGNG | Gin Gin | Energy Queensland | Winter | Coincident | 2024 | POE10 | Operational-demand | NA | 155.6402
QLD | QGNG | Gin Gin | Energy Queensland | Winter | Coincident | 2024 | POE50 | Operational-demand | NA | 141.7822
QLD | QGNG | Gin Gin | Energy Queensland | Winter | Non-coincident | 2024 | POE10 | Operational-demand | NA | 168.0113
QLD | QGNG | Gin Gin | Energy Queensland | Winter | Coincident | 2025 | POE10 | Operational-demand | NA | 156.2427
QLD | QGNG | Gin Gin | Energy Queensland | Winter | Coincident | 2025 | POE50 | Operational-demand | NA | 142.6341
QLD | QGNG | Gin Gin | Energy Queensland | Winter | Non-coincident | 2025 | POE10 | Operational-demand | NA | 169.1832
QLD | QGNG | Gin Gin | Energy Queensland | Winter | Coincident | 2026 | POE10 | Operational-demand | NA | 157.2467
QLD | QGNG | Gin Gin | Energy Queensland | Winter | Coincident | 2026 | POE50 | Operational-demand | NA | 143.8212
QLD | QGNG | Gin Gin | Energy Queensland | Winter | Non-coincident | 2026 | POE10 | Operational-demand | NA | 170.3853
QLD | QGNG | Gin Gin | Energy Queensland | Winter | Coincident | 2027 | POE10 | Operational-demand | NA | 158.1916
QLD | QGNG | Gin Gin | Energy Queensland | Winter | Coincident | 2027 | POE50 | Operational-demand | NA | 144.708
QLD | QGNG | Gin Gin | Energy Queensland | Winter | Non-coincident | 2027 | POE10 | Operational-demand | NA | 171.5753
QLD | QGNG | Gin Gin | Energy Queensland | Winter | Coincident | 2028 | POE10 | Operational-demand | NA | 161.0212
QLD | QGNG | Gin Gin | Energy Queensland | Winter | Coincident | 2028 | POE50 | Operational-demand | NA | 146.1732
QLD | QGNG | Gin Gin | Energy Queensland | Winter | Non-coincident | 2028 | POE10 | Operational-demand | NA | 172.9067
QLD | QGNG | Gin Gin | Energy Queensland | Winter | Coincident | 2029 | POE10 | Operational-demand | NA | 161.4931
QLD | QGNG | Gin Gin | Energy Queensland | Winter | Coincident | 2029 | POE50 | Operational-demand | NA | 147.3918
QLD | QGNG | Gin Gin | Energy Queensland | Winter | Non-coincident | 2029 | POE10 | Operational-demand | NA | 174.352
QLD | QINF | Innisfail | Energy Queensland | Shoulder | Coincident | 2017 | ACTUAL_OPG | Operational-demand | 9.258 | 20.3185
QLD | QINF | Innisfail | Energy Queensland | Shoulder | Coincident | 2017 | ACTUAL_RAW | Operational-demand | 9.258 | 20.3185
QLD | QINF | Innisfail | Energy Queensland | Shoulder | Non-coincident | 2017 | ACTUAL_RAW | Operational-demand | 0.1789 | 20.9745
QLD | QINF | Innisfail | Energy Queensland | Shoulder | Non-coincident | 2017 | ACTUAL_OPG | Operational-demand | 0.1789 | 20.9745
QLD | QINF | Innisfail | Energy Queensland | Shoulder | Non-coincident | 2017 | ACTUAL_ADJUSTEDOPG | Operational-demand | 0.1789 | 20.9745
QLD | QINF | Innisfail | Energy Queensland | Shoulder | Coincident | 2018 | ACTUAL_OPG | Operational-demand | 10.1151 | 10.4974
QLD | QINF | Innisfail | Energy Queensland | Shoulder | Coincident | 2018 | ACTUAL_RAW | Operational-demand | 10.1151 | 10.4974
QLD | QINF | Innisfail | Energy Queensland | Shoulder | Non-coincident | 2018 | ACTUAL_RAW | Operational-demand | -0.49485 | 20.5584
QLD | QINF | Innisfail | Energy Queensland | Shoulder | Non-coincident | 2018 | ACTUAL_OPG | Operational-demand | -0.49485 | 20.5584
QLD | QINF | Innisfail | Energy Queensland | Shoulder | Non-coincident | 2018 | ACTUAL_ADJUSTEDOPG | Operational-demand | -0.49485 | 20.5584
QLD | QINF | Innisfail | Energy Queensland | Shoulder | Coincident | 2019 | ACTUAL_OPG | Operational-demand | 6.9024 | 11.3372
QLD | QINF | Innisfail | Energy Queensland | Shoulder | Coincident | 2019 | ACTUAL_RAW | Operational-demand | 6.9024 | 11.3372
QLD | QINF | Innisfail | Energy Queensland | Shoulder | Non-coincident | 2019 | ACTUAL_RAW | Operational-demand | -0.082008 | 22.7953
QLD | QINF | Innisfail | Energy Queensland | Shoulder | Non-coincident | 2019 | ACTUAL_OPG | Operational-demand | -0.082008 | 22.7953
QLD | QINF | Innisfail | Energy Queensland | Shoulder | Non-coincident | 2019 | ACTUAL_ADJUSTEDOPG | Operational-demand | -0.082008 | 22.7953
QLD | QINF | Innisfail | Energy Queensland | Shoulder | Non-coincident | 2019 | BASEYEARPOE90 | Operational-demand | 0.468 | NA
QLD | QINF | Innisfail | Energy Queensland | Shoulder | Non-coincident | 2019 | BASEYEARPOE50 | Operational-demand | 1.1887 | 20.4874
QLD | QINF | Innisfail | Energy Queensland | Shoulder | Coincident | 2020 | ACTUAL_OPG | Operational-demand | 4.6891 | 9.9345
QLD | QINF | Innisfail | Energy Queensland | Shoulder | Coincident | 2020 | ACTUAL_RAW | Operational-demand | 4.6891 | 9.9345
QLD | QINF | Innisfail | Energy Queensland | Shoulder | Non-coincident | 2020 | ACTUAL_RAW | Operational-demand | -1.9847 | 20.7775
QLD | QINF | Innisfail | Energy Queensland | Shoulder | Non-coincident | 2020 | ACTUAL_OPG | Operational-demand | -1.9847 | 20.7775
QLD | QINF | Innisfail | Energy Queensland | Shoulder | Non-coincident | 2020 | ACTUAL_ADJUSTEDOPG | Operational-demand | -1.9847 | 20.7775
QLD | QINF | Innisfail | Energy Queensland | Shoulder | Coincident_unreconciled | 2021 | POE90 | Operational-demand | 5.2 | NA
QLD | QINF | Innisfail | Energy Queensland | Shoulder | Coincident_unreconciled | 2021 | POE50 | Operational-demand | 7 | NA
QLD | QINF | Innisfail | Energy Queensland | Shoulder | Non-coincident | 2021 | POE90 | Operational-demand | -3.2 | NA
QLD | QINF | Innisfail | Energy Queensland | Shoulder | Non-coincident | 2021 | POE50 | Operational-demand | -2.2 | 17.7788
QLD | QINF | Innisfail | Energy Queensland | Shoulder | Coincident_unreconciled | 2022 | POE90 | Operational-demand | 4.7712 | NA
QLD | QINF | Innisfail | Energy Queensland | Shoulder | Coincident_unreconciled | 2022 | POE50 | Operational-demand | 6.4228 | NA
QLD | QINF | Innisfail | Energy Queensland | Shoulder | Non-coincident | 2022 | POE90 | Operational-demand | -3.4639 | NA
QLD | QINF | Innisfail | Energy Queensland | Shoulder | Non-coincident | 2022 | POE50 | Operational-demand | -2.3814 | 17.8614
QLD | QINF | Innisfail | Energy Queensland | Shoulder | Coincident_unreconciled | 2023 | POE90 | Operational-demand | 4.3778 | NA
QLD | QINF | Innisfail | Energy Queensland | Shoulder | Coincident_unreconciled | 2023 | POE50 | Operational-demand | 5.8932 | NA
QLD | QINF | Innisfail | Energy Queensland | Shoulder | Non-coincident | 2023 | POE90 | Operational-demand | -3.7495 | NA
QLD | QINF | Innisfail | Energy Queensland | Shoulder | Non-coincident | 2023 | POE50 | Operational-demand | -2.5778 | 17.9413
QLD | QINF | Innisfail | Energy Queensland | Shoulder | Coincident_unreconciled | 2024 | POE90 | Operational-demand | 4.0168 | NA
QLD | QINF | Innisfail | Energy Queensland | Shoulder | Coincident_unreconciled | 2024 | POE50 | Operational-demand | 5.4072 | NA
QLD | QINF | Innisfail | Energy Queensland | Shoulder | Non-coincident | 2024 | POE90 | Operational-demand | -4.0587 | NA
QLD | QINF | Innisfail | Energy Queensland | Shoulder | Non-coincident | 2024 | POE50 | Operational-demand | -2.7904 | 18.0158
QLD | QINF | Innisfail | Energy Queensland | Shoulder | Coincident_unreconciled | 2025 | POE90 | Operational-demand | 3.6856 | NA
QLD | QINF | Innisfail | Energy Queensland | Shoulder | Coincident_unreconciled | 2025 | POE50 | Operational-demand | 4.9613 | NA
QLD | QINF | Innisfail | Energy Queensland | Shoulder | Non-coincident | 2025 | POE90 | Operational-demand | -4.3934 | NA
QLD | QINF | Innisfail | Energy Queensland | Shoulder | Non-coincident | 2025 | POE50 | Operational-demand | -3.0204 | 18.0895
QLD | QINF | Innisfail | Energy Queensland | Shoulder | Coincident_unreconciled | 2026 | POE90 | Operational-demand | 3.3817 | NA
QLD | QINF | Innisfail | Energy Queensland | Shoulder | Coincident_unreconciled | 2026 | POE50 | Operational-demand | 4.5522 | NA
QLD | QINF | Innisfail | Energy Queensland | Shoulder | Non-coincident | 2026 | POE90 | Operational-demand | -4.7556 | NA
QLD | QINF | Innisfail | Energy Queensland | Shoulder | Non-coincident | 2026 | POE50 | Operational-demand | -3.2695 | 18.1721
QLD | QINF | Innisfail | Energy Queensland | Shoulder | Coincident_unreconciled | 2027 | POE90 | Operational-demand | 3.1028 | NA
QLD | QINF | Innisfail | Energy Queensland | Shoulder | Coincident_unreconciled | 2027 | POE50 | Operational-demand | 4.1768 | NA
QLD | QINF | Innisfail | Energy Queensland | Shoulder | Non-coincident | 2027 | POE90 | Operational-demand | -5.1478 | NA
QLD | QINF | Innisfail | Energy Queensland | Shoulder | Non-coincident | 2027 | POE50 | Operational-demand | -3.5391 | 18.2766
QLD | QINF | Innisfail | Energy Queensland | Shoulder | Coincident_unreconciled | 2028 | POE90 | Operational-demand | 2.8469 | NA
QLD | QINF | Innisfail | Energy Queensland | Shoulder | Coincident_unreconciled | 2028 | POE50 | Operational-demand | 3.8324 | NA
QLD | QINF | Innisfail | Energy Queensland | Shoulder | Non-coincident | 2028 | POE90 | Operational-demand | -5.5723 | NA
QLD | QINF | Innisfail | Energy Queensland | Shoulder | Non-coincident | 2028 | POE50 | Operational-demand | -3.8309 | 18.4058
QLD | QINF | Innisfail | Energy Queensland | Shoulder | Coincident_unreconciled | 2029 | POE90 | Operational-demand | 2.6122 | NA
QLD | QINF | Innisfail | Energy Queensland | Shoulder | Coincident_unreconciled | 2029 | POE50 | Operational-demand | 3.5164 | NA
QLD | QINF | Innisfail | Energy Queensland | Shoulder | Non-coincident | 2029 | POE90 | Operational-demand | -6.0318 | NA
QLD | QINF | Innisfail | Energy Queensland | Shoulder | Non-coincident | 2029 | POE50 | Operational-demand | -4.1468 | 18.5847
QLD | QINF | Innisfail | Energy Queensland | Shoulder | Coincident_unreconciled | 2030 | POE90 | Operational-demand | 2.3968 | NA
QLD | QINF | Innisfail | Energy Queensland | Shoulder | Coincident_unreconciled | 2030 | POE50 | Operational-demand | 3.2264 | NA
QLD | QINF | Innisfail | Energy Queensland | Shoulder | Non-coincident | 2030 | POE90 | Operational-demand | -6.5291 | NA
QLD | QINF | Innisfail | Energy Queensland | Shoulder | Non-coincident | 2030 | POE50 | Operational-demand | -4.4888 | 18.8259
QLD | QINF | Innisfail | Energy Queensland | Summer | Coincident | 2017 | ACTUAL_OPG | Operational-demand | 11.632 | 20.071
QLD | QINF | Innisfail | Energy Queensland | Summer | Coincident | 2017 | ACTUAL_RAW | Operational-demand | 11.632 | 20.071
QLD | QINF | Innisfail | Energy Queensland | Summer | Non-coincident | 2017 | ACTUAL_RAW | Operational-demand | 0.80447 | 28.5217
QLD | QINF | Innisfail | Energy Queensland | Summer | Non-coincident | 2017 | ACTUAL_OPG | Operational-demand | 0.80447 | 28.5217
QLD | QINF | Innisfail | Energy Queensland | Summer | Non-coincident | 2017 | ACTUAL_ADJUSTEDOPG | Operational-demand | 0.80447 | 28.5217
QLD | QINF | Innisfail | Energy Queensland | Summer | Coincident | 2018 | ACTUAL_OPG | Operational-demand | 0.7461 | 22.7446
QLD | QINF | Innisfail | Energy Queensland | Summer | Coincident | 2018 | ACTUAL_RAW | Operational-demand | 0.7461 | 22.7446
QLD | QINF | Innisfail | Energy Queensland | Summer | Non-coincident | 2018 | ACTUAL_RAW | Operational-demand | 0.73815 | 26.2091
QLD | QINF | Innisfail | Energy Queensland | Summer | Non-coincident | 2018 | ACTUAL_OPG | Operational-demand | 0.73815 | 26.2091
QLD | QINF | Innisfail | Energy Queensland | Summer | Non-coincident | 2018 | ACTUAL_ADJUSTEDOPG | Operational-demand | 0.73815 | 26.2091
QLD | QINF | Innisfail | Energy Queensland | Summer | Coincident | 2019 | ACTUAL_OPG | Operational-demand | 10.9417 | 24.669
QLD | QINF | Innisfail | Energy Queensland | Summer | Coincident | 2019 | ACTUAL_RAW | Operational-demand | 10.9417 | 24.669
QLD | QINF | Innisfail | Energy Queensland | Summer | Non-coincident | 2019 | ACTUAL_RAW | Operational-demand | 1.3059 | 29.6643
QLD | QINF | Innisfail | Energy Queensland | Summer | Non-coincident | 2019 | ACTUAL_OPG | Operational-demand | 1.3059 | 29.6643
QLD | QINF | Innisfail | Energy Queensland | Summer | Non-coincident | 2019 | ACTUAL_ADJUSTEDOPG | Operational-demand | 1.3059 | 29.6643
QLD | QINF | Innisfail | Energy Queensland | Summer | Non-coincident | 2019 | BASEYEARPOE90 | Operational-demand | 3.4361 | NA
QLD | QINF | Innisfail | Energy Queensland | Summer | Non-coincident | 2019 | BASEYEARPOE50 | Operational-demand | 3.9199 | 27.3214
QLD | QINF | Innisfail | Energy Queensland | Summer | Coincident | 2020 | ACTUAL_OPG | Operational-demand | 0.37056 | 20.0983
QLD | QINF | Innisfail | Energy Queensland | Summer | Coincident | 2020 | ACTUAL_RAW | Operational-demand | 0.37056 | 20.0983
QLD | QINF | Innisfail | Energy Queensland | Summer | Non-coincident | 2020 | ACTUAL_RAW | Operational-demand | 0.2168 | 27.7371
QLD | QINF | Innisfail | Energy Queensland | Summer | Non-coincident | 2020 | ACTUAL_OPG | Operational-demand | 0.2168 | 27.7371
QLD | QINF | Innisfail | Energy Queensland | Summer | Non-coincident | 2020 | ACTUAL_ADJUSTEDOPG | Operational-demand | 0.2168 | 27.7371
QLD | QINF | Innisfail | Energy Queensland | Summer | Coincident_unreconciled | 2021 | POE50 | Operational-demand | 5 | NA
QLD | QINF | Innisfail | Energy Queensland | Summer | Coincident_unreconciled | 2021 | POE90 | Operational-demand | -0.12696 | NA
QLD | QINF | Innisfail | Energy Queensland | Summer | Non-coincident | 2021 | POE90 | Operational-demand | -2 | NA
QLD | QINF | Innisfail | Energy Queensland | Summer | Non-coincident | 2021 | POE50 | Operational-demand | -1 | 26.6588
QLD | QINF | Innisfail | Energy Queensland | Summer | Coincident_unreconciled | 2022 | POE50 | Operational-demand | 2.6917 | NA
QLD | QINF | Innisfail | Energy Queensland | Summer | Coincident_unreconciled | 2022 | POE90 | Operational-demand | -2.4562 | NA
QLD | QINF | Innisfail | Energy Queensland | Summer | Non-coincident | 2022 | POE90 | Operational-demand | -2.1649 | NA
QLD | QINF | Innisfail | Energy Queensland | Summer | Non-coincident | 2022 | POE50 | Operational-demand | -1.0825 | 26.7696
QLD | QINF | Innisfail | Energy Queensland | Summer | Coincident_unreconciled | 2023 | POE50 | Operational-demand | 1.1773 | NA
QLD | QINF | Innisfail | Energy Queensland | Summer | Coincident_unreconciled | 2023 | POE90 | Operational-demand | -3.9911 | NA
QLD | QINF | Innisfail | Energy Queensland | Summer | Non-coincident | 2023 | POE90 | Operational-demand | -2.3434 | NA
QLD | QINF | Innisfail | Energy Queensland | Summer | Non-coincident | 2023 | POE50 | Operational-demand | -1.1717 | 26.8769
QLD | QINF | Innisfail | Energy Queensland | Summer | Coincident_unreconciled | 2024 | POE50 | Operational-demand | -0.14712 | NA
QLD | QINF | Innisfail | Energy Queensland | Summer | Coincident_unreconciled | 2024 | POE90 | Operational-demand | -5.336 | NA
QLD | QINF | Innisfail | Energy Queensland | Summer | Non-coincident | 2024 | POE90 | Operational-demand | -2.5367 | NA
QLD | QINF | Innisfail | Energy Queensland | Summer | Non-coincident | 2024 | POE50 | Operational-demand | -1.2683 | 26.9777
QLD | QINF | Innisfail | Energy Queensland | Summer | Coincident_unreconciled | 2025 | POE50 | Operational-demand | -1.3173 | NA
QLD | QINF | Innisfail | Energy Queensland | Summer | Coincident_unreconciled | 2025 | POE90 | Operational-demand | -6.5266 | NA
QLD | QINF | Innisfail | Energy Queensland | Summer | Non-coincident | 2025 | POE90 | Operational-demand | -2.7458 | NA
QLD | QINF | Innisfail | Energy Queensland | Summer | Non-coincident | 2025 | POE50 | Operational-demand | -1.3729 | 27.0773
QLD | QINF | Innisfail | Energy Queensland | Summer | Coincident_unreconciled | 2026 | POE50 | Operational-demand | -2.4632 | NA
QLD | QINF | Innisfail | Energy Queensland | Summer | Coincident_unreconciled | 2026 | POE90 | Operational-demand | -7.6931 | NA
QLD | QINF | Innisfail | Energy Queensland | Summer | Non-coincident | 2026 | POE90 | Operational-demand | -2.9723 | NA
QLD | QINF | Innisfail | Energy Queensland | Summer | Non-coincident | 2026 | POE50 | Operational-demand | -1.4861 | 27.1879
QLD | QINF | Innisfail | Energy Queensland | Summer | Coincident_unreconciled | 2027 | POE50 | Operational-demand | -3.3934 | NA
QLD | QINF | Innisfail | Energy Queensland | Summer | Coincident_unreconciled | 2027 | POE90 | Operational-demand | -8.6445 | NA
QLD | QINF | Innisfail | Energy Queensland | Summer | Non-coincident | 2027 | POE90 | Operational-demand | -3.2174 | NA
QLD | QINF | Innisfail | Energy Queensland | Summer | Non-coincident | 2027 | POE50 | Operational-demand | -1.6087 | 27.3273
QLD | QINF | Innisfail | Energy Queensland | Summer | Coincident_unreconciled | 2028 | POE50 | Operational-demand | -4.0245 | NA
QLD | QINF | Innisfail | Energy Queensland | Summer | Coincident_unreconciled | 2028 | POE90 | Operational-demand | -9.2976 | NA
QLD | QINF | Innisfail | Energy Queensland | Summer | Non-coincident | 2028 | POE90 | Operational-demand | -3.4827 | NA
QLD | QINF | Innisfail | Energy Queensland | Summer | Non-coincident | 2028 | POE50 | Operational-demand | -1.7413 | 27.4953
QLD | QINF | Innisfail | Energy Queensland | Summer | Coincident_unreconciled | 2029 | POE50 | Operational-demand | -4.5958 | NA
QLD | QINF | Innisfail | Energy Queensland | Summer | Coincident_unreconciled | 2029 | POE90 | Operational-demand | -9.8908 | NA
QLD | QINF | Innisfail | Energy Queensland | Summer | Non-coincident | 2029 | POE90 | Operational-demand | -3.7699 | NA
QLD | QINF | Innisfail | Energy Queensland | Summer | Non-coincident | 2029 | POE50 | Operational-demand | -1.8849 | 27.7277
QLD | QINF | Innisfail | Energy Queensland | Summer | Coincident_unreconciled | 2030 | POE50 | Operational-demand | -4.9775 | NA
QLD | QINF | Innisfail | Energy Queensland | Summer | Coincident_unreconciled | 2030 | POE90 | Operational-demand | -10.2944 | NA
QLD | QINF | Innisfail | Energy Queensland | Summer | Non-coincident | 2030 | POE90 | Operational-demand | -4.0807 | NA
QLD | QINF | Innisfail | Energy Queensland | Summer | Non-coincident | 2030 | POE50 | Operational-demand | -2.0404 | 28
QLD | QINF | Innisfail | Energy Queensland | Winter | Coincident | 2016 | ACTUAL_OPG | Operational-demand | 9.5773 | 12.4809
QLD | QINF | Innisfail | Energy Queensland | Winter | Coincident | 2016 | ACTUAL_RAW | Operational-demand | 9.5773 | 12.4809
QLD | QINF | Innisfail | Energy Queensland | Winter | Non-coincident | 2016 | ACTUAL_RAW | Operational-demand | -0.64351 | 20.1851
QLD | QINF | Innisfail | Energy Queensland | Winter | Non-coincident | 2016 | ACTUAL_OPG | Operational-demand | -0.64351 | 20.1851
QLD | QINF | Innisfail | Energy Queensland | Winter | Non-coincident | 2016 | ACTUAL_ADJUSTEDOPG | Operational-demand | -0.64351 | 20.1851
QLD | QINF | Innisfail | Energy Queensland | Winter | Coincident | 2017 | ACTUAL_OPG | Operational-demand | 8.0673 | 14.9633
QLD | QINF | Innisfail | Energy Queensland | Winter | Coincident | 2017 | ACTUAL_RAW | Operational-demand | 8.0673 | 14.9633
QLD | QINF | Innisfail | Energy Queensland | Winter | Non-coincident | 2017 | ACTUAL_RAW | Operational-demand | -1.2583 | 19.4104
QLD | QINF | Innisfail | Energy Queensland | Winter | Non-coincident | 2017 | ACTUAL_OPG | Operational-demand | -1.2583 | 19.4104
QLD | QINF | Innisfail | Energy Queensland | Winter | Non-coincident | 2017 | ACTUAL_ADJUSTEDOPG | Operational-demand | -1.2583 | 19.4104
QLD | QINF | Innisfail | Energy Queensland | Winter | Coincident | 2018 | ACTUAL_OPG | Operational-demand | 3.458 | 13.2007
QLD | QINF | Innisfail | Energy Queensland | Winter | Coincident | 2018 | ACTUAL_RAW | Operational-demand | 3.458 | 13.2007
QLD | QINF | Innisfail | Energy Queensland | Winter | Non-coincident | 2018 | ACTUAL_RAW | Operational-demand | -1.0339 | 20.1768
QLD | QINF | Innisfail | Energy Queensland | Winter | Non-coincident | 2018 | ACTUAL_OPG | Operational-demand | -1.0339 | 20.1768
QLD | QINF | Innisfail | Energy Queensland | Winter | Non-coincident | 2018 | ACTUAL_ADJUSTEDOPG | Operational-demand | -1.0339 | 20.1768
QLD | QINF | Innisfail | Energy Queensland | Winter | Coincident | 2019 | ACTUAL_OPG | Operational-demand | 5.7306 | 16.5465
QLD | QINF | Innisfail | Energy Queensland | Winter | Coincident | 2019 | ACTUAL_RAW | Operational-demand | 5.7306 | 16.5465
QLD | QINF | Innisfail | Energy Queensland | Winter | Non-coincident | 2019 | ACTUAL_RAW | Operational-demand | 2.7331 | 18.6438
QLD | QINF | Innisfail | Energy Queensland | Winter | Non-coincident | 2019 | ACTUAL_OPG | Operational-demand | 2.7331 | 18.6438
QLD | QINF | Innisfail | Energy Queensland | Winter | Non-coincident | 2019 | ACTUAL_ADJUSTEDOPG | Operational-demand | 2.7331 | 18.6438
QLD | QINF | Innisfail | Energy Queensland | Winter | Non-coincident | 2019 | BASEYEARPOE90 | Operational-demand | 2.347 | NA
QLD | QINF | Innisfail | Energy Queensland | Winter | Non-coincident | 2019 | BASEYEARPOE50 | Operational-demand | 2.8063 | 17.5891
QLD | QINF | Innisfail | Energy Queensland | Winter | Coincident_unreconciled | 2020 | POE90 | Operational-demand | 3.2 | NA
QLD | QINF | Innisfail | Energy Queensland | Winter | Coincident_unreconciled | 2020 | POE50 | Operational-demand | 5 | NA
QLD | QINF | Innisfail | Energy Queensland | Winter | Non-coincident | 2020 | POE50 | Operational-demand | 0 | 16.4818
QLD | QINF | Innisfail | Energy Queensland | Winter | Non-coincident | 2020 | POE90 | Operational-demand | -0.71042 | NA
QLD | QINF | Innisfail | Energy Queensland | Winter | Coincident_unreconciled | 2021 | POE90 | Operational-demand | 2.9361 | NA
QLD | QINF | Innisfail | Energy Queensland | Winter | Coincident_unreconciled | 2021 | POE50 | Operational-demand | 4.5877 | NA
QLD | QINF | Innisfail | Energy Queensland | Winter | Non-coincident | 2021 | POE50 | Operational-demand | -0.96274 | 16.5601
QLD | QINF | Innisfail | Energy Queensland | Winter | Non-coincident | 2021 | POE90 | Operational-demand | -1.6761 | NA
QLD | QINF | Innisfail | Energy Queensland | Winter | Coincident_unreconciled | 2022 | POE90 | Operational-demand | 2.694 | NA
QLD | QINF | Innisfail | Energy Queensland | Winter | Coincident_unreconciled | 2022 | POE50 | Operational-demand | 4.2094 | NA
QLD | QINF | Innisfail | Energy Queensland | Winter | Non-coincident | 2022 | POE50 | Operational-demand | -1.4775 | 16.6329
QLD | QINF | Innisfail | Energy Queensland | Winter | Non-coincident | 2022 | POE90 | Operational-demand | -2.1937 | NA
QLD | QINF | Innisfail | Energy Queensland | Winter | Coincident_unreconciled | 2023 | POE90 | Operational-demand | 2.4719 | NA
QLD | QINF | Innisfail | Energy Queensland | Winter | Coincident_unreconciled | 2023 | POE50 | Operational-demand | 3.8623 | NA
QLD | QINF | Innisfail | Energy Queensland | Winter | Non-coincident | 2023 | POE50 | Operational-demand | -1.8952 | 16.7038
QLD | QINF | Innisfail | Energy Queensland | Winter | Non-coincident | 2023 | POE90 | Operational-demand | -2.6141 | NA
QLD | QINF | Innisfail | Energy Queensland | Winter | Coincident_unreconciled | 2024 | POE90 | Operational-demand | 2.268 | NA
QLD | QINF | Innisfail | Energy Queensland | Winter | Coincident_unreconciled | 2024 | POE50 | Operational-demand | 3.5438 | NA
QLD | QINF | Innisfail | Energy Queensland | Winter | Non-coincident | 2024 | POE50 | Operational-demand | -2.2515 | 16.7634
QLD | QINF | Innisfail | Energy Queensland | Winter | Non-coincident | 2024 | POE90 | Operational-demand | -2.9731 | NA
QLD | QINF | Innisfail | Energy Queensland | Winter | Coincident_unreconciled | 2025 | POE90 | Operational-demand | 2.081 | NA
QLD | QINF | Innisfail | Energy Queensland | Winter | Coincident_unreconciled | 2025 | POE50 | Operational-demand | 3.2516 | NA
QLD | QINF | Innisfail | Energy Queensland | Winter | Non-coincident | 2025 | POE50 | Operational-demand | -2.5913 | 16.8257
QLD | QINF | Innisfail | Energy Queensland | Winter | Non-coincident | 2025 | POE90 | Operational-demand | -3.3157 | NA
QLD | QINF | Innisfail | Energy Queensland | Winter | Coincident_unreconciled | 2026 | POE90 | Operational-demand | 1.9094 | NA
QLD | QINF | Innisfail | Energy Queensland | Winter | Coincident_unreconciled | 2026 | POE50 | Operational-demand | 2.9835 | NA
QLD | QINF | Innisfail | Energy Queensland | Winter | Non-coincident | 2026 | POE50 | Operational-demand | -2.923 | 16.8985
QLD | QINF | Innisfail | Energy Queensland | Winter | Non-coincident | 2026 | POE90 | Operational-demand | -3.6503 | NA
QLD | QINF | Innisfail | Energy Queensland | Winter | Coincident_unreconciled | 2027 | POE90 | Operational-demand | 1.752 | NA
QLD | QINF | Innisfail | Energy Queensland | Winter | Coincident_unreconciled | 2027 | POE50 | Operational-demand | 2.7374 | NA
QLD | QINF | Innisfail | Energy Queensland | Winter | Non-coincident | 2027 | POE50 | Operational-demand | -3.1639 | 16.9965
QLD | QINF | Innisfail | Energy Queensland | Winter | Non-coincident | 2027 | POE90 | Operational-demand | -3.8941 | NA
QLD | QINF | Innisfail | Energy Queensland | Winter | Coincident_unreconciled | 2028 | POE90 | Operational-demand | 1.6075 | NA
QLD | QINF | Innisfail | Energy Queensland | Winter | Coincident_unreconciled | 2028 | POE50 | Operational-demand | 2.5117 | NA
QLD | QINF | Innisfail | Energy Queensland | Winter | Non-coincident | 2028 | POE50 | Operational-demand | -3.3299 | 17.107
QLD | QINF | Innisfail | Energy Queensland | Winter | Non-coincident | 2028 | POE90 | Operational-demand | -4.0631 | NA
QLD | QINF | Innisfail | Energy Queensland | Winter | Coincident_unreconciled | 2029 | POE90 | Operational-demand | 1.4749 | NA
QLD | QINF | Innisfail | Energy Queensland | Winter | Coincident_unreconciled | 2029 | POE50 | Operational-demand | 2.3046 | NA
QLD | QINF | Innisfail | Energy Queensland | Winter | Non-coincident | 2029 | POE50 | Operational-demand | -3.5294 | 17.3257
QLD | QINF | Innisfail | Energy Queensland | Winter | Non-coincident | 2029 | POE90 | Operational-demand | -4.2655 | NA
QLD | QINF | Innisfail | Energy Queensland | Shoulder | Non-coincident | 2019 | BASEYEARPOE10 | Operational-demand | NA | 21.2505
QLD | QINF | Innisfail | Energy Queensland | Shoulder | Coincident | 2021 | POE10 | Operational-demand | NA | 9.2227
QLD | QINF | Innisfail | Energy Queensland | Shoulder | Coincident | 2021 | POE50 | Operational-demand | NA | 9.0825
QLD | QINF | Innisfail | Energy Queensland | Shoulder | Non-coincident | 2021 | POE10 | Operational-demand | NA | 18.65
QLD | QINF | Innisfail | Energy Queensland | Shoulder | Coincident | 2022 | POE10 | Operational-demand | NA | 9.5206
QLD | QINF | Innisfail | Energy Queensland | Shoulder | Coincident | 2022 | POE50 | Operational-demand | NA | 9.2199
QLD | QINF | Innisfail | Energy Queensland | Shoulder | Non-coincident | 2022 | POE10 | Operational-demand | NA | 18.7356
QLD | QINF | Innisfail | Energy Queensland | Shoulder | Coincident | 2023 | POE10 | Operational-demand | NA | 9.581
QLD | QINF | Innisfail | Energy Queensland | Shoulder | Coincident | 2023 | POE50 | Operational-demand | NA | 9.3236
QLD | QINF | Innisfail | Energy Queensland | Shoulder | Non-coincident | 2023 | POE10 | Operational-demand | NA | 18.8186
QLD | QINF | Innisfail | Energy Queensland | Shoulder | Coincident | 2024 | POE10 | Operational-demand | NA | 9.6668
QLD | QINF | Innisfail | Energy Queensland | Shoulder | Coincident | 2024 | POE50 | Operational-demand | NA | 9.5312
QLD | QINF | Innisfail | Energy Queensland | Shoulder | Non-coincident | 2024 | POE10 | Operational-demand | NA | 18.8961
QLD | QINF | Innisfail | Energy Queensland | Shoulder | Coincident | 2025 | POE10 | Operational-demand | NA | 9.7363
QLD | QINF | Innisfail | Energy Queensland | Shoulder | Coincident | 2025 | POE50 | Operational-demand | NA | 9.5304
QLD | QINF | Innisfail | Energy Queensland | Shoulder | Non-coincident | 2025 | POE10 | Operational-demand | NA | 18.9729
QLD | QINF | Innisfail | Energy Queensland | Shoulder | Coincident | 2026 | POE10 | Operational-demand | NA | 9.7297
QLD | QINF | Innisfail | Energy Queensland | Shoulder | Coincident | 2026 | POE50 | Operational-demand | NA | 9.577
QLD | QINF | Innisfail | Energy Queensland | Shoulder | Non-coincident | 2026 | POE10 | Operational-demand | NA | 19.0585
QLD | QINF | Innisfail | Energy Queensland | Shoulder | Coincident | 2027 | POE10 | Operational-demand | NA | 9.744
QLD | QINF | Innisfail | Energy Queensland | Shoulder | Coincident | 2027 | POE50 | Operational-demand | NA | 9.5827
QLD | QINF | Innisfail | Energy Queensland | Shoulder | Non-coincident | 2027 | POE10 | Operational-demand | NA | 19.1662
QLD | QINF | Innisfail | Energy Queensland | Shoulder | Coincident | 2028 | POE10 | Operational-demand | NA | 9.7742
QLD | QINF | Innisfail | Energy Queensland | Shoulder | Coincident | 2028 | POE50 | Operational-demand | NA | 9.6371
QLD | QINF | Innisfail | Energy Queensland | Shoulder | Non-coincident | 2028 | POE10 | Operational-demand | NA | 19.2987
QLD | QINF | Innisfail | Energy Queensland | Shoulder | Coincident | 2029 | POE10 | Operational-demand | NA | 9.9583
QLD | QINF | Innisfail | Energy Queensland | Shoulder | Coincident | 2029 | POE50 | Operational-demand | NA | 9.7635
QLD | QINF | Innisfail | Energy Queensland | Shoulder | Non-coincident | 2029 | POE10 | Operational-demand | NA | 19.4808
QLD | QINF | Innisfail | Energy Queensland | Shoulder | Coincident | 2030 | POE10 | Operational-demand | NA | 10.0826
QLD | QINF | Innisfail | Energy Queensland | Shoulder | Coincident | 2030 | POE50 | Operational-demand | NA | 9.8997
QLD | QINF | Innisfail | Energy Queensland | Shoulder | Non-coincident | 2030 | POE10 | Operational-demand | NA | 19.7252
QLD | QINF | Innisfail | Energy Queensland | Summer | Non-coincident | 2019 | BASEYEARPOE10 | Operational-demand | NA | 29.995
QLD | QINF | Innisfail | Energy Queensland | Summer | Coincident | 2021 | POE10 | Operational-demand | NA | 22.6418
QLD | QINF | Innisfail | Energy Queensland | Summer | Coincident | 2021 | POE50 | Operational-demand | NA | 21.5723
QLD | QINF | Innisfail | Energy Queensland | Summer | Non-coincident | 2021 | POE10 | Operational-demand | NA | 29.2442
QLD | QINF | Innisfail | Energy Queensland | Summer | Coincident | 2022 | POE10 | Operational-demand | NA | 23.1487
QLD | QINF | Innisfail | Energy Queensland | Summer | Coincident | 2022 | POE50 | Operational-demand | NA | 22.0219
QLD | QINF | Innisfail | Energy Queensland | Summer | Non-coincident | 2022 | POE10 | Operational-demand | NA | 29.3655
QLD | QINF | Innisfail | Energy Queensland | Summer | Coincident | 2023 | POE10 | Operational-demand | NA | 23.3694
QLD | QINF | Innisfail | Energy Queensland | Summer | Coincident | 2023 | POE50 | Operational-demand | NA | 22.1831
QLD | QINF | Innisfail | Energy Queensland | Summer | Non-coincident | 2023 | POE10 | Operational-demand | NA | 29.4831
QLD | QINF | Innisfail | Energy Queensland | Summer | Coincident | 2024 | POE10 | Operational-demand | NA | 23.7273
QLD | QINF | Innisfail | Energy Queensland | Summer | Coincident | 2024 | POE50 | Operational-demand | NA | 22.5447
QLD | QINF | Innisfail | Energy Queensland | Summer | Non-coincident | 2024 | POE10 | Operational-demand | NA | 29.5942
QLD | QINF | Innisfail | Energy Queensland | Summer | Coincident | 2025 | POE10 | Operational-demand | NA | 23.7039
QLD | QINF | Innisfail | Energy Queensland | Summer | Coincident | 2025 | POE50 | Operational-demand | NA | 22.6386
QLD | QINF | Innisfail | Energy Queensland | Summer | Non-coincident | 2025 | POE10 | Operational-demand | NA | 29.7041
QLD | QINF | Innisfail | Energy Queensland | Summer | Coincident | 2026 | POE10 | Operational-demand | NA | 23.9001
QLD | QINF | Innisfail | Energy Queensland | Summer | Coincident | 2026 | POE50 | Operational-demand | NA | 22.7509
QLD | QINF | Innisfail | Energy Queensland | Summer | Non-coincident | 2026 | POE10 | Operational-demand | NA | 29.825
QLD | QINF | Innisfail | Energy Queensland | Summer | Coincident | 2027 | POE10 | Operational-demand | NA | 23.8303
QLD | QINF | Innisfail | Energy Queensland | Summer | Coincident | 2027 | POE50 | Operational-demand | NA | 22.7652
QLD | QINF | Innisfail | Energy Queensland | Summer | Non-coincident | 2027 | POE10 | Operational-demand | NA | 29.9751
QLD | QINF | Innisfail | Energy Queensland | Summer | Coincident | 2028 | POE10 | Operational-demand | NA | 23.979
QLD | QINF | Innisfail | Energy Queensland | Summer | Coincident | 2028 | POE50 | Operational-demand | NA | 22.8994
QLD | QINF | Innisfail | Energy Queensland | Summer | Non-coincident | 2028 | POE10 | Operational-demand | NA | 30.1541
QLD | QINF | Innisfail | Energy Queensland | Summer | Coincident | 2029 | POE10 | Operational-demand | NA | 24.0979
QLD | QINF | Innisfail | Energy Queensland | Summer | Coincident | 2029 | POE50 | Operational-demand | NA | 23.1204
QLD | QINF | Innisfail | Energy Queensland | Summer | Non-coincident | 2029 | POE10 | Operational-demand | NA | 30.3974
QLD | QINF | Innisfail | Energy Queensland | Summer | Coincident | 2030 | POE10 | Operational-demand | NA | 24.3381
QLD | QINF | Innisfail | Energy Queensland | Summer | Coincident | 2030 | POE50 | Operational-demand | NA | 23.2388
QLD | QINF | Innisfail | Energy Queensland | Summer | Non-coincident | 2030 | POE10 | Operational-demand | NA | 30.6808
QLD | QINF | Innisfail | Energy Queensland | Winter | Non-coincident | 2019 | BASEYEARPOE10 | Operational-demand | NA | 18.2495
QLD | QINF | Innisfail | Energy Queensland | Winter | Coincident | 2020 | POE10 | Operational-demand | NA | 13.5366
QLD | QINF | Innisfail | Energy Queensland | Winter | Coincident | 2020 | POE50 | Operational-demand | NA | 12.772
QLD | QINF | Innisfail | Energy Queensland | Winter | Non-coincident | 2020 | POE10 | Operational-demand | NA | 17.2803
QLD | QINF | Innisfail | Energy Queensland | Winter | Coincident | 2021 | POE10 | Operational-demand | NA | 13.4861
QLD | QINF | Innisfail | Energy Queensland | Winter | Coincident | 2021 | POE50 | Operational-demand | NA | 12.7214
QLD | QINF | Innisfail | Energy Queensland | Winter | Non-coincident | 2021 | POE10 | Operational-demand | NA | 17.3616
QLD | QINF | Innisfail | Energy Queensland | Winter | Coincident | 2022 | POE10 | Operational-demand | NA | 13.8446
QLD | QINF | Innisfail | Energy Queensland | Winter | Coincident | 2022 | POE50 | Operational-demand | NA | 13.0624
QLD | QINF | Innisfail | Energy Queensland | Winter | Non-coincident | 2022 | POE10 | Operational-demand | NA | 17.4372
QLD | QINF | Innisfail | Energy Queensland | Winter | Coincident | 2023 | POE10 | Operational-demand | NA | 14.0316
QLD | QINF | Innisfail | Energy Queensland | Winter | Coincident | 2023 | POE50 | Operational-demand | NA | 13.2267
QLD | QINF | Innisfail | Energy Queensland | Winter | Non-coincident | 2023 | POE10 | Operational-demand | NA | 17.511
QLD | QINF | Innisfail | Energy Queensland | Winter | Coincident | 2024 | POE10 | Operational-demand | NA | 14.2918
QLD | QINF | Innisfail | Energy Queensland | Winter | Coincident | 2024 | POE50 | Operational-demand | NA | 13.4203
QLD | QINF | Innisfail | Energy Queensland | Winter | Non-coincident | 2024 | POE10 | Operational-demand | NA | 17.5735
QLD | QINF | Innisfail | Energy Queensland | Winter | Coincident | 2025 | POE10 | Operational-demand | NA | 14.3005
QLD | QINF | Innisfail | Energy Queensland | Winter | Coincident | 2025 | POE50 | Operational-demand | NA | 13.4576
QLD | QINF | Innisfail | Energy Queensland | Winter | Non-coincident | 2025 | POE10 | Operational-demand | NA | 17.6386
QLD | QINF | Innisfail | Energy Queensland | Winter | Coincident | 2026 | POE10 | Operational-demand | NA | 14.3522
QLD | QINF | Innisfail | Energy Queensland | Winter | Coincident | 2026 | POE50 | Operational-demand | NA | 13.5322
QLD | QINF | Innisfail | Energy Queensland | Winter | Non-coincident | 2026 | POE10 | Operational-demand | NA | 17.7143
QLD | QINF | Innisfail | Energy Queensland | Winter | Coincident | 2027 | POE10 | Operational-demand | NA | 14.4202
QLD | QINF | Innisfail | Energy Queensland | Winter | Coincident | 2027 | POE50 | Operational-demand | NA | 13.5989
QLD | QINF | Innisfail | Energy Queensland | Winter | Non-coincident | 2027 | POE10 | Operational-demand | NA | 17.8154
QLD | QINF | Innisfail | Energy Queensland | Winter | Coincident | 2028 | POE10 | Operational-demand | NA | 14.6579
QLD | QINF | Innisfail | Energy Queensland | Winter | Coincident | 2028 | POE50 | Operational-demand | NA | 13.7178
QLD | QINF | Innisfail | Energy Queensland | Winter | Non-coincident | 2028 | POE10 | Operational-demand | NA | 17.9289
QLD | QINF | Innisfail | Energy Queensland | Winter | Coincident | 2029 | POE10 | Operational-demand | NA | 14.7593
QLD | QINF | Innisfail | Energy Queensland | Winter | Coincident | 2029 | POE50 | Operational-demand | NA | 13.8905
QLD | QINF | Innisfail | Energy Queensland | Winter | Non-coincident | 2029 | POE10 | Operational-demand | NA | 18.1507
QLD | QING | Ingham | Energy Queensland | Shoulder | Coincident | 2017 | ACTUAL_OPG | Operational-demand | 6.3667 | 1.2781
QLD | QING | Ingham | Energy Queensland | Shoulder | Coincident | 2017 | ACTUAL_RAW | Operational-demand | 6.3667 | 1.2781
QLD | QING | Ingham | Energy Queensland | Shoulder | Non-coincident | 2017 | ACTUAL_RAW | Operational-demand | -10.0135 | 17.524
QLD | QING | Ingham | Energy Queensland | Shoulder | Non-coincident | 2017 | ACTUAL_OPG | Operational-demand | -10.0135 | 17.524
QLD | QING | Ingham | Energy Queensland | Shoulder | Non-coincident | 2017 | ACTUAL_ADJUSTEDOPG | Operational-demand | 5.0723 | 17.524
QLD | QING | Ingham | Energy Queensland | Shoulder | Coincident | 2018 | ACTUAL_OPG | Operational-demand | 7.2275 | -2.7216
QLD | QING | Ingham | Energy Queensland | Shoulder | Coincident | 2018 | ACTUAL_RAW | Operational-demand | 7.2275 | -2.7216
QLD | QING | Ingham | Energy Queensland | Shoulder | Non-coincident | 2018 | ACTUAL_RAW | Operational-demand | -10.8525 | 17.6106
QLD | QING | Ingham | Energy Queensland | Shoulder | Non-coincident | 2018 | ACTUAL_OPG | Operational-demand | -10.8525 | 17.6106
QLD | QING | Ingham | Energy Queensland | Shoulder | Non-coincident | 2018 | ACTUAL_ADJUSTEDOPG | Operational-demand | -10.8525 | 17.6106
QLD | QING | Ingham | Energy Queensland | Shoulder | Coincident | 2019 | ACTUAL_OPG | Operational-demand | -10.4025 | -5.3024
QLD | QING | Ingham | Energy Queensland | Shoulder | Coincident | 2019 | ACTUAL_RAW | Operational-demand | -10.4025 | -5.3024
QLD | QING | Ingham | Energy Queensland | Shoulder | Non-coincident | 2019 | ACTUAL_RAW | Operational-demand | -11.2787 | 15.249
QLD | QING | Ingham | Energy Queensland | Shoulder | Non-coincident | 2019 | ACTUAL_OPG | Operational-demand | -11.2787 | 15.249
QLD | QING | Ingham | Energy Queensland | Shoulder | Non-coincident | 2019 | ACTUAL_ADJUSTEDOPG | Operational-demand | -11.2787 | 15.249
QLD | QING | Ingham | Energy Queensland | Shoulder | Non-coincident | 2019 | BASEYEARPOE90 | Operational-demand | -10.6215 | NA
QLD | QING | Ingham | Energy Queensland | Shoulder | Non-coincident | 2019 | BASEYEARPOE50 | Operational-demand | -10.123 | 14.2817
QLD | QING | Ingham | Energy Queensland | Shoulder | Coincident | 2020 | ACTUAL_OPG | Operational-demand | -11.0651 | -0.88521
QLD | QING | Ingham | Energy Queensland | Shoulder | Coincident | 2020 | ACTUAL_RAW | Operational-demand | -11.0651 | -0.88521
QLD | QING | Ingham | Energy Queensland | Shoulder | Non-coincident | 2020 | ACTUAL_RAW | Operational-demand | -11.7407 | 12.6056
QLD | QING | Ingham | Energy Queensland | Shoulder | Non-coincident | 2020 | ACTUAL_OPG | Operational-demand | -11.7407 | 12.6056
QLD | QING | Ingham | Energy Queensland | Shoulder | Non-coincident | 2020 | ACTUAL_ADJUSTEDOPG | Operational-demand | -11.7407 | 12.6056
QLD | QING | Ingham | Energy Queensland | Shoulder | Coincident_unreconciled | 2021 | POE90 | Operational-demand | -9.205 | NA
QLD | QING | Ingham | Energy Queensland | Shoulder | Coincident_unreconciled | 2021 | POE50 | Operational-demand | -8.162 | NA
QLD | QING | Ingham | Energy Queensland | Shoulder | Non-coincident | 2021 | POE90 | Operational-demand | -13.205 | NA
QLD | QING | Ingham | Energy Queensland | Shoulder | Non-coincident | 2021 | POE50 | Operational-demand | -11.162 | 14.0004
QLD | QING | Ingham | Energy Queensland | Shoulder | Coincident_unreconciled | 2022 | POE90 | Operational-demand | -9.2573 | NA
QLD | QING | Ingham | Energy Queensland | Shoulder | Coincident_unreconciled | 2022 | POE50 | Operational-demand | -8.2083 | NA
QLD | QING | Ingham | Energy Queensland | Shoulder | Non-coincident | 2022 | POE90 | Operational-demand | -13.28 | NA
QLD | QING | Ingham | Energy Queensland | Shoulder | Non-coincident | 2022 | POE50 | Operational-demand | -11.2254 | 13.9394
QLD | QING | Ingham | Energy Queensland | Shoulder | Coincident_unreconciled | 2023 | POE90 | Operational-demand | -9.3099 | NA
QLD | QING | Ingham | Energy Queensland | Shoulder | Coincident_unreconciled | 2023 | POE50 | Operational-demand | -8.255 | NA
QLD | QING | Ingham | Energy Queensland | Shoulder | Non-coincident | 2023 | POE90 | Operational-demand | -13.3554 | NA
QLD | QING | Ingham | Energy Queensland | Shoulder | Non-coincident | 2023 | POE50 | Operational-demand | -11.2891 | 13.8725
QLD | QING | Ingham | Energy Queensland | Shoulder | Coincident_unreconciled | 2024 | POE90 | Operational-demand | -9.3627 | NA
QLD | QING | Ingham | Energy Queensland | Shoulder | Coincident_unreconciled | 2024 | POE50 | Operational-demand | -8.3018 | NA
QLD | QING | Ingham | Energy Queensland | Shoulder | Non-coincident | 2024 | POE90 | Operational-demand | -13.4313 | NA
QLD | QING | Ingham | Energy Queensland | Shoulder | Non-coincident | 2024 | POE50 | Operational-demand | -11.3532 | 13.8039
QLD | QING | Ingham | Energy Queensland | Shoulder | Coincident_unreconciled | 2025 | POE90 | Operational-demand | -9.4159 | NA
QLD | QING | Ingham | Energy Queensland | Shoulder | Coincident_unreconciled | 2025 | POE50 | Operational-demand | -8.349 | NA
QLD | QING | Ingham | Energy Queensland | Shoulder | Non-coincident | 2025 | POE90 | Operational-demand | -13.5075 | NA
QLD | QING | Ingham | Energy Queensland | Shoulder | Non-coincident | 2025 | POE50 | Operational-demand | -11.4177 | 13.7365
QLD | QING | Ingham | Energy Queensland | Shoulder | Coincident_unreconciled | 2026 | POE90 | Operational-demand | -9.4694 | NA
QLD | QING | Ingham | Energy Queensland | Shoulder | Coincident_unreconciled | 2026 | POE50 | Operational-demand | -8.3964 | NA
QLD | QING | Ingham | Energy Queensland | Shoulder | Non-coincident | 2026 | POE90 | Operational-demand | -13.5842 | NA
QLD | QING | Ingham | Energy Queensland | Shoulder | Non-coincident | 2026 | POE50 | Operational-demand | -11.4826 | 13.6781
QLD | QING | Ingham | Energy Queensland | Shoulder | Coincident_unreconciled | 2027 | POE90 | Operational-demand | -9.5231 | NA
QLD | QING | Ingham | Energy Queensland | Shoulder | Coincident_unreconciled | 2027 | POE50 | Operational-demand | -8.4441 | NA
QLD | QING | Ingham | Energy Queensland | Shoulder | Non-coincident | 2027 | POE90 | Operational-demand | -13.6614 | NA
QLD | QING | Ingham | Energy Queensland | Shoulder | Non-coincident | 2027 | POE50 | Operational-demand | -11.5478 | 13.6368
QLD | QING | Ingham | Energy Queensland | Shoulder | Coincident_unreconciled | 2028 | POE90 | Operational-demand | -9.5772 | NA
QLD | QING | Ingham | Energy Queensland | Shoulder | Coincident_unreconciled | 2028 | POE50 | Operational-demand | -8.492 | NA
QLD | QING | Ingham | Energy Queensland | Shoulder | Non-coincident | 2028 | POE90 | Operational-demand | -13.739 | NA
QLD | QING | Ingham | Energy Queensland | Shoulder | Non-coincident | 2028 | POE50 | Operational-demand | -11.6134 | 13.619
QLD | QING | Ingham | Energy Queensland | Shoulder | Coincident_unreconciled | 2029 | POE90 | Operational-demand | -9.6316 | NA
QLD | QING | Ingham | Energy Queensland | Shoulder | Coincident_unreconciled | 2029 | POE50 | Operational-demand | -8.5403 | NA
QLD | QING | Ingham | Energy Queensland | Shoulder | Non-coincident | 2029 | POE90 | Operational-demand | -13.817 | NA
QLD | QING | Ingham | Energy Queensland | Shoulder | Non-coincident | 2029 | POE50 | Operational-demand | -11.6793 | 13.6279
QLD | QING | Ingham | Energy Queensland | Shoulder | Coincident_unreconciled | 2030 | POE90 | Operational-demand | -9.6863 | NA
QLD | QING | Ingham | Energy Queensland | Shoulder | Coincident_unreconciled | 2030 | POE50 | Operational-demand | -8.5888 | NA
QLD | QING | Ingham | Energy Queensland | Shoulder | Non-coincident | 2030 | POE90 | Operational-demand | -13.8955 | NA
QLD | QING | Ingham | Energy Queensland | Shoulder | Non-coincident | 2030 | POE50 | Operational-demand | -11.7456 | 13.663
QLD | QING | Ingham | Energy Queensland | Summer | Coincident | 2017 | ACTUAL_OPG | Operational-demand | 7.5324 | 13.1484
QLD | QING | Ingham | Energy Queensland | Summer | Coincident | 2017 | ACTUAL_RAW | Operational-demand | 7.5324 | 13.1484
QLD | QING | Ingham | Energy Queensland | Summer | Non-coincident | 2017 | ACTUAL_RAW | Operational-demand | -8.8807 | 20.0346
QLD | QING | Ingham | Energy Queensland | Summer | Non-coincident | 2017 | ACTUAL_OPG | Operational-demand | -8.8807 | 20.0346
QLD | QING | Ingham | Energy Queensland | Summer | Coincident | 2018 | ACTUAL_OPG | Operational-demand | -9.3366 | 16.2978
QLD | QING | Ingham | Energy Queensland | Summer | Coincident | 2018 | ACTUAL_RAW | Operational-demand | -9.3366 | 16.2978
QLD | QING | Ingham | Energy Queensland | Summer | Non-coincident | 2018 | ACTUAL_RAW | Operational-demand | -10.0471 | 18.9933
QLD | QING | Ingham | Energy Queensland | Summer | Non-coincident | 2018 | ACTUAL_OPG | Operational-demand | -10.0471 | 18.9933
QLD | QING | Ingham | Energy Queensland | Summer | Non-coincident | 2018 | ACTUAL_ADJUSTEDOPG | Operational-demand | -10.0471 | 18.9933
QLD | QING | Ingham | Energy Queensland | Summer | Coincident | 2019 | ACTUAL_OPG | Operational-demand | 7.3273 | 16.9105
QLD | QING | Ingham | Energy Queensland | Summer | Coincident | 2019 | ACTUAL_RAW | Operational-demand | 7.3273 | 16.9105
QLD | QING | Ingham | Energy Queensland | Summer | Non-coincident | 2019 | ACTUAL_RAW | Operational-demand | -9.3435 | 24.4269
QLD | QING | Ingham | Energy Queensland | Summer | Non-coincident | 2019 | ACTUAL_OPG | Operational-demand | -9.3435 | 24.4269
QLD | QING | Ingham | Energy Queensland | Summer | Non-coincident | 2019 | ACTUAL_ADJUSTEDOPG | Operational-demand | -9.3435 | 24.4269
QLD | QING | Ingham | Energy Queensland | Summer | Non-coincident | 2019 | BASEYEARPOE90 | Operational-demand | -8.4338 | NA
QLD | QING | Ingham | Energy Queensland | Summer | Non-coincident | 2019 | BASEYEARPOE50 | Operational-demand | -7.5563 | 18.7559
QLD | QING | Ingham | Energy Queensland | Summer | Coincident | 2020 | ACTUAL_OPG | Operational-demand | 3.3199 | 16.5468
QLD | QING | Ingham | Energy Queensland | Summer | Coincident | 2020 | ACTUAL_RAW | Operational-demand | 3.3199 | 16.5468
QLD | QING | Ingham | Energy Queensland | Summer | Non-coincident | 2020 | ACTUAL_RAW | Operational-demand | -9.3578 | 18.9267
QLD | QING | Ingham | Energy Queensland | Summer | Non-coincident | 2020 | ACTUAL_OPG | Operational-demand | -9.3578 | 18.9267
QLD | QING | Ingham | Energy Queensland | Summer | Non-coincident | 2020 | ACTUAL_ADJUSTEDOPG | Operational-demand | -9.3578 | 18.9267
QLD | QING | Ingham | Energy Queensland | Summer | Coincident_unreconciled | 2021 | POE90 | Operational-demand | -9.205 | NA
QLD | QING | Ingham | Energy Queensland | Summer | Coincident_unreconciled | 2021 | POE50 | Operational-demand | -8.162 | NA
QLD | QING | Ingham | Energy Queensland | Summer | Non-coincident | 2021 | POE90 | Operational-demand | -10.205 | NA
QLD | QING | Ingham | Energy Queensland | Summer | Non-coincident | 2021 | POE50 | Operational-demand | -9.2 | 20.0023
QLD | QING | Ingham | Energy Queensland | Summer | Coincident_unreconciled | 2022 | POE90 | Operational-demand | -9.2573 | NA
QLD | QING | Ingham | Energy Queensland | Summer | Coincident_unreconciled | 2022 | POE50 | Operational-demand | -8.2083 | NA
QLD | QING | Ingham | Energy Queensland | Summer | Non-coincident | 2022 | POE90 | Operational-demand | -10.263 | NA
QLD | QING | Ingham | Energy Queensland | Summer | Non-coincident | 2022 | POE50 | Operational-demand | -9.2523 | 19.922
QLD | QING | Ingham | Energy Queensland | Summer | Coincident_unreconciled | 2023 | POE90 | Operational-demand | -9.3099 | NA
QLD | QING | Ingham | Energy Queensland | Summer | Coincident_unreconciled | 2023 | POE50 | Operational-demand | -8.255 | NA
QLD | QING | Ingham | Energy Queensland | Summer | Non-coincident | 2023 | POE90 | Operational-demand | -10.3212 | NA
QLD | QING | Ingham | Energy Queensland | Summer | Non-coincident | 2023 | POE50 | Operational-demand | -9.3048 | 19.8339
QLD | QING | Ingham | Energy Queensland | Summer | Coincident_unreconciled | 2024 | POE90 | Operational-demand | -9.3627 | NA
QLD | QING | Ingham | Energy Queensland | Summer | Coincident_unreconciled | 2024 | POE50 | Operational-demand | -8.3018 | NA
QLD | QING | Ingham | Energy Queensland | Summer | Non-coincident | 2024 | POE90 | Operational-demand | -10.3798 | NA
QLD | QING | Ingham | Energy Queensland | Summer | Non-coincident | 2024 | POE50 | Operational-demand | -9.3576 | 19.7441
QLD | QING | Ingham | Energy Queensland | Summer | Coincident_unreconciled | 2025 | POE90 | Operational-demand | -9.4159 | NA
QLD | QING | Ingham | Energy Queensland | Summer | Coincident_unreconciled | 2025 | POE50 | Operational-demand | -8.349 | NA
QLD | QING | Ingham | Energy Queensland | Summer | Non-coincident | 2025 | POE90 | Operational-demand | -10.4388 | NA
QLD | QING | Ingham | Energy Queensland | Summer | Non-coincident | 2025 | POE50 | Operational-demand | -9.4108 | 19.6562
QLD | QING | Ingham | Energy Queensland | Summer | Coincident_unreconciled | 2026 | POE90 | Operational-demand | -9.4694 | NA
QLD | QING | Ingham | Energy Queensland | Summer | Coincident_unreconciled | 2026 | POE50 | Operational-demand | -8.3964 | NA
QLD | QING | Ingham | Energy Queensland | Summer | Non-coincident | 2026 | POE90 | Operational-demand | -10.4981 | NA
QLD | QING | Ingham | Energy Queensland | Summer | Non-coincident | 2026 | POE50 | Operational-demand | -9.4642 | 19.579
QLD | QING | Ingham | Energy Queensland | Summer | Coincident_unreconciled | 2027 | POE90 | Operational-demand | -9.5231 | NA
QLD | QING | Ingham | Energy Queensland | Summer | Coincident_unreconciled | 2027 | POE50 | Operational-demand | -8.4441 | NA
QLD | QING | Ingham | Energy Queensland | Summer | Non-coincident | 2027 | POE90 | Operational-demand | -10.5577 | NA
QLD | QING | Ingham | Energy Queensland | Summer | Non-coincident | 2027 | POE50 | Operational-demand | -9.518 | 19.5237
QLD | QING | Ingham | Energy Queensland | Summer | Coincident_unreconciled | 2028 | POE90 | Operational-demand | -9.5772 | NA
QLD | QING | Ingham | Energy Queensland | Summer | Coincident_unreconciled | 2028 | POE50 | Operational-demand | -8.492 | NA
QLD | QING | Ingham | Energy Queensland | Summer | Non-coincident | 2028 | POE90 | Operational-demand | -10.6177 | NA
QLD | QING | Ingham | Energy Queensland | Summer | Non-coincident | 2028 | POE50 | Operational-demand | -9.572 | 19.4967
QLD | QING | Ingham | Energy Queensland | Summer | Coincident_unreconciled | 2029 | POE90 | Operational-demand | -9.6316 | NA
QLD | QING | Ingham | Energy Queensland | Summer | Coincident_unreconciled | 2029 | POE50 | Operational-demand | -8.5403 | NA
QLD | QING | Ingham | Energy Queensland | Summer | Non-coincident | 2029 | POE90 | Operational-demand | -10.6779 | NA
QLD | QING | Ingham | Energy Queensland | Summer | Non-coincident | 2029 | POE50 | Operational-demand | -9.6264 | 19.499
QLD | QING | Ingham | Energy Queensland | Summer | Coincident_unreconciled | 2030 | POE90 | Operational-demand | -9.6863 | NA
QLD | QING | Ingham | Energy Queensland | Summer | Coincident_unreconciled | 2030 | POE50 | Operational-demand | -8.5888 | NA
QLD | QING | Ingham | Energy Queensland | Summer | Non-coincident | 2030 | POE90 | Operational-demand | -10.7386 | NA
QLD | QING | Ingham | Energy Queensland | Summer | Non-coincident | 2030 | POE50 | Operational-demand | -9.6811 | 19.5304
QLD | QING | Ingham | Energy Queensland | Winter | Coincident | 2016 | ACTUAL_OPG | Operational-demand | 5.9982 | -0.24292
QLD | QING | Ingham | Energy Queensland | Winter | Coincident | 2016 | ACTUAL_RAW | Operational-demand | 5.9982 | -0.24292
QLD | QING | Ingham | Energy Queensland | Winter | Non-coincident | 2016 | ACTUAL_RAW | Operational-demand | -11.4144 | 15.1673
QLD | QING | Ingham | Energy Queensland | Winter | Non-coincident | 2016 | ACTUAL_OPG | Operational-demand | -11.4144 | 15.1673
QLD | QING | Ingham | Energy Queensland | Winter | Coincident | 2017 | ACTUAL_OPG | Operational-demand | 1.6784 | 12.8662
QLD | QING | Ingham | Energy Queensland | Winter | Coincident | 2017 | ACTUAL_RAW | Operational-demand | 1.6784 | 12.8662
QLD | QING | Ingham | Energy Queensland | Winter | Non-coincident | 2017 | ACTUAL_RAW | Operational-demand | -11.2559 | 17.3792
QLD | QING | Ingham | Energy Queensland | Winter | Non-coincident | 2017 | ACTUAL_OPG | Operational-demand | -11.2559 | 17.3792
QLD | QING | Ingham | Energy Queensland | Winter | Non-coincident | 2017 | ACTUAL_ADJUSTEDOPG | Operational-demand | -11.2559 | 17.3792
QLD | QING | Ingham | Energy Queensland | Winter | Coincident | 2018 | ACTUAL_OPG | Operational-demand | -11.0342 | 4.6267
QLD | QING | Ingham | Energy Queensland | Winter | Coincident | 2018 | ACTUAL_RAW | Operational-demand | -11.0342 | 4.6267
QLD | QING | Ingham | Energy Queensland | Winter | Non-coincident | 2018 | ACTUAL_RAW | Operational-demand | -11.3796 | 14.6408
QLD | QING | Ingham | Energy Queensland | Winter | Non-coincident | 2018 | ACTUAL_OPG | Operational-demand | -11.3796 | 14.6408
QLD | QING | Ingham | Energy Queensland | Winter | Non-coincident | 2018 | ACTUAL_ADJUSTEDOPG | Operational-demand | -11.3796 | 14.6408
QLD | QING | Ingham | Energy Queensland | Winter | Coincident | 2019 | ACTUAL_OPG | Operational-demand | 3.1684 | 12.9897
QLD | QING | Ingham | Energy Queensland | Winter | Coincident | 2019 | ACTUAL_RAW | Operational-demand | 3.1684 | 12.9897
QLD | QING | Ingham | Energy Queensland | Winter | Non-coincident | 2019 | ACTUAL_RAW | Operational-demand | -11.3631 | 13.4206
QLD | QING | Ingham | Energy Queensland | Winter | Non-coincident | 2019 | ACTUAL_OPG | Operational-demand | -11.3631 | 13.4206
QLD | QING | Ingham | Energy Queensland | Winter | Non-coincident | 2019 | ACTUAL_ADJUSTEDOPG | Operational-demand | -11.3631 | 13.4206
QLD | QING | Ingham | Energy Queensland | Winter | Non-coincident | 2019 | BASEYEARPOE90 | Operational-demand | -11.0905 | NA
QLD | QING | Ingham | Energy Queensland | Winter | Non-coincident | 2019 | BASEYEARPOE50 | Operational-demand | -10.4257 | 9.7733
QLD | QING | Ingham | Energy Queensland | Winter | Coincident_unreconciled | 2020 | POE90 | Operational-demand | -9.205 | NA
QLD | QING | Ingham | Energy Queensland | Winter | Coincident_unreconciled | 2020 | POE50 | Operational-demand | -8.162 | NA
QLD | QING | Ingham | Energy Queensland | Winter | Non-coincident | 2020 | POE90 | Operational-demand | -12.205 | NA
QLD | QING | Ingham | Energy Queensland | Winter | Non-coincident | 2020 | POE50 | Operational-demand | -11.162 | 14.1204
QLD | QING | Ingham | Energy Queensland | Winter | Coincident_unreconciled | 2021 | POE90 | Operational-demand | -9.2573 | NA
QLD | QING | Ingham | Energy Queensland | Winter | Coincident_unreconciled | 2021 | POE50 | Operational-demand | -8.2083 | NA
QLD | QING | Ingham | Energy Queensland | Winter | Non-coincident | 2021 | POE90 | Operational-demand | -12.2743 | NA
QLD | QING | Ingham | Energy Queensland | Winter | Non-coincident | 2021 | POE50 | Operational-demand | -11.2254 | 14.0712
QLD | QING | Ingham | Energy Queensland | Winter | Coincident_unreconciled | 2022 | POE90 | Operational-demand | -9.3099 | NA
QLD | QING | Ingham | Energy Queensland | Winter | Coincident_unreconciled | 2022 | POE50 | Operational-demand | -8.255 | NA
QLD | QING | Ingham | Energy Queensland | Winter | Non-coincident | 2022 | POE90 | Operational-demand | -12.344 | NA
QLD | QING | Ingham | Energy Queensland | Winter | Non-coincident | 2022 | POE50 | Operational-demand | -11.2891 | 14.0113
QLD | QING | Ingham | Energy Queensland | Winter | Coincident_unreconciled | 2023 | POE90 | Operational-demand | -9.3627 | NA
QLD | QING | Ingham | Energy Queensland | Winter | Coincident_unreconciled | 2023 | POE50 | Operational-demand | -8.3018 | NA
QLD | QING | Ingham | Energy Queensland | Winter | Non-coincident | 2023 | POE90 | Operational-demand | -12.4141 | NA
QLD | QING | Ingham | Energy Queensland | Winter | Non-coincident | 2023 | POE50 | Operational-demand | -11.3532 | 13.9502
QLD | QING | Ingham | Energy Queensland | Winter | Coincident_unreconciled | 2024 | POE90 | Operational-demand | -9.4159 | NA
QLD | QING | Ingham | Energy Queensland | Winter | Coincident_unreconciled | 2024 | POE50 | Operational-demand | -8.349 | NA
QLD | QING | Ingham | Energy Queensland | Winter | Non-coincident | 2024 | POE90 | Operational-demand | -12.4846 | NA
QLD | QING | Ingham | Energy Queensland | Winter | Non-coincident | 2024 | POE50 | Operational-demand | -11.4177 | 13.8854
QLD | QING | Ingham | Energy Queensland | Winter | Coincident_unreconciled | 2025 | POE90 | Operational-demand | -9.4694 | NA
QLD | QING | Ingham | Energy Queensland | Winter | Coincident_unreconciled | 2025 | POE50 | Operational-demand | -8.3964 | NA
QLD | QING | Ingham | Energy Queensland | Winter | Non-coincident | 2025 | POE90 | Operational-demand | -12.5555 | NA
QLD | QING | Ingham | Energy Queensland | Winter | Non-coincident | 2025 | POE50 | Operational-demand | -11.4826 | 13.8226
QLD | QING | Ingham | Energy Queensland | Winter | Coincident_unreconciled | 2026 | POE90 | Operational-demand | -9.5231 | NA
QLD | QING | Ingham | Energy Queensland | Winter | Coincident_unreconciled | 2026 | POE50 | Operational-demand | -8.4441 | NA
QLD | QING | Ingham | Energy Queensland | Winter | Non-coincident | 2026 | POE90 | Operational-demand | -12.6268 | NA
QLD | QING | Ingham | Energy Queensland | Winter | Non-coincident | 2026 | POE50 | Operational-demand | -11.5478 | 13.7673
QLD | QING | Ingham | Energy Queensland | Winter | Coincident_unreconciled | 2027 | POE90 | Operational-demand | -9.5772 | NA
QLD | QING | Ingham | Energy Queensland | Winter | Coincident_unreconciled | 2027 | POE50 | Operational-demand | -8.492 | NA
QLD | QING | Ingham | Energy Queensland | Winter | Non-coincident | 2027 | POE90 | Operational-demand | -12.6985 | NA
QLD | QING | Ingham | Energy Queensland | Winter | Non-coincident | 2027 | POE50 | Operational-demand | -11.6134 | 13.7217
QLD | QING | Ingham | Energy Queensland | Winter | Coincident_unreconciled | 2028 | POE90 | Operational-demand | -9.6316 | NA
QLD | QING | Ingham | Energy Queensland | Winter | Coincident_unreconciled | 2028 | POE50 | Operational-demand | -8.5403 | NA
QLD | QING | Ingham | Energy Queensland | Winter | Non-coincident | 2028 | POE90 | Operational-demand | -12.7706 | NA
QLD | QING | Ingham | Energy Queensland | Winter | Non-coincident | 2028 | POE50 | Operational-demand | -11.6793 | 13.6953
QLD | QING | Ingham | Energy Queensland | Winter | Coincident_unreconciled | 2029 | POE90 | Operational-demand | -9.6863 | NA
QLD | QING | Ingham | Energy Queensland | Winter | Coincident_unreconciled | 2029 | POE50 | Operational-demand | -8.5888 | NA
QLD | QING | Ingham | Energy Queensland | Winter | Non-coincident | 2029 | POE90 | Operational-demand | -12.8432 | NA
QLD | QING | Ingham | Energy Queensland | Winter | Non-coincident | 2029 | POE50 | Operational-demand | -11.7456 | 13.6827
QLD | QING | Ingham | Energy Queensland | Shoulder | Non-coincident | 2019 | BASEYEARPOE10 | Operational-demand | NA | 14.6642
QLD | QING | Ingham | Energy Queensland | Shoulder | Coincident | 2021 | POE50 | Operational-demand | NA | -0.96809
QLD | QING | Ingham | Energy Queensland | Shoulder | Coincident | 2021 | POE10 | Operational-demand | NA | -0.51382
QLD | QING | Ingham | Energy Queensland | Shoulder | Non-coincident | 2021 | POE10 | Operational-demand | NA | 14.3866
QLD | QING | Ingham | Energy Queensland | Shoulder | Coincident | 2022 | POE50 | Operational-demand | NA | -0.94617
QLD | QING | Ingham | Energy Queensland | Shoulder | Coincident | 2022 | POE10 | Operational-demand | NA | -0.48804
QLD | QING | Ingham | Energy Queensland | Shoulder | Non-coincident | 2022 | POE10 | Operational-demand | NA | 14.3239
QLD | QING | Ingham | Energy Queensland | Shoulder | Coincident | 2023 | POE50 | Operational-demand | NA | -0.92709
QLD | QING | Ingham | Energy Queensland | Shoulder | Coincident | 2023 | POE10 | Operational-demand | NA | -0.47432
QLD | QING | Ingham | Energy Queensland | Shoulder | Non-coincident | 2023 | POE10 | Operational-demand | NA | 14.2552
QLD | QING | Ingham | Energy Queensland | Shoulder | Coincident | 2024 | POE50 | Operational-demand | NA | -0.89643
QLD | QING | Ingham | Energy Queensland | Shoulder | Coincident | 2024 | POE10 | Operational-demand | NA | -0.4589
QLD | QING | Ingham | Energy Queensland | Shoulder | Non-coincident | 2024 | POE10 | Operational-demand | NA | 14.1848
QLD | QING | Ingham | Energy Queensland | Shoulder | Coincident | 2025 | POE50 | Operational-demand | NA | -0.88867
QLD | QING | Ingham | Energy Queensland | Shoulder | Coincident | 2025 | POE10 | Operational-demand | NA | -0.44465
QLD | QING | Ingham | Energy Queensland | Shoulder | Non-coincident | 2025 | POE10 | Operational-demand | NA | 14.1156
QLD | QING | Ingham | Energy Queensland | Shoulder | Coincident | 2026 | POE50 | Operational-demand | NA | -0.87791
QLD | QING | Ingham | Energy Queensland | Shoulder | Coincident | 2026 | POE10 | Operational-demand | NA | -0.43597
QLD | QING | Ingham | Energy Queensland | Shoulder | Non-coincident | 2026 | POE10 | Operational-demand | NA | 14.0554
QLD | QING | Ingham | Energy Queensland | Shoulder | Coincident | 2027 | POE50 | Operational-demand | NA | -0.87561
QLD | QING | Ingham | Energy Queensland | Shoulder | Coincident | 2027 | POE10 | Operational-demand | NA | -0.42989
QLD | QING | Ingham | Energy Queensland | Shoulder | Non-coincident | 2027 | POE10 | Operational-demand | NA | 14.0123
QLD | QING | Ingham | Energy Queensland | Shoulder | Coincident | 2028 | POE50 | Operational-demand | NA | -0.87376
QLD | QING | Ingham | Energy Queensland | Shoulder | Coincident | 2028 | POE10 | Operational-demand | NA | -0.42795
QLD | QING | Ingham | Energy Queensland | Shoulder | Non-coincident | 2028 | POE10 | Operational-demand | NA | 13.9926
QLD | QING | Ingham | Energy Queensland | Shoulder | Coincident | 2029 | POE50 | Operational-demand | NA | -0.87206
QLD | QING | Ingham | Energy Queensland | Shoulder | Coincident | 2029 | POE10 | Operational-demand | NA | -0.42508
QLD | QING | Ingham | Energy Queensland | Shoulder | Non-coincident | 2029 | POE10 | Operational-demand | NA | 13.9997
QLD | QING | Ingham | Energy Queensland | Shoulder | Coincident | 2030 | POE50 | Operational-demand | NA | -0.87741
QLD | QING | Ingham | Energy Queensland | Shoulder | Coincident | 2030 | POE10 | Operational-demand | NA | -0.43127
QLD | QING | Ingham | Energy Queensland | Shoulder | Non-coincident | 2030 | POE10 | Operational-demand | NA | 14.033
QLD | QING | Ingham | Energy Queensland | Summer | Non-coincident | 2019 | BASEYEARPOE10 | Operational-demand | NA | 19.8774
QLD | QING | Ingham | Energy Queensland | Summer | Coincident | 2021 | POE10 | Operational-demand | NA | 16.3558
QLD | QING | Ingham | Energy Queensland | Summer | Coincident | 2021 | POE50 | Operational-demand | NA | 16.2075
QLD | QING | Ingham | Energy Queensland | Summer | Non-coincident | 2021 | POE10 | Operational-demand | NA | 21.098
QLD | QING | Ingham | Energy Queensland | Summer | Coincident | 2022 | POE10 | Operational-demand | NA | 16.5858
QLD | QING | Ingham | Energy Queensland | Summer | Coincident | 2022 | POE50 | Operational-demand | NA | 16.4108
QLD | QING | Ingham | Energy Queensland | Summer | Non-coincident | 2022 | POE10 | Operational-demand | NA | 21.013
QLD | QING | Ingham | Energy Queensland | Summer | Coincident | 2023 | POE10 | Operational-demand | NA | 16.6032
QLD | QING | Ingham | Energy Queensland | Summer | Coincident | 2023 | POE50 | Operational-demand | NA | 16.3922
QLD | QING | Ingham | Energy Queensland | Summer | Non-coincident | 2023 | POE10 | Operational-demand | NA | 20.9198
QLD | QING | Ingham | Energy Queensland | Summer | Coincident | 2024 | POE10 | Operational-demand | NA | 16.718
QLD | QING | Ingham | Energy Queensland | Summer | Coincident | 2024 | POE50 | Operational-demand | NA | 16.522
QLD | QING | Ingham | Energy Queensland | Summer | Non-coincident | 2024 | POE10 | Operational-demand | NA | 20.8248
QLD | QING | Ingham | Energy Queensland | Summer | Coincident | 2025 | POE10 | Operational-demand | NA | 16.5655
QLD | QING | Ingham | Energy Queensland | Summer | Coincident | 2025 | POE50 | Operational-demand | NA | 16.4563
QLD | QING | Ingham | Energy Queensland | Summer | Non-coincident | 2025 | POE10 | Operational-demand | NA | 20.7318
QLD | QING | Ingham | Energy Queensland | Summer | Coincident | 2026 | POE10 | Operational-demand | NA | 16.5689
QLD | QING | Ingham | Energy Queensland | Summer | Coincident | 2026 | POE50 | Operational-demand | NA | 16.4061
QLD | QING | Ingham | Energy Queensland | Summer | Non-coincident | 2026 | POE10 | Operational-demand | NA | 20.6495
QLD | QING | Ingham | Energy Queensland | Summer | Coincident | 2027 | POE10 | Operational-demand | NA | 16.3898
QLD | QING | Ingham | Energy Queensland | Summer | Coincident | 2027 | POE50 | Operational-demand | NA | 16.2865
QLD | QING | Ingham | Energy Queensland | Summer | Non-coincident | 2027 | POE10 | Operational-demand | NA | 20.589
QLD | QING | Ingham | Energy Queensland | Summer | Coincident | 2028 | POE10 | Operational-demand | NA | 16.3686
QLD | QING | Ingham | Energy Queensland | Summer | Coincident | 2028 | POE50 | Operational-demand | NA | 16.26
QLD | QING | Ingham | Energy Queensland | Summer | Non-coincident | 2028 | POE10 | Operational-demand | NA | 20.5569
QLD | QING | Ingham | Energy Queensland | Summer | Coincident | 2029 | POE10 | Operational-demand | NA | 16.3158
QLD | QING | Ingham | Energy Queensland | Summer | Coincident | 2029 | POE50 | Operational-demand | NA | 16.2812
QLD | QING | Ingham | Energy Queensland | Summer | Non-coincident | 2029 | POE10 | Operational-demand | NA | 20.5541
QLD | QING | Ingham | Energy Queensland | Summer | Coincident | 2030 | POE10 | Operational-demand | NA | 16.3471
QLD | QING | Ingham | Energy Queensland | Summer | Coincident | 2030 | POE50 | Operational-demand | NA | 16.2315
QLD | QING | Ingham | Energy Queensland | Summer | Non-coincident | 2030 | POE10 | Operational-demand | NA | 20.5803
QLD | QING | Ingham | Energy Queensland | Winter | Non-coincident | 2019 | BASEYEARPOE10 | Operational-demand | NA | 10.7118
QLD | QING | Ingham | Energy Queensland | Winter | Coincident | 2020 | POE10 | Operational-demand | NA | 13.8798
QLD | QING | Ingham | Energy Queensland | Winter | Coincident | 2020 | POE50 | Operational-demand | NA | 12.9368
QLD | QING | Ingham | Energy Queensland | Winter | Non-coincident | 2020 | POE10 | Operational-demand | NA | 15.22
QLD | QING | Ingham | Energy Queensland | Winter | Coincident | 2021 | POE10 | Operational-demand | NA | 13.7246
QLD | QING | Ingham | Energy Queensland | Winter | Coincident | 2021 | POE50 | Operational-demand | NA | 12.7895
QLD | QING | Ingham | Energy Queensland | Winter | Non-coincident | 2021 | POE10 | Operational-demand | NA | 15.1666
QLD | QING | Ingham | Energy Queensland | Winter | Coincident | 2022 | POE10 | Operational-demand | NA | 13.9802
QLD | QING | Ingham | Energy Queensland | Winter | Coincident | 2022 | POE50 | Operational-demand | NA | 13.031
QLD | QING | Ingham | Energy Queensland | Winter | Non-coincident | 2022 | POE10 | Operational-demand | NA | 15.1016
QLD | QING | Ingham | Energy Queensland | Winter | Coincident | 2023 | POE10 | Operational-demand | NA | 14.0598
QLD | QING | Ingham | Energy Queensland | Winter | Coincident | 2023 | POE50 | Operational-demand | NA | 13.0938
QLD | QING | Ingham | Energy Queensland | Winter | Non-coincident | 2023 | POE10 | Operational-demand | NA | 15.0353
QLD | QING | Ingham | Energy Queensland | Winter | Coincident | 2024 | POE10 | Operational-demand | NA | 14.2167
QLD | QING | Ingham | Energy Queensland | Winter | Coincident | 2024 | POE50 | Operational-demand | NA | 13.1899
QLD | QING | Ingham | Energy Queensland | Winter | Non-coincident | 2024 | POE10 | Operational-demand | NA | 14.9653
QLD | QING | Ingham | Energy Queensland | Winter | Coincident | 2025 | POE10 | Operational-demand | NA | 14.1216
QLD | QING | Ingham | Energy Queensland | Winter | Coincident | 2025 | POE50 | Operational-demand | NA | 13.1309
QLD | QING | Ingham | Energy Queensland | Winter | Non-coincident | 2025 | POE10 | Operational-demand | NA | 14.8974
QLD | QING | Ingham | Energy Queensland | Winter | Coincident | 2026 | POE10 | Operational-demand | NA | 14.0665
QLD | QING | Ingham | Energy Queensland | Winter | Coincident | 2026 | POE50 | Operational-demand | NA | 13.1056
QLD | QING | Ingham | Energy Queensland | Winter | Non-coincident | 2026 | POE10 | Operational-demand | NA | 14.8369
QLD | QING | Ingham | Energy Queensland | Winter | Coincident | 2027 | POE10 | Operational-demand | NA | 14.0146
QLD | QING | Ingham | Energy Queensland | Winter | Coincident | 2027 | POE50 | Operational-demand | NA | 13.0602
QLD | QING | Ingham | Energy Queensland | Winter | Non-coincident | 2027 | POE10 | Operational-demand | NA | 14.7862
QLD | QING | Ingham | Energy Queensland | Winter | Coincident | 2028 | POE10 | Operational-demand | NA | 14.1314
QLD | QING | Ingham | Energy Queensland | Winter | Coincident | 2028 | POE50 | Operational-demand | NA | 13.0696
QLD | QING | Ingham | Energy Queensland | Winter | Non-coincident | 2028 | POE10 | Operational-demand | NA | 14.7547
QLD | QING | Ingham | Energy Queensland | Winter | Coincident | 2029 | POE10 | Operational-demand | NA | 14.042
QLD | QING | Ingham | Energy Queensland | Winter | Coincident | 2029 | POE50 | Operational-demand | NA | 13.0577
QLD | QING | Ingham | Energy Queensland | Winter | Non-coincident | 2029 | POE10 | Operational-demand | NA | 14.737
QLD | QKAM | Kamerunga | Energy Queensland | Shoulder | Coincident | 2017 | ACTUAL_OPG | Operational-demand | 19.4187 | 41.6495
QLD | QKAM | Kamerunga | Energy Queensland | Shoulder | Coincident | 2017 | ACTUAL_RAW | Operational-demand | 19.4187 | 41.6495
QLD | QKAM | Kamerunga | Energy Queensland | Shoulder | Non-coincident | 2017 | ACTUAL_RAW | Operational-demand | 16.8306 | 49.5055
QLD | QKAM | Kamerunga | Energy Queensland | Shoulder | Non-coincident | 2017 | ACTUAL_OPG | Operational-demand | 16.8306 | 49.5055
QLD | QKAM | Kamerunga | Energy Queensland | Shoulder | Non-coincident | 2017 | ACTUAL_ADJUSTEDOPG | Operational-demand | 16.8306 | 49.5055
QLD | QKAM | Kamerunga | Energy Queensland | Shoulder | Coincident | 2018 | ACTUAL_OPG | Operational-demand | 17.7474 | 40.0701
QLD | QKAM | Kamerunga | Energy Queensland | Shoulder | Coincident | 2018 | ACTUAL_RAW | Operational-demand | 17.7474 | 40.0701
QLD | QKAM | Kamerunga | Energy Queensland | Shoulder | Non-coincident | 2018 | ACTUAL_RAW | Operational-demand | 15.8068 | 49.8873
QLD | QKAM | Kamerunga | Energy Queensland | Shoulder | Non-coincident | 2018 | ACTUAL_OPG | Operational-demand | 15.8068 | 49.8873
QLD | QKAM | Kamerunga | Energy Queensland | Shoulder | Non-coincident | 2018 | ACTUAL_ADJUSTEDOPG | Operational-demand | 15.8068 | 49.8873
QLD | QKAM | Kamerunga | Energy Queensland | Shoulder | Coincident | 2019 | ACTUAL_OPG | Operational-demand | 18.0558 | 37.9915
QLD | QKAM | Kamerunga | Energy Queensland | Shoulder | Coincident | 2019 | ACTUAL_RAW | Operational-demand | 18.0558 | 37.9915
QLD | QKAM | Kamerunga | Energy Queensland | Shoulder | Non-coincident | 2019 | ACTUAL_RAW | Operational-demand | 15.6977 | 48.7291
QLD | QKAM | Kamerunga | Energy Queensland | Shoulder | Non-coincident | 2019 | ACTUAL_OPG | Operational-demand | 15.6977 | 48.7291
QLD | QKAM | Kamerunga | Energy Queensland | Shoulder | Non-coincident | 2019 | ACTUAL_ADJUSTEDOPG | Operational-demand | 15.6977 | 48.7291
QLD | QKAM | Kamerunga | Energy Queensland | Shoulder | Non-coincident | 2019 | BASEYEARPOE90 | Operational-demand | 11.6197 | NA
QLD | QKAM | Kamerunga | Energy Queensland | Shoulder | Non-coincident | 2019 | BASEYEARPOE50 | Operational-demand | 12.6459 | 46.6066
QLD | QKAM | Kamerunga | Energy Queensland | Shoulder | Coincident | 2020 | ACTUAL_OPG | Operational-demand | 12.7351 | 40.2699
QLD | QKAM | Kamerunga | Energy Queensland | Shoulder | Coincident | 2020 | ACTUAL_RAW | Operational-demand | 12.7351 | 40.2699
QLD | QKAM | Kamerunga | Energy Queensland | Shoulder | Non-coincident | 2020 | ACTUAL_RAW | Operational-demand | 10.4461 | 41.7063
QLD | QKAM | Kamerunga | Energy Queensland | Shoulder | Non-coincident | 2020 | ACTUAL_OPG | Operational-demand | 10.4461 | 41.7063
QLD | QKAM | Kamerunga | Energy Queensland | Shoulder | Non-coincident | 2020 | ACTUAL_ADJUSTEDOPG | Operational-demand | 10.4461 | 41.7063
QLD | QKAM | Kamerunga | Energy Queensland | Shoulder | Coincident_unreconciled | 2021 | POE50 | Operational-demand | 11.048 | NA
QLD | QKAM | Kamerunga | Energy Queensland | Shoulder | Coincident_unreconciled | 2021 | POE90 | Operational-demand | 10.1583 | NA
QLD | QKAM | Kamerunga | Energy Queensland | Shoulder | Non-coincident | 2021 | POE50 | Operational-demand | 7.9607 | 47.2986
QLD | QKAM | Kamerunga | Energy Queensland | Shoulder | Non-coincident | 2021 | POE90 | Operational-demand | 7.3197 | NA
QLD | QKAM | Kamerunga | Energy Queensland | Shoulder | Coincident_unreconciled | 2022 | POE50 | Operational-demand | 8.983 | NA
QLD | QKAM | Kamerunga | Energy Queensland | Shoulder | Coincident_unreconciled | 2022 | POE90 | Operational-demand | 8.084 | NA
QLD | QKAM | Kamerunga | Energy Queensland | Shoulder | Non-coincident | 2022 | POE50 | Operational-demand | 6.4727 | 47.7861
QLD | QKAM | Kamerunga | Energy Queensland | Shoulder | Non-coincident | 2022 | POE90 | Operational-demand | 5.825 | NA
QLD | QKAM | Kamerunga | Energy Queensland | Shoulder | Coincident_unreconciled | 2023 | POE50 | Operational-demand | 7.2081 | NA
QLD | QKAM | Kamerunga | Energy Queensland | Shoulder | Coincident_unreconciled | 2023 | POE90 | Operational-demand | 6.2991 | NA
QLD | QKAM | Kamerunga | Energy Queensland | Shoulder | Non-coincident | 2023 | POE50 | Operational-demand | 5.1939 | 48.3145
QLD | QKAM | Kamerunga | Energy Queensland | Shoulder | Non-coincident | 2023 | POE90 | Operational-demand | 4.5389 | NA
QLD | QKAM | Kamerunga | Energy Queensland | Shoulder | Coincident_unreconciled | 2024 | POE50 | Operational-demand | 5.4485 | NA
QLD | QKAM | Kamerunga | Energy Queensland | Shoulder | Coincident_unreconciled | 2024 | POE90 | Operational-demand | 4.5295 | NA
QLD | QKAM | Kamerunga | Energy Queensland | Shoulder | Non-coincident | 2024 | POE50 | Operational-demand | 3.926 | 48.838
QLD | QKAM | Kamerunga | Energy Queensland | Shoulder | Non-coincident | 2024 | POE90 | Operational-demand | 3.2637 | NA
QLD | QKAM | Kamerunga | Energy Queensland | Shoulder | Coincident_unreconciled | 2025 | POE50 | Operational-demand | 4.0527 | NA
QLD | QKAM | Kamerunga | Energy Queensland | Shoulder | Coincident_unreconciled | 2025 | POE90 | Operational-demand | 3.1236 | NA
QLD | QKAM | Kamerunga | Energy Queensland | Shoulder | Non-coincident | 2025 | POE50 | Operational-demand | 2.9202 | 49.3659
QLD | QKAM | Kamerunga | Energy Queensland | Shoulder | Non-coincident | 2025 | POE90 | Operational-demand | 2.2507 | NA
QLD | QKAM | Kamerunga | Energy Queensland | Shoulder | Coincident_unreconciled | 2026 | POE50 | Operational-demand | 2.9885 | NA
QLD | QKAM | Kamerunga | Energy Queensland | Shoulder | Coincident_unreconciled | 2026 | POE90 | Operational-demand | 2.0494 | NA
QLD | QKAM | Kamerunga | Energy Queensland | Shoulder | Non-coincident | 2026 | POE50 | Operational-demand | 2.1534 | 49.9229
QLD | QKAM | Kamerunga | Energy Queensland | Shoulder | Non-coincident | 2026 | POE90 | Operational-demand | 1.4767 | NA
QLD | QKAM | Kamerunga | Energy Queensland | Shoulder | Coincident_unreconciled | 2027 | POE50 | Operational-demand | 2.1642 | NA
QLD | QKAM | Kamerunga | Energy Queensland | Shoulder | Coincident_unreconciled | 2027 | POE90 | Operational-demand | 1.2145 | NA
QLD | QKAM | Kamerunga | Energy Queensland | Shoulder | Non-coincident | 2027 | POE50 | Operational-demand | 1.5594 | 50.5606
QLD | QKAM | Kamerunga | Energy Queensland | Shoulder | Non-coincident | 2027 | POE90 | Operational-demand | 0.87513 | NA
QLD | QKAM | Kamerunga | Energy Queensland | Shoulder | Coincident_unreconciled | 2028 | POE50 | Operational-demand | 1.5775 | NA
QLD | QKAM | Kamerunga | Energy Queensland | Shoulder | Coincident_unreconciled | 2028 | POE90 | Operational-demand | 0.61702 | NA
QLD | QKAM | Kamerunga | Energy Queensland | Shoulder | Non-coincident | 2028 | POE50 | Operational-demand | 1.1367 | 51.302
QLD | QKAM | Kamerunga | Energy Queensland | Shoulder | Non-coincident | 2028 | POE90 | Operational-demand | 0.4446 | NA
QLD | QKAM | Kamerunga | Energy Queensland | Shoulder | Coincident_unreconciled | 2029 | POE50 | Operational-demand | 1.1401 | NA
QLD | QKAM | Kamerunga | Energy Queensland | Shoulder | Coincident_unreconciled | 2029 | POE90 | Operational-demand | 0.16877 | NA
QLD | QKAM | Kamerunga | Energy Queensland | Shoulder | Non-coincident | 2029 | POE50 | Operational-demand | 0.82147 | 52.1439
QLD | QKAM | Kamerunga | Energy Queensland | Shoulder | Non-coincident | 2029 | POE90 | Operational-demand | 0.12161 | NA
QLD | QKAM | Kamerunga | Energy Queensland | Shoulder | Coincident_unreconciled | 2030 | POE50 | Operational-demand | 0.91774 | NA
QLD | QKAM | Kamerunga | Energy Queensland | Shoulder | Coincident_unreconciled | 2030 | POE90 | Operational-demand | -0.02839 | NA
QLD | QKAM | Kamerunga | Energy Queensland | Shoulder | Non-coincident | 2030 | POE50 | Operational-demand | 0.66129 | 53.077
QLD | QKAM | Kamerunga | Energy Queensland | Shoulder | Non-coincident | 2030 | POE90 | Operational-demand | -0.04637 | NA
QLD | QKAM | Kamerunga | Energy Queensland | Summer | Coincident | 2017 | ACTUAL_OPG | Operational-demand | 23.1092 | 42.6701
QLD | QKAM | Kamerunga | Energy Queensland | Summer | Coincident | 2017 | ACTUAL_RAW | Operational-demand | 23.1092 | 42.6701
QLD | QKAM | Kamerunga | Energy Queensland | Summer | Non-coincident | 2017 | ACTUAL_RAW | Operational-demand | 20.3626 | 64.2541
QLD | QKAM | Kamerunga | Energy Queensland | Summer | Non-coincident | 2017 | ACTUAL_OPG | Operational-demand | 20.3626 | 64.2541
QLD | QKAM | Kamerunga | Energy Queensland | Summer | Non-coincident | 2017 | ACTUAL_ADJUSTEDOPG | Operational-demand | 20.3626 | 64.2541
QLD | QKAM | Kamerunga | Energy Queensland | Summer | Coincident | 2018 | ACTUAL_OPG | Operational-demand | 20.959 | 48.32
QLD | QKAM | Kamerunga | Energy Queensland | Summer | Coincident | 2018 | ACTUAL_RAW | Operational-demand | 20.959 | 48.32
QLD | QKAM | Kamerunga | Energy Queensland | Summer | Non-coincident | 2018 | ACTUAL_RAW | Operational-demand | 0 | 58.8277
QLD | QKAM | Kamerunga | Energy Queensland | Summer | Non-coincident | 2018 | ACTUAL_OPG | Operational-demand | 0 | 58.8277
QLD | QKAM | Kamerunga | Energy Queensland | Summer | Non-coincident | 2018 | ACTUAL_ADJUSTEDOPG | Operational-demand | 18.2964 | 58.8277
QLD | QKAM | Kamerunga | Energy Queensland | Summer | Coincident | 2019 | ACTUAL_OPG | Operational-demand | 22.7383 | 59.233
QLD | QKAM | Kamerunga | Energy Queensland | Summer | Coincident | 2019 | ACTUAL_RAW | Operational-demand | 22.7383 | 59.233
QLD | QKAM | Kamerunga | Energy Queensland | Summer | Non-coincident | 2019 | ACTUAL_RAW | Operational-demand | 19.7543 | 72.2059
QLD | QKAM | Kamerunga | Energy Queensland | Summer | Non-coincident | 2019 | ACTUAL_OPG | Operational-demand | 19.7543 | 72.2059
QLD | QKAM | Kamerunga | Energy Queensland | Summer | Non-coincident | 2019 | ACTUAL_ADJUSTEDOPG | Operational-demand | 19.7543 | 72.2059
QLD | QKAM | Kamerunga | Energy Queensland | Summer | Non-coincident | 2019 | BASEYEARPOE90 | Operational-demand | 15.8726 | NA
QLD | QKAM | Kamerunga | Energy Queensland | Summer | Non-coincident | 2019 | BASEYEARPOE50 | Operational-demand | 17.5959 | 64.5843
QLD | QKAM | Kamerunga | Energy Queensland | Summer | Coincident | 2020 | ACTUAL_OPG | Operational-demand | 19.3411 | 50.034
QLD | QKAM | Kamerunga | Energy Queensland | Summer | Coincident | 2020 | ACTUAL_RAW | Operational-demand | 19.3411 | 50.034
QLD | QKAM | Kamerunga | Energy Queensland | Summer | Non-coincident | 2020 | ACTUAL_RAW | Operational-demand | 17.5082 | 68.6189
QLD | QKAM | Kamerunga | Energy Queensland | Summer | Non-coincident | 2020 | ACTUAL_OPG | Operational-demand | 17.5082 | 68.6189
QLD | QKAM | Kamerunga | Energy Queensland | Summer | Non-coincident | 2020 | ACTUAL_ADJUSTEDOPG | Operational-demand | 17.5082 | 68.6189
QLD | QKAM | Kamerunga | Energy Queensland | Summer | Coincident_unreconciled | 2021 | POE50 | Operational-demand | 23.6875 | NA
QLD | QKAM | Kamerunga | Energy Queensland | Summer | Coincident_unreconciled | 2021 | POE90 | Operational-demand | 19.1403 | NA
QLD | QKAM | Kamerunga | Energy Queensland | Summer | Non-coincident | 2021 | POE50 | Operational-demand | 14.2265 | 65.8757
QLD | QKAM | Kamerunga | Energy Queensland | Summer | Non-coincident | 2021 | POE90 | Operational-demand | 11.4955 | NA
QLD | QKAM | Kamerunga | Energy Queensland | Summer | Coincident_unreconciled | 2022 | POE50 | Operational-demand | 21.5446 | NA
QLD | QKAM | Kamerunga | Energy Queensland | Summer | Coincident_unreconciled | 2022 | POE90 | Operational-demand | 16.95 | NA
QLD | QKAM | Kamerunga | Energy Queensland | Summer | Non-coincident | 2022 | POE50 | Operational-demand | 12.9395 | 66.5578
QLD | QKAM | Kamerunga | Energy Queensland | Summer | Non-coincident | 2022 | POE90 | Operational-demand | 10.18 | NA
QLD | QKAM | Kamerunga | Energy Queensland | Summer | Coincident_unreconciled | 2023 | POE50 | Operational-demand | 19.7179 | NA
QLD | QKAM | Kamerunga | Energy Queensland | Summer | Coincident_unreconciled | 2023 | POE90 | Operational-demand | 15.072 | NA
QLD | QKAM | Kamerunga | Energy Queensland | Summer | Non-coincident | 2023 | POE50 | Operational-demand | 11.8424 | 67.2976
QLD | QKAM | Kamerunga | Energy Queensland | Summer | Non-coincident | 2023 | POE90 | Operational-demand | 9.0521 | NA
QLD | QKAM | Kamerunga | Energy Queensland | Summer | Coincident_unreconciled | 2024 | POE50 | Operational-demand | 17.865 | NA
QLD | QKAM | Kamerunga | Energy Queensland | Summer | Coincident_unreconciled | 2024 | POE90 | Operational-demand | 13.1676 | NA
QLD | QKAM | Kamerunga | Energy Queensland | Summer | Non-coincident | 2024 | POE50 | Operational-demand | 10.7296 | 68.032
QLD | QKAM | Kamerunga | Energy Queensland | Summer | Non-coincident | 2024 | POE90 | Operational-demand | 7.9084 | NA
QLD | QKAM | Kamerunga | Energy Queensland | Summer | Coincident_unreconciled | 2025 | POE50 | Operational-demand | 16.4453 | NA
QLD | QKAM | Kamerunga | Energy Queensland | Summer | Coincident_unreconciled | 2025 | POE90 | Operational-demand | 11.6966 | NA
QLD | QKAM | Kamerunga | Energy Queensland | Summer | Non-coincident | 2025 | POE50 | Operational-demand | 9.8769 | 68.7733
QLD | QKAM | Kamerunga | Energy Queensland | Summer | Non-coincident | 2025 | POE90 | Operational-demand | 7.0248 | NA
QLD | QKAM | Kamerunga | Energy Queensland | Summer | Coincident_unreconciled | 2026 | POE50 | Operational-demand | 15.4091 | NA
QLD | QKAM | Kamerunga | Energy Queensland | Summer | Coincident_unreconciled | 2026 | POE90 | Operational-demand | 10.6089 | NA
QLD | QKAM | Kamerunga | Energy Queensland | Summer | Non-coincident | 2026 | POE50 | Operational-demand | 9.2546 | 69.5503
QLD | QKAM | Kamerunga | Energy Queensland | Summer | Non-coincident | 2026 | POE90 | Operational-demand | 6.3716 | NA
QLD | QKAM | Kamerunga | Energy Queensland | Summer | Coincident_unreconciled | 2027 | POE50 | Operational-demand | 14.656 | NA
QLD | QKAM | Kamerunga | Energy Queensland | Summer | Coincident_unreconciled | 2027 | POE90 | Operational-demand | 9.8022 | NA
QLD | QKAM | Kamerunga | Energy Queensland | Summer | Non-coincident | 2027 | POE50 | Operational-demand | 8.8023 | 70.4342
QLD | QKAM | Kamerunga | Energy Queensland | Summer | Non-coincident | 2027 | POE90 | Operational-demand | 5.8871 | NA
QLD | QKAM | Kamerunga | Energy Queensland | Summer | Coincident_unreconciled | 2028 | POE50 | Operational-demand | 14.165 | NA
QLD | QKAM | Kamerunga | Energy Queensland | Summer | Coincident_unreconciled | 2028 | POE90 | Operational-demand | 9.256 | NA
QLD | QKAM | Kamerunga | Energy Queensland | Summer | Non-coincident | 2028 | POE50 | Operational-demand | 8.5074 | 71.4456
QLD | QKAM | Kamerunga | Energy Queensland | Summer | Non-coincident | 2028 | POE90 | Operational-demand | 5.5591 | NA
QLD | QKAM | Kamerunga | Energy Queensland | Summer | Coincident_unreconciled | 2029 | POE50 | Operational-demand | 13.8461 | NA
QLD | QKAM | Kamerunga | Energy Queensland | Summer | Coincident_unreconciled | 2029 | POE90 | Operational-demand | 8.8819 | NA
QLD | QKAM | Kamerunga | Energy Queensland | Summer | Non-coincident | 2029 | POE50 | Operational-demand | 8.3159 | 72.5639
QLD | QKAM | Kamerunga | Energy Queensland | Summer | Non-coincident | 2029 | POE90 | Operational-demand | 5.3344 | NA
QLD | QKAM | Kamerunga | Energy Queensland | Summer | Coincident_unreconciled | 2030 | POE50 | Operational-demand | 13.7804 | NA
QLD | QKAM | Kamerunga | Energy Queensland | Summer | Coincident_unreconciled | 2030 | POE90 | Operational-demand | 8.7609 | NA
QLD | QKAM | Kamerunga | Energy Queensland | Summer | Non-coincident | 2030 | POE50 | Operational-demand | 8.2764 | 73.7826
QLD | QKAM | Kamerunga | Energy Queensland | Summer | Non-coincident | 2030 | POE90 | Operational-demand | 5.2617 | NA
QLD | QKAM | Kamerunga | Energy Queensland | Winter | Coincident | 2016 | ACTUAL_OPG | Operational-demand | 19.3953 | 36.5435
QLD | QKAM | Kamerunga | Energy Queensland | Winter | Coincident | 2016 | ACTUAL_RAW | Operational-demand | 19.3953 | 36.5435
QLD | QKAM | Kamerunga | Energy Queensland | Winter | Non-coincident | 2016 | ACTUAL_RAW | Operational-demand | 16.017 | 42.4252
QLD | QKAM | Kamerunga | Energy Queensland | Winter | Non-coincident | 2016 | ACTUAL_OPG | Operational-demand | 16.017 | 42.4252
QLD | QKAM | Kamerunga | Energy Queensland | Winter | Non-coincident | 2016 | ACTUAL_ADJUSTEDOPG | Operational-demand | 16.017 | 42.4252
QLD | QKAM | Kamerunga | Energy Queensland | Winter | Coincident | 2017 | ACTUAL_OPG | Operational-demand | 19.9872 | 35.2408
QLD | QKAM | Kamerunga | Energy Queensland | Winter | Coincident | 2017 | ACTUAL_RAW | Operational-demand | 19.9872 | 35.2408
QLD | QKAM | Kamerunga | Energy Queensland | Winter | Non-coincident | 2017 | ACTUAL_RAW | Operational-demand | 15.6756 | 42.1379
QLD | QKAM | Kamerunga | Energy Queensland | Winter | Non-coincident | 2017 | ACTUAL_OPG | Operational-demand | 15.6756 | 42.1379
QLD | QKAM | Kamerunga | Energy Queensland | Winter | Non-coincident | 2017 | ACTUAL_ADJUSTEDOPG | Operational-demand | 15.6756 | 42.1379
QLD | QKAM | Kamerunga | Energy Queensland | Winter | Coincident | 2018 | ACTUAL_OPG | Operational-demand | 17.5823 | 39.6056
QLD | QKAM | Kamerunga | Energy Queensland | Winter | Coincident | 2018 | ACTUAL_RAW | Operational-demand | 17.5823 | 39.6056
QLD | QKAM | Kamerunga | Energy Queensland | Winter | Non-coincident | 2018 | ACTUAL_RAW | Operational-demand | 15.1419 | 41.7332
QLD | QKAM | Kamerunga | Energy Queensland | Winter | Non-coincident | 2018 | ACTUAL_OPG | Operational-demand | 15.1419 | 41.7332
QLD | QKAM | Kamerunga | Energy Queensland | Winter | Non-coincident | 2018 | ACTUAL_ADJUSTEDOPG | Operational-demand | 15.1419 | 41.7332
QLD | QKAM | Kamerunga | Energy Queensland | Winter | Coincident | 2019 | ACTUAL_OPG | Operational-demand | 18.2624 | 38.5407
QLD | QKAM | Kamerunga | Energy Queensland | Winter | Coincident | 2019 | ACTUAL_RAW | Operational-demand | 18.2624 | 38.5407
QLD | QKAM | Kamerunga | Energy Queensland | Winter | Non-coincident | 2019 | ACTUAL_RAW | Operational-demand | 11.0604 | 40.1476
QLD | QKAM | Kamerunga | Energy Queensland | Winter | Non-coincident | 2019 | ACTUAL_OPG | Operational-demand | 11.0604 | 40.1476
QLD | QKAM | Kamerunga | Energy Queensland | Winter | Non-coincident | 2019 | ACTUAL_ADJUSTEDOPG | Operational-demand | 11.0604 | 40.1476
QLD | QKAM | Kamerunga | Energy Queensland | Winter | Non-coincident | 2019 | BASEYEARPOE90 | Operational-demand | 11.2099 | NA
QLD | QKAM | Kamerunga | Energy Queensland | Winter | Non-coincident | 2019 | BASEYEARPOE50 | Operational-demand | 12.081 | 42.0945
QLD | QKAM | Kamerunga | Energy Queensland | Winter | Coincident_unreconciled | 2020 | POE50 | Operational-demand | 17.0384 | NA
QLD | QKAM | Kamerunga | Energy Queensland | Winter | Coincident_unreconciled | 2020 | POE90 | Operational-demand | 15.0639 | NA
QLD | QKAM | Kamerunga | Energy Queensland | Winter | Non-coincident | 2020 | POE50 | Operational-demand | 8.5285 | 40.5056
QLD | QKAM | Kamerunga | Energy Queensland | Winter | Non-coincident | 2020 | POE90 | Operational-demand | 7.4629 | NA
QLD | QKAM | Kamerunga | Energy Queensland | Winter | Coincident_unreconciled | 2021 | POE50 | Operational-demand | 13.7598 | NA
QLD | QKAM | Kamerunga | Energy Queensland | Winter | Coincident_unreconciled | 2021 | POE90 | Operational-demand | 11.7667 | NA
QLD | QKAM | Kamerunga | Energy Queensland | Winter | Non-coincident | 2021 | POE50 | Operational-demand | 6.7591 | 40.9064
QLD | QKAM | Kamerunga | Energy Queensland | Winter | Non-coincident | 2021 | POE90 | Operational-demand | 5.6834 | NA
QLD | QKAM | Kamerunga | Energy Queensland | Winter | Coincident_unreconciled | 2022 | POE50 | Operational-demand | 11.266 | NA
QLD | QKAM | Kamerunga | Energy Queensland | Winter | Coincident_unreconciled | 2022 | POE90 | Operational-demand | 9.2504 | NA
QLD | QKAM | Kamerunga | Energy Queensland | Winter | Non-coincident | 2022 | POE50 | Operational-demand | 5.4132 | 41.386
QLD | QKAM | Kamerunga | Energy Queensland | Winter | Non-coincident | 2022 | POE90 | Operational-demand | 4.3254 | NA
QLD | QKAM | Kamerunga | Energy Queensland | Winter | Coincident_unreconciled | 2023 | POE50 | Operational-demand | 8.9069 | NA
QLD | QKAM | Kamerunga | Energy Queensland | Winter | Coincident_unreconciled | 2023 | POE90 | Operational-demand | 6.8687 | NA
QLD | QKAM | Kamerunga | Energy Queensland | Winter | Non-coincident | 2023 | POE50 | Operational-demand | 4.1401 | 41.8692
QLD | QKAM | Kamerunga | Energy Queensland | Winter | Non-coincident | 2023 | POE90 | Operational-demand | 3.0401 | NA
QLD | QKAM | Kamerunga | Energy Queensland | Winter | Coincident_unreconciled | 2024 | POE50 | Operational-demand | 6.6749 | NA
QLD | QKAM | Kamerunga | Energy Queensland | Winter | Coincident_unreconciled | 2024 | POE90 | Operational-demand | 4.6142 | NA
QLD | QKAM | Kamerunga | Energy Queensland | Winter | Non-coincident | 2024 | POE50 | Operational-demand | 2.9355 | 42.3387
QLD | QKAM | Kamerunga | Energy Queensland | Winter | Non-coincident | 2024 | POE90 | Operational-demand | 1.8233 | NA
QLD | QKAM | Kamerunga | Energy Queensland | Winter | Coincident_unreconciled | 2025 | POE50 | Operational-demand | 5.139 | NA
QLD | QKAM | Kamerunga | Energy Queensland | Winter | Coincident_unreconciled | 2025 | POE90 | Operational-demand | 3.0557 | NA
QLD | QKAM | Kamerunga | Energy Queensland | Winter | Non-coincident | 2025 | POE50 | Operational-demand | 2.1066 | 42.8233
QLD | QKAM | Kamerunga | Energy Queensland | Winter | Non-coincident | 2025 | POE90 | Operational-demand | 0.98227 | NA
QLD | QKAM | Kamerunga | Energy Queensland | Winter | Coincident_unreconciled | 2026 | POE50 | Operational-demand | 3.7696 | NA
QLD | QKAM | Kamerunga | Energy Queensland | Winter | Coincident_unreconciled | 2026 | POE90 | Operational-demand | 1.8203 | NA
QLD | QKAM | Kamerunga | Energy Queensland | Winter | Non-coincident | 2026 | POE50 | Operational-demand | 1.3675 | 43.348
QLD | QKAM | Kamerunga | Energy Queensland | Winter | Non-coincident | 2026 | POE90 | Operational-demand | 0.23097 | NA
QLD | QKAM | Kamerunga | Energy Queensland | Winter | Coincident_unreconciled | 2027 | POE50 | Operational-demand | 2.8806 | NA
QLD | QKAM | Kamerunga | Energy Queensland | Winter | Coincident_unreconciled | 2027 | POE90 | Operational-demand | 1.7478 | NA
QLD | QKAM | Kamerunga | Energy Queensland | Winter | Non-coincident | 2027 | POE50 | Operational-demand | 0.88777 | 43.9702
QLD | QKAM | Kamerunga | Energy Queensland | Winter | Non-coincident | 2027 | POE90 | Operational-demand | -0.26184 | NA
QLD | QKAM | Kamerunga | Energy Queensland | Winter | Coincident_unreconciled | 2028 | POE50 | Operational-demand | 2.1611 | NA
QLD | QKAM | Kamerunga | Energy Queensland | Winter | Coincident_unreconciled | 2028 | POE90 | Operational-demand | 1.6888 | NA
QLD | QKAM | Kamerunga | Energy Queensland | Winter | Non-coincident | 2028 | POE50 | Operational-demand | 0.49944 | 44.6978
QLD | QKAM | Kamerunga | Energy Queensland | Winter | Non-coincident | 2028 | POE90 | Operational-demand | -0.66325 | NA
QLD | QKAM | Kamerunga | Energy Queensland | Winter | Coincident_unreconciled | 2029 | POE50 | Operational-demand | 1.8206 | NA
QLD | QKAM | Kamerunga | Energy Queensland | Winter | Coincident_unreconciled | 2029 | POE90 | Operational-demand | 1.6477 | NA
QLD | QKAM | Kamerunga | Energy Queensland | Winter | Non-coincident | 2029 | POE50 | Operational-demand | 0.23274 | 45.5061
QLD | QKAM | Kamerunga | Energy Queensland | Winter | Non-coincident | 2029 | POE90 | Operational-demand | -0.94301 | NA
QLD | QKAM | Kamerunga | Energy Queensland | Shoulder | Non-coincident | 2019 | BASEYEARPOE10 | Operational-demand | NA | 48.6113
QLD | QKAM | Kamerunga | Energy Queensland | Shoulder | Coincident | 2021 | POE10 | Operational-demand | NA | 41.848
QLD | QKAM | Kamerunga | Energy Queensland | Shoulder | Coincident | 2021 | POE50 | Operational-demand | NA | 41.4354
QLD | QKAM | Kamerunga | Energy Queensland | Shoulder | Non-coincident | 2021 | POE10 | Operational-demand | NA | 49.3482
QLD | QKAM | Kamerunga | Energy Queensland | Shoulder | Coincident | 2022 | POE10 | Operational-demand | NA | 43.4458
QLD | QKAM | Kamerunga | Energy Queensland | Shoulder | Coincident | 2022 | POE50 | Operational-demand | NA | 42.2996
QLD | QKAM | Kamerunga | Energy Queensland | Shoulder | Non-coincident | 2022 | POE10 | Operational-demand | NA | 49.857
QLD | QKAM | Kamerunga | Energy Queensland | Shoulder | Coincident | 2023 | POE10 | Operational-demand | NA | 44.01
QLD | QKAM | Kamerunga | Energy Queensland | Shoulder | Coincident | 2023 | POE50 | Operational-demand | NA | 43.056
QLD | QKAM | Kamerunga | Energy Queensland | Shoulder | Non-coincident | 2023 | POE10 | Operational-demand | NA | 50.4087
QLD | QKAM | Kamerunga | Energy Queensland | Shoulder | Coincident | 2024 | POE10 | Operational-demand | NA | 44.7014
QLD | QKAM | Kamerunga | Energy Queensland | Shoulder | Coincident | 2024 | POE50 | Operational-demand | NA | 44.3074
QLD | QKAM | Kamerunga | Energy Queensland | Shoulder | Non-coincident | 2024 | POE10 | Operational-demand | NA | 50.9553
QLD | QKAM | Kamerunga | Energy Queensland | Shoulder | Coincident | 2025 | POE10 | Operational-demand | NA | 45.3256
QLD | QKAM | Kamerunga | Energy Queensland | Shoulder | Coincident | 2025 | POE50 | Operational-demand | NA | 44.6001
QLD | QKAM | Kamerunga | Energy Queensland | Shoulder | Non-coincident | 2025 | POE10 | Operational-demand | NA | 51.5064
QLD | QKAM | Kamerunga | Energy Queensland | Shoulder | Coincident | 2026 | POE10 | Operational-demand | NA | 45.5997
QLD | QKAM | Kamerunga | Energy Queensland | Shoulder | Coincident | 2026 | POE50 | Operational-demand | NA | 45.118
QLD | QKAM | Kamerunga | Energy Queensland | Shoulder | Non-coincident | 2026 | POE10 | Operational-demand | NA | 52.0866
QLD | QKAM | Kamerunga | Energy Queensland | Shoulder | Coincident | 2027 | POE10 | Operational-demand | NA | 45.9871
QLD | QKAM | Kamerunga | Energy Queensland | Shoulder | Coincident | 2027 | POE50 | Operational-demand | NA | 45.4599
QLD | QKAM | Kamerunga | Energy Queensland | Shoulder | Non-coincident | 2027 | POE10 | Operational-demand | NA | 52.7484
QLD | QKAM | Kamerunga | Energy Queensland | Shoulder | Coincident | 2028 | POE10 | Operational-demand | NA | 46.478
QLD | QKAM | Kamerunga | Energy Queensland | Shoulder | Coincident | 2028 | POE50 | Operational-demand | NA | 46.0626
QLD | QKAM | Kamerunga | Energy Queensland | Shoulder | Non-coincident | 2028 | POE10 | Operational-demand | NA | 53.5147
QLD | QKAM | Kamerunga | Energy Queensland | Shoulder | Coincident | 2029 | POE10 | Operational-demand | NA | 47.6709
QLD | QKAM | Kamerunga | Energy Queensland | Shoulder | Coincident | 2029 | POE50 | Operational-demand | NA | 46.976
QLD | QKAM | Kamerunga | Energy Queensland | Shoulder | Non-coincident | 2029 | POE10 | Operational-demand | NA | 54.3815
QLD | QKAM | Kamerunga | Energy Queensland | Shoulder | Coincident | 2030 | POE10 | Operational-demand | NA | 48.5076
QLD | QKAM | Kamerunga | Energy Queensland | Shoulder | Coincident | 2030 | POE50 | Operational-demand | NA | 47.8624
QLD | QKAM | Kamerunga | Energy Queensland | Shoulder | Non-coincident | 2030 | POE10 | Operational-demand | NA | 55.3395
QLD | QKAM | Kamerunga | Energy Queensland | Summer | Non-coincident | 2019 | BASEYEARPOE10 | Operational-demand | NA | 70.9866
QLD | QKAM | Kamerunga | Energy Queensland | Summer | Coincident | 2021 | POE10 | Operational-demand | NA | 55.3126
QLD | QKAM | Kamerunga | Energy Queensland | Summer | Coincident | 2021 | POE50 | Operational-demand | NA | 52.1379
QLD | QKAM | Kamerunga | Energy Queensland | Summer | Non-coincident | 2021 | POE10 | Operational-demand | NA | 73.043
QLD | QKAM | Kamerunga | Energy Queensland | Summer | Coincident | 2022 | POE10 | Operational-demand | NA | 56.9007
QLD | QKAM | Kamerunga | Energy Queensland | Summer | Coincident | 2022 | POE50 | Operational-demand | NA | 53.553
QLD | QKAM | Kamerunga | Energy Queensland | Summer | Non-coincident | 2022 | POE10 | Operational-demand | NA | 73.7998
QLD | QKAM | Kamerunga | Energy Queensland | Summer | Coincident | 2023 | POE10 | Operational-demand | NA | 57.8504
QLD | QKAM | Kamerunga | Energy Queensland | Summer | Coincident | 2023 | POE50 | Operational-demand | NA | 54.3271
QLD | QKAM | Kamerunga | Energy Queensland | Summer | Non-coincident | 2023 | POE10 | Operational-demand | NA | 74.6207
QLD | QKAM | Kamerunga | Energy Queensland | Summer | Coincident | 2024 | POE10 | Operational-demand | NA | 59.1553
QLD | QKAM | Kamerunga | Energy Queensland | Summer | Coincident | 2024 | POE50 | Operational-demand | NA | 55.6064
QLD | QKAM | Kamerunga | Energy Queensland | Summer | Non-coincident | 2024 | POE10 | Operational-demand | NA | 75.436
QLD | QKAM | Kamerunga | Energy Queensland | Summer | Coincident | 2025 | POE10 | Operational-demand | NA | 59.5203
QLD | QKAM | Kamerunga | Energy Queensland | Summer | Coincident | 2025 | POE50 | Operational-demand | NA | 56.2389
QLD | QKAM | Kamerunga | Energy Queensland | Summer | Non-coincident | 2025 | POE10 | Operational-demand | NA | 76.2583
QLD | QKAM | Kamerunga | Energy Queensland | Summer | Coincident | 2026 | POE10 | Operational-demand | NA | 60.4421
QLD | QKAM | Kamerunga | Energy Queensland | Summer | Coincident | 2026 | POE50 | Operational-demand | NA | 56.9239
QLD | QKAM | Kamerunga | Energy Queensland | Summer | Non-coincident | 2026 | POE10 | Operational-demand | NA | 77.1164
QLD | QKAM | Kamerunga | Energy Queensland | Summer | Coincident | 2027 | POE10 | Operational-demand | NA | 60.7168
QLD | QKAM | Kamerunga | Energy Queensland | Summer | Coincident | 2027 | POE50 | Operational-demand | NA | 57.3892
QLD | QKAM | Kamerunga | Energy Queensland | Summer | Non-coincident | 2027 | POE10 | Operational-demand | NA | 78.0848
QLD | QKAM | Kamerunga | Energy Queensland | Summer | Coincident | 2028 | POE10 | Operational-demand | NA | 61.5873
QLD | QKAM | Kamerunga | Energy Queensland | Summer | Coincident | 2028 | POE50 | Operational-demand | NA | 58.1989
QLD | QKAM | Kamerunga | Energy Queensland | Summer | Non-coincident | 2028 | POE10 | Operational-demand | NA | 79.1832
QLD | QKAM | Kamerunga | Energy Queensland | Summer | Coincident | 2029 | POE10 | Operational-demand | NA | 62.3317
QLD | QKAM | Kamerunga | Energy Queensland | Summer | Coincident | 2029 | POE50 | Operational-demand | NA | 59.18
QLD | QKAM | Kamerunga | Energy Queensland | Summer | Non-coincident | 2029 | POE10 | Operational-demand | NA | 80.3886
QLD | QKAM | Kamerunga | Energy Queensland | Summer | Coincident | 2030 | POE10 | Operational-demand | NA | 63.3848
QLD | QKAM | Kamerunga | Energy Queensland | Summer | Coincident | 2030 | POE50 | Operational-demand | NA | 59.8939
QLD | QKAM | Kamerunga | Energy Queensland | Summer | Non-coincident | 2030 | POE10 | Operational-demand | NA | 81.6945
QLD | QKAM | Kamerunga | Energy Queensland | Winter | Non-coincident | 2019 | BASEYEARPOE10 | Operational-demand | NA | 42.9971
QLD | QKAM | Kamerunga | Energy Queensland | Winter | Coincident | 2020 | POE10 | Operational-demand | NA | 40.4299
QLD | QKAM | Kamerunga | Energy Queensland | Winter | Coincident | 2020 | POE50 | Operational-demand | NA | 39.1501
QLD | QKAM | Kamerunga | Energy Queensland | Winter | Non-coincident | 2020 | POE10 | Operational-demand | NA | 41.431
QLD | QKAM | Kamerunga | Energy Queensland | Winter | Coincident | 2021 | POE10 | Operational-demand | NA | 40.4647
QLD | QKAM | Kamerunga | Energy Queensland | Winter | Coincident | 2021 | POE50 | Operational-demand | NA | 39.1733
QLD | QKAM | Kamerunga | Energy Queensland | Winter | Non-coincident | 2021 | POE10 | Operational-demand | NA | 41.8406
QLD | QKAM | Kamerunga | Energy Queensland | Winter | Coincident | 2022 | POE10 | Operational-demand | NA | 41.8181
QLD | QKAM | Kamerunga | Energy Queensland | Winter | Coincident | 2022 | POE50 | Operational-demand | NA | 40.4902
QLD | QKAM | Kamerunga | Energy Queensland | Winter | Non-coincident | 2022 | POE10 | Operational-demand | NA | 42.3307
QLD | QKAM | Kamerunga | Energy Queensland | Winter | Coincident | 2023 | POE10 | Operational-demand | NA | 42.6701
QLD | QKAM | Kamerunga | Energy Queensland | Winter | Coincident | 2023 | POE50 | Operational-demand | NA | 41.2759
QLD | QKAM | Kamerunga | Energy Queensland | Winter | Non-coincident | 2023 | POE10 | Operational-demand | NA | 42.8245
QLD | QKAM | Kamerunga | Energy Queensland | Winter | Coincident | 2024 | POE10 | Operational-demand | NA | 43.7665
QLD | QKAM | Kamerunga | Energy Queensland | Winter | Coincident | 2024 | POE50 | Operational-demand | NA | 42.1736
QLD | QKAM | Kamerunga | Energy Queensland | Winter | Non-coincident | 2024 | POE10 | Operational-demand | NA | 43.7665
QLD | QKAM | Kamerunga | Energy Queensland | Winter | Coincident | 2025 | POE10 | Operational-demand | NA | 44.1041
QLD | QKAM | Kamerunga | Energy Queensland | Winter | Coincident | 2025 | POE50 | Operational-demand | NA | 42.5903
QLD | QKAM | Kamerunga | Energy Queensland | Winter | Non-coincident | 2025 | POE10 | Operational-demand | NA | 44.1041
QLD | QKAM | Kamerunga | Energy Queensland | Winter | Coincident | 2026 | POE10 | Operational-demand | NA | 44.5848
QLD | QKAM | Kamerunga | Energy Queensland | Winter | Coincident | 2026 | POE50 | Operational-demand | NA | 43.1366
QLD | QKAM | Kamerunga | Energy Queensland | Winter | Non-coincident | 2026 | POE10 | Operational-demand | NA | 44.5848
QLD | QKAM | Kamerunga | Energy Queensland | Winter | Coincident | 2027 | POE10 | Operational-demand | NA | 45.1451
QLD | QKAM | Kamerunga | Energy Queensland | Winter | Coincident | 2027 | POE50 | Operational-demand | NA | 43.6851
QLD | QKAM | Kamerunga | Energy Queensland | Winter | Non-coincident | 2027 | POE10 | Operational-demand | NA | 45.1451
QLD | QKAM | Kamerunga | Energy Queensland | Winter | Coincident | 2028 | POE10 | Operational-demand | NA | 46.3098
QLD | QKAM | Kamerunga | Energy Queensland | Winter | Coincident | 2028 | POE50 | Operational-demand | NA | 44.469
QLD | QKAM | Kamerunga | Energy Queensland | Winter | Non-coincident | 2028 | POE10 | Operational-demand | NA | 46.3098
QLD | QKAM | Kamerunga | Energy Queensland | Winter | Coincident | 2029 | POE10 | Operational-demand | NA | 46.845
QLD | QKAM | Kamerunga | Energy Queensland | Winter | Coincident | 2029 | POE50 | Operational-demand | NA | 45.2232
QLD | QKAM | Kamerunga | Energy Queensland | Winter | Non-coincident | 2029 | POE10 | Operational-demand | NA | 46.845
QLD | QLCM | Lilyvale 132 | Energy Queensland | Shoulder | Coincident | 2017 | ACTUAL_OPG | Operational-demand | 11.2439 | 25.5184
QLD | QLCM | Lilyvale 132 | Energy Queensland | Shoulder | Coincident | 2017 | ACTUAL_RAW | Operational-demand | 11.2836 | 25.5556
QLD | QLCM | Lilyvale 132 | Energy Queensland | Shoulder | Non-coincident | 2017 | ACTUAL_RAW | Operational-demand | -19.708 | 29.0573
QLD | QLCM | Lilyvale 132 | Energy Queensland | Shoulder | Non-coincident | 2017 | ACTUAL_OPG | Operational-demand | -8.8982 | 29.0199
QLD | QLCM | Lilyvale 132 | Energy Queensland | Shoulder | Non-coincident | 2017 | ACTUAL_ADJUSTEDOPG | Operational-demand | -8.8982 | 29.0199
QLD | QLCM | Lilyvale 132 | Energy Queensland | Shoulder | Coincident | 2018 | ACTUAL_OPG | Operational-demand | 15.4486 | 13.2142
QLD | QLCM | Lilyvale 132 | Energy Queensland | Shoulder | Coincident | 2018 | ACTUAL_RAW | Operational-demand | 15.489 | 13.2537
QLD | QLCM | Lilyvale 132 | Energy Queensland | Shoulder | Non-coincident | 2018 | ACTUAL_RAW | Operational-demand | -31.1394 | 35.3677
QLD | QLCM | Lilyvale 132 | Energy Queensland | Shoulder | Non-coincident | 2018 | ACTUAL_OPG | Operational-demand | -7.3385 | 35.3322
QLD | QLCM | Lilyvale 132 | Energy Queensland | Shoulder | Non-coincident | 2018 | ACTUAL_ADJUSTEDOPG | Operational-demand | -7.3385 | 35.3322
QLD | QLCM | Lilyvale 132 | Energy Queensland | Shoulder | Coincident | 2019 | ACTUAL_OPG | Operational-demand | -2.6514 | 19.9246
QLD | QLCM | Lilyvale 132 | Energy Queensland | Shoulder | Coincident | 2019 | ACTUAL_RAW | Operational-demand | -10.919 | 9.2463
QLD | QLCM | Lilyvale 132 | Energy Queensland | Shoulder | Non-coincident | 2019 | ACTUAL_RAW | Operational-demand | -15.758 | 34.3842
QLD | QLCM | Lilyvale 132 | Energy Queensland | Shoulder | Non-coincident | 2019 | ACTUAL_OPG | Operational-demand | -8.5428 | 34.3216
QLD | QLCM | Lilyvale 132 | Energy Queensland | Shoulder | Non-coincident | 2019 | ACTUAL_ADJUSTEDOPG | Operational-demand | -8.5428 | 34.3216
QLD | QLCM | Lilyvale 132 | Energy Queensland | Shoulder | Non-coincident | 2019 | BASEYEARPOE90 | Operational-demand | -5.5756 | NA
QLD | QLCM | Lilyvale 132 | Energy Queensland | Shoulder | Non-coincident | 2019 | BASEYEARPOE50 | Operational-demand | -4.5376 | 32.8114
QLD | QLCM | Lilyvale 132 | Energy Queensland | Shoulder | Coincident | 2020 | ACTUAL_OPG | Operational-demand | 6.96 | 31.9844
QLD | QLCM | Lilyvale 132 | Energy Queensland | Shoulder | Coincident | 2020 | ACTUAL_RAW | Operational-demand | -6.0533 | 32.3969
QLD | QLCM | Lilyvale 132 | Energy Queensland | Shoulder | Non-coincident | 2020 | ACTUAL_RAW | Operational-demand | -47.685 | 34.2917
QLD | QLCM | Lilyvale 132 | Energy Queensland | Shoulder | Non-coincident | 2020 | ACTUAL_OPG | Operational-demand | -6.8248 | 34.0283
QLD | QLCM | Lilyvale 132 | Energy Queensland | Shoulder | Non-coincident | 2020 | ACTUAL_ADJUSTEDOPG | Operational-demand | -6.8248 | 34.0283
QLD | QLCM | Lilyvale 132 | Energy Queensland | Shoulder | Coincident_unreconciled | 2021 | POE90 | Operational-demand | 0.47123 | NA
QLD | QLCM | Lilyvale 132 | Energy Queensland | Shoulder | Coincident_unreconciled | 2021 | POE50 | Operational-demand | 2.4039 | NA
QLD | QLCM | Lilyvale 132 | Energy Queensland | Shoulder | Non-coincident | 2021 | POE90 | Operational-demand | -11 | NA
QLD | QLCM | Lilyvale 132 | Energy Queensland | Shoulder | Non-coincident | 2021 | POE50 | Operational-demand | -8 | 32.4988
QLD | QLCM | Lilyvale 132 | Energy Queensland | Shoulder | Coincident_unreconciled | 2022 | POE90 | Operational-demand | 1.2212 | NA
QLD | QLCM | Lilyvale 132 | Energy Queensland | Shoulder | Coincident_unreconciled | 2022 | POE50 | Operational-demand | 3.1639 | NA
QLD | QLCM | Lilyvale 132 | Energy Queensland | Shoulder | Non-coincident | 2022 | POE90 | Operational-demand | -11.4065 | NA
QLD | QLCM | Lilyvale 132 | Energy Queensland | Shoulder | Non-coincident | 2022 | POE50 | Operational-demand | -8.4119 | 32.3556
QLD | QLCM | Lilyvale 132 | Energy Queensland | Shoulder | Coincident_unreconciled | 2023 | POE90 | Operational-demand | 1.9249 | NA
QLD | QLCM | Lilyvale 132 | Energy Queensland | Shoulder | Coincident_unreconciled | 2023 | POE50 | Operational-demand | 3.8723 | NA
QLD | QLCM | Lilyvale 132 | Energy Queensland | Shoulder | Non-coincident | 2023 | POE90 | Operational-demand | -11.7879 | NA
QLD | QLCM | Lilyvale 132 | Energy Queensland | Shoulder | Non-coincident | 2023 | POE50 | Operational-demand | -8.7959 | 32.289
QLD | QLCM | Lilyvale 132 | Energy Queensland | Shoulder | Coincident_unreconciled | 2024 | POE90 | Operational-demand | 2.5971 | NA
QLD | QLCM | Lilyvale 132 | Energy Queensland | Shoulder | Coincident_unreconciled | 2024 | POE50 | Operational-demand | 4.5493 | NA
QLD | QLCM | Lilyvale 132 | Energy Queensland | Shoulder | Non-coincident | 2024 | POE90 | Operational-demand | -12.1523 | NA
QLD | QLCM | Lilyvale 132 | Energy Queensland | Shoulder | Non-coincident | 2024 | POE50 | Operational-demand | -9.1628 | 32.2263
QLD | QLCM | Lilyvale 132 | Energy Queensland | Shoulder | Coincident_unreconciled | 2025 | POE90 | Operational-demand | 3.0955 | NA
QLD | QLCM | Lilyvale 132 | Energy Queensland | Shoulder | Coincident_unreconciled | 2025 | POE50 | Operational-demand | 5.0524 | NA
QLD | QLCM | Lilyvale 132 | Energy Queensland | Shoulder | Non-coincident | 2025 | POE90 | Operational-demand | -12.4224 | NA
QLD | QLCM | Lilyvale 132 | Energy Queensland | Shoulder | Non-coincident | 2025 | POE50 | Operational-demand | -9.4356 | 32.1701
QLD | QLCM | Lilyvale 132 | Energy Queensland | Shoulder | Coincident_unreconciled | 2026 | POE90 | Operational-demand | 3.524 | NA
QLD | QLCM | Lilyvale 132 | Energy Queensland | Shoulder | Coincident_unreconciled | 2026 | POE50 | Operational-demand | 5.4856 | NA
QLD | QLCM | Lilyvale 132 | Energy Queensland | Shoulder | Non-coincident | 2026 | POE90 | Operational-demand | -12.6547 | NA
QLD | QLCM | Lilyvale 132 | Energy Queensland | Shoulder | Non-coincident | 2026 | POE50 | Operational-demand | -9.6704 | 32.1264
QLD | QLCM | Lilyvale 132 | Energy Queensland | Shoulder | Coincident_unreconciled | 2027 | POE90 | Operational-demand | 3.8388 | NA
QLD | QLCM | Lilyvale 132 | Energy Queensland | Shoulder | Coincident_unreconciled | 2027 | POE50 | Operational-demand | 5.8037 | NA
QLD | QLCM | Lilyvale 132 | Energy Queensland | Shoulder | Non-coincident | 2027 | POE90 | Operational-demand | -12.8253 | NA
QLD | QLCM | Lilyvale 132 | Energy Queensland | Shoulder | Non-coincident | 2027 | POE50 | Operational-demand | -9.8428 | 32.1254
QLD | QLCM | Lilyvale 132 | Energy Queensland | Shoulder | Coincident_unreconciled | 2028 | POE90 | Operational-demand | 4.0039 | NA
QLD | QLCM | Lilyvale 132 | Energy Queensland | Shoulder | Coincident_unreconciled | 2028 | POE50 | Operational-demand | 5.9711 | NA
QLD | QLCM | Lilyvale 132 | Energy Queensland | Shoulder | Non-coincident | 2028 | POE90 | Operational-demand | -12.9148 | NA
QLD | QLCM | Lilyvale 132 | Energy Queensland | Shoulder | Non-coincident | 2028 | POE50 | Operational-demand | -9.9336 | 32.1709
QLD | QLCM | Lilyvale 132 | Energy Queensland | Shoulder | Coincident_unreconciled | 2029 | POE90 | Operational-demand | 4.1416 | NA
QLD | QLCM | Lilyvale 132 | Energy Queensland | Shoulder | Coincident_unreconciled | 2029 | POE50 | Operational-demand | 6.1112 | NA
QLD | QLCM | Lilyvale 132 | Energy Queensland | Shoulder | Non-coincident | 2029 | POE90 | Operational-demand | -12.9895 | NA
QLD | QLCM | Lilyvale 132 | Energy Queensland | Shoulder | Non-coincident | 2029 | POE50 | Operational-demand | -10.0095 | 32.2747
QLD | QLCM | Lilyvale 132 | Energy Queensland | Shoulder | Coincident_unreconciled | 2030 | POE90 | Operational-demand | 4.1793 | NA
QLD | QLCM | Lilyvale 132 | Energy Queensland | Shoulder | Coincident_unreconciled | 2030 | POE50 | Operational-demand | 6.1513 | NA
QLD | QLCM | Lilyvale 132 | Energy Queensland | Shoulder | Non-coincident | 2030 | POE90 | Operational-demand | -13.0099 | NA
QLD | QLCM | Lilyvale 132 | Energy Queensland | Shoulder | Non-coincident | 2030 | POE50 | Operational-demand | -10.0312 | 32.4725
QLD | QLCM | Lilyvale 132 | Energy Queensland | Summer | Coincident | 2017 | ACTUAL_OPG | Operational-demand | 10.9579 | 29.603
QLD | QLCM | Lilyvale 132 | Energy Queensland | Summer | Coincident | 2017 | ACTUAL_RAW | Operational-demand | 11.0053 | -4.9794
QLD | QLCM | Lilyvale 132 | Energy Queensland | Summer | Non-coincident | 2017 | ACTUAL_RAW | Operational-demand | -14.3827 | 37.1766
QLD | QLCM | Lilyvale 132 | Energy Queensland | Summer | Non-coincident | 2017 | ACTUAL_OPG | Operational-demand | -3.6732 | 37.1423
QLD | QLCM | Lilyvale 132 | Energy Queensland | Summer | Non-coincident | 2017 | ACTUAL_ADJUSTEDOPG | Operational-demand | -3.6732 | 37.1423
QLD | QLCM | Lilyvale 132 | Energy Queensland | Summer | Coincident | 2018 | ACTUAL_OPG | Operational-demand | 14.784 | 33.8558
QLD | QLCM | Lilyvale 132 | Energy Queensland | Summer | Coincident | 2018 | ACTUAL_RAW | Operational-demand | 14.8222 | 33.8945
QLD | QLCM | Lilyvale 132 | Energy Queensland | Summer | Non-coincident | 2018 | ACTUAL_RAW | Operational-demand | -23.8758 | 42.6942
QLD | QLCM | Lilyvale 132 | Energy Queensland | Summer | Non-coincident | 2018 | ACTUAL_OPG | Operational-demand | -5.562 | 42.6579
QLD | QLCM | Lilyvale 132 | Energy Queensland | Summer | Coincident | 2019 | ACTUAL_OPG | Operational-demand | 11.8389 | 17.0369
QLD | QLCM | Lilyvale 132 | Energy Queensland | Summer | Coincident | 2019 | ACTUAL_RAW | Operational-demand | 12.0193 | 5.8153
QLD | QLCM | Lilyvale 132 | Energy Queensland | Summer | Non-coincident | 2019 | ACTUAL_RAW | Operational-demand | -27.9578 | 37.5112
QLD | QLCM | Lilyvale 132 | Energy Queensland | Summer | Non-coincident | 2019 | ACTUAL_OPG | Operational-demand | -4.4094 | 37.3627
QLD | QLCM | Lilyvale 132 | Energy Queensland | Summer | Non-coincident | 2019 | ACTUAL_ADJUSTEDOPG | Operational-demand | -4.4094 | 37.3627
QLD | QLCM | Lilyvale 132 | Energy Queensland | Summer | Non-coincident | 2019 | BASEYEARPOE90 | Operational-demand | -2.2824 | NA
QLD | QLCM | Lilyvale 132 | Energy Queensland | Summer | Non-coincident | 2019 | BASEYEARPOE50 | Operational-demand | -0.58805 | 38.5498
QLD | QLCM | Lilyvale 132 | Energy Queensland | Summer | Coincident | 2020 | ACTUAL_OPG | Operational-demand | -0.95493 | 26.2016
QLD | QLCM | Lilyvale 132 | Energy Queensland | Summer | Coincident | 2020 | ACTUAL_RAW | Operational-demand | -13.4659 | -68.3345
QLD | QLCM | Lilyvale 132 | Energy Queensland | Summer | Non-coincident | 2020 | ACTUAL_RAW | Operational-demand | -91.1799 | 42.4111
QLD | QLCM | Lilyvale 132 | Energy Queensland | Summer | Non-coincident | 2020 | ACTUAL_OPG | Operational-demand | -1.7195 | 41.6195
QLD | QLCM | Lilyvale 132 | Energy Queensland | Summer | Non-coincident | 2020 | ACTUAL_ADJUSTEDOPG | Operational-demand | -1.7195 | 41.6195
QLD | QLCM | Lilyvale 132 | Energy Queensland | Summer | Coincident_unreconciled | 2021 | POE90 | Operational-demand | 0.47123 | NA
QLD | QLCM | Lilyvale 132 | Energy Queensland | Summer | Coincident_unreconciled | 2021 | POE50 | Operational-demand | 2.4039 | NA
QLD | QLCM | Lilyvale 132 | Energy Queensland | Summer | Non-coincident | 2021 | POE90 | Operational-demand | -6 | NA
QLD | QLCM | Lilyvale 132 | Energy Queensland | Summer | Non-coincident | 2021 | POE50 | Operational-demand | -5 | 38.2637
QLD | QLCM | Lilyvale 132 | Energy Queensland | Summer | Coincident_unreconciled | 2022 | POE90 | Operational-demand | 1.0345 | NA
QLD | QLCM | Lilyvale 132 | Energy Queensland | Summer | Coincident_unreconciled | 2022 | POE50 | Operational-demand | 2.9796 | NA
QLD | QLCM | Lilyvale 132 | Energy Queensland | Summer | Non-coincident | 2022 | POE90 | Operational-demand | -6.2571 | NA
QLD | QLCM | Lilyvale 132 | Energy Queensland | Summer | Non-coincident | 2022 | POE50 | Operational-demand | -5.41 | 38.0871
QLD | QLCM | Lilyvale 132 | Energy Queensland | Summer | Coincident_unreconciled | 2023 | POE90 | Operational-demand | 1.5683 | NA
QLD | QLCM | Lilyvale 132 | Energy Queensland | Summer | Coincident_unreconciled | 2023 | POE50 | Operational-demand | 3.5194 | NA
QLD | QLCM | Lilyvale 132 | Energy Queensland | Summer | Non-coincident | 2023 | POE90 | Operational-demand | -6.51 | NA
QLD | QLCM | Lilyvale 132 | Energy Queensland | Summer | Non-coincident | 2023 | POE50 | Operational-demand | -5.7945 | 38.0021
QLD | QLCM | Lilyvale 132 | Energy Queensland | Summer | Coincident_unreconciled | 2024 | POE90 | Operational-demand | 2.085 | NA
QLD | QLCM | Lilyvale 132 | Energy Queensland | Summer | Coincident_unreconciled | 2024 | POE50 | Operational-demand | 4.0419 | NA
QLD | QLCM | Lilyvale 132 | Energy Queensland | Summer | Non-coincident | 2024 | POE90 | Operational-demand | -6.7541 | NA
QLD | QLCM | Lilyvale 132 | Energy Queensland | Summer | Non-coincident | 2024 | POE50 | Operational-demand | -6.1666 | 37.8981
QLD | QLCM | Lilyvale 132 | Energy Queensland | Summer | Coincident_unreconciled | 2025 | POE90 | Operational-demand | 2.4687 | NA
QLD | QLCM | Lilyvale 132 | Energy Queensland | Summer | Coincident_unreconciled | 2025 | POE50 | Operational-demand | 4.4315 | NA
QLD | QLCM | Lilyvale 132 | Energy Queensland | Summer | Non-coincident | 2025 | POE90 | Operational-demand | -6.9316 | NA
QLD | QLCM | Lilyvale 132 | Energy Queensland | Summer | Non-coincident | 2025 | POE50 | Operational-demand | -6.4441 | 37.7789
QLD | QLCM | Lilyvale 132 | Energy Queensland | Summer | Coincident_unreconciled | 2026 | POE90 | Operational-demand | 2.8041 | NA
QLD | QLCM | Lilyvale 132 | Energy Queensland | Summer | Coincident_unreconciled | 2026 | POE50 | Operational-demand | 4.7728 | NA
QLD | QLCM | Lilyvale 132 | Energy Queensland | Summer | Non-coincident | 2026 | POE90 | Operational-demand | -7.0838 | NA
QLD | QLCM | Lilyvale 132 | Energy Queensland | Summer | Non-coincident | 2026 | POE50 | Operational-demand | -6.6872 | 37.6618
QLD | QLCM | Lilyvale 132 | Energy Queensland | Summer | Coincident_unreconciled | 2027 | POE90 | Operational-demand | 3.0523 | NA
QLD | QLCM | Lilyvale 132 | Energy Queensland | Summer | Coincident_unreconciled | 2027 | POE50 | Operational-demand | 5.0251 | NA
QLD | QLCM | Lilyvale 132 | Energy Queensland | Summer | Non-coincident | 2027 | POE90 | Operational-demand | -7.1943 | NA
QLD | QLCM | Lilyvale 132 | Energy Queensland | Summer | Non-coincident | 2027 | POE50 | Operational-demand | -6.8669 | 37.5807
QLD | QLCM | Lilyvale 132 | Energy Queensland | Summer | Coincident_unreconciled | 2028 | POE90 | Operational-demand | 3.1878 | NA
QLD | QLCM | Lilyvale 132 | Energy Queensland | Summer | Coincident_unreconciled | 2028 | POE50 | Operational-demand | 5.1635 | NA
QLD | QLCM | Lilyvale 132 | Energy Queensland | Summer | Non-coincident | 2028 | POE90 | Operational-demand | -7.2502 | NA
QLD | QLCM | Lilyvale 132 | Energy Queensland | Summer | Non-coincident | 2028 | POE50 | Operational-demand | -6.9655 | 37.5354
QLD | QLCM | Lilyvale 132 | Energy Queensland | Summer | Coincident_unreconciled | 2029 | POE90 | Operational-demand | 3.3244 | NA
QLD | QLCM | Lilyvale 132 | Energy Queensland | Summer | Coincident_unreconciled | 2029 | POE50 | Operational-demand | 5.303 | NA
QLD | QLCM | Lilyvale 132 | Energy Queensland | Summer | Non-coincident | 2029 | POE90 | Operational-demand | -7.3111 | NA
QLD | QLCM | Lilyvale 132 | Energy Queensland | Summer | Non-coincident | 2029 | POE50 | Operational-demand | -7.0648 | 37.5531
QLD | QLCM | Lilyvale 132 | Energy Queensland | Summer | Coincident_unreconciled | 2030 | POE90 | Operational-demand | 3.3744 | NA
QLD | QLCM | Lilyvale 132 | Energy Queensland | Summer | Coincident_unreconciled | 2030 | POE50 | Operational-demand | 5.356 | NA
QLD | QLCM | Lilyvale 132 | Energy Queensland | Summer | Non-coincident | 2030 | POE90 | Operational-demand | -7.3257 | NA
QLD | QLCM | Lilyvale 132 | Energy Queensland | Summer | Non-coincident | 2030 | POE50 | Operational-demand | -7.1026 | 37.6043
QLD | QLCM | Lilyvale 132 | Energy Queensland | Winter | Coincident | 2016 | ACTUAL_OPG | Operational-demand | 14.1768 | 25.6958
QLD | QLCM | Lilyvale 132 | Energy Queensland | Winter | Coincident | 2016 | ACTUAL_RAW | Operational-demand | 14.2204 | 25.733
QLD | QLCM | Lilyvale 132 | Energy Queensland | Winter | Non-coincident | 2016 | ACTUAL_RAW | Operational-demand | -10.5635 | 34.0242
QLD | QLCM | Lilyvale 132 | Energy Queensland | Winter | Non-coincident | 2016 | ACTUAL_OPG | Operational-demand | 10.3463 | 33.9902
QLD | QLCM | Lilyvale 132 | Energy Queensland | Winter | Non-coincident | 2016 | ACTUAL_ADJUSTEDOPG | Operational-demand | 10.3463 | 33.9902
QLD | QLCM | Lilyvale 132 | Energy Queensland | Winter | Coincident | 2017 | ACTUAL_OPG | Operational-demand | -4.1406 | 21.1243
QLD | QLCM | Lilyvale 132 | Energy Queensland | Winter | Coincident | 2017 | ACTUAL_RAW | Operational-demand | -4.1032 | 21.1631
QLD | QLCM | Lilyvale 132 | Energy Queensland | Winter | Non-coincident | 2017 | ACTUAL_RAW | Operational-demand | -7.6062 | 25.2389
QLD | QLCM | Lilyvale 132 | Energy Queensland | Winter | Non-coincident | 2017 | ACTUAL_OPG | Operational-demand | -7.6442 | 25.2042
QLD | QLCM | Lilyvale 132 | Energy Queensland | Winter | Coincident | 2018 | ACTUAL_OPG | Operational-demand | -0.96519 | 31.0306
QLD | QLCM | Lilyvale 132 | Energy Queensland | Winter | Coincident | 2018 | ACTUAL_RAW | Operational-demand | -0.92367 | 31.0627
QLD | QLCM | Lilyvale 132 | Energy Queensland | Winter | Non-coincident | 2018 | ACTUAL_RAW | Operational-demand | -12.3887 | 31.2118
QLD | QLCM | Lilyvale 132 | Energy Queensland | Winter | Non-coincident | 2018 | ACTUAL_OPG | Operational-demand | -4.9066 | 31.1786
QLD | QLCM | Lilyvale 132 | Energy Queensland | Winter | Non-coincident | 2018 | ACTUAL_ADJUSTEDOPG | Operational-demand | -4.9066 | 31.1786
QLD | QLCM | Lilyvale 132 | Energy Queensland | Winter | Coincident | 2019 | ACTUAL_OPG | Operational-demand | 2.0843 | 31.0609
QLD | QLCM | Lilyvale 132 | Energy Queensland | Winter | Coincident | 2019 | ACTUAL_RAW | Operational-demand | -16.2509 | 31.2352
QLD | QLCM | Lilyvale 132 | Energy Queensland | Winter | Non-coincident | 2019 | ACTUAL_RAW | Operational-demand | -51.4589 | 32.4469
QLD | QLCM | Lilyvale 132 | Energy Queensland | Winter | Non-coincident | 2019 | ACTUAL_OPG | Operational-demand | -17.6828 | 39.4591
QLD | QLCM | Lilyvale 132 | Energy Queensland | Winter | Non-coincident | 2019 | ACTUAL_ADJUSTEDOPG | Operational-demand | -17.6828 | 39.4591
QLD | QLCM | Lilyvale 132 | Energy Queensland | Winter | Non-coincident | 2019 | BASEYEARPOE90 | Operational-demand | -15.9065 | NA
QLD | QLCM | Lilyvale 132 | Energy Queensland | Winter | Non-coincident | 2019 | BASEYEARPOE50 | Operational-demand | -11.712 | 38.3047
QLD | QLCM | Lilyvale 132 | Energy Queensland | Winter | Coincident_unreconciled | 2020 | POE90 | Operational-demand | 0.47123 | NA
QLD | QLCM | Lilyvale 132 | Energy Queensland | Winter | Coincident_unreconciled | 2020 | POE50 | Operational-demand | 2.4039 | NA
QLD | QLCM | Lilyvale 132 | Energy Queensland | Winter | Non-coincident | 2020 | POE90 | Operational-demand | -20 | NA
QLD | QLCM | Lilyvale 132 | Energy Queensland | Winter | Non-coincident | 2020 | POE50 | Operational-demand | -15 | 34.1023
QLD | QLCM | Lilyvale 132 | Energy Queensland | Winter | Coincident_unreconciled | 2021 | POE90 | Operational-demand | 0.88864 | NA
QLD | QLCM | Lilyvale 132 | Energy Queensland | Winter | Coincident_unreconciled | 2021 | POE50 | Operational-demand | 2.852 | NA
QLD | QLCM | Lilyvale 132 | Energy Queensland | Winter | Non-coincident | 2021 | POE90 | Operational-demand | -20.4112 | NA
QLD | QLCM | Lilyvale 132 | Energy Queensland | Winter | Non-coincident | 2021 | POE50 | Operational-demand | -15.4414 | 33.8103
QLD | QLCM | Lilyvale 132 | Energy Queensland | Winter | Coincident_unreconciled | 2022 | POE90 | Operational-demand | 1.1977 | NA
QLD | QLCM | Lilyvale 132 | Energy Queensland | Winter | Coincident_unreconciled | 2022 | POE50 | Operational-demand | 3.17 | NA
QLD | QLCM | Lilyvale 132 | Energy Queensland | Winter | Non-coincident | 2022 | POE90 | Operational-demand | -20.7156 | NA
QLD | QLCM | Lilyvale 132 | Energy Queensland | Winter | Non-coincident | 2022 | POE50 | Operational-demand | -15.7546 | 33.7243
QLD | QLCM | Lilyvale 132 | Energy Queensland | Winter | Coincident_unreconciled | 2023 | POE90 | Operational-demand | 1.5603 | NA
QLD | QLCM | Lilyvale 132 | Energy Queensland | Winter | Coincident_unreconciled | 2023 | POE50 | Operational-demand | 3.5415 | NA
QLD | QLCM | Lilyvale 132 | Energy Queensland | Winter | Non-coincident | 2023 | POE90 | Operational-demand | -21.0728 | NA
QLD | QLCM | Lilyvale 132 | Energy Queensland | Winter | Non-coincident | 2023 | POE50 | Operational-demand | -16.1205 | 33.6364
QLD | QLCM | Lilyvale 132 | Energy Queensland | Winter | Coincident_unreconciled | 2024 | POE90 | Operational-demand | 1.8292 | NA
QLD | QLCM | Lilyvale 132 | Energy Queensland | Winter | Coincident_unreconciled | 2024 | POE50 | Operational-demand | 3.8192 | NA
QLD | QLCM | Lilyvale 132 | Energy Queensland | Winter | Non-coincident | 2024 | POE90 | Operational-demand | -21.3376 | NA
QLD | QLCM | Lilyvale 132 | Energy Queensland | Winter | Non-coincident | 2024 | POE50 | Operational-demand | -16.3941 | 33.7112
QLD | QLCM | Lilyvale 132 | Energy Queensland | Winter | Coincident_unreconciled | 2025 | POE90 | Operational-demand | 2.0459 | NA
QLD | QLCM | Lilyvale 132 | Energy Queensland | Winter | Coincident_unreconciled | 2025 | POE50 | Operational-demand | 4.0449 | NA
QLD | QLCM | Lilyvale 132 | Energy Queensland | Winter | Non-coincident | 2025 | POE90 | Operational-demand | -21.5511 | NA
QLD | QLCM | Lilyvale 132 | Energy Queensland | Winter | Non-coincident | 2025 | POE50 | Operational-demand | -16.6164 | 33.5788
QLD | QLCM | Lilyvale 132 | Energy Queensland | Winter | Coincident_unreconciled | 2026 | POE90 | Operational-demand | 2.2408 | NA
QLD | QLCM | Lilyvale 132 | Energy Queensland | Winter | Coincident_unreconciled | 2026 | POE50 | Operational-demand | 4.2482 | NA
QLD | QLCM | Lilyvale 132 | Energy Queensland | Winter | Non-coincident | 2026 | POE90 | Operational-demand | -21.743 | NA
QLD | QLCM | Lilyvale 132 | Energy Queensland | Winter | Non-coincident | 2026 | POE50 | Operational-demand | -16.8167 | 33.531
QLD | QLCM | Lilyvale 132 | Energy Queensland | Winter | Coincident_unreconciled | 2027 | POE90 | Operational-demand | 2.3666 | NA
QLD | QLCM | Lilyvale 132 | Energy Queensland | Winter | Coincident_unreconciled | 2027 | POE50 | Operational-demand | 4.3785 | NA
QLD | QLCM | Lilyvale 132 | Energy Queensland | Winter | Non-coincident | 2027 | POE90 | Operational-demand | -21.867 | NA
QLD | QLCM | Lilyvale 132 | Energy Queensland | Winter | Non-coincident | 2027 | POE50 | Operational-demand | -16.945 | 33.468
QLD | QLCM | Lilyvale 132 | Energy Queensland | Winter | Coincident_unreconciled | 2028 | POE90 | Operational-demand | 2.4172 | NA
QLD | QLCM | Lilyvale 132 | Energy Queensland | Winter | Coincident_unreconciled | 2028 | POE50 | Operational-demand | 4.4335 | NA
QLD | QLCM | Lilyvale 132 | Energy Queensland | Winter | Non-coincident | 2028 | POE90 | Operational-demand | -21.9169 | NA
QLD | QLCM | Lilyvale 132 | Energy Queensland | Winter | Non-coincident | 2028 | POE50 | Operational-demand | -16.9992 | 33.5335
QLD | QLCM | Lilyvale 132 | Energy Queensland | Winter | Coincident_unreconciled | 2029 | POE90 | Operational-demand | 2.5022 | NA
QLD | QLCM | Lilyvale 132 | Energy Queensland | Winter | Coincident_unreconciled | 2029 | POE50 | Operational-demand | 4.5229 | NA
QLD | QLCM | Lilyvale 132 | Energy Queensland | Winter | Non-coincident | 2029 | POE90 | Operational-demand | -22.0006 | NA
QLD | QLCM | Lilyvale 132 | Energy Queensland | Winter | Non-coincident | 2029 | POE50 | Operational-demand | -17.0872 | 33.614
QLD | QLCM | Lilyvale 132 | Energy Queensland | Shoulder | Non-coincident | 2019 | BASEYEARPOE10 | Operational-demand | NA | 34.8621
QLD | QLCM | Lilyvale 132 | Energy Queensland | Shoulder | Coincident | 2021 | POE10 | Operational-demand | NA | 21.7878
QLD | QLCM | Lilyvale 132 | Energy Queensland | Shoulder | Coincident | 2021 | POE50 | Operational-demand | NA | 21.1644
QLD | QLCM | Lilyvale 132 | Energy Queensland | Shoulder | Non-coincident | 2021 | POE10 | Operational-demand | NA | 34.5617
QLD | QLCM | Lilyvale 132 | Energy Queensland | Shoulder | Coincident | 2022 | POE10 | Operational-demand | NA | 22.2882
QLD | QLCM | Lilyvale 132 | Energy Queensland | Shoulder | Coincident | 2022 | POE50 | Operational-demand | NA | 21.2911
QLD | QLCM | Lilyvale 132 | Energy Queensland | Shoulder | Non-coincident | 2022 | POE10 | Operational-demand | NA | 34.4064
QLD | QLCM | Lilyvale 132 | Energy Queensland | Shoulder | Coincident | 2023 | POE10 | Operational-demand | NA | 22.2838
QLD | QLCM | Lilyvale 132 | Energy Queensland | Shoulder | Coincident | 2023 | POE50 | Operational-demand | NA | 21.3907
QLD | QLCM | Lilyvale 132 | Energy Queensland | Shoulder | Non-coincident | 2023 | POE10 | Operational-demand | NA | 34.3342
QLD | QLCM | Lilyvale 132 | Energy Queensland | Shoulder | Coincident | 2024 | POE10 | Operational-demand | NA | 22.3464
QLD | QLCM | Lilyvale 132 | Energy Queensland | Shoulder | Coincident | 2024 | POE50 | Operational-demand | NA | 21.7342
QLD | QLCM | Lilyvale 132 | Energy Queensland | Shoulder | Non-coincident | 2024 | POE10 | Operational-demand | NA | 34.2658
QLD | QLCM | Lilyvale 132 | Energy Queensland | Shoulder | Coincident | 2025 | POE10 | Operational-demand | NA | 22.3756
QLD | QLCM | Lilyvale 132 | Energy Queensland | Shoulder | Coincident | 2025 | POE50 | Operational-demand | NA | 21.6061
QLD | QLCM | Lilyvale 132 | Energy Queensland | Shoulder | Non-coincident | 2025 | POE10 | Operational-demand | NA | 34.204
QLD | QLCM | Lilyvale 132 | Energy Queensland | Shoulder | Coincident | 2026 | POE10 | Operational-demand | NA | 22.2279
QLD | QLCM | Lilyvale 132 | Energy Queensland | Shoulder | Coincident | 2026 | POE50 | Operational-demand | NA | 21.5837
QLD | QLCM | Lilyvale 132 | Energy Queensland | Shoulder | Non-coincident | 2026 | POE10 | Operational-demand | NA | 34.1545
QLD | QLCM | Lilyvale 132 | Energy Queensland | Shoulder | Coincident | 2027 | POE10 | Operational-demand | NA | 22.1323
QLD | QLCM | Lilyvale 132 | Energy Queensland | Shoulder | Coincident | 2027 | POE50 | Operational-demand | NA | 21.4724
QLD | QLCM | Lilyvale 132 | Energy Queensland | Shoulder | Non-coincident | 2027 | POE10 | Operational-demand | NA | 34.1496
QLD | QLCM | Lilyvale 132 | Energy Queensland | Shoulder | Coincident | 2028 | POE10 | Operational-demand | NA | 22.0758
QLD | QLCM | Lilyvale 132 | Energy Queensland | Shoulder | Coincident | 2028 | POE50 | Operational-demand | NA | 21.473
QLD | QLCM | Lilyvale 132 | Energy Queensland | Shoulder | Non-coincident | 2028 | POE10 | Operational-demand | NA | 34.1922
QLD | QLCM | Lilyvale 132 | Energy Queensland | Shoulder | Coincident | 2029 | POE10 | Operational-demand | NA | 22.3474
QLD | QLCM | Lilyvale 132 | Energy Queensland | Shoulder | Coincident | 2029 | POE50 | Operational-demand | NA | 21.6148
QLD | QLCM | Lilyvale 132 | Energy Queensland | Shoulder | Non-coincident | 2029 | POE10 | Operational-demand | NA | 34.2933
QLD | QLCM | Lilyvale 132 | Energy Queensland | Shoulder | Coincident | 2030 | POE10 | Operational-demand | NA | 22.473
QLD | QLCM | Lilyvale 132 | Energy Queensland | Shoulder | Coincident | 2030 | POE50 | Operational-demand | NA | 21.768
QLD | QLCM | Lilyvale 132 | Energy Queensland | Shoulder | Non-coincident | 2030 | POE10 | Operational-demand | NA | 34.4882
QLD | QLCM | Lilyvale 132 | Energy Queensland | Summer | Non-coincident | 2019 | BASEYEARPOE10 | Operational-demand | NA | 39.6044
QLD | QLCM | Lilyvale 132 | Energy Queensland | Summer | Coincident | 2021 | POE50 | Operational-demand | NA | 25.4322
QLD | QLCM | Lilyvale 132 | Energy Queensland | Summer | Coincident | 2021 | POE10 | Operational-demand | NA | 30.3724
QLD | QLCM | Lilyvale 132 | Energy Queensland | Summer | Non-coincident | 2021 | POE10 | Operational-demand | NA | 38.9138
QLD | QLCM | Lilyvale 132 | Energy Queensland | Summer | Coincident | 2022 | POE50 | Operational-demand | NA | 25.742
QLD | QLCM | Lilyvale 132 | Energy Queensland | Summer | Coincident | 2022 | POE10 | Operational-demand | NA | 30.8124
QLD | QLCM | Lilyvale 132 | Energy Queensland | Summer | Non-coincident | 2022 | POE10 | Operational-demand | NA | 38.7314
QLD | QLCM | Lilyvale 132 | Energy Queensland | Summer | Coincident | 2023 | POE50 | Operational-demand | NA | 25.7725
QLD | QLCM | Lilyvale 132 | Energy Queensland | Summer | Coincident | 2023 | POE10 | Operational-demand | NA | 30.9281
QLD | QLCM | Lilyvale 132 | Energy Queensland | Summer | Non-coincident | 2023 | POE10 | Operational-demand | NA | 38.6437
QLD | QLCM | Lilyvale 132 | Energy Queensland | Summer | Coincident | 2024 | POE50 | Operational-demand | NA | 26.0271
QLD | QLCM | Lilyvale 132 | Energy Queensland | Summer | Coincident | 2024 | POE10 | Operational-demand | NA | 31.2174
QLD | QLCM | Lilyvale 132 | Energy Queensland | Summer | Non-coincident | 2024 | POE10 | Operational-demand | NA | 38.537
QLD | QLCM | Lilyvale 132 | Energy Queensland | Summer | Coincident | 2025 | POE50 | Operational-demand | NA | 25.962
QLD | QLCM | Lilyvale 132 | Energy Queensland | Summer | Coincident | 2025 | POE10 | Operational-demand | NA | 30.9957
QLD | QLCM | Lilyvale 132 | Energy Queensland | Summer | Non-coincident | 2025 | POE10 | Operational-demand | NA | 38.415
QLD | QLCM | Lilyvale 132 | Energy Queensland | Summer | Coincident | 2026 | POE50 | Operational-demand | NA | 25.9086
QLD | QLCM | Lilyvale 132 | Energy Queensland | Summer | Coincident | 2026 | POE10 | Operational-demand | NA | 31.051
QLD | QLCM | Lilyvale 132 | Energy Queensland | Summer | Non-coincident | 2026 | POE10 | Operational-demand | NA | 38.2952
QLD | QLCM | Lilyvale 132 | Energy Queensland | Summer | Coincident | 2027 | POE50 | Operational-demand | NA | 25.7401
QLD | QLCM | Lilyvale 132 | Energy Queensland | Summer | Coincident | 2027 | POE10 | Operational-demand | NA | 30.754
QLD | QLCM | Lilyvale 132 | Energy Queensland | Summer | Non-coincident | 2027 | POE10 | Operational-demand | NA | 38.2122
QLD | QLCM | Lilyvale 132 | Energy Queensland | Summer | Coincident | 2028 | POE50 | Operational-demand | NA | 25.7044
QLD | QLCM | Lilyvale 132 | Energy Queensland | Summer | Coincident | 2028 | POE10 | Operational-demand | NA | 30.7333
QLD | QLCM | Lilyvale 132 | Energy Queensland | Summer | Non-coincident | 2028 | POE10 | Operational-demand | NA | 38.1655
QLD | QLCM | Lilyvale 132 | Energy Queensland | Summer | Coincident | 2029 | POE50 | Operational-demand | NA | 25.7464
QLD | QLCM | Lilyvale 132 | Energy Queensland | Summer | Coincident | 2029 | POE10 | Operational-demand | NA | 30.6485
QLD | QLCM | Lilyvale 132 | Energy Queensland | Summer | Non-coincident | 2029 | POE10 | Operational-demand | NA | 38.1818
QLD | QLCM | Lilyvale 132 | Energy Queensland | Summer | Coincident | 2030 | POE50 | Operational-demand | NA | 25.6596
QLD | QLCM | Lilyvale 132 | Energy Queensland | Summer | Coincident | 2030 | POE10 | Operational-demand | NA | 30.6989
QLD | QLCM | Lilyvale 132 | Energy Queensland | Summer | Non-coincident | 2030 | POE10 | Operational-demand | NA | 38.2318
QLD | QLCM | Lilyvale 132 | Energy Queensland | Winter | Non-coincident | 2019 | BASEYEARPOE10 | Operational-demand | NA | 40.8918
QLD | QLCM | Lilyvale 132 | Energy Queensland | Winter | Coincident | 2020 | POE10 | Operational-demand | NA | 35.5968
QLD | QLCM | Lilyvale 132 | Energy Queensland | Winter | Coincident | 2020 | POE50 | Operational-demand | NA | 33.1358
QLD | QLCM | Lilyvale 132 | Energy Queensland | Winter | Non-coincident | 2020 | POE10 | Operational-demand | NA | 36.8019
QLD | QLCM | Lilyvale 132 | Energy Queensland | Winter | Coincident | 2021 | POE10 | Operational-demand | NA | 35.0223
QLD | QLCM | Lilyvale 132 | Energy Queensland | Winter | Coincident | 2021 | POE50 | Operational-demand | NA | 32.5954
QLD | QLCM | Lilyvale 132 | Energy Queensland | Winter | Non-coincident | 2021 | POE10 | Operational-demand | NA | 36.481
QLD | QLCM | Lilyvale 132 | Energy Queensland | Winter | Coincident | 2022 | POE10 | Operational-demand | NA | 35.7143
QLD | QLCM | Lilyvale 132 | Energy Queensland | Winter | Coincident | 2022 | POE50 | Operational-demand | NA | 33.2461
QLD | QLCM | Lilyvale 132 | Energy Queensland | Winter | Non-coincident | 2022 | POE10 | Operational-demand | NA | 36.3857
QLD | QLCM | Lilyvale 132 | Energy Queensland | Winter | Coincident | 2023 | POE10 | Operational-demand | NA | 35.959
QLD | QLCM | Lilyvale 132 | Energy Queensland | Winter | Coincident | 2023 | POE50 | Operational-demand | NA | 33.4429
QLD | QLCM | Lilyvale 132 | Energy Queensland | Winter | Non-coincident | 2023 | POE10 | Operational-demand | NA | 36.2897
QLD | QLCM | Lilyvale 132 | Energy Queensland | Winter | Coincident | 2024 | POE10 | Operational-demand | NA | 36.3876
QLD | QLCM | Lilyvale 132 | Energy Queensland | Winter | Coincident | 2024 | POE50 | Operational-demand | NA | 33.7112
QLD | QLCM | Lilyvale 132 | Energy Queensland | Winter | Non-coincident | 2024 | POE10 | Operational-demand | NA | 36.3876
QLD | QLCM | Lilyvale 132 | Energy Queensland | Winter | Coincident | 2025 | POE10 | Operational-demand | NA | 36.1672
QLD | QLCM | Lilyvale 132 | Energy Queensland | Winter | Coincident | 2025 | POE50 | Operational-demand | NA | 33.5788
QLD | QLCM | Lilyvale 132 | Energy Queensland | Winter | Non-coincident | 2025 | POE10 | Operational-demand | NA | 36.1672
QLD | QLCM | Lilyvale 132 | Energy Queensland | Winter | Coincident | 2026 | POE10 | Operational-demand | NA | 36.0476
QLD | QLCM | Lilyvale 132 | Energy Queensland | Winter | Coincident | 2026 | POE50 | Operational-demand | NA | 33.531
QLD | QLCM | Lilyvale 132 | Energy Queensland | Winter | Non-coincident | 2026 | POE10 | Operational-demand | NA | 36.0476
QLD | QLCM | Lilyvale 132 | Energy Queensland | Winter | Coincident | 2027 | POE10 | Operational-demand | NA | 35.9755
QLD | QLCM | Lilyvale 132 | Energy Queensland | Winter | Coincident | 2027 | POE50 | Operational-demand | NA | 33.468
QLD | QLCM | Lilyvale 132 | Energy Queensland | Winter | Non-coincident | 2027 | POE10 | Operational-demand | NA | 35.9755
QLD | QLCM | Lilyvale 132 | Energy Queensland | Winter | Coincident | 2028 | POE10 | Operational-demand | NA | 36.3249
QLD | QLCM | Lilyvale 132 | Energy Queensland | Winter | Coincident | 2028 | POE50 | Operational-demand | NA | 33.5335
QLD | QLCM | Lilyvale 132 | Energy Queensland | Winter | Non-coincident | 2028 | POE10 | Operational-demand | NA | 36.3249
QLD | QLCM | Lilyvale 132 | Energy Queensland | Winter | Coincident | 2029 | POE10 | Operational-demand | NA | 36.2146
QLD | QLCM | Lilyvale 132 | Energy Queensland | Winter | Coincident | 2029 | POE50 | Operational-demand | NA | 33.614
QLD | QLCM | Lilyvale 132 | Energy Queensland | Winter | Non-coincident | 2029 | POE10 | Operational-demand | NA | 36.2146
QLD | QLGH | Loganlea 110 | Energy Queensland | Shoulder | Coincident | 2017 | ACTUAL_OPG | Operational-demand | 103.2013 | 222.5555
QLD | QLGH | Loganlea 110 | Energy Queensland | Shoulder | Coincident | 2017 | ACTUAL_RAW | Operational-demand | 103.2013 | 222.5555
QLD | QLGH | Loganlea 110 | Energy Queensland | Shoulder | Non-coincident | 2017 | ACTUAL_RAW | Operational-demand | 93.6564 | 251.7162
QLD | QLGH | Loganlea 110 | Energy Queensland | Shoulder | Non-coincident | 2017 | ACTUAL_OPG | Operational-demand | 93.6564 | 251.7162
QLD | QLGH | Loganlea 110 | Energy Queensland | Shoulder | Non-coincident | 2017 | ACTUAL_ADJUSTEDOPG | Operational-demand | 93.6564 | 251.7162
QLD | QLGH | Loganlea 110 | Energy Queensland | Shoulder | Coincident | 2018 | ACTUAL_OPG | Operational-demand | 114.1052 | 247.3068
QLD | QLGH | Loganlea 110 | Energy Queensland | Shoulder | Coincident | 2018 | ACTUAL_RAW | Operational-demand | 114.1052 | 247.3068
QLD | QLGH | Loganlea 110 | Energy Queensland | Shoulder | Non-coincident | 2018 | ACTUAL_RAW | Operational-demand | 84.016 | 266.8219
QLD | QLGH | Loganlea 110 | Energy Queensland | Shoulder | Non-coincident | 2018 | ACTUAL_OPG | Operational-demand | 84.016 | 266.8219
QLD | QLGH | Loganlea 110 | Energy Queensland | Shoulder | Non-coincident | 2018 | ACTUAL_ADJUSTEDOPG | Operational-demand | 84.016 | 266.8219
QLD | QLGH | Loganlea 110 | Energy Queensland | Shoulder | Coincident | 2019 | ACTUAL_OPG | Operational-demand | 72.6314 | 258.8312
QLD | QLGH | Loganlea 110 | Energy Queensland | Shoulder | Coincident | 2019 | ACTUAL_RAW | Operational-demand | 72.6314 | 258.8312
QLD | QLGH | Loganlea 110 | Energy Queensland | Shoulder | Non-coincident | 2019 | ACTUAL_RAW | Operational-demand | 66.1565 | 258.8312
QLD | QLGH | Loganlea 110 | Energy Queensland | Shoulder | Non-coincident | 2019 | ACTUAL_OPG | Operational-demand | 66.1565 | 258.8312
QLD | QLGH | Loganlea 110 | Energy Queensland | Shoulder | Non-coincident | 2019 | ACTUAL_ADJUSTEDOPG | Operational-demand | 66.1565 | 258.8312
QLD | QLGH | Loganlea 110 | Energy Queensland | Shoulder | Non-coincident | 2019 | BASEYEARPOE90 | Operational-demand | 26.983 | NA
QLD | QLGH | Loganlea 110 | Energy Queensland | Shoulder | Non-coincident | 2019 | BASEYEARPOE50 | Operational-demand | 36.9439 | 306.515
QLD | QLGH | Loganlea 110 | Energy Queensland | Shoulder | Coincident | 2020 | ACTUAL_OPG | Operational-demand | 50.6098 | 268.7223
QLD | QLGH | Loganlea 110 | Energy Queensland | Shoulder | Coincident | 2020 | ACTUAL_RAW | Operational-demand | 50.6098 | 268.7223
QLD | QLGH | Loganlea 110 | Energy Queensland | Shoulder | Non-coincident | 2020 | ACTUAL_RAW | Operational-demand | 50.6098 | 269.0873
QLD | QLGH | Loganlea 110 | Energy Queensland | Shoulder | Non-coincident | 2020 | ACTUAL_OPG | Operational-demand | 50.6098 | 269.0873
QLD | QLGH | Loganlea 110 | Energy Queensland | Shoulder | Non-coincident | 2020 | ACTUAL_ADJUSTEDOPG | Operational-demand | 50.6098 | 269.0873
QLD | QLGH | Loganlea 110 | Energy Queensland | Shoulder | Coincident_unreconciled | 2021 | POE50 | Operational-demand | 40 | NA
QLD | QLGH | Loganlea 110 | Energy Queensland | Shoulder | Coincident_unreconciled | 2021 | POE90 | Operational-demand | 27.9323 | NA
QLD | QLGH | Loganlea 110 | Energy Queensland | Shoulder | Non-coincident | 2021 | POE50 | Operational-demand | 40 | 309.6149
QLD | QLGH | Loganlea 110 | Energy Queensland | Shoulder | Non-coincident | 2021 | POE90 | Operational-demand | 28.9404 | NA
QLD | QLGH | Loganlea 110 | Energy Queensland | Shoulder | Coincident_unreconciled | 2022 | POE50 | Operational-demand | 32.8326 | NA
QLD | QLGH | Loganlea 110 | Energy Queensland | Shoulder | Coincident_unreconciled | 2022 | POE90 | Operational-demand | 21.9602 | NA
QLD | QLGH | Loganlea 110 | Energy Queensland | Shoulder | Non-coincident | 2022 | POE50 | Operational-demand | 33.5005 | 313.5929
QLD | QLGH | Loganlea 110 | Energy Queensland | Shoulder | Non-coincident | 2022 | POE90 | Operational-demand | 22.2842 | NA
QLD | QLGH | Loganlea 110 | Energy Queensland | Shoulder | Coincident_unreconciled | 2023 | POE50 | Operational-demand | 25.3959 | NA
QLD | QLGH | Loganlea 110 | Energy Queensland | Shoulder | Coincident_unreconciled | 2023 | POE90 | Operational-demand | 15.1839 | NA
QLD | QLGH | Loganlea 110 | Energy Queensland | Shoulder | Non-coincident | 2023 | POE50 | Operational-demand | 26.1135 | 317.8046
QLD | QLGH | Loganlea 110 | Energy Queensland | Shoulder | Non-coincident | 2023 | POE90 | Operational-demand | 14.7318 | NA
QLD | QLGH | Loganlea 110 | Energy Queensland | Shoulder | Coincident_unreconciled | 2024 | POE50 | Operational-demand | 20.795 | NA
QLD | QLGH | Loganlea 110 | Energy Queensland | Shoulder | Coincident_unreconciled | 2024 | POE90 | Operational-demand | 10.4347 | NA
QLD | QLGH | Loganlea 110 | Energy Queensland | Shoulder | Non-coincident | 2024 | POE50 | Operational-demand | 20.9856 | 321.9475
QLD | QLGH | Loganlea 110 | Energy Queensland | Shoulder | Non-coincident | 2024 | POE90 | Operational-demand | 9.4387 | NA
QLD | QLGH | Loganlea 110 | Energy Queensland | Shoulder | Coincident_unreconciled | 2025 | POE50 | Operational-demand | 17.1349 | NA
QLD | QLGH | Loganlea 110 | Energy Queensland | Shoulder | Coincident_unreconciled | 2025 | POE90 | Operational-demand | 6.6263 | NA
QLD | QLGH | Loganlea 110 | Energy Queensland | Shoulder | Non-coincident | 2025 | POE50 | Operational-demand | 16.9063 | 326.0478
QLD | QLGH | Loganlea 110 | Energy Queensland | Shoulder | Non-coincident | 2025 | POE90 | Operational-demand | 5.194 | NA
QLD | QLGH | Loganlea 110 | Energy Queensland | Shoulder | Coincident_unreconciled | 2026 | POE50 | Operational-demand | 13.3076 | NA
QLD | QLGH | Loganlea 110 | Energy Queensland | Shoulder | Coincident_unreconciled | 2026 | POE90 | Operational-demand | 2.6507 | NA
QLD | QLGH | Loganlea 110 | Energy Queensland | Shoulder | Non-coincident | 2026 | POE50 | Operational-demand | 12.6406 | 330.2589
QLD | QLGH | Loganlea 110 | Energy Queensland | Shoulder | Non-coincident | 2026 | POE90 | Operational-demand | 0.76305 | NA
QLD | QLGH | Loganlea 110 | Energy Queensland | Shoulder | Coincident_unreconciled | 2027 | POE50 | Operational-demand | 10.1262 | NA
QLD | QLGH | Loganlea 110 | Energy Queensland | Shoulder | Coincident_unreconciled | 2027 | POE90 | Operational-demand | -0.68659 | NA
QLD | QLGH | Loganlea 110 | Energy Queensland | Shoulder | Non-coincident | 2027 | POE50 | Operational-demand | 9.0948 | 334.9669
QLD | QLGH | Loganlea 110 | Energy Queensland | Shoulder | Non-coincident | 2027 | POE90 | Operational-demand | -2.9565 | NA
QLD | QLGH | Loganlea 110 | Energy Queensland | Shoulder | Coincident_unreconciled | 2028 | POE50 | Operational-demand | 7.7313 | NA
QLD | QLGH | Loganlea 110 | Energy Queensland | Shoulder | Coincident_unreconciled | 2028 | POE90 | Operational-demand | -3.2427 | NA
QLD | QLGH | Loganlea 110 | Energy Queensland | Shoulder | Non-coincident | 2028 | POE50 | Operational-demand | 6.4256 | 340.3772
QLD | QLGH | Loganlea 110 | Energy Queensland | Shoulder | Non-coincident | 2028 | POE90 | Operational-demand | -5.8054 | NA
QLD | QLGH | Loganlea 110 | Energy Queensland | Shoulder | Coincident_unreconciled | 2029 | POE50 | Operational-demand | 5.6801 | NA
QLD | QLGH | Loganlea 110 | Energy Queensland | Shoulder | Coincident_unreconciled | 2029 | POE90 | Operational-demand | -5.4551 | NA
QLD | QLGH | Loganlea 110 | Energy Queensland | Shoulder | Non-coincident | 2029 | POE50 | Operational-demand | 4.1395 | 346.3784
QLD | QLGH | Loganlea 110 | Energy Queensland | Shoulder | Non-coincident | 2029 | POE90 | Operational-demand | -8.2711 | NA
QLD | QLGH | Loganlea 110 | Energy Queensland | Shoulder | Coincident_unreconciled | 2030 | POE50 | Operational-demand | 4.2145 | NA
QLD | QLGH | Loganlea 110 | Energy Queensland | Shoulder | Coincident_unreconciled | 2030 | POE90 | Operational-demand | -7.0819 | NA
QLD | QLGH | Loganlea 110 | Energy Queensland | Shoulder | Non-coincident | 2030 | POE50 | Operational-demand | 2.506 | 352.7945
QLD | QLGH | Loganlea 110 | Energy Queensland | Shoulder | Non-coincident | 2030 | POE90 | Operational-demand | -10.0843 | NA
QLD | QLGH | Loganlea 110 | Energy Queensland | Summer | Coincident | 2017 | ACTUAL_OPG | Operational-demand | 115.545 | 381.0829
QLD | QLGH | Loganlea 110 | Energy Queensland | Summer | Coincident | 2017 | ACTUAL_RAW | Operational-demand | 115.545 | 381.0829
QLD | QLGH | Loganlea 110 | Energy Queensland | Summer | Non-coincident | 2017 | ACTUAL_RAW | Operational-demand | 101.0089 | 383.0746
QLD | QLGH | Loganlea 110 | Energy Queensland | Summer | Non-coincident | 2017 | ACTUAL_OPG | Operational-demand | 101.0089 | 383.0746
QLD | QLGH | Loganlea 110 | Energy Queensland | Summer | Non-coincident | 2017 | ACTUAL_ADJUSTEDOPG | Operational-demand | 101.0089 | 383.0746
QLD | QLGH | Loganlea 110 | Energy Queensland | Summer | Coincident | 2018 | ACTUAL_OPG | Operational-demand | 103.0406 | 347.9298
QLD | QLGH | Loganlea 110 | Energy Queensland | Summer | Coincident | 2018 | ACTUAL_RAW | Operational-demand | 103.0406 | 347.9298
QLD | QLGH | Loganlea 110 | Energy Queensland | Summer | Non-coincident | 2018 | ACTUAL_RAW | Operational-demand | 95.0314 | 349.4214
QLD | QLGH | Loganlea 110 | Energy Queensland | Summer | Non-coincident | 2018 | ACTUAL_OPG | Operational-demand | 95.0314 | 349.4214
QLD | QLGH | Loganlea 110 | Energy Queensland | Summer | Non-coincident | 2018 | ACTUAL_ADJUSTEDOPG | Operational-demand | 95.0314 | 349.4214
QLD | QLGH | Loganlea 110 | Energy Queensland | Summer | Coincident | 2019 | ACTUAL_OPG | Operational-demand | 100.4471 | 395.6368
QLD | QLGH | Loganlea 110 | Energy Queensland | Summer | Coincident | 2019 | ACTUAL_RAW | Operational-demand | 100.4471 | 395.6368
QLD | QLGH | Loganlea 110 | Energy Queensland | Summer | Non-coincident | 2019 | ACTUAL_RAW | Operational-demand | 72.1713 | 395.6368
QLD | QLGH | Loganlea 110 | Energy Queensland | Summer | Non-coincident | 2019 | ACTUAL_OPG | Operational-demand | 72.1713 | 395.6368
QLD | QLGH | Loganlea 110 | Energy Queensland | Summer | Non-coincident | 2019 | ACTUAL_ADJUSTEDOPG | Operational-demand | 72.1713 | 395.6368
QLD | QLGH | Loganlea 110 | Energy Queensland | Summer | Non-coincident | 2019 | BASEYEARPOE90 | Operational-demand | 39.093 | NA
QLD | QLGH | Loganlea 110 | Energy Queensland | Summer | Non-coincident | 2019 | BASEYEARPOE50 | Operational-demand | 56.2523 | 343.5516
QLD | QLGH | Loganlea 110 | Energy Queensland | Summer | Coincident | 2020 | ACTUAL_OPG | Operational-demand | 77.9248 | 395.2807
QLD | QLGH | Loganlea 110 | Energy Queensland | Summer | Coincident | 2020 | ACTUAL_RAW | Operational-demand | 77.9248 | 395.2807
QLD | QLGH | Loganlea 110 | Energy Queensland | Summer | Non-coincident | 2020 | ACTUAL_RAW | Operational-demand | 71.0229 | 399.1187
QLD | QLGH | Loganlea 110 | Energy Queensland | Summer | Non-coincident | 2020 | ACTUAL_OPG | Operational-demand | 71.0229 | 399.1187
QLD | QLGH | Loganlea 110 | Energy Queensland | Summer | Non-coincident | 2020 | ACTUAL_ADJUSTEDOPG | Operational-demand | 71.0229 | 399.1187
QLD | QLGH | Loganlea 110 | Energy Queensland | Summer | Coincident_unreconciled | 2021 | POE50 | Operational-demand | 60 | NA
QLD | QLGH | Loganlea 110 | Energy Queensland | Summer | Coincident_unreconciled | 2021 | POE90 | Operational-demand | 42.9715 | NA
QLD | QLGH | Loganlea 110 | Energy Queensland | Summer | Non-coincident | 2021 | POE50 | Operational-demand | 60 | 351.9467
QLD | QLGH | Loganlea 110 | Energy Queensland | Summer | Non-coincident | 2021 | POE90 | Operational-demand | 44.5482 | NA
QLD | QLGH | Loganlea 110 | Energy Queensland | Summer | Coincident_unreconciled | 2022 | POE50 | Operational-demand | 52.9347 | NA
QLD | QLGH | Loganlea 110 | Energy Queensland | Summer | Coincident_unreconciled | 2022 | POE90 | Operational-demand | 35.6747 | NA
QLD | QLGH | Loganlea 110 | Energy Queensland | Summer | Non-coincident | 2022 | POE50 | Operational-demand | 53.5889 | 361.3028
QLD | QLGH | Loganlea 110 | Energy Queensland | Summer | Non-coincident | 2022 | POE90 | Operational-demand | 37.927 | NA
QLD | QLGH | Loganlea 110 | Energy Queensland | Summer | Coincident_unreconciled | 2023 | POE50 | Operational-demand | 45.029 | NA
QLD | QLGH | Loganlea 110 | Energy Queensland | Summer | Coincident_unreconciled | 2023 | POE90 | Operational-demand | 27.5249 | NA
QLD | QLGH | Loganlea 110 | Energy Queensland | Summer | Non-coincident | 2023 | POE50 | Operational-demand | 46.4152 | 367.4168
QLD | QLGH | Loganlea 110 | Energy Queensland | Summer | Non-coincident | 2023 | POE90 | Operational-demand | 30.5317 | NA
QLD | QLGH | Loganlea 110 | Energy Queensland | Summer | Coincident_unreconciled | 2024 | POE50 | Operational-demand | 39.7539 | NA
QLD | QLGH | Loganlea 110 | Energy Queensland | Summer | Coincident_unreconciled | 2024 | POE90 | Operational-demand | 22.0055 | NA
QLD | QLGH | Loganlea 110 | Energy Queensland | Summer | Non-coincident | 2024 | POE50 | Operational-demand | 41.6285 | 376.9393
QLD | QLGH | Loganlea 110 | Energy Queensland | Summer | Non-coincident | 2024 | POE90 | Operational-demand | 25.5234 | NA
QLD | QLGH | Loganlea 110 | Energy Queensland | Summer | Coincident_unreconciled | 2025 | POE50 | Operational-demand | 35.4993 | NA
QLD | QLGH | Loganlea 110 | Energy Queensland | Summer | Coincident_unreconciled | 2025 | POE90 | Operational-demand | 18.0313 | NA
QLD | QLGH | Loganlea 110 | Energy Queensland | Summer | Non-coincident | 2025 | POE50 | Operational-demand | 37.7678 | 382.0232
QLD | QLGH | Loganlea 110 | Energy Queensland | Summer | Non-coincident | 2025 | POE90 | Operational-demand | 21.4411 | NA
QLD | QLGH | Loganlea 110 | Energy Queensland | Summer | Coincident_unreconciled | 2026 | POE50 | Operational-demand | 30.9506 | NA
QLD | QLGH | Loganlea 110 | Energy Queensland | Summer | Coincident_unreconciled | 2026 | POE90 | Operational-demand | 14.126 | NA
QLD | QLGH | Loganlea 110 | Energy Queensland | Summer | Non-coincident | 2026 | POE50 | Operational-demand | 33.6403 | 387.3741
QLD | QLGH | Loganlea 110 | Energy Queensland | Summer | Non-coincident | 2026 | POE90 | Operational-demand | 17.0921 | NA
QLD | QLGH | Loganlea 110 | Energy Queensland | Summer | Coincident_unreconciled | 2027 | POE50 | Operational-demand | 27.2381 | NA
QLD | QLGH | Loganlea 110 | Energy Queensland | Summer | Coincident_unreconciled | 2027 | POE90 | Operational-demand | 10.8919 | NA
QLD | QLGH | Loganlea 110 | Energy Queensland | Summer | Non-coincident | 2027 | POE50 | Operational-demand | 30.2715 | 391.1762
QLD | QLGH | Loganlea 110 | Energy Queensland | Summer | Non-coincident | 2027 | POE90 | Operational-demand | 13.4905 | NA
QLD | QLGH | Loganlea 110 | Energy Queensland | Summer | Coincident_unreconciled | 2028 | POE50 | Operational-demand | 24.5503 | NA
QLD | QLGH | Loganlea 110 | Energy Queensland | Summer | Coincident_unreconciled | 2028 | POE90 | Operational-demand | 8.4855 | NA
QLD | QLGH | Loganlea 110 | Energy Queensland | Summer | Non-coincident | 2028 | POE50 | Operational-demand | 27.8326 | 397.3888
QLD | QLGH | Loganlea 110 | Energy Queensland | Summer | Non-coincident | 2028 | POE90 | Operational-demand | 10.8107 | NA
QLD | QLGH | Loganlea 110 | Energy Queensland | Summer | Coincident_unreconciled | 2029 | POE50 | Operational-demand | 22.3818 | NA
QLD | QLGH | Loganlea 110 | Energy Queensland | Summer | Coincident_unreconciled | 2029 | POE90 | Operational-demand | 6.5023 | NA
QLD | QLGH | Loganlea 110 | Energy Queensland | Summer | Non-coincident | 2029 | POE50 | Operational-demand | 25.8648 | 404.7403
QLD | QLGH | Loganlea 110 | Energy Queensland | Summer | Non-coincident | 2029 | POE90 | Operational-demand | 8.6021 | NA
QLD | QLGH | Loganlea 110 | Energy Queensland | Summer | Coincident_unreconciled | 2030 | POE50 | Operational-demand | 20.9276 | NA
QLD | QLGH | Loganlea 110 | Energy Queensland | Summer | Coincident_unreconciled | 2030 | POE90 | Operational-demand | 5.1011 | NA
QLD | QLGH | Loganlea 110 | Energy Queensland | Summer | Non-coincident | 2030 | POE50 | Operational-demand | 24.5452 | 410.1254
QLD | QLGH | Loganlea 110 | Energy Queensland | Summer | Non-coincident | 2030 | POE90 | Operational-demand | 7.0417 | NA
QLD | QLGH | Loganlea 110 | Energy Queensland | Winter | Coincident | 2016 | ACTUAL_OPG | Operational-demand | 110.5313 | 280.4777
QLD | QLGH | Loganlea 110 | Energy Queensland | Winter | Coincident | 2016 | ACTUAL_RAW | Operational-demand | 110.5313 | 280.4777
QLD | QLGH | Loganlea 110 | Energy Queensland | Winter | Non-coincident | 2016 | ACTUAL_RAW | Operational-demand | 93.5974 | 280.4777
QLD | QLGH | Loganlea 110 | Energy Queensland | Winter | Non-coincident | 2016 | ACTUAL_OPG | Operational-demand | 93.5974 | 280.4777
QLD | QLGH | Loganlea 110 | Energy Queensland | Winter | Non-coincident | 2016 | ACTUAL_ADJUSTEDOPG | Operational-demand | 93.5974 | 280.4777
QLD | QLGH | Loganlea 110 | Energy Queensland | Winter | Coincident | 2017 | ACTUAL_OPG | Operational-demand | 89.2882 | 272.7006
QLD | QLGH | Loganlea 110 | Energy Queensland | Winter | Coincident | 2017 | ACTUAL_RAW | Operational-demand | 89.2882 | 272.7006
QLD | QLGH | Loganlea 110 | Energy Queensland | Winter | Non-coincident | 2017 | ACTUAL_RAW | Operational-demand | 89.0833 | 272.7006
QLD | QLGH | Loganlea 110 | Energy Queensland | Winter | Non-coincident | 2017 | ACTUAL_OPG | Operational-demand | 89.0833 | 272.7006
QLD | QLGH | Loganlea 110 | Energy Queensland | Winter | Non-coincident | 2017 | ACTUAL_ADJUSTEDOPG | Operational-demand | 89.0833 | 272.7006
QLD | QLGH | Loganlea 110 | Energy Queensland | Winter | Coincident | 2018 | ACTUAL_OPG | Operational-demand | 75.921 | 286.3224
QLD | QLGH | Loganlea 110 | Energy Queensland | Winter | Coincident | 2018 | ACTUAL_RAW | Operational-demand | 75.921 | 286.3224
QLD | QLGH | Loganlea 110 | Energy Queensland | Winter | Non-coincident | 2018 | ACTUAL_RAW | Operational-demand | 72.5585 | 287.7704
QLD | QLGH | Loganlea 110 | Energy Queensland | Winter | Non-coincident | 2018 | ACTUAL_OPG | Operational-demand | 72.5585 | 287.7704
QLD | QLGH | Loganlea 110 | Energy Queensland | Winter | Non-coincident | 2018 | ACTUAL_ADJUSTEDOPG | Operational-demand | 72.5585 | 287.7704
QLD | QLGH | Loganlea 110 | Energy Queensland | Winter | Coincident | 2019 | ACTUAL_OPG | Operational-demand | 95.3463 | 241.91
QLD | QLGH | Loganlea 110 | Energy Queensland | Winter | Coincident | 2019 | ACTUAL_RAW | Operational-demand | 95.3463 | 241.91
QLD | QLGH | Loganlea 110 | Energy Queensland | Winter | Non-coincident | 2019 | ACTUAL_RAW | Operational-demand | 64.7271 | 281.0916
QLD | QLGH | Loganlea 110 | Energy Queensland | Winter | Non-coincident | 2019 | ACTUAL_OPG | Operational-demand | 64.7271 | 281.0916
QLD | QLGH | Loganlea 110 | Energy Queensland | Winter | Non-coincident | 2019 | ACTUAL_ADJUSTEDOPG | Operational-demand | 64.7271 | 281.0916
QLD | QLGH | Loganlea 110 | Energy Queensland | Winter | Non-coincident | 2019 | BASEYEARPOE90 | Operational-demand | 27.6926 | NA
QLD | QLGH | Loganlea 110 | Energy Queensland | Winter | Non-coincident | 2019 | BASEYEARPOE50 | Operational-demand | 39.3113 | 327.9739
QLD | QLGH | Loganlea 110 | Energy Queensland | Winter | Coincident_unreconciled | 2020 | POE50 | Operational-demand | 60 | NA
QLD | QLGH | Loganlea 110 | Energy Queensland | Winter | Coincident_unreconciled | 2020 | POE90 | Operational-demand | 40.0937 | NA
QLD | QLGH | Loganlea 110 | Energy Queensland | Winter | Non-coincident | 2020 | POE50 | Operational-demand | 60 | 330.6499
QLD | QLGH | Loganlea 110 | Energy Queensland | Winter | Non-coincident | 2020 | POE90 | Operational-demand | 46.8128 | NA
QLD | QLGH | Loganlea 110 | Energy Queensland | Winter | Coincident_unreconciled | 2021 | POE50 | Operational-demand | 53.983 | NA
QLD | QLGH | Loganlea 110 | Energy Queensland | Winter | Coincident_unreconciled | 2021 | POE90 | Operational-demand | 38.2453 | NA
QLD | QLGH | Loganlea 110 | Energy Queensland | Winter | Non-coincident | 2021 | POE50 | Operational-demand | 56.1064 | 334.6692
QLD | QLGH | Loganlea 110 | Energy Queensland | Winter | Non-coincident | 2021 | POE90 | Operational-demand | 42.7471 | NA
QLD | QLGH | Loganlea 110 | Energy Queensland | Winter | Coincident_unreconciled | 2022 | POE50 | Operational-demand | 42.45 | NA
QLD | QLGH | Loganlea 110 | Energy Queensland | Winter | Coincident_unreconciled | 2022 | POE90 | Operational-demand | 34.7639 | NA
QLD | QLGH | Loganlea 110 | Energy Queensland | Winter | Non-coincident | 2022 | POE50 | Operational-demand | 48.6434 | 339.1948
QLD | QLGH | Loganlea 110 | Energy Queensland | Winter | Non-coincident | 2022 | POE90 | Operational-demand | 35.0897 | NA
QLD | QLGH | Loganlea 110 | Energy Queensland | Winter | Coincident_unreconciled | 2023 | POE50 | Operational-demand | 38.2919 | NA
QLD | QLGH | Loganlea 110 | Energy Queensland | Winter | Coincident_unreconciled | 2023 | POE90 | Operational-demand | 32.0415 | NA
QLD | QLGH | Loganlea 110 | Energy Queensland | Winter | Non-coincident | 2023 | POE50 | Operational-demand | 42.8497 | 343.7543
QLD | QLGH | Loganlea 110 | Energy Queensland | Winter | Non-coincident | 2023 | POE90 | Operational-demand | 29.1015 | NA
QLD | QLGH | Loganlea 110 | Energy Queensland | Winter | Coincident_unreconciled | 2024 | POE50 | Operational-demand | 36.4535 | NA
QLD | QLGH | Loganlea 110 | Energy Queensland | Winter | Coincident_unreconciled | 2024 | POE90 | Operational-demand | 30.1147 | NA
QLD | QLGH | Loganlea 110 | Energy Queensland | Winter | Non-coincident | 2024 | POE50 | Operational-demand | 38.806 | 348.1205
QLD | QLGH | Loganlea 110 | Energy Queensland | Winter | Non-coincident | 2024 | POE90 | Operational-demand | 24.8633 | NA
QLD | QLGH | Loganlea 110 | Energy Queensland | Winter | Coincident_unreconciled | 2025 | POE50 | Operational-demand | 34.7705 | NA
QLD | QLGH | Loganlea 110 | Energy Queensland | Winter | Coincident_unreconciled | 2025 | POE90 | Operational-demand | 28.3432 | NA
QLD | QLGH | Loganlea 110 | Energy Queensland | Winter | Non-coincident | 2025 | POE50 | Operational-demand | 35.104 | 352.5093
QLD | QLGH | Loganlea 110 | Energy Queensland | Winter | Non-coincident | 2025 | POE90 | Operational-demand | 20.967 | NA
QLD | QLGH | Loganlea 110 | Energy Queensland | Winter | Coincident_unreconciled | 2026 | POE50 | Operational-demand | 32.9028 | NA
QLD | QLGH | Loganlea 110 | Energy Queensland | Winter | Coincident_unreconciled | 2026 | POE90 | Operational-demand | 26.3865 | NA
QLD | QLGH | Loganlea 110 | Energy Queensland | Winter | Non-coincident | 2026 | POE50 | Operational-demand | 30.996 | 357.0649
QLD | QLGH | Loganlea 110 | Energy Queensland | Winter | Non-coincident | 2026 | POE90 | Operational-demand | 16.6631 | NA
QLD | QLGH | Loganlea 110 | Energy Queensland | Winter | Coincident_unreconciled | 2027 | POE50 | Operational-demand | 31.7702 | NA
QLD | QLGH | Loganlea 110 | Energy Queensland | Winter | Coincident_unreconciled | 2027 | POE90 | Operational-demand | 25.1578 | NA
QLD | QLGH | Loganlea 110 | Energy Queensland | Winter | Non-coincident | 2027 | POE50 | Operational-demand | 28.5047 | 362.3527
QLD | QLGH | Loganlea 110 | Energy Queensland | Winter | Non-coincident | 2027 | POE90 | Operational-demand | 13.9605 | NA
QLD | QLGH | Loganlea 110 | Energy Queensland | Winter | Coincident_unreconciled | 2028 | POE50 | Operational-demand | 30.7404 | NA
QLD | QLGH | Loganlea 110 | Energy Queensland | Winter | Coincident_unreconciled | 2028 | POE90 | Operational-demand | 24.032 | NA
QLD | QLGH | Loganlea 110 | Energy Queensland | Winter | Non-coincident | 2028 | POE50 | Operational-demand | 26.2397 | 368.4296
QLD | QLGH | Loganlea 110 | Energy Queensland | Winter | Non-coincident | 2028 | POE90 | Operational-demand | 11.4841 | NA
QLD | QLGH | Loganlea 110 | Energy Queensland | Winter | Coincident_unreconciled | 2029 | POE50 | Operational-demand | 30.0452 | NA
QLD | QLGH | Loganlea 110 | Energy Queensland | Winter | Coincident_unreconciled | 2029 | POE90 | Operational-demand | 23.2407 | NA
QLD | QLGH | Loganlea 110 | Energy Queensland | Winter | Non-coincident | 2029 | POE50 | Operational-demand | 24.7106 | 374.8648
QLD | QLGH | Loganlea 110 | Energy Queensland | Winter | Non-coincident | 2029 | POE90 | Operational-demand | 9.7438 | NA
QLD | QLGH | Loganlea 110 | Energy Queensland | Shoulder | Non-coincident | 2019 | BASEYEARPOE10 | Operational-demand | NA | 315.4612
QLD | QLGH | Loganlea 110 | Energy Queensland | Shoulder | Coincident | 2021 | POE10 | Operational-demand | NA | 289.541
QLD | QLGH | Loganlea 110 | Energy Queensland | Shoulder | Coincident | 2021 | POE50 | Operational-demand | NA | 289.8158
QLD | QLGH | Loganlea 110 | Energy Queensland | Shoulder | Non-coincident | 2021 | POE10 | Operational-demand | NA | 318.856
QLD | QLGH | Loganlea 110 | Energy Queensland | Shoulder | Coincident | 2022 | POE10 | Operational-demand | NA | 301.6336
QLD | QLGH | Loganlea 110 | Energy Queensland | Shoulder | Coincident | 2022 | POE50 | Operational-demand | NA | 296.8848
QLD | QLGH | Loganlea 110 | Energy Queensland | Shoulder | Non-coincident | 2022 | POE10 | Operational-demand | NA | 322.9601
QLD | QLGH | Loganlea 110 | Energy Queensland | Shoulder | Coincident | 2023 | POE10 | Operational-demand | NA | 306.5615
QLD | QLGH | Loganlea 110 | Energy Queensland | Shoulder | Coincident | 2023 | POE50 | Operational-demand | NA | 303.1969
QLD | QLGH | Loganlea 110 | Energy Queensland | Shoulder | Non-coincident | 2023 | POE10 | Operational-demand | NA | 327.3047
QLD | QLGH | Loganlea 110 | Energy Queensland | Shoulder | Coincident | 2024 | POE10 | Operational-demand | NA | 312.3433
QLD | QLGH | Loganlea 110 | Energy Queensland | Shoulder | Coincident | 2024 | POE50 | Operational-demand | NA | 312.9799
QLD | QLGH | Loganlea 110 | Energy Queensland | Shoulder | Non-coincident | 2024 | POE10 | Operational-demand | NA | 331.5805
QLD | QLGH | Loganlea 110 | Energy Queensland | Shoulder | Coincident | 2025 | POE10 | Operational-demand | NA | 317.5926
QLD | QLGH | Loganlea 110 | Energy Queensland | Shoulder | Coincident | 2025 | POE50 | Operational-demand | NA | 315.9305
QLD | QLGH | Loganlea 110 | Energy Queensland | Shoulder | Non-coincident | 2025 | POE10 | Operational-demand | NA | 335.8137
QLD | QLGH | Loganlea 110 | Energy Queensland | Shoulder | Coincident | 2026 | POE10 | Operational-demand | NA | 320.3197
QLD | QLGH | Loganlea 110 | Energy Queensland | Shoulder | Coincident | 2026 | POE50 | Operational-demand | NA | 320.4026
QLD | QLGH | Loganlea 110 | Energy Queensland | Shoulder | Non-coincident | 2026 | POE10 | Operational-demand | NA | 340.1576
QLD | QLGH | Loganlea 110 | Energy Queensland | Shoulder | Coincident | 2027 | POE10 | Operational-demand | NA | 323.8395
QLD | QLGH | Loganlea 110 | Energy Queensland | Shoulder | Coincident | 2027 | POE50 | Operational-demand | NA | 323.6184
QLD | QLGH | Loganlea 110 | Energy Queensland | Shoulder | Non-coincident | 2027 | POE10 | Operational-demand | NA | 345.0053
QLD | QLGH | Loganlea 110 | Energy Queensland | Shoulder | Coincident | 2028 | POE10 | Operational-demand | NA | 328.1488
QLD | QLGH | Loganlea 110 | Energy Queensland | Shoulder | Coincident | 2028 | POE50 | Operational-demand | NA | 328.7468
QLD | QLGH | Loganlea 110 | Energy Queensland | Shoulder | Non-coincident | 2028 | POE10 | Operational-demand | NA | 350.5601
QLD | QLGH | Loganlea 110 | Energy Queensland | Shoulder | Coincident | 2029 | POE10 | Operational-demand | NA | 337.3904
QLD | QLGH | Loganlea 110 | Energy Queensland | Shoulder | Coincident | 2029 | POE50 | Operational-demand | NA | 336.0587
QLD | QLGH | Loganlea 110 | Energy Queensland | Shoulder | Non-coincident | 2029 | POE10 | Operational-demand | NA | 356.7058
QLD | QLGH | Loganlea 110 | Energy Queensland | Shoulder | Coincident | 2030 | POE10 | Operational-demand | NA | 343.9706
QLD | QLGH | Loganlea 110 | Energy Queensland | Shoulder | Coincident | 2030 | POE50 | Operational-demand | NA | 343.0221
QLD | QLGH | Loganlea 110 | Energy Queensland | Shoulder | Non-coincident | 2030 | POE10 | Operational-demand | NA | 363.2662
QLD | QLGH | Loganlea 110 | Energy Queensland | Summer | Non-coincident | 2019 | BASEYEARPOE10 | Operational-demand | NA | 378.4713
QLD | QLGH | Loganlea 110 | Energy Queensland | Summer | Coincident | 2021 | POE10 | Operational-demand | NA | 383.9828
QLD | QLGH | Loganlea 110 | Energy Queensland | Summer | Coincident | 2021 | POE50 | Operational-demand | NA | 350.8352
QLD | QLGH | Loganlea 110 | Energy Queensland | Summer | Non-coincident | 2021 | POE10 | Operational-demand | NA | 402.5951
QLD | QLGH | Loganlea 110 | Energy Queensland | Summer | Coincident | 2022 | POE10 | Operational-demand | NA | 396.0942
QLD | QLGH | Loganlea 110 | Energy Queensland | Summer | Coincident | 2022 | POE50 | Operational-demand | NA | 361.3028
QLD | QLGH | Loganlea 110 | Energy Queensland | Summer | Non-coincident | 2022 | POE10 | Operational-demand | NA | 407.8855
QLD | QLGH | Loganlea 110 | Energy Queensland | Summer | Coincident | 2023 | POE10 | Operational-demand | NA | 403.7368
QLD | QLGH | Loganlea 110 | Energy Queensland | Summer | Coincident | 2023 | POE50 | Operational-demand | NA | 367.4168
QLD | QLGH | Loganlea 110 | Energy Queensland | Summer | Non-coincident | 2023 | POE10 | Operational-demand | NA | 413.4786
QLD | QLGH | Loganlea 110 | Energy Queensland | Summer | Coincident | 2024 | POE10 | Operational-demand | NA | 413.8547
QLD | QLGH | Loganlea 110 | Energy Queensland | Summer | Coincident | 2024 | POE50 | Operational-demand | NA | 376.9393
QLD | QLGH | Loganlea 110 | Energy Queensland | Summer | Non-coincident | 2024 | POE10 | Operational-demand | NA | 419.0202
QLD | QLGH | Loganlea 110 | Energy Queensland | Summer | Coincident | 2025 | POE10 | Operational-demand | NA | 417.3397
QLD | QLGH | Loganlea 110 | Energy Queensland | Summer | Coincident | 2025 | POE50 | Operational-demand | NA | 382.0232
QLD | QLGH | Loganlea 110 | Energy Queensland | Summer | Non-coincident | 2025 | POE10 | Operational-demand | NA | 424.5357
QLD | QLGH | Loganlea 110 | Energy Queensland | Summer | Coincident | 2026 | POE10 | Operational-demand | NA | 424.6358
QLD | QLGH | Loganlea 110 | Energy Queensland | Summer | Coincident | 2026 | POE50 | Operational-demand | NA | 387.3741
QLD | QLGH | Loganlea 110 | Energy Queensland | Summer | Non-coincident | 2026 | POE10 | Operational-demand | NA | 430.1559
QLD | QLGH | Loganlea 110 | Energy Queensland | Summer | Coincident | 2027 | POE10 | Operational-demand | NA | 427.3342
QLD | QLGH | Loganlea 110 | Energy Queensland | Summer | Coincident | 2027 | POE50 | Operational-demand | NA | 391.1762
QLD | QLGH | Loganlea 110 | Energy Queensland | Summer | Non-coincident | 2027 | POE10 | Operational-demand | NA | 436.3422
QLD | QLGH | Loganlea 110 | Energy Queensland | Summer | Coincident | 2028 | POE10 | Operational-demand | NA | 434.2732
QLD | QLGH | Loganlea 110 | Energy Queensland | Summer | Coincident | 2028 | POE50 | Operational-demand | NA | 397.3888
QLD | QLGH | Loganlea 110 | Energy Queensland | Summer | Non-coincident | 2028 | POE10 | Operational-demand | NA | 443.3098
QLD | QLGH | Loganlea 110 | Energy Queensland | Summer | Coincident | 2029 | POE10 | Operational-demand | NA | 440.2718
QLD | QLGH | Loganlea 110 | Energy Queensland | Summer | Coincident | 2029 | POE50 | Operational-demand | NA | 404.7403
QLD | QLGH | Loganlea 110 | Energy Queensland | Summer | Non-coincident | 2029 | POE10 | Operational-demand | NA | 450.826
QLD | QLGH | Loganlea 110 | Energy Queensland | Summer | Coincident | 2030 | POE10 | Operational-demand | NA | 448.3008
QLD | QLGH | Loganlea 110 | Energy Queensland | Summer | Coincident | 2030 | POE50 | Operational-demand | NA | 410.1254
QLD | QLGH | Loganlea 110 | Energy Queensland | Summer | Non-coincident | 2030 | POE10 | Operational-demand | NA | 458.7532
QLD | QLGH | Loganlea 110 | Energy Queensland | Winter | Non-coincident | 2019 | BASEYEARPOE10 | Operational-demand | NA | 337.7446
QLD | QLGH | Loganlea 110 | Energy Queensland | Winter | Coincident | 2020 | POE10 | Operational-demand | NA | 291.7153
QLD | QLGH | Loganlea 110 | Energy Queensland | Winter | Coincident | 2020 | POE50 | Operational-demand | NA | 279.0621
QLD | QLGH | Loganlea 110 | Energy Queensland | Winter | Non-coincident | 2020 | POE10 | Operational-demand | NA | 340.673
QLD | QLGH | Loganlea 110 | Energy Queensland | Winter | Coincident | 2021 | POE10 | Operational-demand | NA | 293.2136
QLD | QLGH | Loganlea 110 | Energy Queensland | Winter | Coincident | 2021 | POE50 | Operational-demand | NA | 280.4241
QLD | QLGH | Loganlea 110 | Energy Queensland | Winter | Non-coincident | 2021 | POE10 | Operational-demand | NA | 344.8255
QLD | QLGH | Loganlea 110 | Energy Queensland | Winter | Coincident | 2022 | POE10 | Operational-demand | NA | 304.2468
QLD | QLGH | Loganlea 110 | Energy Queensland | Winter | Coincident | 2022 | POE50 | Operational-demand | NA | 291.0294
QLD | QLGH | Loganlea 110 | Energy Queensland | Winter | Non-coincident | 2022 | POE10 | Operational-demand | NA | 349.5016
QLD | QLGH | Loganlea 110 | Energy Queensland | Winter | Coincident | 2023 | POE10 | Operational-demand | NA | 311.6774
QLD | QLGH | Loganlea 110 | Energy Queensland | Winter | Coincident | 2023 | POE50 | Operational-demand | NA | 297.8598
QLD | QLGH | Loganlea 110 | Energy Queensland | Winter | Non-coincident | 2023 | POE10 | Operational-demand | NA | 354.2114
QLD | QLGH | Loganlea 110 | Energy Queensland | Winter | Coincident | 2024 | POE10 | Operational-demand | NA | 320.8263
QLD | QLGH | Loganlea 110 | Energy Queensland | Winter | Coincident | 2024 | POE50 | Operational-demand | NA | 305.4244
QLD | QLGH | Loganlea 110 | Energy Queensland | Winter | Non-coincident | 2024 | POE10 | Operational-demand | NA | 358.7281
QLD | QLGH | Loganlea 110 | Energy Queensland | Winter | Coincident | 2025 | POE10 | Operational-demand | NA | 324.3426
QLD | QLGH | Loganlea 110 | Energy Queensland | Winter | Coincident | 2025 | POE50 | Operational-demand | NA | 309.4363
QLD | QLGH | Loganlea 110 | Energy Queensland | Winter | Non-coincident | 2025 | POE10 | Operational-demand | NA | 363.2673
QLD | QLGH | Loganlea 110 | Energy Queensland | Winter | Coincident | 2026 | POE10 | Operational-demand | NA | 328.7929
QLD | QLGH | Loganlea 110 | Energy Queensland | Winter | Coincident | 2026 | POE50 | Operational-demand | NA | 314.2785
QLD | QLGH | Loganlea 110 | Energy Queensland | Winter | Non-coincident | 2026 | POE10 | Operational-demand | NA | 367.9744
QLD | QLGH | Loganlea 110 | Energy Queensland | Winter | Coincident | 2027 | POE10 | Operational-demand | NA | 333.876
QLD | QLGH | Loganlea 110 | Energy Queensland | Winter | Coincident | 2027 | POE50 | Operational-demand | NA | 319.1851
QLD | QLGH | Loganlea 110 | Energy Queensland | Winter | Non-coincident | 2027 | POE10 | Operational-demand | NA | 373.4258
QLD | QLGH | Loganlea 110 | Energy Queensland | Winter | Coincident | 2028 | POE10 | Operational-demand | NA | 343.4772
QLD | QLGH | Loganlea 110 | Energy Queensland | Winter | Coincident | 2028 | POE50 | Operational-demand | NA | 325.8614
QLD | QLGH | Loganlea 110 | Energy Queensland | Winter | Non-coincident | 2028 | POE10 | Operational-demand | NA | 379.6661
QLD | QLGH | Loganlea 110 | Energy Queensland | Winter | Coincident | 2029 | POE10 | Operational-demand | NA | 348.1969
QLD | QLGH | Loganlea 110 | Energy Queensland | Winter | Coincident | 2029 | POE50 | Operational-demand | NA | 332.1147
QLD | QLGH | Loganlea 110 | Energy Queensland | Winter | Non-coincident | 2029 | POE10 | Operational-demand | NA | 386.2648
QLD | QLGL | Loganlea 33 | Energy Queensland | Shoulder | Coincident | 2017 | ACTUAL_OPG | Operational-demand | 26.7412 | 60.73
QLD | QLGL | Loganlea 33 | Energy Queensland | Shoulder | Coincident | 2017 | ACTUAL_RAW | Operational-demand | 26.7412 | 60.73
QLD | QLGL | Loganlea 33 | Energy Queensland | Shoulder | Non-coincident | 2017 | ACTUAL_RAW | Operational-demand | 24.8471 | 63.3871
QLD | QLGL | Loganlea 33 | Energy Queensland | Shoulder | Non-coincident | 2017 | ACTUAL_OPG | Operational-demand | 24.8471 | 63.3871
QLD | QLGL | Loganlea 33 | Energy Queensland | Shoulder | Non-coincident | 2017 | ACTUAL_ADJUSTEDOPG | Operational-demand | 24.8471 | 63.3871
QLD | QLGL | Loganlea 33 | Energy Queensland | Shoulder | Coincident | 2018 | ACTUAL_OPG | Operational-demand | 27.4874 | 66.3314
QLD | QLGL | Loganlea 33 | Energy Queensland | Shoulder | Coincident | 2018 | ACTUAL_RAW | Operational-demand | 27.4874 | 66.3314
QLD | QLGL | Loganlea 33 | Energy Queensland | Shoulder | Non-coincident | 2018 | ACTUAL_RAW | Operational-demand | 24.0022 | 71.6727
QLD | QLGL | Loganlea 33 | Energy Queensland | Shoulder | Non-coincident | 2018 | ACTUAL_OPG | Operational-demand | 24.0022 | 71.6727
QLD | QLGL | Loganlea 33 | Energy Queensland | Shoulder | Non-coincident | 2018 | ACTUAL_ADJUSTEDOPG | Operational-demand | 24.0022 | 71.6727
QLD | QLGL | Loganlea 33 | Energy Queensland | Shoulder | Coincident | 2019 | ACTUAL_OPG | Operational-demand | 23.4977 | 72.7239
QLD | QLGL | Loganlea 33 | Energy Queensland | Shoulder | Coincident | 2019 | ACTUAL_RAW | Operational-demand | 23.4977 | 72.7239
QLD | QLGL | Loganlea 33 | Energy Queensland | Shoulder | Non-coincident | 2019 | ACTUAL_RAW | Operational-demand | 22.3081 | 72.7239
QLD | QLGL | Loganlea 33 | Energy Queensland | Shoulder | Non-coincident | 2019 | ACTUAL_OPG | Operational-demand | 22.3081 | 72.7239
QLD | QLGL | Loganlea 33 | Energy Queensland | Shoulder | Non-coincident | 2019 | ACTUAL_ADJUSTEDOPG | Operational-demand | 22.3081 | 72.7239
QLD | QLGL | Loganlea 33 | Energy Queensland | Shoulder | Non-coincident | 2019 | BASEYEARPOE90 | Operational-demand | 14.3575 | NA
QLD | QLGL | Loganlea 33 | Energy Queensland | Shoulder | Non-coincident | 2019 | BASEYEARPOE50 | Operational-demand | 16.7993 | 64.5367
QLD | QLGL | Loganlea 33 | Energy Queensland | Shoulder | Coincident | 2020 | ACTUAL_OPG | Operational-demand | 18.2803 | 63.8017
QLD | QLGL | Loganlea 33 | Energy Queensland | Shoulder | Coincident | 2020 | ACTUAL_RAW | Operational-demand | 18.2803 | 63.8017
QLD | QLGL | Loganlea 33 | Energy Queensland | Shoulder | Non-coincident | 2020 | ACTUAL_RAW | Operational-demand | 18.2803 | 63.8017
QLD | QLGL | Loganlea 33 | Energy Queensland | Shoulder | Non-coincident | 2020 | ACTUAL_OPG | Operational-demand | 18.2803 | 63.8017
QLD | QLGL | Loganlea 33 | Energy Queensland | Shoulder | Non-coincident | 2020 | ACTUAL_ADJUSTEDOPG | Operational-demand | 18.2803 | 63.8017
QLD | QLGL | Loganlea 33 | Energy Queensland | Shoulder | Coincident_unreconciled | 2021 | POE50 | Operational-demand | 10.1746 | NA
QLD | QLGL | Loganlea 33 | Energy Queensland | Shoulder | Coincident_unreconciled | 2021 | POE90 | Operational-demand | 4.3862 | NA
QLD | QLGL | Loganlea 33 | Energy Queensland | Shoulder | Non-coincident | 2021 | POE50 | Operational-demand | 9.6351 | 66.2859
QLD | QLGL | Loganlea 33 | Energy Queensland | Shoulder | Non-coincident | 2021 | POE90 | Operational-demand | -6.3861 | NA
QLD | QLGL | Loganlea 33 | Energy Queensland | Shoulder | Coincident_unreconciled | 2022 | POE50 | Operational-demand | 7.4309 | NA
QLD | QLGL | Loganlea 33 | Energy Queensland | Shoulder | Coincident_unreconciled | 2022 | POE90 | Operational-demand | 1.629 | NA
QLD | QLGL | Loganlea 33 | Energy Queensland | Shoulder | Non-coincident | 2022 | POE50 | Operational-demand | 7.0369 | 67.1225
QLD | QLGL | Loganlea 33 | Energy Queensland | Shoulder | Non-coincident | 2022 | POE90 | Operational-demand | -8.2064 | NA
QLD | QLGL | Loganlea 33 | Energy Queensland | Shoulder | Coincident_unreconciled | 2023 | POE50 | Operational-demand | 4.9854 | NA
QLD | QLGL | Loganlea 33 | Energy Queensland | Shoulder | Coincident_unreconciled | 2023 | POE90 | Operational-demand | -0.74264 | NA
QLD | QLGL | Loganlea 33 | Energy Queensland | Shoulder | Non-coincident | 2023 | POE50 | Operational-demand | 4.7211 | 67.7321
QLD | QLGL | Loganlea 33 | Energy Queensland | Shoulder | Non-coincident | 2023 | POE90 | Operational-demand | -9.834 | NA
QLD | QLGL | Loganlea 33 | Energy Queensland | Shoulder | Coincident_unreconciled | 2024 | POE50 | Operational-demand | 3.0776 | NA
QLD | QLGL | Loganlea 33 | Energy Queensland | Shoulder | Coincident_unreconciled | 2024 | POE90 | Operational-demand | -2.4609 | NA
QLD | QLGL | Loganlea 33 | Energy Queensland | Shoulder | Non-coincident | 2024 | POE50 | Operational-demand | 2.9144 | 69.0989
QLD | QLGL | Loganlea 33 | Energy Queensland | Shoulder | Non-coincident | 2024 | POE90 | Operational-demand | -11.1068 | NA
QLD | QLGL | Loganlea 33 | Energy Queensland | Shoulder | Coincident_unreconciled | 2025 | POE50 | Operational-demand | 1.29 | NA
QLD | QLGL | Loganlea 33 | Energy Queensland | Shoulder | Coincident_unreconciled | 2025 | POE90 | Operational-demand | -4.0717 | NA
QLD | QLGL | Loganlea 33 | Energy Queensland | Shoulder | Non-coincident | 2025 | POE50 | Operational-demand | 1.2216 | 68.9551
QLD | QLGL | Loganlea 33 | Energy Queensland | Shoulder | Non-coincident | 2025 | POE90 | Operational-demand | -12.2945 | NA
QLD | QLGL | Loganlea 33 | Energy Queensland | Shoulder | Coincident_unreconciled | 2026 | POE50 | Operational-demand | -0.43127 | NA
QLD | QLGL | Loganlea 33 | Energy Queensland | Shoulder | Coincident_unreconciled | 2026 | POE90 | Operational-demand | -5.6689 | NA
QLD | QLGL | Loganlea 33 | Energy Queensland | Shoulder | Non-coincident | 2026 | POE50 | Operational-demand | -0.45685 | 69.1648
QLD | QLGL | Loganlea 33 | Energy Queensland | Shoulder | Non-coincident | 2026 | POE90 | Operational-demand | -13.4669 | NA
QLD | QLGL | Loganlea 33 | Energy Queensland | Shoulder | Coincident_unreconciled | 2027 | POE50 | Operational-demand | -1.7517 | NA
QLD | QLGL | Loganlea 33 | Energy Queensland | Shoulder | Coincident_unreconciled | 2027 | POE90 | Operational-demand | -7.0033 | NA
QLD | QLGL | Loganlea 33 | Energy Queensland | Shoulder | Non-coincident | 2027 | POE50 | Operational-demand | -1.8556 | 69.1001
QLD | QLGL | Loganlea 33 | Energy Queensland | Shoulder | Non-coincident | 2027 | POE90 | Operational-demand | -14.4474 | NA
QLD | QLGL | Loganlea 33 | Energy Queensland | Shoulder | Coincident_unreconciled | 2028 | POE50 | Operational-demand | -2.8166 | NA
QLD | QLGL | Loganlea 33 | Energy Queensland | Shoulder | Coincident_unreconciled | 2028 | POE90 | Operational-demand | -8.0829 | NA
QLD | QLGL | Loganlea 33 | Energy Queensland | Shoulder | Non-coincident | 2028 | POE50 | Operational-demand | -2.9837 | 69.4436
QLD | QLGL | Loganlea 33 | Energy Queensland | Shoulder | Non-coincident | 2028 | POE90 | Operational-demand | -15.2545 | NA
QLD | QLGL | Loganlea 33 | Energy Queensland | Shoulder | Coincident_unreconciled | 2029 | POE50 | Operational-demand | -3.7617 | NA
QLD | QLGL | Loganlea 33 | Energy Queensland | Shoulder | Coincident_unreconciled | 2029 | POE90 | Operational-demand | -9.0428 | NA
QLD | QLGL | Loganlea 33 | Energy Queensland | Shoulder | Non-coincident | 2029 | POE50 | Operational-demand | -3.9849 | 70.2734
QLD | QLGL | Loganlea 33 | Energy Queensland | Shoulder | Non-coincident | 2029 | POE90 | Operational-demand | -15.9874 | NA
QLD | QLGL | Loganlea 33 | Energy Queensland | Shoulder | Coincident_unreconciled | 2030 | POE50 | Operational-demand | -4.5464 | NA
QLD | QLGL | Loganlea 33 | Energy Queensland | Shoulder | Coincident_unreconciled | 2030 | POE90 | Operational-demand | -9.8421 | NA
QLD | QLGL | Loganlea 33 | Energy Queensland | Shoulder | Non-coincident | 2030 | POE50 | Operational-demand | -4.816 | 71.0729
QLD | QLGL | Loganlea 33 | Energy Queensland | Shoulder | Non-coincident | 2030 | POE90 | Operational-demand | -16.606 | NA
QLD | QLGL | Loganlea 33 | Energy Queensland | Summer | Coincident | 2017 | ACTUAL_OPG | Operational-demand | 27.0678 | 91.1869
QLD | QLGL | Loganlea 33 | Energy Queensland | Summer | Coincident | 2017 | ACTUAL_RAW | Operational-demand | 27.0678 | 91.1869
QLD | QLGL | Loganlea 33 | Energy Queensland | Summer | Non-coincident | 2017 | ACTUAL_RAW | Operational-demand | 23.0371 | 93.6301
QLD | QLGL | Loganlea 33 | Energy Queensland | Summer | Non-coincident | 2017 | ACTUAL_OPG | Operational-demand | 23.0371 | 93.6301
QLD | QLGL | Loganlea 33 | Energy Queensland | Summer | Non-coincident | 2017 | ACTUAL_ADJUSTEDOPG | Operational-demand | 23.0371 | 93.6301
QLD | QLGL | Loganlea 33 | Energy Queensland | Summer | Coincident | 2018 | ACTUAL_OPG | Operational-demand | 24.5931 | 93.6069
QLD | QLGL | Loganlea 33 | Energy Queensland | Summer | Coincident | 2018 | ACTUAL_RAW | Operational-demand | 24.5931 | 93.6069
QLD | QLGL | Loganlea 33 | Energy Queensland | Summer | Non-coincident | 2018 | ACTUAL_RAW | Operational-demand | 19.2396 | 94.3119
QLD | QLGL | Loganlea 33 | Energy Queensland | Summer | Non-coincident | 2018 | ACTUAL_OPG | Operational-demand | 19.2396 | 94.3119
QLD | QLGL | Loganlea 33 | Energy Queensland | Summer | Non-coincident | 2018 | ACTUAL_ADJUSTEDOPG | Operational-demand | 19.2396 | 94.3119
QLD | QLGL | Loganlea 33 | Energy Queensland | Summer | Coincident | 2019 | ACTUAL_OPG | Operational-demand | 26.6293 | 93.2408
QLD | QLGL | Loganlea 33 | Energy Queensland | Summer | Coincident | 2019 | ACTUAL_RAW | Operational-demand | 26.6293 | 93.2408
QLD | QLGL | Loganlea 33 | Energy Queensland | Summer | Non-coincident | 2019 | ACTUAL_RAW | Operational-demand | 21.9004 | 95.3699
QLD | QLGL | Loganlea 33 | Energy Queensland | Summer | Non-coincident | 2019 | ACTUAL_OPG | Operational-demand | 21.9004 | 95.3699
QLD | QLGL | Loganlea 33 | Energy Queensland | Summer | Non-coincident | 2019 | ACTUAL_ADJUSTEDOPG | Operational-demand | 21.9004 | 95.3699
QLD | QLGL | Loganlea 33 | Energy Queensland | Summer | Non-coincident | 2019 | BASEYEARPOE90 | Operational-demand | 15.1267 | NA
QLD | QLGL | Loganlea 33 | Energy Queensland | Summer | Non-coincident | 2019 | BASEYEARPOE50 | Operational-demand | 17.969 | 87.8942
QLD | QLGL | Loganlea 33 | Energy Queensland | Summer | Coincident | 2020 | ACTUAL_OPG | Operational-demand | 19.5075 | 99.153
QLD | QLGL | Loganlea 33 | Energy Queensland | Summer | Coincident | 2020 | ACTUAL_RAW | Operational-demand | 19.5075 | 99.153
QLD | QLGL | Loganlea 33 | Energy Queensland | Summer | Non-coincident | 2020 | ACTUAL_RAW | Operational-demand | 19.425 | 100.0648
QLD | QLGL | Loganlea 33 | Energy Queensland | Summer | Non-coincident | 2020 | ACTUAL_OPG | Operational-demand | 19.425 | 100.0648
QLD | QLGL | Loganlea 33 | Energy Queensland | Summer | Non-coincident | 2020 | ACTUAL_ADJUSTEDOPG | Operational-demand | 19.425 | 100.0648
QLD | QLGL | Loganlea 33 | Energy Queensland | Summer | Coincident_unreconciled | 2021 | POE50 | Operational-demand | 14.2881 | NA
QLD | QLGL | Loganlea 33 | Energy Queensland | Summer | Coincident_unreconciled | 2021 | POE90 | Operational-demand | 10.4611 | NA
QLD | QLGL | Loganlea 33 | Energy Queensland | Summer | Non-coincident | 2021 | POE50 | Operational-demand | 13.2523 | 85.145
QLD | QLGL | Loganlea 33 | Energy Queensland | Summer | Non-coincident | 2021 | POE90 | Operational-demand | 7.7496 | NA
QLD | QLGL | Loganlea 33 | Energy Queensland | Summer | Coincident_unreconciled | 2022 | POE50 | Operational-demand | 11.7613 | NA
QLD | QLGL | Loganlea 33 | Energy Queensland | Summer | Coincident_unreconciled | 2022 | POE90 | Operational-demand | 7.9254 | NA
QLD | QLGL | Loganlea 33 | Energy Queensland | Summer | Non-coincident | 2022 | POE50 | Operational-demand | 11.4659 | 86.3653
QLD | QLGL | Loganlea 33 | Energy Queensland | Summer | Non-coincident | 2022 | POE90 | Operational-demand | 5.9504 | NA
QLD | QLGL | Loganlea 33 | Energy Queensland | Summer | Coincident_unreconciled | 2023 | POE50 | Operational-demand | 9.5023 | NA
QLD | QLGL | Loganlea 33 | Energy Queensland | Summer | Coincident_unreconciled | 2023 | POE90 | Operational-demand | 5.657 | NA
QLD | QLGL | Loganlea 33 | Energy Queensland | Summer | Non-coincident | 2023 | POE50 | Operational-demand | 9.4602 | 86.7795
QLD | QLGL | Loganlea 33 | Energy Queensland | Summer | Non-coincident | 2023 | POE90 | Operational-demand | 4.3406 | NA
QLD | QLGL | Loganlea 33 | Energy Queensland | Summer | Coincident_unreconciled | 2024 | POE50 | Operational-demand | 7.7678 | NA
QLD | QLGL | Loganlea 33 | Energy Queensland | Summer | Coincident_unreconciled | 2024 | POE90 | Operational-demand | 3.913 | NA
QLD | QLGL | Loganlea 33 | Energy Queensland | Summer | Non-coincident | 2024 | POE50 | Operational-demand | 7.7333 | 88.0123
QLD | QLGL | Loganlea 33 | Energy Queensland | Summer | Non-coincident | 2024 | POE90 | Operational-demand | 3.1063 | NA
QLD | QLGL | Loganlea 33 | Energy Queensland | Summer | Coincident_unreconciled | 2025 | POE50 | Operational-demand | 6.1117 | NA
QLD | QLGL | Loganlea 33 | Energy Queensland | Summer | Coincident_unreconciled | 2025 | POE90 | Operational-demand | 2.2474 | NA
QLD | QLGL | Loganlea 33 | Energy Queensland | Summer | Non-coincident | 2025 | POE50 | Operational-demand | 6.0845 | 88.2208
QLD | QLGL | Loganlea 33 | Energy Queensland | Summer | Non-coincident | 2025 | POE90 | Operational-demand | 1.9304 | NA
QLD | QLGL | Loganlea 33 | Energy Queensland | Summer | Coincident_unreconciled | 2026 | POE50 | Operational-demand | 4.466 | NA
QLD | QLGL | Loganlea 33 | Energy Queensland | Summer | Coincident_unreconciled | 2026 | POE90 | Operational-demand | 0.59228 | NA
QLD | QLGL | Loganlea 33 | Energy Queensland | Summer | Non-coincident | 2026 | POE50 | Operational-demand | 4.4462 | 88.5133
QLD | QLGL | Loganlea 33 | Energy Queensland | Summer | Non-coincident | 2026 | POE90 | Operational-demand | 0.58966 | NA
QLD | QLGL | Loganlea 33 | Energy Queensland | Summer | Coincident_unreconciled | 2027 | POE50 | Operational-demand | 3.1078 | NA
QLD | QLGL | Loganlea 33 | Energy Queensland | Summer | Coincident_unreconciled | 2027 | POE90 | Operational-demand | -0.76931 | NA
QLD | QLGL | Loganlea 33 | Energy Queensland | Summer | Non-coincident | 2027 | POE50 | Operational-demand | 3.094 | 88.4291
QLD | QLGL | Loganlea 33 | Energy Queensland | Summer | Non-coincident | 2027 | POE90 | Operational-demand | -0.77276 | NA
QLD | QLGL | Loganlea 33 | Energy Queensland | Summer | Coincident_unreconciled | 2028 | POE50 | Operational-demand | 2.0074 | NA
QLD | QLGL | Loganlea 33 | Energy Queensland | Summer | Coincident_unreconciled | 2028 | POE90 | Operational-demand | -1.8707 | NA
QLD | QLGL | Loganlea 33 | Energy Queensland | Summer | Non-coincident | 2028 | POE50 | Operational-demand | 1.9985 | 88.8223
QLD | QLGL | Loganlea 33 | Energy Queensland | Summer | Non-coincident | 2028 | POE90 | Operational-demand | -1.8791 | NA
QLD | QLGL | Loganlea 33 | Energy Queensland | Summer | Coincident_unreconciled | 2029 | POE50 | Operational-demand | 1.0321 | NA
QLD | QLGL | Loganlea 33 | Energy Queensland | Summer | Coincident_unreconciled | 2029 | POE90 | Operational-demand | -2.8481 | NA
QLD | QLGL | Loganlea 33 | Energy Queensland | Summer | Non-coincident | 2029 | POE50 | Operational-demand | 1.0276 | 89.442
QLD | QLGL | Loganlea 33 | Energy Queensland | Summer | Non-coincident | 2029 | POE90 | Operational-demand | -2.8609 | NA
QLD | QLGL | Loganlea 33 | Energy Queensland | Summer | Coincident_unreconciled | 2030 | POE50 | Operational-demand | 0.2252 | NA
QLD | QLGL | Loganlea 33 | Energy Queensland | Summer | Coincident_unreconciled | 2030 | POE90 | Operational-demand | -3.6587 | NA
QLD | QLGL | Loganlea 33 | Energy Queensland | Summer | Non-coincident | 2030 | POE50 | Operational-demand | 0.2242 | 89.6622
QLD | QLGL | Loganlea 33 | Energy Queensland | Summer | Non-coincident | 2030 | POE90 | Operational-demand | -3.6751 | NA
QLD | QLGL | Loganlea 33 | Energy Queensland | Winter | Coincident | 2016 | ACTUAL_OPG | Operational-demand | 28.8041 | 79.2733
QLD | QLGL | Loganlea 33 | Energy Queensland | Winter | Coincident | 2016 | ACTUAL_RAW | Operational-demand | 28.8041 | 79.2733
QLD | QLGL | Loganlea 33 | Energy Queensland | Winter | Non-coincident | 2016 | ACTUAL_RAW | Operational-demand | 26.7381 | 79.2733
QLD | QLGL | Loganlea 33 | Energy Queensland | Winter | Non-coincident | 2016 | ACTUAL_OPG | Operational-demand | 26.7381 | 79.2733
QLD | QLGL | Loganlea 33 | Energy Queensland | Winter | Non-coincident | 2016 | ACTUAL_ADJUSTEDOPG | Operational-demand | 26.7381 | 79.2733
QLD | QLGL | Loganlea 33 | Energy Queensland | Winter | Coincident | 2017 | ACTUAL_OPG | Operational-demand | 25.8217 | 70.7034
QLD | QLGL | Loganlea 33 | Energy Queensland | Winter | Coincident | 2017 | ACTUAL_RAW | Operational-demand | 25.8217 | 70.7034
QLD | QLGL | Loganlea 33 | Energy Queensland | Winter | Non-coincident | 2017 | ACTUAL_RAW | Operational-demand | 25.2302 | 70.7034
QLD | QLGL | Loganlea 33 | Energy Queensland | Winter | Non-coincident | 2017 | ACTUAL_OPG | Operational-demand | 25.2302 | 70.7034
QLD | QLGL | Loganlea 33 | Energy Queensland | Winter | Non-coincident | 2017 | ACTUAL_ADJUSTEDOPG | Operational-demand | 25.2302 | 70.7034
QLD | QLGL | Loganlea 33 | Energy Queensland | Winter | Coincident | 2018 | ACTUAL_OPG | Operational-demand | 24.1015 | 72.7118
QLD | QLGL | Loganlea 33 | Energy Queensland | Winter | Coincident | 2018 | ACTUAL_RAW | Operational-demand | 24.1015 | 72.7118
QLD | QLGL | Loganlea 33 | Energy Queensland | Winter | Non-coincident | 2018 | ACTUAL_RAW | Operational-demand | 23.5427 | 74.7455
QLD | QLGL | Loganlea 33 | Energy Queensland | Winter | Non-coincident | 2018 | ACTUAL_OPG | Operational-demand | 23.5427 | 74.7455
QLD | QLGL | Loganlea 33 | Energy Queensland | Winter | Non-coincident | 2018 | ACTUAL_ADJUSTEDOPG | Operational-demand | 23.5427 | 74.7455
QLD | QLGL | Loganlea 33 | Energy Queensland | Winter | Coincident | 2019 | ACTUAL_OPG | Operational-demand | 29.5767 | 73.4593
QLD | QLGL | Loganlea 33 | Energy Queensland | Winter | Coincident | 2019 | ACTUAL_RAW | Operational-demand | 29.5767 | 73.4593
QLD | QLGL | Loganlea 33 | Energy Queensland | Winter | Non-coincident | 2019 | ACTUAL_RAW | Operational-demand | 22.2545 | 74.7326
QLD | QLGL | Loganlea 33 | Energy Queensland | Winter | Non-coincident | 2019 | ACTUAL_OPG | Operational-demand | 22.2545 | 74.7326
QLD | QLGL | Loganlea 33 | Energy Queensland | Winter | Non-coincident | 2019 | ACTUAL_ADJUSTEDOPG | Operational-demand | 22.2545 | 74.7326
QLD | QLGL | Loganlea 33 | Energy Queensland | Winter | Non-coincident | 2019 | BASEYEARPOE90 | Operational-demand | 17.9973 | NA
QLD | QLGL | Loganlea 33 | Energy Queensland | Winter | Non-coincident | 2019 | BASEYEARPOE50 | Operational-demand | 20.1482 | 75.1637
QLD | QLGL | Loganlea 33 | Energy Queensland | Winter | Coincident_unreconciled | 2020 | POE50 | Operational-demand | 19.3614 | NA
QLD | QLGL | Loganlea 33 | Energy Queensland | Winter | Coincident_unreconciled | 2020 | POE90 | Operational-demand | 16.2827 | NA
QLD | QLGL | Loganlea 33 | Energy Queensland | Winter | Non-coincident | 2020 | POE50 | Operational-demand | 20 | 75.1596
QLD | QLGL | Loganlea 33 | Energy Queensland | Winter | Non-coincident | 2020 | POE90 | Operational-demand | 16.5342 | NA
QLD | QLGL | Loganlea 33 | Energy Queensland | Winter | Coincident_unreconciled | 2021 | POE50 | Operational-demand | 15.7464 | NA
QLD | QLGL | Loganlea 33 | Energy Queensland | Winter | Coincident_unreconciled | 2021 | POE90 | Operational-demand | 12.6676 | NA
QLD | QLGL | Loganlea 33 | Energy Queensland | Winter | Non-coincident | 2021 | POE50 | Operational-demand | 17.362 | 75.1515
QLD | QLGL | Loganlea 33 | Energy Queensland | Winter | Non-coincident | 2021 | POE90 | Operational-demand | 15.1154 | NA
QLD | QLGL | Loganlea 33 | Energy Queensland | Winter | Coincident_unreconciled | 2022 | POE50 | Operational-demand | 12.3025 | NA
QLD | QLGL | Loganlea 33 | Energy Queensland | Winter | Coincident_unreconciled | 2022 | POE90 | Operational-demand | 9.2238 | NA
QLD | QLGL | Loganlea 33 | Energy Queensland | Winter | Non-coincident | 2022 | POE50 | Operational-demand | 14.849 | 75.139
QLD | QLGL | Loganlea 33 | Energy Queensland | Winter | Non-coincident | 2022 | POE90 | Operational-demand | 12.6024 | NA
QLD | QLGL | Loganlea 33 | Energy Queensland | Winter | Coincident_unreconciled | 2023 | POE50 | Operational-demand | 9.5126 | NA
QLD | QLGL | Loganlea 33 | Energy Queensland | Winter | Coincident_unreconciled | 2023 | POE90 | Operational-demand | 6.4338 | NA
QLD | QLGL | Loganlea 33 | Energy Queensland | Winter | Non-coincident | 2023 | POE50 | Operational-demand | 12.8131 | 75.3904
QLD | QLGL | Loganlea 33 | Energy Queensland | Winter | Non-coincident | 2023 | POE90 | Operational-demand | 10.5665 | NA
QLD | QLGL | Loganlea 33 | Energy Queensland | Winter | Coincident_unreconciled | 2024 | POE50 | Operational-demand | 7.1988 | NA
QLD | QLGL | Loganlea 33 | Energy Queensland | Winter | Coincident_unreconciled | 2024 | POE90 | Operational-demand | 4.1201 | NA
QLD | QLGL | Loganlea 33 | Energy Queensland | Winter | Non-coincident | 2024 | POE50 | Operational-demand | 11.1247 | 76.192
QLD | QLGL | Loganlea 33 | Energy Queensland | Winter | Non-coincident | 2024 | POE90 | Operational-demand | 8.8781 | NA
QLD | QLGL | Loganlea 33 | Energy Queensland | Winter | Coincident_unreconciled | 2025 | POE50 | Operational-demand | 4.8522 | NA
QLD | QLGL | Loganlea 33 | Energy Queensland | Winter | Coincident_unreconciled | 2025 | POE90 | Operational-demand | 1.7735 | NA
QLD | QLGL | Loganlea 33 | Energy Queensland | Winter | Non-coincident | 2025 | POE50 | Operational-demand | 9.4124 | 76.1197
QLD | QLGL | Loganlea 33 | Energy Queensland | Winter | Non-coincident | 2025 | POE90 | Operational-demand | 7.1658 | NA
QLD | QLGL | Loganlea 33 | Energy Queensland | Winter | Coincident_unreconciled | 2026 | POE50 | Operational-demand | 2.6238 | NA
QLD | QLGL | Loganlea 33 | Energy Queensland | Winter | Coincident_unreconciled | 2026 | POE90 | Operational-demand | -0.20904 | NA
QLD | QLGL | Loganlea 33 | Energy Queensland | Winter | Non-coincident | 2026 | POE50 | Operational-demand | 7.7862 | 76.293
QLD | QLGL | Loganlea 33 | Energy Queensland | Winter | Non-coincident | 2026 | POE90 | Operational-demand | 5.5396 | NA
QLD | QLGL | Loganlea 33 | Energy Queensland | Winter | Coincident_unreconciled | 2027 | POE50 | Operational-demand | 0.92602 | NA
QLD | QLGL | Loganlea 33 | Energy Queensland | Winter | Coincident_unreconciled | 2027 | POE90 | Operational-demand | -0.98904 | NA
QLD | QLGL | Loganlea 33 | Energy Queensland | Winter | Non-coincident | 2027 | POE50 | Operational-demand | 6.5474 | 76.4613
QLD | QLGL | Loganlea 33 | Energy Queensland | Winter | Non-coincident | 2027 | POE90 | Operational-demand | 4.3007 | NA
QLD | QLGL | Loganlea 33 | Energy Queensland | Winter | Coincident_unreconciled | 2028 | POE50 | Operational-demand | -0.26613 | NA
QLD | QLGL | Loganlea 33 | Energy Queensland | Winter | Coincident_unreconciled | 2028 | POE90 | Operational-demand | -1.6806 | NA
QLD | QLGL | Loganlea 33 | Energy Queensland | Winter | Non-coincident | 2028 | POE50 | Operational-demand | 5.4489 | 77.0787
QLD | QLGL | Loganlea 33 | Energy Queensland | Winter | Non-coincident | 2028 | POE90 | Operational-demand | 3.2023 | NA
QLD | QLGL | Loganlea 33 | Energy Queensland | Winter | Coincident_unreconciled | 2029 | POE50 | Operational-demand | -0.86564 | NA
QLD | QLGL | Loganlea 33 | Energy Queensland | Winter | Coincident_unreconciled | 2029 | POE90 | Operational-demand | -2.2801 | NA
QLD | QLGL | Loganlea 33 | Energy Queensland | Winter | Non-coincident | 2029 | POE50 | Operational-demand | 4.4967 | 77.673
QLD | QLGL | Loganlea 33 | Energy Queensland | Winter | Non-coincident | 2029 | POE90 | Operational-demand | 2.2501 | NA
QLD | QLGL | Loganlea 33 | Energy Queensland | Shoulder | Non-coincident | 2019 | BASEYEARPOE10 | Operational-demand | NA | 72.0841
QLD | QLGL | Loganlea 33 | Energy Queensland | Shoulder | Coincident | 2021 | POE10 | Operational-demand | NA | 75.6608
QLD | QLGL | Loganlea 33 | Energy Queensland | Shoulder | Coincident | 2021 | POE50 | Operational-demand | NA | 66.2859
QLD | QLGL | Loganlea 33 | Energy Queensland | Shoulder | Non-coincident | 2021 | POE10 | Operational-demand | NA | 76.3764
QLD | QLGL | Loganlea 33 | Energy Queensland | Shoulder | Coincident | 2022 | POE10 | Operational-demand | NA | 77.9177
QLD | QLGL | Loganlea 33 | Energy Queensland | Shoulder | Coincident | 2022 | POE50 | Operational-demand | NA | 67.1225
QLD | QLGL | Loganlea 33 | Energy Queensland | Shoulder | Non-coincident | 2022 | POE10 | Operational-demand | NA | 77.9177
QLD | QLGL | Loganlea 33 | Energy Queensland | Shoulder | Coincident | 2023 | POE10 | Operational-demand | NA | 78.2486
QLD | QLGL | Loganlea 33 | Energy Queensland | Shoulder | Coincident | 2023 | POE50 | Operational-demand | NA | 67.7321
QLD | QLGL | Loganlea 33 | Energy Queensland | Shoulder | Non-coincident | 2023 | POE10 | Operational-demand | NA | 78.2486
QLD | QLGL | Loganlea 33 | Energy Queensland | Shoulder | Coincident | 2024 | POE10 | Operational-demand | NA | 78.795
QLD | QLGL | Loganlea 33 | Energy Queensland | Shoulder | Coincident | 2024 | POE50 | Operational-demand | NA | 69.0989
QLD | QLGL | Loganlea 33 | Energy Queensland | Shoulder | Non-coincident | 2024 | POE10 | Operational-demand | NA | 78.795
QLD | QLGL | Loganlea 33 | Energy Queensland | Shoulder | Coincident | 2025 | POE10 | Operational-demand | NA | 79.2098
QLD | QLGL | Loganlea 33 | Energy Queensland | Shoulder | Coincident | 2025 | POE50 | Operational-demand | NA | 68.9551
QLD | QLGL | Loganlea 33 | Energy Queensland | Shoulder | Non-coincident | 2025 | POE10 | Operational-demand | NA | 79.2098
QLD | QLGL | Loganlea 33 | Energy Queensland | Shoulder | Coincident | 2026 | POE10 | Operational-demand | NA | 79.0117
QLD | QLGL | Loganlea 33 | Energy Queensland | Shoulder | Coincident | 2026 | POE50 | Operational-demand | NA | 69.1648
QLD | QLGL | Loganlea 33 | Energy Queensland | Shoulder | Non-coincident | 2026 | POE10 | Operational-demand | NA | 79.0117
QLD | QLGL | Loganlea 33 | Energy Queensland | Shoulder | Coincident | 2027 | POE10 | Operational-demand | NA | 78.9962
QLD | QLGL | Loganlea 33 | Energy Queensland | Shoulder | Coincident | 2027 | POE50 | Operational-demand | NA | 69.1001
QLD | QLGL | Loganlea 33 | Energy Queensland | Shoulder | Non-coincident | 2027 | POE10 | Operational-demand | NA | 78.9962
QLD | QLGL | Loganlea 33 | Energy Queensland | Shoulder | Coincident | 2028 | POE10 | Operational-demand | NA | 79.1548
QLD | QLGL | Loganlea 33 | Energy Queensland | Shoulder | Coincident | 2028 | POE50 | Operational-demand | NA | 69.4436
QLD | QLGL | Loganlea 33 | Energy Queensland | Shoulder | Non-coincident | 2028 | POE10 | Operational-demand | NA | 79.1548
QLD | QLGL | Loganlea 33 | Energy Queensland | Shoulder | Coincident | 2029 | POE10 | Operational-demand | NA | 80.5062
QLD | QLGL | Loganlea 33 | Energy Queensland | Shoulder | Coincident | 2029 | POE50 | Operational-demand | NA | 70.2734
QLD | QLGL | Loganlea 33 | Energy Queensland | Shoulder | Non-coincident | 2029 | POE10 | Operational-demand | NA | 80.5062
QLD | QLGL | Loganlea 33 | Energy Queensland | Shoulder | Coincident | 2030 | POE10 | Operational-demand | NA | 81.2467
QLD | QLGL | Loganlea 33 | Energy Queensland | Shoulder | Coincident | 2030 | POE50 | Operational-demand | NA | 71.0729
QLD | QLGL | Loganlea 33 | Energy Queensland | Shoulder | Non-coincident | 2030 | POE10 | Operational-demand | NA | 81.2467
QLD | QLGL | Loganlea 33 | Energy Queensland | Summer | Non-coincident | 2019 | BASEYEARPOE10 | Operational-demand | NA | 95.4398
QLD | QLGL | Loganlea 33 | Energy Queensland | Summer | Coincident | 2021 | POE10 | Operational-demand | NA | 91.6001
QLD | QLGL | Loganlea 33 | Energy Queensland | Summer | Coincident | 2021 | POE50 | Operational-demand | NA | 84.8485
QLD | QLGL | Loganlea 33 | Energy Queensland | Summer | Non-coincident | 2021 | POE10 | Operational-demand | NA | 96.2431
QLD | QLGL | Loganlea 33 | Energy Queensland | Summer | Coincident | 2022 | POE10 | Operational-demand | NA | 93.3912
QLD | QLGL | Loganlea 33 | Energy Queensland | Summer | Coincident | 2022 | POE50 | Operational-demand | NA | 86.3653
QLD | QLGL | Loganlea 33 | Energy Queensland | Summer | Non-coincident | 2022 | POE10 | Operational-demand | NA | 96.2027
QLD | QLGL | Loganlea 33 | Energy Queensland | Summer | Coincident | 2023 | POE10 | Operational-demand | NA | 94.0558
QLD | QLGL | Loganlea 33 | Energy Queensland | Summer | Coincident | 2023 | POE50 | Operational-demand | NA | 86.7795
QLD | QLGL | Loganlea 33 | Energy Queensland | Summer | Non-coincident | 2023 | POE10 | Operational-demand | NA | 96.3566
QLD | QLGL | Loganlea 33 | Energy Queensland | Summer | Coincident | 2024 | POE10 | Operational-demand | NA | 95.3065
QLD | QLGL | Loganlea 33 | Energy Queensland | Summer | Coincident | 2024 | POE50 | Operational-demand | NA | 88.0123
QLD | QLGL | Loganlea 33 | Energy Queensland | Summer | Non-coincident | 2024 | POE10 | Operational-demand | NA | 96.5274
QLD | QLGL | Loganlea 33 | Energy Queensland | Summer | Coincident | 2025 | POE10 | Operational-demand | NA | 95.0461
QLD | QLGL | Loganlea 33 | Energy Queensland | Summer | Coincident | 2025 | POE50 | Operational-demand | NA | 88.2208
QLD | QLGL | Loganlea 33 | Energy Queensland | Summer | Non-coincident | 2025 | POE10 | Operational-demand | NA | 96.7164
QLD | QLGL | Loganlea 33 | Energy Queensland | Summer | Coincident | 2026 | POE10 | Operational-demand | NA | 95.6772
QLD | QLGL | Loganlea 33 | Energy Queensland | Summer | Coincident | 2026 | POE50 | Operational-demand | NA | 88.5133
QLD | QLGL | Loganlea 33 | Energy Queensland | Summer | Non-coincident | 2026 | POE10 | Operational-demand | NA | 96.9525
QLD | QLGL | Loganlea 33 | Energy Queensland | Summer | Coincident | 2027 | POE10 | Operational-demand | NA | 95.2468
QLD | QLGL | Loganlea 33 | Energy Queensland | Summer | Coincident | 2027 | POE50 | Operational-demand | NA | 88.4291
QLD | QLGL | Loganlea 33 | Energy Queensland | Summer | Non-coincident | 2027 | POE10 | Operational-demand | NA | 97.2862
QLD | QLGL | Loganlea 33 | Energy Queensland | Summer | Coincident | 2028 | POE10 | Operational-demand | NA | 95.6988
QLD | QLGL | Loganlea 33 | Energy Queensland | Summer | Coincident | 2028 | POE50 | Operational-demand | NA | 88.8223
QLD | QLGL | Loganlea 33 | Energy Queensland | Summer | Non-coincident | 2028 | POE10 | Operational-demand | NA | 97.7219
QLD | QLGL | Loganlea 33 | Energy Queensland | Summer | Coincident | 2029 | POE10 | Operational-demand | NA | 95.9225
QLD | QLGL | Loganlea 33 | Energy Queensland | Summer | Coincident | 2029 | POE50 | Operational-demand | NA | 89.442
QLD | QLGL | Loganlea 33 | Energy Queensland | Summer | Non-coincident | 2029 | POE10 | Operational-demand | NA | 98.2539
QLD | QLGL | Loganlea 33 | Energy Queensland | Summer | Coincident | 2030 | POE10 | Operational-demand | NA | 96.6227
QLD | QLGL | Loganlea 33 | Energy Queensland | Summer | Coincident | 2030 | POE50 | Operational-demand | NA | 89.6622
QLD | QLGL | Loganlea 33 | Energy Queensland | Summer | Non-coincident | 2030 | POE10 | Operational-demand | NA | 98.9076
QLD | QLGL | Loganlea 33 | Energy Queensland | Winter | Non-coincident | 2019 | BASEYEARPOE10 | Operational-demand | NA | 77.9963
QLD | QLGL | Loganlea 33 | Energy Queensland | Winter | Coincident | 2020 | POE10 | Operational-demand | NA | 77.4209
QLD | QLGL | Loganlea 33 | Energy Queensland | Winter | Coincident | 2020 | POE50 | Operational-demand | NA | 73.8061
QLD | QLGL | Loganlea 33 | Energy Queensland | Winter | Non-coincident | 2020 | POE10 | Operational-demand | NA | 77.9907
QLD | QLGL | Loganlea 33 | Energy Queensland | Winter | Coincident | 2021 | POE10 | Operational-demand | NA | 76.7626
QLD | QLGL | Loganlea 33 | Energy Queensland | Winter | Coincident | 2021 | POE50 | Operational-demand | NA | 73.1588
QLD | QLGL | Loganlea 33 | Energy Queensland | Winter | Non-coincident | 2021 | POE10 | Operational-demand | NA | 77.9827
QLD | QLGL | Loganlea 33 | Energy Queensland | Winter | Coincident | 2022 | POE10 | Operational-demand | NA | 78.4486
QLD | QLGL | Loganlea 33 | Energy Queensland | Winter | Coincident | 2022 | POE50 | Operational-demand | NA | 74.778
QLD | QLGL | Loganlea 33 | Energy Queensland | Winter | Non-coincident | 2022 | POE10 | Operational-demand | NA | 78.4486
QLD | QLGL | Loganlea 33 | Energy Queensland | Winter | Coincident | 2023 | POE10 | Operational-demand | NA | 79.1662
QLD | QLGL | Loganlea 33 | Energy Queensland | Winter | Coincident | 2023 | POE50 | Operational-demand | NA | 75.3904
QLD | QLGL | Loganlea 33 | Energy Queensland | Winter | Non-coincident | 2023 | POE10 | Operational-demand | NA | 79.1662
QLD | QLGL | Loganlea 33 | Energy Queensland | Winter | Coincident | 2024 | POE10 | Operational-demand | NA | 80.3174
QLD | QLGL | Loganlea 33 | Energy Queensland | Winter | Coincident | 2024 | POE50 | Operational-demand | NA | 76.192
QLD | QLGL | Loganlea 33 | Energy Queensland | Winter | Non-coincident | 2024 | POE10 | Operational-demand | NA | 80.3174
QLD | QLGL | Loganlea 33 | Energy Queensland | Winter | Coincident | 2025 | POE10 | Operational-demand | NA | 80.0687
QLD | QLGL | Loganlea 33 | Energy Queensland | Winter | Coincident | 2025 | POE50 | Operational-demand | NA | 76.1197
QLD | QLGL | Loganlea 33 | Energy Queensland | Winter | Non-coincident | 2025 | POE10 | Operational-demand | NA | 80.0687
QLD | QLGL | Loganlea 33 | Energy Queensland | Winter | Coincident | 2026 | POE10 | Operational-demand | NA | 80.0964
QLD | QLGL | Loganlea 33 | Energy Queensland | Winter | Coincident | 2026 | POE50 | Operational-demand | NA | 76.293
QLD | QLGL | Loganlea 33 | Energy Queensland | Winter | Non-coincident | 2026 | POE10 | Operational-demand | NA | 80.0964
QLD | QLGL | Loganlea 33 | Energy Queensland | Winter | Coincident | 2027 | POE10 | Operational-demand | NA | 80.2561
QLD | QLGL | Loganlea 33 | Energy Queensland | Winter | Coincident | 2027 | POE50 | Operational-demand | NA | 76.4613
QLD | QLGL | Loganlea 33 | Energy Queensland | Winter | Non-coincident | 2027 | POE10 | Operational-demand | NA | 80.2561
QLD | QLGL | Loganlea 33 | Energy Queensland | Winter | Coincident | 2028 | POE10 | Operational-demand | NA | 81.5185
QLD | QLGL | Loganlea 33 | Energy Queensland | Winter | Coincident | 2028 | POE50 | Operational-demand | NA | 77.0787
QLD | QLGL | Loganlea 33 | Energy Queensland | Winter | Non-coincident | 2028 | POE10 | Operational-demand | NA | 81.5185
QLD | QLGL | Loganlea 33 | Energy Queensland | Winter | Coincident | 2029 | POE10 | Operational-demand | NA | 81.6975
QLD | QLGL | Loganlea 33 | Energy Queensland | Winter | Coincident | 2029 | POE50 | Operational-demand | NA | 77.673
QLD | QLGL | Loganlea 33 | Energy Queensland | Winter | Non-coincident | 2029 | POE10 | Operational-demand | NA | 81.6975
QLD | QLIL | Lilyvale 66 | Energy Queensland | Shoulder | Coincident | 2017 | ACTUAL_OPG | Operational-demand | 32.4672 | 35.1712
QLD | QLIL | Lilyvale 66 | Energy Queensland | Shoulder | Coincident | 2017 | ACTUAL_RAW | Operational-demand | 32.4672 | 35.1712
QLD | QLIL | Lilyvale 66 | Energy Queensland | Shoulder | Non-coincident | 2017 | ACTUAL_RAW | Operational-demand | -13.9509 | 80.6742
QLD | QLIL | Lilyvale 66 | Energy Queensland | Shoulder | Non-coincident | 2017 | ACTUAL_OPG | Operational-demand | -13.9509 | 80.6742
QLD | QLIL | Lilyvale 66 | Energy Queensland | Shoulder | Non-coincident | 2017 | ACTUAL_ADJUSTEDOPG | Operational-demand | -13.9509 | 80.6742
QLD | QLIL | Lilyvale 66 | Energy Queensland | Shoulder | Coincident | 2018 | ACTUAL_OPG | Operational-demand | 39.9845 | 81.8292
QLD | QLIL | Lilyvale 66 | Energy Queensland | Shoulder | Coincident | 2018 | ACTUAL_RAW | Operational-demand | 39.9845 | 81.8292
QLD | QLIL | Lilyvale 66 | Energy Queensland | Shoulder | Non-coincident | 2018 | ACTUAL_RAW | Operational-demand | -2.7281 | 84.8432
QLD | QLIL | Lilyvale 66 | Energy Queensland | Shoulder | Non-coincident | 2018 | ACTUAL_OPG | Operational-demand | -2.7281 | 84.8432
QLD | QLIL | Lilyvale 66 | Energy Queensland | Shoulder | Non-coincident | 2018 | ACTUAL_ADJUSTEDOPG | Operational-demand | -2.7281 | 84.8432
QLD | QLIL | Lilyvale 66 | Energy Queensland | Shoulder | Coincident | 2019 | ACTUAL_OPG | Operational-demand | 26.6849 | 60.1181
QLD | QLIL | Lilyvale 66 | Energy Queensland | Shoulder | Coincident | 2019 | ACTUAL_RAW | Operational-demand | 26.6849 | 47.2201
QLD | QLIL | Lilyvale 66 | Energy Queensland | Shoulder | Non-coincident | 2019 | ACTUAL_RAW | Operational-demand | -24.7164 | 73.3167
QLD | QLIL | Lilyvale 66 | Energy Queensland | Shoulder | Non-coincident | 2019 | ACTUAL_OPG | Operational-demand | -10.3745 | 90.6516
QLD | QLIL | Lilyvale 66 | Energy Queensland | Shoulder | Non-coincident | 2019 | ACTUAL_ADJUSTEDOPG | Operational-demand | -10.3745 | 90.6516
QLD | QLIL | Lilyvale 66 | Energy Queensland | Shoulder | Non-coincident | 2019 | BASEYEARPOE90 | Operational-demand | 10.2553 | NA
QLD | QLIL | Lilyvale 66 | Energy Queensland | Shoulder | Non-coincident | 2019 | BASEYEARPOE50 | Operational-demand | 13.0761 | 85.4209
QLD | QLIL | Lilyvale 66 | Energy Queensland | Shoulder | Coincident | 2020 | ACTUAL_OPG | Operational-demand | 41.159 | 67.0555
QLD | QLIL | Lilyvale 66 | Energy Queensland | Shoulder | Coincident | 2020 | ACTUAL_RAW | Operational-demand | 40.969 | 67.4795
QLD | QLIL | Lilyvale 66 | Energy Queensland | Shoulder | Non-coincident | 2020 | ACTUAL_RAW | Operational-demand | -33.2275 | 81.9747
QLD | QLIL | Lilyvale 66 | Energy Queensland | Shoulder | Non-coincident | 2020 | ACTUAL_OPG | Operational-demand | 1.2428 | 97.7771
QLD | QLIL | Lilyvale 66 | Energy Queensland | Shoulder | Non-coincident | 2020 | ACTUAL_ADJUSTEDOPG | Operational-demand | 1.2428 | 97.7771
QLD | QLIL | Lilyvale 66 | Energy Queensland | Shoulder | Coincident_unreconciled | 2021 | POE90 | Operational-demand | 35.0046 | NA
QLD | QLIL | Lilyvale 66 | Energy Queensland | Shoulder | Coincident_unreconciled | 2021 | POE50 | Operational-demand | 39.0234 | NA
QLD | QLIL | Lilyvale 66 | Energy Queensland | Shoulder | Non-coincident | 2021 | POE90 | Operational-demand | -25 | NA
QLD | QLIL | Lilyvale 66 | Energy Queensland | Shoulder | Non-coincident | 2021 | POE50 | Operational-demand | -10 | 100.1188
QLD | QLIL | Lilyvale 66 | Energy Queensland | Shoulder | Coincident_unreconciled | 2022 | POE90 | Operational-demand | 35.0046 | NA
QLD | QLIL | Lilyvale 66 | Energy Queensland | Shoulder | Coincident_unreconciled | 2022 | POE50 | Operational-demand | 39.0234 | NA
QLD | QLIL | Lilyvale 66 | Energy Queensland | Shoulder | Non-coincident | 2022 | POE90 | Operational-demand | -25.9211 | NA
QLD | QLIL | Lilyvale 66 | Energy Queensland | Shoulder | Non-coincident | 2022 | POE50 | Operational-demand | -10.9201 | 99.6037
QLD | QLIL | Lilyvale 66 | Energy Queensland | Shoulder | Coincident_unreconciled | 2023 | POE90 | Operational-demand | 35.0046 | NA
QLD | QLIL | Lilyvale 66 | Energy Queensland | Shoulder | Coincident_unreconciled | 2023 | POE50 | Operational-demand | 39.0234 | NA
QLD | QLIL | Lilyvale 66 | Energy Queensland | Shoulder | Non-coincident | 2023 | POE90 | Operational-demand | -26.5922 | NA
QLD | QLIL | Lilyvale 66 | Energy Queensland | Shoulder | Non-coincident | 2023 | POE50 | Operational-demand | -11.5879 | 99.3066
QLD | QLIL | Lilyvale 66 | Energy Queensland | Shoulder | Coincident_unreconciled | 2024 | POE90 | Operational-demand | 35.0046 | NA
QLD | QLIL | Lilyvale 66 | Energy Queensland | Shoulder | Coincident_unreconciled | 2024 | POE50 | Operational-demand | 39.0234 | NA
QLD | QLIL | Lilyvale 66 | Energy Queensland | Shoulder | Non-coincident | 2024 | POE90 | Operational-demand | -27.0564 | NA
QLD | QLIL | Lilyvale 66 | Energy Queensland | Shoulder | Non-coincident | 2024 | POE50 | Operational-demand | -12.0487 | 99.1314
QLD | QLIL | Lilyvale 66 | Energy Queensland | Shoulder | Coincident_unreconciled | 2025 | POE90 | Operational-demand | 35.0046 | NA
QLD | QLIL | Lilyvale 66 | Energy Queensland | Shoulder | Coincident_unreconciled | 2025 | POE50 | Operational-demand | 39.0234 | NA
QLD | QLIL | Lilyvale 66 | Energy Queensland | Shoulder | Non-coincident | 2025 | POE90 | Operational-demand | -27.4816 | NA
QLD | QLIL | Lilyvale 66 | Energy Queensland | Shoulder | Non-coincident | 2025 | POE50 | Operational-demand | -12.4705 | 98.9799
QLD | QLIL | Lilyvale 66 | Energy Queensland | Shoulder | Coincident_unreconciled | 2026 | POE90 | Operational-demand | 35.0046 | NA
QLD | QLIL | Lilyvale 66 | Energy Queensland | Shoulder | Coincident_unreconciled | 2026 | POE50 | Operational-demand | 39.0234 | NA
QLD | QLIL | Lilyvale 66 | Energy Queensland | Shoulder | Non-coincident | 2026 | POE90 | Operational-demand | -15.1177 | NA
QLD | QLIL | Lilyvale 66 | Energy Queensland | Shoulder | Non-coincident | 2026 | POE50 | Operational-demand | -0.10321 | 104.9767
QLD | QLIL | Lilyvale 66 | Energy Queensland | Shoulder | Coincident_unreconciled | 2027 | POE90 | Operational-demand | 35.0046 | NA
QLD | QLIL | Lilyvale 66 | Energy Queensland | Shoulder | Coincident_unreconciled | 2027 | POE50 | Operational-demand | 39.0234 | NA
QLD | QLIL | Lilyvale 66 | Energy Queensland | Shoulder | Non-coincident | 2027 | POE90 | Operational-demand | -2.5951 | NA
QLD | QLIL | Lilyvale 66 | Energy Queensland | Shoulder | Non-coincident | 2027 | POE50 | Operational-demand | 12.425 | 111.1345
QLD | QLIL | Lilyvale 66 | Energy Queensland | Shoulder | Coincident_unreconciled | 2028 | POE90 | Operational-demand | 35.0046 | NA
QLD | QLIL | Lilyvale 66 | Energy Queensland | Shoulder | Coincident_unreconciled | 2028 | POE50 | Operational-demand | 39.0234 | NA
QLD | QLIL | Lilyvale 66 | Energy Queensland | Shoulder | Non-coincident | 2028 | POE90 | Operational-demand | -2.7328 | NA
QLD | QLIL | Lilyvale 66 | Energy Queensland | Shoulder | Non-coincident | 2028 | POE50 | Operational-demand | 12.2947 | 111.2721
QLD | QLIL | Lilyvale 66 | Energy Queensland | Shoulder | Coincident_unreconciled | 2029 | POE90 | Operational-demand | 35.0046 | NA
QLD | QLIL | Lilyvale 66 | Energy Queensland | Shoulder | Coincident_unreconciled | 2029 | POE50 | Operational-demand | 39.0234 | NA
QLD | QLIL | Lilyvale 66 | Energy Queensland | Shoulder | Non-coincident | 2029 | POE90 | Operational-demand | -2.8274 | NA
QLD | QLIL | Lilyvale 66 | Energy Queensland | Shoulder | Non-coincident | 2029 | POE50 | Operational-demand | 12.2073 | 111.5334
QLD | QLIL | Lilyvale 66 | Energy Queensland | Shoulder | Coincident_unreconciled | 2030 | POE90 | Operational-demand | 35.0046 | NA
QLD | QLIL | Lilyvale 66 | Energy Queensland | Shoulder | Coincident_unreconciled | 2030 | POE50 | Operational-demand | 39.0234 | NA
QLD | QLIL | Lilyvale 66 | Energy Queensland | Shoulder | Non-coincident | 2030 | POE90 | Operational-demand | -2.866 | NA
QLD | QLIL | Lilyvale 66 | Energy Queensland | Shoulder | Non-coincident | 2030 | POE50 | Operational-demand | 12.1759 | 111.9125
QLD | QLIL | Lilyvale 66 | Energy Queensland | Summer | Coincident | 2017 | ACTUAL_OPG | Operational-demand | 0.82454 | 63.8122
QLD | QLIL | Lilyvale 66 | Energy Queensland | Summer | Coincident | 2017 | ACTUAL_RAW | Operational-demand | 0.82454 | 63.8122
QLD | QLIL | Lilyvale 66 | Energy Queensland | Summer | Non-coincident | 2017 | ACTUAL_RAW | Operational-demand | -15.2939 | 96.6548
QLD | QLIL | Lilyvale 66 | Energy Queensland | Summer | Non-coincident | 2017 | ACTUAL_OPG | Operational-demand | -15.2939 | 96.6548
QLD | QLIL | Lilyvale 66 | Energy Queensland | Summer | Non-coincident | 2017 | ACTUAL_ADJUSTEDOPG | Operational-demand | -15.2939 | 96.6548
QLD | QLIL | Lilyvale 66 | Energy Queensland | Summer | Coincident | 2018 | ACTUAL_OPG | Operational-demand | 26.7776 | 41.2968
QLD | QLIL | Lilyvale 66 | Energy Queensland | Summer | Coincident | 2018 | ACTUAL_RAW | Operational-demand | 26.7776 | 41.2968
QLD | QLIL | Lilyvale 66 | Energy Queensland | Summer | Non-coincident | 2018 | ACTUAL_RAW | Operational-demand | -14.0574 | 88.3668
QLD | QLIL | Lilyvale 66 | Energy Queensland | Summer | Non-coincident | 2018 | ACTUAL_OPG | Operational-demand | -14.0574 | 88.3668
QLD | QLIL | Lilyvale 66 | Energy Queensland | Summer | Non-coincident | 2018 | ACTUAL_ADJUSTEDOPG | Operational-demand | -14.0574 | 88.3668
QLD | QLIL | Lilyvale 66 | Energy Queensland | Summer | Coincident | 2019 | ACTUAL_OPG | Operational-demand | -12.3041 | 91.2715
QLD | QLIL | Lilyvale 66 | Energy Queensland | Summer | Coincident | 2019 | ACTUAL_RAW | Operational-demand | -11.7841 | 38.9035
QLD | QLIL | Lilyvale 66 | Energy Queensland | Summer | Non-coincident | 2019 | ACTUAL_RAW | Operational-demand | -55.8661 | 89.113
QLD | QLIL | Lilyvale 66 | Energy Queensland | Summer | Non-coincident | 2019 | ACTUAL_OPG | Operational-demand | -18.2357 | 115.6604
QLD | QLIL | Lilyvale 66 | Energy Queensland | Summer | Non-coincident | 2019 | ACTUAL_ADJUSTEDOPG | Operational-demand | -18.2357 | 115.6604
QLD | QLIL | Lilyvale 66 | Energy Queensland | Summer | Non-coincident | 2019 | BASEYEARPOE90 | Operational-demand | 6.8838 | NA
QLD | QLIL | Lilyvale 66 | Energy Queensland | Summer | Non-coincident | 2019 | BASEYEARPOE50 | Operational-demand | 10.5314 | 84.962
QLD | QLIL | Lilyvale 66 | Energy Queensland | Summer | Coincident | 2020 | ACTUAL_OPG | Operational-demand | 56.0563 | 66.2822
QLD | QLIL | Lilyvale 66 | Energy Queensland | Summer | Coincident | 2020 | ACTUAL_RAW | Operational-demand | 55.8823 | 30.8082
QLD | QLIL | Lilyvale 66 | Energy Queensland | Summer | Non-coincident | 2020 | ACTUAL_RAW | Operational-demand | -28.4269 | 89.3928
QLD | QLIL | Lilyvale 66 | Energy Queensland | Summer | Non-coincident | 2020 | ACTUAL_OPG | Operational-demand | 16.0408 | 126.1012
QLD | QLIL | Lilyvale 66 | Energy Queensland | Summer | Non-coincident | 2020 | ACTUAL_ADJUSTEDOPG | Operational-demand | 16.0408 | 126.1012
QLD | QLIL | Lilyvale 66 | Energy Queensland | Summer | Coincident_unreconciled | 2021 | POE90 | Operational-demand | -20.345 | NA
QLD | QLIL | Lilyvale 66 | Energy Queensland | Summer | Coincident_unreconciled | 2021 | POE50 | Operational-demand | 0.10345 | NA
QLD | QLIL | Lilyvale 66 | Energy Queensland | Summer | Non-coincident | 2021 | POE90 | Operational-demand | -25 | NA
QLD | QLIL | Lilyvale 66 | Energy Queensland | Summer | Non-coincident | 2021 | POE50 | Operational-demand | -10 | 119.9714
QLD | QLIL | Lilyvale 66 | Energy Queensland | Summer | Coincident_unreconciled | 2022 | POE90 | Operational-demand | -20.345 | NA
QLD | QLIL | Lilyvale 66 | Energy Queensland | Summer | Coincident_unreconciled | 2022 | POE50 | Operational-demand | 0.10345 | NA
QLD | QLIL | Lilyvale 66 | Energy Queensland | Summer | Non-coincident | 2022 | POE90 | Operational-demand | -25.8787 | NA
QLD | QLIL | Lilyvale 66 | Energy Queensland | Summer | Non-coincident | 2022 | POE50 | Operational-demand | -10.8768 | 119.7057
QLD | QLIL | Lilyvale 66 | Energy Queensland | Summer | Coincident_unreconciled | 2023 | POE90 | Operational-demand | -20.345 | NA
QLD | QLIL | Lilyvale 66 | Energy Queensland | Summer | Coincident_unreconciled | 2023 | POE50 | Operational-demand | 0.10345 | NA
QLD | QLIL | Lilyvale 66 | Energy Queensland | Summer | Non-coincident | 2023 | POE90 | Operational-demand | -26.5225 | NA
QLD | QLIL | Lilyvale 66 | Energy Queensland | Summer | Non-coincident | 2023 | POE50 | Operational-demand | -11.5137 | 119.6079
QLD | QLIL | Lilyvale 66 | Energy Queensland | Summer | Coincident_unreconciled | 2024 | POE90 | Operational-demand | -20.345 | NA
QLD | QLIL | Lilyvale 66 | Energy Queensland | Summer | Coincident_unreconciled | 2024 | POE50 | Operational-demand | 0.10345 | NA
QLD | QLIL | Lilyvale 66 | Energy Queensland | Summer | Non-coincident | 2024 | POE90 | Operational-demand | -26.9547 | NA
QLD | QLIL | Lilyvale 66 | Energy Queensland | Summer | Non-coincident | 2024 | POE50 | Operational-demand | -11.9388 | 119.5836
QLD | QLIL | Lilyvale 66 | Energy Queensland | Summer | Coincident_unreconciled | 2025 | POE90 | Operational-demand | -20.345 | NA
QLD | QLIL | Lilyvale 66 | Energy Queensland | Summer | Coincident_unreconciled | 2025 | POE50 | Operational-demand | 0.10345 | NA
QLD | QLIL | Lilyvale 66 | Energy Queensland | Summer | Non-coincident | 2025 | POE90 | Operational-demand | -27.3655 | NA
QLD | QLIL | Lilyvale 66 | Energy Queensland | Summer | Non-coincident | 2025 | POE50 | Operational-demand | -12.3425 | 119.5704
QLD | QLIL | Lilyvale 66 | Energy Queensland | Summer | Coincident_unreconciled | 2026 | POE90 | Operational-demand | -20.345 | NA
QLD | QLIL | Lilyvale 66 | Energy Queensland | Summer | Coincident_unreconciled | 2026 | POE50 | Operational-demand | 0.10345 | NA
QLD | QLIL | Lilyvale 66 | Energy Queensland | Summer | Non-coincident | 2026 | POE90 | Operational-demand | -27.7425 | NA
QLD | QLIL | Lilyvale 66 | Energy Queensland | Summer | Non-coincident | 2026 | POE50 | Operational-demand | -12.7124 | 119.5773
QLD | QLIL | Lilyvale 66 | Energy Queensland | Summer | Coincident_unreconciled | 2027 | POE90 | Operational-demand | -20.345 | NA
QLD | QLIL | Lilyvale 66 | Energy Queensland | Summer | Coincident_unreconciled | 2027 | POE50 | Operational-demand | 0.10345 | NA
QLD | QLIL | Lilyvale 66 | Energy Queensland | Summer | Non-coincident | 2027 | POE90 | Operational-demand | -3.257 | NA
QLD | QLIL | Lilyvale 66 | Energy Queensland | Summer | Non-coincident | 2027 | POE50 | Operational-demand | 11.7848 | 136.5301
QLD | QLIL | Lilyvale 66 | Energy Queensland | Summer | Coincident_unreconciled | 2028 | POE90 | Operational-demand | -20.345 | NA
QLD | QLIL | Lilyvale 66 | Energy Queensland | Summer | Coincident_unreconciled | 2028 | POE50 | Operational-demand | 0.10345 | NA
QLD | QLIL | Lilyvale 66 | Energy Queensland | Summer | Non-coincident | 2028 | POE90 | Operational-demand | -3.3798 | NA
QLD | QLIL | Lilyvale 66 | Energy Queensland | Summer | Non-coincident | 2028 | POE50 | Operational-demand | 11.6771 | 136.7798
QLD | QLIL | Lilyvale 66 | Energy Queensland | Summer | Coincident_unreconciled | 2029 | POE90 | Operational-demand | -20.345 | NA
QLD | QLIL | Lilyvale 66 | Energy Queensland | Summer | Coincident_unreconciled | 2029 | POE50 | Operational-demand | 0.10345 | NA
QLD | QLIL | Lilyvale 66 | Energy Queensland | Summer | Non-coincident | 2029 | POE90 | Operational-demand | -3.4615 | NA
QLD | QLIL | Lilyvale 66 | Energy Queensland | Summer | Non-coincident | 2029 | POE50 | Operational-demand | 11.6103 | 137.0452
QLD | QLIL | Lilyvale 66 | Energy Queensland | Summer | Coincident_unreconciled | 2030 | POE90 | Operational-demand | -20.345 | NA
QLD | QLIL | Lilyvale 66 | Energy Queensland | Summer | Coincident_unreconciled | 2030 | POE50 | Operational-demand | 0.10345 | NA
QLD | QLIL | Lilyvale 66 | Energy Queensland | Summer | Non-coincident | 2030 | POE90 | Operational-demand | -3.4869 | NA
QLD | QLIL | Lilyvale 66 | Energy Queensland | Summer | Non-coincident | 2030 | POE50 | Operational-demand | 11.5999 | 137.3419
QLD | QLIL | Lilyvale 66 | Energy Queensland | Winter | Coincident | 2016 | ACTUAL_OPG | Operational-demand | 38.9412 | 49.5634
QLD | QLIL | Lilyvale 66 | Energy Queensland | Winter | Coincident | 2016 | ACTUAL_RAW | Operational-demand | 38.9412 | 49.5634
QLD | QLIL | Lilyvale 66 | Energy Queensland | Winter | Non-coincident | 2016 | ACTUAL_RAW | Operational-demand | 8.3558 | 87.0703
QLD | QLIL | Lilyvale 66 | Energy Queensland | Winter | Non-coincident | 2016 | ACTUAL_OPG | Operational-demand | 8.3558 | 87.0703
QLD | QLIL | Lilyvale 66 | Energy Queensland | Winter | Non-coincident | 2016 | ACTUAL_ADJUSTEDOPG | Operational-demand | 8.3558 | 87.0703
QLD | QLIL | Lilyvale 66 | Energy Queensland | Winter | Coincident | 2017 | ACTUAL_OPG | Operational-demand | 44.5707 | 24.8415
QLD | QLIL | Lilyvale 66 | Energy Queensland | Winter | Coincident | 2017 | ACTUAL_RAW | Operational-demand | 44.5707 | 24.8415
QLD | QLIL | Lilyvale 66 | Energy Queensland | Winter | Non-coincident | 2017 | ACTUAL_RAW | Operational-demand | -0.16744 | 85.2679
QLD | QLIL | Lilyvale 66 | Energy Queensland | Winter | Non-coincident | 2017 | ACTUAL_OPG | Operational-demand | -0.16744 | 85.2679
QLD | QLIL | Lilyvale 66 | Energy Queensland | Winter | Non-coincident | 2017 | ACTUAL_ADJUSTEDOPG | Operational-demand | -0.16744 | 85.2679
QLD | QLIL | Lilyvale 66 | Energy Queensland | Winter | Coincident | 2018 | ACTUAL_OPG | Operational-demand | 40.8936 | 49.3488
QLD | QLIL | Lilyvale 66 | Energy Queensland | Winter | Coincident | 2018 | ACTUAL_RAW | Operational-demand | 40.8936 | 49.3488
QLD | QLIL | Lilyvale 66 | Energy Queensland | Winter | Non-coincident | 2018 | ACTUAL_RAW | Operational-demand | -9.879 | 95.6218
QLD | QLIL | Lilyvale 66 | Energy Queensland | Winter | Non-coincident | 2018 | ACTUAL_OPG | Operational-demand | -9.879 | 95.6218
QLD | QLIL | Lilyvale 66 | Energy Queensland | Winter | Non-coincident | 2018 | ACTUAL_ADJUSTEDOPG | Operational-demand | -9.879 | 95.6218
QLD | QLIL | Lilyvale 66 | Energy Queensland | Winter | Coincident | 2019 | ACTUAL_OPG | Operational-demand | 55.3271 | 49.2349
QLD | QLIL | Lilyvale 66 | Energy Queensland | Winter | Coincident | 2019 | ACTUAL_RAW | Operational-demand | -3.0589 | 49.6029
QLD | QLIL | Lilyvale 66 | Energy Queensland | Winter | Non-coincident | 2019 | ACTUAL_RAW | Operational-demand | -34.7822 | 83.6239
QLD | QLIL | Lilyvale 66 | Energy Queensland | Winter | Non-coincident | 2019 | ACTUAL_OPG | Operational-demand | 11.7265 | 93.9714
QLD | QLIL | Lilyvale 66 | Energy Queensland | Winter | Non-coincident | 2019 | ACTUAL_ADJUSTEDOPG | Operational-demand | 11.7265 | 93.9714
QLD | QLIL | Lilyvale 66 | Energy Queensland | Winter | Non-coincident | 2019 | BASEYEARPOE90 | Operational-demand | -31.1395 | NA
QLD | QLIL | Lilyvale 66 | Energy Queensland | Winter | Non-coincident | 2019 | BASEYEARPOE50 | Operational-demand | -14.8336 | 78.8435
QLD | QLIL | Lilyvale 66 | Energy Queensland | Winter | Coincident_unreconciled | 2020 | POE90 | Operational-demand | 35.0046 | NA
QLD | QLIL | Lilyvale 66 | Energy Queensland | Winter | Coincident_unreconciled | 2020 | POE50 | Operational-demand | 39.0234 | NA
QLD | QLIL | Lilyvale 66 | Energy Queensland | Winter | Non-coincident | 2020 | POE90 | Operational-demand | -25 | NA
QLD | QLIL | Lilyvale 66 | Energy Queensland | Winter | Non-coincident | 2020 | POE50 | Operational-demand | -10 | 95.3024
QLD | QLIL | Lilyvale 66 | Energy Queensland | Winter | Coincident_unreconciled | 2021 | POE90 | Operational-demand | 35.0046 | NA
QLD | QLIL | Lilyvale 66 | Energy Queensland | Winter | Coincident_unreconciled | 2021 | POE50 | Operational-demand | 39.0234 | NA
QLD | QLIL | Lilyvale 66 | Energy Queensland | Winter | Non-coincident | 2021 | POE90 | Operational-demand | -25.1912 | NA
QLD | QLIL | Lilyvale 66 | Energy Queensland | Winter | Non-coincident | 2021 | POE50 | Operational-demand | -11.0661 | 94.842
QLD | QLIL | Lilyvale 66 | Energy Queensland | Winter | Coincident_unreconciled | 2022 | POE90 | Operational-demand | 35.0046 | NA
QLD | QLIL | Lilyvale 66 | Energy Queensland | Winter | Coincident_unreconciled | 2022 | POE50 | Operational-demand | 39.0234 | NA
QLD | QLIL | Lilyvale 66 | Energy Queensland | Winter | Non-coincident | 2022 | POE90 | Operational-demand | -25.3165 | NA
QLD | QLIL | Lilyvale 66 | Energy Queensland | Winter | Non-coincident | 2022 | POE50 | Operational-demand | -11.7983 | 94.697
QLD | QLIL | Lilyvale 66 | Energy Queensland | Winter | Coincident_unreconciled | 2023 | POE90 | Operational-demand | 35.0046 | NA
QLD | QLIL | Lilyvale 66 | Energy Queensland | Winter | Coincident_unreconciled | 2023 | POE50 | Operational-demand | 39.0234 | NA
QLD | QLIL | Lilyvale 66 | Energy Queensland | Winter | Non-coincident | 2023 | POE90 | Operational-demand | -25.4111 | NA
QLD | QLIL | Lilyvale 66 | Energy Queensland | Winter | Non-coincident | 2023 | POE50 | Operational-demand | -12.3625 | 94.6162
QLD | QLIL | Lilyvale 66 | Energy Queensland | Winter | Coincident_unreconciled | 2024 | POE90 | Operational-demand | 35.0046 | NA
QLD | QLIL | Lilyvale 66 | Energy Queensland | Winter | Coincident_unreconciled | 2024 | POE50 | Operational-demand | 39.0234 | NA
QLD | QLIL | Lilyvale 66 | Energy Queensland | Winter | Non-coincident | 2024 | POE90 | Operational-demand | -25.5387 | NA
QLD | QLIL | Lilyvale 66 | Energy Queensland | Winter | Non-coincident | 2024 | POE50 | Operational-demand | -12.763 | 94.6014
QLD | QLIL | Lilyvale 66 | Energy Queensland | Winter | Coincident_unreconciled | 2025 | POE90 | Operational-demand | 35.0046 | NA
QLD | QLIL | Lilyvale 66 | Energy Queensland | Winter | Coincident_unreconciled | 2025 | POE50 | Operational-demand | 39.0234 | NA
QLD | QLIL | Lilyvale 66 | Energy Queensland | Winter | Non-coincident | 2025 | POE90 | Operational-demand | -25.979 | NA
QLD | QLIL | Lilyvale 66 | Energy Queensland | Winter | Non-coincident | 2025 | POE50 | Operational-demand | -13.1967 | 94.5785
QLD | QLIL | Lilyvale 66 | Energy Queensland | Winter | Coincident_unreconciled | 2026 | POE90 | Operational-demand | 35.0046 | NA
QLD | QLIL | Lilyvale 66 | Energy Queensland | Winter | Coincident_unreconciled | 2026 | POE50 | Operational-demand | 39.0234 | NA
QLD | QLIL | Lilyvale 66 | Energy Queensland | Winter | Non-coincident | 2026 | POE90 | Operational-demand | -1.516 | NA
QLD | QLIL | Lilyvale 66 | Energy Queensland | Winter | Non-coincident | 2026 | POE50 | Operational-demand | 11.2735 | 110.3586
QLD | QLIL | Lilyvale 66 | Energy Queensland | Winter | Coincident_unreconciled | 2027 | POE90 | Operational-demand | 35.0046 | NA
QLD | QLIL | Lilyvale 66 | Energy Queensland | Winter | Coincident_unreconciled | 2027 | POE50 | Operational-demand | 39.0234 | NA
QLD | QLIL | Lilyvale 66 | Energy Queensland | Winter | Non-coincident | 2027 | POE90 | Operational-demand | -1.732 | NA
QLD | QLIL | Lilyvale 66 | Energy Queensland | Winter | Non-coincident | 2027 | POE50 | Operational-demand | 11.0715 | 110.5694
QLD | QLIL | Lilyvale 66 | Energy Queensland | Winter | Coincident_unreconciled | 2028 | POE90 | Operational-demand | 35.0046 | NA
QLD | QLIL | Lilyvale 66 | Energy Queensland | Winter | Coincident_unreconciled | 2028 | POE50 | Operational-demand | 39.0234 | NA
QLD | QLIL | Lilyvale 66 | Energy Queensland | Winter | Non-coincident | 2028 | POE90 | Operational-demand | -1.9107 | NA
QLD | QLIL | Lilyvale 66 | Energy Queensland | Winter | Non-coincident | 2028 | POE50 | Operational-demand | 10.9069 | 110.7897
QLD | QLIL | Lilyvale 66 | Energy Queensland | Winter | Coincident_unreconciled | 2029 | POE90 | Operational-demand | 35.0046 | NA
QLD | QLIL | Lilyvale 66 | Energy Queensland | Winter | Coincident_unreconciled | 2029 | POE50 | Operational-demand | 39.0234 | NA
QLD | QLIL | Lilyvale 66 | Energy Queensland | Winter | Non-coincident | 2029 | POE90 | Operational-demand | -2.0441 | NA
QLD | QLIL | Lilyvale 66 | Energy Queensland | Winter | Non-coincident | 2029 | POE50 | Operational-demand | 10.7872 | 111.0174
QLD | QLIL | Lilyvale 66 | Energy Queensland | Shoulder | Non-coincident | 2019 | BASEYEARPOE10 | Operational-demand | NA | 88.3503
QLD | QLIL | Lilyvale 66 | Energy Queensland | Shoulder | Coincident | 2021 | POE10 | Operational-demand | NA | 83.9733
QLD | QLIL | Lilyvale 66 | Energy Queensland | Shoulder | Coincident | 2021 | POE50 | Operational-demand | NA | 84.1925
QLD | QLIL | Lilyvale 66 | Energy Queensland | Shoulder | Non-coincident | 2021 | POE10 | Operational-demand | NA | 102.7593
QLD | QLIL | Lilyvale 66 | Energy Queensland | Shoulder | Coincident | 2022 | POE10 | Operational-demand | NA | 86.3119
QLD | QLIL | Lilyvale 66 | Energy Queensland | Shoulder | Coincident | 2022 | POE50 | Operational-demand | NA | 85.0935
QLD | QLIL | Lilyvale 66 | Energy Queensland | Shoulder | Non-coincident | 2022 | POE10 | Operational-demand | NA | 102.2451
QLD | QLIL | Lilyvale 66 | Energy Queensland | Shoulder | Coincident | 2023 | POE10 | Operational-demand | NA | 86.5737
QLD | QLIL | Lilyvale 66 | Energy Queensland | Shoulder | Coincident | 2023 | POE50 | Operational-demand | NA | 85.7641
QLD | QLIL | Lilyvale 66 | Energy Queensland | Shoulder | Non-coincident | 2023 | POE10 | Operational-demand | NA | 101.9513
QLD | QLIL | Lilyvale 66 | Energy Queensland | Shoulder | Coincident | 2024 | POE10 | Operational-demand | NA | 87.0835
QLD | QLIL | Lilyvale 66 | Energy Queensland | Shoulder | Coincident | 2024 | POE50 | Operational-demand | NA | 87.4038
QLD | QLIL | Lilyvale 66 | Energy Queensland | Shoulder | Non-coincident | 2024 | POE10 | Operational-demand | NA | 101.7794
QLD | QLIL | Lilyvale 66 | Energy Queensland | Shoulder | Coincident | 2025 | POE10 | Operational-demand | NA | 87.4438
QLD | QLIL | Lilyvale 66 | Energy Queensland | Shoulder | Coincident | 2025 | POE50 | Operational-demand | NA | 87.1283
QLD | QLIL | Lilyvale 66 | Energy Queensland | Shoulder | Non-coincident | 2025 | POE10 | Operational-demand | NA | 101.6313
QLD | QLIL | Lilyvale 66 | Energy Queensland | Shoulder | Coincident | 2026 | POE10 | Operational-demand | NA | 92.3482
QLD | QLIL | Lilyvale 66 | Energy Queensland | Shoulder | Coincident | 2026 | POE50 | Operational-demand | NA | 92.682
QLD | QLIL | Lilyvale 66 | Energy Queensland | Shoulder | Non-coincident | 2026 | POE10 | Operational-demand | NA | 107.6314
QLD | QLIL | Lilyvale 66 | Energy Queensland | Shoulder | Coincident | 2027 | POE10 | Operational-demand | NA | 97.3857
QLD | QLIL | Lilyvale 66 | Energy Queensland | Shoulder | Coincident | 2027 | POE50 | Operational-demand | NA | 97.7923
QLD | QLIL | Lilyvale 66 | Energy Queensland | Shoulder | Non-coincident | 2027 | POE10 | Operational-demand | NA | 113.8753
QLD | QLIL | Lilyvale 66 | Energy Queensland | Shoulder | Coincident | 2028 | POE10 | Operational-demand | NA | 97.2835
QLD | QLIL | Lilyvale 66 | Energy Queensland | Shoulder | Coincident | 2028 | POE50 | Operational-demand | NA | 97.9263
QLD | QLIL | Lilyvale 66 | Energy Queensland | Shoulder | Non-coincident | 2028 | POE10 | Operational-demand | NA | 114.1891
QLD | QLIL | Lilyvale 66 | Energy Queensland | Shoulder | Coincident | 2029 | POE10 | Operational-demand | NA | 98.4965
QLD | QLIL | Lilyvale 66 | Energy Queensland | Shoulder | Coincident | 2029 | POE50 | Operational-demand | NA | 98.5637
QLD | QLIL | Lilyvale 66 | Energy Queensland | Shoulder | Non-coincident | 2029 | POE10 | Operational-demand | NA | 114.5458
QLD | QLIL | Lilyvale 66 | Energy Queensland | Shoulder | Coincident | 2030 | POE10 | Operational-demand | NA | 98.823
QLD | QLIL | Lilyvale 66 | Energy Queensland | Shoulder | Coincident | 2030 | POE50 | Operational-demand | NA | 98.9933
QLD | QLIL | Lilyvale 66 | Energy Queensland | Shoulder | Non-coincident | 2030 | POE10 | Operational-demand | NA | 114.9328
QLD | QLIL | Lilyvale 66 | Energy Queensland | Summer | Non-coincident | 2019 | BASEYEARPOE10 | Operational-demand | NA | 89.9262
QLD | QLIL | Lilyvale 66 | Energy Queensland | Summer | Coincident | 2021 | POE10 | Operational-demand | NA | 80.1154
QLD | QLIL | Lilyvale 66 | Energy Queensland | Summer | Coincident | 2021 | POE50 | Operational-demand | NA | 79.6935
QLD | QLIL | Lilyvale 66 | Energy Queensland | Summer | Non-coincident | 2021 | POE10 | Operational-demand | NA | 124.2171
QLD | QLIL | Lilyvale 66 | Energy Queensland | Summer | Coincident | 2022 | POE10 | Operational-demand | NA | 81.5951
QLD | QLIL | Lilyvale 66 | Energy Queensland | Summer | Coincident | 2022 | POE50 | Operational-demand | NA | 81.0419
QLD | QLIL | Lilyvale 66 | Energy Queensland | Summer | Non-coincident | 2022 | POE10 | Operational-demand | NA | 123.9528
QLD | QLIL | Lilyvale 66 | Energy Queensland | Summer | Coincident | 2023 | POE10 | Operational-demand | NA | 82.1371
QLD | QLIL | Lilyvale 66 | Energy Queensland | Summer | Coincident | 2023 | POE50 | Operational-demand | NA | 81.4008
QLD | QLIL | Lilyvale 66 | Energy Queensland | Summer | Non-coincident | 2023 | POE10 | Operational-demand | NA | 123.8603
QLD | QLIL | Lilyvale 66 | Energy Queensland | Summer | Coincident | 2024 | POE10 | Operational-demand | NA | 83.1762
QLD | QLIL | Lilyvale 66 | Energy Queensland | Summer | Coincident | 2024 | POE50 | Operational-demand | NA | 82.5112
QLD | QLIL | Lilyvale 66 | Energy Queensland | Summer | Non-coincident | 2024 | POE10 | Operational-demand | NA | 123.8414
QLD | QLIL | Lilyvale 66 | Energy Queensland | Summer | Coincident | 2025 | POE10 | Operational-demand | NA | 82.8832
QLD | QLIL | Lilyvale 66 | Energy Queensland | Summer | Coincident | 2025 | POE50 | Operational-demand | NA | 82.6459
QLD | QLIL | Lilyvale 66 | Energy Queensland | Summer | Non-coincident | 2025 | POE10 | Operational-demand | NA | 123.8335
QLD | QLIL | Lilyvale 66 | Energy Queensland | Summer | Coincident | 2026 | POE10 | Operational-demand | NA | 83.3353
QLD | QLIL | Lilyvale 66 | Energy Queensland | Summer | Coincident | 2026 | POE50 | Operational-demand | NA | 82.8223
QLD | QLIL | Lilyvale 66 | Energy Queensland | Summer | Non-coincident | 2026 | POE10 | Operational-demand | NA | 123.8458
QLD | QLIL | Lilyvale 66 | Energy Queensland | Summer | Coincident | 2027 | POE10 | Operational-demand | NA | 94.2107
QLD | QLIL | Lilyvale 66 | Energy Queensland | Summer | Coincident | 2027 | POE50 | Operational-demand | NA | 94.5296
QLD | QLIL | Lilyvale 66 | Energy Queensland | Summer | Non-coincident | 2027 | POE10 | Operational-demand | NA | 140.8075
QLD | QLIL | Lilyvale 66 | Energy Queensland | Summer | Coincident | 2028 | POE10 | Operational-demand | NA | 94.4709
QLD | QLIL | Lilyvale 66 | Energy Queensland | Summer | Coincident | 2028 | POE50 | Operational-demand | NA | 94.7413
QLD | QLIL | Lilyvale 66 | Energy Queensland | Summer | Non-coincident | 2028 | POE10 | Operational-demand | NA | 141.0686
QLD | QLIL | Lilyvale 66 | Energy Queensland | Summer | Coincident | 2029 | POE10 | Operational-demand | NA | 94.424
QLD | QLIL | Lilyvale 66 | Energy Queensland | Summer | Coincident | 2029 | POE50 | Operational-demand | NA | 95.1003
QLD | QLIL | Lilyvale 66 | Energy Queensland | Summer | Non-coincident | 2029 | POE10 | Operational-demand | NA | 141.3453
QLD | QLIL | Lilyvale 66 | Energy Queensland | Summer | Coincident | 2030 | POE10 | Operational-demand | NA | 94.7475
QLD | QLIL | Lilyvale 66 | Energy Queensland | Summer | Coincident | 2030 | POE50 | Operational-demand | NA | 94.9217
QLD | QLIL | Lilyvale 66 | Energy Queensland | Summer | Non-coincident | 2030 | POE10 | Operational-demand | NA | 141.6534
QLD | QLIL | Lilyvale 66 | Energy Queensland | Winter | Non-coincident | 2019 | BASEYEARPOE10 | Operational-demand | NA | 82.2406
QLD | QLIL | Lilyvale 66 | Energy Queensland | Winter | Coincident | 2020 | POE10 | Operational-demand | NA | 43.2794
QLD | QLIL | Lilyvale 66 | Energy Queensland | Winter | Coincident | 2020 | POE50 | Operational-demand | NA | 41.4108
QLD | QLIL | Lilyvale 66 | Energy Queensland | Winter | Non-coincident | 2020 | POE10 | Operational-demand | NA | 99.7932
QLD | QLIL | Lilyvale 66 | Energy Queensland | Winter | Coincident | 2021 | POE10 | Operational-demand | NA | 42.8806
QLD | QLIL | Lilyvale 66 | Energy Queensland | Winter | Coincident | 2021 | POE50 | Operational-demand | NA | 41.018
QLD | QLIL | Lilyvale 66 | Energy Queensland | Winter | Non-coincident | 2021 | POE10 | Operational-demand | NA | 99.3295
QLD | QLIL | Lilyvale 66 | Energy Queensland | Winter | Coincident | 2022 | POE10 | Operational-demand | NA | 43.8824
QLD | QLIL | Lilyvale 66 | Energy Queensland | Winter | Coincident | 2022 | POE50 | Operational-demand | NA | 41.9836
QLD | QLIL | Lilyvale 66 | Energy Queensland | Winter | Non-coincident | 2022 | POE10 | Operational-demand | NA | 99.19
QLD | QLIL | Lilyvale 66 | Energy Queensland | Winter | Coincident | 2023 | POE10 | Operational-demand | NA | 44.3432
QLD | QLIL | Lilyvale 66 | Energy Queensland | Winter | Coincident | 2023 | POE50 | Operational-demand | NA | 42.3842
QLD | QLIL | Lilyvale 66 | Energy Queensland | Winter | Non-coincident | 2023 | POE10 | Operational-demand | NA | 99.1149
QLD | QLIL | Lilyvale 66 | Energy Queensland | Winter | Coincident | 2024 | POE10 | Operational-demand | NA | 45.0551
QLD | QLIL | Lilyvale 66 | Energy Queensland | Winter | Coincident | 2024 | POE50 | Operational-demand | NA | 42.8991
QLD | QLIL | Lilyvale 66 | Energy Queensland | Winter | Non-coincident | 2024 | POE10 | Operational-demand | NA | 99.1058
QLD | QLIL | Lilyvale 66 | Energy Queensland | Winter | Coincident | 2025 | POE10 | Operational-demand | NA | 44.9675
QLD | QLIL | Lilyvale 66 | Energy Queensland | Winter | Coincident | 2025 | POE50 | Operational-demand | NA | 42.9079
QLD | QLIL | Lilyvale 66 | Energy Queensland | Winter | Non-coincident | 2025 | POE10 | Operational-demand | NA | 99.0886
QLD | QLIL | Lilyvale 66 | Energy Queensland | Winter | Coincident | 2026 | POE10 | Operational-demand | NA | 52.2844
QLD | QLIL | Lilyvale 66 | Energy Queensland | Winter | Coincident | 2026 | POE50 | Operational-demand | NA | 50.2199
QLD | QLIL | Lilyvale 66 | Energy Queensland | Winter | Non-coincident | 2026 | POE10 | Operational-demand | NA | 114.8748
QLD | QLIL | Lilyvale 66 | Energy Queensland | Winter | Coincident | 2027 | POE10 | Operational-demand | NA | 52.3727
QLD | QLIL | Lilyvale 66 | Energy Queensland | Winter | Coincident | 2027 | POE50 | Operational-demand | NA | 50.3097
QLD | QLIL | Lilyvale 66 | Energy Queensland | Winter | Non-coincident | 2027 | POE10 | Operational-demand | NA | 115.0977
QLD | QLIL | Lilyvale 66 | Energy Queensland | Winter | Coincident | 2028 | POE10 | Operational-demand | NA | 53.0658
QLD | QLIL | Lilyvale 66 | Energy Queensland | Winter | Coincident | 2028 | POE50 | Operational-demand | NA | 50.5814
QLD | QLIL | Lilyvale 66 | Energy Queensland | Winter | Non-coincident | 2028 | POE10 | Operational-demand | NA | 115.3302
QLD | QLIL | Lilyvale 66 | Energy Queensland | Winter | Coincident | 2029 | POE10 | Operational-demand | NA | 52.9624
QLD | QLIL | Lilyvale 66 | Energy Queensland | Winter | Coincident | 2029 | POE50 | Operational-demand | NA | 50.7476
QLD | QLIL | Lilyvale 66 | Energy Queensland | Winter | Non-coincident | 2029 | POE10 | Operational-demand | NA | 115.5697
QLD | QMAR | Molendinar | Energy Queensland | Shoulder | Coincident | 2017 | ACTUAL_OPG | Operational-demand | 167.9489 | 266.0271
QLD | QMAR | Molendinar | Energy Queensland | Shoulder | Coincident | 2017 | ACTUAL_RAW | Operational-demand | 167.9489 | 266.0271
QLD | QMAR | Molendinar | Energy Queensland | Shoulder | Non-coincident | 2017 | ACTUAL_RAW | Operational-demand | 101.0756 | 337.7074
QLD | QMAR | Molendinar | Energy Queensland | Shoulder | Non-coincident | 2017 | ACTUAL_OPG | Operational-demand | 101.0756 | 337.7074
QLD | QMAR | Molendinar | Energy Queensland | Shoulder | Non-coincident | 2017 | ACTUAL_ADJUSTEDOPG | Operational-demand | 158.0452 | 337.7074
QLD | QMAR | Molendinar | Energy Queensland | Shoulder | Coincident | 2018 | ACTUAL_OPG | Operational-demand | 181.319 | 335.1436
QLD | QMAR | Molendinar | Energy Queensland | Shoulder | Coincident | 2018 | ACTUAL_RAW | Operational-demand | 181.319 | 335.1436
QLD | QMAR | Molendinar | Energy Queensland | Shoulder | Non-coincident | 2018 | ACTUAL_RAW | Operational-demand | 105.1552 | 340.3061
QLD | QMAR | Molendinar | Energy Queensland | Shoulder | Non-coincident | 2018 | ACTUAL_OPG | Operational-demand | 105.1552 | 340.3061
QLD | QMAR | Molendinar | Energy Queensland | Shoulder | Non-coincident | 2018 | ACTUAL_ADJUSTEDOPG | Operational-demand | 105.1552 | 340.3061
QLD | QMAR | Molendinar | Energy Queensland | Shoulder | Coincident | 2019 | ACTUAL_OPG | Operational-demand | 170.3971 | 322.9879
QLD | QMAR | Molendinar | Energy Queensland | Shoulder | Coincident | 2019 | ACTUAL_RAW | Operational-demand | 170.3971 | 322.9879
QLD | QMAR | Molendinar | Energy Queensland | Shoulder | Non-coincident | 2019 | ACTUAL_RAW | Operational-demand | 129.7076 | 331.8686
QLD | QMAR | Molendinar | Energy Queensland | Shoulder | Non-coincident | 2019 | ACTUAL_OPG | Operational-demand | 129.7076 | 331.8686
QLD | QMAR | Molendinar | Energy Queensland | Shoulder | Non-coincident | 2019 | ACTUAL_ADJUSTEDOPG | Operational-demand | 129.7076 | 331.8686
QLD | QMAR | Molendinar | Energy Queensland | Shoulder | Non-coincident | 2019 | BASEYEARPOE90 | Operational-demand | 122.1761 | NA
QLD | QMAR | Molendinar | Energy Queensland | Shoulder | Non-coincident | 2019 | BASEYEARPOE50 | Operational-demand | 135.4776 | 337.9381
QLD | QMAR | Molendinar | Energy Queensland | Shoulder | Coincident | 2020 | ACTUAL_OPG | Operational-demand | 161.8952 | 333.896
QLD | QMAR | Molendinar | Energy Queensland | Shoulder | Coincident | 2020 | ACTUAL_RAW | Operational-demand | 161.8952 | 333.896
QLD | QMAR | Molendinar | Energy Queensland | Shoulder | Non-coincident | 2020 | ACTUAL_RAW | Operational-demand | 126.4083 | 336.6746
QLD | QMAR | Molendinar | Energy Queensland | Shoulder | Non-coincident | 2020 | ACTUAL_OPG | Operational-demand | 126.4083 | 336.6746
QLD | QMAR | Molendinar | Energy Queensland | Shoulder | Non-coincident | 2020 | ACTUAL_ADJUSTEDOPG | Operational-demand | 126.4083 | 336.6746
QLD | QMAR | Molendinar | Energy Queensland | Shoulder | Coincident_unreconciled | 2021 | POE50 | Operational-demand | 155 | NA
QLD | QMAR | Molendinar | Energy Queensland | Shoulder | Coincident_unreconciled | 2021 | POE90 | Operational-demand | 136.7778 | NA
QLD | QMAR | Molendinar | Energy Queensland | Shoulder | Non-coincident | 2021 | POE50 | Operational-demand | 108.1928 | 348.0421
QLD | QMAR | Molendinar | Energy Queensland | Shoulder | Non-coincident | 2021 | POE90 | Operational-demand | 95.9577 | NA
QLD | QMAR | Molendinar | Energy Queensland | Shoulder | Coincident_unreconciled | 2022 | POE50 | Operational-demand | 144.1895 | NA
QLD | QMAR | Molendinar | Energy Queensland | Shoulder | Coincident_unreconciled | 2022 | POE90 | Operational-demand | 125.702 | NA
QLD | QMAR | Molendinar | Energy Queensland | Shoulder | Non-coincident | 2022 | POE50 | Operational-demand | 100.9342 | 356.7667
QLD | QMAR | Molendinar | Energy Queensland | Shoulder | Non-coincident | 2022 | POE90 | Operational-demand | 88.5209 | NA
QLD | QMAR | Molendinar | Energy Queensland | Shoulder | Coincident_unreconciled | 2023 | POE50 | Operational-demand | 134.9943 | NA
QLD | QMAR | Molendinar | Energy Queensland | Shoulder | Coincident_unreconciled | 2023 | POE90 | Operational-demand | 116.242 | NA
QLD | QMAR | Molendinar | Energy Queensland | Shoulder | Non-coincident | 2023 | POE50 | Operational-demand | 94.7601 | 364.2908
QLD | QMAR | Molendinar | Energy Queensland | Shoulder | Non-coincident | 2023 | POE90 | Operational-demand | 82.1691 | NA
QLD | QMAR | Molendinar | Energy Queensland | Shoulder | Coincident_unreconciled | 2024 | POE50 | Operational-demand | 129.0791 | NA
QLD | QMAR | Molendinar | Energy Queensland | Shoulder | Coincident_unreconciled | 2024 | POE90 | Operational-demand | 110.062 | NA
QLD | QMAR | Molendinar | Energy Queensland | Shoulder | Non-coincident | 2024 | POE50 | Operational-demand | 90.7884 | 376.0305
QLD | QMAR | Molendinar | Energy Queensland | Shoulder | Non-coincident | 2024 | POE90 | Operational-demand | 78.0196 | NA
QLD | QMAR | Molendinar | Energy Queensland | Shoulder | Coincident_unreconciled | 2025 | POE50 | Operational-demand | 124.1945 | NA
QLD | QMAR | Molendinar | Energy Queensland | Shoulder | Coincident_unreconciled | 2025 | POE90 | Operational-demand | 104.9127 | NA
QLD | QMAR | Molendinar | Energy Queensland | Shoulder | Non-coincident | 2025 | POE50 | Operational-demand | 87.5088 | 379.629
QLD | QMAR | Molendinar | Energy Queensland | Shoulder | Non-coincident | 2025 | POE90 | Operational-demand | 74.5622 | NA
QLD | QMAR | Molendinar | Energy Queensland | Shoulder | Coincident_unreconciled | 2026 | POE50 | Operational-demand | 119.3054 | NA
QLD | QMAR | Molendinar | Energy Queensland | Shoulder | Coincident_unreconciled | 2026 | POE90 | Operational-demand | 99.7588 | NA
QLD | QMAR | Molendinar | Energy Queensland | Shoulder | Non-coincident | 2026 | POE50 | Operational-demand | 84.2261 | 385.0607
QLD | QMAR | Molendinar | Energy Queensland | Shoulder | Non-coincident | 2026 | POE90 | Operational-demand | 71.1017 | NA
QLD | QMAR | Molendinar | Energy Queensland | Shoulder | Coincident_unreconciled | 2027 | POE50 | Operational-demand | 115.5809 | NA
QLD | QMAR | Molendinar | Energy Queensland | Shoulder | Coincident_unreconciled | 2027 | POE90 | Operational-demand | 95.7682 | NA
QLD | QMAR | Molendinar | Energy Queensland | Shoulder | Non-coincident | 2027 | POE50 | Operational-demand | 81.7252 | 388.6447
QLD | QMAR | Molendinar | Energy Queensland | Shoulder | Non-coincident | 2027 | POE90 | Operational-demand | 68.4222 | NA
QLD | QMAR | Molendinar | Energy Queensland | Shoulder | Coincident_unreconciled | 2028 | POE50 | Operational-demand | 113.403 | NA
QLD | QMAR | Molendinar | Energy Queensland | Shoulder | Coincident_unreconciled | 2028 | POE90 | Operational-demand | 93.3232 | NA
QLD | QMAR | Molendinar | Energy Queensland | Shoulder | Non-coincident | 2028 | POE50 | Operational-demand | 80.2629 | 394.0475
QLD | QMAR | Molendinar | Energy Queensland | Shoulder | Non-coincident | 2028 | POE90 | Operational-demand | 66.7806 | NA
QLD | QMAR | Molendinar | Energy Queensland | Shoulder | Coincident_unreconciled | 2029 | POE50 | Operational-demand | 112.2031 | NA
QLD | QMAR | Molendinar | Energy Queensland | Shoulder | Coincident_unreconciled | 2029 | POE90 | Operational-demand | 91.8563 | NA
QLD | QMAR | Molendinar | Energy Queensland | Shoulder | Non-coincident | 2029 | POE50 | Operational-demand | 79.4573 | 401.7631
QLD | QMAR | Molendinar | Energy Queensland | Shoulder | Non-coincident | 2029 | POE90 | Operational-demand | 65.7956 | NA
QLD | QMAR | Molendinar | Energy Queensland | Shoulder | Coincident_unreconciled | 2030 | POE50 | Operational-demand | 111.7612 | NA
QLD | QMAR | Molendinar | Energy Queensland | Shoulder | Coincident_unreconciled | 2030 | POE90 | Operational-demand | 91.1474 | NA
QLD | QMAR | Molendinar | Energy Queensland | Shoulder | Non-coincident | 2030 | POE50 | Operational-demand | 79.1606 | 408.9733
QLD | QMAR | Molendinar | Energy Queensland | Shoulder | Non-coincident | 2030 | POE90 | Operational-demand | 65.3196 | NA
QLD | QMAR | Molendinar | Energy Queensland | Summer | Coincident | 2017 | ACTUAL_OPG | Operational-demand | 172.3425 | 492.9655
QLD | QMAR | Molendinar | Energy Queensland | Summer | Coincident | 2017 | ACTUAL_RAW | Operational-demand | 172.3425 | 492.9655
QLD | QMAR | Molendinar | Energy Queensland | Summer | Non-coincident | 2017 | ACTUAL_RAW | Operational-demand | 116.9999 | 496.5871
QLD | QMAR | Molendinar | Energy Queensland | Summer | Non-coincident | 2017 | ACTUAL_OPG | Operational-demand | 116.9999 | 496.5871
QLD | QMAR | Molendinar | Energy Queensland | Summer | Non-coincident | 2017 | ACTUAL_ADJUSTEDOPG | Operational-demand | 116.9999 | 496.5871
QLD | QMAR | Molendinar | Energy Queensland | Summer | Coincident | 2018 | ACTUAL_OPG | Operational-demand | 177.7898 | 445.3793
QLD | QMAR | Molendinar | Energy Queensland | Summer | Coincident | 2018 | ACTUAL_RAW | Operational-demand | 177.7898 | 445.3793
QLD | QMAR | Molendinar | Energy Queensland | Summer | Non-coincident | 2018 | ACTUAL_RAW | Operational-demand | 127.1818 | 445.3793
QLD | QMAR | Molendinar | Energy Queensland | Summer | Non-coincident | 2018 | ACTUAL_OPG | Operational-demand | 127.1818 | 445.3793
QLD | QMAR | Molendinar | Energy Queensland | Summer | Non-coincident | 2018 | ACTUAL_ADJUSTEDOPG | Operational-demand | 127.1818 | 445.3793
QLD | QMAR | Molendinar | Energy Queensland | Summer | Coincident | 2019 | ACTUAL_OPG | Operational-demand | 159.1982 | 456.3641
QLD | QMAR | Molendinar | Energy Queensland | Summer | Coincident | 2019 | ACTUAL_RAW | Operational-demand | 159.1982 | 456.3641
QLD | QMAR | Molendinar | Energy Queensland | Summer | Non-coincident | 2019 | ACTUAL_RAW | Operational-demand | 126.0689 | 461.5557
QLD | QMAR | Molendinar | Energy Queensland | Summer | Non-coincident | 2019 | ACTUAL_OPG | Operational-demand | 126.0689 | 461.5557
QLD | QMAR | Molendinar | Energy Queensland | Summer | Non-coincident | 2019 | ACTUAL_ADJUSTEDOPG | Operational-demand | 126.0689 | 461.5557
QLD | QMAR | Molendinar | Energy Queensland | Summer | Non-coincident | 2019 | BASEYEARPOE90 | Operational-demand | 131.0814 | NA
QLD | QMAR | Molendinar | Energy Queensland | Summer | Non-coincident | 2019 | BASEYEARPOE50 | Operational-demand | 144.1201 | 439.3417
QLD | QMAR | Molendinar | Energy Queensland | Summer | Coincident | 2020 | ACTUAL_OPG | Operational-demand | 201.2017 | 449.6328
QLD | QMAR | Molendinar | Energy Queensland | Summer | Coincident | 2020 | ACTUAL_RAW | Operational-demand | 201.2017 | 449.6328
QLD | QMAR | Molendinar | Energy Queensland | Summer | Non-coincident | 2020 | ACTUAL_RAW | Operational-demand | 140.9064 | 467.0381
QLD | QMAR | Molendinar | Energy Queensland | Summer | Non-coincident | 2020 | ACTUAL_OPG | Operational-demand | 140.9064 | 467.0381
QLD | QMAR | Molendinar | Energy Queensland | Summer | Non-coincident | 2020 | ACTUAL_ADJUSTEDOPG | Operational-demand | 140.9064 | 467.0381
QLD | QMAR | Molendinar | Energy Queensland | Summer | Coincident_unreconciled | 2021 | POE50 | Operational-demand | 219.3786 | NA
QLD | QMAR | Molendinar | Energy Queensland | Summer | Coincident_unreconciled | 2021 | POE90 | Operational-demand | 184.0849 | NA
QLD | QMAR | Molendinar | Energy Queensland | Summer | Non-coincident | 2021 | POE50 | Operational-demand | 131.5737 | 448.286
QLD | QMAR | Molendinar | Energy Queensland | Summer | Non-coincident | 2021 | POE90 | Operational-demand | 93.8328 | NA
QLD | QMAR | Molendinar | Energy Queensland | Summer | Coincident_unreconciled | 2022 | POE50 | Operational-demand | 208.1587 | NA
QLD | QMAR | Molendinar | Energy Queensland | Summer | Coincident_unreconciled | 2022 | POE90 | Operational-demand | 172.3471 | NA
QLD | QMAR | Molendinar | Energy Queensland | Summer | Non-coincident | 2022 | POE50 | Operational-demand | 124.8445 | 454.8235
QLD | QMAR | Molendinar | Energy Queensland | Summer | Non-coincident | 2022 | POE90 | Operational-demand | 92.2076 | NA
QLD | QMAR | Molendinar | Energy Queensland | Summer | Coincident_unreconciled | 2023 | POE50 | Operational-demand | 198.7062 | NA
QLD | QMAR | Molendinar | Energy Queensland | Summer | Coincident_unreconciled | 2023 | POE90 | Operational-demand | 162.3778 | NA
QLD | QMAR | Molendinar | Energy Queensland | Summer | Non-coincident | 2023 | POE50 | Operational-demand | 119.1753 | 462.2208
QLD | QMAR | Molendinar | Energy Queensland | Summer | Non-coincident | 2023 | POE90 | Operational-demand | 90.9401 | NA
QLD | QMAR | Molendinar | Energy Queensland | Summer | Coincident_unreconciled | 2024 | POE50 | Operational-demand | 192.9755 | NA
QLD | QMAR | Molendinar | Energy Queensland | Summer | Coincident_unreconciled | 2024 | POE90 | Operational-demand | 156.1302 | NA
QLD | QMAR | Molendinar | Energy Queensland | Summer | Non-coincident | 2024 | POE50 | Operational-demand | 115.7382 | 474.1393
QLD | QMAR | Molendinar | Energy Queensland | Summer | Non-coincident | 2024 | POE90 | Operational-demand | 90.4206 | NA
QLD | QMAR | Molendinar | Energy Queensland | Summer | Coincident_unreconciled | 2025 | POE50 | Operational-demand | 188.2215 | NA
QLD | QMAR | Molendinar | Energy Queensland | Summer | Coincident_unreconciled | 2025 | POE90 | Operational-demand | 150.8594 | NA
QLD | QMAR | Molendinar | Energy Queensland | Summer | Non-coincident | 2025 | POE50 | Operational-demand | 112.887 | 480.5964
QLD | QMAR | Molendinar | Energy Queensland | Summer | Non-coincident | 2025 | POE90 | Operational-demand | 90.0839 | NA
QLD | QMAR | Molendinar | Energy Queensland | Summer | Coincident_unreconciled | 2026 | POE50 | Operational-demand | 183.4494 | NA
QLD | QMAR | Molendinar | Energy Queensland | Summer | Coincident_unreconciled | 2026 | POE90 | Operational-demand | 145.5705 | NA
QLD | QMAR | Molendinar | Energy Queensland | Summer | Non-coincident | 2026 | POE50 | Operational-demand | 110.0249 | 487.4103
QLD | QMAR | Molendinar | Energy Queensland | Summer | Non-coincident | 2026 | POE90 | Operational-demand | 87.3068 | NA
QLD | QMAR | Molendinar | Energy Queensland | Summer | Coincident_unreconciled | 2027 | POE50 | Operational-demand | 180.0487 | NA
QLD | QMAR | Molendinar | Energy Queensland | Summer | Coincident_unreconciled | 2027 | POE90 | Operational-demand | 141.6504 | NA
QLD | QMAR | Molendinar | Energy Queensland | Summer | Non-coincident | 2027 | POE50 | Operational-demand | 107.9853 | 491.9284
QLD | QMAR | Molendinar | Energy Queensland | Summer | Non-coincident | 2027 | POE90 | Operational-demand | 84.9557 | NA
QLD | QMAR | Molendinar | Energy Queensland | Summer | Coincident_unreconciled | 2028 | POE50 | Operational-demand | 178.3321 | NA
QLD | QMAR | Molendinar | Energy Queensland | Summer | Coincident_unreconciled | 2028 | POE90 | Operational-demand | 139.4124 | NA
QLD | QMAR | Molendinar | Energy Queensland | Summer | Non-coincident | 2028 | POE50 | Operational-demand | 106.9557 | 498.9231
QLD | QMAR | Molendinar | Energy Queensland | Summer | Non-coincident | 2028 | POE90 | Operational-demand | 83.6134 | NA
QLD | QMAR | Molendinar | Energy Queensland | Summer | Coincident_unreconciled | 2029 | POE50 | Operational-demand | 177.7418 | NA
QLD | QMAR | Molendinar | Energy Queensland | Summer | Coincident_unreconciled | 2029 | POE90 | Operational-demand | 138.3008 | NA
QLD | QMAR | Molendinar | Energy Queensland | Summer | Non-coincident | 2029 | POE50 | Operational-demand | 106.6017 | 507.0523
QLD | QMAR | Molendinar | Energy Queensland | Summer | Non-coincident | 2029 | POE90 | Operational-demand | 82.9468 | NA
QLD | QMAR | Molendinar | Energy Queensland | Summer | Coincident_unreconciled | 2030 | POE50 | Operational-demand | 178.0502 | NA
QLD | QMAR | Molendinar | Energy Queensland | Summer | Coincident_unreconciled | 2030 | POE90 | Operational-demand | 138.0879 | NA
QLD | QMAR | Molendinar | Energy Queensland | Summer | Non-coincident | 2030 | POE50 | Operational-demand | 106.7867 | 512.6385
QLD | QMAR | Molendinar | Energy Queensland | Summer | Non-coincident | 2030 | POE90 | Operational-demand | 82.8191 | NA
QLD | QMAR | Molendinar | Energy Queensland | Winter | Coincident | 2016 | ACTUAL_OPG | Operational-demand | 147.4657 | 359.4325
QLD | QMAR | Molendinar | Energy Queensland | Winter | Coincident | 2016 | ACTUAL_RAW | Operational-demand | 147.4657 | 359.4325
QLD | QMAR | Molendinar | Energy Queensland | Winter | Non-coincident | 2016 | ACTUAL_RAW | Operational-demand | 134.3265 | 360.6873
QLD | QMAR | Molendinar | Energy Queensland | Winter | Non-coincident | 2016 | ACTUAL_OPG | Operational-demand | 134.3265 | 360.6873
QLD | QMAR | Molendinar | Energy Queensland | Winter | Non-coincident | 2016 | ACTUAL_ADJUSTEDOPG | Operational-demand | 134.3265 | 360.6873
QLD | QMAR | Molendinar | Energy Queensland | Winter | Coincident | 2017 | ACTUAL_OPG | Operational-demand | 173.4069 | 380.2531
QLD | QMAR | Molendinar | Energy Queensland | Winter | Coincident | 2017 | ACTUAL_RAW | Operational-demand | 173.4069 | 380.2531
QLD | QMAR | Molendinar | Energy Queensland | Winter | Non-coincident | 2017 | ACTUAL_RAW | Operational-demand | 147.1758 | 380.2531
QLD | QMAR | Molendinar | Energy Queensland | Winter | Non-coincident | 2017 | ACTUAL_OPG | Operational-demand | 147.1758 | 380.2531
QLD | QMAR | Molendinar | Energy Queensland | Winter | Non-coincident | 2017 | ACTUAL_ADJUSTEDOPG | Operational-demand | 147.1758 | 380.2531
QLD | QMAR | Molendinar | Energy Queensland | Winter | Coincident | 2018 | ACTUAL_OPG | Operational-demand | 176.4706 | 352.9349
QLD | QMAR | Molendinar | Energy Queensland | Winter | Coincident | 2018 | ACTUAL_RAW | Operational-demand | 176.4706 | 352.9349
QLD | QMAR | Molendinar | Energy Queensland | Winter | Non-coincident | 2018 | ACTUAL_RAW | Operational-demand | 106.6633 | 384.6101
QLD | QMAR | Molendinar | Energy Queensland | Winter | Non-coincident | 2018 | ACTUAL_OPG | Operational-demand | 106.6633 | 384.6101
QLD | QMAR | Molendinar | Energy Queensland | Winter | Non-coincident | 2018 | ACTUAL_ADJUSTEDOPG | Operational-demand | 106.6633 | 384.6101
QLD | QMAR | Molendinar | Energy Queensland | Winter | Coincident | 2019 | ACTUAL_OPG | Operational-demand | 181.3449 | 342.7433
QLD | QMAR | Molendinar | Energy Queensland | Winter | Coincident | 2019 | ACTUAL_RAW | Operational-demand | 181.3449 | 342.7433
QLD | QMAR | Molendinar | Energy Queensland | Winter | Non-coincident | 2019 | ACTUAL_RAW | Operational-demand | 102.3857 | 371.2574
QLD | QMAR | Molendinar | Energy Queensland | Winter | Non-coincident | 2019 | ACTUAL_OPG | Operational-demand | 102.3857 | 371.2574
QLD | QMAR | Molendinar | Energy Queensland | Winter | Non-coincident | 2019 | ACTUAL_ADJUSTEDOPG | Operational-demand | 102.3857 | 371.2574
QLD | QMAR | Molendinar | Energy Queensland | Winter | Non-coincident | 2019 | BASEYEARPOE90 | Operational-demand | 105.5745 | NA
QLD | QMAR | Molendinar | Energy Queensland | Winter | Non-coincident | 2019 | BASEYEARPOE50 | Operational-demand | 122.4288 | 373.8286
QLD | QMAR | Molendinar | Energy Queensland | Winter | Coincident_unreconciled | 2020 | POE50 | Operational-demand | 176 | NA
QLD | QMAR | Molendinar | Energy Queensland | Winter | Coincident_unreconciled | 2020 | POE90 | Operational-demand | 144.7181 | NA
QLD | QMAR | Molendinar | Energy Queensland | Winter | Non-coincident | 2020 | POE50 | Operational-demand | 97.7417 | 379.7007
QLD | QMAR | Molendinar | Energy Queensland | Winter | Non-coincident | 2020 | POE90 | Operational-demand | 77.044 | NA
QLD | QMAR | Molendinar | Energy Queensland | Winter | Coincident_unreconciled | 2021 | POE50 | Operational-demand | 166.0102 | NA
QLD | QMAR | Molendinar | Energy Queensland | Winter | Coincident_unreconciled | 2021 | POE90 | Operational-demand | 134.2323 | NA
QLD | QMAR | Molendinar | Energy Queensland | Winter | Non-coincident | 2021 | POE50 | Operational-demand | 91.1319 | 385.3216
QLD | QMAR | Molendinar | Energy Queensland | Winter | Non-coincident | 2021 | POE90 | Operational-demand | 70.1061 | NA
QLD | QMAR | Molendinar | Energy Queensland | Winter | Coincident_unreconciled | 2022 | POE50 | Operational-demand | 156.044 | NA
QLD | QMAR | Molendinar | Energy Queensland | Winter | Coincident_unreconciled | 2022 | POE90 | Operational-demand | 123.7723 | NA
QLD | QMAR | Molendinar | Energy Queensland | Winter | Non-coincident | 2022 | POE50 | Operational-demand | 84.5378 | 390.9083
QLD | QMAR | Molendinar | Energy Queensland | Winter | Non-coincident | 2022 | POE90 | Operational-demand | 63.1852 | NA
QLD | QMAR | Molendinar | Energy Queensland | Winter | Coincident_unreconciled | 2023 | POE50 | Operational-demand | 149.2162 | NA
QLD | QMAR | Molendinar | Energy Queensland | Winter | Coincident_unreconciled | 2023 | POE90 | Operational-demand | 116.4508 | NA
QLD | QMAR | Molendinar | Energy Queensland | Winter | Non-coincident | 2023 | POE50 | Operational-demand | 80.0201 | 396.497
QLD | QMAR | Molendinar | Energy Queensland | Winter | Non-coincident | 2023 | POE90 | Operational-demand | 58.3409 | NA
QLD | QMAR | Molendinar | Energy Queensland | Winter | Coincident_unreconciled | 2024 | POE50 | Operational-demand | 144.5796 | NA
QLD | QMAR | Molendinar | Energy Queensland | Winter | Coincident_unreconciled | 2024 | POE90 | Operational-demand | 111.3204 | NA
QLD | QMAR | Molendinar | Energy Queensland | Winter | Non-coincident | 2024 | POE50 | Operational-demand | 76.9523 | 402.0065
QLD | QMAR | Molendinar | Energy Queensland | Winter | Non-coincident | 2024 | POE90 | Operational-demand | 54.9464 | NA
QLD | QMAR | Molendinar | Energy Queensland | Winter | Coincident_unreconciled | 2025 | POE50 | Operational-demand | 140.1174 | NA
QLD | QMAR | Molendinar | Energy Queensland | Winter | Coincident_unreconciled | 2025 | POE90 | Operational-demand | 106.3645 | NA
QLD | QMAR | Molendinar | Energy Queensland | Winter | Non-coincident | 2025 | POE50 | Operational-demand | 74 | 407.5773
QLD | QMAR | Molendinar | Energy Queensland | Winter | Non-coincident | 2025 | POE90 | Operational-demand | 51.6673 | NA
QLD | QMAR | Molendinar | Energy Queensland | Winter | Coincident_unreconciled | 2026 | POE50 | Operational-demand | 135.7864 | NA
QLD | QMAR | Molendinar | Energy Queensland | Winter | Coincident_unreconciled | 2026 | POE90 | Operational-demand | 101.5394 | NA
QLD | QMAR | Molendinar | Energy Queensland | Winter | Non-coincident | 2026 | POE50 | Operational-demand | 71.1343 | 413.3173
QLD | QMAR | Molendinar | Energy Queensland | Winter | Non-coincident | 2026 | POE90 | Operational-demand | 48.4748 | NA
QLD | QMAR | Molendinar | Energy Queensland | Winter | Coincident_unreconciled | 2027 | POE50 | Operational-demand | 133.4504 | NA
QLD | QMAR | Molendinar | Energy Queensland | Winter | Coincident_unreconciled | 2027 | POE90 | Operational-demand | 98.7054 | NA
QLD | QMAR | Molendinar | Energy Queensland | Winter | Non-coincident | 2027 | POE50 | Operational-demand | 69.5887 | 419.3592
QLD | QMAR | Molendinar | Energy Queensland | Winter | Non-coincident | 2027 | POE90 | Operational-demand | 46.5996 | NA
QLD | QMAR | Molendinar | Energy Queensland | Winter | Coincident_unreconciled | 2028 | POE50 | Operational-demand | 132.1761 | NA
QLD | QMAR | Molendinar | Energy Queensland | Winter | Coincident_unreconciled | 2028 | POE90 | Operational-demand | 96.933 | NA
QLD | QMAR | Molendinar | Energy Queensland | Winter | Non-coincident | 2028 | POE50 | Operational-demand | 68.7456 | 425.8752
QLD | QMAR | Molendinar | Energy Queensland | Winter | Non-coincident | 2028 | POE90 | Operational-demand | 45.4269 | NA
QLD | QMAR | Molendinar | Energy Queensland | Winter | Coincident_unreconciled | 2029 | POE50 | Operational-demand | 131.8542 | NA
QLD | QMAR | Molendinar | Energy Queensland | Winter | Coincident_unreconciled | 2029 | POE90 | Operational-demand | 96.1131 | NA
QLD | QMAR | Molendinar | Energy Queensland | Winter | Non-coincident | 2029 | POE50 | Operational-demand | 68.5326 | 432.7598
QLD | QMAR | Molendinar | Energy Queensland | Winter | Non-coincident | 2029 | POE90 | Operational-demand | 44.8844 | NA
QLD | QMAR | Molendinar | Energy Queensland | Shoulder | Non-coincident | 2019 | BASEYEARPOE10 | Operational-demand | NA | 342.2866
QLD | QMAR | Molendinar | Energy Queensland | Shoulder | Coincident | 2021 | POE10 | Operational-demand | NA | 341.233
QLD | QMAR | Molendinar | Energy Queensland | Shoulder | Coincident | 2021 | POE50 | Operational-demand | NA | 348.0421
QLD | QMAR | Molendinar | Energy Queensland | Shoulder | Non-coincident | 2021 | POE10 | Operational-demand | NA | 347.6351
QLD | QMAR | Molendinar | Energy Queensland | Shoulder | Coincident | 2022 | POE10 | Operational-demand | NA | 355.7242
QLD | QMAR | Molendinar | Energy Queensland | Shoulder | Coincident | 2022 | POE50 | Operational-demand | NA | 356.7667
QLD | QMAR | Molendinar | Energy Queensland | Shoulder | Non-coincident | 2022 | POE10 | Operational-demand | NA | 355.7242
QLD | QMAR | Molendinar | Energy Queensland | Shoulder | Coincident | 2023 | POE10 | Operational-demand | NA | 361.481
QLD | QMAR | Molendinar | Energy Queensland | Shoulder | Coincident | 2023 | POE50 | Operational-demand | NA | 364.2908
QLD | QMAR | Molendinar | Energy Queensland | Shoulder | Non-coincident | 2023 | POE10 | Operational-demand | NA | 361.481
QLD | QMAR | Molendinar | Energy Queensland | Shoulder | Coincident | 2024 | POE10 | Operational-demand | NA | 368.2878
QLD | QMAR | Molendinar | Energy Queensland | Shoulder | Coincident | 2024 | POE50 | Operational-demand | NA | 376.0305
QLD | QMAR | Molendinar | Energy Queensland | Shoulder | Non-coincident | 2024 | POE10 | Operational-demand | NA | 368.2878
QLD | QMAR | Molendinar | Energy Queensland | Shoulder | Coincident | 2025 | POE10 | Operational-demand | NA | 374.5318
QLD | QMAR | Molendinar | Energy Queensland | Shoulder | Coincident | 2025 | POE50 | Operational-demand | NA | 379.629
QLD | QMAR | Molendinar | Energy Queensland | Shoulder | Non-coincident | 2025 | POE10 | Operational-demand | NA | 374.5318
QLD | QMAR | Molendinar | Energy Queensland | Shoulder | Coincident | 2026 | POE10 | Operational-demand | NA | 377.8088
QLD | QMAR | Molendinar | Energy Queensland | Shoulder | Coincident | 2026 | POE50 | Operational-demand | NA | 385.0607
QLD | QMAR | Molendinar | Energy Queensland | Shoulder | Non-coincident | 2026 | POE10 | Operational-demand | NA | 377.8088
QLD | QMAR | Molendinar | Energy Queensland | Shoulder | Coincident | 2027 | POE10 | Operational-demand | NA | 381.6965
QLD | QMAR | Molendinar | Energy Queensland | Shoulder | Coincident | 2027 | POE50 | Operational-demand | NA | 388.6447
QLD | QMAR | Molendinar | Energy Queensland | Shoulder | Non-coincident | 2027 | POE10 | Operational-demand | NA | 381.6965
QLD | QMAR | Molendinar | Energy Queensland | Shoulder | Coincident | 2028 | POE10 | Operational-demand | NA | 386.0623
QLD | QMAR | Molendinar | Energy Queensland | Shoulder | Coincident | 2028 | POE50 | Operational-demand | NA | 394.0475
QLD | QMAR | Molendinar | Energy Queensland | Shoulder | Non-coincident | 2028 | POE10 | Operational-demand | NA | 386.0623
QLD | QMAR | Molendinar | Energy Queensland | Shoulder | Coincident | 2029 | POE10 | Operational-demand | NA | 395.9459
QLD | QMAR | Molendinar | Energy Queensland | Shoulder | Coincident | 2029 | POE50 | Operational-demand | NA | 401.7631
QLD | QMAR | Molendinar | Energy Queensland | Shoulder | Non-coincident | 2029 | POE10 | Operational-demand | NA | 395.9459
QLD | QMAR | Molendinar | Energy Queensland | Shoulder | Coincident | 2030 | POE10 | Operational-demand | NA | 402.6242
QLD | QMAR | Molendinar | Energy Queensland | Shoulder | Coincident | 2030 | POE50 | Operational-demand | NA | 408.9733
QLD | QMAR | Molendinar | Energy Queensland | Shoulder | Non-coincident | 2030 | POE10 | Operational-demand | NA | 402.6242
QLD | QMAR | Molendinar | Energy Queensland | Summer | Non-coincident | 2019 | BASEYEARPOE10 | Operational-demand | NA | 469.1602
QLD | QMAR | Molendinar | Energy Queensland | Summer | Coincident | 2021 | POE10 | Operational-demand | NA | 458.0822
QLD | QMAR | Molendinar | Energy Queensland | Summer | Coincident | 2021 | POE50 | Operational-demand | NA | 441.6878
QLD | QMAR | Molendinar | Energy Queensland | Summer | Non-coincident | 2021 | POE10 | Operational-demand | NA | 485.9216
QLD | QMAR | Molendinar | Energy Queensland | Summer | Coincident | 2022 | POE10 | Operational-demand | NA | 472.4992
QLD | QMAR | Molendinar | Energy Queensland | Summer | Coincident | 2022 | POE50 | Operational-demand | NA | 454.8235
QLD | QMAR | Molendinar | Energy Queensland | Summer | Non-coincident | 2022 | POE10 | Operational-demand | NA | 492.274
QLD | QMAR | Molendinar | Energy Queensland | Summer | Coincident | 2023 | POE10 | Operational-demand | NA | 481.3078
QLD | QMAR | Molendinar | Energy Queensland | Summer | Coincident | 2023 | POE50 | Operational-demand | NA | 462.2208
QLD | QMAR | Molendinar | Energy Queensland | Summer | Non-coincident | 2023 | POE10 | Operational-demand | NA | 498.7049
QLD | QMAR | Molendinar | Energy Queensland | Summer | Coincident | 2024 | POE10 | Operational-demand | NA | 493.2869
QLD | QMAR | Molendinar | Energy Queensland | Summer | Coincident | 2024 | POE50 | Operational-demand | NA | 474.1393
QLD | QMAR | Molendinar | Energy Queensland | Summer | Non-coincident | 2024 | POE10 | Operational-demand | NA | 505.3039
QLD | QMAR | Molendinar | Energy Queensland | Summer | Coincident | 2025 | POE10 | Operational-demand | NA | 497.4752
QLD | QMAR | Molendinar | Energy Queensland | Summer | Coincident | 2025 | POE50 | Operational-demand | NA | 480.5964
QLD | QMAR | Molendinar | Energy Queensland | Summer | Non-coincident | 2025 | POE10 | Operational-demand | NA | 511.9906
QLD | QMAR | Molendinar | Energy Queensland | Summer | Coincident | 2026 | POE10 | Operational-demand | NA | 506.2329
QLD | QMAR | Molendinar | Energy Queensland | Summer | Coincident | 2026 | POE50 | Operational-demand | NA | 487.4103
QLD | QMAR | Molendinar | Energy Queensland | Summer | Non-coincident | 2026 | POE10 | Operational-demand | NA | 518.8306
QLD | QMAR | Molendinar | Energy Queensland | Summer | Coincident | 2027 | POE10 | Operational-demand | NA | 509.1705
QLD | QMAR | Molendinar | Energy Queensland | Summer | Coincident | 2027 | POE50 | Operational-demand | NA | 491.9284
QLD | QMAR | Molendinar | Energy Queensland | Summer | Non-coincident | 2027 | POE10 | Operational-demand | NA | 526.0038
QLD | QMAR | Molendinar | Energy Queensland | Summer | Coincident | 2028 | POE10 | Operational-demand | NA | 516.6512
QLD | QMAR | Molendinar | Energy Queensland | Summer | Coincident | 2028 | POE50 | Operational-demand | NA | 498.9231
QLD | QMAR | Molendinar | Energy Queensland | Summer | Non-coincident | 2028 | POE10 | Operational-demand | NA | 533.59
QLD | QMAR | Molendinar | Energy Queensland | Summer | Coincident | 2029 | POE10 | Operational-demand | NA | 522.7704
QLD | QMAR | Molendinar | Energy Queensland | Summer | Coincident | 2029 | POE50 | Operational-demand | NA | 507.0523
QLD | QMAR | Molendinar | Energy Queensland | Summer | Non-coincident | 2029 | POE10 | Operational-demand | NA | 541.583
QLD | QMAR | Molendinar | Energy Queensland | Summer | Coincident | 2030 | POE10 | Operational-demand | NA | 531.2496
QLD | QMAR | Molendinar | Energy Queensland | Summer | Coincident | 2030 | POE50 | Operational-demand | NA | 512.6385
QLD | QMAR | Molendinar | Energy Queensland | Summer | Non-coincident | 2030 | POE10 | Operational-demand | NA | 550.0146
QLD | QMAR | Molendinar | Energy Queensland | Winter | Non-coincident | 2019 | BASEYEARPOE10 | Operational-demand | NA | 381.954
QLD | QMAR | Molendinar | Energy Queensland | Winter | Coincident | 2020 | POE10 | Operational-demand | NA | 370.1905
QLD | QMAR | Molendinar | Energy Queensland | Winter | Coincident | 2020 | POE50 | Operational-demand | NA | 358.3503
QLD | QMAR | Molendinar | Energy Queensland | Winter | Non-coincident | 2020 | POE10 | Operational-demand | NA | 388.0181
QLD | QMAR | Molendinar | Energy Queensland | Winter | Coincident | 2021 | POE10 | Operational-demand | NA | 372.5207
QLD | QMAR | Molendinar | Energy Queensland | Winter | Coincident | 2021 | POE50 | Operational-demand | NA | 360.5042
QLD | QMAR | Molendinar | Energy Queensland | Winter | Non-coincident | 2021 | POE10 | Operational-demand | NA | 393.7683
QLD | QMAR | Molendinar | Energy Queensland | Winter | Coincident | 2022 | POE10 | Operational-demand | NA | 386.2903
QLD | QMAR | Molendinar | Energy Queensland | Winter | Coincident | 2022 | POE50 | Operational-demand | NA | 373.8879
QLD | QMAR | Molendinar | Energy Queensland | Winter | Non-coincident | 2022 | POE10 | Operational-demand | NA | 399.4836
QLD | QMAR | Molendinar | Energy Queensland | Winter | Coincident | 2023 | POE10 | Operational-demand | NA | 395.4383
QLD | QMAR | Molendinar | Energy Queensland | Winter | Coincident | 2023 | POE50 | Operational-demand | NA | 382.3745
QLD | QMAR | Molendinar | Energy Queensland | Winter | Non-coincident | 2023 | POE10 | Operational-demand | NA | 405.2011
QLD | QMAR | Molendinar | Energy Queensland | Winter | Coincident | 2024 | POE10 | Operational-demand | NA | 406.9251
QLD | QMAR | Molendinar | Energy Queensland | Winter | Coincident | 2024 | POE50 | Operational-demand | NA | 391.9639
QLD | QMAR | Molendinar | Energy Queensland | Winter | Non-coincident | 2024 | POE10 | Operational-demand | NA | 410.8393
QLD | QMAR | Molendinar | Energy Queensland | Winter | Coincident | 2025 | POE10 | Operational-demand | NA | 411.2983
QLD | QMAR | Molendinar | Energy Queensland | Winter | Coincident | 2025 | POE50 | Operational-demand | NA | 397.0241
QLD | QMAR | Molendinar | Energy Queensland | Winter | Non-coincident | 2025 | POE10 | Operational-demand | NA | 416.5388
QLD | QMAR | Molendinar | Energy Queensland | Winter | Coincident | 2026 | POE10 | Operational-demand | NA | 416.8123
QLD | QMAR | Molendinar | Energy Queensland | Winter | Coincident | 2026 | POE50 | Operational-demand | NA | 403.1048
QLD | QMAR | Molendinar | Energy Queensland | Winter | Non-coincident | 2026 | POE10 | Operational-demand | NA | 422.4077
QLD | QMAR | Molendinar | Energy Queensland | Winter | Coincident | 2027 | POE10 | Operational-demand | NA | 422.4923
QLD | QMAR | Molendinar | Energy Queensland | Winter | Coincident | 2027 | POE50 | Operational-demand | NA | 408.6424
QLD | QMAR | Molendinar | Energy Queensland | Winter | Non-coincident | 2027 | POE10 | Operational-demand | NA | 428.5794
QLD | QMAR | Molendinar | Energy Queensland | Winter | Coincident | 2028 | POE10 | Operational-demand | NA | 433.3556
QLD | QMAR | Molendinar | Energy Queensland | Winter | Coincident | 2028 | POE50 | Operational-demand | NA | 415.916
QLD | QMAR | Molendinar | Energy Queensland | Winter | Non-coincident | 2028 | POE10 | Operational-demand | NA | 435.2252
QLD | QMAR | Molendinar | Energy Queensland | Winter | Coincident | 2029 | POE10 | Operational-demand | NA | 437.9694
QLD | QMAR | Molendinar | Energy Queensland | Winter | Coincident | 2029 | POE50 | Operational-demand | NA | 422.5582
QLD | QMAR | Molendinar | Energy Queensland | Winter | Non-coincident | 2029 | POE10 | Operational-demand | NA | 442.2397
QLD | QMGB | Mudgeeraba 110 | Energy Queensland | Shoulder | Coincident | 2017 | ACTUAL_OPG | Operational-demand | 44.5386 | 221.3843
QLD | QMGB | Mudgeeraba 110 | Energy Queensland | Shoulder | Coincident | 2017 | ACTUAL_RAW | Operational-demand | 44.5386 | 221.3843
QLD | QMGB | Mudgeeraba 110 | Energy Queensland | Shoulder | Non-coincident | 2017 | ACTUAL_RAW | Operational-demand | 13.953 | 250.5561
QLD | QMGB | Mudgeeraba 110 | Energy Queensland | Shoulder | Non-coincident | 2017 | ACTUAL_OPG | Operational-demand | 13.953 | 250.5561
QLD | QMGB | Mudgeeraba 110 | Energy Queensland | Shoulder | Non-coincident | 2017 | ACTUAL_ADJUSTEDOPG | Operational-demand | 13.953 | 250.5561
QLD | QMGB | Mudgeeraba 110 | Energy Queensland | Shoulder | Coincident | 2018 | ACTUAL_OPG | Operational-demand | 33.8875 | 199.335
QLD | QMGB | Mudgeeraba 110 | Energy Queensland | Shoulder | Coincident | 2018 | ACTUAL_RAW | Operational-demand | 33.8875 | 199.335
QLD | QMGB | Mudgeeraba 110 | Energy Queensland | Shoulder | Non-coincident | 2018 | ACTUAL_RAW | Operational-demand | 10.3599 | 246.2722
QLD | QMGB | Mudgeeraba 110 | Energy Queensland | Shoulder | Non-coincident | 2018 | ACTUAL_OPG | Operational-demand | 10.3599 | 246.2722
QLD | QMGB | Mudgeeraba 110 | Energy Queensland | Shoulder | Non-coincident | 2018 | ACTUAL_ADJUSTEDOPG | Operational-demand | 10.3599 | 246.2722
QLD | QMGB | Mudgeeraba 110 | Energy Queensland | Shoulder | Coincident | 2019 | ACTUAL_OPG | Operational-demand | 54.244 | 216.7594
QLD | QMGB | Mudgeeraba 110 | Energy Queensland | Shoulder | Coincident | 2019 | ACTUAL_RAW | Operational-demand | 54.244 | 216.7594
QLD | QMGB | Mudgeeraba 110 | Energy Queensland | Shoulder | Non-coincident | 2019 | ACTUAL_RAW | Operational-demand | 9.6061 | 227.1664
QLD | QMGB | Mudgeeraba 110 | Energy Queensland | Shoulder | Non-coincident | 2019 | ACTUAL_OPG | Operational-demand | 9.6061 | 227.1664
QLD | QMGB | Mudgeeraba 110 | Energy Queensland | Shoulder | Non-coincident | 2019 | ACTUAL_ADJUSTEDOPG | Operational-demand | 9.6061 | 227.1664
QLD | QMGB | Mudgeeraba 110 | Energy Queensland | Shoulder | Non-coincident | 2019 | BASEYEARPOE90 | Operational-demand | 1.9441 | NA
QLD | QMGB | Mudgeeraba 110 | Energy Queensland | Shoulder | Non-coincident | 2019 | BASEYEARPOE50 | Operational-demand | 23.2939 | 217.1101
QLD | QMGB | Mudgeeraba 110 | Energy Queensland | Shoulder | Coincident | 2020 | ACTUAL_OPG | Operational-demand | 36.1952 | 183.7177
QLD | QMGB | Mudgeeraba 110 | Energy Queensland | Shoulder | Coincident | 2020 | ACTUAL_RAW | Operational-demand | 36.1952 | 183.7177
QLD | QMGB | Mudgeeraba 110 | Energy Queensland | Shoulder | Non-coincident | 2020 | ACTUAL_RAW | Operational-demand | 22.0296 | 219.7091
QLD | QMGB | Mudgeeraba 110 | Energy Queensland | Shoulder | Non-coincident | 2020 | ACTUAL_OPG | Operational-demand | 22.0296 | 219.7091
QLD | QMGB | Mudgeeraba 110 | Energy Queensland | Shoulder | Non-coincident | 2020 | ACTUAL_ADJUSTEDOPG | Operational-demand | 22.0296 | 219.7091
QLD | QMGB | Mudgeeraba 110 | Energy Queensland | Shoulder | Coincident_unreconciled | 2021 | POE90 | Operational-demand | 31.726 | NA
QLD | QMGB | Mudgeeraba 110 | Energy Queensland | Shoulder | Coincident_unreconciled | 2021 | POE50 | Operational-demand | 38.3446 | NA
QLD | QMGB | Mudgeeraba 110 | Energy Queensland | Shoulder | Non-coincident | 2021 | POE50 | Operational-demand | 13.2667 | 220.1234
QLD | QMGB | Mudgeeraba 110 | Energy Queensland | Shoulder | Non-coincident | 2021 | POE90 | Operational-demand | 1.8635 | NA
QLD | QMGB | Mudgeeraba 110 | Energy Queensland | Shoulder | Coincident_unreconciled | 2022 | POE90 | Operational-demand | 30.7742 | NA
QLD | QMGB | Mudgeeraba 110 | Energy Queensland | Shoulder | Coincident_unreconciled | 2022 | POE50 | Operational-demand | 37.1943 | NA
QLD | QMGB | Mudgeeraba 110 | Energy Queensland | Shoulder | Non-coincident | 2022 | POE50 | Operational-demand | 7.9989 | 223.2051
QLD | QMGB | Mudgeeraba 110 | Energy Queensland | Shoulder | Non-coincident | 2022 | POE90 | Operational-demand | -3.0526 | NA
QLD | QMGB | Mudgeeraba 110 | Energy Queensland | Shoulder | Coincident_unreconciled | 2023 | POE90 | Operational-demand | 29.851 | NA
QLD | QMGB | Mudgeeraba 110 | Energy Queensland | Shoulder | Coincident_unreconciled | 2023 | POE50 | Operational-demand | 36.0784 | NA
QLD | QMGB | Mudgeeraba 110 | Energy Queensland | Shoulder | Non-coincident | 2023 | POE50 | Operational-demand | 3.7035 | 226.281
QLD | QMGB | Mudgeeraba 110 | Energy Queensland | Shoulder | Non-coincident | 2023 | POE90 | Operational-demand | -7.5188 | NA
QLD | QMGB | Mudgeeraba 110 | Energy Queensland | Shoulder | Coincident_unreconciled | 2024 | POE90 | Operational-demand | 28.9555 | NA
QLD | QMGB | Mudgeeraba 110 | Energy Queensland | Shoulder | Coincident_unreconciled | 2024 | POE50 | Operational-demand | 34.9961 | NA
QLD | QMGB | Mudgeeraba 110 | Energy Queensland | Shoulder | Non-coincident | 2024 | POE50 | Operational-demand | 0.00654 | 229.3316
QLD | QMGB | Mudgeeraba 110 | Energy Queensland | Shoulder | Non-coincident | 2024 | POE90 | Operational-demand | -11.3866 | NA
QLD | QMGB | Mudgeeraba 110 | Energy Queensland | Shoulder | Coincident_unreconciled | 2025 | POE90 | Operational-demand | 28.0868 | NA
QLD | QMGB | Mudgeeraba 110 | Energy Queensland | Shoulder | Coincident_unreconciled | 2025 | POE50 | Operational-demand | 33.9462 | NA
QLD | QMGB | Mudgeeraba 110 | Energy Queensland | Shoulder | Non-coincident | 2025 | POE50 | Operational-demand | -2.8653 | 232.4023
QLD | QMGB | Mudgeeraba 110 | Energy Queensland | Shoulder | Non-coincident | 2025 | POE90 | Operational-demand | -14.4293 | NA
QLD | QMGB | Mudgeeraba 110 | Energy Queensland | Shoulder | Coincident_unreconciled | 2026 | POE90 | Operational-demand | 27.2442 | NA
QLD | QMGB | Mudgeeraba 110 | Energy Queensland | Shoulder | Coincident_unreconciled | 2026 | POE50 | Operational-demand | 32.9278 | NA
QLD | QMGB | Mudgeeraba 110 | Energy Queensland | Shoulder | Non-coincident | 2026 | POE50 | Operational-demand | -5.4416 | 235.6042
QLD | QMGB | Mudgeeraba 110 | Energy Queensland | Shoulder | Non-coincident | 2026 | POE90 | Operational-demand | -17.1764 | NA
QLD | QMGB | Mudgeeraba 110 | Energy Queensland | Shoulder | Coincident_unreconciled | 2027 | POE90 | Operational-demand | 26.4269 | NA
QLD | QMGB | Mudgeeraba 110 | Energy Queensland | Shoulder | Coincident_unreconciled | 2027 | POE50 | Operational-demand | 31.94 | NA
QLD | QMGB | Mudgeeraba 110 | Energy Queensland | Shoulder | Non-coincident | 2027 | POE50 | Operational-demand | -7.6349 | 239.0732
QLD | QMGB | Mudgeeraba 110 | Energy Queensland | Shoulder | Non-coincident | 2027 | POE90 | Operational-demand | -19.5414 | NA
QLD | QMGB | Mudgeeraba 110 | Energy Queensland | Shoulder | Coincident_unreconciled | 2028 | POE90 | Operational-demand | 25.6341 | NA
QLD | QMGB | Mudgeeraba 110 | Energy Queensland | Shoulder | Coincident_unreconciled | 2028 | POE50 | Operational-demand | 30.9818 | NA
QLD | QMGB | Mudgeeraba 110 | Energy Queensland | Shoulder | Non-coincident | 2028 | POE50 | Operational-demand | -9.2318 | 242.9097
QLD | QMGB | Mudgeeraba 110 | Energy Queensland | Shoulder | Non-coincident | 2028 | POE90 | Operational-demand | -21.3107 | NA
QLD | QMGB | Mudgeeraba 110 | Energy Queensland | Shoulder | Coincident_unreconciled | 2029 | POE90 | Operational-demand | 24.865 | NA
QLD | QMGB | Mudgeeraba 110 | Energy Queensland | Shoulder | Coincident_unreconciled | 2029 | POE50 | Operational-demand | 30.0523 | NA
QLD | QMGB | Mudgeeraba 110 | Energy Queensland | Shoulder | Non-coincident | 2029 | POE50 | Operational-demand | -10.5018 | 247.1301
QLD | QMGB | Mudgeeraba 110 | Energy Queensland | Shoulder | Non-coincident | 2029 | POE90 | Operational-demand | -22.7531 | NA
QLD | QMGB | Mudgeeraba 110 | Energy Queensland | Shoulder | Coincident_unreconciled | 2030 | POE90 | Operational-demand | 24.1191 | NA
QLD | QMGB | Mudgeeraba 110 | Energy Queensland | Shoulder | Coincident_unreconciled | 2030 | POE50 | Operational-demand | 29.1508 | NA
QLD | QMGB | Mudgeeraba 110 | Energy Queensland | Shoulder | Non-coincident | 2030 | POE50 | Operational-demand | -11.2216 | 251.7145
QLD | QMGB | Mudgeeraba 110 | Energy Queensland | Shoulder | Non-coincident | 2030 | POE90 | Operational-demand | -23.6452 | NA
QLD | QMGB | Mudgeeraba 110 | Energy Queensland | Summer | Coincident | 2017 | ACTUAL_OPG | Operational-demand | 57.1415 | 257.6359
QLD | QMGB | Mudgeeraba 110 | Energy Queensland | Summer | Coincident | 2017 | ACTUAL_RAW | Operational-demand | 57.1415 | 257.6359
QLD | QMGB | Mudgeeraba 110 | Energy Queensland | Summer | Non-coincident | 2017 | ACTUAL_RAW | Operational-demand | 41.7661 | 295.3777
QLD | QMGB | Mudgeeraba 110 | Energy Queensland | Summer | Non-coincident | 2017 | ACTUAL_OPG | Operational-demand | 41.7661 | 295.3777
QLD | QMGB | Mudgeeraba 110 | Energy Queensland | Summer | Non-coincident | 2017 | ACTUAL_ADJUSTEDOPG | Operational-demand | 41.7661 | 295.3777
QLD | QMGB | Mudgeeraba 110 | Energy Queensland | Summer | Coincident | 2018 | ACTUAL_OPG | Operational-demand | 42.7875 | 333.3848
QLD | QMGB | Mudgeeraba 110 | Energy Queensland | Summer | Coincident | 2018 | ACTUAL_RAW | Operational-demand | 42.7875 | 333.3848
QLD | QMGB | Mudgeeraba 110 | Energy Queensland | Summer | Non-coincident | 2018 | ACTUAL_RAW | Operational-demand | 7.9201 | 333.3848
QLD | QMGB | Mudgeeraba 110 | Energy Queensland | Summer | Non-coincident | 2018 | ACTUAL_OPG | Operational-demand | 7.9201 | 333.3848
QLD | QMGB | Mudgeeraba 110 | Energy Queensland | Summer | Non-coincident | 2018 | ACTUAL_ADJUSTEDOPG | Operational-demand | 7.9201 | 333.3848
QLD | QMGB | Mudgeeraba 110 | Energy Queensland | Summer | Coincident | 2019 | ACTUAL_OPG | Operational-demand | 61.5088 | 346.0203
QLD | QMGB | Mudgeeraba 110 | Energy Queensland | Summer | Coincident | 2019 | ACTUAL_RAW | Operational-demand | 61.5088 | 346.0203
QLD | QMGB | Mudgeeraba 110 | Energy Queensland | Summer | Non-coincident | 2019 | ACTUAL_RAW | Operational-demand | 35.461 | 358.8601
QLD | QMGB | Mudgeeraba 110 | Energy Queensland | Summer | Non-coincident | 2019 | ACTUAL_OPG | Operational-demand | 35.461 | 358.8601
QLD | QMGB | Mudgeeraba 110 | Energy Queensland | Summer | Non-coincident | 2019 | ACTUAL_ADJUSTEDOPG | Operational-demand | 35.461 | 358.8601
QLD | QMGB | Mudgeeraba 110 | Energy Queensland | Summer | Non-coincident | 2019 | BASEYEARPOE90 | Operational-demand | 10.5309 | NA
QLD | QMGB | Mudgeeraba 110 | Energy Queensland | Summer | Non-coincident | 2019 | BASEYEARPOE50 | Operational-demand | 32.6223 | 310.3635
QLD | QMGB | Mudgeeraba 110 | Energy Queensland | Summer | Coincident | 2020 | ACTUAL_OPG | Operational-demand | 15.5864 | 347.6592
QLD | QMGB | Mudgeeraba 110 | Energy Queensland | Summer | Coincident | 2020 | ACTUAL_RAW | Operational-demand | 15.5864 | 347.6592
QLD | QMGB | Mudgeeraba 110 | Energy Queensland | Summer | Non-coincident | 2020 | ACTUAL_RAW | Operational-demand | 1.2966 | 356.5099
QLD | QMGB | Mudgeeraba 110 | Energy Queensland | Summer | Non-coincident | 2020 | ACTUAL_OPG | Operational-demand | 1.2966 | 356.5099
QLD | QMGB | Mudgeeraba 110 | Energy Queensland | Summer | Non-coincident | 2020 | ACTUAL_ADJUSTEDOPG | Operational-demand | 1.2966 | 356.5099
QLD | QMGB | Mudgeeraba 110 | Energy Queensland | Summer | Coincident_unreconciled | 2021 | POE50 | Operational-demand | 41.6383 | NA
QLD | QMGB | Mudgeeraba 110 | Energy Queensland | Summer | Coincident_unreconciled | 2021 | POE90 | Operational-demand | 11.8234 | NA
QLD | QMGB | Mudgeeraba 110 | Energy Queensland | Summer | Non-coincident | 2021 | POE50 | Operational-demand | 28.9311 | 363
QLD | QMGB | Mudgeeraba 110 | Energy Queensland | Summer | Non-coincident | 2021 | POE90 | Operational-demand | -2.5424 | NA
QLD | QMGB | Mudgeeraba 110 | Energy Queensland | Summer | Coincident_unreconciled | 2022 | POE50 | Operational-demand | 36.621 | NA
QLD | QMGB | Mudgeeraba 110 | Energy Queensland | Summer | Coincident_unreconciled | 2022 | POE90 | Operational-demand | 6.3675 | NA
QLD | QMGB | Mudgeeraba 110 | Energy Queensland | Summer | Non-coincident | 2022 | POE50 | Operational-demand | 26.7188 | 367.5153
QLD | QMGB | Mudgeeraba 110 | Energy Queensland | Summer | Non-coincident | 2022 | POE90 | Operational-demand | -5.2111 | NA
QLD | QMGB | Mudgeeraba 110 | Energy Queensland | Summer | Coincident_unreconciled | 2023 | POE50 | Operational-demand | 32.5962 | NA
QLD | QMGB | Mudgeeraba 110 | Energy Queensland | Summer | Coincident_unreconciled | 2023 | POE90 | Operational-demand | 1.905 | NA
QLD | QMGB | Mudgeeraba 110 | Energy Queensland | Summer | Non-coincident | 2023 | POE50 | Operational-demand | 24.9637 | 372.0245
QLD | QMGB | Mudgeeraba 110 | Energy Queensland | Summer | Non-coincident | 2023 | POE90 | Operational-demand | -7.4214 | NA
QLD | QMGB | Mudgeeraba 110 | Energy Queensland | Summer | Coincident_unreconciled | 2024 | POE50 | Operational-demand | 29.1128 | NA
QLD | QMGB | Mudgeeraba 110 | Energy Queensland | Summer | Coincident_unreconciled | 2024 | POE90 | Operational-demand | -1.8596 | NA
QLD | QMGB | Mudgeeraba 110 | Energy Queensland | Summer | Non-coincident | 2024 | POE50 | Operational-demand | 23.4562 | 376.5216
QLD | QMGB | Mudgeeraba 110 | Energy Queensland | Summer | Non-coincident | 2024 | POE90 | Operational-demand | -9.384 | NA
QLD | QMGB | Mudgeeraba 110 | Energy Queensland | Summer | Coincident_unreconciled | 2025 | POE50 | Operational-demand | 26.5139 | NA
QLD | QMGB | Mudgeeraba 110 | Energy Queensland | Summer | Coincident_unreconciled | 2025 | POE90 | Operational-demand | -4.6604 | NA
QLD | QMGB | Mudgeeraba 110 | Energy Queensland | Summer | Non-coincident | 2025 | POE50 | Operational-demand | 22.3427 | 381.0545
QLD | QMGB | Mudgeeraba 110 | Energy Queensland | Summer | Non-coincident | 2025 | POE90 | Operational-demand | -10.9527 | NA
QLD | QMGB | Mudgeeraba 110 | Energy Queensland | Summer | Coincident_unreconciled | 2026 | POE50 | Operational-demand | 24.1954 | NA
QLD | QMGB | Mudgeeraba 110 | Energy Queensland | Summer | Coincident_unreconciled | 2026 | POE90 | Operational-demand | -7.2026 | NA
QLD | QMGB | Mudgeeraba 110 | Energy Queensland | Summer | Non-coincident | 2026 | POE50 | Operational-demand | 21.3249 | 385.7238
QLD | QMGB | Mudgeeraba 110 | Energy Queensland | Summer | Non-coincident | 2026 | POE90 | Operational-demand | -12.4256 | NA
QLD | QMGB | Mudgeeraba 110 | Energy Queensland | Summer | Coincident_unreconciled | 2027 | POE50 | Operational-demand | 22.2742 | NA
QLD | QMGB | Mudgeeraba 110 | Energy Queensland | Summer | Coincident_unreconciled | 2027 | POE90 | Operational-demand | -9.3804 | NA
QLD | QMGB | Mudgeeraba 110 | Energy Queensland | Summer | Non-coincident | 2027 | POE50 | Operational-demand | 20.4358 | 390.6679
QLD | QMGB | Mudgeeraba 110 | Energy Queensland | Summer | Non-coincident | 2027 | POE90 | Operational-demand | -13.7722 | NA
QLD | QMGB | Mudgeeraba 110 | Energy Queensland | Summer | Coincident_unreconciled | 2028 | POE50 | Operational-demand | 20.953 | NA
QLD | QMGB | Mudgeeraba 110 | Energy Queensland | Summer | Coincident_unreconciled | 2028 | POE90 | Operational-demand | -11.0063 | NA
QLD | QMGB | Mudgeeraba 110 | Energy Queensland | Summer | Non-coincident | 2028 | POE50 | Operational-demand | 19.7665 | 395.9787
QLD | QMGB | Mudgeeraba 110 | Energy Queensland | Summer | Non-coincident | 2028 | POE90 | Operational-demand | -14.9007 | NA
QLD | QMGB | Mudgeeraba 110 | Energy Queensland | Summer | Coincident_unreconciled | 2029 | POE50 | Operational-demand | 19.9697 | NA
QLD | QMGB | Mudgeeraba 110 | Energy Queensland | Summer | Coincident_unreconciled | 2029 | POE90 | Operational-demand | -12.3204 | NA
QLD | QMGB | Mudgeeraba 110 | Energy Queensland | Summer | Non-coincident | 2029 | POE50 | Operational-demand | 19.1946 | 401.6578
QLD | QMGB | Mudgeeraba 110 | Energy Queensland | Summer | Non-coincident | 2029 | POE90 | Operational-demand | -15.926 | NA
QLD | QMGB | Mudgeeraba 110 | Energy Queensland | Summer | Coincident_unreconciled | 2030 | POE50 | Operational-demand | 19.5337 | NA
QLD | QMGB | Mudgeeraba 110 | Energy Queensland | Summer | Coincident_unreconciled | 2030 | POE90 | Operational-demand | -13.1297 | NA
QLD | QMGB | Mudgeeraba 110 | Energy Queensland | Summer | Non-coincident | 2030 | POE50 | Operational-demand | 18.7756 | 407.7043
QLD | QMGB | Mudgeeraba 110 | Energy Queensland | Summer | Non-coincident | 2030 | POE90 | Operational-demand | -16.7527 | NA
QLD | QMGB | Mudgeeraba 110 | Energy Queensland | Winter | Coincident | 2016 | ACTUAL_OPG | Operational-demand | 79.5184 | 200.5568
QLD | QMGB | Mudgeeraba 110 | Energy Queensland | Winter | Coincident | 2016 | ACTUAL_RAW | Operational-demand | 79.5184 | 200.5568
QLD | QMGB | Mudgeeraba 110 | Energy Queensland | Winter | Non-coincident | 2016 | ACTUAL_RAW | Operational-demand | 19.5771 | 226.725
QLD | QMGB | Mudgeeraba 110 | Energy Queensland | Winter | Non-coincident | 2016 | ACTUAL_OPG | Operational-demand | 19.5771 | 226.725
QLD | QMGB | Mudgeeraba 110 | Energy Queensland | Winter | Non-coincident | 2016 | ACTUAL_ADJUSTEDOPG | Operational-demand | 19.5771 | 226.725
QLD | QMGB | Mudgeeraba 110 | Energy Queensland | Winter | Coincident | 2017 | ACTUAL_OPG | Operational-demand | 82.4059 | 166.1605
QLD | QMGB | Mudgeeraba 110 | Energy Queensland | Winter | Coincident | 2017 | ACTUAL_RAW | Operational-demand | 82.4059 | 166.1605
QLD | QMGB | Mudgeeraba 110 | Energy Queensland | Winter | Non-coincident | 2017 | ACTUAL_RAW | Operational-demand | -23.0293 | 214.7772
QLD | QMGB | Mudgeeraba 110 | Energy Queensland | Winter | Non-coincident | 2017 | ACTUAL_OPG | Operational-demand | -23.0293 | 214.7772
QLD | QMGB | Mudgeeraba 110 | Energy Queensland | Winter | Non-coincident | 2017 | ACTUAL_ADJUSTEDOPG | Operational-demand | 36.0265 | 214.7772
QLD | QMGB | Mudgeeraba 110 | Energy Queensland | Winter | Coincident | 2018 | ACTUAL_OPG | Operational-demand | 52.1836 | 224.661
QLD | QMGB | Mudgeeraba 110 | Energy Queensland | Winter | Coincident | 2018 | ACTUAL_RAW | Operational-demand | 52.1836 | 224.661
QLD | QMGB | Mudgeeraba 110 | Energy Queensland | Winter | Non-coincident | 2018 | ACTUAL_RAW | Operational-demand | 17.4803 | 237.8899
QLD | QMGB | Mudgeeraba 110 | Energy Queensland | Winter | Non-coincident | 2018 | ACTUAL_OPG | Operational-demand | 17.4803 | 237.8899
QLD | QMGB | Mudgeeraba 110 | Energy Queensland | Winter | Non-coincident | 2018 | ACTUAL_ADJUSTEDOPG | Operational-demand | 17.4803 | 237.8899
QLD | QMGB | Mudgeeraba 110 | Energy Queensland | Winter | Coincident | 2019 | ACTUAL_OPG | Operational-demand | 52.6581 | 243.1722
QLD | QMGB | Mudgeeraba 110 | Energy Queensland | Winter | Coincident | 2019 | ACTUAL_RAW | Operational-demand | 52.6581 | 243.1722
QLD | QMGB | Mudgeeraba 110 | Energy Queensland | Winter | Non-coincident | 2019 | ACTUAL_RAW | Operational-demand | 18.53 | 254.1526
QLD | QMGB | Mudgeeraba 110 | Energy Queensland | Winter | Non-coincident | 2019 | ACTUAL_OPG | Operational-demand | 18.53 | 254.1526
QLD | QMGB | Mudgeeraba 110 | Energy Queensland | Winter | Non-coincident | 2019 | ACTUAL_ADJUSTEDOPG | Operational-demand | 18.53 | 254.1526
QLD | QMGB | Mudgeeraba 110 | Energy Queensland | Winter | Non-coincident | 2019 | BASEYEARPOE90 | Operational-demand | 14.6593 | NA
QLD | QMGB | Mudgeeraba 110 | Energy Queensland | Winter | Non-coincident | 2019 | BASEYEARPOE50 | Operational-demand | 25.502 | 233.7526
QLD | QMGB | Mudgeeraba 110 | Energy Queensland | Winter | Coincident_unreconciled | 2020 | POE90 | Operational-demand | 52.45 | NA
QLD | QMGB | Mudgeeraba 110 | Energy Queensland | Winter | Coincident_unreconciled | 2020 | POE50 | Operational-demand | 60.3245 | NA
QLD | QMGB | Mudgeeraba 110 | Energy Queensland | Winter | Non-coincident | 2020 | POE50 | Operational-demand | 11.3286 | 237.313
QLD | QMGB | Mudgeeraba 110 | Energy Queensland | Winter | Non-coincident | 2020 | POE90 | Operational-demand | 0.28367 | NA
QLD | QMGB | Mudgeeraba 110 | Energy Queensland | Winter | Coincident_unreconciled | 2021 | POE90 | Operational-demand | 50.8765 | NA
QLD | QMGB | Mudgeeraba 110 | Energy Queensland | Winter | Coincident_unreconciled | 2021 | POE50 | Operational-demand | 58.5148 | NA
QLD | QMGB | Mudgeeraba 110 | Energy Queensland | Winter | Non-coincident | 2021 | POE50 | Operational-demand | 5.6641 | 240.7372
QLD | QMGB | Mudgeeraba 110 | Energy Queensland | Winter | Non-coincident | 2021 | POE90 | Operational-demand | -5.5537 | NA
QLD | QMGB | Mudgeeraba 110 | Energy Queensland | Winter | Coincident_unreconciled | 2022 | POE90 | Operational-demand | 49.3502 | NA
QLD | QMGB | Mudgeeraba 110 | Energy Queensland | Winter | Coincident_unreconciled | 2022 | POE50 | Operational-demand | 56.7593 | NA
QLD | QMGB | Mudgeeraba 110 | Energy Queensland | Winter | Non-coincident | 2022 | POE50 | Operational-demand | 1.1195 | 244.1314
QLD | QMGB | Mudgeeraba 110 | Energy Queensland | Winter | Non-coincident | 2022 | POE90 | Operational-demand | -10.27 | NA
QLD | QMGB | Mudgeeraba 110 | Energy Queensland | Winter | Coincident_unreconciled | 2023 | POE90 | Operational-demand | 47.8697 | NA
QLD | QMGB | Mudgeeraba 110 | Energy Queensland | Winter | Coincident_unreconciled | 2023 | POE50 | Operational-demand | 55.0565 | NA
QLD | QMGB | Mudgeeraba 110 | Energy Queensland | Winter | Non-coincident | 2023 | POE50 | Operational-demand | -2.5842 | 247.5323
QLD | QMGB | Mudgeeraba 110 | Energy Queensland | Winter | Non-coincident | 2023 | POE90 | Operational-demand | -14.1456 | NA
QLD | QMGB | Mudgeeraba 110 | Energy Queensland | Winter | Coincident_unreconciled | 2024 | POE90 | Operational-demand | 46.4336 | NA
QLD | QMGB | Mudgeeraba 110 | Energy Queensland | Winter | Coincident_unreconciled | 2024 | POE50 | Operational-demand | 53.4049 | NA
QLD | QMGB | Mudgeeraba 110 | Energy Queensland | Winter | Non-coincident | 2024 | POE50 | Operational-demand | -5.7789 | 250.8766
QLD | QMGB | Mudgeeraba 110 | Energy Queensland | Winter | Non-coincident | 2024 | POE90 | Operational-demand | -17.512 | NA
QLD | QMGB | Mudgeeraba 110 | Energy Queensland | Winter | Coincident_unreconciled | 2025 | POE90 | Operational-demand | 45.0406 | NA
QLD | QMGB | Mudgeeraba 110 | Energy Queensland | Winter | Coincident_unreconciled | 2025 | POE50 | Operational-demand | 51.8027 | NA
QLD | QMGB | Mudgeeraba 110 | Energy Queensland | Winter | Non-coincident | 2025 | POE50 | Operational-demand | -8.1366 | 254.2699
QLD | QMGB | Mudgeeraba 110 | Energy Queensland | Winter | Non-coincident | 2025 | POE90 | Operational-demand | -20.0416 | NA
QLD | QMGB | Mudgeeraba 110 | Energy Queensland | Winter | Coincident_unreconciled | 2026 | POE90 | Operational-demand | 43.6894 | NA
QLD | QMGB | Mudgeeraba 110 | Energy Queensland | Winter | Coincident_unreconciled | 2026 | POE50 | Operational-demand | 50.2486 | NA
QLD | QMGB | Mudgeeraba 110 | Energy Queensland | Winter | Non-coincident | 2026 | POE50 | Operational-demand | -10.6331 | 257.7835
QLD | QMGB | Mudgeeraba 110 | Energy Queensland | Winter | Non-coincident | 2026 | POE90 | Operational-demand | -22.7101 | NA
QLD | QMGB | Mudgeeraba 110 | Energy Queensland | Winter | Coincident_unreconciled | 2027 | POE90 | Operational-demand | 42.3787 | NA
QLD | QMGB | Mudgeeraba 110 | Energy Queensland | Winter | Coincident_unreconciled | 2027 | POE50 | Operational-demand | 48.7412 | NA
QLD | QMGB | Mudgeeraba 110 | Energy Queensland | Winter | Non-coincident | 2027 | POE50 | Operational-demand | -12.2266 | 261.4978
QLD | QMGB | Mudgeeraba 110 | Energy Queensland | Winter | Non-coincident | 2027 | POE90 | Operational-demand | -24.4769 | NA
QLD | QMGB | Mudgeeraba 110 | Energy Queensland | Winter | Coincident_unreconciled | 2028 | POE90 | Operational-demand | 41.1073 | NA
QLD | QMGB | Mudgeeraba 110 | Energy Queensland | Winter | Coincident_unreconciled | 2028 | POE50 | Operational-demand | 47.2789 | NA
QLD | QMGB | Mudgeeraba 110 | Energy Queensland | Winter | Non-coincident | 2028 | POE50 | Operational-demand | -13.5344 | 265.551
QLD | QMGB | Mudgeeraba 110 | Energy Queensland | Winter | Non-coincident | 2028 | POE90 | Operational-demand | -25.958 | NA
QLD | QMGB | Mudgeeraba 110 | Energy Queensland | Winter | Coincident_unreconciled | 2029 | POE90 | Operational-demand | 39.8741 | NA
QLD | QMGB | Mudgeeraba 110 | Energy Queensland | Winter | Coincident_unreconciled | 2029 | POE50 | Operational-demand | 45.8606 | NA
QLD | QMGB | Mudgeeraba 110 | Energy Queensland | Winter | Non-coincident | 2029 | POE50 | Operational-demand | -14.3909 | 269.8668
QLD | QMGB | Mudgeeraba 110 | Energy Queensland | Winter | Non-coincident | 2029 | POE90 | Operational-demand | -26.9878 | NA
QLD | QMGB | Mudgeeraba 110 | Energy Queensland | Shoulder | Non-coincident | 2019 | BASEYEARPOE10 | Operational-demand | NA | 224.4174
QLD | QMGB | Mudgeeraba 110 | Energy Queensland | Shoulder | Coincident | 2021 | POE10 | Operational-demand | NA | 199.6358
QLD | QMGB | Mudgeeraba 110 | Energy Queensland | Shoulder | Coincident | 2021 | POE50 | Operational-demand | NA | 199.8565
QLD | QMGB | Mudgeeraba 110 | Energy Queensland | Shoulder | Non-coincident | 2021 | POE10 | Operational-demand | NA | 227.1466
QLD | QMGB | Mudgeeraba 110 | Energy Queensland | Shoulder | Coincident | 2022 | POE10 | Operational-demand | NA | 208.0277
QLD | QMGB | Mudgeeraba 110 | Energy Queensland | Shoulder | Coincident | 2022 | POE50 | Operational-demand | NA | 204.7708
QLD | QMGB | Mudgeeraba 110 | Energy Queensland | Shoulder | Non-coincident | 2022 | POE10 | Operational-demand | NA | 230.3409
QLD | QMGB | Mudgeeraba 110 | Energy Queensland | Shoulder | Coincident | 2023 | POE10 | Operational-demand | NA | 211.3083
QLD | QMGB | Mudgeeraba 110 | Energy Queensland | Shoulder | Coincident | 2023 | POE50 | Operational-demand | NA | 208.9936
QLD | QMGB | Mudgeeraba 110 | Energy Queensland | Shoulder | Non-coincident | 2023 | POE10 | Operational-demand | NA | 233.5293
QLD | QMGB | Mudgeeraba 110 | Energy Queensland | Shoulder | Coincident | 2024 | POE10 | Operational-demand | NA | 215.2013
QLD | QMGB | Mudgeeraba 110 | Energy Queensland | Shoulder | Coincident | 2024 | POE50 | Operational-demand | NA | 215.6312
QLD | QMGB | Mudgeeraba 110 | Energy Queensland | Shoulder | Non-coincident | 2024 | POE10 | Operational-demand | NA | 236.6923
QLD | QMGB | Mudgeeraba 110 | Energy Queensland | Shoulder | Coincident | 2025 | POE10 | Operational-demand | NA | 218.7747
QLD | QMGB | Mudgeeraba 110 | Energy Queensland | Shoulder | Coincident | 2025 | POE50 | Operational-demand | NA | 217.6095
QLD | QMGB | Mudgeeraba 110 | Energy Queensland | Shoulder | Non-coincident | 2025 | POE10 | Operational-demand | NA | 239.8755
QLD | QMGB | Mudgeeraba 110 | Energy Queensland | Shoulder | Coincident | 2026 | POE10 | Operational-demand | NA | 220.6531
QLD | QMGB | Mudgeeraba 110 | Energy Queensland | Shoulder | Coincident | 2026 | POE50 | Operational-demand | NA | 220.6795
QLD | QMGB | Mudgeeraba 110 | Energy Queensland | Shoulder | Non-coincident | 2026 | POE10 | Operational-demand | NA | 243.1898
QLD | QMGB | Mudgeeraba 110 | Energy Queensland | Shoulder | Coincident | 2027 | POE10 | Operational-demand | NA | 222.9723
QLD | QMGB | Mudgeeraba 110 | Energy Queensland | Shoulder | Coincident | 2027 | POE50 | Operational-demand | NA | 222.7801
QLD | QMGB | Mudgeeraba 110 | Energy Queensland | Shoulder | Non-coincident | 2027 | POE10 | Operational-demand | NA | 246.7718
QLD | QMGB | Mudgeeraba 110 | Energy Queensland | Shoulder | Coincident | 2028 | POE10 | Operational-demand | NA | 225.6815
QLD | QMGB | Mudgeeraba 110 | Energy Queensland | Shoulder | Coincident | 2028 | POE50 | Operational-demand | NA | 226.0417
QLD | QMGB | Mudgeeraba 110 | Energy Queensland | Shoulder | Non-coincident | 2028 | POE10 | Operational-demand | NA | 250.7217
QLD | QMGB | Mudgeeraba 110 | Energy Queensland | Shoulder | Coincident | 2029 | POE10 | Operational-demand | NA | 231.7214
QLD | QMGB | Mudgeeraba 110 | Energy Queensland | Shoulder | Coincident | 2029 | POE50 | Operational-demand | NA | 230.7423
QLD | QMGB | Mudgeeraba 110 | Energy Queensland | Shoulder | Non-coincident | 2029 | POE10 | Operational-demand | NA | 255.0555
QLD | QMGB | Mudgeeraba 110 | Energy Queensland | Shoulder | Coincident | 2030 | POE10 | Operational-demand | NA | 235.9745
QLD | QMGB | Mudgeeraba 110 | Energy Queensland | Shoulder | Coincident | 2030 | POE50 | Operational-demand | NA | 235.2476
QLD | QMGB | Mudgeeraba 110 | Energy Queensland | Shoulder | Non-coincident | 2030 | POE10 | Operational-demand | NA | 259.7533
QLD | QMGB | Mudgeeraba 110 | Energy Queensland | Summer | Non-coincident | 2019 | BASEYEARPOE10 | Operational-demand | NA | 327.4895
QLD | QMGB | Mudgeeraba 110 | Energy Queensland | Summer | Coincident | 2021 | POE10 | Operational-demand | NA | 322.8008
QLD | QMGB | Mudgeeraba 110 | Energy Queensland | Summer | Coincident | 2021 | POE50 | Operational-demand | NA | 315.3701
QLD | QMGB | Mudgeeraba 110 | Energy Queensland | Summer | Non-coincident | 2021 | POE10 | Operational-demand | NA | 385.1995
QLD | QMGB | Mudgeeraba 110 | Energy Queensland | Summer | Coincident | 2022 | POE10 | Operational-demand | NA | 333.3384
QLD | QMGB | Mudgeeraba 110 | Energy Queensland | Summer | Coincident | 2022 | POE50 | Operational-demand | NA | 325.161
QLD | QMGB | Mudgeeraba 110 | Energy Queensland | Summer | Non-coincident | 2022 | POE10 | Operational-demand | NA | 390.0401
QLD | QMGB | Mudgeeraba 110 | Energy Queensland | Summer | Coincident | 2023 | POE10 | Operational-demand | NA | 339.8682
QLD | QMGB | Mudgeeraba 110 | Energy Queensland | Summer | Coincident | 2023 | POE50 | Operational-demand | NA | 330.7942
QLD | QMGB | Mudgeeraba 110 | Energy Queensland | Summer | Non-coincident | 2023 | POE10 | Operational-demand | NA | 394.8739
QLD | QMGB | Mudgeeraba 110 | Energy Queensland | Summer | Coincident | 2024 | POE10 | Operational-demand | NA | 348.5141
QLD | QMGB | Mudgeeraba 110 | Energy Queensland | Summer | Coincident | 2024 | POE50 | Operational-demand | NA | 339.5332
QLD | QMGB | Mudgeeraba 110 | Energy Queensland | Summer | Non-coincident | 2024 | POE10 | Operational-demand | NA | 399.6954
QLD | QMGB | Mudgeeraba 110 | Energy Queensland | Summer | Coincident | 2025 | POE10 | Operational-demand | NA | 351.6319
QLD | QMGB | Mudgeeraba 110 | Energy Queensland | Summer | Coincident | 2025 | POE50 | Operational-demand | NA | 344.3371
QLD | QMGB | Mudgeeraba 110 | Energy Queensland | Summer | Non-coincident | 2025 | POE10 | Operational-demand | NA | 404.5527
QLD | QMGB | Mudgeeraba 110 | Energy Queensland | Summer | Coincident | 2026 | POE10 | Operational-demand | NA | 358.0076
QLD | QMGB | Mudgeeraba 110 | Energy Queensland | Summer | Coincident | 2026 | POE50 | Operational-demand | NA | 349.4246
QLD | QMGB | Mudgeeraba 110 | Energy Queensland | Summer | Non-coincident | 2026 | POE10 | Operational-demand | NA | 409.5466
QLD | QMGB | Mudgeeraba 110 | Energy Queensland | Summer | Coincident | 2027 | POE10 | Operational-demand | NA | 360.3077
QLD | QMGB | Mudgeeraba 110 | Energy Queensland | Summer | Coincident | 2027 | POE50 | Operational-demand | NA | 352.9058
QLD | QMGB | Mudgeeraba 110 | Energy Queensland | Summer | Non-coincident | 2027 | POE10 | Operational-demand | NA | 414.8168
QLD | QMGB | Mudgeeraba 110 | Energy Queensland | Summer | Coincident | 2028 | POE10 | Operational-demand | NA | 365.8964
QLD | QMGB | Mudgeeraba 110 | Energy Queensland | Summer | Coincident | 2028 | POE50 | Operational-demand | NA | 358.2377
QLD | QMGB | Mudgeeraba 110 | Energy Queensland | Summer | Non-coincident | 2028 | POE10 | Operational-demand | NA | 420.4549
QLD | QMGB | Mudgeeraba 110 | Energy Queensland | Summer | Coincident | 2029 | POE10 | Operational-demand | NA | 370.5997
QLD | QMGB | Mudgeeraba 110 | Energy Queensland | Summer | Coincident | 2029 | POE50 | Operational-demand | NA | 364.4642
QLD | QMGB | Mudgeeraba 110 | Energy Queensland | Summer | Non-coincident | 2029 | POE10 | Operational-demand | NA | 426.4612
QLD | QMGB | Mudgeeraba 110 | Energy Queensland | Summer | Coincident | 2030 | POE10 | Operational-demand | NA | 377.0319
QLD | QMGB | Mudgeeraba 110 | Energy Queensland | Summer | Coincident | 2030 | POE50 | Operational-demand | NA | 368.9164
QLD | QMGB | Mudgeeraba 110 | Energy Queensland | Summer | Non-coincident | 2030 | POE10 | Operational-demand | NA | 432.8351
QLD | QMGB | Mudgeeraba 110 | Energy Queensland | Winter | Non-coincident | 2019 | BASEYEARPOE10 | Operational-demand | NA | 247.4383
QLD | QMGB | Mudgeeraba 110 | Energy Queensland | Winter | Coincident | 2020 | POE10 | Operational-demand | NA | 228.797
QLD | QMGB | Mudgeeraba 110 | Energy Queensland | Winter | Coincident | 2020 | POE50 | Operational-demand | NA | 217.5351
QLD | QMGB | Mudgeeraba 110 | Energy Queensland | Winter | Non-coincident | 2020 | POE10 | Operational-demand | NA | 252.7097
QLD | QMGB | Mudgeeraba 110 | Energy Queensland | Winter | Coincident | 2021 | POE10 | Operational-demand | NA | 230.1583
QLD | QMGB | Mudgeeraba 110 | Energy Queensland | Winter | Coincident | 2021 | POE50 | Operational-demand | NA | 218.7618
QLD | QMGB | Mudgeeraba 110 | Energy Queensland | Winter | Non-coincident | 2021 | POE10 | Operational-demand | NA | 255.4197
QLD | QMGB | Mudgeeraba 110 | Energy Queensland | Winter | Coincident | 2022 | POE10 | Operational-demand | NA | 238.5781
QLD | QMGB | Mudgeeraba 110 | Energy Queensland | Winter | Coincident | 2022 | POE50 | Operational-demand | NA | 226.794
QLD | QMGB | Mudgeeraba 110 | Energy Queensland | Winter | Non-coincident | 2022 | POE10 | Operational-demand | NA | 258.3108
QLD | QMGB | Mudgeeraba 110 | Energy Queensland | Winter | Coincident | 2023 | POE10 | Operational-demand | NA | 244.1461
QLD | QMGB | Mudgeeraba 110 | Energy Queensland | Winter | Coincident | 2023 | POE50 | Operational-demand | NA | 231.8581
QLD | QMGB | Mudgeeraba 110 | Energy Queensland | Winter | Non-coincident | 2023 | POE10 | Operational-demand | NA | 261.3544
QLD | QMGB | Mudgeeraba 110 | Energy Queensland | Winter | Coincident | 2024 | POE10 | Operational-demand | NA | 251.15
QLD | QMGB | Mudgeeraba 110 | Energy Queensland | Winter | Coincident | 2024 | POE50 | Operational-demand | NA | 237.5826
QLD | QMGB | Mudgeeraba 110 | Energy Queensland | Winter | Non-coincident | 2024 | POE10 | Operational-demand | NA | 264.4909
QLD | QMGB | Mudgeeraba 110 | Energy Queensland | Winter | Coincident | 2025 | POE10 | Operational-demand | NA | 253.7721
QLD | QMGB | Mudgeeraba 110 | Energy Queensland | Winter | Coincident | 2025 | POE50 | Operational-demand | NA | 240.5709
QLD | QMGB | Mudgeeraba 110 | Energy Queensland | Winter | Non-coincident | 2025 | POE10 | Operational-demand | NA | 267.7958
QLD | QMGB | Mudgeeraba 110 | Energy Queensland | Winter | Coincident | 2026 | POE10 | Operational-demand | NA | 257.1108
QLD | QMGB | Mudgeeraba 110 | Energy Queensland | Winter | Coincident | 2026 | POE50 | Operational-demand | NA | 244.1917
QLD | QMGB | Mudgeeraba 110 | Energy Queensland | Winter | Non-coincident | 2026 | POE10 | Operational-demand | NA | 271.1149
QLD | QMGB | Mudgeeraba 110 | Energy Queensland | Winter | Coincident | 2027 | POE10 | Operational-demand | NA | 260.5611
QLD | QMGB | Mudgeeraba 110 | Energy Queensland | Winter | Coincident | 2027 | POE50 | Operational-demand | NA | 247.4952
QLD | QMGB | Mudgeeraba 110 | Energy Queensland | Winter | Non-coincident | 2027 | POE10 | Operational-demand | NA | 274.681
QLD | QMGB | Mudgeeraba 110 | Energy Queensland | Winter | Coincident | 2028 | POE10 | Operational-demand | NA | 267.2442
QLD | QMGB | Mudgeeraba 110 | Energy Queensland | Winter | Coincident | 2028 | POE50 | Operational-demand | NA | 251.891
QLD | QMGB | Mudgeeraba 110 | Energy Queensland | Winter | Non-coincident | 2028 | POE10 | Operational-demand | NA | 278.365
QLD | QMGB | Mudgeeraba 110 | Energy Queensland | Winter | Coincident | 2029 | POE10 | Operational-demand | NA | 270.1006
QLD | QMGB | Mudgeeraba 110 | Energy Queensland | Winter | Coincident | 2029 | POE50 | Operational-demand | NA | 255.9355
QLD | QMGB | Mudgeeraba 110 | Energy Queensland | Winter | Non-coincident | 2029 | POE10 | Operational-demand | NA | 282.2678
QLD | QMRE | Murarrie (Belmont) | Energy Queensland | Shoulder | Coincident | 2017 | ACTUAL_OPG | Operational-demand | 152.1371 | 258.8507
QLD | QMRE | Murarrie (Belmont) | Energy Queensland | Shoulder | Coincident | 2017 | ACTUAL_RAW | Operational-demand | 152.1371 | 258.8507
QLD | QMRE | Murarrie (Belmont) | Energy Queensland | Shoulder | Non-coincident | 2017 | ACTUAL_RAW | Operational-demand | 96.0004 | 295.8769
QLD | QMRE | Murarrie (Belmont) | Energy Queensland | Shoulder | Non-coincident | 2017 | ACTUAL_OPG | Operational-demand | 96.0004 | 295.8769
QLD | QMRE | Murarrie (Belmont) | Energy Queensland | Shoulder | Non-coincident | 2017 | ACTUAL_ADJUSTEDOPG | Operational-demand | 134.0284 | 295.8769
QLD | QMRE | Murarrie (Belmont) | Energy Queensland | Shoulder | Coincident | 2018 | ACTUAL_OPG | Operational-demand | 154.2447 | 336.3459
QLD | QMRE | Murarrie (Belmont) | Energy Queensland | Shoulder | Coincident | 2018 | ACTUAL_RAW | Operational-demand | 154.2447 | 336.3459
QLD | QMRE | Murarrie (Belmont) | Energy Queensland | Shoulder | Non-coincident | 2018 | ACTUAL_RAW | Operational-demand | 92.3862 | 356.638
QLD | QMRE | Murarrie (Belmont) | Energy Queensland | Shoulder | Non-coincident | 2018 | ACTUAL_OPG | Operational-demand | 92.3862 | 356.638
QLD | QMRE | Murarrie (Belmont) | Energy Queensland | Shoulder | Non-coincident | 2018 | ACTUAL_ADJUSTEDOPG | Operational-demand | 148.4892 | 356.638
QLD | QMRE | Murarrie (Belmont) | Energy Queensland | Shoulder | Coincident | 2019 | ACTUAL_OPG | Operational-demand | 144.5703 | 328.9574
QLD | QMRE | Murarrie (Belmont) | Energy Queensland | Shoulder | Coincident | 2019 | ACTUAL_RAW | Operational-demand | 144.5703 | 328.9574
QLD | QMRE | Murarrie (Belmont) | Energy Queensland | Shoulder | Non-coincident | 2019 | ACTUAL_RAW | Operational-demand | 90.2923 | 328.9574
QLD | QMRE | Murarrie (Belmont) | Energy Queensland | Shoulder | Non-coincident | 2019 | ACTUAL_OPG | Operational-demand | 90.2923 | 328.9574
QLD | QMRE | Murarrie (Belmont) | Energy Queensland | Shoulder | Non-coincident | 2019 | ACTUAL_ADJUSTEDOPG | Operational-demand | 139.7011 | 328.9574
QLD | QMRE | Murarrie (Belmont) | Energy Queensland | Shoulder | Non-coincident | 2019 | BASEYEARPOE90 | Operational-demand | 119.7211 | NA
QLD | QMRE | Murarrie (Belmont) | Energy Queensland | Shoulder | Non-coincident | 2019 | BASEYEARPOE50 | Operational-demand | 130.8361 | 316.0493
QLD | QMRE | Murarrie (Belmont) | Energy Queensland | Shoulder | Coincident | 2020 | ACTUAL_OPG | Operational-demand | 121.4194 | 276.7004
QLD | QMRE | Murarrie (Belmont) | Energy Queensland | Shoulder | Coincident | 2020 | ACTUAL_RAW | Operational-demand | 121.4194 | 276.7004
QLD | QMRE | Murarrie (Belmont) | Energy Queensland | Shoulder | Non-coincident | 2020 | ACTUAL_RAW | Operational-demand | 118.1572 | 280.4126
QLD | QMRE | Murarrie (Belmont) | Energy Queensland | Shoulder | Non-coincident | 2020 | ACTUAL_OPG | Operational-demand | 118.1572 | 280.4126
QLD | QMRE | Murarrie (Belmont) | Energy Queensland | Shoulder | Non-coincident | 2020 | ACTUAL_ADJUSTEDOPG | Operational-demand | 118.1572 | 280.4126
QLD | QMRE | Murarrie (Belmont) | Energy Queensland | Shoulder | Coincident_unreconciled | 2021 | POE50 | Operational-demand | 130 | NA
QLD | QMRE | Murarrie (Belmont) | Energy Queensland | Shoulder | Coincident_unreconciled | 2021 | POE90 | Operational-demand | 105.1954 | NA
QLD | QMRE | Murarrie (Belmont) | Energy Queensland | Shoulder | Non-coincident | 2021 | POE50 | Operational-demand | 123.2916 | 315.9335
QLD | QMRE | Murarrie (Belmont) | Energy Queensland | Shoulder | Non-coincident | 2021 | POE90 | Operational-demand | 106.5682 | NA
QLD | QMRE | Murarrie (Belmont) | Energy Queensland | Shoulder | Coincident_unreconciled | 2022 | POE50 | Operational-demand | 123.3963 | NA
QLD | QMRE | Murarrie (Belmont) | Energy Queensland | Shoulder | Coincident_unreconciled | 2022 | POE90 | Operational-demand | 98.3966 | NA
QLD | QMRE | Murarrie (Belmont) | Energy Queensland | Shoulder | Non-coincident | 2022 | POE50 | Operational-demand | 119.3139 | 321.0939
QLD | QMRE | Murarrie (Belmont) | Energy Queensland | Shoulder | Non-coincident | 2022 | POE90 | Operational-demand | 104.2555 | NA
QLD | QMRE | Murarrie (Belmont) | Energy Queensland | Shoulder | Coincident_unreconciled | 2023 | POE50 | Operational-demand | 117.9243 | NA
QLD | QMRE | Murarrie (Belmont) | Energy Queensland | Shoulder | Coincident_unreconciled | 2023 | POE90 | Operational-demand | 92.7433 | NA
QLD | QMRE | Murarrie (Belmont) | Energy Queensland | Shoulder | Non-coincident | 2023 | POE50 | Operational-demand | 116.0179 | 325.0004
QLD | QMRE | Murarrie (Belmont) | Energy Queensland | Shoulder | Non-coincident | 2023 | POE90 | Operational-demand | 100.8503 | NA
QLD | QMRE | Murarrie (Belmont) | Energy Queensland | Shoulder | Coincident_unreconciled | 2024 | POE50 | Operational-demand | 113.3123 | NA
QLD | QMRE | Murarrie (Belmont) | Energy Queensland | Shoulder | Coincident_unreconciled | 2024 | POE90 | Operational-demand | 87.95 | NA
QLD | QMRE | Murarrie (Belmont) | Energy Queensland | Shoulder | Non-coincident | 2024 | POE50 | Operational-demand | 113.2399 | 332.6121
QLD | QMRE | Murarrie (Belmont) | Energy Queensland | Shoulder | Non-coincident | 2024 | POE90 | Operational-demand | 97.9631 | NA
QLD | QMRE | Murarrie (Belmont) | Energy Queensland | Shoulder | Coincident_unreconciled | 2025 | POE50 | Operational-demand | 109.4192 | NA
QLD | QMRE | Murarrie (Belmont) | Energy Queensland | Shoulder | Coincident_unreconciled | 2025 | POE90 | Operational-demand | 83.8757 | NA
QLD | QMRE | Murarrie (Belmont) | Energy Queensland | Shoulder | Non-coincident | 2025 | POE50 | Operational-demand | 110.8949 | 332.9823
QLD | QMRE | Murarrie (Belmont) | Energy Queensland | Shoulder | Non-coincident | 2025 | POE90 | Operational-demand | 95.5089 | NA
QLD | QMRE | Murarrie (Belmont) | Energy Queensland | Shoulder | Coincident_unreconciled | 2026 | POE50 | Operational-demand | 105.924 | NA
QLD | QMRE | Murarrie (Belmont) | Energy Queensland | Shoulder | Coincident_unreconciled | 2026 | POE90 | Operational-demand | 80.1992 | NA
QLD | QMRE | Murarrie (Belmont) | Energy Queensland | Shoulder | Non-coincident | 2026 | POE50 | Operational-demand | 108.7896 | 334.9307
QLD | QMRE | Murarrie (Belmont) | Energy Queensland | Shoulder | Non-coincident | 2026 | POE90 | Operational-demand | 93.2945 | NA
QLD | QMRE | Murarrie (Belmont) | Energy Queensland | Shoulder | Coincident_unreconciled | 2027 | POE50 | Operational-demand | 103.2635 | NA
QLD | QMRE | Murarrie (Belmont) | Energy Queensland | Shoulder | Coincident_unreconciled | 2027 | POE90 | Operational-demand | 77.3662 | NA
QLD | QMRE | Murarrie (Belmont) | Energy Queensland | Shoulder | Non-coincident | 2027 | POE50 | Operational-demand | 107.187 | 335.128
QLD | QMRE | Murarrie (Belmont) | Energy Queensland | Shoulder | Non-coincident | 2027 | POE90 | Operational-demand | 91.588 | NA
QLD | QMRE | Murarrie (Belmont) | Energy Queensland | Shoulder | Coincident_unreconciled | 2028 | POE50 | Operational-demand | 101.3419 | NA
QLD | QMRE | Murarrie (Belmont) | Energy Queensland | Shoulder | Coincident_unreconciled | 2028 | POE90 | Operational-demand | 75.2785 | NA
QLD | QMRE | Murarrie (Belmont) | Energy Queensland | Shoulder | Non-coincident | 2028 | POE50 | Operational-demand | 106.0296 | 336.741
QLD | QMRE | Murarrie (Belmont) | Energy Queensland | Shoulder | Non-coincident | 2028 | POE90 | Operational-demand | 90.3305 | NA
QLD | QMRE | Murarrie (Belmont) | Energy Queensland | Shoulder | Coincident_unreconciled | 2029 | POE50 | Operational-demand | 99.7774 | NA
QLD | QMRE | Murarrie (Belmont) | Energy Queensland | Shoulder | Coincident_unreconciled | 2029 | POE90 | Operational-demand | 73.5479 | NA
QLD | QMRE | Murarrie (Belmont) | Energy Queensland | Shoulder | Non-coincident | 2029 | POE50 | Operational-demand | 105.0873 | 340.2451
QLD | QMRE | Murarrie (Belmont) | Energy Queensland | Shoulder | Non-coincident | 2029 | POE90 | Operational-demand | 89.2881 | NA
QLD | QMRE | Murarrie (Belmont) | Energy Queensland | Shoulder | Coincident_unreconciled | 2030 | POE50 | Operational-demand | 98.7366 | NA
QLD | QMRE | Murarrie (Belmont) | Energy Queensland | Shoulder | Coincident_unreconciled | 2030 | POE90 | Operational-demand | 72.3409 | NA
QLD | QMRE | Murarrie (Belmont) | Energy Queensland | Shoulder | Non-coincident | 2030 | POE50 | Operational-demand | 104.4603 | 343.2145
QLD | QMRE | Murarrie (Belmont) | Energy Queensland | Shoulder | Non-coincident | 2030 | POE90 | Operational-demand | 88.5611 | NA
QLD | QMRE | Murarrie (Belmont) | Energy Queensland | Summer | Coincident | 2017 | ACTUAL_OPG | Operational-demand | 138.8339 | 381.4526
QLD | QMRE | Murarrie (Belmont) | Energy Queensland | Summer | Coincident | 2017 | ACTUAL_RAW | Operational-demand | 138.8339 | 381.4526
QLD | QMRE | Murarrie (Belmont) | Energy Queensland | Summer | Non-coincident | 2017 | ACTUAL_RAW | Operational-demand | 137.9097 | 434.5907
QLD | QMRE | Murarrie (Belmont) | Energy Queensland | Summer | Non-coincident | 2017 | ACTUAL_OPG | Operational-demand | 137.9097 | 434.5907
QLD | QMRE | Murarrie (Belmont) | Energy Queensland | Summer | Coincident | 2018 | ACTUAL_OPG | Operational-demand | 153.6579 | 442.5721
QLD | QMRE | Murarrie (Belmont) | Energy Queensland | Summer | Coincident | 2018 | ACTUAL_RAW | Operational-demand | 153.6579 | 442.5721
QLD | QMRE | Murarrie (Belmont) | Energy Queensland | Summer | Non-coincident | 2018 | ACTUAL_RAW | Operational-demand | 114.3821 | 442.9558
QLD | QMRE | Murarrie (Belmont) | Energy Queensland | Summer | Non-coincident | 2018 | ACTUAL_OPG | Operational-demand | 114.3821 | 442.9558
QLD | QMRE | Murarrie (Belmont) | Energy Queensland | Summer | Non-coincident | 2018 | ACTUAL_ADJUSTEDOPG | Operational-demand | 114.3821 | 442.9558
QLD | QMRE | Murarrie (Belmont) | Energy Queensland | Summer | Coincident | 2019 | ACTUAL_OPG | Operational-demand | 145.4118 | 453.1396
QLD | QMRE | Murarrie (Belmont) | Energy Queensland | Summer | Coincident | 2019 | ACTUAL_RAW | Operational-demand | 145.4118 | 453.1396
QLD | QMRE | Murarrie (Belmont) | Energy Queensland | Summer | Non-coincident | 2019 | ACTUAL_RAW | Operational-demand | 128.4389 | 457.7979
QLD | QMRE | Murarrie (Belmont) | Energy Queensland | Summer | Non-coincident | 2019 | ACTUAL_OPG | Operational-demand | 128.4389 | 457.7979
QLD | QMRE | Murarrie (Belmont) | Energy Queensland | Summer | Non-coincident | 2019 | ACTUAL_ADJUSTEDOPG | Operational-demand | 128.4389 | 457.7979
QLD | QMRE | Murarrie (Belmont) | Energy Queensland | Summer | Non-coincident | 2019 | BASEYEARPOE90 | Operational-demand | 135.0393 | NA
QLD | QMRE | Murarrie (Belmont) | Energy Queensland | Summer | Non-coincident | 2019 | BASEYEARPOE50 | Operational-demand | 146.7495 | 448.0998
QLD | QMRE | Murarrie (Belmont) | Energy Queensland | Summer | Coincident | 2020 | ACTUAL_OPG | Operational-demand | 144.5014 | 495.7552
QLD | QMRE | Murarrie (Belmont) | Energy Queensland | Summer | Coincident | 2020 | ACTUAL_RAW | Operational-demand | 144.5014 | 495.7552
QLD | QMRE | Murarrie (Belmont) | Energy Queensland | Summer | Non-coincident | 2020 | ACTUAL_RAW | Operational-demand | 143.1946 | 498.268
QLD | QMRE | Murarrie (Belmont) | Energy Queensland | Summer | Non-coincident | 2020 | ACTUAL_OPG | Operational-demand | 143.1946 | 498.268
QLD | QMRE | Murarrie (Belmont) | Energy Queensland | Summer | Non-coincident | 2020 | ACTUAL_ADJUSTEDOPG | Operational-demand | 143.1946 | 498.268
QLD | QMRE | Murarrie (Belmont) | Energy Queensland | Summer | Coincident_unreconciled | 2021 | POE50 | Operational-demand | 143 | NA
QLD | QMRE | Murarrie (Belmont) | Energy Queensland | Summer | Coincident_unreconciled | 2021 | POE90 | Operational-demand | 129.5374 | NA
QLD | QMRE | Murarrie (Belmont) | Energy Queensland | Summer | Non-coincident | 2021 | POE50 | Operational-demand | 150 | 475.812
QLD | QMRE | Murarrie (Belmont) | Energy Queensland | Summer | Non-coincident | 2021 | POE90 | Operational-demand | 120.6958 | NA
QLD | QMRE | Murarrie (Belmont) | Energy Queensland | Summer | Coincident_unreconciled | 2022 | POE50 | Operational-demand | 139.8682 | NA
QLD | QMRE | Murarrie (Belmont) | Energy Queensland | Summer | Coincident_unreconciled | 2022 | POE90 | Operational-demand | 126.2966 | NA
QLD | QMRE | Murarrie (Belmont) | Energy Queensland | Summer | Non-coincident | 2022 | POE50 | Operational-demand | 148.6051 | 477.967
QLD | QMRE | Murarrie (Belmont) | Energy Queensland | Summer | Non-coincident | 2022 | POE90 | Operational-demand | 119.0873 | NA
QLD | QMRE | Murarrie (Belmont) | Energy Queensland | Summer | Coincident_unreconciled | 2023 | POE50 | Operational-demand | 137.2681 | NA
QLD | QMRE | Murarrie (Belmont) | Energy Queensland | Summer | Coincident_unreconciled | 2023 | POE90 | Operational-demand | 123.5953 | NA
QLD | QMRE | Murarrie (Belmont) | Energy Queensland | Summer | Non-coincident | 2023 | POE50 | Operational-demand | 147.4601 | 480.0247
QLD | QMRE | Murarrie (Belmont) | Energy Queensland | Summer | Non-coincident | 2023 | POE90 | Operational-demand | 117.744 | NA
QLD | QMRE | Murarrie (Belmont) | Energy Queensland | Summer | Coincident_unreconciled | 2024 | POE50 | Operational-demand | 135.1096 | NA
QLD | QMRE | Murarrie (Belmont) | Energy Queensland | Summer | Coincident_unreconciled | 2024 | POE90 | Operational-demand | 121.3356 | NA
QLD | QMRE | Murarrie (Belmont) | Energy Queensland | Summer | Non-coincident | 2024 | POE50 | Operational-demand | 146.4875 | 484.3657
QLD | QMRE | Murarrie (Belmont) | Energy Queensland | Summer | Non-coincident | 2024 | POE90 | Operational-demand | 116.573 | NA
QLD | QMRE | Murarrie (Belmont) | Energy Queensland | Summer | Coincident_unreconciled | 2025 | POE50 | Operational-demand | 133.3288 | NA
QLD | QMRE | Murarrie (Belmont) | Energy Queensland | Summer | Coincident_unreconciled | 2025 | POE90 | Operational-demand | 119.4536 | NA
QLD | QMRE | Murarrie (Belmont) | Energy Queensland | Summer | Non-coincident | 2025 | POE50 | Operational-demand | 145.6345 | 486.8423
QLD | QMRE | Murarrie (Belmont) | Energy Queensland | Summer | Non-coincident | 2025 | POE90 | Operational-demand | 115.5216 | NA
QLD | QMRE | Murarrie (Belmont) | Energy Queensland | Summer | Coincident_unreconciled | 2026 | POE50 | Operational-demand | 131.7478 | NA
QLD | QMRE | Murarrie (Belmont) | Energy Queensland | Summer | Coincident_unreconciled | 2026 | POE90 | Operational-demand | 117.7714 | NA
QLD | QMRE | Murarrie (Belmont) | Energy Queensland | Summer | Non-coincident | 2026 | POE50 | Operational-demand | 144.8087 | 489.6087
QLD | QMRE | Murarrie (Belmont) | Energy Queensland | Summer | Non-coincident | 2026 | POE90 | Operational-demand | 114.4974 | NA
QLD | QMRE | Murarrie (Belmont) | Energy Queensland | Summer | Coincident_unreconciled | 2027 | POE50 | Operational-demand | 130.6042 | NA
QLD | QMRE | Murarrie (Belmont) | Energy Queensland | Summer | Coincident_unreconciled | 2027 | POE90 | Operational-demand | 116.5315 | NA
QLD | QMRE | Murarrie (Belmont) | Energy Queensland | Summer | Non-coincident | 2027 | POE50 | Operational-demand | 144.0905 | 489.7831
QLD | QMRE | Murarrie (Belmont) | Energy Queensland | Summer | Non-coincident | 2027 | POE90 | Operational-demand | 113.5904 | NA
QLD | QMRE | Murarrie (Belmont) | Energy Queensland | Summer | Coincident_unreconciled | 2028 | POE50 | Operational-demand | 129.8166 | NA
QLD | QMRE | Murarrie (Belmont) | Energy Queensland | Summer | Coincident_unreconciled | 2028 | POE90 | Operational-demand | 115.651 | NA
QLD | QMRE | Murarrie (Belmont) | Energy Queensland | Summer | Non-coincident | 2028 | POE50 | Operational-demand | 143.5071 | 492.1236
QLD | QMRE | Murarrie (Belmont) | Energy Queensland | Summer | Non-coincident | 2028 | POE90 | Operational-demand | 112.8251 | NA
QLD | QMRE | Murarrie (Belmont) | Energy Queensland | Summer | Coincident_unreconciled | 2029 | POE50 | Operational-demand | 129.1953 | NA
QLD | QMRE | Murarrie (Belmont) | Energy Queensland | Summer | Coincident_unreconciled | 2029 | POE90 | Operational-demand | 114.937 | NA
QLD | QMRE | Murarrie (Belmont) | Energy Queensland | Summer | Non-coincident | 2029 | POE50 | Operational-demand | 143.0807 | 495.3927
QLD | QMRE | Murarrie (Belmont) | Energy Queensland | Summer | Non-coincident | 2029 | POE90 | Operational-demand | 112.2169 | NA
QLD | QMRE | Murarrie (Belmont) | Energy Queensland | Summer | Coincident_unreconciled | 2030 | POE50 | Operational-demand | 128.8452 | NA
QLD | QMRE | Murarrie (Belmont) | Energy Queensland | Summer | Coincident_unreconciled | 2030 | POE90 | Operational-demand | 114.4941 | NA
QLD | QMRE | Murarrie (Belmont) | Energy Queensland | Summer | Non-coincident | 2030 | POE50 | Operational-demand | 142.7054 | 496.7406
QLD | QMRE | Murarrie (Belmont) | Energy Queensland | Summer | Non-coincident | 2030 | POE90 | Operational-demand | 111.6598 | NA
QLD | QMRE | Murarrie (Belmont) | Energy Queensland | Winter | Coincident | 2016 | ACTUAL_OPG | Operational-demand | 139.0674 | 293.8027
QLD | QMRE | Murarrie (Belmont) | Energy Queensland | Winter | Coincident | 2016 | ACTUAL_RAW | Operational-demand | 139.0674 | 293.8027
QLD | QMRE | Murarrie (Belmont) | Energy Queensland | Winter | Non-coincident | 2016 | ACTUAL_RAW | Operational-demand | 136.1303 | 298.3801
QLD | QMRE | Murarrie (Belmont) | Energy Queensland | Winter | Non-coincident | 2016 | ACTUAL_OPG | Operational-demand | 136.1303 | 298.3801
QLD | QMRE | Murarrie (Belmont) | Energy Queensland | Winter | Coincident | 2017 | ACTUAL_OPG | Operational-demand | 161.6488 | 316.828
QLD | QMRE | Murarrie (Belmont) | Energy Queensland | Winter | Coincident | 2017 | ACTUAL_RAW | Operational-demand | 161.6488 | 316.828
QLD | QMRE | Murarrie (Belmont) | Energy Queensland | Winter | Non-coincident | 2017 | ACTUAL_RAW | Operational-demand | 149.462 | 316.828
QLD | QMRE | Murarrie (Belmont) | Energy Queensland | Winter | Non-coincident | 2017 | ACTUAL_OPG | Operational-demand | 149.462 | 316.828
QLD | QMRE | Murarrie (Belmont) | Energy Queensland | Winter | Non-coincident | 2017 | ACTUAL_ADJUSTEDOPG | Operational-demand | 149.462 | 316.828
QLD | QMRE | Murarrie (Belmont) | Energy Queensland | Winter | Coincident | 2018 | ACTUAL_OPG | Operational-demand | 147.9555 | 319.0715
QLD | QMRE | Murarrie (Belmont) | Energy Queensland | Winter | Coincident | 2018 | ACTUAL_RAW | Operational-demand | 147.9555 | 319.0715
QLD | QMRE | Murarrie (Belmont) | Energy Queensland | Winter | Non-coincident | 2018 | ACTUAL_RAW | Operational-demand | 145.8591 | 324.6581
QLD | QMRE | Murarrie (Belmont) | Energy Queensland | Winter | Non-coincident | 2018 | ACTUAL_OPG | Operational-demand | 145.8591 | 324.6581
QLD | QMRE | Murarrie (Belmont) | Energy Queensland | Winter | Non-coincident | 2018 | ACTUAL_ADJUSTEDOPG | Operational-demand | 145.8591 | 324.6581
QLD | QMRE | Murarrie (Belmont) | Energy Queensland | Winter | Coincident | 2019 | ACTUAL_OPG | Operational-demand | 140.4887 | 311.3129
QLD | QMRE | Murarrie (Belmont) | Energy Queensland | Winter | Coincident | 2019 | ACTUAL_RAW | Operational-demand | 140.4887 | 311.3129
QLD | QMRE | Murarrie (Belmont) | Energy Queensland | Winter | Non-coincident | 2019 | ACTUAL_RAW | Operational-demand | 80.8798 | 311.3129
QLD | QMRE | Murarrie (Belmont) | Energy Queensland | Winter | Non-coincident | 2019 | ACTUAL_OPG | Operational-demand | 80.8798 | 311.3129
QLD | QMRE | Murarrie (Belmont) | Energy Queensland | Winter | Non-coincident | 2019 | ACTUAL_ADJUSTEDOPG | Operational-demand | 126.709 | 311.3129
QLD | QMRE | Murarrie (Belmont) | Energy Queensland | Winter | Non-coincident | 2019 | BASEYEARPOE90 | Operational-demand | 119.5735 | NA
QLD | QMRE | Murarrie (Belmont) | Energy Queensland | Winter | Non-coincident | 2019 | BASEYEARPOE50 | Operational-demand | 137.6035 | 315.0279
QLD | QMRE | Murarrie (Belmont) | Energy Queensland | Winter | Coincident_unreconciled | 2020 | POE50 | Operational-demand | 140 | NA
QLD | QMRE | Murarrie (Belmont) | Energy Queensland | Winter | Coincident_unreconciled | 2020 | POE90 | Operational-demand | 100.9002 | NA
QLD | QMRE | Murarrie (Belmont) | Energy Queensland | Winter | Non-coincident | 2020 | POE50 | Operational-demand | 127.2284 | 315.0879
QLD | QMRE | Murarrie (Belmont) | Energy Queensland | Winter | Non-coincident | 2020 | POE90 | Operational-demand | 105.3721 | NA
QLD | QMRE | Murarrie (Belmont) | Energy Queensland | Winter | Coincident_unreconciled | 2021 | POE50 | Operational-demand | 132.275 | NA
QLD | QMRE | Murarrie (Belmont) | Energy Queensland | Winter | Coincident_unreconciled | 2021 | POE90 | Operational-demand | 92.8498 | NA
QLD | QMRE | Murarrie (Belmont) | Energy Queensland | Winter | Non-coincident | 2021 | POE50 | Operational-demand | 122.9102 | 317.0976
QLD | QMRE | Murarrie (Belmont) | Energy Queensland | Winter | Non-coincident | 2021 | POE90 | Operational-demand | 100.872 | NA
QLD | QMRE | Murarrie (Belmont) | Energy Queensland | Winter | Coincident_unreconciled | 2022 | POE50 | Operational-demand | 126.5347 | NA
QLD | QMRE | Murarrie (Belmont) | Energy Queensland | Winter | Coincident_unreconciled | 2022 | POE90 | Operational-demand | 86.8308 | NA
QLD | QMRE | Murarrie (Belmont) | Energy Queensland | Winter | Non-coincident | 2022 | POE50 | Operational-demand | 119.7015 | 321.4441
QLD | QMRE | Murarrie (Belmont) | Energy Queensland | Winter | Non-coincident | 2022 | POE90 | Operational-demand | 97.5075 | NA
QLD | QMRE | Murarrie (Belmont) | Energy Queensland | Winter | Coincident_unreconciled | 2023 | POE50 | Operational-demand | 121.5547 | NA
QLD | QMRE | Murarrie (Belmont) | Energy Queensland | Winter | Coincident_unreconciled | 2023 | POE90 | Operational-demand | 81.5722 | NA
QLD | QMRE | Murarrie (Belmont) | Energy Queensland | Winter | Non-coincident | 2023 | POE50 | Operational-demand | 116.9177 | 325.8476
QLD | QMRE | Murarrie (Belmont) | Energy Queensland | Winter | Non-coincident | 2023 | POE90 | Operational-demand | 94.568 | NA
QLD | QMRE | Murarrie (Belmont) | Energy Queensland | Winter | Coincident_unreconciled | 2024 | POE50 | Operational-demand | 117.5736 | NA
QLD | QMRE | Murarrie (Belmont) | Energy Queensland | Winter | Coincident_unreconciled | 2024 | POE90 | Operational-demand | 77.3126 | NA
QLD | QMRE | Murarrie (Belmont) | Energy Queensland | Winter | Non-coincident | 2024 | POE50 | Operational-demand | 114.6923 | 331.1606
QLD | QMRE | Murarrie (Belmont) | Energy Queensland | Winter | Non-coincident | 2024 | POE90 | Operational-demand | 92.1869 | NA
QLD | QMRE | Murarrie (Belmont) | Energy Queensland | Winter | Coincident_unreconciled | 2025 | POE50 | Operational-demand | 113.9581 | NA
QLD | QMRE | Murarrie (Belmont) | Energy Queensland | Winter | Coincident_unreconciled | 2025 | POE90 | Operational-demand | 73.4185 | NA
QLD | QMRE | Murarrie (Belmont) | Energy Queensland | Winter | Non-coincident | 2025 | POE50 | Operational-demand | 112.6713 | 332.6005
QLD | QMRE | Murarrie (Belmont) | Energy Queensland | Winter | Non-coincident | 2025 | POE90 | Operational-demand | 90.0101 | NA
QLD | QMRE | Murarrie (Belmont) | Energy Queensland | Winter | Coincident_unreconciled | 2026 | POE50 | Operational-demand | 110.8737 | NA
QLD | QMRE | Murarrie (Belmont) | Energy Queensland | Winter | Coincident_unreconciled | 2026 | POE90 | Operational-demand | 70.0574 | NA
QLD | QMRE | Murarrie (Belmont) | Energy Queensland | Winter | Non-coincident | 2026 | POE50 | Operational-demand | 110.9472 | 334.8242
QLD | QMRE | Murarrie (Belmont) | Energy Queensland | Winter | Non-coincident | 2026 | POE90 | Operational-demand | 88.1314 | NA
QLD | QMRE | Murarrie (Belmont) | Energy Queensland | Winter | Coincident_unreconciled | 2027 | POE50 | Operational-demand | 108.8255 | NA
QLD | QMRE | Murarrie (Belmont) | Energy Queensland | Winter | Coincident_unreconciled | 2027 | POE90 | Operational-demand | 67.7538 | NA
QLD | QMRE | Murarrie (Belmont) | Energy Queensland | Winter | Non-coincident | 2027 | POE50 | Operational-demand | 109.8023 | 336.332
QLD | QMRE | Murarrie (Belmont) | Energy Queensland | Winter | Non-coincident | 2027 | POE90 | Operational-demand | 86.8437 | NA
QLD | QMRE | Murarrie (Belmont) | Energy Queensland | Winter | Coincident_unreconciled | 2028 | POE50 | Operational-demand | 107.359 | NA
QLD | QMRE | Murarrie (Belmont) | Energy Queensland | Winter | Coincident_unreconciled | 2028 | POE90 | Operational-demand | 66.0319 | NA
QLD | QMRE | Murarrie (Belmont) | Energy Queensland | Winter | Non-coincident | 2028 | POE50 | Operational-demand | 108.9825 | 339.068
QLD | QMRE | Murarrie (Belmont) | Energy Queensland | Winter | Non-coincident | 2028 | POE90 | Operational-demand | 85.8812 | NA
QLD | QMRE | Murarrie (Belmont) | Energy Queensland | Winter | Coincident_unreconciled | 2029 | POE50 | Operational-demand | 106.1828 | NA
QLD | QMRE | Murarrie (Belmont) | Energy Queensland | Winter | Coincident_unreconciled | 2029 | POE90 | Operational-demand | 64.6003 | NA
QLD | QMRE | Murarrie (Belmont) | Energy Queensland | Winter | Non-coincident | 2029 | POE50 | Operational-demand | 108.325 | 341.2628
QLD | QMRE | Murarrie (Belmont) | Energy Queensland | Winter | Non-coincident | 2029 | POE90 | Operational-demand | 85.0809 | NA
QLD | QMRE | Murarrie (Belmont) | Energy Queensland | Shoulder | Non-coincident | 2019 | BASEYEARPOE10 | Operational-demand | NA | 342.5807
QLD | QMRE | Murarrie (Belmont) | Energy Queensland | Shoulder | Coincident | 2021 | POE10 | Operational-demand | NA | 316.9173
QLD | QMRE | Murarrie (Belmont) | Energy Queensland | Shoulder | Coincident | 2021 | POE50 | Operational-demand | NA | 315.9335
QLD | QMRE | Murarrie (Belmont) | Energy Queensland | Shoulder | Non-coincident | 2021 | POE10 | Operational-demand | NA | 340.1523
QLD | QMRE | Murarrie (Belmont) | Energy Queensland | Shoulder | Coincident | 2022 | POE10 | Operational-demand | NA | 327.5781
QLD | QMRE | Murarrie (Belmont) | Energy Queensland | Shoulder | Coincident | 2022 | POE50 | Operational-demand | NA | 321.0939
QLD | QMRE | Murarrie (Belmont) | Energy Queensland | Shoulder | Non-coincident | 2022 | POE10 | Operational-demand | NA | 340.2102
QLD | QMRE | Murarrie (Belmont) | Energy Queensland | Shoulder | Coincident | 2023 | POE10 | Operational-demand | NA | 329.986
QLD | QMRE | Murarrie (Belmont) | Energy Queensland | Shoulder | Coincident | 2023 | POE50 | Operational-demand | NA | 325.0004
QLD | QMRE | Murarrie (Belmont) | Energy Queensland | Shoulder | Non-coincident | 2023 | POE10 | Operational-demand | NA | 340.445
QLD | QMRE | Murarrie (Belmont) | Energy Queensland | Shoulder | Coincident | 2024 | POE10 | Operational-demand | NA | 333.3478
QLD | QMRE | Murarrie (Belmont) | Energy Queensland | Shoulder | Coincident | 2024 | POE50 | Operational-demand | NA | 332.6121
QLD | QMRE | Murarrie (Belmont) | Energy Queensland | Shoulder | Non-coincident | 2024 | POE10 | Operational-demand | NA | 340.9058
QLD | QMRE | Murarrie (Belmont) | Energy Queensland | Shoulder | Coincident | 2025 | POE10 | Operational-demand | NA | 336.1756
QLD | QMRE | Murarrie (Belmont) | Energy Queensland | Shoulder | Coincident | 2025 | POE50 | Operational-demand | NA | 332.9823
QLD | QMRE | Murarrie (Belmont) | Energy Queensland | Shoulder | Non-coincident | 2025 | POE10 | Operational-demand | NA | 341.5761
QLD | QMRE | Murarrie (Belmont) | Energy Queensland | Shoulder | Coincident | 2026 | POE10 | Operational-demand | NA | 336.304
QLD | QMRE | Murarrie (Belmont) | Energy Queensland | Shoulder | Coincident | 2026 | POE50 | Operational-demand | NA | 334.9307
QLD | QMRE | Murarrie (Belmont) | Energy Queensland | Shoulder | Non-coincident | 2026 | POE10 | Operational-demand | NA | 342.4082
QLD | QMRE | Murarrie (Belmont) | Energy Queensland | Shoulder | Coincident | 2027 | POE10 | Operational-demand | NA | 336.8396
QLD | QMRE | Murarrie (Belmont) | Energy Queensland | Shoulder | Coincident | 2027 | POE50 | Operational-demand | NA | 335.128
QLD | QMRE | Murarrie (Belmont) | Energy Queensland | Shoulder | Non-coincident | 2027 | POE10 | Operational-demand | NA | 343.4495
QLD | QMRE | Murarrie (Belmont) | Energy Queensland | Shoulder | Coincident | 2028 | POE10 | Operational-demand | NA | 337.6438
QLD | QMRE | Murarrie (Belmont) | Energy Queensland | Shoulder | Coincident | 2028 | POE50 | Operational-demand | NA | 336.741
QLD | QMRE | Murarrie (Belmont) | Energy Queensland | Shoulder | Non-coincident | 2028 | POE10 | Operational-demand | NA | 344.7074
QLD | QMRE | Murarrie (Belmont) | Energy Queensland | Shoulder | Coincident | 2029 | POE10 | Operational-demand | NA | 343.1715
QLD | QMRE | Murarrie (Belmont) | Energy Queensland | Shoulder | Coincident | 2029 | POE50 | Operational-demand | NA | 340.2451
QLD | QMRE | Murarrie (Belmont) | Energy Queensland | Shoulder | Non-coincident | 2029 | POE10 | Operational-demand | NA | 346.1737
QLD | QMRE | Murarrie (Belmont) | Energy Queensland | Shoulder | Coincident | 2030 | POE10 | Operational-demand | NA | 345.7939
QLD | QMRE | Murarrie (Belmont) | Energy Queensland | Shoulder | Coincident | 2030 | POE50 | Operational-demand | NA | 343.2145
QLD | QMRE | Murarrie (Belmont) | Energy Queensland | Shoulder | Non-coincident | 2030 | POE10 | Operational-demand | NA | 347.9187
QLD | QMRE | Murarrie (Belmont) | Energy Queensland | Summer | Non-coincident | 2019 | BASEYEARPOE10 | Operational-demand | NA | 557.0717
QLD | QMRE | Murarrie (Belmont) | Energy Queensland | Summer | Coincident | 2021 | POE50 | Operational-demand | NA | 462.7144
QLD | QMRE | Murarrie (Belmont) | Energy Queensland | Summer | Coincident | 2021 | POE10 | Operational-demand | NA | 531.1455
QLD | QMRE | Murarrie (Belmont) | Energy Queensland | Summer | Non-coincident | 2021 | POE10 | Operational-demand | NA | 531.1455
QLD | QMRE | Murarrie (Belmont) | Energy Queensland | Summer | Coincident | 2022 | POE50 | Operational-demand | NA | 472.5856
QLD | QMRE | Murarrie (Belmont) | Energy Queensland | Summer | Coincident | 2022 | POE10 | Operational-demand | NA | 543.7151
QLD | QMRE | Murarrie (Belmont) | Energy Queensland | Summer | Non-coincident | 2022 | POE10 | Operational-demand | NA | 543.7151
QLD | QMRE | Murarrie (Belmont) | Energy Queensland | Summer | Coincident | 2023 | POE50 | Operational-demand | NA | 476.237
QLD | QMRE | Murarrie (Belmont) | Energy Queensland | Summer | Coincident | 2023 | POE10 | Operational-demand | NA | 549.4944
QLD | QMRE | Murarrie (Belmont) | Energy Queensland | Summer | Non-coincident | 2023 | POE10 | Operational-demand | NA | 549.4944
QLD | QMRE | Murarrie (Belmont) | Energy Queensland | Summer | Coincident | 2024 | POE50 | Operational-demand | NA | 484.3657
QLD | QMRE | Murarrie (Belmont) | Energy Queensland | Summer | Coincident | 2024 | POE10 | Operational-demand | NA | 558.6887
QLD | QMRE | Murarrie (Belmont) | Energy Queensland | Summer | Non-coincident | 2024 | POE10 | Operational-demand | NA | 558.6887
QLD | QMRE | Murarrie (Belmont) | Energy Queensland | Summer | Coincident | 2025 | POE50 | Operational-demand | NA | 486.8423
QLD | QMRE | Murarrie (Belmont) | Energy Queensland | Summer | Coincident | 2025 | POE10 | Operational-demand | NA | 559.0005
QLD | QMRE | Murarrie (Belmont) | Energy Queensland | Summer | Non-coincident | 2025 | POE10 | Operational-demand | NA | 559.0005
QLD | QMRE | Murarrie (Belmont) | Energy Queensland | Summer | Coincident | 2026 | POE50 | Operational-demand | NA | 489.6087
QLD | QMRE | Murarrie (Belmont) | Energy Queensland | Summer | Coincident | 2026 | POE10 | Operational-demand | NA | 564.3694
QLD | QMRE | Murarrie (Belmont) | Energy Queensland | Summer | Non-coincident | 2026 | POE10 | Operational-demand | NA | 564.3694
QLD | QMRE | Murarrie (Belmont) | Energy Queensland | Summer | Coincident | 2027 | POE50 | Operational-demand | NA | 489.7831
QLD | QMRE | Murarrie (Belmont) | Energy Queensland | Summer | Coincident | 2027 | POE10 | Operational-demand | NA | 562.9031
QLD | QMRE | Murarrie (Belmont) | Energy Queensland | Summer | Non-coincident | 2027 | POE10 | Operational-demand | NA | 562.9031
QLD | QMRE | Murarrie (Belmont) | Energy Queensland | Summer | Coincident | 2028 | POE50 | Operational-demand | NA | 492.1236
QLD | QMRE | Murarrie (Belmont) | Energy Queensland | Summer | Coincident | 2028 | POE10 | Operational-demand | NA | 566.1169
QLD | QMRE | Murarrie (Belmont) | Energy Queensland | Summer | Non-coincident | 2028 | POE10 | Operational-demand | NA | 566.1169
QLD | QMRE | Murarrie (Belmont) | Energy Queensland | Summer | Coincident | 2029 | POE50 | Operational-demand | NA | 495.3927
QLD | QMRE | Murarrie (Belmont) | Energy Queensland | Summer | Coincident | 2029 | POE10 | Operational-demand | NA | 567.633
QLD | QMRE | Murarrie (Belmont) | Energy Queensland | Summer | Non-coincident | 2029 | POE10 | Operational-demand | NA | 567.633
QLD | QMRE | Murarrie (Belmont) | Energy Queensland | Summer | Coincident | 2030 | POE50 | Operational-demand | NA | 495.9722
QLD | QMRE | Murarrie (Belmont) | Energy Queensland | Summer | Coincident | 2030 | POE10 | Operational-demand | NA | 571.4665
QLD | QMRE | Murarrie (Belmont) | Energy Queensland | Summer | Non-coincident | 2030 | POE10 | Operational-demand | NA | 571.4665
QLD | QMRE | Murarrie (Belmont) | Energy Queensland | Winter | Non-coincident | 2019 | BASEYEARPOE10 | Operational-demand | NA | 321.894
QLD | QMRE | Murarrie (Belmont) | Energy Queensland | Winter | Coincident | 2020 | POE10 | Operational-demand | NA | 323.5901
QLD | QMRE | Murarrie (Belmont) | Energy Queensland | Winter | Coincident | 2020 | POE50 | Operational-demand | NA | 313.4762
QLD | QMRE | Murarrie (Belmont) | Energy Queensland | Winter | Non-coincident | 2020 | POE10 | Operational-demand | NA | 323.5901
QLD | QMRE | Murarrie (Belmont) | Energy Queensland | Winter | Coincident | 2021 | POE10 | Operational-demand | NA | 322.9401
QLD | QMRE | Murarrie (Belmont) | Energy Queensland | Winter | Coincident | 2021 | POE50 | Operational-demand | NA | 312.7421
QLD | QMRE | Murarrie (Belmont) | Energy Queensland | Winter | Non-coincident | 2021 | POE10 | Operational-demand | NA | 323.8215
QLD | QMRE | Murarrie (Belmont) | Energy Queensland | Winter | Coincident | 2022 | POE10 | Operational-demand | NA | 331.888
QLD | QMRE | Murarrie (Belmont) | Energy Queensland | Winter | Coincident | 2022 | POE50 | Operational-demand | NA | 321.4441
QLD | QMRE | Murarrie (Belmont) | Energy Queensland | Winter | Non-coincident | 2022 | POE10 | Operational-demand | NA | 331.888
QLD | QMRE | Murarrie (Belmont) | Energy Queensland | Winter | Coincident | 2023 | POE10 | Operational-demand | NA | 336.7721
QLD | QMRE | Murarrie (Belmont) | Energy Queensland | Winter | Coincident | 2023 | POE50 | Operational-demand | NA | 325.8476
QLD | QMRE | Murarrie (Belmont) | Energy Queensland | Winter | Non-coincident | 2023 | POE10 | Operational-demand | NA | 336.7721
QLD | QMRE | Murarrie (Belmont) | Energy Queensland | Winter | Coincident | 2024 | POE10 | Operational-demand | NA | 343.6023
QLD | QMRE | Murarrie (Belmont) | Energy Queensland | Winter | Coincident | 2024 | POE50 | Operational-demand | NA | 331.1606
QLD | QMRE | Murarrie (Belmont) | Energy Queensland | Winter | Non-coincident | 2024 | POE10 | Operational-demand | NA | 343.6023
QLD | QMRE | Murarrie (Belmont) | Energy Queensland | Winter | Coincident | 2025 | POE10 | Operational-demand | NA | 344.3736
QLD | QMRE | Murarrie (Belmont) | Energy Queensland | Winter | Coincident | 2025 | POE50 | Operational-demand | NA | 332.6005
QLD | QMRE | Murarrie (Belmont) | Energy Queensland | Winter | Non-coincident | 2025 | POE10 | Operational-demand | NA | 344.3736
QLD | QMRE | Murarrie (Belmont) | Energy Queensland | Winter | Coincident | 2026 | POE10 | Operational-demand | NA | 346.0392
QLD | QMRE | Murarrie (Belmont) | Energy Queensland | Winter | Coincident | 2026 | POE50 | Operational-demand | NA | 334.8242
QLD | QMRE | Murarrie (Belmont) | Energy Queensland | Winter | Non-coincident | 2026 | POE10 | Operational-demand | NA | 346.0392
QLD | QMRE | Murarrie (Belmont) | Energy Queensland | Winter | Coincident | 2027 | POE10 | Operational-demand | NA | 347.5757
QLD | QMRE | Murarrie (Belmont) | Energy Queensland | Winter | Coincident | 2027 | POE50 | Operational-demand | NA | 336.332
QLD | QMRE | Murarrie (Belmont) | Energy Queensland | Winter | Non-coincident | 2027 | POE10 | Operational-demand | NA | 347.5757
QLD | QMRE | Murarrie (Belmont) | Energy Queensland | Winter | Coincident | 2028 | POE10 | Operational-demand | NA | 353.1475
QLD | QMRE | Murarrie (Belmont) | Energy Queensland | Winter | Coincident | 2028 | POE50 | Operational-demand | NA | 339.068
QLD | QMRE | Murarrie (Belmont) | Energy Queensland | Winter | Non-coincident | 2028 | POE10 | Operational-demand | NA | 353.1475
QLD | QMRE | Murarrie (Belmont) | Energy Queensland | Winter | Coincident | 2029 | POE10 | Operational-demand | NA | 353.5913
QLD | QMRE | Murarrie (Belmont) | Energy Queensland | Winter | Coincident | 2029 | POE50 | Operational-demand | NA | 341.2628
QLD | QMRE | Murarrie (Belmont) | Energy Queensland | Winter | Non-coincident | 2029 | POE10 | Operational-demand | NA | 353.5913
QLD | QMRG | Middle Ridge (Ergon) | Energy Queensland | Shoulder | Coincident | 2017 | ACTUAL_OPG | Operational-demand | 82.9806 | 166.1851
QLD | QMRG | Middle Ridge (Ergon) | Energy Queensland | Shoulder | Coincident | 2017 | ACTUAL_RAW | Operational-demand | 82.9806 | 166.1851
QLD | QMRG | Middle Ridge (Ergon) | Energy Queensland | Shoulder | Non-coincident | 2017 | ACTUAL_RAW | Operational-demand | 71.9263 | 213.8165
QLD | QMRG | Middle Ridge (Ergon) | Energy Queensland | Shoulder | Non-coincident | 2017 | ACTUAL_OPG | Operational-demand | 71.9263 | 213.8165
QLD | QMRG | Middle Ridge (Ergon) | Energy Queensland | Shoulder | Non-coincident | 2017 | ACTUAL_ADJUSTEDOPG | Operational-demand | 71.9263 | 213.8165
QLD | QMRG | Middle Ridge (Ergon) | Energy Queensland | Shoulder | Coincident | 2018 | ACTUAL_OPG | Operational-demand | 77.4483 | 168.3516
QLD | QMRG | Middle Ridge (Ergon) | Energy Queensland | Shoulder | Coincident | 2018 | ACTUAL_RAW | Operational-demand | 77.4483 | 168.3516
QLD | QMRG | Middle Ridge (Ergon) | Energy Queensland | Shoulder | Non-coincident | 2018 | ACTUAL_RAW | Operational-demand | 73.7467 | 219.7579
QLD | QMRG | Middle Ridge (Ergon) | Energy Queensland | Shoulder | Non-coincident | 2018 | ACTUAL_OPG | Operational-demand | 73.7467 | 219.7579
QLD | QMRG | Middle Ridge (Ergon) | Energy Queensland | Shoulder | Non-coincident | 2018 | ACTUAL_ADJUSTEDOPG | Operational-demand | 73.7467 | 219.7579
QLD | QMRG | Middle Ridge (Ergon) | Energy Queensland | Shoulder | Coincident | 2019 | ACTUAL_OPG | Operational-demand | 72.0209 | 147.4338
QLD | QMRG | Middle Ridge (Ergon) | Energy Queensland | Shoulder | Coincident | 2019 | ACTUAL_RAW | Operational-demand | 72.0209 | 147.4338
QLD | QMRG | Middle Ridge (Ergon) | Energy Queensland | Shoulder | Non-coincident | 2019 | ACTUAL_RAW | Operational-demand | 63.1915 | 228.8593
QLD | QMRG | Middle Ridge (Ergon) | Energy Queensland | Shoulder | Non-coincident | 2019 | ACTUAL_OPG | Operational-demand | 63.1915 | 228.8593
QLD | QMRG | Middle Ridge (Ergon) | Energy Queensland | Shoulder | Non-coincident | 2019 | ACTUAL_ADJUSTEDOPG | Operational-demand | 63.1915 | 228.8593
QLD | QMRG | Middle Ridge (Ergon) | Energy Queensland | Shoulder | Non-coincident | 2019 | BASEYEARPOE90 | Operational-demand | 38.2868 | NA
QLD | QMRG | Middle Ridge (Ergon) | Energy Queensland | Shoulder | Non-coincident | 2019 | BASEYEARPOE50 | Operational-demand | 49.6795 | 208.6728
QLD | QMRG | Middle Ridge (Ergon) | Energy Queensland | Shoulder | Coincident | 2020 | ACTUAL_OPG | Operational-demand | 62.5063 | 190.6363
QLD | QMRG | Middle Ridge (Ergon) | Energy Queensland | Shoulder | Coincident | 2020 | ACTUAL_RAW | Operational-demand | 62.5063 | 190.6363
QLD | QMRG | Middle Ridge (Ergon) | Energy Queensland | Shoulder | Non-coincident | 2020 | ACTUAL_RAW | Operational-demand | 49.8053 | 215.5529
QLD | QMRG | Middle Ridge (Ergon) | Energy Queensland | Shoulder | Non-coincident | 2020 | ACTUAL_OPG | Operational-demand | 49.8053 | 215.5529
QLD | QMRG | Middle Ridge (Ergon) | Energy Queensland | Shoulder | Non-coincident | 2020 | ACTUAL_ADJUSTEDOPG | Operational-demand | 49.8053 | 215.5529
QLD | QMRG | Middle Ridge (Ergon) | Energy Queensland | Shoulder | Coincident_unreconciled | 2021 | POE50 | Operational-demand | 49.9158 | NA
QLD | QMRG | Middle Ridge (Ergon) | Energy Queensland | Shoulder | Coincident_unreconciled | 2021 | POE90 | Operational-demand | 21.8278 | NA
QLD | QMRG | Middle Ridge (Ergon) | Energy Queensland | Shoulder | Non-coincident | 2021 | POE50 | Operational-demand | 35.2893 | 209.2467
QLD | QMRG | Middle Ridge (Ergon) | Energy Queensland | Shoulder | Non-coincident | 2021 | POE90 | Operational-demand | -5.1012 | NA
QLD | QMRG | Middle Ridge (Ergon) | Energy Queensland | Shoulder | Coincident_unreconciled | 2022 | POE50 | Operational-demand | 44.125 | NA
QLD | QMRG | Middle Ridge (Ergon) | Energy Queensland | Shoulder | Coincident_unreconciled | 2022 | POE90 | Operational-demand | 15.9053 | NA
QLD | QMRG | Middle Ridge (Ergon) | Energy Queensland | Shoulder | Non-coincident | 2022 | POE50 | Operational-demand | 31.1954 | 210.1586
QLD | QMRG | Middle Ridge (Ergon) | Energy Queensland | Shoulder | Non-coincident | 2022 | POE90 | Operational-demand | -8.0812 | NA
QLD | QMRG | Middle Ridge (Ergon) | Energy Queensland | Shoulder | Coincident_unreconciled | 2023 | POE50 | Operational-demand | 38.4972 | NA
QLD | QMRG | Middle Ridge (Ergon) | Energy Queensland | Shoulder | Coincident_unreconciled | 2023 | POE90 | Operational-demand | 10.1272 | NA
QLD | QMRG | Middle Ridge (Ergon) | Energy Queensland | Shoulder | Non-coincident | 2023 | POE50 | Operational-demand | 27.2167 | 211.2199
QLD | QMRG | Middle Ridge (Ergon) | Energy Queensland | Shoulder | Non-coincident | 2023 | POE90 | Operational-demand | -11.0047 | NA
QLD | QMRG | Middle Ridge (Ergon) | Energy Queensland | Shoulder | Coincident_unreconciled | 2024 | POE50 | Operational-demand | 33.6297 | NA
QLD | QMRG | Middle Ridge (Ergon) | Energy Queensland | Shoulder | Coincident_unreconciled | 2024 | POE90 | Operational-demand | 5.1093 | NA
QLD | QMRG | Middle Ridge (Ergon) | Energy Queensland | Shoulder | Non-coincident | 2024 | POE50 | Operational-demand | 23.7754 | 212.2205
QLD | QMRG | Middle Ridge (Ergon) | Energy Queensland | Shoulder | Non-coincident | 2024 | POE90 | Operational-demand | -13.533 | NA
QLD | QMRG | Middle Ridge (Ergon) | Energy Queensland | Shoulder | Coincident_unreconciled | 2025 | POE50 | Operational-demand | 29.4503 | NA
QLD | QMRG | Middle Ridge (Ergon) | Energy Queensland | Shoulder | Coincident_unreconciled | 2025 | POE90 | Operational-demand | 0.77956 | NA
QLD | QMRG | Middle Ridge (Ergon) | Energy Queensland | Shoulder | Non-coincident | 2025 | POE50 | Operational-demand | 20.8207 | 213.183
QLD | QMRG | Middle Ridge (Ergon) | Energy Queensland | Shoulder | Non-coincident | 2025 | POE90 | Operational-demand | -15.691 | NA
QLD | QMRG | Middle Ridge (Ergon) | Energy Queensland | Shoulder | Coincident_unreconciled | 2026 | POE50 | Operational-demand | 25.2795 | NA
QLD | QMRG | Middle Ridge (Ergon) | Energy Queensland | Shoulder | Coincident_unreconciled | 2026 | POE90 | Operational-demand | -1.466 | NA
QLD | QMRG | Middle Ridge (Ergon) | Energy Queensland | Shoulder | Non-coincident | 2026 | POE50 | Operational-demand | 17.872 | 214.2254
QLD | QMRG | Middle Ridge (Ergon) | Energy Queensland | Shoulder | Non-coincident | 2026 | POE90 | Operational-demand | -17.8193 | NA
QLD | QMRG | Middle Ridge (Ergon) | Energy Queensland | Shoulder | Coincident_unreconciled | 2027 | POE50 | Operational-demand | 21.7872 | NA
QLD | QMRG | Middle Ridge (Ergon) | Energy Queensland | Shoulder | Coincident_unreconciled | 2027 | POE90 | Operational-demand | -2.9764 | NA
QLD | QMRG | Middle Ridge (Ergon) | Energy Queensland | Shoulder | Non-coincident | 2027 | POE50 | Operational-demand | 15.4031 | 215.4929
QLD | QMRG | Middle Ridge (Ergon) | Energy Queensland | Shoulder | Non-coincident | 2027 | POE90 | Operational-demand | -19.5976 | NA
QLD | QMRG | Middle Ridge (Ergon) | Energy Queensland | Shoulder | Coincident_unreconciled | 2028 | POE50 | Operational-demand | 19.0001 | NA
QLD | QMRG | Middle Ridge (Ergon) | Energy Queensland | Shoulder | Coincident_unreconciled | 2028 | POE90 | Operational-demand | -4.1967 | NA
QLD | QMRG | Middle Ridge (Ergon) | Energy Queensland | Shoulder | Non-coincident | 2028 | POE50 | Operational-demand | 13.4327 | 217.1552
QLD | QMRG | Middle Ridge (Ergon) | Energy Queensland | Shoulder | Non-coincident | 2028 | POE90 | Operational-demand | -21.0625 | NA
QLD | QMRG | Middle Ridge (Ergon) | Energy Queensland | Shoulder | Coincident_unreconciled | 2029 | POE50 | Operational-demand | 16.5552 | NA
QLD | QMRG | Middle Ridge (Ergon) | Energy Queensland | Shoulder | Coincident_unreconciled | 2029 | POE90 | Operational-demand | -5.2754 | NA
QLD | QMRG | Middle Ridge (Ergon) | Energy Queensland | Shoulder | Non-coincident | 2029 | POE50 | Operational-demand | 11.7041 | 219.212
QLD | QMRG | Middle Ridge (Ergon) | Energy Queensland | Shoulder | Non-coincident | 2029 | POE90 | Operational-demand | -22.3921 | NA
QLD | QMRG | Middle Ridge (Ergon) | Energy Queensland | Shoulder | Coincident_unreconciled | 2030 | POE50 | Operational-demand | 14.8688 | NA
QLD | QMRG | Middle Ridge (Ergon) | Energy Queensland | Shoulder | Coincident_unreconciled | 2030 | POE90 | Operational-demand | -6.04 | NA
QLD | QMRG | Middle Ridge (Ergon) | Energy Queensland | Shoulder | Non-coincident | 2030 | POE50 | Operational-demand | 10.5119 | 221.5368
QLD | QMRG | Middle Ridge (Ergon) | Energy Queensland | Shoulder | Non-coincident | 2030 | POE90 | Operational-demand | -23.3247 | NA
QLD | QMRG | Middle Ridge (Ergon) | Energy Queensland | Summer | Coincident | 2017 | ACTUAL_OPG | Operational-demand | 79.6526 | 233.4662
QLD | QMRG | Middle Ridge (Ergon) | Energy Queensland | Summer | Coincident | 2017 | ACTUAL_RAW | Operational-demand | 79.6526 | 233.4662
QLD | QMRG | Middle Ridge (Ergon) | Energy Queensland | Summer | Non-coincident | 2017 | ACTUAL_RAW | Operational-demand | 78.0107 | 267.292
QLD | QMRG | Middle Ridge (Ergon) | Energy Queensland | Summer | Non-coincident | 2017 | ACTUAL_OPG | Operational-demand | 78.0107 | 267.292
QLD | QMRG | Middle Ridge (Ergon) | Energy Queensland | Summer | Non-coincident | 2017 | ACTUAL_ADJUSTEDOPG | Operational-demand | 78.0107 | 267.292
QLD | QMRG | Middle Ridge (Ergon) | Energy Queensland | Summer | Coincident | 2018 | ACTUAL_OPG | Operational-demand | 81.4991 | 242.9295
QLD | QMRG | Middle Ridge (Ergon) | Energy Queensland | Summer | Coincident | 2018 | ACTUAL_RAW | Operational-demand | 81.4991 | 242.9295
QLD | QMRG | Middle Ridge (Ergon) | Energy Queensland | Summer | Non-coincident | 2018 | ACTUAL_RAW | Operational-demand | 76.2339 | 251.1425
QLD | QMRG | Middle Ridge (Ergon) | Energy Queensland | Summer | Non-coincident | 2018 | ACTUAL_OPG | Operational-demand | 76.2339 | 251.1425
QLD | QMRG | Middle Ridge (Ergon) | Energy Queensland | Summer | Non-coincident | 2018 | ACTUAL_ADJUSTEDOPG | Operational-demand | 76.2339 | 251.1425
QLD | QMRG | Middle Ridge (Ergon) | Energy Queensland | Summer | Coincident | 2019 | ACTUAL_OPG | Operational-demand | 79.5567 | 250.345
QLD | QMRG | Middle Ridge (Ergon) | Energy Queensland | Summer | Coincident | 2019 | ACTUAL_RAW | Operational-demand | 79.5567 | 250.345
QLD | QMRG | Middle Ridge (Ergon) | Energy Queensland | Summer | Non-coincident | 2019 | ACTUAL_RAW | Operational-demand | 44.4742 | 254.4154
QLD | QMRG | Middle Ridge (Ergon) | Energy Queensland | Summer | Non-coincident | 2019 | ACTUAL_OPG | Operational-demand | 44.4742 | 254.4154
QLD | QMRG | Middle Ridge (Ergon) | Energy Queensland | Summer | Non-coincident | 2019 | ACTUAL_ADJUSTEDOPG | Operational-demand | 44.4742 | 254.4154
QLD | QMRG | Middle Ridge (Ergon) | Energy Queensland | Summer | Non-coincident | 2019 | BASEYEARPOE90 | Operational-demand | 38.4765 | NA
QLD | QMRG | Middle Ridge (Ergon) | Energy Queensland | Summer | Non-coincident | 2019 | BASEYEARPOE50 | Operational-demand | 48.5897 | 249.4349
QLD | QMRG | Middle Ridge (Ergon) | Energy Queensland | Summer | Coincident | 2020 | ACTUAL_OPG | Operational-demand | 57.7976 | 223.6323
QLD | QMRG | Middle Ridge (Ergon) | Energy Queensland | Summer | Coincident | 2020 | ACTUAL_RAW | Operational-demand | 57.9376 | 221.3343
QLD | QMRG | Middle Ridge (Ergon) | Energy Queensland | Summer | Non-coincident | 2020 | ACTUAL_RAW | Operational-demand | -29.0968 | 245.862
QLD | QMRG | Middle Ridge (Ergon) | Energy Queensland | Summer | Non-coincident | 2020 | ACTUAL_OPG | Operational-demand | 49.2746 | 245.676
QLD | QMRG | Middle Ridge (Ergon) | Energy Queensland | Summer | Non-coincident | 2020 | ACTUAL_ADJUSTEDOPG | Operational-demand | 49.2746 | 245.676
QLD | QMRG | Middle Ridge (Ergon) | Energy Queensland | Summer | Coincident_unreconciled | 2021 | POE50 | Operational-demand | 62.2857 | NA
QLD | QMRG | Middle Ridge (Ergon) | Energy Queensland | Summer | Coincident_unreconciled | 2021 | POE90 | Operational-demand | 44.115 | NA
QLD | QMRG | Middle Ridge (Ergon) | Energy Queensland | Summer | Non-coincident | 2021 | POE50 | Operational-demand | 40.1642 | 251.1607
QLD | QMRG | Middle Ridge (Ergon) | Energy Queensland | Summer | Non-coincident | 2021 | POE90 | Operational-demand | 28.4471 | NA
QLD | QMRG | Middle Ridge (Ergon) | Energy Queensland | Summer | Coincident_unreconciled | 2022 | POE50 | Operational-demand | 55.8236 | NA
QLD | QMRG | Middle Ridge (Ergon) | Energy Queensland | Summer | Coincident_unreconciled | 2022 | POE90 | Operational-demand | 37.5682 | NA
QLD | QMRG | Middle Ridge (Ergon) | Energy Queensland | Summer | Non-coincident | 2022 | POE50 | Operational-demand | 35.9973 | 251.9683
QLD | QMRG | Middle Ridge (Ergon) | Energy Queensland | Summer | Non-coincident | 2022 | POE90 | Operational-demand | 24.2255 | NA
QLD | QMRG | Middle Ridge (Ergon) | Energy Queensland | Summer | Coincident_unreconciled | 2023 | POE50 | Operational-demand | 49.4953 | NA
QLD | QMRG | Middle Ridge (Ergon) | Energy Queensland | Summer | Coincident_unreconciled | 2023 | POE90 | Operational-demand | 31.1432 | NA
QLD | QMRG | Middle Ridge (Ergon) | Energy Queensland | Summer | Non-coincident | 2023 | POE50 | Operational-demand | 31.9165 | 252.9495
QLD | QMRG | Middle Ridge (Ergon) | Energy Queensland | Summer | Non-coincident | 2023 | POE90 | Operational-demand | 20.0824 | NA
QLD | QMRG | Middle Ridge (Ergon) | Energy Queensland | Summer | Coincident_unreconciled | 2024 | POE50 | Operational-demand | 44.0208 | NA
QLD | QMRG | Middle Ridge (Ergon) | Energy Queensland | Summer | Coincident_unreconciled | 2024 | POE90 | Operational-demand | 25.572 | NA
QLD | QMRG | Middle Ridge (Ergon) | Energy Queensland | Summer | Non-coincident | 2024 | POE50 | Operational-demand | 28.3863 | 253.9522
QLD | QMRG | Middle Ridge (Ergon) | Energy Queensland | Summer | Non-coincident | 2024 | POE90 | Operational-demand | 16.4898 | NA
QLD | QMRG | Middle Ridge (Ergon) | Energy Queensland | Summer | Coincident_unreconciled | 2025 | POE50 | Operational-demand | 39.3283 | NA
QLD | QMRG | Middle Ridge (Ergon) | Energy Queensland | Summer | Coincident_unreconciled | 2025 | POE90 | Operational-demand | 20.7829 | NA
QLD | QMRG | Middle Ridge (Ergon) | Energy Queensland | Summer | Non-coincident | 2025 | POE50 | Operational-demand | 25.3605 | 255.0107
QLD | QMRG | Middle Ridge (Ergon) | Energy Queensland | Summer | Non-coincident | 2025 | POE90 | Operational-demand | 13.4016 | NA
QLD | QMRG | Middle Ridge (Ergon) | Energy Queensland | Summer | Coincident_unreconciled | 2026 | POE50 | Operational-demand | 34.6138 | NA
QLD | QMRG | Middle Ridge (Ergon) | Energy Queensland | Summer | Coincident_unreconciled | 2026 | POE90 | Operational-demand | 15.9718 | NA
QLD | QMRG | Middle Ridge (Ergon) | Energy Queensland | Summer | Non-coincident | 2026 | POE50 | Operational-demand | 22.3203 | 256.1744
QLD | QMRG | Middle Ridge (Ergon) | Energy Queensland | Summer | Non-coincident | 2026 | POE90 | Operational-demand | 10.2992 | NA
QLD | QMRG | Middle Ridge (Ergon) | Energy Queensland | Summer | Coincident_unreconciled | 2027 | POE50 | Operational-demand | 30.7256 | NA
QLD | QMRG | Middle Ridge (Ergon) | Energy Queensland | Summer | Coincident_unreconciled | 2027 | POE90 | Operational-demand | 11.9829 | NA
QLD | QMRG | Middle Ridge (Ergon) | Energy Queensland | Summer | Non-coincident | 2027 | POE50 | Operational-demand | 19.813 | 257.648
QLD | QMRG | Middle Ridge (Ergon) | Energy Queensland | Summer | Non-coincident | 2027 | POE90 | Operational-demand | 7.727 | NA
QLD | QMRG | Middle Ridge (Ergon) | Energy Queensland | Summer | Coincident_unreconciled | 2028 | POE50 | Operational-demand | 27.62 | NA
QLD | QMRG | Middle Ridge (Ergon) | Energy Queensland | Summer | Coincident_unreconciled | 2028 | POE90 | Operational-demand | 8.7738 | NA
QLD | QMRG | Middle Ridge (Ergon) | Energy Queensland | Summer | Non-coincident | 2028 | POE50 | Operational-demand | 17.8105 | 259.5514
QLD | QMRG | Middle Ridge (Ergon) | Energy Queensland | Summer | Non-coincident | 2028 | POE90 | Operational-demand | 5.6577 | NA
QLD | QMRG | Middle Ridge (Ergon) | Energy Queensland | Summer | Coincident_unreconciled | 2029 | POE50 | Operational-demand | 24.9571 | NA
QLD | QMRG | Middle Ridge (Ergon) | Energy Queensland | Summer | Coincident_unreconciled | 2029 | POE90 | Operational-demand | 6.0074 | NA
QLD | QMRG | Middle Ridge (Ergon) | Energy Queensland | Summer | Non-coincident | 2029 | POE50 | Operational-demand | 16.0933 | 261.8358
QLD | QMRG | Middle Ridge (Ergon) | Energy Queensland | Summer | Non-coincident | 2029 | POE90 | Operational-demand | 3.8738 | NA
QLD | QMRG | Middle Ridge (Ergon) | Energy Queensland | Summer | Coincident_unreconciled | 2030 | POE50 | Operational-demand | 23.1725 | NA
QLD | QMRG | Middle Ridge (Ergon) | Energy Queensland | Summer | Coincident_unreconciled | 2030 | POE90 | Operational-demand | 4.1194 | NA
QLD | QMRG | Middle Ridge (Ergon) | Energy Queensland | Summer | Non-coincident | 2030 | POE50 | Operational-demand | 14.9425 | 264.4959
QLD | QMRG | Middle Ridge (Ergon) | Energy Queensland | Summer | Non-coincident | 2030 | POE90 | Operational-demand | 2.6564 | NA
QLD | QMRG | Middle Ridge (Ergon) | Energy Queensland | Winter | Coincident | 2016 | ACTUAL_OPG | Operational-demand | 95.7089 | 243.5656
QLD | QMRG | Middle Ridge (Ergon) | Energy Queensland | Winter | Coincident | 2016 | ACTUAL_RAW | Operational-demand | 95.7089 | 243.5656
QLD | QMRG | Middle Ridge (Ergon) | Energy Queensland | Winter | Non-coincident | 2016 | ACTUAL_RAW | Operational-demand | 77.6182 | 250.4602
QLD | QMRG | Middle Ridge (Ergon) | Energy Queensland | Winter | Non-coincident | 2016 | ACTUAL_OPG | Operational-demand | 77.6182 | 250.4602
QLD | QMRG | Middle Ridge (Ergon) | Energy Queensland | Winter | Non-coincident | 2016 | ACTUAL_ADJUSTEDOPG | Operational-demand | 77.6182 | 250.4602
QLD | QMRG | Middle Ridge (Ergon) | Energy Queensland | Winter | Coincident | 2017 | ACTUAL_OPG | Operational-demand | 87.0467 | 213.0417
QLD | QMRG | Middle Ridge (Ergon) | Energy Queensland | Winter | Coincident | 2017 | ACTUAL_RAW | Operational-demand | 87.0467 | 213.0417
QLD | QMRG | Middle Ridge (Ergon) | Energy Queensland | Winter | Non-coincident | 2017 | ACTUAL_RAW | Operational-demand | 77.1204 | 229.9407
QLD | QMRG | Middle Ridge (Ergon) | Energy Queensland | Winter | Non-coincident | 2017 | ACTUAL_OPG | Operational-demand | 77.1204 | 229.9407
QLD | QMRG | Middle Ridge (Ergon) | Energy Queensland | Winter | Non-coincident | 2017 | ACTUAL_ADJUSTEDOPG | Operational-demand | 77.1204 | 229.9407
QLD | QMRG | Middle Ridge (Ergon) | Energy Queensland | Winter | Coincident | 2018 | ACTUAL_OPG | Operational-demand | 77.0054 | 251.2059
QLD | QMRG | Middle Ridge (Ergon) | Energy Queensland | Winter | Coincident | 2018 | ACTUAL_RAW | Operational-demand | 77.0054 | 251.2059
QLD | QMRG | Middle Ridge (Ergon) | Energy Queensland | Winter | Non-coincident | 2018 | ACTUAL_RAW | Operational-demand | 74.5191 | 256.205
QLD | QMRG | Middle Ridge (Ergon) | Energy Queensland | Winter | Non-coincident | 2018 | ACTUAL_OPG | Operational-demand | 74.5191 | 256.205
QLD | QMRG | Middle Ridge (Ergon) | Energy Queensland | Winter | Non-coincident | 2018 | ACTUAL_ADJUSTEDOPG | Operational-demand | 74.5191 | 256.205
QLD | QMRG | Middle Ridge (Ergon) | Energy Queensland | Winter | Coincident | 2019 | ACTUAL_OPG | Operational-demand | 62.5785 | 260.1197
QLD | QMRG | Middle Ridge (Ergon) | Energy Queensland | Winter | Coincident | 2019 | ACTUAL_RAW | Operational-demand | 62.5785 | 260.1197
QLD | QMRG | Middle Ridge (Ergon) | Energy Queensland | Winter | Non-coincident | 2019 | ACTUAL_RAW | Operational-demand | 61.0811 | 269.1792
QLD | QMRG | Middle Ridge (Ergon) | Energy Queensland | Winter | Non-coincident | 2019 | ACTUAL_OPG | Operational-demand | 61.0811 | 269.1792
QLD | QMRG | Middle Ridge (Ergon) | Energy Queensland | Winter | Non-coincident | 2019 | ACTUAL_ADJUSTEDOPG | Operational-demand | 61.0811 | 269.1792
QLD | QMRG | Middle Ridge (Ergon) | Energy Queensland | Winter | Non-coincident | 2019 | BASEYEARPOE90 | Operational-demand | 57.3342 | NA
QLD | QMRG | Middle Ridge (Ergon) | Energy Queensland | Winter | Non-coincident | 2019 | BASEYEARPOE50 | Operational-demand | 63.6792 | 258.1883
QLD | QMRG | Middle Ridge (Ergon) | Energy Queensland | Winter | Coincident_unreconciled | 2020 | POE50 | Operational-demand | 55.3053 | NA
QLD | QMRG | Middle Ridge (Ergon) | Energy Queensland | Winter | Coincident_unreconciled | 2020 | POE90 | Operational-demand | 48.0655 | NA
QLD | QMRG | Middle Ridge (Ergon) | Energy Queensland | Winter | Non-coincident | 2020 | POE50 | Operational-demand | 52.1367 | 258.9099
QLD | QMRG | Middle Ridge (Ergon) | Energy Queensland | Winter | Non-coincident | 2020 | POE90 | Operational-demand | 43.806 | NA
QLD | QMRG | Middle Ridge (Ergon) | Energy Queensland | Winter | Coincident_unreconciled | 2021 | POE50 | Operational-demand | 51.1675 | NA
QLD | QMRG | Middle Ridge (Ergon) | Energy Queensland | Winter | Coincident_unreconciled | 2021 | POE90 | Operational-demand | 43.8997 | NA
QLD | QMRG | Middle Ridge (Ergon) | Energy Queensland | Winter | Non-coincident | 2021 | POE50 | Operational-demand | 48.2361 | 259.836
QLD | QMRG | Middle Ridge (Ergon) | Energy Queensland | Winter | Non-coincident | 2021 | POE90 | Operational-demand | 41.3237 | NA
QLD | QMRG | Middle Ridge (Ergon) | Energy Queensland | Winter | Coincident_unreconciled | 2022 | POE50 | Operational-demand | 47.239 | NA
QLD | QMRG | Middle Ridge (Ergon) | Energy Queensland | Winter | Coincident_unreconciled | 2022 | POE90 | Operational-demand | 39.9323 | NA
QLD | QMRG | Middle Ridge (Ergon) | Energy Queensland | Winter | Non-coincident | 2022 | POE50 | Operational-demand | 44.5326 | 261.1247
QLD | QMRG | Middle Ridge (Ergon) | Energy Queensland | Winter | Non-coincident | 2022 | POE90 | Operational-demand | 37.6445 | NA
QLD | QMRG | Middle Ridge (Ergon) | Energy Queensland | Winter | Coincident_unreconciled | 2023 | POE50 | Operational-demand | 43.6163 | NA
QLD | QMRG | Middle Ridge (Ergon) | Energy Queensland | Winter | Coincident_unreconciled | 2023 | POE90 | Operational-demand | 36.2708 | NA
QLD | QMRG | Middle Ridge (Ergon) | Energy Queensland | Winter | Non-coincident | 2023 | POE50 | Operational-demand | 41.1174 | 262.4354
QLD | QMRG | Middle Ridge (Ergon) | Energy Queensland | Winter | Non-coincident | 2023 | POE90 | Operational-demand | 34.1928 | NA
QLD | QMRG | Middle Ridge (Ergon) | Energy Queensland | Winter | Coincident_unreconciled | 2024 | POE50 | Operational-demand | 40.7001 | NA
QLD | QMRG | Middle Ridge (Ergon) | Energy Queensland | Winter | Coincident_unreconciled | 2024 | POE90 | Operational-demand | 33.3158 | NA
QLD | QMRG | Middle Ridge (Ergon) | Energy Queensland | Winter | Non-coincident | 2024 | POE50 | Operational-demand | 38.3683 | 263.5871
QLD | QMRG | Middle Ridge (Ergon) | Energy Queensland | Winter | Non-coincident | 2024 | POE90 | Operational-demand | 31.4071 | NA
QLD | QMRG | Middle Ridge (Ergon) | Energy Queensland | Winter | Coincident_unreconciled | 2025 | POE50 | Operational-demand | 37.9851 | NA
QLD | QMRG | Middle Ridge (Ergon) | Energy Queensland | Winter | Coincident_unreconciled | 2025 | POE90 | Operational-demand | 30.5621 | NA
QLD | QMRG | Middle Ridge (Ergon) | Energy Queensland | Winter | Non-coincident | 2025 | POE50 | Operational-demand | 35.8088 | 264.7292
QLD | QMRG | Middle Ridge (Ergon) | Energy Queensland | Winter | Non-coincident | 2025 | POE90 | Operational-demand | 28.8111 | NA
QLD | QMRG | Middle Ridge (Ergon) | Energy Queensland | Winter | Coincident_unreconciled | 2026 | POE50 | Operational-demand | 35.2623 | NA
QLD | QMRG | Middle Ridge (Ergon) | Energy Queensland | Winter | Coincident_unreconciled | 2026 | POE90 | Operational-demand | 27.8003 | NA
QLD | QMRG | Middle Ridge (Ergon) | Energy Queensland | Winter | Non-coincident | 2026 | POE50 | Operational-demand | 33.2421 | 265.9316
QLD | QMRG | Middle Ridge (Ergon) | Energy Queensland | Winter | Non-coincident | 2026 | POE90 | Operational-demand | 26.2076 | NA
QLD | QMRG | Middle Ridge (Ergon) | Energy Queensland | Winter | Coincident_unreconciled | 2027 | POE50 | Operational-demand | 33.4725 | NA
QLD | QMRG | Middle Ridge (Ergon) | Energy Queensland | Winter | Coincident_unreconciled | 2027 | POE90 | Operational-demand | 25.969 | NA
QLD | QMRG | Middle Ridge (Ergon) | Energy Queensland | Winter | Non-coincident | 2027 | POE50 | Operational-demand | 31.5548 | 267.3085
QLD | QMRG | Middle Ridge (Ergon) | Energy Queensland | Winter | Non-coincident | 2027 | POE90 | Operational-demand | 24.4812 | NA
QLD | QMRG | Middle Ridge (Ergon) | Energy Queensland | Winter | Coincident_unreconciled | 2028 | POE50 | Operational-demand | 31.8393 | NA
QLD | QMRG | Middle Ridge (Ergon) | Energy Queensland | Winter | Coincident_unreconciled | 2028 | POE90 | Operational-demand | 24.2943 | NA
QLD | QMRG | Middle Ridge (Ergon) | Energy Queensland | Winter | Non-coincident | 2028 | POE50 | Operational-demand | 30.0152 | 269.1621
QLD | QMRG | Middle Ridge (Ergon) | Energy Queensland | Winter | Non-coincident | 2028 | POE90 | Operational-demand | 22.9024 | NA
QLD | QMRG | Middle Ridge (Ergon) | Energy Queensland | Winter | Coincident_unreconciled | 2029 | POE50 | Operational-demand | 30.6507 | NA
QLD | QMRG | Middle Ridge (Ergon) | Energy Queensland | Winter | Coincident_unreconciled | 2029 | POE90 | Operational-demand | 23.0642 | NA
QLD | QMRG | Middle Ridge (Ergon) | Energy Queensland | Winter | Non-coincident | 2029 | POE50 | Operational-demand | 28.8947 | 271.1943
QLD | QMRG | Middle Ridge (Ergon) | Energy Queensland | Winter | Non-coincident | 2029 | POE90 | Operational-demand | 21.7429 | NA
QLD | QMRG | Middle Ridge (Ergon) | Energy Queensland | Shoulder | Non-coincident | 2019 | BASEYEARPOE10 | Operational-demand | NA | 218.7393
QLD | QMRG | Middle Ridge (Ergon) | Energy Queensland | Shoulder | Coincident | 2021 | POE10 | Operational-demand | NA | 167.5206
QLD | QMRG | Middle Ridge (Ergon) | Energy Queensland | Shoulder | Coincident | 2021 | POE50 | Operational-demand | NA | 165.0577
QLD | QMRG | Middle Ridge (Ergon) | Energy Queensland | Shoulder | Non-coincident | 2021 | POE10 | Operational-demand | NA | 219.3871
QLD | QMRG | Middle Ridge (Ergon) | Energy Queensland | Shoulder | Coincident | 2022 | POE10 | Operational-demand | NA | 172.8957
QLD | QMRG | Middle Ridge (Ergon) | Energy Queensland | Shoulder | Coincident | 2022 | POE50 | Operational-demand | NA | 167.5083
QLD | QMRG | Middle Ridge (Ergon) | Energy Queensland | Shoulder | Non-coincident | 2022 | POE10 | Operational-demand | NA | 220.348
QLD | QMRG | Middle Ridge (Ergon) | Energy Queensland | Shoulder | Coincident | 2023 | POE10 | Operational-demand | NA | 174.1028
QLD | QMRG | Middle Ridge (Ergon) | Energy Queensland | Shoulder | Coincident | 2023 | POE50 | Operational-demand | NA | 169.4902
QLD | QMRG | Middle Ridge (Ergon) | Energy Queensland | Shoulder | Non-coincident | 2023 | POE10 | Operational-demand | NA | 221.4652
QLD | QMRG | Middle Ridge (Ergon) | Energy Queensland | Shoulder | Coincident | 2024 | POE10 | Operational-demand | NA | 175.7755
QLD | QMRG | Middle Ridge (Ergon) | Energy Queensland | Shoulder | Coincident | 2024 | POE50 | Operational-demand | NA | 173.3645
QLD | QMRG | Middle Ridge (Ergon) | Energy Queensland | Shoulder | Non-coincident | 2024 | POE10 | Operational-demand | NA | 222.5218
QLD | QMRG | Middle Ridge (Ergon) | Energy Queensland | Shoulder | Coincident | 2025 | POE10 | Operational-demand | NA | 177.1299
QLD | QMRG | Middle Ridge (Ergon) | Energy Queensland | Shoulder | Coincident | 2025 | POE50 | Operational-demand | NA | 173.4263
QLD | QMRG | Middle Ridge (Ergon) | Energy Queensland | Shoulder | Non-coincident | 2025 | POE10 | Operational-demand | NA | 223.5402
QLD | QMRG | Middle Ridge (Ergon) | Energy Queensland | Shoulder | Coincident | 2026 | POE10 | Operational-demand | NA | 177.0818
QLD | QMRG | Middle Ridge (Ergon) | Energy Queensland | Shoulder | Coincident | 2026 | POE50 | Operational-demand | NA | 174.3312
QLD | QMRG | Middle Ridge (Ergon) | Energy Queensland | Shoulder | Non-coincident | 2026 | POE10 | Operational-demand | NA | 224.6384
QLD | QMRG | Middle Ridge (Ergon) | Energy Queensland | Shoulder | Coincident | 2027 | POE10 | Operational-demand | NA | 177.3862
QLD | QMRG | Middle Ridge (Ergon) | Energy Queensland | Shoulder | Coincident | 2027 | POE50 | Operational-demand | NA | 174.463
QLD | QMRG | Middle Ridge (Ergon) | Energy Queensland | Shoulder | Non-coincident | 2027 | POE10 | Operational-demand | NA | 225.9641
QLD | QMRG | Middle Ridge (Ergon) | Energy Queensland | Shoulder | Coincident | 2028 | POE10 | Operational-demand | NA | 178.0599
QLD | QMRG | Middle Ridge (Ergon) | Energy Queensland | Shoulder | Coincident | 2028 | POE50 | Operational-demand | NA | 175.5654
QLD | QMRG | Middle Ridge (Ergon) | Energy Queensland | Shoulder | Non-coincident | 2028 | POE10 | Operational-demand | NA | 227.6863
QLD | QMRG | Middle Ridge (Ergon) | Energy Queensland | Shoulder | Coincident | 2029 | POE10 | Operational-demand | NA | 181.3894
QLD | QMRG | Middle Ridge (Ergon) | Energy Queensland | Shoulder | Coincident | 2029 | POE50 | Operational-demand | NA | 177.8242
QLD | QMRG | Middle Ridge (Ergon) | Energy Queensland | Shoulder | Non-coincident | 2029 | POE10 | Operational-demand | NA | 229.8029
QLD | QMRG | Middle Ridge (Ergon) | Energy Queensland | Shoulder | Coincident | 2030 | POE10 | Operational-demand | NA | 183.2601
QLD | QMRG | Middle Ridge (Ergon) | Energy Queensland | Shoulder | Coincident | 2030 | POE50 | Operational-demand | NA | 179.8821
QLD | QMRG | Middle Ridge (Ergon) | Energy Queensland | Shoulder | Non-coincident | 2030 | POE10 | Operational-demand | NA | 232.1875
QLD | QMRG | Middle Ridge (Ergon) | Energy Queensland | Summer | Non-coincident | 2019 | BASEYEARPOE10 | Operational-demand | NA | 277.5524
QLD | QMRG | Middle Ridge (Ergon) | Energy Queensland | Summer | Coincident | 2021 | POE10 | Operational-demand | NA | 264.3277
QLD | QMRG | Middle Ridge (Ergon) | Energy Queensland | Summer | Coincident | 2021 | POE50 | Operational-demand | NA | 240.4127
QLD | QMRG | Middle Ridge (Ergon) | Energy Queensland | Summer | Non-coincident | 2021 | POE10 | Operational-demand | NA | 288.6157
QLD | QMRG | Middle Ridge (Ergon) | Energy Queensland | Summer | Coincident | 2022 | POE10 | Operational-demand | NA | 270.0443
QLD | QMRG | Middle Ridge (Ergon) | Energy Queensland | Summer | Coincident | 2022 | POE50 | Operational-demand | NA | 245.1931
QLD | QMRG | Middle Ridge (Ergon) | Energy Queensland | Summer | Non-coincident | 2022 | POE10 | Operational-demand | NA | 289.5979
QLD | QMRG | Middle Ridge (Ergon) | Energy Queensland | Summer | Coincident | 2023 | POE10 | Operational-demand | NA | 272.6384
QLD | QMRG | Middle Ridge (Ergon) | Energy Queensland | Summer | Coincident | 2023 | POE50 | Operational-demand | NA | 246.9606
QLD | QMRG | Middle Ridge (Ergon) | Energy Queensland | Summer | Non-coincident | 2023 | POE10 | Operational-demand | NA | 290.7785
QLD | QMRG | Middle Ridge (Ergon) | Energy Queensland | Summer | Coincident | 2024 | POE10 | Operational-demand | NA | 276.9148
QLD | QMRG | Middle Ridge (Ergon) | Energy Queensland | Summer | Coincident | 2024 | POE50 | Operational-demand | NA | 251.0387
QLD | QMRG | Middle Ridge (Ergon) | Energy Queensland | Summer | Non-coincident | 2024 | POE10 | Operational-demand | NA | 291.9805
QLD | QMRG | Middle Ridge (Ergon) | Energy Queensland | Summer | Coincident | 2025 | POE10 | Operational-demand | NA | 276.806
QLD | QMRG | Middle Ridge (Ergon) | Energy Queensland | Summer | Coincident | 2025 | POE50 | Operational-demand | NA | 252.2044
QLD | QMRG | Middle Ridge (Ergon) | Energy Queensland | Summer | Non-coincident | 2025 | POE10 | Operational-demand | NA | 293.2383
QLD | QMRG | Middle Ridge (Ergon) | Energy Queensland | Summer | Coincident | 2026 | POE10 | Operational-demand | NA | 279.2572
QLD | QMRG | Middle Ridge (Ergon) | Energy Queensland | Summer | Coincident | 2026 | POE50 | Operational-demand | NA | 253.5763
QLD | QMRG | Middle Ridge (Ergon) | Energy Queensland | Summer | Non-coincident | 2026 | POE10 | Operational-demand | NA | 294.601
QLD | QMRG | Middle Ridge (Ergon) | Energy Queensland | Summer | Coincident | 2027 | POE10 | Operational-demand | NA | 278.6282
QLD | QMRG | Middle Ridge (Ergon) | Energy Queensland | Summer | Coincident | 2027 | POE50 | Operational-demand | NA | 253.8928
QLD | QMRG | Middle Ridge (Ergon) | Energy Queensland | Summer | Non-coincident | 2027 | POE10 | Operational-demand | NA | 296.282
QLD | QMRG | Middle Ridge (Ergon) | Energy Queensland | Summer | Coincident | 2028 | POE10 | Operational-demand | NA | 280.6934
QLD | QMRG | Middle Ridge (Ergon) | Energy Queensland | Summer | Coincident | 2028 | POE50 | Operational-demand | NA | 255.7055
QLD | QMRG | Middle Ridge (Ergon) | Energy Queensland | Summer | Non-coincident | 2028 | POE10 | Operational-demand | NA | 298.3988
QLD | QMRG | Middle Ridge (Ergon) | Energy Queensland | Summer | Coincident | 2029 | POE10 | Operational-demand | NA | 282.1685
QLD | QMRG | Middle Ridge (Ergon) | Energy Queensland | Summer | Coincident | 2029 | POE50 | Operational-demand | NA | 258.262
QLD | QMRG | Middle Ridge (Ergon) | Energy Queensland | Summer | Non-coincident | 2029 | POE10 | Operational-demand | NA | 300.8965
QLD | QMRG | Middle Ridge (Ergon) | Energy Queensland | Summer | Coincident | 2030 | POE10 | Operational-demand | NA | 285.0455
QLD | QMRG | Middle Ridge (Ergon) | Energy Queensland | Summer | Coincident | 2030 | POE50 | Operational-demand | NA | 259.6717
QLD | QMRG | Middle Ridge (Ergon) | Energy Queensland | Summer | Non-coincident | 2030 | POE10 | Operational-demand | NA | 303.7697
QLD | QMRG | Middle Ridge (Ergon) | Energy Queensland | Winter | Non-coincident | 2019 | BASEYEARPOE10 | Operational-demand | NA | 269.3866
QLD | QMRG | Middle Ridge (Ergon) | Energy Queensland | Winter | Coincident | 2020 | POE10 | Operational-demand | NA | 260.8046
QLD | QMRG | Middle Ridge (Ergon) | Energy Queensland | Winter | Coincident | 2020 | POE50 | Operational-demand | NA | 247.1469
QLD | QMRG | Middle Ridge (Ergon) | Energy Queensland | Winter | Non-coincident | 2020 | POE10 | Operational-demand | NA | 270.2724
QLD | QMRG | Middle Ridge (Ergon) | Energy Queensland | Winter | Coincident | 2021 | POE10 | Operational-demand | NA | 259.5421
QLD | QMRG | Middle Ridge (Ergon) | Energy Queensland | Winter | Coincident | 2021 | POE50 | Operational-demand | NA | 245.8818
QLD | QMRG | Middle Ridge (Ergon) | Energy Queensland | Winter | Non-coincident | 2021 | POE10 | Operational-demand | NA | 271.2426
QLD | QMRG | Middle Ridge (Ergon) | Energy Queensland | Winter | Coincident | 2022 | POE10 | Operational-demand | NA | 266.6051
QLD | QMRG | Middle Ridge (Ergon) | Energy Queensland | Winter | Coincident | 2022 | POE50 | Operational-demand | NA | 252.6124
QLD | QMRG | Middle Ridge (Ergon) | Energy Queensland | Winter | Non-coincident | 2022 | POE10 | Operational-demand | NA | 272.5922
QLD | QMRG | Middle Ridge (Ergon) | Energy Queensland | Winter | Coincident | 2023 | POE10 | Operational-demand | NA | 270.4215
QLD | QMRG | Middle Ridge (Ergon) | Energy Queensland | Winter | Coincident | 2023 | POE50 | Operational-demand | NA | 255.9833
QLD | QMRG | Middle Ridge (Ergon) | Energy Queensland | Winter | Non-coincident | 2023 | POE10 | Operational-demand | NA | 273.9637
QLD | QMRG | Middle Ridge (Ergon) | Energy Queensland | Winter | Coincident | 2024 | POE10 | Operational-demand | NA | 275.6725
QLD | QMRG | Middle Ridge (Ergon) | Energy Queensland | Winter | Coincident | 2024 | POE50 | Operational-demand | NA | 259.9425
QLD | QMRG | Middle Ridge (Ergon) | Energy Queensland | Winter | Non-coincident | 2024 | POE10 | Operational-demand | NA | 275.6725
QLD | QMRG | Middle Ridge (Ergon) | Energy Queensland | Winter | Coincident | 2025 | POE10 | Operational-demand | NA | 276.0239
QLD | QMRG | Middle Ridge (Ergon) | Energy Queensland | Winter | Coincident | 2025 | POE50 | Operational-demand | NA | 260.8249
QLD | QMRG | Middle Ridge (Ergon) | Energy Queensland | Winter | Non-coincident | 2025 | POE10 | Operational-demand | NA | 276.379
QLD | QMRG | Middle Ridge (Ergon) | Energy Queensland | Winter | Coincident | 2026 | POE10 | Operational-demand | NA | 277.099
QLD | QMRG | Middle Ridge (Ergon) | Energy Queensland | Winter | Coincident | 2026 | POE50 | Operational-demand | NA | 262.328
QLD | QMRG | Middle Ridge (Ergon) | Energy Queensland | Winter | Non-coincident | 2026 | POE10 | Operational-demand | NA | 277.6426
QLD | QMRG | Middle Ridge (Ergon) | Energy Queensland | Winter | Coincident | 2027 | POE10 | Operational-demand | NA | 278.2681
QLD | QMRG | Middle Ridge (Ergon) | Energy Queensland | Winter | Coincident | 2027 | POE50 | Operational-demand | NA | 263.4572
QLD | QMRG | Middle Ridge (Ergon) | Energy Queensland | Winter | Non-coincident | 2027 | POE10 | Operational-demand | NA | 279.0845
QLD | QMRG | Middle Ridge (Ergon) | Energy Queensland | Winter | Coincident | 2028 | POE10 | Operational-demand | NA | 282.997
QLD | QMRG | Middle Ridge (Ergon) | Energy Queensland | Winter | Coincident | 2028 | POE50 | Operational-demand | NA | 265.8749
QLD | QMRG | Middle Ridge (Ergon) | Energy Queensland | Winter | Non-coincident | 2028 | POE10 | Operational-demand | NA | 282.997
QLD | QMRG | Middle Ridge (Ergon) | Energy Queensland | Winter | Coincident | 2029 | POE10 | Operational-demand | NA | 283.5743
QLD | QMRG | Middle Ridge (Ergon) | Energy Queensland | Winter | Coincident | 2029 | POE50 | Operational-demand | NA | 267.8307
QLD | QMRG | Middle Ridge (Ergon) | Energy Queensland | Winter | Non-coincident | 2029 | POE10 | Operational-demand | NA | 283.5743
QLD | QMRH | Moranbah 132 | Energy Queensland | Shoulder | Coincident | 2017 | ACTUAL_OPG | Operational-demand | 26.1874 | 34.3423
QLD | QMRH | Moranbah 132 | Energy Queensland | Shoulder | Coincident | 2017 | ACTUAL_RAW | Operational-demand | 26.1874 | 34.3423
QLD | QMRH | Moranbah 132 | Energy Queensland | Shoulder | Non-coincident | 2017 | ACTUAL_RAW | Operational-demand | -0.002256 | 41.6042
QLD | QMRH | Moranbah 132 | Energy Queensland | Shoulder | Non-coincident | 2017 | ACTUAL_OPG | Operational-demand | -0.002256 | 41.6042
QLD | QMRH | Moranbah 132 | Energy Queensland | Shoulder | Non-coincident | 2017 | ACTUAL_ADJUSTEDOPG | Operational-demand | -0.002256 | 41.6042
QLD | QMRH | Moranbah 132 | Energy Queensland | Shoulder | Coincident | 2018 | ACTUAL_OPG | Operational-demand | 24.7733 | 28.8126
QLD | QMRH | Moranbah 132 | Energy Queensland | Shoulder | Coincident | 2018 | ACTUAL_RAW | Operational-demand | 24.7733 | 28.8126
QLD | QMRH | Moranbah 132 | Energy Queensland | Shoulder | Non-coincident | 2018 | ACTUAL_RAW | Operational-demand | 15.7159 | 43.8187
QLD | QMRH | Moranbah 132 | Energy Queensland | Shoulder | Non-coincident | 2018 | ACTUAL_OPG | Operational-demand | 15.7159 | 43.8187
QLD | QMRH | Moranbah 132 | Energy Queensland | Shoulder | Non-coincident | 2018 | ACTUAL_ADJUSTEDOPG | Operational-demand | 15.7159 | 43.8187
QLD | QMRH | Moranbah 132 | Energy Queensland | Shoulder | Coincident | 2019 | ACTUAL_OPG | Operational-demand | 28.0768 | 33.1874
QLD | QMRH | Moranbah 132 | Energy Queensland | Shoulder | Coincident | 2019 | ACTUAL_RAW | Operational-demand | 28.0768 | 33.1874
QLD | QMRH | Moranbah 132 | Energy Queensland | Shoulder | Non-coincident | 2019 | ACTUAL_RAW | Operational-demand | 8.8066 | 42.8848
QLD | QMRH | Moranbah 132 | Energy Queensland | Shoulder | Non-coincident | 2019 | ACTUAL_OPG | Operational-demand | 8.8066 | 42.8848
QLD | QMRH | Moranbah 132 | Energy Queensland | Shoulder | Non-coincident | 2019 | ACTUAL_ADJUSTEDOPG | Operational-demand | 8.8066 | 42.8848
QLD | QMRH | Moranbah 132 | Energy Queensland | Shoulder | Non-coincident | 2019 | BASEYEARPOE90 | Operational-demand | 20.9415 | NA
QLD | QMRH | Moranbah 132 | Energy Queensland | Shoulder | Non-coincident | 2019 | BASEYEARPOE50 | Operational-demand | 21.7837 | 37.9367
QLD | QMRH | Moranbah 132 | Energy Queensland | Shoulder | Coincident | 2020 | ACTUAL_OPG | Operational-demand | 36.927 | 36.9263
QLD | QMRH | Moranbah 132 | Energy Queensland | Shoulder | Coincident | 2020 | ACTUAL_RAW | Operational-demand | 36.927 | 36.9263
QLD | QMRH | Moranbah 132 | Energy Queensland | Shoulder | Non-coincident | 2020 | ACTUAL_RAW | Operational-demand | 20.0052 | 44.5962
QLD | QMRH | Moranbah 132 | Energy Queensland | Shoulder | Non-coincident | 2020 | ACTUAL_OPG | Operational-demand | 20.0052 | 44.5962
QLD | QMRH | Moranbah 132 | Energy Queensland | Shoulder | Non-coincident | 2020 | ACTUAL_ADJUSTEDOPG | Operational-demand | 20.0052 | 44.5962
QLD | QMRH | Moranbah 132 | Energy Queensland | Shoulder | Coincident_unreconciled | 2021 | POE50 | Operational-demand | 33 | NA
QLD | QMRH | Moranbah 132 | Energy Queensland | Shoulder | Coincident_unreconciled | 2021 | POE90 | Operational-demand | 18.2731 | NA
QLD | QMRH | Moranbah 132 | Energy Queensland | Shoulder | Non-coincident | 2021 | POE50 | Operational-demand | 15.2267 | 42.5377
QLD | QMRH | Moranbah 132 | Energy Queensland | Shoulder | Non-coincident | 2021 | POE90 | Operational-demand | 10.6694 | NA
QLD | QMRH | Moranbah 132 | Energy Queensland | Shoulder | Coincident_unreconciled | 2022 | POE50 | Operational-demand | 32.7478 | NA
QLD | QMRH | Moranbah 132 | Energy Queensland | Shoulder | Coincident_unreconciled | 2022 | POE90 | Operational-demand | 18.0098 | NA
QLD | QMRH | Moranbah 132 | Energy Queensland | Shoulder | Non-coincident | 2022 | POE50 | Operational-demand | 15.2053 | 49.6283
QLD | QMRH | Moranbah 132 | Energy Queensland | Shoulder | Non-coincident | 2022 | POE90 | Operational-demand | 10.6463 | NA
QLD | QMRH | Moranbah 132 | Energy Queensland | Shoulder | Coincident_unreconciled | 2023 | POE50 | Operational-demand | 32.7317 | NA
QLD | QMRH | Moranbah 132 | Energy Queensland | Shoulder | Coincident_unreconciled | 2023 | POE90 | Operational-demand | 17.9662 | NA
QLD | QMRH | Moranbah 132 | Energy Queensland | Shoulder | Non-coincident | 2023 | POE50 | Operational-demand | 15.2395 | 56.855
QLD | QMRH | Moranbah 132 | Energy Queensland | Shoulder | Non-coincident | 2023 | POE90 | Operational-demand | 10.6763 | NA
QLD | QMRH | Moranbah 132 | Energy Queensland | Shoulder | Coincident_unreconciled | 2024 | POE50 | Operational-demand | 32.636 | NA
QLD | QMRH | Moranbah 132 | Energy Queensland | Shoulder | Coincident_unreconciled | 2024 | POE90 | Operational-demand | 17.8705 | NA
QLD | QMRH | Moranbah 132 | Energy Queensland | Shoulder | Non-coincident | 2024 | POE50 | Operational-demand | 15.2258 | 56.855
QLD | QMRH | Moranbah 132 | Energy Queensland | Shoulder | Non-coincident | 2024 | POE90 | Operational-demand | 10.6626 | NA
QLD | QMRH | Moranbah 132 | Energy Queensland | Shoulder | Coincident_unreconciled | 2025 | POE50 | Operational-demand | 32.6361 | NA
QLD | QMRH | Moranbah 132 | Energy Queensland | Shoulder | Coincident_unreconciled | 2025 | POE90 | Operational-demand | 17.8707 | NA
QLD | QMRH | Moranbah 132 | Energy Queensland | Shoulder | Non-coincident | 2025 | POE50 | Operational-demand | 15.2259 | 56.8549
QLD | QMRH | Moranbah 132 | Energy Queensland | Shoulder | Non-coincident | 2025 | POE90 | Operational-demand | 10.6627 | NA
QLD | QMRH | Moranbah 132 | Energy Queensland | Shoulder | Coincident_unreconciled | 2026 | POE50 | Operational-demand | 32.6364 | NA
QLD | QMRH | Moranbah 132 | Energy Queensland | Shoulder | Coincident_unreconciled | 2026 | POE90 | Operational-demand | 17.8709 | NA
QLD | QMRH | Moranbah 132 | Energy Queensland | Shoulder | Non-coincident | 2026 | POE50 | Operational-demand | 15.2259 | 56.8549
QLD | QMRH | Moranbah 132 | Energy Queensland | Shoulder | Non-coincident | 2026 | POE90 | Operational-demand | 10.6627 | NA
QLD | QMRH | Moranbah 132 | Energy Queensland | Shoulder | Coincident_unreconciled | 2027 | POE50 | Operational-demand | 32.6368 | NA
QLD | QMRH | Moranbah 132 | Energy Queensland | Shoulder | Coincident_unreconciled | 2027 | POE90 | Operational-demand | 17.8713 | NA
QLD | QMRH | Moranbah 132 | Energy Queensland | Shoulder | Non-coincident | 2027 | POE50 | Operational-demand | 15.226 | 56.8549
QLD | QMRH | Moranbah 132 | Energy Queensland | Shoulder | Non-coincident | 2027 | POE90 | Operational-demand | 10.6628 | NA
QLD | QMRH | Moranbah 132 | Energy Queensland | Shoulder | Coincident_unreconciled | 2028 | POE50 | Operational-demand | 32.6373 | NA
QLD | QMRH | Moranbah 132 | Energy Queensland | Shoulder | Coincident_unreconciled | 2028 | POE90 | Operational-demand | 17.8719 | NA
QLD | QMRH | Moranbah 132 | Energy Queensland | Shoulder | Non-coincident | 2028 | POE50 | Operational-demand | 15.2261 | 56.8549
QLD | QMRH | Moranbah 132 | Energy Queensland | Shoulder | Non-coincident | 2028 | POE90 | Operational-demand | 10.6629 | NA
QLD | QMRH | Moranbah 132 | Energy Queensland | Shoulder | Coincident_unreconciled | 2029 | POE50 | Operational-demand | 32.638 | NA
QLD | QMRH | Moranbah 132 | Energy Queensland | Shoulder | Coincident_unreconciled | 2029 | POE90 | Operational-demand | 17.8725 | NA
QLD | QMRH | Moranbah 132 | Energy Queensland | Shoulder | Non-coincident | 2029 | POE50 | Operational-demand | 15.2262 | 56.8549
QLD | QMRH | Moranbah 132 | Energy Queensland | Shoulder | Non-coincident | 2029 | POE90 | Operational-demand | 10.663 | NA
QLD | QMRH | Moranbah 132 | Energy Queensland | Shoulder | Coincident_unreconciled | 2030 | POE50 | Operational-demand | 33.163 | NA
QLD | QMRH | Moranbah 132 | Energy Queensland | Shoulder | Coincident_unreconciled | 2030 | POE90 | Operational-demand | 18.359 | NA
QLD | QMRH | Moranbah 132 | Energy Queensland | Shoulder | Non-coincident | 2030 | POE50 | Operational-demand | 15.3522 | 57.1722
QLD | QMRH | Moranbah 132 | Energy Queensland | Shoulder | Non-coincident | 2030 | POE90 | Operational-demand | 10.7831 | NA
QLD | QMRH | Moranbah 132 | Energy Queensland | Summer | Coincident | 2017 | ACTUAL_OPG | Operational-demand | 17.2975 | 28.441
QLD | QMRH | Moranbah 132 | Energy Queensland | Summer | Coincident | 2017 | ACTUAL_RAW | Operational-demand | 17.2975 | 28.441
QLD | QMRH | Moranbah 132 | Energy Queensland | Summer | Non-coincident | 2017 | ACTUAL_RAW | Operational-demand | 7.0815 | 39.9947
QLD | QMRH | Moranbah 132 | Energy Queensland | Summer | Non-coincident | 2017 | ACTUAL_OPG | Operational-demand | 7.0815 | 39.9947
QLD | QMRH | Moranbah 132 | Energy Queensland | Summer | Non-coincident | 2017 | ACTUAL_ADJUSTEDOPG | Operational-demand | 7.0815 | 39.9947
QLD | QMRH | Moranbah 132 | Energy Queensland | Summer | Coincident | 2018 | ACTUAL_OPG | Operational-demand | 22.5524 | 28.5972
QLD | QMRH | Moranbah 132 | Energy Queensland | Summer | Coincident | 2018 | ACTUAL_RAW | Operational-demand | 22.5524 | 28.5972
QLD | QMRH | Moranbah 132 | Energy Queensland | Summer | Non-coincident | 2018 | ACTUAL_RAW | Operational-demand | 11.9493 | 40.876
QLD | QMRH | Moranbah 132 | Energy Queensland | Summer | Non-coincident | 2018 | ACTUAL_OPG | Operational-demand | 11.9493 | 40.876
QLD | QMRH | Moranbah 132 | Energy Queensland | Summer | Non-coincident | 2018 | ACTUAL_ADJUSTEDOPG | Operational-demand | 11.9493 | 40.876
QLD | QMRH | Moranbah 132 | Energy Queensland | Summer | Coincident | 2019 | ACTUAL_OPG | Operational-demand | 11.0941 | 26.2113
QLD | QMRH | Moranbah 132 | Energy Queensland | Summer | Coincident | 2019 | ACTUAL_RAW | Operational-demand | 11.0941 | 26.2113
QLD | QMRH | Moranbah 132 | Energy Queensland | Summer | Non-coincident | 2019 | ACTUAL_RAW | Operational-demand | 8.8531 | 43.0289
QLD | QMRH | Moranbah 132 | Energy Queensland | Summer | Non-coincident | 2019 | ACTUAL_OPG | Operational-demand | 8.8531 | 43.0289
QLD | QMRH | Moranbah 132 | Energy Queensland | Summer | Non-coincident | 2019 | ACTUAL_ADJUSTEDOPG | Operational-demand | 8.8531 | 43.0289
QLD | QMRH | Moranbah 132 | Energy Queensland | Summer | Non-coincident | 2019 | BASEYEARPOE90 | Operational-demand | 16.4153 | NA
QLD | QMRH | Moranbah 132 | Energy Queensland | Summer | Non-coincident | 2019 | BASEYEARPOE50 | Operational-demand | 20.3538 | 39.8944
QLD | QMRH | Moranbah 132 | Energy Queensland | Summer | Coincident | 2020 | ACTUAL_OPG | Operational-demand | 35.5191 | 27.9644
QLD | QMRH | Moranbah 132 | Energy Queensland | Summer | Coincident | 2020 | ACTUAL_RAW | Operational-demand | 35.5191 | 27.9644
QLD | QMRH | Moranbah 132 | Energy Queensland | Summer | Non-coincident | 2020 | ACTUAL_RAW | Operational-demand | 0 | 42.9316
QLD | QMRH | Moranbah 132 | Energy Queensland | Summer | Non-coincident | 2020 | ACTUAL_OPG | Operational-demand | 0 | 42.9316
QLD | QMRH | Moranbah 132 | Energy Queensland | Summer | Non-coincident | 2020 | ACTUAL_ADJUSTEDOPG | Operational-demand | 0 | 42.9316
QLD | QMRH | Moranbah 132 | Energy Queensland | Summer | Coincident_unreconciled | 2021 | POE50 | Operational-demand | 23 | NA
QLD | QMRH | Moranbah 132 | Energy Queensland | Summer | Coincident_unreconciled | 2021 | POE90 | Operational-demand | 11.1312 | NA
QLD | QMRH | Moranbah 132 | Energy Queensland | Summer | Non-coincident | 2021 | POE50 | Operational-demand | 14.4 | 43.8528
QLD | QMRH | Moranbah 132 | Energy Queensland | Summer | Non-coincident | 2021 | POE90 | Operational-demand | 10.4594 | NA
QLD | QMRH | Moranbah 132 | Energy Queensland | Summer | Coincident_unreconciled | 2022 | POE50 | Operational-demand | 22.8197 | NA
QLD | QMRH | Moranbah 132 | Energy Queensland | Summer | Coincident_unreconciled | 2022 | POE90 | Operational-demand | 10.8813 | NA
QLD | QMRH | Moranbah 132 | Energy Queensland | Summer | Non-coincident | 2022 | POE50 | Operational-demand | 14.4169 | 50.9561
QLD | QMRH | Moranbah 132 | Energy Queensland | Summer | Non-coincident | 2022 | POE90 | Operational-demand | 10.3615 | NA
QLD | QMRH | Moranbah 132 | Energy Queensland | Summer | Coincident_unreconciled | 2023 | POE50 | Operational-demand | 22.7342 | NA
QLD | QMRH | Moranbah 132 | Energy Queensland | Summer | Coincident_unreconciled | 2023 | POE90 | Operational-demand | 10.622 | NA
QLD | QMRH | Moranbah 132 | Energy Queensland | Summer | Non-coincident | 2023 | POE50 | Operational-demand | 14.4798 | 58.2143
QLD | QMRH | Moranbah 132 | Energy Queensland | Summer | Non-coincident | 2023 | POE90 | Operational-demand | 10.2599 | NA
QLD | QMRH | Moranbah 132 | Energy Queensland | Summer | Coincident_unreconciled | 2024 | POE50 | Operational-demand | 22.6913 | NA
QLD | QMRH | Moranbah 132 | Energy Queensland | Summer | Coincident_unreconciled | 2024 | POE90 | Operational-demand | 10.5791 | NA
QLD | QMRH | Moranbah 132 | Energy Queensland | Summer | Non-coincident | 2024 | POE50 | Operational-demand | 14.4774 | 58.2143
QLD | QMRH | Moranbah 132 | Energy Queensland | Summer | Non-coincident | 2024 | POE90 | Operational-demand | 10.2431 | NA
QLD | QMRH | Moranbah 132 | Energy Queensland | Summer | Coincident_unreconciled | 2025 | POE50 | Operational-demand | 22.6914 | NA
QLD | QMRH | Moranbah 132 | Energy Queensland | Summer | Coincident_unreconciled | 2025 | POE90 | Operational-demand | 10.5792 | NA
QLD | QMRH | Moranbah 132 | Energy Queensland | Summer | Non-coincident | 2025 | POE50 | Operational-demand | 14.4774 | 58.2143
QLD | QMRH | Moranbah 132 | Energy Queensland | Summer | Non-coincident | 2025 | POE90 | Operational-demand | 10.2431 | NA
QLD | QMRH | Moranbah 132 | Energy Queensland | Summer | Coincident_unreconciled | 2026 | POE50 | Operational-demand | 22.6915 | NA
QLD | QMRH | Moranbah 132 | Energy Queensland | Summer | Coincident_unreconciled | 2026 | POE90 | Operational-demand | 10.5794 | NA
QLD | QMRH | Moranbah 132 | Energy Queensland | Summer | Non-coincident | 2026 | POE50 | Operational-demand | 14.4774 | 58.2142
QLD | QMRH | Moranbah 132 | Energy Queensland | Summer | Non-coincident | 2026 | POE90 | Operational-demand | 10.2432 | NA
QLD | QMRH | Moranbah 132 | Energy Queensland | Summer | Coincident_unreconciled | 2027 | POE50 | Operational-demand | 22.6918 | NA
QLD | QMRH | Moranbah 132 | Energy Queensland | Summer | Coincident_unreconciled | 2027 | POE90 | Operational-demand | 10.5796 | NA
QLD | QMRH | Moranbah 132 | Energy Queensland | Summer | Non-coincident | 2027 | POE50 | Operational-demand | 14.4774 | 58.2142
QLD | QMRH | Moranbah 132 | Energy Queensland | Summer | Non-coincident | 2027 | POE90 | Operational-demand | 10.2433 | NA
QLD | QMRH | Moranbah 132 | Energy Queensland | Summer | Coincident_unreconciled | 2028 | POE50 | Operational-demand | 22.6921 | NA
QLD | QMRH | Moranbah 132 | Energy Queensland | Summer | Coincident_unreconciled | 2028 | POE90 | Operational-demand | 10.5799 | NA
QLD | QMRH | Moranbah 132 | Energy Queensland | Summer | Non-coincident | 2028 | POE50 | Operational-demand | 14.4775 | 58.2142
QLD | QMRH | Moranbah 132 | Energy Queensland | Summer | Non-coincident | 2028 | POE90 | Operational-demand | 10.2434 | NA
QLD | QMRH | Moranbah 132 | Energy Queensland | Summer | Coincident_unreconciled | 2029 | POE50 | Operational-demand | 22.6924 | NA
QLD | QMRH | Moranbah 132 | Energy Queensland | Summer | Coincident_unreconciled | 2029 | POE90 | Operational-demand | 10.5803 | NA
QLD | QMRH | Moranbah 132 | Energy Queensland | Summer | Non-coincident | 2029 | POE50 | Operational-demand | 14.4775 | 58.2142
QLD | QMRH | Moranbah 132 | Energy Queensland | Summer | Non-coincident | 2029 | POE90 | Operational-demand | 10.2435 | NA
QLD | QMRH | Moranbah 132 | Energy Queensland | Summer | Coincident_unreconciled | 2030 | POE50 | Operational-demand | 22.9061 | NA
QLD | QMRH | Moranbah 132 | Energy Queensland | Summer | Coincident_unreconciled | 2030 | POE90 | Operational-demand | 10.5506 | NA
QLD | QMRH | Moranbah 132 | Energy Queensland | Summer | Non-coincident | 2030 | POE50 | Operational-demand | 14.5846 | 58.5757
QLD | QMRH | Moranbah 132 | Energy Queensland | Summer | Non-coincident | 2030 | POE90 | Operational-demand | 10.2319 | NA
QLD | QMRH | Moranbah 132 | Energy Queensland | Winter | Coincident | 2016 | ACTUAL_OPG | Operational-demand | 21.1892 | 25.3687
QLD | QMRH | Moranbah 132 | Energy Queensland | Winter | Coincident | 2016 | ACTUAL_RAW | Operational-demand | 21.1892 | 25.3687
QLD | QMRH | Moranbah 132 | Energy Queensland | Winter | Non-coincident | 2016 | ACTUAL_RAW | Operational-demand | 12.9397 | 40.6214
QLD | QMRH | Moranbah 132 | Energy Queensland | Winter | Non-coincident | 2016 | ACTUAL_OPG | Operational-demand | 12.9397 | 40.6214
QLD | QMRH | Moranbah 132 | Energy Queensland | Winter | Non-coincident | 2016 | ACTUAL_ADJUSTEDOPG | Operational-demand | 12.9397 | 40.6214
QLD | QMRH | Moranbah 132 | Energy Queensland | Winter | Coincident | 2017 | ACTUAL_OPG | Operational-demand | 29.7362 | 34.7841
QLD | QMRH | Moranbah 132 | Energy Queensland | Winter | Coincident | 2017 | ACTUAL_RAW | Operational-demand | 29.7362 | 34.7841
QLD | QMRH | Moranbah 132 | Energy Queensland | Winter | Non-coincident | 2017 | ACTUAL_RAW | Operational-demand | 17.0269 | 38.8442
QLD | QMRH | Moranbah 132 | Energy Queensland | Winter | Non-coincident | 2017 | ACTUAL_OPG | Operational-demand | 17.0269 | 38.8442
QLD | QMRH | Moranbah 132 | Energy Queensland | Winter | Non-coincident | 2017 | ACTUAL_ADJUSTEDOPG | Operational-demand | 17.0269 | 38.8442
QLD | QMRH | Moranbah 132 | Energy Queensland | Winter | Coincident | 2018 | ACTUAL_OPG | Operational-demand | 38.7436 | 31.8863
QLD | QMRH | Moranbah 132 | Energy Queensland | Winter | Coincident | 2018 | ACTUAL_RAW | Operational-demand | 38.7436 | 31.8863
QLD | QMRH | Moranbah 132 | Energy Queensland | Winter | Non-coincident | 2018 | ACTUAL_RAW | Operational-demand | 20.8555 | 41.6038
QLD | QMRH | Moranbah 132 | Energy Queensland | Winter | Non-coincident | 2018 | ACTUAL_OPG | Operational-demand | 20.8555 | 41.6038
QLD | QMRH | Moranbah 132 | Energy Queensland | Winter | Non-coincident | 2018 | ACTUAL_ADJUSTEDOPG | Operational-demand | 20.8555 | 41.6038
QLD | QMRH | Moranbah 132 | Energy Queensland | Winter | Coincident | 2019 | ACTUAL_OPG | Operational-demand | 35.8105 | 33.0728
QLD | QMRH | Moranbah 132 | Energy Queensland | Winter | Coincident | 2019 | ACTUAL_RAW | Operational-demand | 35.8105 | 33.0728
QLD | QMRH | Moranbah 132 | Energy Queensland | Winter | Non-coincident | 2019 | ACTUAL_RAW | Operational-demand | 14.9833 | 41.0658
QLD | QMRH | Moranbah 132 | Energy Queensland | Winter | Non-coincident | 2019 | ACTUAL_OPG | Operational-demand | 14.9833 | 41.0658
QLD | QMRH | Moranbah 132 | Energy Queensland | Winter | Non-coincident | 2019 | ACTUAL_ADJUSTEDOPG | Operational-demand | 14.9833 | 41.0658
QLD | QMRH | Moranbah 132 | Energy Queensland | Winter | Non-coincident | 2019 | BASEYEARPOE90 | Operational-demand | 19.253 | NA
QLD | QMRH | Moranbah 132 | Energy Queensland | Winter | Non-coincident | 2019 | BASEYEARPOE50 | Operational-demand | 20.1949 | 38.3753
QLD | QMRH | Moranbah 132 | Energy Queensland | Winter | Coincident_unreconciled | 2020 | POE50 | Operational-demand | 38.1899 | NA
QLD | QMRH | Moranbah 132 | Energy Queensland | Winter | Coincident_unreconciled | 2020 | POE90 | Operational-demand | 34.3635 | NA
QLD | QMRH | Moranbah 132 | Energy Queensland | Winter | Non-coincident | 2020 | POE50 | Operational-demand | 11.873 | 42.2389
QLD | QMRH | Moranbah 132 | Energy Queensland | Winter | Non-coincident | 2020 | POE90 | Operational-demand | 10.5169 | NA
QLD | QMRH | Moranbah 132 | Energy Queensland | Winter | Coincident_unreconciled | 2021 | POE50 | Operational-demand | 37.7128 | NA
QLD | QMRH | Moranbah 132 | Energy Queensland | Winter | Coincident_unreconciled | 2021 | POE90 | Operational-demand | 33.9128 | NA
QLD | QMRH | Moranbah 132 | Energy Queensland | Winter | Non-coincident | 2021 | POE50 | Operational-demand | 11.7247 | 41.7668
QLD | QMRH | Moranbah 132 | Energy Queensland | Winter | Non-coincident | 2021 | POE90 | Operational-demand | 10.3889 | NA
QLD | QMRH | Moranbah 132 | Energy Queensland | Winter | Coincident_unreconciled | 2022 | POE50 | Operational-demand | 37.6349 | NA
QLD | QMRH | Moranbah 132 | Energy Queensland | Winter | Coincident_unreconciled | 2022 | POE90 | Operational-demand | 33.8059 | NA
QLD | QMRH | Moranbah 132 | Energy Queensland | Winter | Non-coincident | 2022 | POE50 | Operational-demand | 11.7004 | 49.2861
QLD | QMRH | Moranbah 132 | Energy Queensland | Winter | Non-coincident | 2022 | POE90 | Operational-demand | 10.3945 | NA
QLD | QMRH | Moranbah 132 | Energy Queensland | Winter | Coincident_unreconciled | 2023 | POE50 | Operational-demand | 37.4212 | NA
QLD | QMRH | Moranbah 132 | Energy Queensland | Winter | Coincident_unreconciled | 2023 | POE90 | Operational-demand | 33.5922 | NA
QLD | QMRH | Moranbah 132 | Energy Queensland | Winter | Non-coincident | 2023 | POE50 | Operational-demand | 11.634 | 56.2861
QLD | QMRH | Moranbah 132 | Energy Queensland | Winter | Non-coincident | 2023 | POE90 | Operational-demand | 10.3466 | NA
QLD | QMRH | Moranbah 132 | Energy Queensland | Winter | Coincident_unreconciled | 2024 | POE50 | Operational-demand | 37.4213 | NA
QLD | QMRH | Moranbah 132 | Energy Queensland | Winter | Coincident_unreconciled | 2024 | POE90 | Operational-demand | 33.5923 | NA
QLD | QMRH | Moranbah 132 | Energy Queensland | Winter | Non-coincident | 2024 | POE50 | Operational-demand | 11.634 | 56.2861
QLD | QMRH | Moranbah 132 | Energy Queensland | Winter | Non-coincident | 2024 | POE90 | Operational-demand | 10.3466 | NA
QLD | QMRH | Moranbah 132 | Energy Queensland | Winter | Coincident_unreconciled | 2025 | POE50 | Operational-demand | 37.4214 | NA
QLD | QMRH | Moranbah 132 | Energy Queensland | Winter | Coincident_unreconciled | 2025 | POE90 | Operational-demand | 33.5924 | NA
QLD | QMRH | Moranbah 132 | Energy Queensland | Winter | Non-coincident | 2025 | POE50 | Operational-demand | 11.6341 | 56.2861
QLD | QMRH | Moranbah 132 | Energy Queensland | Winter | Non-coincident | 2025 | POE90 | Operational-demand | 10.3467 | NA
QLD | QMRH | Moranbah 132 | Energy Queensland | Winter | Coincident_unreconciled | 2026 | POE50 | Operational-demand | 37.4216 | NA
QLD | QMRH | Moranbah 132 | Energy Queensland | Winter | Coincident_unreconciled | 2026 | POE90 | Operational-demand | 33.5926 | NA
QLD | QMRH | Moranbah 132 | Energy Queensland | Winter | Non-coincident | 2026 | POE50 | Operational-demand | 11.6341 | 56.2861
QLD | QMRH | Moranbah 132 | Energy Queensland | Winter | Non-coincident | 2026 | POE90 | Operational-demand | 10.3467 | NA
QLD | QMRH | Moranbah 132 | Energy Queensland | Winter | Coincident_unreconciled | 2027 | POE50 | Operational-demand | 37.4219 | NA
QLD | QMRH | Moranbah 132 | Energy Queensland | Winter | Coincident_unreconciled | 2027 | POE90 | Operational-demand | 33.5929 | NA
QLD | QMRH | Moranbah 132 | Energy Queensland | Winter | Non-coincident | 2027 | POE50 | Operational-demand | 11.6342 | 56.2861
QLD | QMRH | Moranbah 132 | Energy Queensland | Winter | Non-coincident | 2027 | POE90 | Operational-demand | 10.3468 | NA
QLD | QMRH | Moranbah 132 | Energy Queensland | Winter | Coincident_unreconciled | 2028 | POE50 | Operational-demand | 37.4223 | NA
QLD | QMRH | Moranbah 132 | Energy Queensland | Winter | Coincident_unreconciled | 2028 | POE90 | Operational-demand | 33.5933 | NA
QLD | QMRH | Moranbah 132 | Energy Queensland | Winter | Non-coincident | 2028 | POE50 | Operational-demand | 11.6343 | 56.2861
QLD | QMRH | Moranbah 132 | Energy Queensland | Winter | Non-coincident | 2028 | POE90 | Operational-demand | 10.3469 | NA
QLD | QMRH | Moranbah 132 | Energy Queensland | Winter | Coincident_unreconciled | 2029 | POE50 | Operational-demand | 37.4495 | NA
QLD | QMRH | Moranbah 132 | Energy Queensland | Winter | Coincident_unreconciled | 2029 | POE90 | Operational-demand | 33.6179 | NA
QLD | QMRH | Moranbah 132 | Energy Queensland | Winter | Non-coincident | 2029 | POE50 | Operational-demand | 11.6428 | 56.3333
QLD | QMRH | Moranbah 132 | Energy Queensland | Winter | Non-coincident | 2029 | POE90 | Operational-demand | 10.3552 | NA
QLD | QMRH | Moranbah 132 | Energy Queensland | Shoulder | Non-coincident | 2019 | BASEYEARPOE10 | Operational-demand | NA | 38.4053
QLD | QMRH | Moranbah 132 | Energy Queensland | Shoulder | Coincident | 2021 | POE10 | Operational-demand | NA | 33.6416
QLD | QMRH | Moranbah 132 | Energy Queensland | Shoulder | Coincident | 2021 | POE50 | Operational-demand | NA | 32.6327
QLD | QMRH | Moranbah 132 | Energy Queensland | Shoulder | Non-coincident | 2021 | POE10 | Operational-demand | NA | 44.0094
QLD | QMRH | Moranbah 132 | Energy Queensland | Shoulder | Coincident | 2022 | POE10 | Operational-demand | NA | 39.0959
QLD | QMRH | Moranbah 132 | Energy Queensland | Shoulder | Coincident | 2022 | POE50 | Operational-demand | NA | 38.0851
QLD | QMRH | Moranbah 132 | Energy Queensland | Shoulder | Non-coincident | 2022 | POE10 | Operational-demand | NA | 51.1032
QLD | QMRH | Moranbah 132 | Energy Queensland | Shoulder | Coincident | 2023 | POE10 | Operational-demand | NA | 44.6602
QLD | QMRH | Moranbah 132 | Energy Queensland | Shoulder | Coincident | 2023 | POE50 | Operational-demand | NA | 43.6446
QLD | QMRH | Moranbah 132 | Energy Queensland | Shoulder | Non-coincident | 2023 | POE10 | Operational-demand | NA | 58.3377
QLD | QMRH | Moranbah 132 | Energy Queensland | Shoulder | Coincident | 2024 | POE10 | Operational-demand | NA | 44.6602
QLD | QMRH | Moranbah 132 | Energy Queensland | Shoulder | Coincident | 2024 | POE50 | Operational-demand | NA | 43.6446
QLD | QMRH | Moranbah 132 | Energy Queensland | Shoulder | Non-coincident | 2024 | POE10 | Operational-demand | NA | 58.3377
QLD | QMRH | Moranbah 132 | Energy Queensland | Shoulder | Coincident | 2025 | POE10 | Operational-demand | NA | 44.6602
QLD | QMRH | Moranbah 132 | Energy Queensland | Shoulder | Coincident | 2025 | POE50 | Operational-demand | NA | 43.6446
QLD | QMRH | Moranbah 132 | Energy Queensland | Shoulder | Non-coincident | 2025 | POE10 | Operational-demand | NA | 58.3377
QLD | QMRH | Moranbah 132 | Energy Queensland | Shoulder | Coincident | 2026 | POE10 | Operational-demand | NA | 44.6602
QLD | QMRH | Moranbah 132 | Energy Queensland | Shoulder | Coincident | 2026 | POE50 | Operational-demand | NA | 43.6446
QLD | QMRH | Moranbah 132 | Energy Queensland | Shoulder | Non-coincident | 2026 | POE10 | Operational-demand | NA | 58.3377
QLD | QMRH | Moranbah 132 | Energy Queensland | Shoulder | Coincident | 2027 | POE10 | Operational-demand | NA | 44.6602
QLD | QMRH | Moranbah 132 | Energy Queensland | Shoulder | Coincident | 2027 | POE50 | Operational-demand | NA | 43.6446
QLD | QMRH | Moranbah 132 | Energy Queensland | Shoulder | Non-coincident | 2027 | POE10 | Operational-demand | NA | 58.3377
QLD | QMRH | Moranbah 132 | Energy Queensland | Shoulder | Coincident | 2028 | POE10 | Operational-demand | NA | 44.6602
QLD | QMRH | Moranbah 132 | Energy Queensland | Shoulder | Coincident | 2028 | POE50 | Operational-demand | NA | 43.6446
QLD | QMRH | Moranbah 132 | Energy Queensland | Shoulder | Non-coincident | 2028 | POE10 | Operational-demand | NA | 58.3377
QLD | QMRH | Moranbah 132 | Energy Queensland | Shoulder | Coincident | 2029 | POE10 | Operational-demand | NA | 44.6603
QLD | QMRH | Moranbah 132 | Energy Queensland | Shoulder | Coincident | 2029 | POE50 | Operational-demand | NA | 43.6447
QLD | QMRH | Moranbah 132 | Energy Queensland | Shoulder | Non-coincident | 2029 | POE10 | Operational-demand | NA | 58.3377
QLD | QMRH | Moranbah 132 | Energy Queensland | Shoulder | Coincident | 2030 | POE10 | Operational-demand | NA | 44.9169
QLD | QMRH | Moranbah 132 | Energy Queensland | Shoulder | Coincident | 2030 | POE50 | Operational-demand | NA | 43.8946
QLD | QMRH | Moranbah 132 | Energy Queensland | Shoulder | Non-coincident | 2030 | POE10 | Operational-demand | NA | 58.6661
QLD | QMRH | Moranbah 132 | Energy Queensland | Summer | Non-coincident | 2019 | BASEYEARPOE10 | Operational-demand | NA | 40.6435
QLD | QMRH | Moranbah 132 | Energy Queensland | Summer | Coincident | 2021 | POE10 | Operational-demand | NA | 30.3428
QLD | QMRH | Moranbah 132 | Energy Queensland | Summer | Coincident | 2021 | POE50 | Operational-demand | NA | 29.048
QLD | QMRH | Moranbah 132 | Energy Queensland | Summer | Non-coincident | 2021 | POE10 | Operational-demand | NA | 45.6725
QLD | QMRH | Moranbah 132 | Energy Queensland | Summer | Coincident | 2022 | POE10 | Operational-demand | NA | 35.079
QLD | QMRH | Moranbah 132 | Energy Queensland | Summer | Coincident | 2022 | POE50 | Operational-demand | NA | 33.7806
QLD | QMRH | Moranbah 132 | Energy Queensland | Summer | Non-coincident | 2022 | POE10 | Operational-demand | NA | 52.7791
QLD | QMRH | Moranbah 132 | Energy Queensland | Summer | Coincident | 2023 | POE10 | Operational-demand | NA | 39.927
QLD | QMRH | Moranbah 132 | Energy Queensland | Summer | Coincident | 2023 | POE50 | Operational-demand | NA | 38.6196
QLD | QMRH | Moranbah 132 | Energy Queensland | Summer | Non-coincident | 2023 | POE10 | Operational-demand | NA | 60.0457
QLD | QMRH | Moranbah 132 | Energy Queensland | Summer | Coincident | 2024 | POE10 | Operational-demand | NA | 39.927
QLD | QMRH | Moranbah 132 | Energy Queensland | Summer | Coincident | 2024 | POE50 | Operational-demand | NA | 38.6196
QLD | QMRH | Moranbah 132 | Energy Queensland | Summer | Non-coincident | 2024 | POE10 | Operational-demand | NA | 60.0457
QLD | QMRH | Moranbah 132 | Energy Queensland | Summer | Coincident | 2025 | POE10 | Operational-demand | NA | 39.927
QLD | QMRH | Moranbah 132 | Energy Queensland | Summer | Coincident | 2025 | POE50 | Operational-demand | NA | 38.6196
QLD | QMRH | Moranbah 132 | Energy Queensland | Summer | Non-coincident | 2025 | POE10 | Operational-demand | NA | 60.0457
QLD | QMRH | Moranbah 132 | Energy Queensland | Summer | Coincident | 2026 | POE10 | Operational-demand | NA | 39.927
QLD | QMRH | Moranbah 132 | Energy Queensland | Summer | Coincident | 2026 | POE50 | Operational-demand | NA | 38.6196
QLD | QMRH | Moranbah 132 | Energy Queensland | Summer | Non-coincident | 2026 | POE10 | Operational-demand | NA | 60.0457
QLD | QMRH | Moranbah 132 | Energy Queensland | Summer | Coincident | 2027 | POE10 | Operational-demand | NA | 39.927
QLD | QMRH | Moranbah 132 | Energy Queensland | Summer | Coincident | 2027 | POE50 | Operational-demand | NA | 38.6196
QLD | QMRH | Moranbah 132 | Energy Queensland | Summer | Non-coincident | 2027 | POE10 | Operational-demand | NA | 60.0457
QLD | QMRH | Moranbah 132 | Energy Queensland | Summer | Coincident | 2028 | POE10 | Operational-demand | NA | 39.927
QLD | QMRH | Moranbah 132 | Energy Queensland | Summer | Coincident | 2028 | POE50 | Operational-demand | NA | 38.6196
QLD | QMRH | Moranbah 132 | Energy Queensland | Summer | Non-coincident | 2028 | POE10 | Operational-demand | NA | 60.0457
QLD | QMRH | Moranbah 132 | Energy Queensland | Summer | Coincident | 2029 | POE10 | Operational-demand | NA | 39.927
QLD | QMRH | Moranbah 132 | Energy Queensland | Summer | Coincident | 2029 | POE50 | Operational-demand | NA | 38.6197
QLD | QMRH | Moranbah 132 | Energy Queensland | Summer | Non-coincident | 2029 | POE10 | Operational-demand | NA | 60.0457
QLD | QMRH | Moranbah 132 | Energy Queensland | Summer | Coincident | 2030 | POE10 | Operational-demand | NA | 40.188
QLD | QMRH | Moranbah 132 | Energy Queensland | Summer | Coincident | 2030 | POE50 | Operational-demand | NA | 38.868
QLD | QMRH | Moranbah 132 | Energy Queensland | Summer | Non-coincident | 2030 | POE10 | Operational-demand | NA | 60.419
QLD | QMRH | Moranbah 132 | Energy Queensland | Winter | Non-coincident | 2019 | BASEYEARPOE10 | Operational-demand | NA | 38.892
QLD | QMRH | Moranbah 132 | Energy Queensland | Winter | Coincident | 2020 | POE10 | Operational-demand | NA | 36.384
QLD | QMRH | Moranbah 132 | Energy Queensland | Winter | Coincident | 2020 | POE50 | Operational-demand | NA | 34.6475
QLD | QMRH | Moranbah 132 | Energy Queensland | Winter | Non-coincident | 2020 | POE10 | Operational-demand | NA | 43.8246
QLD | QMRH | Moranbah 132 | Energy Queensland | Winter | Coincident | 2021 | POE10 | Operational-demand | NA | 35.9732
QLD | QMRH | Moranbah 132 | Energy Queensland | Winter | Coincident | 2021 | POE50 | Operational-demand | NA | 34.2532
QLD | QMRH | Moranbah 132 | Energy Queensland | Winter | Non-coincident | 2021 | POE10 | Operational-demand | NA | 43.3298
QLD | QMRH | Moranbah 132 | Energy Queensland | Winter | Coincident | 2022 | POE10 | Operational-demand | NA | 42.2366
QLD | QMRH | Moranbah 132 | Energy Queensland | Winter | Coincident | 2022 | POE50 | Operational-demand | NA | 40.4985
QLD | QMRH | Moranbah 132 | Energy Queensland | Winter | Non-coincident | 2022 | POE10 | Operational-demand | NA | 50.874
QLD | QMRH | Moranbah 132 | Energy Queensland | Winter | Coincident | 2023 | POE10 | Operational-demand | NA | 48.0481
QLD | QMRH | Moranbah 132 | Energy Queensland | Winter | Coincident | 2023 | POE50 | Operational-demand | NA | 46.31
QLD | QMRH | Moranbah 132 | Energy Queensland | Winter | Non-coincident | 2023 | POE10 | Operational-demand | NA | 57.874
QLD | QMRH | Moranbah 132 | Energy Queensland | Winter | Coincident | 2024 | POE10 | Operational-demand | NA | 48.0481
QLD | QMRH | Moranbah 132 | Energy Queensland | Winter | Coincident | 2024 | POE50 | Operational-demand | NA | 46.31
QLD | QMRH | Moranbah 132 | Energy Queensland | Winter | Non-coincident | 2024 | POE10 | Operational-demand | NA | 57.874
QLD | QMRH | Moranbah 132 | Energy Queensland | Winter | Coincident | 2025 | POE10 | Operational-demand | NA | 48.0481
QLD | QMRH | Moranbah 132 | Energy Queensland | Winter | Coincident | 2025 | POE50 | Operational-demand | NA | 46.31
QLD | QMRH | Moranbah 132 | Energy Queensland | Winter | Non-coincident | 2025 | POE10 | Operational-demand | NA | 57.874
QLD | QMRH | Moranbah 132 | Energy Queensland | Winter | Coincident | 2026 | POE10 | Operational-demand | NA | 48.0481
QLD | QMRH | Moranbah 132 | Energy Queensland | Winter | Coincident | 2026 | POE50 | Operational-demand | NA | 46.31
QLD | QMRH | Moranbah 132 | Energy Queensland | Winter | Non-coincident | 2026 | POE10 | Operational-demand | NA | 57.874
QLD | QMRH | Moranbah 132 | Energy Queensland | Winter | Coincident | 2027 | POE10 | Operational-demand | NA | 48.0481
QLD | QMRH | Moranbah 132 | Energy Queensland | Winter | Coincident | 2027 | POE50 | Operational-demand | NA | 46.31
QLD | QMRH | Moranbah 132 | Energy Queensland | Winter | Non-coincident | 2027 | POE10 | Operational-demand | NA | 57.874
QLD | QMRH | Moranbah 132 | Energy Queensland | Winter | Coincident | 2028 | POE10 | Operational-demand | NA | 48.0481
QLD | QMRH | Moranbah 132 | Energy Queensland | Winter | Coincident | 2028 | POE50 | Operational-demand | NA | 46.31
QLD | QMRH | Moranbah 132 | Energy Queensland | Winter | Non-coincident | 2028 | POE10 | Operational-demand | NA | 57.874
QLD | QMRH | Moranbah 132 | Energy Queensland | Winter | Coincident | 2029 | POE10 | Operational-demand | NA | 48.0892
QLD | QMRH | Moranbah 132 | Energy Queensland | Winter | Coincident | 2029 | POE50 | Operational-demand | NA | 46.3494
QLD | QMRH | Moranbah 132 | Energy Queensland | Winter | Non-coincident | 2029 | POE10 | Operational-demand | NA | 57.9235
QLD | QMRL | Moranbah 11 | Energy Queensland | Shoulder | Coincident | 2017 | ACTUAL_OPG | Operational-demand | 3.4939 | 0.093024
QLD | QMRL | Moranbah 11 | Energy Queensland | Shoulder | Coincident | 2017 | ACTUAL_RAW | Operational-demand | 3.4939 | 0.093024
QLD | QMRL | Moranbah 11 | Energy Queensland | Shoulder | Non-coincident | 2017 | ACTUAL_RAW | Operational-demand | -7.0049 | 10.6335
QLD | QMRL | Moranbah 11 | Energy Queensland | Shoulder | Non-coincident | 2017 | ACTUAL_OPG | Operational-demand | -7.0049 | 10.6335
QLD | QMRL | Moranbah 11 | Energy Queensland | Shoulder | Non-coincident | 2017 | ACTUAL_ADJUSTEDOPG | Operational-demand | -7.0049 | 10.6335
QLD | QMRL | Moranbah 11 | Energy Queensland | Shoulder | Coincident | 2018 | ACTUAL_OPG | Operational-demand | 1.4373 | 6.0797
QLD | QMRL | Moranbah 11 | Energy Queensland | Shoulder | Coincident | 2018 | ACTUAL_RAW | Operational-demand | 1.4373 | 6.0797
QLD | QMRL | Moranbah 11 | Energy Queensland | Shoulder | Non-coincident | 2018 | ACTUAL_RAW | Operational-demand | -6.0229 | 9.1365
QLD | QMRL | Moranbah 11 | Energy Queensland | Shoulder | Non-coincident | 2018 | ACTUAL_OPG | Operational-demand | -6.0229 | 9.1365
QLD | QMRL | Moranbah 11 | Energy Queensland | Shoulder | Non-coincident | 2018 | ACTUAL_ADJUSTEDOPG | Operational-demand | -6.0229 | 9.1365
QLD | QMRL | Moranbah 11 | Energy Queensland | Shoulder | Coincident | 2019 | ACTUAL_OPG | Operational-demand | 2.8308 | 9.2734
QLD | QMRL | Moranbah 11 | Energy Queensland | Shoulder | Coincident | 2019 | ACTUAL_RAW | Operational-demand | 2.8308 | 9.2734
QLD | QMRL | Moranbah 11 | Energy Queensland | Shoulder | Non-coincident | 2019 | ACTUAL_RAW | Operational-demand | -3.5583 | 12.8081
QLD | QMRL | Moranbah 11 | Energy Queensland | Shoulder | Non-coincident | 2019 | ACTUAL_OPG | Operational-demand | -3.5583 | 12.8081
QLD | QMRL | Moranbah 11 | Energy Queensland | Shoulder | Non-coincident | 2019 | ACTUAL_ADJUSTEDOPG | Operational-demand | -3.5583 | 12.8081
QLD | QMRL | Moranbah 11 | Energy Queensland | Shoulder | Non-coincident | 2019 | BASEYEARPOE90 | Operational-demand | -2.9419 | NA
QLD | QMRL | Moranbah 11 | Energy Queensland | Shoulder | Non-coincident | 2019 | BASEYEARPOE50 | Operational-demand | -2.5731 | 10.0102
QLD | QMRL | Moranbah 11 | Energy Queensland | Shoulder | Coincident | 2020 | ACTUAL_OPG | Operational-demand | -2.2939 | 2.0991
QLD | QMRL | Moranbah 11 | Energy Queensland | Shoulder | Coincident | 2020 | ACTUAL_RAW | Operational-demand | -2.2939 | 2.0991
QLD | QMRL | Moranbah 11 | Energy Queensland | Shoulder | Non-coincident | 2020 | ACTUAL_RAW | Operational-demand | -5.5488 | 8.4694
QLD | QMRL | Moranbah 11 | Energy Queensland | Shoulder | Non-coincident | 2020 | ACTUAL_OPG | Operational-demand | -5.5488 | 8.4694
QLD | QMRL | Moranbah 11 | Energy Queensland | Shoulder | Non-coincident | 2020 | ACTUAL_ADJUSTEDOPG | Operational-demand | -5.5488 | 8.4694
QLD | QMRL | Moranbah 11 | Energy Queensland | Shoulder | Coincident_unreconciled | 2021 | POE90 | Operational-demand | -2.6534 | NA
QLD | QMRL | Moranbah 11 | Energy Queensland | Shoulder | Coincident_unreconciled | 2021 | POE50 | Operational-demand | -1 | NA
QLD | QMRL | Moranbah 11 | Energy Queensland | Shoulder | Non-coincident | 2021 | POE50 | Operational-demand | -6 | 16.4478
QLD | QMRL | Moranbah 11 | Energy Queensland | Shoulder | Non-coincident | 2021 | POE90 | Operational-demand | -6.3595 | NA
QLD | QMRL | Moranbah 11 | Energy Queensland | Shoulder | Coincident_unreconciled | 2022 | POE90 | Operational-demand | -2.1558 | NA
QLD | QMRL | Moranbah 11 | Energy Queensland | Shoulder | Coincident_unreconciled | 2022 | POE50 | Operational-demand | -0.50355 | NA
QLD | QMRL | Moranbah 11 | Energy Queensland | Shoulder | Non-coincident | 2022 | POE50 | Operational-demand | -6.0031 | 16.2719
QLD | QMRL | Moranbah 11 | Energy Queensland | Shoulder | Non-coincident | 2022 | POE90 | Operational-demand | -6.6125 | NA
QLD | QMRL | Moranbah 11 | Energy Queensland | Shoulder | Coincident_unreconciled | 2023 | POE90 | Operational-demand | -1.7068 | NA
QLD | QMRL | Moranbah 11 | Energy Queensland | Shoulder | Coincident_unreconciled | 2023 | POE50 | Operational-demand | -0.06106 | NA
QLD | QMRL | Moranbah 11 | Energy Queensland | Shoulder | Non-coincident | 2023 | POE50 | Operational-demand | -6.149 | 16.1561
QLD | QMRL | Moranbah 11 | Energy Queensland | Shoulder | Non-coincident | 2023 | POE90 | Operational-demand | -6.8578 | NA
QLD | QMRL | Moranbah 11 | Energy Queensland | Shoulder | Coincident_unreconciled | 2024 | POE90 | Operational-demand | -1.4848 | NA
QLD | QMRL | Moranbah 11 | Energy Queensland | Shoulder | Coincident_unreconciled | 2024 | POE50 | Operational-demand | 0.15443 | NA
QLD | QMRL | Moranbah 11 | Energy Queensland | Shoulder | Non-coincident | 2024 | POE50 | Operational-demand | -6.2667 | 16.1246
QLD | QMRL | Moranbah 11 | Energy Queensland | Shoulder | Non-coincident | 2024 | POE90 | Operational-demand | -6.9792 | NA
QLD | QMRL | Moranbah 11 | Energy Queensland | Shoulder | Coincident_unreconciled | 2025 | POE90 | Operational-demand | -1.345 | NA
QLD | QMRL | Moranbah 11 | Energy Queensland | Shoulder | Coincident_unreconciled | 2025 | POE50 | Operational-demand | 0.28767 | NA
QLD | QMRL | Moranbah 11 | Energy Queensland | Shoulder | Non-coincident | 2025 | POE50 | Operational-demand | -6.3395 | 16.1248
QLD | QMRL | Moranbah 11 | Energy Queensland | Shoulder | Non-coincident | 2025 | POE90 | Operational-demand | -7.0555 | NA
QLD | QMRL | Moranbah 11 | Energy Queensland | Shoulder | Coincident_unreconciled | 2026 | POE90 | Operational-demand | -1.2106 | NA
QLD | QMRL | Moranbah 11 | Energy Queensland | Shoulder | Coincident_unreconciled | 2026 | POE50 | Operational-demand | 0.41556 | NA
QLD | QMRL | Moranbah 11 | Energy Queensland | Shoulder | Non-coincident | 2026 | POE50 | Operational-demand | -6.4094 | 16.131
QLD | QMRL | Moranbah 11 | Energy Queensland | Shoulder | Non-coincident | 2026 | POE90 | Operational-demand | -7.129 | NA
QLD | QMRL | Moranbah 11 | Energy Queensland | Shoulder | Coincident_unreconciled | 2027 | POE90 | Operational-demand | -1.0863 | NA
QLD | QMRL | Moranbah 11 | Energy Queensland | Shoulder | Coincident_unreconciled | 2027 | POE50 | Operational-demand | 0.53152 | NA
QLD | QMRL | Moranbah 11 | Energy Queensland | Shoulder | Non-coincident | 2027 | POE50 | Operational-demand | -6.4728 | 16.1598
QLD | QMRL | Moranbah 11 | Energy Queensland | Shoulder | Non-coincident | 2027 | POE90 | Operational-demand | -7.1969 | NA
QLD | QMRL | Moranbah 11 | Energy Queensland | Shoulder | Coincident_unreconciled | 2028 | POE90 | Operational-demand | -0.99163 | NA
QLD | QMRL | Moranbah 11 | Energy Queensland | Shoulder | Coincident_unreconciled | 2028 | POE50 | Operational-demand | 0.61673 | NA
QLD | QMRL | Moranbah 11 | Energy Queensland | Shoulder | Non-coincident | 2028 | POE50 | Operational-demand | -6.5193 | 16.214
QLD | QMRL | Moranbah 11 | Energy Queensland | Shoulder | Non-coincident | 2028 | POE90 | Operational-demand | -7.2486 | NA
QLD | QMRL | Moranbah 11 | Energy Queensland | Shoulder | Coincident_unreconciled | 2029 | POE90 | Operational-demand | -0.9254 | NA
QLD | QMRL | Moranbah 11 | Energy Queensland | Shoulder | Coincident_unreconciled | 2029 | POE50 | Operational-demand | 0.67347 | NA
QLD | QMRL | Moranbah 11 | Energy Queensland | Shoulder | Non-coincident | 2029 | POE50 | Operational-demand | -6.5503 | 16.2861
QLD | QMRL | Moranbah 11 | Energy Queensland | Shoulder | Non-coincident | 2029 | POE90 | Operational-demand | -7.2848 | NA
QLD | QMRL | Moranbah 11 | Energy Queensland | Shoulder | Coincident_unreconciled | 2030 | POE90 | Operational-demand | -0.86316 | NA
QLD | QMRL | Moranbah 11 | Energy Queensland | Shoulder | Coincident_unreconciled | 2030 | POE50 | Operational-demand | 0.72624 | NA
QLD | QMRL | Moranbah 11 | Energy Queensland | Shoulder | Non-coincident | 2030 | POE50 | Operational-demand | -6.5792 | 16.3698
QLD | QMRL | Moranbah 11 | Energy Queensland | Shoulder | Non-coincident | 2030 | POE90 | Operational-demand | -7.3188 | NA
QLD | QMRL | Moranbah 11 | Energy Queensland | Summer | Coincident | 2017 | ACTUAL_OPG | Operational-demand | -4.8795 | 6.991
QLD | QMRL | Moranbah 11 | Energy Queensland | Summer | Coincident | 2017 | ACTUAL_RAW | Operational-demand | -4.8795 | 6.991
QLD | QMRL | Moranbah 11 | Energy Queensland | Summer | Non-coincident | 2017 | ACTUAL_RAW | Operational-demand | -8.3162 | 12.9449
QLD | QMRL | Moranbah 11 | Energy Queensland | Summer | Non-coincident | 2017 | ACTUAL_OPG | Operational-demand | -8.3162 | 12.9449
QLD | QMRL | Moranbah 11 | Energy Queensland | Summer | Non-coincident | 2017 | ACTUAL_ADJUSTEDOPG | Operational-demand | -8.3162 | 12.9449
QLD | QMRL | Moranbah 11 | Energy Queensland | Summer | Coincident | 2018 | ACTUAL_OPG | Operational-demand | -4.1438 | 13.1494
QLD | QMRL | Moranbah 11 | Energy Queensland | Summer | Coincident | 2018 | ACTUAL_RAW | Operational-demand | -4.1438 | 13.1494
QLD | QMRL | Moranbah 11 | Energy Queensland | Summer | Non-coincident | 2018 | ACTUAL_RAW | Operational-demand | -4.2107 | 18.3882
QLD | QMRL | Moranbah 11 | Energy Queensland | Summer | Non-coincident | 2018 | ACTUAL_OPG | Operational-demand | -4.2107 | 18.3882
QLD | QMRL | Moranbah 11 | Energy Queensland | Summer | Non-coincident | 2018 | ACTUAL_ADJUSTEDOPG | Operational-demand | -4.2107 | 18.3882
QLD | QMRL | Moranbah 11 | Energy Queensland | Summer | Coincident | 2019 | ACTUAL_OPG | Operational-demand | 2.3994 | 11.0701
QLD | QMRL | Moranbah 11 | Energy Queensland | Summer | Coincident | 2019 | ACTUAL_RAW | Operational-demand | 2.3994 | 11.0701
QLD | QMRL | Moranbah 11 | Energy Queensland | Summer | Non-coincident | 2019 | ACTUAL_RAW | Operational-demand | -4.7144 | 16.1704
QLD | QMRL | Moranbah 11 | Energy Queensland | Summer | Non-coincident | 2019 | ACTUAL_OPG | Operational-demand | -4.7144 | 16.1704
QLD | QMRL | Moranbah 11 | Energy Queensland | Summer | Non-coincident | 2019 | ACTUAL_ADJUSTEDOPG | Operational-demand | -4.7144 | 16.1704
QLD | QMRL | Moranbah 11 | Energy Queensland | Summer | Non-coincident | 2019 | BASEYEARPOE90 | Operational-demand | -2.7009 | NA
QLD | QMRL | Moranbah 11 | Energy Queensland | Summer | Non-coincident | 2019 | BASEYEARPOE50 | Operational-demand | -2.4622 | 12.8007
QLD | QMRL | Moranbah 11 | Energy Queensland | Summer | Coincident | 2020 | ACTUAL_OPG | Operational-demand | -2.0898 | 4.6958
QLD | QMRL | Moranbah 11 | Energy Queensland | Summer | Coincident | 2020 | ACTUAL_RAW | Operational-demand | -2.0898 | 4.6958
QLD | QMRL | Moranbah 11 | Energy Queensland | Summer | Non-coincident | 2020 | ACTUAL_RAW | Operational-demand | -5.9661 | 12.9596
QLD | QMRL | Moranbah 11 | Energy Queensland | Summer | Non-coincident | 2020 | ACTUAL_OPG | Operational-demand | -5.9661 | 12.9596
QLD | QMRL | Moranbah 11 | Energy Queensland | Summer | Non-coincident | 2020 | ACTUAL_ADJUSTEDOPG | Operational-demand | -5.9661 | 12.9596
QLD | QMRL | Moranbah 11 | Energy Queensland | Summer | Coincident_unreconciled | 2021 | POE90 | Operational-demand | -3.8324 | NA
QLD | QMRL | Moranbah 11 | Energy Queensland | Summer | Coincident_unreconciled | 2021 | POE50 | Operational-demand | -3 | NA
QLD | QMRL | Moranbah 11 | Energy Queensland | Summer | Non-coincident | 2021 | POE50 | Operational-demand | -6 | 20.8902
QLD | QMRL | Moranbah 11 | Energy Queensland | Summer | Non-coincident | 2021 | POE90 | Operational-demand | -6.8266 | NA
QLD | QMRL | Moranbah 11 | Energy Queensland | Summer | Coincident_unreconciled | 2022 | POE90 | Operational-demand | -3.392 | NA
QLD | QMRL | Moranbah 11 | Energy Queensland | Summer | Coincident_unreconciled | 2022 | POE50 | Operational-demand | -2.5604 | NA
QLD | QMRL | Moranbah 11 | Energy Queensland | Summer | Non-coincident | 2022 | POE50 | Operational-demand | -6.2582 | 20.8666
QLD | QMRL | Moranbah 11 | Energy Queensland | Summer | Non-coincident | 2022 | POE90 | Operational-demand | -6.8344 | NA
QLD | QMRL | Moranbah 11 | Energy Queensland | Summer | Coincident_unreconciled | 2023 | POE90 | Operational-demand | -3.0061 | NA
QLD | QMRL | Moranbah 11 | Energy Queensland | Summer | Coincident_unreconciled | 2023 | POE50 | Operational-demand | -2.1786 | NA
QLD | QMRL | Moranbah 11 | Energy Queensland | Summer | Non-coincident | 2023 | POE50 | Operational-demand | -6.4824 | 20.8902
QLD | QMRL | Moranbah 11 | Energy Queensland | Summer | Non-coincident | 2023 | POE90 | Operational-demand | -6.9702 | NA
QLD | QMRL | Moranbah 11 | Energy Queensland | Summer | Coincident_unreconciled | 2024 | POE90 | Operational-demand | -2.8346 | NA
QLD | QMRL | Moranbah 11 | Energy Queensland | Summer | Coincident_unreconciled | 2024 | POE50 | Operational-demand | -2.0113 | NA
QLD | QMRL | Moranbah 11 | Energy Queensland | Summer | Non-coincident | 2024 | POE50 | Operational-demand | -6.5806 | 20.9291
QLD | QMRL | Moranbah 11 | Energy Queensland | Summer | Non-coincident | 2024 | POE90 | Operational-demand | -7.0709 | NA
QLD | QMRL | Moranbah 11 | Energy Queensland | Summer | Coincident_unreconciled | 2025 | POE90 | Operational-demand | -2.7273 | NA
QLD | QMRL | Moranbah 11 | Energy Queensland | Summer | Coincident_unreconciled | 2025 | POE50 | Operational-demand | -1.9082 | NA
QLD | QMRL | Moranbah 11 | Energy Queensland | Summer | Non-coincident | 2025 | POE50 | Operational-demand | -6.6412 | 20.974
QLD | QMRL | Moranbah 11 | Energy Queensland | Summer | Non-coincident | 2025 | POE90 | Operational-demand | -7.1338 | NA
QLD | QMRL | Moranbah 11 | Energy Queensland | Summer | Coincident_unreconciled | 2026 | POE90 | Operational-demand | -2.6251 | NA
QLD | QMRL | Moranbah 11 | Energy Queensland | Summer | Coincident_unreconciled | 2026 | POE50 | Operational-demand | -1.8102 | NA
QLD | QMRL | Moranbah 11 | Energy Queensland | Summer | Non-coincident | 2026 | POE50 | Operational-demand | -6.6987 | 21.0246
QLD | QMRL | Moranbah 11 | Energy Queensland | Summer | Non-coincident | 2026 | POE90 | Operational-demand | -7.1939 | NA
QLD | QMRL | Moranbah 11 | Energy Queensland | Summer | Coincident_unreconciled | 2027 | POE90 | Operational-demand | -2.5385 | NA
QLD | QMRL | Moranbah 11 | Energy Queensland | Summer | Coincident_unreconciled | 2027 | POE50 | Operational-demand | -1.7289 | NA
QLD | QMRL | Moranbah 11 | Energy Queensland | Summer | Non-coincident | 2027 | POE50 | Operational-demand | -6.7465 | 21.0973
QLD | QMRL | Moranbah 11 | Energy Queensland | Summer | Non-coincident | 2027 | POE90 | Operational-demand | -7.2447 | NA
QLD | QMRL | Moranbah 11 | Energy Queensland | Summer | Coincident_unreconciled | 2028 | POE90 | Operational-demand | -2.4839 | NA
QLD | QMRL | Moranbah 11 | Energy Queensland | Summer | Coincident_unreconciled | 2028 | POE50 | Operational-demand | -1.6803 | NA
QLD | QMRL | Moranbah 11 | Energy Queensland | Summer | Non-coincident | 2028 | POE50 | Operational-demand | -6.775 | 21.189
QLD | QMRL | Moranbah 11 | Energy Queensland | Summer | Non-coincident | 2028 | POE90 | Operational-demand | -7.2768 | NA
QLD | QMRL | Moranbah 11 | Energy Queensland | Summer | Coincident_unreconciled | 2029 | POE90 | Operational-demand | -2.4577 | NA
QLD | QMRL | Moranbah 11 | Energy Queensland | Summer | Coincident_unreconciled | 2029 | POE50 | Operational-demand | -1.6602 | NA
QLD | QMRL | Moranbah 11 | Energy Queensland | Summer | Non-coincident | 2029 | POE50 | Operational-demand | -6.7868 | 21.2916
QLD | QMRL | Moranbah 11 | Energy Queensland | Summer | Non-coincident | 2029 | POE90 | Operational-demand | -7.2922 | NA
QLD | QMRL | Moranbah 11 | Energy Queensland | Summer | Coincident_unreconciled | 2030 | POE90 | Operational-demand | -2.4437 | NA
QLD | QMRL | Moranbah 11 | Energy Queensland | Summer | Coincident_unreconciled | 2030 | POE50 | Operational-demand | -1.6523 | NA
QLD | QMRL | Moranbah 11 | Energy Queensland | Summer | Non-coincident | 2030 | POE50 | Operational-demand | -6.7915 | 21.4065
QLD | QMRL | Moranbah 11 | Energy Queensland | Summer | Non-coincident | 2030 | POE90 | Operational-demand | -7.3004 | NA
QLD | QMRL | Moranbah 11 | Energy Queensland | Winter | Coincident | 2016 | ACTUAL_OPG | Operational-demand | -4.9785 | -3.0827
QLD | QMRL | Moranbah 11 | Energy Queensland | Winter | Coincident | 2016 | ACTUAL_RAW | Operational-demand | -4.9785 | -3.0827
QLD | QMRL | Moranbah 11 | Energy Queensland | Winter | Non-coincident | 2016 | ACTUAL_RAW | Operational-demand | -6.7943 | 9.6925
QLD | QMRL | Moranbah 11 | Energy Queensland | Winter | Non-coincident | 2016 | ACTUAL_OPG | Operational-demand | -6.7943 | 9.6925
QLD | QMRL | Moranbah 11 | Energy Queensland | Winter | Non-coincident | 2016 | ACTUAL_ADJUSTEDOPG | Operational-demand | -6.7943 | 9.6925
QLD | QMRL | Moranbah 11 | Energy Queensland | Winter | Coincident | 2017 | ACTUAL_OPG | Operational-demand | -5.2227 | 5.0911
QLD | QMRL | Moranbah 11 | Energy Queensland | Winter | Coincident | 2017 | ACTUAL_RAW | Operational-demand | -5.2227 | 5.0911
QLD | QMRL | Moranbah 11 | Energy Queensland | Winter | Non-coincident | 2017 | ACTUAL_RAW | Operational-demand | -6.9809 | 8.6149
QLD | QMRL | Moranbah 11 | Energy Queensland | Winter | Non-coincident | 2017 | ACTUAL_OPG | Operational-demand | -6.9809 | 8.6149
QLD | QMRL | Moranbah 11 | Energy Queensland | Winter | Non-coincident | 2017 | ACTUAL_ADJUSTEDOPG | Operational-demand | -6.9809 | 8.6149
QLD | QMRL | Moranbah 11 | Energy Queensland | Winter | Coincident | 2018 | ACTUAL_OPG | Operational-demand | 3.3583 | 5.4465
QLD | QMRL | Moranbah 11 | Energy Queensland | Winter | Coincident | 2018 | ACTUAL_RAW | Operational-demand | 3.3583 | 5.4465
QLD | QMRL | Moranbah 11 | Energy Queensland | Winter | Non-coincident | 2018 | ACTUAL_RAW | Operational-demand | 0.7889 | 6.1206
QLD | QMRL | Moranbah 11 | Energy Queensland | Winter | Non-coincident | 2018 | ACTUAL_OPG | Operational-demand | 0.7889 | 6.1206
QLD | QMRL | Moranbah 11 | Energy Queensland | Winter | Non-coincident | 2018 | ACTUAL_ADJUSTEDOPG | Operational-demand | 0.7889 | 6.1206
QLD | QMRL | Moranbah 11 | Energy Queensland | Winter | Coincident | 2019 | ACTUAL_OPG | Operational-demand | -4.0947 | 3.496
QLD | QMRL | Moranbah 11 | Energy Queensland | Winter | Coincident | 2019 | ACTUAL_RAW | Operational-demand | -4.0947 | 3.496
QLD | QMRL | Moranbah 11 | Energy Queensland | Winter | Non-coincident | 2019 | ACTUAL_RAW | Operational-demand | -6.0947 | 11.9062
QLD | QMRL | Moranbah 11 | Energy Queensland | Winter | Non-coincident | 2019 | ACTUAL_OPG | Operational-demand | -6.0947 | 11.9062
QLD | QMRL | Moranbah 11 | Energy Queensland | Winter | Non-coincident | 2019 | ACTUAL_ADJUSTEDOPG | Operational-demand | -6.0947 | 11.9062
QLD | QMRL | Moranbah 11 | Energy Queensland | Winter | Non-coincident | 2019 | BASEYEARPOE90 | Operational-demand | -4.626 | NA
QLD | QMRL | Moranbah 11 | Energy Queensland | Winter | Non-coincident | 2019 | BASEYEARPOE50 | Operational-demand | -4.3033 | 7.4449
QLD | QMRL | Moranbah 11 | Energy Queensland | Winter | Coincident_unreconciled | 2020 | POE90 | Operational-demand | -3.8324 | NA
QLD | QMRL | Moranbah 11 | Energy Queensland | Winter | Coincident_unreconciled | 2020 | POE50 | Operational-demand | -3 | NA
QLD | QMRL | Moranbah 11 | Energy Queensland | Winter | Non-coincident | 2020 | POE50 | Operational-demand | -6 | 9.4604
QLD | QMRL | Moranbah 11 | Energy Queensland | Winter | Non-coincident | 2020 | POE90 | Operational-demand | -6.6598 | NA
QLD | QMRL | Moranbah 11 | Energy Queensland | Winter | Coincident_unreconciled | 2021 | POE90 | Operational-demand | -3.2146 | NA
QLD | QMRL | Moranbah 11 | Energy Queensland | Winter | Coincident_unreconciled | 2021 | POE50 | Operational-demand | -2.376 | NA
QLD | QMRL | Moranbah 11 | Energy Queensland | Winter | Non-coincident | 2021 | POE50 | Operational-demand | -6.2538 | 14.4399
QLD | QMRL | Moranbah 11 | Energy Queensland | Winter | Non-coincident | 2021 | POE90 | Operational-demand | -6.9111 | NA
QLD | QMRL | Moranbah 11 | Energy Queensland | Winter | Coincident_unreconciled | 2022 | POE90 | Operational-demand | -2.4527 | NA
QLD | QMRL | Moranbah 11 | Energy Queensland | Winter | Coincident_unreconciled | 2022 | POE50 | Operational-demand | -1.6217 | NA
QLD | QMRL | Moranbah 11 | Energy Queensland | Winter | Non-coincident | 2022 | POE50 | Operational-demand | -6.5607 | 14.4659
QLD | QMRL | Moranbah 11 | Energy Queensland | Winter | Non-coincident | 2022 | POE90 | Operational-demand | -7.221 | NA
QLD | QMRL | Moranbah 11 | Energy Queensland | Winter | Coincident_unreconciled | 2023 | POE90 | Operational-demand | -1.9742 | NA
QLD | QMRL | Moranbah 11 | Energy Queensland | Winter | Coincident_unreconciled | 2023 | POE50 | Operational-demand | -1.1508 | NA
QLD | QMRL | Moranbah 11 | Energy Queensland | Winter | Non-coincident | 2023 | POE50 | Operational-demand | -6.7522 | 14.4923
QLD | QMRL | Moranbah 11 | Energy Queensland | Winter | Non-coincident | 2023 | POE90 | Operational-demand | -7.4157 | NA
QLD | QMRL | Moranbah 11 | Energy Queensland | Winter | Coincident_unreconciled | 2024 | POE90 | Operational-demand | -1.7518 | NA
QLD | QMRL | Moranbah 11 | Energy Queensland | Winter | Coincident_unreconciled | 2024 | POE50 | Operational-demand | -0.93595 | NA
QLD | QMRL | Moranbah 11 | Energy Queensland | Winter | Non-coincident | 2024 | POE50 | Operational-demand | -6.8396 | 14.518
QLD | QMRL | Moranbah 11 | Energy Queensland | Winter | Non-coincident | 2024 | POE90 | Operational-demand | -7.5061 | NA
QLD | QMRL | Moranbah 11 | Energy Queensland | Winter | Coincident_unreconciled | 2025 | POE90 | Operational-demand | -1.5681 | NA
QLD | QMRL | Moranbah 11 | Energy Queensland | Winter | Coincident_unreconciled | 2025 | POE50 | Operational-demand | -0.7599 | NA
QLD | QMRL | Moranbah 11 | Energy Queensland | Winter | Non-coincident | 2025 | POE50 | Operational-demand | -6.9112 | 14.548
QLD | QMRL | Moranbah 11 | Energy Queensland | Winter | Non-coincident | 2025 | POE90 | Operational-demand | -7.5808 | NA
QLD | QMRL | Moranbah 11 | Energy Queensland | Winter | Coincident_unreconciled | 2026 | POE90 | Operational-demand | -1.3764 | NA
QLD | QMRL | Moranbah 11 | Energy Queensland | Winter | Coincident_unreconciled | 2026 | POE50 | Operational-demand | -0.57609 | NA
QLD | QMRL | Moranbah 11 | Energy Queensland | Winter | Non-coincident | 2026 | POE50 | Operational-demand | -6.986 | 14.5898
QLD | QMRL | Moranbah 11 | Energy Queensland | Winter | Non-coincident | 2026 | POE90 | Operational-demand | -7.6588 | NA
QLD | QMRL | Moranbah 11 | Energy Queensland | Winter | Coincident_unreconciled | 2027 | POE90 | Operational-demand | -1.236 | NA
QLD | QMRL | Moranbah 11 | Energy Queensland | Winter | Coincident_unreconciled | 2027 | POE50 | Operational-demand | -0.44675 | NA
QLD | QMRL | Moranbah 11 | Energy Queensland | Winter | Non-coincident | 2027 | POE50 | Operational-demand | -7.0386 | 14.6601
QLD | QMRL | Moranbah 11 | Energy Queensland | Winter | Non-coincident | 2027 | POE90 | Operational-demand | -7.7159 | NA
QLD | QMRL | Moranbah 11 | Energy Queensland | Winter | Coincident_unreconciled | 2028 | POE90 | Operational-demand | -1.1473 | NA
QLD | QMRL | Moranbah 11 | Energy Queensland | Winter | Coincident_unreconciled | 2028 | POE50 | Operational-demand | -0.36907 | NA
QLD | QMRL | Moranbah 11 | Energy Queensland | Winter | Non-coincident | 2028 | POE50 | Operational-demand | -7.0702 | 14.7461
QLD | QMRL | Moranbah 11 | Energy Queensland | Winter | Non-coincident | 2028 | POE90 | Operational-demand | -7.752 | NA
QLD | QMRL | Moranbah 11 | Energy Queensland | Winter | Coincident_unreconciled | 2029 | POE90 | Operational-demand | -1.1154 | NA
QLD | QMRL | Moranbah 11 | Energy Queensland | Winter | Coincident_unreconciled | 2029 | POE50 | Operational-demand | -0.34823 | NA
QLD | QMRL | Moranbah 11 | Energy Queensland | Winter | Non-coincident | 2029 | POE50 | Operational-demand | -7.0787 | 14.8494
QLD | QMRL | Moranbah 11 | Energy Queensland | Winter | Non-coincident | 2029 | POE90 | Operational-demand | -7.765 | NA
QLD | QMRL | Moranbah 11 | Energy Queensland | Shoulder | Non-coincident | 2019 | BASEYEARPOE10 | Operational-demand | NA | 10.9425
QLD | QMRL | Moranbah 11 | Energy Queensland | Shoulder | Coincident | 2021 | POE10 | Operational-demand | NA | 8.8741
QLD | QMRL | Moranbah 11 | Energy Queensland | Shoulder | Coincident | 2021 | POE50 | Operational-demand | NA | 8.5413
QLD | QMRL | Moranbah 11 | Energy Queensland | Shoulder | Non-coincident | 2021 | POE10 | Operational-demand | NA | 17.292
QLD | QMRL | Moranbah 11 | Energy Queensland | Shoulder | Coincident | 2022 | POE10 | Operational-demand | NA | 9.1238
QLD | QMRL | Moranbah 11 | Energy Queensland | Shoulder | Coincident | 2022 | POE50 | Operational-demand | NA | 8.6349
QLD | QMRL | Moranbah 11 | Energy Queensland | Shoulder | Non-coincident | 2022 | POE10 | Operational-demand | NA | 17.1167
QLD | QMRL | Moranbah 11 | Energy Queensland | Shoulder | Coincident | 2023 | POE10 | Operational-demand | NA | 9.1692
QLD | QMRL | Moranbah 11 | Energy Queensland | Shoulder | Coincident | 2023 | POE50 | Operational-demand | NA | 8.7185
QLD | QMRL | Moranbah 11 | Energy Queensland | Shoulder | Non-coincident | 2023 | POE10 | Operational-demand | NA | 17.0046
QLD | QMRL | Moranbah 11 | Energy Queensland | Shoulder | Coincident | 2024 | POE10 | Operational-demand | NA | 9.2412
QLD | QMRL | Moranbah 11 | Energy Queensland | Shoulder | Coincident | 2024 | POE50 | Operational-demand | NA | 8.9013
QLD | QMRL | Moranbah 11 | Energy Queensland | Shoulder | Non-coincident | 2024 | POE10 | Operational-demand | NA | 16.9767
QLD | QMRL | Moranbah 11 | Energy Queensland | Shoulder | Coincident | 2025 | POE10 | Operational-demand | NA | 9.2989
QLD | QMRL | Moranbah 11 | Energy Queensland | Shoulder | Coincident | 2025 | POE50 | Operational-demand | NA | 8.8906
QLD | QMRL | Moranbah 11 | Energy Queensland | Shoulder | Non-coincident | 2025 | POE10 | Operational-demand | NA | 16.9806
QLD | QMRL | Moranbah 11 | Energy Queensland | Shoulder | Coincident | 2026 | POE10 | Operational-demand | NA | 9.2835
QLD | QMRL | Moranbah 11 | Energy Queensland | Shoulder | Coincident | 2026 | POE50 | Operational-demand | NA | 8.9238
QLD | QMRL | Moranbah 11 | Energy Queensland | Shoulder | Non-coincident | 2026 | POE10 | Operational-demand | NA | 16.9906
QLD | QMRL | Moranbah 11 | Energy Queensland | Shoulder | Coincident | 2027 | POE10 | Operational-demand | NA | 9.2915
QLD | QMRL | Moranbah 11 | Energy Queensland | Shoulder | Coincident | 2027 | POE50 | Operational-demand | NA | 8.9219
QLD | QMRL | Moranbah 11 | Energy Queensland | Shoulder | Non-coincident | 2027 | POE10 | Operational-demand | NA | 17.0239
QLD | QMRL | Moranbah 11 | Energy Queensland | Shoulder | Coincident | 2028 | POE10 | Operational-demand | NA | 9.3149
QLD | QMRL | Moranbah 11 | Energy Queensland | Shoulder | Coincident | 2028 | POE50 | Operational-demand | NA | 8.9655
QLD | QMRL | Moranbah 11 | Energy Queensland | Shoulder | Non-coincident | 2028 | POE10 | Operational-demand | NA | 17.0834
QLD | QMRL | Moranbah 11 | Energy Queensland | Shoulder | Coincident | 2029 | POE10 | Operational-demand | NA | 9.4686
QLD | QMRL | Moranbah 11 | Energy Queensland | Shoulder | Coincident | 2029 | POE50 | Operational-demand | NA | 9.0595
QLD | QMRL | Moranbah 11 | Energy Queensland | Shoulder | Non-coincident | 2029 | POE10 | Operational-demand | NA | 17.1608
QLD | QMRL | Moranbah 11 | Energy Queensland | Shoulder | Coincident | 2030 | POE10 | Operational-demand | NA | 9.5438
QLD | QMRL | Moranbah 11 | Energy Queensland | Shoulder | Coincident | 2030 | POE50 | Operational-demand | NA | 9.1414
QLD | QMRL | Moranbah 11 | Energy Queensland | Shoulder | Non-coincident | 2030 | POE10 | Operational-demand | NA | 17.2499
QLD | QMRL | Moranbah 11 | Energy Queensland | Summer | Non-coincident | 2019 | BASEYEARPOE10 | Operational-demand | NA | 13.588
QLD | QMRL | Moranbah 11 | Energy Queensland | Summer | Coincident | 2021 | POE10 | Operational-demand | NA | 12.3237
QLD | QMRL | Moranbah 11 | Energy Queensland | Summer | Coincident | 2021 | POE50 | Operational-demand | NA | 12.1898
QLD | QMRL | Moranbah 11 | Energy Queensland | Summer | Non-coincident | 2021 | POE10 | Operational-demand | NA | 21.9329
QLD | QMRL | Moranbah 11 | Energy Queensland | Summer | Coincident | 2022 | POE10 | Operational-demand | NA | 12.5328
QLD | QMRL | Moranbah 11 | Energy Queensland | Summer | Coincident | 2022 | POE50 | Operational-demand | NA | 12.3764
QLD | QMRL | Moranbah 11 | Energy Queensland | Summer | Non-coincident | 2022 | POE10 | Operational-demand | NA | 21.9101
QLD | QMRL | Moranbah 11 | Energy Queensland | Summer | Coincident | 2023 | POE10 | Operational-demand | NA | 12.6202
QLD | QMRL | Moranbah 11 | Energy Queensland | Summer | Coincident | 2023 | POE50 | Operational-demand | NA | 12.4332
QLD | QMRL | Moranbah 11 | Energy Queensland | Summer | Non-coincident | 2023 | POE10 | Operational-demand | NA | 21.9384
QLD | QMRL | Moranbah 11 | Energy Queensland | Summer | Coincident | 2024 | POE10 | Operational-demand | NA | 12.7941
QLD | QMRL | Moranbah 11 | Energy Queensland | Summer | Coincident | 2024 | POE50 | Operational-demand | NA | 12.6152
QLD | QMRL | Moranbah 11 | Energy Queensland | Summer | Non-coincident | 2024 | POE10 | Operational-demand | NA | 21.9822
QLD | QMRL | Moranbah 11 | Energy Queensland | Summer | Coincident | 2025 | POE10 | Operational-demand | NA | 12.7666
QLD | QMRL | Moranbah 11 | Energy Queensland | Summer | Coincident | 2025 | POE50 | Operational-demand | NA | 12.6519
QLD | QMRL | Moranbah 11 | Energy Queensland | Summer | Non-coincident | 2025 | POE10 | Operational-demand | NA | 22.0318
QLD | QMRL | Moranbah 11 | Energy Queensland | Summer | Coincident | 2026 | POE10 | Operational-demand | NA | 12.8564
QLD | QMRL | Moranbah 11 | Energy Queensland | Summer | Coincident | 2026 | POE50 | Operational-demand | NA | 12.6976
QLD | QMRL | Moranbah 11 | Energy Queensland | Summer | Non-coincident | 2026 | POE10 | Operational-demand | NA | 22.0872
QLD | QMRL | Moranbah 11 | Energy Queensland | Summer | Coincident | 2027 | POE10 | Operational-demand | NA | 12.806
QLD | QMRL | Moranbah 11 | Energy Queensland | Summer | Coincident | 2027 | POE50 | Operational-demand | NA | 12.6903
QLD | QMRL | Moranbah 11 | Energy Queensland | Summer | Non-coincident | 2027 | POE10 | Operational-demand | NA | 22.166
QLD | QMRL | Moranbah 11 | Energy Queensland | Summer | Coincident | 2028 | POE10 | Operational-demand | NA | 12.8736
QLD | QMRL | Moranbah 11 | Energy Queensland | Summer | Coincident | 2028 | POE50 | Operational-demand | NA | 12.7497
QLD | QMRL | Moranbah 11 | Energy Queensland | Summer | Non-coincident | 2028 | POE10 | Operational-demand | NA | 22.2647
QLD | QMRL | Moranbah 11 | Energy Queensland | Summer | Coincident | 2029 | POE10 | Operational-demand | NA | 12.9049
QLD | QMRL | Moranbah 11 | Energy Queensland | Summer | Coincident | 2029 | POE50 | Operational-demand | NA | 12.8348
QLD | QMRL | Moranbah 11 | Energy Queensland | Summer | Non-coincident | 2029 | POE10 | Operational-demand | NA | 22.3743
QLD | QMRL | Moranbah 11 | Energy Queensland | Summer | Coincident | 2030 | POE10 | Operational-demand | NA | 12.9922
QLD | QMRL | Moranbah 11 | Energy Queensland | Summer | Coincident | 2030 | POE50 | Operational-demand | NA | 12.8531
QLD | QMRL | Moranbah 11 | Energy Queensland | Summer | Non-coincident | 2030 | POE10 | Operational-demand | NA | 22.4961
QLD | QMRL | Moranbah 11 | Energy Queensland | Winter | Non-coincident | 2019 | BASEYEARPOE10 | Operational-demand | NA | 7.9278
QLD | QMRL | Moranbah 11 | Energy Queensland | Winter | Coincident | 2020 | POE10 | Operational-demand | NA | 4.7283
QLD | QMRL | Moranbah 11 | Energy Queensland | Winter | Coincident | 2020 | POE50 | Operational-demand | NA | 4.3278
QLD | QMRL | Moranbah 11 | Energy Queensland | Winter | Non-coincident | 2020 | POE10 | Operational-demand | NA | 10.0534
QLD | QMRL | Moranbah 11 | Energy Queensland | Winter | Coincident | 2021 | POE10 | Operational-demand | NA | 7.6299
QLD | QMRL | Moranbah 11 | Energy Queensland | Winter | Coincident | 2021 | POE50 | Operational-demand | NA | 7.2003
QLD | QMRL | Moranbah 11 | Energy Queensland | Winter | Non-coincident | 2021 | POE10 | Operational-demand | NA | 15.0308
QLD | QMRL | Moranbah 11 | Energy Queensland | Winter | Coincident | 2022 | POE10 | Operational-demand | NA | 7.8159
QLD | QMRL | Moranbah 11 | Energy Queensland | Winter | Coincident | 2022 | POE50 | Operational-demand | NA | 7.3764
QLD | QMRL | Moranbah 11 | Energy Queensland | Winter | Non-coincident | 2022 | POE10 | Operational-demand | NA | 15.0593
QLD | QMRL | Moranbah 11 | Energy Queensland | Winter | Coincident | 2023 | POE10 | Operational-demand | NA | 7.9057
QLD | QMRL | Moranbah 11 | Energy Queensland | Winter | Coincident | 2023 | POE50 | Operational-demand | NA | 7.4534
QLD | QMRL | Moranbah 11 | Energy Queensland | Winter | Non-coincident | 2023 | POE10 | Operational-demand | NA | 15.0882
QLD | QMRL | Moranbah 11 | Energy Queensland | Winter | Coincident | 2024 | POE10 | Operational-demand | NA | 8.0411
QLD | QMRL | Moranbah 11 | Energy Queensland | Winter | Coincident | 2024 | POE50 | Operational-demand | NA | 7.5512
QLD | QMRL | Moranbah 11 | Energy Queensland | Winter | Non-coincident | 2024 | POE10 | Operational-demand | NA | 15.1163
QLD | QMRL | Moranbah 11 | Energy Queensland | Winter | Coincident | 2025 | POE10 | Operational-demand | NA | 8.0364
QLD | QMRL | Moranbah 11 | Energy Queensland | Winter | Coincident | 2025 | POE50 | Operational-demand | NA | 7.5625
QLD | QMRL | Moranbah 11 | Energy Queensland | Winter | Non-coincident | 2025 | POE10 | Operational-demand | NA | 15.1489
QLD | QMRL | Moranbah 11 | Energy Queensland | Winter | Coincident | 2026 | POE10 | Operational-demand | NA | 8.0584
QLD | QMRL | Moranbah 11 | Energy Queensland | Winter | Coincident | 2026 | POE50 | Operational-demand | NA | 7.5972
QLD | QMRL | Moranbah 11 | Energy Queensland | Winter | Non-coincident | 2026 | POE10 | Operational-demand | NA | 15.1933
QLD | QMRL | Moranbah 11 | Energy Queensland | Winter | Coincident | 2027 | POE10 | Operational-demand | NA | 8.096
QLD | QMRL | Moranbah 11 | Energy Queensland | Winter | Coincident | 2027 | POE50 | Operational-demand | NA | 7.6333
QLD | QMRL | Moranbah 11 | Energy Queensland | Winter | Non-coincident | 2027 | POE10 | Operational-demand | NA | 15.2671
QLD | QMRL | Moranbah 11 | Energy Queensland | Winter | Coincident | 2028 | POE10 | Operational-demand | NA | 8.2331
QLD | QMRL | Moranbah 11 | Energy Queensland | Winter | Coincident | 2028 | POE50 | Operational-demand | NA | 7.7028
QLD | QMRL | Moranbah 11 | Energy Queensland | Winter | Non-coincident | 2028 | POE10 | Operational-demand | NA | 15.3568
QLD | QMRL | Moranbah 11 | Energy Queensland | Winter | Coincident | 2029 | POE10 | Operational-demand | NA | 8.2549
QLD | QMRL | Moranbah 11 | Energy Queensland | Winter | Coincident | 2029 | POE50 | Operational-demand | NA | 7.7643
QLD | QMRL | Moranbah 11 | Energy Queensland | Winter | Non-coincident | 2029 | POE10 | Operational-demand | NA | 15.4636
QLD | QMRN | Moranbah 66 | Energy Queensland | Shoulder | Coincident | 2017 | ACTUAL_OPG | Operational-demand | -12.6543 | 26.5525
QLD | QMRN | Moranbah 66 | Energy Queensland | Shoulder | Coincident | 2017 | ACTUAL_RAW | Operational-demand | -12.6543 | 26.5525
QLD | QMRN | Moranbah 66 | Energy Queensland | Shoulder | Non-coincident | 2017 | ACTUAL_RAW | Operational-demand | -29.6321 | 82.876
QLD | QMRN | Moranbah 66 | Energy Queensland | Shoulder | Non-coincident | 2017 | ACTUAL_OPG | Operational-demand | -29.6321 | 82.876
QLD | QMRN | Moranbah 66 | Energy Queensland | Shoulder | Non-coincident | 2017 | ACTUAL_ADJUSTEDOPG | Operational-demand | -29.6321 | 82.876
QLD | QMRN | Moranbah 66 | Energy Queensland | Shoulder | Coincident | 2018 | ACTUAL_OPG | Operational-demand | -12.5577 | 18.1353
QLD | QMRN | Moranbah 66 | Energy Queensland | Shoulder | Coincident | 2018 | ACTUAL_RAW | Operational-demand | -12.5577 | 18.1353
QLD | QMRN | Moranbah 66 | Energy Queensland | Shoulder | Non-coincident | 2018 | ACTUAL_RAW | Operational-demand | -33.84 | 78.8403
QLD | QMRN | Moranbah 66 | Energy Queensland | Shoulder | Non-coincident | 2018 | ACTUAL_OPG | Operational-demand | -33.84 | 78.8403
QLD | QMRN | Moranbah 66 | Energy Queensland | Shoulder | Non-coincident | 2018 | ACTUAL_ADJUSTEDOPG | Operational-demand | -33.84 | 78.8403
QLD | QMRN | Moranbah 66 | Energy Queensland | Shoulder | Coincident | 2019 | ACTUAL_OPG | Operational-demand | 12.885 | 35.8901
QLD | QMRN | Moranbah 66 | Energy Queensland | Shoulder | Coincident | 2019 | ACTUAL_RAW | Operational-demand | 12.885 | 35.8901
QLD | QMRN | Moranbah 66 | Energy Queensland | Shoulder | Non-coincident | 2019 | ACTUAL_RAW | Operational-demand | -26.7509 | 96.3335
QLD | QMRN | Moranbah 66 | Energy Queensland | Shoulder | Non-coincident | 2019 | ACTUAL_OPG | Operational-demand | -26.7509 | 96.3335
QLD | QMRN | Moranbah 66 | Energy Queensland | Shoulder | Non-coincident | 2019 | ACTUAL_ADJUSTEDOPG | Operational-demand | -26.7509 | 96.3335
QLD | QMRN | Moranbah 66 | Energy Queensland | Shoulder | Non-coincident | 2019 | BASEYEARPOE90 | Operational-demand | -25.6849 | NA
QLD | QMRN | Moranbah 66 | Energy Queensland | Shoulder | Non-coincident | 2019 | BASEYEARPOE50 | Operational-demand | -22.3446 | 43.9304
QLD | QMRN | Moranbah 66 | Energy Queensland | Shoulder | Coincident | 2020 | ACTUAL_OPG | Operational-demand | 3.5581 | 9.2616
QLD | QMRN | Moranbah 66 | Energy Queensland | Shoulder | Coincident | 2020 | ACTUAL_RAW | Operational-demand | 3.5581 | 9.2616
QLD | QMRN | Moranbah 66 | Energy Queensland | Shoulder | Non-coincident | 2020 | ACTUAL_RAW | Operational-demand | -21.6018 | 64.8866
QLD | QMRN | Moranbah 66 | Energy Queensland | Shoulder | Non-coincident | 2020 | ACTUAL_OPG | Operational-demand | -21.6018 | 64.8866
QLD | QMRN | Moranbah 66 | Energy Queensland | Shoulder | Non-coincident | 2020 | ACTUAL_ADJUSTEDOPG | Operational-demand | -21.6018 | 64.8866
QLD | QMRN | Moranbah 66 | Energy Queensland | Shoulder | Coincident_unreconciled | 2021 | POE90 | Operational-demand | -14.04 | NA
QLD | QMRN | Moranbah 66 | Energy Queensland | Shoulder | Coincident_unreconciled | 2021 | POE50 | Operational-demand | -10 | NA
QLD | QMRN | Moranbah 66 | Energy Queensland | Shoulder | Non-coincident | 2021 | POE90 | Operational-demand | -37.345 | NA
QLD | QMRN | Moranbah 66 | Energy Queensland | Shoulder | Non-coincident | 2021 | POE50 | Operational-demand | -33 | 91.9252
QLD | QMRN | Moranbah 66 | Energy Queensland | Shoulder | Coincident_unreconciled | 2022 | POE90 | Operational-demand | -14.0613 | NA
QLD | QMRN | Moranbah 66 | Energy Queensland | Shoulder | Coincident_unreconciled | 2022 | POE50 | Operational-demand | -10.0249 | NA
QLD | QMRN | Moranbah 66 | Energy Queensland | Shoulder | Non-coincident | 2022 | POE90 | Operational-demand | -37.3347 | NA
QLD | QMRN | Moranbah 66 | Energy Queensland | Shoulder | Non-coincident | 2022 | POE50 | Operational-demand | -32.9891 | 98.9581
QLD | QMRN | Moranbah 66 | Energy Queensland | Shoulder | Coincident_unreconciled | 2023 | POE90 | Operational-demand | -14.2629 | NA
QLD | QMRN | Moranbah 66 | Energy Queensland | Shoulder | Coincident_unreconciled | 2023 | POE50 | Operational-demand | -10.2603 | NA
QLD | QMRN | Moranbah 66 | Energy Queensland | Shoulder | Non-coincident | 2023 | POE90 | Operational-demand | -37.2376 | NA
QLD | QMRN | Moranbah 66 | Energy Queensland | Shoulder | Non-coincident | 2023 | POE50 | Operational-demand | -32.8861 | 106.2711
QLD | QMRN | Moranbah 66 | Energy Queensland | Shoulder | Coincident_unreconciled | 2024 | POE90 | Operational-demand | -14.4435 | NA
QLD | QMRN | Moranbah 66 | Energy Queensland | Shoulder | Coincident_unreconciled | 2024 | POE50 | Operational-demand | -10.4713 | NA
QLD | QMRN | Moranbah 66 | Energy Queensland | Shoulder | Non-coincident | 2024 | POE90 | Operational-demand | -37.1506 | NA
QLD | QMRN | Moranbah 66 | Energy Queensland | Shoulder | Non-coincident | 2024 | POE50 | Operational-demand | -32.7939 | 106.5511
QLD | QMRN | Moranbah 66 | Energy Queensland | Shoulder | Coincident_unreconciled | 2025 | POE90 | Operational-demand | -14.6457 | NA
QLD | QMRN | Moranbah 66 | Energy Queensland | Shoulder | Coincident_unreconciled | 2025 | POE50 | Operational-demand | -10.7074 | NA
QLD | QMRN | Moranbah 66 | Energy Queensland | Shoulder | Non-coincident | 2025 | POE90 | Operational-demand | -37.0532 | NA
QLD | QMRN | Moranbah 66 | Energy Queensland | Shoulder | Non-coincident | 2025 | POE50 | Operational-demand | -32.6907 | 106.8639
QLD | QMRN | Moranbah 66 | Energy Queensland | Shoulder | Coincident_unreconciled | 2026 | POE90 | Operational-demand | -14.9015 | NA
QLD | QMRN | Moranbah 66 | Energy Queensland | Shoulder | Coincident_unreconciled | 2026 | POE50 | Operational-demand | -11.006 | NA
QLD | QMRN | Moranbah 66 | Energy Queensland | Shoulder | Non-coincident | 2026 | POE90 | Operational-demand | -36.93 | NA
QLD | QMRN | Moranbah 66 | Energy Queensland | Shoulder | Non-coincident | 2026 | POE50 | Operational-demand | -32.5602 | 107.2591
QLD | QMRN | Moranbah 66 | Energy Queensland | Shoulder | Coincident_unreconciled | 2027 | POE90 | Operational-demand | -15.1581 | NA
QLD | QMRN | Moranbah 66 | Energy Queensland | Shoulder | Coincident_unreconciled | 2027 | POE50 | Operational-demand | -11.3054 | NA
QLD | QMRN | Moranbah 66 | Energy Queensland | Shoulder | Non-coincident | 2027 | POE90 | Operational-demand | -36.8064 | NA
QLD | QMRN | Moranbah 66 | Energy Queensland | Shoulder | Non-coincident | 2027 | POE50 | Operational-demand | -32.4295 | 107.6543
QLD | QMRN | Moranbah 66 | Energy Queensland | Shoulder | Coincident_unreconciled | 2028 | POE90 | Operational-demand | -15.4154 | NA
QLD | QMRN | Moranbah 66 | Energy Queensland | Shoulder | Coincident_unreconciled | 2028 | POE50 | Operational-demand | -11.6055 | NA
QLD | QMRN | Moranbah 66 | Energy Queensland | Shoulder | Non-coincident | 2028 | POE90 | Operational-demand | -36.6825 | NA
QLD | QMRN | Moranbah 66 | Energy Queensland | Shoulder | Non-coincident | 2028 | POE50 | Operational-demand | -32.2987 | 108.0496
QLD | QMRN | Moranbah 66 | Energy Queensland | Shoulder | Coincident_unreconciled | 2029 | POE90 | Operational-demand | -15.7473 | NA
QLD | QMRN | Moranbah 66 | Energy Queensland | Shoulder | Coincident_unreconciled | 2029 | POE50 | Operational-demand | -11.9927 | NA
QLD | QMRN | Moranbah 66 | Energy Queensland | Shoulder | Non-coincident | 2029 | POE90 | Operational-demand | -36.5225 | NA
QLD | QMRN | Moranbah 66 | Energy Queensland | Shoulder | Non-coincident | 2029 | POE50 | Operational-demand | -32.1298 | 108.5602
QLD | QMRN | Moranbah 66 | Energy Queensland | Shoulder | Coincident_unreconciled | 2030 | POE90 | Operational-demand | -16.0592 | NA
QLD | QMRN | Moranbah 66 | Energy Queensland | Shoulder | Coincident_unreconciled | 2030 | POE50 | Operational-demand | -12.3563 | NA
QLD | QMRN | Moranbah 66 | Energy Queensland | Shoulder | Non-coincident | 2030 | POE90 | Operational-demand | -36.3721 | NA
QLD | QMRN | Moranbah 66 | Energy Queensland | Shoulder | Non-coincident | 2030 | POE50 | Operational-demand | -31.9713 | 109.0381
QLD | QMRN | Moranbah 66 | Energy Queensland | Summer | Coincident | 2017 | ACTUAL_OPG | Operational-demand | -2.7032 | 53.7777
QLD | QMRN | Moranbah 66 | Energy Queensland | Summer | Coincident | 2017 | ACTUAL_RAW | Operational-demand | -2.7032 | 53.7777
QLD | QMRN | Moranbah 66 | Energy Queensland | Summer | Non-coincident | 2017 | ACTUAL_RAW | Operational-demand | -38.4252 | 81.629
QLD | QMRN | Moranbah 66 | Energy Queensland | Summer | Non-coincident | 2017 | ACTUAL_OPG | Operational-demand | -38.4252 | 81.629
QLD | QMRN | Moranbah 66 | Energy Queensland | Summer | Non-coincident | 2017 | ACTUAL_ADJUSTEDOPG | Operational-demand | -38.4252 | 81.629
QLD | QMRN | Moranbah 66 | Energy Queensland | Summer | Coincident | 2018 | ACTUAL_OPG | Operational-demand | 8.88 | 5.3173
QLD | QMRN | Moranbah 66 | Energy Queensland | Summer | Coincident | 2018 | ACTUAL_RAW | Operational-demand | 8.88 | 5.3173
QLD | QMRN | Moranbah 66 | Energy Queensland | Summer | Non-coincident | 2018 | ACTUAL_RAW | Operational-demand | -34.6737 | 66.1305
QLD | QMRN | Moranbah 66 | Energy Queensland | Summer | Non-coincident | 2018 | ACTUAL_OPG | Operational-demand | -34.6737 | 66.1305
QLD | QMRN | Moranbah 66 | Energy Queensland | Summer | Non-coincident | 2018 | ACTUAL_ADJUSTEDOPG | Operational-demand | -34.6737 | 66.1305
QLD | QMRN | Moranbah 66 | Energy Queensland | Summer | Coincident | 2019 | ACTUAL_OPG | Operational-demand | -15.0495 | 22.9964
QLD | QMRN | Moranbah 66 | Energy Queensland | Summer | Coincident | 2019 | ACTUAL_RAW | Operational-demand | -15.0495 | 22.9964
QLD | QMRN | Moranbah 66 | Energy Queensland | Summer | Non-coincident | 2019 | ACTUAL_RAW | Operational-demand | -25.4556 | 93.2007
QLD | QMRN | Moranbah 66 | Energy Queensland | Summer | Non-coincident | 2019 | ACTUAL_OPG | Operational-demand | -25.4556 | 93.2007
QLD | QMRN | Moranbah 66 | Energy Queensland | Summer | Non-coincident | 2019 | ACTUAL_ADJUSTEDOPG | Operational-demand | -25.4556 | 93.2007
QLD | QMRN | Moranbah 66 | Energy Queensland | Summer | Non-coincident | 2019 | BASEYEARPOE90 | Operational-demand | -21.2167 | NA
QLD | QMRN | Moranbah 66 | Energy Queensland | Summer | Non-coincident | 2019 | BASEYEARPOE50 | Operational-demand | -16.1197 | 39.0186
QLD | QMRN | Moranbah 66 | Energy Queensland | Summer | Coincident | 2020 | ACTUAL_OPG | Operational-demand | 30.2343 | 25.218
QLD | QMRN | Moranbah 66 | Energy Queensland | Summer | Coincident | 2020 | ACTUAL_RAW | Operational-demand | 30.2343 | 25.218
QLD | QMRN | Moranbah 66 | Energy Queensland | Summer | Non-coincident | 2020 | ACTUAL_RAW | Operational-demand | -33.3794 | 84.8865
QLD | QMRN | Moranbah 66 | Energy Queensland | Summer | Non-coincident | 2020 | ACTUAL_OPG | Operational-demand | -33.3794 | 84.8865
QLD | QMRN | Moranbah 66 | Energy Queensland | Summer | Non-coincident | 2020 | ACTUAL_ADJUSTEDOPG | Operational-demand | -33.3794 | 84.8865
QLD | QMRN | Moranbah 66 | Energy Queensland | Summer | Coincident_unreconciled | 2021 | POE90 | Operational-demand | -14.04 | NA
QLD | QMRN | Moranbah 66 | Energy Queensland | Summer | Coincident_unreconciled | 2021 | POE50 | Operational-demand | -10 | NA
QLD | QMRN | Moranbah 66 | Energy Queensland | Summer | Non-coincident | 2021 | POE90 | Operational-demand | -37.345 | NA
QLD | QMRN | Moranbah 66 | Energy Queensland | Summer | Non-coincident | 2021 | POE50 | Operational-demand | -33 | 89.0727
QLD | QMRN | Moranbah 66 | Energy Queensland | Summer | Coincident_unreconciled | 2022 | POE90 | Operational-demand | -14.0665 | NA
QLD | QMRN | Moranbah 66 | Energy Queensland | Summer | Coincident_unreconciled | 2022 | POE50 | Operational-demand | -10.0305 | NA
QLD | QMRN | Moranbah 66 | Energy Queensland | Summer | Non-coincident | 2022 | POE90 | Operational-demand | -37.3333 | NA
QLD | QMRN | Moranbah 66 | Energy Queensland | Summer | Non-coincident | 2022 | POE50 | Operational-demand | -32.9857 | 96.1025
QLD | QMRN | Moranbah 66 | Energy Queensland | Summer | Coincident_unreconciled | 2023 | POE90 | Operational-demand | -14.3182 | NA
QLD | QMRN | Moranbah 66 | Energy Queensland | Summer | Coincident_unreconciled | 2023 | POE50 | Operational-demand | -10.3198 | NA
QLD | QMRN | Moranbah 66 | Energy Queensland | Summer | Non-coincident | 2023 | POE90 | Operational-demand | -37.2222 | NA
QLD | QMRN | Moranbah 66 | Energy Queensland | Summer | Non-coincident | 2023 | POE50 | Operational-demand | -32.8501 | 103.3867
QLD | QMRN | Moranbah 66 | Energy Queensland | Summer | Coincident_unreconciled | 2024 | POE90 | Operational-demand | -14.5436 | NA
QLD | QMRN | Moranbah 66 | Energy Queensland | Summer | Coincident_unreconciled | 2024 | POE50 | Operational-demand | -10.5788 | NA
QLD | QMRN | Moranbah 66 | Energy Queensland | Summer | Non-coincident | 2024 | POE90 | Operational-demand | -37.1227 | NA
QLD | QMRN | Moranbah 66 | Energy Queensland | Summer | Non-coincident | 2024 | POE50 | Operational-demand | -32.7287 | 103.6408
QLD | QMRN | Moranbah 66 | Energy Queensland | Summer | Coincident_unreconciled | 2025 | POE90 | Operational-demand | -14.7958 | NA
QLD | QMRN | Moranbah 66 | Energy Queensland | Summer | Coincident_unreconciled | 2025 | POE50 | Operational-demand | -10.8687 | NA
QLD | QMRN | Moranbah 66 | Energy Queensland | Summer | Non-coincident | 2025 | POE90 | Operational-demand | -37.0114 | NA
QLD | QMRN | Moranbah 66 | Energy Queensland | Summer | Non-coincident | 2025 | POE50 | Operational-demand | -32.5929 | 103.9248
QLD | QMRN | Moranbah 66 | Energy Queensland | Summer | Coincident_unreconciled | 2026 | POE90 | Operational-demand | -15.1147 | NA
QLD | QMRN | Moranbah 66 | Energy Queensland | Summer | Coincident_unreconciled | 2026 | POE50 | Operational-demand | -11.2352 | NA
QLD | QMRN | Moranbah 66 | Energy Queensland | Summer | Non-coincident | 2026 | POE90 | Operational-demand | -36.8707 | NA
QLD | QMRN | Moranbah 66 | Energy Queensland | Summer | Non-coincident | 2026 | POE50 | Operational-demand | -32.4213 | 104.2834
QLD | QMRN | Moranbah 66 | Energy Queensland | Summer | Coincident_unreconciled | 2027 | POE90 | Operational-demand | -15.4344 | NA
QLD | QMRN | Moranbah 66 | Energy Queensland | Summer | Coincident_unreconciled | 2027 | POE50 | Operational-demand | -11.6023 | NA
QLD | QMRN | Moranbah 66 | Energy Queensland | Summer | Non-coincident | 2027 | POE90 | Operational-demand | -36.7297 | NA
QLD | QMRN | Moranbah 66 | Energy Queensland | Summer | Non-coincident | 2027 | POE50 | Operational-demand | -32.2493 | 104.642
QLD | QMRN | Moranbah 66 | Energy Queensland | Summer | Coincident_unreconciled | 2028 | POE90 | Operational-demand | -15.7546 | NA
QLD | QMRN | Moranbah 66 | Energy Queensland | Summer | Coincident_unreconciled | 2028 | POE50 | Operational-demand | -11.9701 | NA
QLD | QMRN | Moranbah 66 | Energy Queensland | Summer | Non-coincident | 2028 | POE90 | Operational-demand | -36.5885 | NA
QLD | QMRN | Moranbah 66 | Energy Queensland | Summer | Non-coincident | 2028 | POE50 | Operational-demand | -32.0772 | 105.0007
QLD | QMRN | Moranbah 66 | Energy Queensland | Summer | Coincident_unreconciled | 2029 | POE90 | Operational-demand | -16.168 | NA
QLD | QMRN | Moranbah 66 | Energy Queensland | Summer | Coincident_unreconciled | 2029 | POE50 | Operational-demand | -12.4449 | NA
QLD | QMRN | Moranbah 66 | Energy Queensland | Summer | Non-coincident | 2029 | POE90 | Operational-demand | -36.4062 | NA
QLD | QMRN | Moranbah 66 | Energy Queensland | Summer | Non-coincident | 2029 | POE50 | Operational-demand | -31.8549 | 105.4642
QLD | QMRN | Moranbah 66 | Energy Queensland | Summer | Coincident_unreconciled | 2030 | POE90 | Operational-demand | -16.5561 | NA
QLD | QMRN | Moranbah 66 | Energy Queensland | Summer | Coincident_unreconciled | 2030 | POE50 | Operational-demand | -12.8904 | NA
QLD | QMRN | Moranbah 66 | Energy Queensland | Summer | Non-coincident | 2030 | POE90 | Operational-demand | -36.2351 | NA
QLD | QMRN | Moranbah 66 | Energy Queensland | Summer | Non-coincident | 2030 | POE50 | Operational-demand | -31.6465 | 105.8979
QLD | QMRN | Moranbah 66 | Energy Queensland | Winter | Coincident | 2016 | ACTUAL_OPG | Operational-demand | 20.4875 | 29.2047
QLD | QMRN | Moranbah 66 | Energy Queensland | Winter | Coincident | 2016 | ACTUAL_RAW | Operational-demand | 20.4875 | 29.2047
QLD | QMRN | Moranbah 66 | Energy Queensland | Winter | Non-coincident | 2016 | ACTUAL_RAW | Operational-demand | -16.3116 | 72.3334
QLD | QMRN | Moranbah 66 | Energy Queensland | Winter | Non-coincident | 2016 | ACTUAL_OPG | Operational-demand | -16.3116 | 72.3334
QLD | QMRN | Moranbah 66 | Energy Queensland | Winter | Non-coincident | 2016 | ACTUAL_ADJUSTEDOPG | Operational-demand | -16.3116 | 72.3334
QLD | QMRN | Moranbah 66 | Energy Queensland | Winter | Coincident | 2017 | ACTUAL_OPG | Operational-demand | 12.4755 | 11.4514
QLD | QMRN | Moranbah 66 | Energy Queensland | Winter | Coincident | 2017 | ACTUAL_RAW | Operational-demand | 12.4755 | 11.4514
QLD | QMRN | Moranbah 66 | Energy Queensland | Winter | Non-coincident | 2017 | ACTUAL_RAW | Operational-demand | -29.8962 | 56.8903
QLD | QMRN | Moranbah 66 | Energy Queensland | Winter | Non-coincident | 2017 | ACTUAL_OPG | Operational-demand | -29.8962 | 56.8903
QLD | QMRN | Moranbah 66 | Energy Queensland | Winter | Non-coincident | 2017 | ACTUAL_ADJUSTEDOPG | Operational-demand | -29.8962 | 56.8903
QLD | QMRN | Moranbah 66 | Energy Queensland | Winter | Coincident | 2018 | ACTUAL_OPG | Operational-demand | 22.0792 | 10.3636
QLD | QMRN | Moranbah 66 | Energy Queensland | Winter | Coincident | 2018 | ACTUAL_RAW | Operational-demand | 22.0792 | 10.3636
QLD | QMRN | Moranbah 66 | Energy Queensland | Winter | Non-coincident | 2018 | ACTUAL_RAW | Operational-demand | -24.1254 | 83.736
QLD | QMRN | Moranbah 66 | Energy Queensland | Winter | Non-coincident | 2018 | ACTUAL_OPG | Operational-demand | -24.1254 | 83.736
QLD | QMRN | Moranbah 66 | Energy Queensland | Winter | Non-coincident | 2018 | ACTUAL_ADJUSTEDOPG | Operational-demand | -24.1254 | 83.736
QLD | QMRN | Moranbah 66 | Energy Queensland | Winter | Coincident | 2019 | ACTUAL_OPG | Operational-demand | -4.1441 | -11.4534
QLD | QMRN | Moranbah 66 | Energy Queensland | Winter | Coincident | 2019 | ACTUAL_RAW | Operational-demand | -4.1441 | -11.4534
QLD | QMRN | Moranbah 66 | Energy Queensland | Winter | Non-coincident | 2019 | ACTUAL_RAW | Operational-demand | -25.0193 | 79.3202
QLD | QMRN | Moranbah 66 | Energy Queensland | Winter | Non-coincident | 2019 | ACTUAL_OPG | Operational-demand | -25.0193 | 79.3202
QLD | QMRN | Moranbah 66 | Energy Queensland | Winter | Non-coincident | 2019 | ACTUAL_ADJUSTEDOPG | Operational-demand | -25.0193 | 79.3202
QLD | QMRN | Moranbah 66 | Energy Queensland | Winter | Non-coincident | 2019 | BASEYEARPOE90 | Operational-demand | -38.6506 | NA
QLD | QMRN | Moranbah 66 | Energy Queensland | Winter | Non-coincident | 2019 | BASEYEARPOE50 | Operational-demand | -32.8607 | 28.9189
QLD | QMRN | Moranbah 66 | Energy Queensland | Winter | Coincident_unreconciled | 2020 | POE90 | Operational-demand | -10.04 | NA
QLD | QMRN | Moranbah 66 | Energy Queensland | Winter | Coincident_unreconciled | 2020 | POE50 | Operational-demand | -5 | NA
QLD | QMRN | Moranbah 66 | Energy Queensland | Winter | Non-coincident | 2020 | POE90 | Operational-demand | -37.345 | NA
QLD | QMRN | Moranbah 66 | Energy Queensland | Winter | Non-coincident | 2020 | POE50 | Operational-demand | -33 | 82.8282
QLD | QMRN | Moranbah 66 | Energy Queensland | Winter | Coincident_unreconciled | 2021 | POE90 | Operational-demand | -10.0299 | NA
QLD | QMRN | Moranbah 66 | Energy Queensland | Winter | Coincident_unreconciled | 2021 | POE50 | Operational-demand | -4.9695 | NA
QLD | QMRN | Moranbah 66 | Energy Queensland | Winter | Non-coincident | 2021 | POE90 | Operational-demand | -37.3502 | NA
QLD | QMRN | Moranbah 66 | Energy Queensland | Winter | Non-coincident | 2021 | POE50 | Operational-demand | -33.0158 | 82.6661
QLD | QMRN | Moranbah 66 | Energy Queensland | Winter | Coincident_unreconciled | 2022 | POE90 | Operational-demand | -10.0432 | NA
QLD | QMRN | Moranbah 66 | Energy Queensland | Winter | Coincident_unreconciled | 2022 | POE50 | Operational-demand | -5.0093 | NA
QLD | QMRN | Moranbah 66 | Energy Queensland | Winter | Non-coincident | 2022 | POE90 | Operational-demand | -37.3434 | NA
QLD | QMRN | Moranbah 66 | Energy Queensland | Winter | Non-coincident | 2022 | POE50 | Operational-demand | -32.9952 | 89.8768
QLD | QMRN | Moranbah 66 | Energy Queensland | Winter | Coincident_unreconciled | 2023 | POE90 | Operational-demand | -10.0666 | NA
QLD | QMRN | Moranbah 66 | Energy Queensland | Winter | Coincident_unreconciled | 2023 | POE50 | Operational-demand | -5.0796 | NA
QLD | QMRN | Moranbah 66 | Energy Queensland | Winter | Non-coincident | 2023 | POE90 | Operational-demand | -37.3312 | NA
QLD | QMRN | Moranbah 66 | Energy Queensland | Winter | Non-coincident | 2023 | POE50 | Operational-demand | -32.9588 | 97.2495
QLD | QMRN | Moranbah 66 | Energy Queensland | Winter | Coincident_unreconciled | 2024 | POE90 | Operational-demand | -10.0804 | NA
QLD | QMRN | Moranbah 66 | Energy Queensland | Winter | Coincident_unreconciled | 2024 | POE50 | Operational-demand | -5.1198 | NA
QLD | QMRN | Moranbah 66 | Energy Queensland | Winter | Non-coincident | 2024 | POE90 | Operational-demand | -37.3241 | NA
QLD | QMRN | Moranbah 66 | Energy Queensland | Winter | Non-coincident | 2024 | POE50 | Operational-demand | -32.9379 | 97.4601
QLD | QMRN | Moranbah 66 | Energy Queensland | Winter | Coincident_unreconciled | 2025 | POE90 | Operational-demand | -10.1057 | NA
QLD | QMRN | Moranbah 66 | Energy Queensland | Winter | Coincident_unreconciled | 2025 | POE50 | Operational-demand | -5.194 | NA
QLD | QMRN | Moranbah 66 | Energy Queensland | Winter | Non-coincident | 2025 | POE90 | Operational-demand | -37.311 | NA
QLD | QMRN | Moranbah 66 | Energy Queensland | Winter | Non-coincident | 2025 | POE50 | Operational-demand | -32.8995 | 97.849
QLD | QMRN | Moranbah 66 | Energy Queensland | Winter | Coincident_unreconciled | 2026 | POE90 | Operational-demand | -10.1316 | NA
QLD | QMRN | Moranbah 66 | Energy Queensland | Winter | Coincident_unreconciled | 2026 | POE50 | Operational-demand | -5.2689 | NA
QLD | QMRN | Moranbah 66 | Energy Queensland | Winter | Non-coincident | 2026 | POE90 | Operational-demand | -37.2976 | NA
QLD | QMRN | Moranbah 66 | Energy Queensland | Winter | Non-coincident | 2026 | POE50 | Operational-demand | -32.8607 | 98.2382
QLD | QMRN | Moranbah 66 | Energy Queensland | Winter | Coincident_unreconciled | 2027 | POE90 | Operational-demand | -10.1585 | NA
QLD | QMRN | Moranbah 66 | Energy Queensland | Winter | Coincident_unreconciled | 2027 | POE50 | Operational-demand | -5.3447 | NA
QLD | QMRN | Moranbah 66 | Energy Queensland | Winter | Non-coincident | 2027 | POE90 | Operational-demand | -37.2836 | NA
QLD | QMRN | Moranbah 66 | Energy Queensland | Winter | Non-coincident | 2027 | POE50 | Operational-demand | -32.8215 | 98.6278
QLD | QMRN | Moranbah 66 | Energy Queensland | Winter | Coincident_unreconciled | 2028 | POE90 | Operational-demand | -10.187 | NA
QLD | QMRN | Moranbah 66 | Energy Queensland | Winter | Coincident_unreconciled | 2028 | POE50 | Operational-demand | -5.4242 | NA
QLD | QMRN | Moranbah 66 | Energy Queensland | Winter | Non-coincident | 2028 | POE90 | Operational-demand | -37.2689 | NA
QLD | QMRN | Moranbah 66 | Energy Queensland | Winter | Non-coincident | 2028 | POE50 | Operational-demand | -32.7803 | 99.0341
QLD | QMRN | Moranbah 66 | Energy Queensland | Winter | Coincident_unreconciled | 2029 | POE90 | Operational-demand | -10.2265 | NA
QLD | QMRN | Moranbah 66 | Energy Queensland | Winter | Coincident_unreconciled | 2029 | POE50 | Operational-demand | -5.535 | NA
QLD | QMRN | Moranbah 66 | Energy Queensland | Winter | Non-coincident | 2029 | POE90 | Operational-demand | -37.2484 | NA
QLD | QMRN | Moranbah 66 | Energy Queensland | Winter | Non-coincident | 2029 | POE50 | Operational-demand | -32.7229 | 99.6031
QLD | QMRN | Moranbah 66 | Energy Queensland | Shoulder | Non-coincident | 2019 | BASEYEARPOE10 | Operational-demand | NA | 47.5314
QLD | QMRN | Moranbah 66 | Energy Queensland | Shoulder | Coincident | 2021 | POE10 | Operational-demand | NA | 24.5966
QLD | QMRN | Moranbah 66 | Energy Queensland | Shoulder | Coincident | 2021 | POE50 | Operational-demand | NA | 23.8316
QLD | QMRN | Moranbah 66 | Energy Queensland | Shoulder | Non-coincident | 2021 | POE10 | Operational-demand | NA | 93.9557
QLD | QMRN | Moranbah 66 | Energy Queensland | Shoulder | Coincident | 2022 | POE10 | Operational-demand | NA | 26.4605
QLD | QMRN | Moranbah 66 | Energy Queensland | Shoulder | Coincident | 2022 | POE50 | Operational-demand | NA | 25.6952
QLD | QMRN | Moranbah 66 | Energy Queensland | Shoulder | Non-coincident | 2022 | POE10 | Operational-demand | NA | 100.9897
QLD | QMRN | Moranbah 66 | Energy Queensland | Shoulder | Coincident | 2023 | POE10 | Operational-demand | NA | 28.4008
QLD | QMRN | Moranbah 66 | Energy Queensland | Shoulder | Coincident | 2023 | POE50 | Operational-demand | NA | 27.6322
QLD | QMRN | Moranbah 66 | Energy Queensland | Shoulder | Non-coincident | 2023 | POE10 | Operational-demand | NA | 108.3129
QLD | QMRN | Moranbah 66 | Energy Queensland | Shoulder | Coincident | 2024 | POE10 | Operational-demand | NA | 28.4772
QLD | QMRN | Moranbah 66 | Energy Queensland | Shoulder | Coincident | 2024 | POE50 | Operational-demand | NA | 27.7056
QLD | QMRN | Moranbah 66 | Energy Queensland | Shoulder | Non-coincident | 2024 | POE10 | Operational-demand | NA | 108.6021
QLD | QMRN | Moranbah 66 | Energy Queensland | Shoulder | Coincident | 2025 | POE10 | Operational-demand | NA | 28.5627
QLD | QMRN | Moranbah 66 | Energy Queensland | Shoulder | Coincident | 2025 | POE50 | Operational-demand | NA | 27.7877
QLD | QMRN | Moranbah 66 | Energy Queensland | Shoulder | Non-coincident | 2025 | POE10 | Operational-demand | NA | 108.9252
QLD | QMRN | Moranbah 66 | Energy Queensland | Shoulder | Coincident | 2026 | POE10 | Operational-demand | NA | 28.6706
QLD | QMRN | Moranbah 66 | Energy Queensland | Shoulder | Coincident | 2026 | POE50 | Operational-demand | NA | 27.8915
QLD | QMRN | Moranbah 66 | Energy Queensland | Shoulder | Non-coincident | 2026 | POE10 | Operational-demand | NA | 109.3334
QLD | QMRN | Moranbah 66 | Energy Queensland | Shoulder | Coincident | 2027 | POE10 | Operational-demand | NA | 28.7786
QLD | QMRN | Moranbah 66 | Energy Queensland | Shoulder | Coincident | 2027 | POE50 | Operational-demand | NA | 27.9953
QLD | QMRN | Moranbah 66 | Energy Queensland | Shoulder | Non-coincident | 2027 | POE10 | Operational-demand | NA | 109.7415
QLD | QMRN | Moranbah 66 | Energy Queensland | Shoulder | Coincident | 2028 | POE10 | Operational-demand | NA | 28.8866
QLD | QMRN | Moranbah 66 | Energy Queensland | Shoulder | Coincident | 2028 | POE50 | Operational-demand | NA | 28.0992
QLD | QMRN | Moranbah 66 | Energy Queensland | Shoulder | Non-coincident | 2028 | POE10 | Operational-demand | NA | 110.1497
QLD | QMRN | Moranbah 66 | Energy Queensland | Shoulder | Coincident | 2029 | POE10 | Operational-demand | NA | 29.0262
QLD | QMRN | Moranbah 66 | Energy Queensland | Shoulder | Coincident | 2029 | POE50 | Operational-demand | NA | 28.2333
QLD | QMRN | Moranbah 66 | Energy Queensland | Shoulder | Non-coincident | 2029 | POE10 | Operational-demand | NA | 110.6771
QLD | QMRN | Moranbah 66 | Energy Queensland | Shoulder | Coincident | 2030 | POE10 | Operational-demand | NA | 29.1568
QLD | QMRN | Moranbah 66 | Energy Queensland | Shoulder | Coincident | 2030 | POE50 | Operational-demand | NA | 28.3589
QLD | QMRN | Moranbah 66 | Energy Queensland | Shoulder | Non-coincident | 2030 | POE10 | Operational-demand | NA | 111.1706
QLD | QMRN | Moranbah 66 | Energy Queensland | Summer | Non-coincident | 2019 | BASEYEARPOE10 | Operational-demand | NA | 42.6433
QLD | QMRN | Moranbah 66 | Energy Queensland | Summer | Coincident | 2021 | POE10 | Operational-demand | NA | 20.9961
QLD | QMRN | Moranbah 66 | Energy Queensland | Summer | Coincident | 2021 | POE50 | Operational-demand | NA | 20.4043
QLD | QMRN | Moranbah 66 | Energy Queensland | Summer | Non-coincident | 2021 | POE10 | Operational-demand | NA | 90.5402
QLD | QMRN | Moranbah 66 | Energy Queensland | Summer | Coincident | 2022 | POE10 | Operational-demand | NA | 22.6472
QLD | QMRN | Moranbah 66 | Energy Queensland | Summer | Coincident | 2022 | POE50 | Operational-demand | NA | 22.0552
QLD | QMRN | Moranbah 66 | Energy Queensland | Summer | Non-coincident | 2022 | POE10 | Operational-demand | NA | 97.571
QLD | QMRN | Moranbah 66 | Energy Queensland | Summer | Coincident | 2023 | POE10 | Operational-demand | NA | 24.3615
QLD | QMRN | Moranbah 66 | Energy Queensland | Summer | Coincident | 2023 | POE50 | Operational-demand | NA | 23.7664
QLD | QMRN | Moranbah 66 | Energy Queensland | Summer | Non-coincident | 2023 | POE10 | Operational-demand | NA | 104.8637
QLD | QMRN | Moranbah 66 | Energy Queensland | Summer | Coincident | 2024 | POE10 | Operational-demand | NA | 24.4245
QLD | QMRN | Moranbah 66 | Energy Queensland | Summer | Coincident | 2024 | POE50 | Operational-demand | NA | 23.8268
QLD | QMRN | Moranbah 66 | Energy Queensland | Summer | Non-coincident | 2024 | POE10 | Operational-demand | NA | 105.1256
QLD | QMRN | Moranbah 66 | Energy Queensland | Summer | Coincident | 2025 | POE10 | Operational-demand | NA | 24.4949
QLD | QMRN | Moranbah 66 | Energy Queensland | Summer | Coincident | 2025 | POE50 | Operational-demand | NA | 23.8943
QLD | QMRN | Moranbah 66 | Energy Queensland | Summer | Non-coincident | 2025 | POE10 | Operational-demand | NA | 105.4181
QLD | QMRN | Moranbah 66 | Energy Queensland | Summer | Coincident | 2026 | POE10 | Operational-demand | NA | 24.5839
QLD | QMRN | Moranbah 66 | Energy Queensland | Summer | Coincident | 2026 | POE50 | Operational-demand | NA | 23.9796
QLD | QMRN | Moranbah 66 | Energy Queensland | Summer | Non-coincident | 2026 | POE10 | Operational-demand | NA | 105.7877
QLD | QMRN | Moranbah 66 | Energy Queensland | Summer | Coincident | 2027 | POE10 | Operational-demand | NA | 24.673
QLD | QMRN | Moranbah 66 | Energy Queensland | Summer | Coincident | 2027 | POE50 | Operational-demand | NA | 24.0649
QLD | QMRN | Moranbah 66 | Energy Queensland | Summer | Non-coincident | 2027 | POE10 | Operational-demand | NA | 106.1572
QLD | QMRN | Moranbah 66 | Energy Queensland | Summer | Coincident | 2028 | POE10 | Operational-demand | NA | 24.762
QLD | QMRN | Moranbah 66 | Energy Queensland | Summer | Coincident | 2028 | POE50 | Operational-demand | NA | 24.1503
QLD | QMRN | Moranbah 66 | Energy Queensland | Summer | Non-coincident | 2028 | POE10 | Operational-demand | NA | 106.5268
QLD | QMRN | Moranbah 66 | Energy Queensland | Summer | Coincident | 2029 | POE10 | Operational-demand | NA | 24.8771
QLD | QMRN | Moranbah 66 | Energy Queensland | Summer | Coincident | 2029 | POE50 | Operational-demand | NA | 24.2606
QLD | QMRN | Moranbah 66 | Energy Queensland | Summer | Non-coincident | 2029 | POE10 | Operational-demand | NA | 107.0044
QLD | QMRN | Moranbah 66 | Energy Queensland | Summer | Coincident | 2030 | POE10 | Operational-demand | NA | 24.9849
QLD | QMRN | Moranbah 66 | Energy Queensland | Summer | Coincident | 2030 | POE50 | Operational-demand | NA | 24.3638
QLD | QMRN | Moranbah 66 | Energy Queensland | Summer | Non-coincident | 2030 | POE10 | Operational-demand | NA | 107.4512
QLD | QMRN | Moranbah 66 | Energy Queensland | Winter | Non-coincident | 2019 | BASEYEARPOE10 | Operational-demand | NA | 31.1275
QLD | QMRN | Moranbah 66 | Energy Queensland | Winter | Coincident | 2020 | POE10 | Operational-demand | NA | 2.6914
QLD | QMRN | Moranbah 66 | Energy Queensland | Winter | Coincident | 2020 | POE50 | Operational-demand | NA | 2.6247
QLD | QMRN | Moranbah 66 | Energy Queensland | Winter | Non-coincident | 2020 | POE10 | Operational-demand | NA | 84.9317
QLD | QMRN | Moranbah 66 | Energy Queensland | Winter | Coincident | 2021 | POE10 | Operational-demand | NA | 2.6861
QLD | QMRN | Moranbah 66 | Energy Queensland | Winter | Coincident | 2021 | POE50 | Operational-demand | NA | 2.6196
QLD | QMRN | Moranbah 66 | Energy Queensland | Winter | Non-coincident | 2021 | POE10 | Operational-demand | NA | 84.764
QLD | QMRN | Moranbah 66 | Energy Queensland | Winter | Coincident | 2022 | POE10 | Operational-demand | NA | 2.9148
QLD | QMRN | Moranbah 66 | Energy Queensland | Winter | Coincident | 2022 | POE50 | Operational-demand | NA | 2.8481
QLD | QMRN | Moranbah 66 | Energy Queensland | Winter | Non-coincident | 2022 | POE10 | Operational-demand | NA | 91.982
QLD | QMRN | Moranbah 66 | Energy Queensland | Winter | Coincident | 2023 | POE10 | Operational-demand | NA | 3.1488
QLD | QMRN | Moranbah 66 | Energy Queensland | Winter | Coincident | 2023 | POE50 | Operational-demand | NA | 3.0817
QLD | QMRN | Moranbah 66 | Energy Queensland | Winter | Non-coincident | 2023 | POE10 | Operational-demand | NA | 99.3677
QLD | QMRN | Moranbah 66 | Energy Queensland | Winter | Coincident | 2024 | POE10 | Operational-demand | NA | 3.1557
QLD | QMRN | Moranbah 66 | Energy Queensland | Winter | Coincident | 2024 | POE50 | Operational-demand | NA | 3.0884
QLD | QMRN | Moranbah 66 | Energy Queensland | Winter | Non-coincident | 2024 | POE10 | Operational-demand | NA | 99.5856
QLD | QMRN | Moranbah 66 | Energy Queensland | Winter | Coincident | 2025 | POE10 | Operational-demand | NA | 3.1685
QLD | QMRN | Moranbah 66 | Energy Queensland | Winter | Coincident | 2025 | POE50 | Operational-demand | NA | 3.1007
QLD | QMRN | Moranbah 66 | Energy Queensland | Winter | Non-coincident | 2025 | POE10 | Operational-demand | NA | 99.988
QLD | QMRN | Moranbah 66 | Energy Queensland | Winter | Coincident | 2026 | POE10 | Operational-demand | NA | 3.1812
QLD | QMRN | Moranbah 66 | Energy Queensland | Winter | Coincident | 2026 | POE50 | Operational-demand | NA | 3.113
QLD | QMRN | Moranbah 66 | Energy Queensland | Winter | Non-coincident | 2026 | POE10 | Operational-demand | NA | 100.3906
QLD | QMRN | Moranbah 66 | Energy Queensland | Winter | Coincident | 2027 | POE10 | Operational-demand | NA | 3.194
QLD | QMRN | Moranbah 66 | Energy Queensland | Winter | Coincident | 2027 | POE50 | Operational-demand | NA | 3.1254
QLD | QMRN | Moranbah 66 | Energy Queensland | Winter | Non-coincident | 2027 | POE10 | Operational-demand | NA | 100.7937
QLD | QMRN | Moranbah 66 | Energy Queensland | Winter | Coincident | 2028 | POE10 | Operational-demand | NA | 3.2073
QLD | QMRN | Moranbah 66 | Energy Queensland | Winter | Coincident | 2028 | POE50 | Operational-demand | NA | 3.1383
QLD | QMRN | Moranbah 66 | Energy Queensland | Winter | Non-coincident | 2028 | POE10 | Operational-demand | NA | 101.2142
QLD | QMRN | Moranbah 66 | Energy Queensland | Winter | Coincident | 2029 | POE10 | Operational-demand | NA | 3.226
QLD | QMRN | Moranbah 66 | Energy Queensland | Winter | Coincident | 2029 | POE50 | Operational-demand | NA | 3.1563
QLD | QMRN | Moranbah 66 | Energy Queensland | Winter | Non-coincident | 2029 | POE10 | Operational-demand | NA | 101.8029
QLD | QNEB | Nebo | Energy Queensland | Shoulder | Coincident | 2017 | ACTUAL_OPG | Operational-demand | 1.054 | 2.1198
QLD | QNEB | Nebo | Energy Queensland | Shoulder | Coincident | 2017 | ACTUAL_RAW | Operational-demand | 1.054 | 2.1198
QLD | QNEB | Nebo | Energy Queensland | Shoulder | Non-coincident | 2017 | ACTUAL_RAW | Operational-demand | 0.43912 | 2.3673
QLD | QNEB | Nebo | Energy Queensland | Shoulder | Non-coincident | 2017 | ACTUAL_OPG | Operational-demand | 0.43912 | 2.3673
QLD | QNEB | Nebo | Energy Queensland | Shoulder | Non-coincident | 2017 | ACTUAL_ADJUSTEDOPG | Operational-demand | 0.43912 | 2.3673
QLD | QNEB | Nebo | Energy Queensland | Shoulder | Coincident | 2018 | ACTUAL_OPG | Operational-demand | 1.1013 | 1.2665
QLD | QNEB | Nebo | Energy Queensland | Shoulder | Coincident | 2018 | ACTUAL_RAW | Operational-demand | 1.1013 | 1.2665
QLD | QNEB | Nebo | Energy Queensland | Shoulder | Non-coincident | 2018 | ACTUAL_RAW | Operational-demand | 0.90213 | 2.4626
QLD | QNEB | Nebo | Energy Queensland | Shoulder | Non-coincident | 2018 | ACTUAL_OPG | Operational-demand | 0.90213 | 2.4626
QLD | QNEB | Nebo | Energy Queensland | Shoulder | Non-coincident | 2018 | ACTUAL_ADJUSTEDOPG | Operational-demand | 0.90213 | 2.4626
QLD | QNEB | Nebo | Energy Queensland | Shoulder | Coincident | 2019 | ACTUAL_OPG | Operational-demand | 1.4353 | 1.5984
QLD | QNEB | Nebo | Energy Queensland | Shoulder | Coincident | 2019 | ACTUAL_RAW | Operational-demand | 1.4353 | 1.5984
QLD | QNEB | Nebo | Energy Queensland | Shoulder | Non-coincident | 2019 | ACTUAL_RAW | Operational-demand | 0.84949 | 2.5047
QLD | QNEB | Nebo | Energy Queensland | Shoulder | Non-coincident | 2019 | ACTUAL_OPG | Operational-demand | 0.84949 | 2.5047
QLD | QNEB | Nebo | Energy Queensland | Shoulder | Non-coincident | 2019 | ACTUAL_ADJUSTEDOPG | Operational-demand | 0.84949 | 2.5047
QLD | QNEB | Nebo | Energy Queensland | Shoulder | Non-coincident | 2019 | BASEYEARPOE90 | Operational-demand | 0.62343 | NA
QLD | QNEB | Nebo | Energy Queensland | Shoulder | Non-coincident | 2019 | BASEYEARPOE50 | Operational-demand | 0.85697 | 2.6037
QLD | QNEB | Nebo | Energy Queensland | Shoulder | Coincident | 2020 | ACTUAL_OPG | Operational-demand | 1.3818 | 2.753
QLD | QNEB | Nebo | Energy Queensland | Shoulder | Coincident | 2020 | ACTUAL_RAW | Operational-demand | 1.3818 | 2.753
QLD | QNEB | Nebo | Energy Queensland | Shoulder | Non-coincident | 2020 | ACTUAL_RAW | Operational-demand | 1.0302 | 2.7601
QLD | QNEB | Nebo | Energy Queensland | Shoulder | Non-coincident | 2020 | ACTUAL_OPG | Operational-demand | 1.0302 | 2.7601
QLD | QNEB | Nebo | Energy Queensland | Shoulder | Non-coincident | 2020 | ACTUAL_ADJUSTEDOPG | Operational-demand | 1.0302 | 2.7601
QLD | QNEB | Nebo | Energy Queensland | Shoulder | Coincident_unreconciled | 2021 | POE50 | Operational-demand | 1.6772 | NA
QLD | QNEB | Nebo | Energy Queensland | Shoulder | Coincident_unreconciled | 2021 | POE90 | Operational-demand | 1.5888 | NA
QLD | QNEB | Nebo | Energy Queensland | Shoulder | Non-coincident | 2021 | POE50 | Operational-demand | 0.80579 | 2.5988
QLD | QNEB | Nebo | Energy Queensland | Shoulder | Non-coincident | 2021 | POE90 | Operational-demand | 0.62132 | NA
QLD | QNEB | Nebo | Energy Queensland | Shoulder | Coincident_unreconciled | 2022 | POE50 | Operational-demand | 1.5717 | NA
QLD | QNEB | Nebo | Energy Queensland | Shoulder | Coincident_unreconciled | 2022 | POE90 | Operational-demand | 1.4833 | NA
QLD | QNEB | Nebo | Energy Queensland | Shoulder | Non-coincident | 2022 | POE50 | Operational-demand | 0.75512 | 2.6009
QLD | QNEB | Nebo | Energy Queensland | Shoulder | Non-coincident | 2022 | POE90 | Operational-demand | 0.6216 | NA
QLD | QNEB | Nebo | Energy Queensland | Shoulder | Coincident_unreconciled | 2023 | POE50 | Operational-demand | 1.5086 | NA
QLD | QNEB | Nebo | Energy Queensland | Shoulder | Coincident_unreconciled | 2023 | POE90 | Operational-demand | 1.4197 | NA
QLD | QNEB | Nebo | Energy Queensland | Shoulder | Non-coincident | 2023 | POE50 | Operational-demand | 0.7248 | 2.614
QLD | QNEB | Nebo | Energy Queensland | Shoulder | Non-coincident | 2023 | POE90 | Operational-demand | 0.62455 | NA
QLD | QNEB | Nebo | Energy Queensland | Shoulder | Coincident_unreconciled | 2024 | POE50 | Operational-demand | 1.4768 | NA
QLD | QNEB | Nebo | Energy Queensland | Shoulder | Coincident_unreconciled | 2024 | POE90 | Operational-demand | 1.3875 | NA
QLD | QNEB | Nebo | Energy Queensland | Shoulder | Non-coincident | 2024 | POE50 | Operational-demand | 0.70952 | 2.6272
QLD | QNEB | Nebo | Energy Queensland | Shoulder | Non-coincident | 2024 | POE90 | Operational-demand | 0.62677 | NA
QLD | QNEB | Nebo | Energy Queensland | Shoulder | Coincident_unreconciled | 2025 | POE50 | Operational-demand | 1.4554 | NA
QLD | QNEB | Nebo | Energy Queensland | Shoulder | Coincident_unreconciled | 2025 | POE90 | Operational-demand | 1.3656 | NA
QLD | QNEB | Nebo | Energy Queensland | Shoulder | Non-coincident | 2025 | POE50 | Operational-demand | 0.69923 | 2.6397
QLD | QNEB | Nebo | Energy Queensland | Shoulder | Non-coincident | 2025 | POE90 | Operational-demand | 0.62791 | NA
QLD | QNEB | Nebo | Energy Queensland | Shoulder | Coincident_unreconciled | 2026 | POE50 | Operational-demand | 1.4418 | NA
QLD | QNEB | Nebo | Energy Queensland | Shoulder | Coincident_unreconciled | 2026 | POE90 | Operational-demand | 1.3515 | NA
QLD | QNEB | Nebo | Energy Queensland | Shoulder | Non-coincident | 2026 | POE50 | Operational-demand | 0.6927 | 2.6518
QLD | QNEB | Nebo | Energy Queensland | Shoulder | Non-coincident | 2026 | POE90 | Operational-demand | 0.62837 | NA
QLD | QNEB | Nebo | Energy Queensland | Shoulder | Coincident_unreconciled | 2027 | POE50 | Operational-demand | 1.4434 | NA
QLD | QNEB | Nebo | Energy Queensland | Shoulder | Coincident_unreconciled | 2027 | POE90 | Operational-demand | 1.3526 | NA
QLD | QNEB | Nebo | Energy Queensland | Shoulder | Non-coincident | 2027 | POE50 | Operational-demand | 0.69348 | 2.6682
QLD | QNEB | Nebo | Energy Queensland | Shoulder | Non-coincident | 2027 | POE90 | Operational-demand | 0.62897 | NA
QLD | QNEB | Nebo | Energy Queensland | Shoulder | Coincident_unreconciled | 2028 | POE50 | Operational-demand | 1.4609 | NA
QLD | QNEB | Nebo | Energy Queensland | Shoulder | Coincident_unreconciled | 2028 | POE90 | Operational-demand | 1.3694 | NA
QLD | QNEB | Nebo | Energy Queensland | Shoulder | Non-coincident | 2028 | POE50 | Operational-demand | 0.70186 | 2.6882
QLD | QNEB | Nebo | Energy Queensland | Shoulder | Non-coincident | 2028 | POE90 | Operational-demand | 0.62962 | NA
QLD | QNEB | Nebo | Energy Queensland | Shoulder | Coincident_unreconciled | 2029 | POE50 | Operational-demand | 1.4839 | NA
QLD | QNEB | Nebo | Energy Queensland | Shoulder | Coincident_unreconciled | 2029 | POE90 | Operational-demand | 1.3918 | NA
QLD | QNEB | Nebo | Energy Queensland | Shoulder | Non-coincident | 2029 | POE50 | Operational-demand | 0.71293 | 2.7109
QLD | QNEB | Nebo | Energy Queensland | Shoulder | Non-coincident | 2029 | POE90 | Operational-demand | 0.6315 | NA
QLD | QNEB | Nebo | Energy Queensland | Shoulder | Coincident_unreconciled | 2030 | POE50 | Operational-demand | 1.5243 | NA
QLD | QNEB | Nebo | Energy Queensland | Shoulder | Coincident_unreconciled | 2030 | POE90 | Operational-demand | 1.4315 | NA
QLD | QNEB | Nebo | Energy Queensland | Shoulder | Non-coincident | 2030 | POE50 | Operational-demand | 0.73235 | 2.7359
QLD | QNEB | Nebo | Energy Queensland | Shoulder | Non-coincident | 2030 | POE90 | Operational-demand | 0.63303 | NA
QLD | QNEB | Nebo | Energy Queensland | Summer | Coincident | 2017 | ACTUAL_OPG | Operational-demand | 1.2008 | 2.256
QLD | QNEB | Nebo | Energy Queensland | Summer | Coincident | 2017 | ACTUAL_RAW | Operational-demand | 1.2008 | 2.256
QLD | QNEB | Nebo | Energy Queensland | Summer | Non-coincident | 2017 | ACTUAL_RAW | Operational-demand | 0.50527 | 3.0883
QLD | QNEB | Nebo | Energy Queensland | Summer | Non-coincident | 2017 | ACTUAL_OPG | Operational-demand | 0.50527 | 3.0883
QLD | QNEB | Nebo | Energy Queensland | Summer | Non-coincident | 2017 | ACTUAL_ADJUSTEDOPG | Operational-demand | 0.50527 | 3.0883
QLD | QNEB | Nebo | Energy Queensland | Summer | Coincident | 2018 | ACTUAL_OPG | Operational-demand | 1.2023 | 2.5359
QLD | QNEB | Nebo | Energy Queensland | Summer | Coincident | 2018 | ACTUAL_RAW | Operational-demand | 1.2023 | 2.5359
QLD | QNEB | Nebo | Energy Queensland | Summer | Non-coincident | 2018 | ACTUAL_RAW | Operational-demand | 0.9651 | 3.1511
QLD | QNEB | Nebo | Energy Queensland | Summer | Non-coincident | 2018 | ACTUAL_OPG | Operational-demand | 0.9651 | 3.1511
QLD | QNEB | Nebo | Energy Queensland | Summer | Non-coincident | 2018 | ACTUAL_ADJUSTEDOPG | Operational-demand | 0.9651 | 3.1511
QLD | QNEB | Nebo | Energy Queensland | Summer | Coincident | 2019 | ACTUAL_OPG | Operational-demand | 1.3536 | 2.623
QLD | QNEB | Nebo | Energy Queensland | Summer | Coincident | 2019 | ACTUAL_RAW | Operational-demand | 1.3536 | 2.623
QLD | QNEB | Nebo | Energy Queensland | Summer | Non-coincident | 2019 | ACTUAL_RAW | Operational-demand | 0.69701 | 3.4941
QLD | QNEB | Nebo | Energy Queensland | Summer | Non-coincident | 2019 | ACTUAL_OPG | Operational-demand | 0.69701 | 3.4941
QLD | QNEB | Nebo | Energy Queensland | Summer | Non-coincident | 2019 | ACTUAL_ADJUSTEDOPG | Operational-demand | 1.0577 | 3.4941
QLD | QNEB | Nebo | Energy Queensland | Summer | Non-coincident | 2019 | BASEYEARPOE90 | Operational-demand | 0.69086 | NA
QLD | QNEB | Nebo | Energy Queensland | Summer | Non-coincident | 2019 | BASEYEARPOE50 | Operational-demand | 0.92811 | 3.1207
QLD | QNEB | Nebo | Energy Queensland | Summer | Coincident | 2020 | ACTUAL_OPG | Operational-demand | 1.7493 | 2.6532
QLD | QNEB | Nebo | Energy Queensland | Summer | Coincident | 2020 | ACTUAL_RAW | Operational-demand | 1.7493 | 2.6532
QLD | QNEB | Nebo | Energy Queensland | Summer | Non-coincident | 2020 | ACTUAL_RAW | Operational-demand | 0.95906 | 3.2187
QLD | QNEB | Nebo | Energy Queensland | Summer | Non-coincident | 2020 | ACTUAL_OPG | Operational-demand | 0.95906 | 3.2187
QLD | QNEB | Nebo | Energy Queensland | Summer | Non-coincident | 2020 | ACTUAL_ADJUSTEDOPG | Operational-demand | 0.95906 | 3.2187
QLD | QNEB | Nebo | Energy Queensland | Summer | Coincident_unreconciled | 2021 | POE50 | Operational-demand | 1.9509 | NA
QLD | QNEB | Nebo | Energy Queensland | Summer | Coincident_unreconciled | 2021 | POE90 | Operational-demand | 1.7563 | NA
QLD | QNEB | Nebo | Energy Queensland | Summer | Non-coincident | 2021 | POE50 | Operational-demand | 0.89138 | 3.1189
QLD | QNEB | Nebo | Energy Queensland | Summer | Non-coincident | 2021 | POE90 | Operational-demand | 0.63031 | NA
QLD | QNEB | Nebo | Energy Queensland | Summer | Coincident_unreconciled | 2022 | POE50 | Operational-demand | 1.8595 | NA
QLD | QNEB | Nebo | Energy Queensland | Summer | Coincident_unreconciled | 2022 | POE90 | Operational-demand | 1.6647 | NA
QLD | QNEB | Nebo | Energy Queensland | Summer | Non-coincident | 2022 | POE50 | Operational-demand | 0.85611 | 3.1213
QLD | QNEB | Nebo | Energy Queensland | Summer | Non-coincident | 2022 | POE90 | Operational-demand | 0.59565 | NA
QLD | QNEB | Nebo | Energy Queensland | Summer | Coincident_unreconciled | 2023 | POE50 | Operational-demand | 1.8086 | NA
QLD | QNEB | Nebo | Energy Queensland | Summer | Coincident_unreconciled | 2023 | POE90 | Operational-demand | 1.6128 | NA
QLD | QNEB | Nebo | Energy Queensland | Summer | Non-coincident | 2023 | POE50 | Operational-demand | 0.83715 | 3.1368
QLD | QNEB | Nebo | Energy Queensland | Summer | Non-coincident | 2023 | POE90 | Operational-demand | 0.57588 | NA
QLD | QNEB | Nebo | Energy Queensland | Summer | Coincident_unreconciled | 2024 | POE50 | Operational-demand | 1.7847 | NA
QLD | QNEB | Nebo | Energy Queensland | Summer | Coincident_unreconciled | 2024 | POE90 | Operational-demand | 1.5879 | NA
QLD | QNEB | Nebo | Energy Queensland | Summer | Non-coincident | 2024 | POE50 | Operational-demand | 0.82926 | 3.152
QLD | QNEB | Nebo | Energy Queensland | Summer | Non-coincident | 2024 | POE90 | Operational-demand | 0.56637 | NA
QLD | QNEB | Nebo | Energy Queensland | Summer | Coincident_unreconciled | 2025 | POE50 | Operational-demand | 1.7685 | NA
QLD | QNEB | Nebo | Energy Queensland | Summer | Coincident_unreconciled | 2025 | POE90 | Operational-demand | 1.5707 | NA
QLD | QNEB | Nebo | Energy Queensland | Summer | Non-coincident | 2025 | POE50 | Operational-demand | 0.82494 | 3.1658
QLD | QNEB | Nebo | Energy Queensland | Summer | Non-coincident | 2025 | POE90 | Operational-demand | 0.56005 | NA
QLD | QNEB | Nebo | Energy Queensland | Summer | Coincident_unreconciled | 2026 | POE50 | Operational-demand | 1.7585 | NA
QLD | QNEB | Nebo | Energy Queensland | Summer | Coincident_unreconciled | 2026 | POE90 | Operational-demand | 1.5596 | NA
QLD | QNEB | Nebo | Energy Queensland | Summer | Non-coincident | 2026 | POE50 | Operational-demand | 0.82347 | 3.1788
QLD | QNEB | Nebo | Energy Queensland | Summer | Non-coincident | 2026 | POE90 | Operational-demand | 0.55665 | NA
QLD | QNEB | Nebo | Energy Queensland | Summer | Coincident_unreconciled | 2027 | POE50 | Operational-demand | 1.7615 | NA
QLD | QNEB | Nebo | Energy Queensland | Summer | Coincident_unreconciled | 2027 | POE90 | Operational-demand | 1.5614 | NA
QLD | QNEB | Nebo | Energy Queensland | Summer | Non-coincident | 2027 | POE50 | Operational-demand | 0.82786 | 3.1968
QLD | QNEB | Nebo | Energy Queensland | Summer | Non-coincident | 2027 | POE90 | Operational-demand | 0.5589 | NA
QLD | QNEB | Nebo | Energy Queensland | Summer | Coincident_unreconciled | 2028 | POE50 | Operational-demand | 1.7777 | NA
QLD | QNEB | Nebo | Energy Queensland | Summer | Coincident_unreconciled | 2028 | POE90 | Operational-demand | 1.5762 | NA
QLD | QNEB | Nebo | Energy Queensland | Summer | Non-coincident | 2028 | POE50 | Operational-demand | 0.83821 | 3.2185
QLD | QNEB | Nebo | Energy Queensland | Summer | Non-coincident | 2028 | POE90 | Operational-demand | 0.5671 | NA
QLD | QNEB | Nebo | Energy Queensland | Summer | Coincident_unreconciled | 2029 | POE50 | Operational-demand | 1.7952 | NA
QLD | QNEB | Nebo | Energy Queensland | Summer | Coincident_unreconciled | 2029 | POE90 | Operational-demand | 1.5922 | NA
QLD | QNEB | Nebo | Energy Queensland | Summer | Non-coincident | 2029 | POE50 | Operational-demand | 0.84903 | 3.2436
QLD | QNEB | Nebo | Energy Queensland | Summer | Non-coincident | 2029 | POE90 | Operational-demand | 0.57675 | NA
QLD | QNEB | Nebo | Energy Queensland | Summer | Coincident_unreconciled | 2030 | POE50 | Operational-demand | 1.8271 | NA
QLD | QNEB | Nebo | Energy Queensland | Summer | Coincident_unreconciled | 2030 | POE90 | Operational-demand | 1.6226 | NA
QLD | QNEB | Nebo | Energy Queensland | Summer | Non-coincident | 2030 | POE50 | Operational-demand | 0.86669 | 3.2685
QLD | QNEB | Nebo | Energy Queensland | Summer | Non-coincident | 2030 | POE90 | Operational-demand | 0.59369 | NA
QLD | QNEB | Nebo | Energy Queensland | Winter | Coincident | 2016 | ACTUAL_OPG | Operational-demand | 1.2374 | 1.7116
QLD | QNEB | Nebo | Energy Queensland | Winter | Coincident | 2016 | ACTUAL_RAW | Operational-demand | 1.2374 | 1.7116
QLD | QNEB | Nebo | Energy Queensland | Winter | Non-coincident | 2016 | ACTUAL_RAW | Operational-demand | 0.88838 | 2.2359
QLD | QNEB | Nebo | Energy Queensland | Winter | Non-coincident | 2016 | ACTUAL_OPG | Operational-demand | 0.88838 | 2.2359
QLD | QNEB | Nebo | Energy Queensland | Winter | Non-coincident | 2016 | ACTUAL_ADJUSTEDOPG | Operational-demand | 0.88838 | 2.2359
QLD | QNEB | Nebo | Energy Queensland | Winter | Coincident | 2017 | ACTUAL_OPG | Operational-demand | 1.0223 | 1.589
QLD | QNEB | Nebo | Energy Queensland | Winter | Coincident | 2017 | ACTUAL_RAW | Operational-demand | 1.0223 | 1.589
QLD | QNEB | Nebo | Energy Queensland | Winter | Non-coincident | 2017 | ACTUAL_RAW | Operational-demand | 0.90003 | 2.082
QLD | QNEB | Nebo | Energy Queensland | Winter | Non-coincident | 2017 | ACTUAL_OPG | Operational-demand | 0.90003 | 2.082
QLD | QNEB | Nebo | Energy Queensland | Winter | Non-coincident | 2017 | ACTUAL_ADJUSTEDOPG | Operational-demand | 0.90003 | 2.082
QLD | QNEB | Nebo | Energy Queensland | Winter | Coincident | 2018 | ACTUAL_OPG | Operational-demand | 1.3736 | 2.1958
QLD | QNEB | Nebo | Energy Queensland | Winter | Coincident | 2018 | ACTUAL_RAW | Operational-demand | 1.3736 | 2.1958
QLD | QNEB | Nebo | Energy Queensland | Winter | Non-coincident | 2018 | ACTUAL_RAW | Operational-demand | 0.94307 | 2.5615
QLD | QNEB | Nebo | Energy Queensland | Winter | Non-coincident | 2018 | ACTUAL_OPG | Operational-demand | 0.94307 | 2.5615
QLD | QNEB | Nebo | Energy Queensland | Winter | Non-coincident | 2018 | ACTUAL_ADJUSTEDOPG | Operational-demand | 0.94307 | 2.5615
QLD | QNEB | Nebo | Energy Queensland | Winter | Coincident | 2019 | ACTUAL_OPG | Operational-demand | 1.1061 | 2.2243
QLD | QNEB | Nebo | Energy Queensland | Winter | Coincident | 2019 | ACTUAL_RAW | Operational-demand | 1.1061 | 2.2243
QLD | QNEB | Nebo | Energy Queensland | Winter | Non-coincident | 2019 | ACTUAL_RAW | Operational-demand | 0.85839 | 2.6199
QLD | QNEB | Nebo | Energy Queensland | Winter | Non-coincident | 2019 | ACTUAL_OPG | Operational-demand | 0.85839 | 2.6199
QLD | QNEB | Nebo | Energy Queensland | Winter | Non-coincident | 2019 | ACTUAL_ADJUSTEDOPG | Operational-demand | 0.85839 | 2.6199
QLD | QNEB | Nebo | Energy Queensland | Winter | Non-coincident | 2019 | BASEYEARPOE90 | Operational-demand | 0.71379 | NA
QLD | QNEB | Nebo | Energy Queensland | Winter | Non-coincident | 2019 | BASEYEARPOE50 | Operational-demand | 0.76567 | 2.4015
QLD | QNEB | Nebo | Energy Queensland | Winter | Coincident_unreconciled | 2020 | POE50 | Operational-demand | 1.3327 | NA
QLD | QNEB | Nebo | Energy Queensland | Winter | Coincident_unreconciled | 2020 | POE90 | Operational-demand | 1.2293 | NA
QLD | QNEB | Nebo | Energy Queensland | Winter | Non-coincident | 2020 | POE50 | Operational-demand | 0.74771 | 2.4025
QLD | QNEB | Nebo | Energy Queensland | Winter | Non-coincident | 2020 | POE90 | Operational-demand | 0.68968 | NA
QLD | QNEB | Nebo | Energy Queensland | Winter | Coincident_unreconciled | 2021 | POE50 | Operational-demand | 1.232 | NA
QLD | QNEB | Nebo | Energy Queensland | Winter | Coincident_unreconciled | 2021 | POE90 | Operational-demand | 1.129 | NA
QLD | QNEB | Nebo | Energy Queensland | Winter | Non-coincident | 2021 | POE50 | Operational-demand | 0.69118 | 2.3921
QLD | QNEB | Nebo | Energy Queensland | Winter | Non-coincident | 2021 | POE90 | Operational-demand | 0.6334 | NA
QLD | QNEB | Nebo | Energy Queensland | Winter | Coincident_unreconciled | 2022 | POE50 | Operational-demand | 1.1594 | NA
QLD | QNEB | Nebo | Energy Queensland | Winter | Coincident_unreconciled | 2022 | POE90 | Operational-demand | 1.0559 | NA
QLD | QNEB | Nebo | Energy Queensland | Winter | Non-coincident | 2022 | POE50 | Operational-demand | 0.65048 | 2.4042
QLD | QNEB | Nebo | Energy Queensland | Winter | Non-coincident | 2022 | POE90 | Operational-demand | 0.59241 | NA
QLD | QNEB | Nebo | Energy Queensland | Winter | Coincident_unreconciled | 2023 | POE50 | Operational-demand | 1.1235 | NA
QLD | QNEB | Nebo | Energy Queensland | Winter | Coincident_unreconciled | 2023 | POE90 | Operational-demand | 1.0194 | NA
QLD | QNEB | Nebo | Energy Queensland | Winter | Non-coincident | 2023 | POE50 | Operational-demand | 0.63033 | 2.4162
QLD | QNEB | Nebo | Energy Queensland | Winter | Non-coincident | 2023 | POE90 | Operational-demand | 0.57196 | NA
QLD | QNEB | Nebo | Energy Queensland | Winter | Coincident_unreconciled | 2024 | POE50 | Operational-demand | 1.1011 | NA
QLD | QNEB | Nebo | Energy Queensland | Winter | Coincident_unreconciled | 2024 | POE90 | Operational-demand | 0.99646 | NA
QLD | QNEB | Nebo | Energy Queensland | Winter | Non-coincident | 2024 | POE50 | Operational-demand | 0.61776 | 2.4277
QLD | QNEB | Nebo | Energy Queensland | Winter | Non-coincident | 2024 | POE90 | Operational-demand | 0.55906 | NA
QLD | QNEB | Nebo | Energy Queensland | Winter | Coincident_unreconciled | 2025 | POE50 | Operational-demand | 1.0846 | NA
QLD | QNEB | Nebo | Energy Queensland | Winter | Coincident_unreconciled | 2025 | POE90 | Operational-demand | 0.97948 | NA
QLD | QNEB | Nebo | Energy Queensland | Winter | Non-coincident | 2025 | POE50 | Operational-demand | 0.60853 | 2.438
QLD | QNEB | Nebo | Energy Queensland | Winter | Non-coincident | 2025 | POE90 | Operational-demand | 0.54954 | NA
QLD | QNEB | Nebo | Energy Queensland | Winter | Coincident_unreconciled | 2026 | POE50 | Operational-demand | 1.0746 | NA
QLD | QNEB | Nebo | Energy Queensland | Winter | Coincident_unreconciled | 2026 | POE90 | Operational-demand | 0.96889 | NA
QLD | QNEB | Nebo | Energy Queensland | Winter | Non-coincident | 2026 | POE50 | Operational-demand | 0.60289 | 2.4494
QLD | QNEB | Nebo | Energy Queensland | Winter | Non-coincident | 2026 | POE90 | Operational-demand | 0.54359 | NA
QLD | QNEB | Nebo | Energy Queensland | Winter | Coincident_unreconciled | 2027 | POE50 | Operational-demand | 1.0802 | NA
QLD | QNEB | Nebo | Energy Queensland | Winter | Coincident_unreconciled | 2027 | POE90 | Operational-demand | 0.97379 | NA
QLD | QNEB | Nebo | Energy Queensland | Winter | Non-coincident | 2027 | POE50 | Operational-demand | 0.60607 | 2.4673
QLD | QNEB | Nebo | Energy Queensland | Winter | Non-coincident | 2027 | POE90 | Operational-demand | 0.54635 | NA
QLD | QNEB | Nebo | Energy Queensland | Winter | Coincident_unreconciled | 2028 | POE50 | Operational-demand | 1.0972 | NA
QLD | QNEB | Nebo | Energy Queensland | Winter | Coincident_unreconciled | 2028 | POE90 | Operational-demand | 0.98997 | NA
QLD | QNEB | Nebo | Energy Queensland | Winter | Non-coincident | 2028 | POE50 | Operational-demand | 0.61557 | 2.4861
QLD | QNEB | Nebo | Energy Queensland | Winter | Non-coincident | 2028 | POE90 | Operational-demand | 0.55542 | NA
QLD | QNEB | Nebo | Energy Queensland | Winter | Coincident_unreconciled | 2029 | POE50 | Operational-demand | 1.1131 | NA
QLD | QNEB | Nebo | Energy Queensland | Winter | Coincident_unreconciled | 2029 | POE90 | Operational-demand | 1.0051 | NA
QLD | QNEB | Nebo | Energy Queensland | Winter | Non-coincident | 2029 | POE50 | Operational-demand | 0.6245 | 2.5114
QLD | QNEB | Nebo | Energy Queensland | Winter | Non-coincident | 2029 | POE90 | Operational-demand | 0.56392 | NA
QLD | QNEB | Nebo | Energy Queensland | Shoulder | Non-coincident | 2019 | BASEYEARPOE10 | Operational-demand | NA | 2.7381
QLD | QNEB | Nebo | Energy Queensland | Shoulder | Coincident | 2021 | POE10 | Operational-demand | NA | 1.9583
QLD | QNEB | Nebo | Energy Queensland | Shoulder | Coincident | 2021 | POE50 | Operational-demand | NA | 1.9206
QLD | QNEB | Nebo | Energy Queensland | Shoulder | Non-coincident | 2021 | POE10 | Operational-demand | NA | 2.7374
QLD | QNEB | Nebo | Energy Queensland | Shoulder | Coincident | 2022 | POE10 | Operational-demand | NA | 2.014
QLD | QNEB | Nebo | Energy Queensland | Shoulder | Coincident | 2022 | POE50 | Operational-demand | NA | 1.9422
QLD | QNEB | Nebo | Energy Queensland | Shoulder | Non-coincident | 2022 | POE10 | Operational-demand | NA | 2.7396
QLD | QNEB | Nebo | Energy Queensland | Shoulder | Coincident | 2023 | POE10 | Operational-demand | NA | 2.028
QLD | QNEB | Nebo | Energy Queensland | Shoulder | Coincident | 2023 | POE50 | Operational-demand | NA | 1.9652
QLD | QNEB | Nebo | Energy Queensland | Shoulder | Non-coincident | 2023 | POE10 | Operational-demand | NA | 2.7534
QLD | QNEB | Nebo | Energy Queensland | Shoulder | Coincident | 2024 | POE10 | Operational-demand | NA | 2.0481
QLD | QNEB | Nebo | Energy Queensland | Shoulder | Coincident | 2024 | POE50 | Operational-demand | NA | 2.0108
QLD | QNEB | Nebo | Energy Queensland | Shoulder | Non-coincident | 2024 | POE10 | Operational-demand | NA | 2.7674
QLD | QNEB | Nebo | Energy Queensland | Shoulder | Coincident | 2025 | POE10 | Operational-demand | NA | 2.0643
QLD | QNEB | Nebo | Energy Queensland | Shoulder | Coincident | 2025 | POE50 | Operational-demand | NA | 2.0119
QLD | QNEB | Nebo | Energy Queensland | Shoulder | Non-coincident | 2025 | POE10 | Operational-demand | NA | 2.7806
QLD | QNEB | Nebo | Energy Queensland | Shoulder | Coincident | 2026 | POE10 | Operational-demand | NA | 2.0631
QLD | QNEB | Nebo | Energy Queensland | Shoulder | Coincident | 2026 | POE50 | Operational-demand | NA | 2.0218
QLD | QNEB | Nebo | Energy Queensland | Shoulder | Non-coincident | 2026 | POE10 | Operational-demand | NA | 2.7934
QLD | QNEB | Nebo | Energy Queensland | Shoulder | Coincident | 2027 | POE10 | Operational-demand | NA | 2.0672
QLD | QNEB | Nebo | Energy Queensland | Shoulder | Coincident | 2027 | POE50 | Operational-demand | NA | 2.0239
QLD | QNEB | Nebo | Energy Queensland | Shoulder | Non-coincident | 2027 | POE10 | Operational-demand | NA | 2.8107
QLD | QNEB | Nebo | Energy Queensland | Shoulder | Coincident | 2028 | POE10 | Operational-demand | NA | 2.0748
QLD | QNEB | Nebo | Energy Queensland | Shoulder | Coincident | 2028 | POE50 | Operational-demand | NA | 2.0362
QLD | QNEB | Nebo | Energy Queensland | Shoulder | Non-coincident | 2028 | POE10 | Operational-demand | NA | 2.8317
QLD | QNEB | Nebo | Energy Queensland | Shoulder | Coincident | 2029 | POE10 | Operational-demand | NA | 2.1117
QLD | QNEB | Nebo | Energy Queensland | Shoulder | Coincident | 2029 | POE50 | Operational-demand | NA | 2.0604
QLD | QNEB | Nebo | Energy Queensland | Shoulder | Non-coincident | 2029 | POE10 | Operational-demand | NA | 2.8555
QLD | QNEB | Nebo | Energy Queensland | Shoulder | Coincident | 2030 | POE10 | Operational-demand | NA | 2.1308
QLD | QNEB | Nebo | Energy Queensland | Shoulder | Coincident | 2030 | POE50 | Operational-demand | NA | 2.0813
QLD | QNEB | Nebo | Energy Queensland | Shoulder | Non-coincident | 2030 | POE10 | Operational-demand | NA | 2.8815
QLD | QNEB | Nebo | Energy Queensland | Summer | Non-coincident | 2019 | BASEYEARPOE10 | Operational-demand | NA | 3.3848
QLD | QNEB | Nebo | Energy Queensland | Summer | Coincident | 2021 | POE10 | Operational-demand | NA | 2.5661
QLD | QNEB | Nebo | Energy Queensland | Summer | Coincident | 2021 | POE50 | Operational-demand | NA | 2.4778
QLD | QNEB | Nebo | Energy Queensland | Summer | Non-coincident | 2021 | POE10 | Operational-demand | NA | 3.376
QLD | QNEB | Nebo | Energy Queensland | Summer | Coincident | 2022 | POE10 | Operational-demand | NA | 2.6147
QLD | QNEB | Nebo | Energy Queensland | Summer | Coincident | 2022 | POE50 | Operational-demand | NA | 2.5208
QLD | QNEB | Nebo | Energy Queensland | Summer | Non-coincident | 2022 | POE10 | Operational-demand | NA | 3.3786
QLD | QNEB | Nebo | Energy Queensland | Summer | Coincident | 2023 | POE10 | Operational-demand | NA | 2.6422
QLD | QNEB | Nebo | Energy Queensland | Summer | Coincident | 2023 | POE50 | Operational-demand | NA | 2.5418
QLD | QNEB | Nebo | Energy Queensland | Summer | Non-coincident | 2023 | POE10 | Operational-demand | NA | 3.3954
QLD | QNEB | Nebo | Energy Queensland | Summer | Coincident | 2024 | POE10 | Operational-demand | NA | 2.6856
QLD | QNEB | Nebo | Energy Queensland | Summer | Coincident | 2024 | POE50 | Operational-demand | NA | 2.586
QLD | QNEB | Nebo | Energy Queensland | Summer | Non-coincident | 2024 | POE10 | Operational-demand | NA | 3.412
QLD | QNEB | Nebo | Energy Queensland | Summer | Coincident | 2025 | POE10 | Operational-demand | NA | 2.6849
QLD | QNEB | Nebo | Energy Queensland | Summer | Coincident | 2025 | POE50 | Operational-demand | NA | 2.5985
QLD | QNEB | Nebo | Energy Queensland | Summer | Non-coincident | 2025 | POE10 | Operational-demand | NA | 3.4271
QLD | QNEB | Nebo | Energy Queensland | Summer | Coincident | 2026 | POE10 | Operational-demand | NA | 2.7075
QLD | QNEB | Nebo | Energy Queensland | Summer | Coincident | 2026 | POE50 | Operational-demand | NA | 2.6115
QLD | QNEB | Nebo | Energy Queensland | Summer | Non-coincident | 2026 | POE10 | Operational-demand | NA | 3.4415
QLD | QNEB | Nebo | Energy Queensland | Summer | Coincident | 2027 | POE10 | Operational-demand | NA | 2.7014
QLD | QNEB | Nebo | Energy Queensland | Summer | Coincident | 2027 | POE50 | Operational-demand | NA | 2.6145
QLD | QNEB | Nebo | Energy Queensland | Summer | Non-coincident | 2027 | POE10 | Operational-demand | NA | 3.4611
QLD | QNEB | Nebo | Energy Queensland | Summer | Coincident | 2028 | POE10 | Operational-demand | NA | 2.7205
QLD | QNEB | Nebo | Energy Queensland | Summer | Coincident | 2028 | POE50 | Operational-demand | NA | 2.6316
QLD | QNEB | Nebo | Energy Queensland | Summer | Non-coincident | 2028 | POE10 | Operational-demand | NA | 3.4847
QLD | QNEB | Nebo | Energy Queensland | Summer | Coincident | 2029 | POE10 | Operational-demand | NA | 2.7331
QLD | QNEB | Nebo | Energy Queensland | Summer | Coincident | 2029 | POE50 | Operational-demand | NA | 2.6553
QLD | QNEB | Nebo | Energy Queensland | Summer | Non-coincident | 2029 | POE10 | Operational-demand | NA | 3.5117
QLD | QNEB | Nebo | Energy Queensland | Summer | Coincident | 2030 | POE10 | Operational-demand | NA | 2.7557
QLD | QNEB | Nebo | Energy Queensland | Summer | Coincident | 2030 | POE50 | Operational-demand | NA | 2.6632
QLD | QNEB | Nebo | Energy Queensland | Summer | Non-coincident | 2030 | POE10 | Operational-demand | NA | 3.5385
QLD | QNEB | Nebo | Energy Queensland | Winter | Non-coincident | 2019 | BASEYEARPOE10 | Operational-demand | NA | 2.5421
QLD | QNEB | Nebo | Energy Queensland | Winter | Coincident | 2020 | POE10 | Operational-demand | NA | 2.1092
QLD | QNEB | Nebo | Energy Queensland | Winter | Coincident | 2020 | POE50 | Operational-demand | NA | 1.971
QLD | QNEB | Nebo | Energy Queensland | Winter | Non-coincident | 2020 | POE10 | Operational-demand | NA | 2.5432
QLD | QNEB | Nebo | Energy Queensland | Winter | Coincident | 2021 | POE10 | Operational-demand | NA | 2.0824
QLD | QNEB | Nebo | Energy Queensland | Winter | Coincident | 2021 | POE50 | Operational-demand | NA | 1.9455
QLD | QNEB | Nebo | Energy Queensland | Winter | Non-coincident | 2021 | POE10 | Operational-demand | NA | 2.5323
QLD | QNEB | Nebo | Energy Queensland | Winter | Coincident | 2022 | POE10 | Operational-demand | NA | 2.1392
QLD | QNEB | Nebo | Energy Queensland | Winter | Coincident | 2022 | POE50 | Operational-demand | NA | 1.9989
QLD | QNEB | Nebo | Energy Queensland | Winter | Non-coincident | 2022 | POE10 | Operational-demand | NA | 2.545
QLD | QNEB | Nebo | Energy Queensland | Winter | Coincident | 2023 | POE10 | Operational-demand | NA | 2.1698
QLD | QNEB | Nebo | Energy Queensland | Winter | Coincident | 2023 | POE50 | Operational-demand | NA | 2.0255
QLD | QNEB | Nebo | Energy Queensland | Winter | Non-coincident | 2023 | POE10 | Operational-demand | NA | 2.5577
QLD | QNEB | Nebo | Energy Queensland | Winter | Coincident | 2024 | POE10 | Operational-demand | NA | 2.2128
QLD | QNEB | Nebo | Energy Queensland | Winter | Coincident | 2024 | POE50 | Operational-demand | NA | 2.0576
QLD | QNEB | Nebo | Energy Queensland | Winter | Non-coincident | 2024 | POE10 | Operational-demand | NA | 2.5701
QLD | QNEB | Nebo | Energy Queensland | Winter | Coincident | 2025 | POE10 | Operational-demand | NA | 2.2154
QLD | QNEB | Nebo | Energy Queensland | Winter | Coincident | 2025 | POE50 | Operational-demand | NA | 2.0644
QLD | QNEB | Nebo | Energy Queensland | Winter | Non-coincident | 2025 | POE10 | Operational-demand | NA | 2.5811
QLD | QNEB | Nebo | Energy Queensland | Winter | Coincident | 2026 | POE10 | Operational-demand | NA | 2.2243
QLD | QNEB | Nebo | Energy Queensland | Winter | Coincident | 2026 | POE50 | Operational-demand | NA | 2.0766
QLD | QNEB | Nebo | Energy Queensland | Winter | Non-coincident | 2026 | POE10 | Operational-demand | NA | 2.5932
QLD | QNEB | Nebo | Energy Queensland | Winter | Coincident | 2027 | POE10 | Operational-demand | NA | 2.2384
QLD | QNEB | Nebo | Energy Queensland | Winter | Coincident | 2027 | POE50 | Operational-demand | NA | 2.09
QLD | QNEB | Nebo | Energy Queensland | Winter | Non-coincident | 2027 | POE10 | Operational-demand | NA | 2.6122
QLD | QNEB | Nebo | Energy Queensland | Winter | Coincident | 2028 | POE10 | Operational-demand | NA | 2.278
QLD | QNEB | Nebo | Energy Queensland | Winter | Coincident | 2028 | POE50 | Operational-demand | NA | 2.1105
QLD | QNEB | Nebo | Energy Queensland | Winter | Non-coincident | 2028 | POE10 | Operational-demand | NA | 2.6319
QLD | QNEB | Nebo | Energy Queensland | Winter | Coincident | 2029 | POE10 | Operational-demand | NA | 2.2885
QLD | QNEB | Nebo | Energy Queensland | Winter | Coincident | 2029 | POE50 | Operational-demand | NA | 2.1316
QLD | QNEB | Nebo | Energy Queensland | Winter | Non-coincident | 2029 | POE10 | Operational-demand | NA | 2.6583
QLD | QNLD | Newlands | Energy Queensland | Shoulder | Coincident | 2017 | ACTUAL_OPG | Operational-demand | 11.7958 | 16.6638
QLD | QNLD | Newlands | Energy Queensland | Shoulder | Coincident | 2017 | ACTUAL_RAW | Operational-demand | 11.7958 | 16.6638
QLD | QNLD | Newlands | Energy Queensland | Shoulder | Non-coincident | 2017 | ACTUAL_RAW | Operational-demand | 0.64915 | 19.4445
QLD | QNLD | Newlands | Energy Queensland | Shoulder | Non-coincident | 2017 | ACTUAL_OPG | Operational-demand | 0.64915 | 19.4445
QLD | QNLD | Newlands | Energy Queensland | Shoulder | Non-coincident | 2017 | ACTUAL_ADJUSTEDOPG | Operational-demand | 0.64915 | 19.4445
QLD | QNLD | Newlands | Energy Queensland | Shoulder | Coincident | 2018 | ACTUAL_OPG | Operational-demand | 16.3796 | 11.5406
QLD | QNLD | Newlands | Energy Queensland | Shoulder | Coincident | 2018 | ACTUAL_RAW | Operational-demand | 16.3796 | 11.5406
QLD | QNLD | Newlands | Energy Queensland | Shoulder | Non-coincident | 2018 | ACTUAL_RAW | Operational-demand | 3.1547 | 19.1085
QLD | QNLD | Newlands | Energy Queensland | Shoulder | Non-coincident | 2018 | ACTUAL_OPG | Operational-demand | 3.1547 | 19.1085
QLD | QNLD | Newlands | Energy Queensland | Shoulder | Non-coincident | 2018 | ACTUAL_ADJUSTEDOPG | Operational-demand | 3.1547 | 19.1085
QLD | QNLD | Newlands | Energy Queensland | Shoulder | Coincident | 2019 | ACTUAL_OPG | Operational-demand | 13.6147 | 16.8788
QLD | QNLD | Newlands | Energy Queensland | Shoulder | Coincident | 2019 | ACTUAL_RAW | Operational-demand | 13.6147 | 16.8788
QLD | QNLD | Newlands | Energy Queensland | Shoulder | Non-coincident | 2019 | ACTUAL_RAW | Operational-demand | 3.4096 | 22.4124
QLD | QNLD | Newlands | Energy Queensland | Shoulder | Non-coincident | 2019 | ACTUAL_OPG | Operational-demand | 3.4096 | 22.4124
QLD | QNLD | Newlands | Energy Queensland | Shoulder | Non-coincident | 2019 | ACTUAL_ADJUSTEDOPG | Operational-demand | 3.4096 | 22.4124
QLD | QNLD | Newlands | Energy Queensland | Shoulder | Non-coincident | 2019 | BASEYEARPOE90 | Operational-demand | 10.8203 | NA
QLD | QNLD | Newlands | Energy Queensland | Shoulder | Non-coincident | 2019 | BASEYEARPOE50 | Operational-demand | 10.8736 | 18.3582
QLD | QNLD | Newlands | Energy Queensland | Shoulder | Coincident | 2020 | ACTUAL_OPG | Operational-demand | 13.9569 | 18.0339
QLD | QNLD | Newlands | Energy Queensland | Shoulder | Coincident | 2020 | ACTUAL_RAW | Operational-demand | 13.9569 | 18.0339
QLD | QNLD | Newlands | Energy Queensland | Shoulder | Non-coincident | 2020 | ACTUAL_RAW | Operational-demand | 0.53519 | 19.9214
QLD | QNLD | Newlands | Energy Queensland | Shoulder | Non-coincident | 2020 | ACTUAL_OPG | Operational-demand | 0.53519 | 19.9214
QLD | QNLD | Newlands | Energy Queensland | Shoulder | Non-coincident | 2020 | ACTUAL_ADJUSTEDOPG | Operational-demand | 0.53519 | 19.9214
QLD | QNLD | Newlands | Energy Queensland | Shoulder | Coincident_unreconciled | 2021 | POE90 | Operational-demand | 13.98 | NA
QLD | QNLD | Newlands | Energy Queensland | Shoulder | Coincident_unreconciled | 2021 | POE50 | Operational-demand | 15 | NA
QLD | QNLD | Newlands | Energy Queensland | Shoulder | Non-coincident | 2021 | POE50 | Operational-demand | 1.7813 | 20.3617
QLD | QNLD | Newlands | Energy Queensland | Shoulder | Non-coincident | 2021 | POE90 | Operational-demand | 0.99528 | NA
QLD | QNLD | Newlands | Energy Queensland | Shoulder | Coincident_unreconciled | 2022 | POE90 | Operational-demand | 14.0065 | NA
QLD | QNLD | Newlands | Energy Queensland | Shoulder | Coincident_unreconciled | 2022 | POE50 | Operational-demand | 15.0292 | NA
QLD | QNLD | Newlands | Energy Queensland | Shoulder | Non-coincident | 2022 | POE50 | Operational-demand | 1.7822 | 20.3635
QLD | QNLD | Newlands | Energy Queensland | Shoulder | Non-coincident | 2022 | POE90 | Operational-demand | 0.99614 | NA
QLD | QNLD | Newlands | Energy Queensland | Shoulder | Coincident_unreconciled | 2023 | POE90 | Operational-demand | 14.1117 | NA
QLD | QNLD | Newlands | Energy Queensland | Shoulder | Coincident_unreconciled | 2023 | POE50 | Operational-demand | 15.1448 | NA
QLD | QNLD | Newlands | Energy Queensland | Shoulder | Non-coincident | 2023 | POE50 | Operational-demand | 1.7859 | 20.3706
QLD | QNLD | Newlands | Energy Queensland | Shoulder | Non-coincident | 2023 | POE90 | Operational-demand | 0.99958 | NA
QLD | QNLD | Newlands | Energy Queensland | Shoulder | Coincident_unreconciled | 2024 | POE90 | Operational-demand | 14.2219 | NA
QLD | QNLD | Newlands | Energy Queensland | Shoulder | Coincident_unreconciled | 2024 | POE50 | Operational-demand | 15.266 | NA
QLD | QNLD | Newlands | Energy Queensland | Shoulder | Non-coincident | 2024 | POE50 | Operational-demand | 1.7897 | 20.378
QLD | QNLD | Newlands | Energy Queensland | Shoulder | Non-coincident | 2024 | POE90 | Operational-demand | 1.0032 | NA
QLD | QNLD | Newlands | Energy Queensland | Shoulder | Coincident_unreconciled | 2025 | POE90 | Operational-demand | 14.325 | NA
QLD | QNLD | Newlands | Energy Queensland | Shoulder | Coincident_unreconciled | 2025 | POE50 | Operational-demand | 15.3793 | NA
QLD | QNLD | Newlands | Energy Queensland | Shoulder | Non-coincident | 2025 | POE50 | Operational-demand | 1.7933 | 20.3849
QLD | QNLD | Newlands | Energy Queensland | Shoulder | Non-coincident | 2025 | POE90 | Operational-demand | 1.0065 | NA
QLD | QNLD | Newlands | Energy Queensland | Shoulder | Coincident_unreconciled | 2026 | POE90 | Operational-demand | 14.4301 | NA
QLD | QNLD | Newlands | Energy Queensland | Shoulder | Coincident_unreconciled | 2026 | POE50 | Operational-demand | 15.4949 | NA
QLD | QNLD | Newlands | Energy Queensland | Shoulder | Non-coincident | 2026 | POE50 | Operational-demand | 1.7969 | 20.392
QLD | QNLD | Newlands | Energy Queensland | Shoulder | Non-coincident | 2026 | POE90 | Operational-demand | 1.01 | NA
QLD | QNLD | Newlands | Energy Queensland | Shoulder | Coincident_unreconciled | 2027 | POE90 | Operational-demand | 14.5618 | NA
QLD | QNLD | Newlands | Energy Queensland | Shoulder | Coincident_unreconciled | 2027 | POE50 | Operational-demand | 15.6397 | NA
QLD | QNLD | Newlands | Energy Queensland | Shoulder | Non-coincident | 2027 | POE50 | Operational-demand | 1.8015 | 20.4009
QLD | QNLD | Newlands | Energy Queensland | Shoulder | Non-coincident | 2027 | POE90 | Operational-demand | 1.0143 | NA
QLD | QNLD | Newlands | Energy Queensland | Shoulder | Coincident_unreconciled | 2028 | POE90 | Operational-demand | 14.7231 | NA
QLD | QNLD | Newlands | Energy Queensland | Shoulder | Coincident_unreconciled | 2028 | POE50 | Operational-demand | 15.817 | NA
QLD | QNLD | Newlands | Energy Queensland | Shoulder | Non-coincident | 2028 | POE50 | Operational-demand | 1.807 | 20.4117
QLD | QNLD | Newlands | Energy Queensland | Shoulder | Non-coincident | 2028 | POE90 | Operational-demand | 1.0195 | NA
QLD | QNLD | Newlands | Energy Queensland | Shoulder | Coincident_unreconciled | 2029 | POE90 | Operational-demand | 14.8803 | NA
QLD | QNLD | Newlands | Energy Queensland | Shoulder | Coincident_unreconciled | 2029 | POE50 | Operational-demand | 15.9898 | NA
QLD | QNLD | Newlands | Energy Queensland | Shoulder | Non-coincident | 2029 | POE50 | Operational-demand | 1.8125 | 20.4223
QLD | QNLD | Newlands | Energy Queensland | Shoulder | Non-coincident | 2029 | POE90 | Operational-demand | 1.0247 | NA
QLD | QNLD | Newlands | Energy Queensland | Shoulder | Coincident_unreconciled | 2030 | POE90 | Operational-demand | 15.0273 | NA
QLD | QNLD | Newlands | Energy Queensland | Shoulder | Coincident_unreconciled | 2030 | POE50 | Operational-demand | 16.1514 | NA
QLD | QNLD | Newlands | Energy Queensland | Shoulder | Non-coincident | 2030 | POE50 | Operational-demand | 1.8176 | 20.4322
QLD | QNLD | Newlands | Energy Queensland | Shoulder | Non-coincident | 2030 | POE90 | Operational-demand | 1.0295 | NA
QLD | QNLD | Newlands | Energy Queensland | Summer | Coincident | 2017 | ACTUAL_OPG | Operational-demand | 3.131 | 10.8466
QLD | QNLD | Newlands | Energy Queensland | Summer | Coincident | 2017 | ACTUAL_RAW | Operational-demand | 3.131 | 10.8466
QLD | QNLD | Newlands | Energy Queensland | Summer | Non-coincident | 2017 | ACTUAL_RAW | Operational-demand | 0.88369 | 20.2296
QLD | QNLD | Newlands | Energy Queensland | Summer | Non-coincident | 2017 | ACTUAL_OPG | Operational-demand | 0.88369 | 20.2296
QLD | QNLD | Newlands | Energy Queensland | Summer | Non-coincident | 2017 | ACTUAL_ADJUSTEDOPG | Operational-demand | 0.88369 | 20.2296
QLD | QNLD | Newlands | Energy Queensland | Summer | Coincident | 2018 | ACTUAL_OPG | Operational-demand | 8.5312 | 8.5173
QLD | QNLD | Newlands | Energy Queensland | Summer | Coincident | 2018 | ACTUAL_RAW | Operational-demand | 8.5312 | 8.5173
QLD | QNLD | Newlands | Energy Queensland | Summer | Non-coincident | 2018 | ACTUAL_RAW | Operational-demand | 0.79143 | 20.3209
QLD | QNLD | Newlands | Energy Queensland | Summer | Non-coincident | 2018 | ACTUAL_OPG | Operational-demand | 0.79143 | 20.3209
QLD | QNLD | Newlands | Energy Queensland | Summer | Non-coincident | 2018 | ACTUAL_ADJUSTEDOPG | Operational-demand | 0.79143 | 20.3209
QLD | QNLD | Newlands | Energy Queensland | Summer | Coincident | 2019 | ACTUAL_OPG | Operational-demand | 1.8414 | 14.2036
QLD | QNLD | Newlands | Energy Queensland | Summer | Coincident | 2019 | ACTUAL_RAW | Operational-demand | 1.8414 | 14.2036
QLD | QNLD | Newlands | Energy Queensland | Summer | Non-coincident | 2019 | ACTUAL_RAW | Operational-demand | 1.7318 | 23.4465
QLD | QNLD | Newlands | Energy Queensland | Summer | Non-coincident | 2019 | ACTUAL_OPG | Operational-demand | 1.7318 | 23.4465
QLD | QNLD | Newlands | Energy Queensland | Summer | Non-coincident | 2019 | ACTUAL_ADJUSTEDOPG | Operational-demand | 1.7318 | 23.4465
QLD | QNLD | Newlands | Energy Queensland | Summer | Non-coincident | 2019 | BASEYEARPOE90 | Operational-demand | 10.2978 | NA
QLD | QNLD | Newlands | Energy Queensland | Summer | Non-coincident | 2019 | BASEYEARPOE50 | Operational-demand | 10.3628 | 19.5359
QLD | QNLD | Newlands | Energy Queensland | Summer | Coincident | 2020 | ACTUAL_OPG | Operational-demand | 16.0439 | 16.0296
QLD | QNLD | Newlands | Energy Queensland | Summer | Coincident | 2020 | ACTUAL_RAW | Operational-demand | 16.0439 | 16.0296
QLD | QNLD | Newlands | Energy Queensland | Summer | Non-coincident | 2020 | ACTUAL_RAW | Operational-demand | 2.0904 | 26.3557
QLD | QNLD | Newlands | Energy Queensland | Summer | Non-coincident | 2020 | ACTUAL_OPG | Operational-demand | 2.0904 | 26.3557
QLD | QNLD | Newlands | Energy Queensland | Summer | Non-coincident | 2020 | ACTUAL_ADJUSTEDOPG | Operational-demand | 2.0904 | 26.3557
QLD | QNLD | Newlands | Energy Queensland | Summer | Coincident_unreconciled | 2021 | POE50 | Operational-demand | 20.8469 | NA
QLD | QNLD | Newlands | Energy Queensland | Summer | Coincident_unreconciled | 2021 | POE90 | Operational-demand | 13.1868 | NA
QLD | QNLD | Newlands | Energy Queensland | Summer | Non-coincident | 2021 | POE50 | Operational-demand | 1.3486 | 22.1952
QLD | QNLD | Newlands | Energy Queensland | Summer | Non-coincident | 2021 | POE90 | Operational-demand | 0.61842 | NA
QLD | QNLD | Newlands | Energy Queensland | Summer | Coincident_unreconciled | 2022 | POE50 | Operational-demand | 20.8664 | NA
QLD | QNLD | Newlands | Energy Queensland | Summer | Coincident_unreconciled | 2022 | POE90 | Operational-demand | 13.2042 | NA
QLD | QNLD | Newlands | Energy Queensland | Summer | Non-coincident | 2022 | POE50 | Operational-demand | 1.3499 | 22.1973
QLD | QNLD | Newlands | Energy Queensland | Summer | Non-coincident | 2022 | POE90 | Operational-demand | 0.61924 | NA
QLD | QNLD | Newlands | Energy Queensland | Summer | Coincident_unreconciled | 2023 | POE50 | Operational-demand | 20.9435 | NA
QLD | QNLD | Newlands | Energy Queensland | Summer | Coincident_unreconciled | 2023 | POE90 | Operational-demand | 13.2732 | NA
QLD | QNLD | Newlands | Energy Queensland | Summer | Non-coincident | 2023 | POE50 | Operational-demand | 1.3549 | 22.2055
QLD | QNLD | Newlands | Energy Queensland | Summer | Non-coincident | 2023 | POE90 | Operational-demand | 0.62247 | NA
QLD | QNLD | Newlands | Energy Queensland | Summer | Coincident_unreconciled | 2024 | POE50 | Operational-demand | 21.0245 | NA
QLD | QNLD | Newlands | Energy Queensland | Summer | Coincident_unreconciled | 2024 | POE90 | Operational-demand | 13.3454 | NA
QLD | QNLD | Newlands | Energy Queensland | Summer | Non-coincident | 2024 | POE50 | Operational-demand | 1.3601 | 22.2142
QLD | QNLD | Newlands | Energy Queensland | Summer | Non-coincident | 2024 | POE90 | Operational-demand | 0.62585 | NA
QLD | QNLD | Newlands | Energy Queensland | Summer | Coincident_unreconciled | 2025 | POE50 | Operational-demand | 21.1001 | NA
QLD | QNLD | Newlands | Energy Queensland | Summer | Coincident_unreconciled | 2025 | POE90 | Operational-demand | 13.413 | NA
QLD | QNLD | Newlands | Energy Queensland | Summer | Non-coincident | 2025 | POE50 | Operational-demand | 1.365 | 22.2223
QLD | QNLD | Newlands | Energy Queensland | Summer | Non-coincident | 2025 | POE90 | Operational-demand | 0.62902 | NA
QLD | QNLD | Newlands | Energy Queensland | Summer | Coincident_unreconciled | 2026 | POE50 | Operational-demand | 21.1773 | NA
QLD | QNLD | Newlands | Energy Queensland | Summer | Coincident_unreconciled | 2026 | POE90 | Operational-demand | 13.4819 | NA
QLD | QNLD | Newlands | Energy Queensland | Summer | Non-coincident | 2026 | POE50 | Operational-demand | 1.37 | 22.2306
QLD | QNLD | Newlands | Energy Queensland | Summer | Non-coincident | 2026 | POE90 | Operational-demand | 0.63225 | NA
QLD | QNLD | Newlands | Energy Queensland | Summer | Coincident_unreconciled | 2027 | POE50 | Operational-demand | 21.2739 | NA
QLD | QNLD | Newlands | Energy Queensland | Summer | Coincident_unreconciled | 2027 | POE90 | Operational-demand | 13.5683 | NA
QLD | QNLD | Newlands | Energy Queensland | Summer | Non-coincident | 2027 | POE50 | Operational-demand | 1.3762 | 22.241
QLD | QNLD | Newlands | Energy Queensland | Summer | Non-coincident | 2027 | POE90 | Operational-demand | 0.6363 | NA
QLD | QNLD | Newlands | Energy Queensland | Summer | Coincident_unreconciled | 2028 | POE50 | Operational-demand | 21.3923 | NA
QLD | QNLD | Newlands | Energy Queensland | Summer | Coincident_unreconciled | 2028 | POE90 | Operational-demand | 13.674 | NA
QLD | QNLD | Newlands | Energy Queensland | Summer | Non-coincident | 2028 | POE50 | Operational-demand | 1.3839 | 22.2537
QLD | QNLD | Newlands | Energy Queensland | Summer | Non-coincident | 2028 | POE90 | Operational-demand | 0.64126 | NA
QLD | QNLD | Newlands | Energy Queensland | Summer | Coincident_unreconciled | 2029 | POE50 | Operational-demand | 21.5077 | NA
QLD | QNLD | Newlands | Energy Queensland | Summer | Coincident_unreconciled | 2029 | POE90 | Operational-demand | 13.777 | NA
QLD | QNLD | Newlands | Energy Queensland | Summer | Non-coincident | 2029 | POE50 | Operational-demand | 1.3914 | 22.2661
QLD | QNLD | Newlands | Energy Queensland | Summer | Non-coincident | 2029 | POE90 | Operational-demand | 0.64609 | NA
QLD | QNLD | Newlands | Energy Queensland | Summer | Coincident_unreconciled | 2030 | POE50 | Operational-demand | 21.6156 | NA
QLD | QNLD | Newlands | Energy Queensland | Summer | Coincident_unreconciled | 2030 | POE90 | Operational-demand | 13.8734 | NA
QLD | QNLD | Newlands | Energy Queensland | Summer | Non-coincident | 2030 | POE50 | Operational-demand | 1.3983 | 22.2777
QLD | QNLD | Newlands | Energy Queensland | Summer | Non-coincident | 2030 | POE90 | Operational-demand | 0.65061 | NA
QLD | QNLD | Newlands | Energy Queensland | Winter | Coincident | 2016 | ACTUAL_OPG | Operational-demand | 15.9189 | 10.7105
QLD | QNLD | Newlands | Energy Queensland | Winter | Coincident | 2016 | ACTUAL_RAW | Operational-demand | 15.9189 | 10.7105
QLD | QNLD | Newlands | Energy Queensland | Winter | Non-coincident | 2016 | ACTUAL_RAW | Operational-demand | 2.2673 | 22.2322
QLD | QNLD | Newlands | Energy Queensland | Winter | Non-coincident | 2016 | ACTUAL_OPG | Operational-demand | 2.2673 | 22.2322
QLD | QNLD | Newlands | Energy Queensland | Winter | Non-coincident | 2016 | ACTUAL_ADJUSTEDOPG | Operational-demand | 2.2673 | 22.2322
QLD | QNLD | Newlands | Energy Queensland | Winter | Coincident | 2017 | ACTUAL_OPG | Operational-demand | 14.8634 | 12.9854
QLD | QNLD | Newlands | Energy Queensland | Winter | Coincident | 2017 | ACTUAL_RAW | Operational-demand | 14.8634 | 12.9854
QLD | QNLD | Newlands | Energy Queensland | Winter | Non-coincident | 2017 | ACTUAL_RAW | Operational-demand | 2.7599 | 20.1386
QLD | QNLD | Newlands | Energy Queensland | Winter | Non-coincident | 2017 | ACTUAL_OPG | Operational-demand | 2.7599 | 20.1386
QLD | QNLD | Newlands | Energy Queensland | Winter | Non-coincident | 2017 | ACTUAL_ADJUSTEDOPG | Operational-demand | 2.7599 | 20.1386
QLD | QNLD | Newlands | Energy Queensland | Winter | Coincident | 2018 | ACTUAL_OPG | Operational-demand | 15.783 | 5.8938
QLD | QNLD | Newlands | Energy Queensland | Winter | Coincident | 2018 | ACTUAL_RAW | Operational-demand | 15.783 | 5.8938
QLD | QNLD | Newlands | Energy Queensland | Winter | Non-coincident | 2018 | ACTUAL_RAW | Operational-demand | 0.79518 | 20.2818
QLD | QNLD | Newlands | Energy Queensland | Winter | Non-coincident | 2018 | ACTUAL_OPG | Operational-demand | 0.79518 | 20.2818
QLD | QNLD | Newlands | Energy Queensland | Winter | Non-coincident | 2018 | ACTUAL_ADJUSTEDOPG | Operational-demand | 0.79518 | 20.2818
QLD | QNLD | Newlands | Energy Queensland | Winter | Coincident | 2019 | ACTUAL_OPG | Operational-demand | 12.4676 | 13.4563
QLD | QNLD | Newlands | Energy Queensland | Winter | Coincident | 2019 | ACTUAL_RAW | Operational-demand | 12.4676 | 13.4563
QLD | QNLD | Newlands | Energy Queensland | Winter | Non-coincident | 2019 | ACTUAL_RAW | Operational-demand | 4.0666 | 21.9154
QLD | QNLD | Newlands | Energy Queensland | Winter | Non-coincident | 2019 | ACTUAL_OPG | Operational-demand | 4.0666 | 21.9154
QLD | QNLD | Newlands | Energy Queensland | Winter | Non-coincident | 2019 | ACTUAL_ADJUSTEDOPG | Operational-demand | 4.0666 | 21.9154
QLD | QNLD | Newlands | Energy Queensland | Winter | Non-coincident | 2019 | BASEYEARPOE90 | Operational-demand | 10.4957 | NA
QLD | QNLD | Newlands | Energy Queensland | Winter | Non-coincident | 2019 | BASEYEARPOE50 | Operational-demand | 10.5818 | 18.8493
QLD | QNLD | Newlands | Energy Queensland | Winter | Coincident_unreconciled | 2020 | POE90 | Operational-demand | 13.98 | NA
QLD | QNLD | Newlands | Energy Queensland | Winter | Coincident_unreconciled | 2020 | POE50 | Operational-demand | 15 | NA
QLD | QNLD | Newlands | Energy Queensland | Winter | Non-coincident | 2020 | POE50 | Operational-demand | 2.3234 | 20.4499
QLD | QNLD | Newlands | Energy Queensland | Winter | Non-coincident | 2020 | POE90 | Operational-demand | 0.61998 | NA
QLD | QNLD | Newlands | Energy Queensland | Winter | Coincident_unreconciled | 2021 | POE90 | Operational-demand | 13.9396 | NA
QLD | QNLD | Newlands | Energy Queensland | Winter | Coincident_unreconciled | 2021 | POE50 | Operational-demand | 14.9561 | NA
QLD | QNLD | Newlands | Energy Queensland | Winter | Non-coincident | 2021 | POE50 | Operational-demand | 2.3214 | 20.4475
QLD | QNLD | Newlands | Energy Queensland | Winter | Non-coincident | 2021 | POE90 | Operational-demand | 0.61816 | NA
QLD | QNLD | Newlands | Energy Queensland | Winter | Coincident_unreconciled | 2022 | POE90 | Operational-demand | 14.0072 | NA
QLD | QNLD | Newlands | Energy Queensland | Winter | Coincident_unreconciled | 2022 | POE50 | Operational-demand | 15.0295 | NA
QLD | QNLD | Newlands | Energy Queensland | Winter | Non-coincident | 2022 | POE50 | Operational-demand | 2.3247 | 20.4515
QLD | QNLD | Newlands | Energy Queensland | Winter | Non-coincident | 2022 | POE90 | Operational-demand | 0.62121 | NA
QLD | QNLD | Newlands | Energy Queensland | Winter | Coincident_unreconciled | 2023 | POE90 | Operational-demand | 14.0824 | NA
QLD | QNLD | Newlands | Energy Queensland | Winter | Coincident_unreconciled | 2023 | POE50 | Operational-demand | 15.1112 | NA
QLD | QNLD | Newlands | Energy Queensland | Winter | Non-coincident | 2023 | POE50 | Operational-demand | 2.3284 | 20.4559
QLD | QNLD | Newlands | Energy Queensland | Winter | Non-coincident | 2023 | POE90 | Operational-demand | 0.6246 | NA
QLD | QNLD | Newlands | Energy Queensland | Winter | Coincident_unreconciled | 2024 | POE90 | Operational-demand | 14.157 | NA
QLD | QNLD | Newlands | Energy Queensland | Winter | Coincident_unreconciled | 2024 | POE50 | Operational-demand | 15.1921 | NA
QLD | QNLD | Newlands | Energy Queensland | Winter | Non-coincident | 2024 | POE50 | Operational-demand | 2.3321 | 20.4602
QLD | QNLD | Newlands | Energy Queensland | Winter | Non-coincident | 2024 | POE90 | Operational-demand | 0.62796 | NA
QLD | QNLD | Newlands | Energy Queensland | Winter | Coincident_unreconciled | 2025 | POE90 | Operational-demand | 14.2246 | NA
QLD | QNLD | Newlands | Energy Queensland | Winter | Coincident_unreconciled | 2025 | POE50 | Operational-demand | 15.2655 | NA
QLD | QNLD | Newlands | Energy Queensland | Winter | Non-coincident | 2025 | POE50 | Operational-demand | 2.3354 | 20.4642
QLD | QNLD | Newlands | Energy Queensland | Winter | Non-coincident | 2025 | POE90 | Operational-demand | 0.63101 | NA
QLD | QNLD | Newlands | Energy Queensland | Winter | Coincident_unreconciled | 2026 | POE90 | Operational-demand | 14.3019 | NA
QLD | QNLD | Newlands | Energy Queensland | Winter | Coincident_unreconciled | 2026 | POE50 | Operational-demand | 15.3494 | NA
QLD | QNLD | Newlands | Energy Queensland | Winter | Non-coincident | 2026 | POE50 | Operational-demand | 2.3392 | 20.4687
QLD | QNLD | Newlands | Energy Queensland | Winter | Non-coincident | 2026 | POE90 | Operational-demand | 0.63449 | NA
QLD | QNLD | Newlands | Energy Queensland | Winter | Coincident_unreconciled | 2027 | POE90 | Operational-demand | 14.4037 | NA
QLD | QNLD | Newlands | Energy Queensland | Winter | Coincident_unreconciled | 2027 | POE50 | Operational-demand | 15.4599 | NA
QLD | QNLD | Newlands | Energy Queensland | Winter | Non-coincident | 2027 | POE50 | Operational-demand | 2.3441 | 20.4746
QLD | QNLD | Newlands | Energy Queensland | Winter | Non-coincident | 2027 | POE90 | Operational-demand | 0.63908 | NA
QLD | QNLD | Newlands | Energy Queensland | Winter | Coincident_unreconciled | 2028 | POE90 | Operational-demand | 14.5193 | NA
QLD | QNLD | Newlands | Energy Queensland | Winter | Coincident_unreconciled | 2028 | POE50 | Operational-demand | 15.5854 | NA
QLD | QNLD | Newlands | Energy Queensland | Winter | Non-coincident | 2028 | POE50 | Operational-demand | 2.3498 | 20.4814
QLD | QNLD | Newlands | Energy Queensland | Winter | Non-coincident | 2028 | POE90 | Operational-demand | 0.6443 | NA
QLD | QNLD | Newlands | Energy Queensland | Winter | Coincident_unreconciled | 2029 | POE90 | Operational-demand | 14.6197 | NA
QLD | QNLD | Newlands | Energy Queensland | Winter | Coincident_unreconciled | 2029 | POE50 | Operational-demand | 15.6944 | NA
QLD | QNLD | Newlands | Energy Queensland | Winter | Non-coincident | 2029 | POE50 | Operational-demand | 2.3547 | 20.4873
QLD | QNLD | Newlands | Energy Queensland | Winter | Non-coincident | 2029 | POE90 | Operational-demand | 0.64882 | NA
QLD | QNLD | Newlands | Energy Queensland | Shoulder | Non-coincident | 2019 | BASEYEARPOE10 | Operational-demand | NA | 18.4777
QLD | QNLD | Newlands | Energy Queensland | Shoulder | Coincident | 2021 | POE10 | Operational-demand | NA | 15.9477
QLD | QNLD | Newlands | Energy Queensland | Shoulder | Coincident | 2021 | POE50 | Operational-demand | NA | 15.5343
QLD | QNLD | Newlands | Energy Queensland | Shoulder | Non-coincident | 2021 | POE10 | Operational-demand | NA | 21.1842
QLD | QNLD | Newlands | Energy Queensland | Shoulder | Coincident | 2022 | POE10 | Operational-demand | NA | 16.3889
QLD | QNLD | Newlands | Energy Queensland | Shoulder | Coincident | 2022 | POE50 | Operational-demand | NA | 15.6977
QLD | QNLD | Newlands | Energy Queensland | Shoulder | Non-coincident | 2022 | POE10 | Operational-demand | NA | 21.1859
QLD | QNLD | Newlands | Energy Queensland | Shoulder | Coincident | 2023 | POE10 | Operational-demand | NA | 16.4252
QLD | QNLD | Newlands | Energy Queensland | Shoulder | Coincident | 2023 | POE50 | Operational-demand | NA | 15.8084
QLD | QNLD | Newlands | Energy Queensland | Shoulder | Non-coincident | 2023 | POE10 | Operational-demand | NA | 21.1926
QLD | QNLD | Newlands | Energy Queensland | Shoulder | Coincident | 2024 | POE10 | Operational-demand | NA | 16.5098
QLD | QNLD | Newlands | Energy Queensland | Shoulder | Coincident | 2024 | POE50 | Operational-demand | NA | 16.0986
QLD | QNLD | Newlands | Energy Queensland | Shoulder | Non-coincident | 2024 | POE10 | Operational-demand | NA | 21.1996
QLD | QNLD | Newlands | Energy Queensland | Shoulder | Coincident | 2025 | POE10 | Operational-demand | NA | 16.5663
QLD | QNLD | Newlands | Energy Queensland | Shoulder | Coincident | 2025 | POE50 | Operational-demand | NA | 16.0364
QLD | QNLD | Newlands | Energy Queensland | Shoulder | Non-coincident | 2025 | POE10 | Operational-demand | NA | 21.2062
QLD | QNLD | Newlands | Energy Queensland | Shoulder | Coincident | 2026 | POE10 | Operational-demand | NA | 16.486
QLD | QNLD | Newlands | Energy Queensland | Shoulder | Coincident | 2026 | POE50 | Operational-demand | NA | 16.0464
QLD | QNLD | Newlands | Energy Queensland | Shoulder | Non-coincident | 2026 | POE10 | Operational-demand | NA | 21.2128
QLD | QNLD | Newlands | Energy Queensland | Shoulder | Coincident | 2027 | POE10 | Operational-demand | NA | 16.4239
QLD | QNLD | Newlands | Energy Queensland | Shoulder | Coincident | 2027 | POE50 | Operational-demand | NA | 15.9701
QLD | QNLD | Newlands | Energy Queensland | Shoulder | Non-coincident | 2027 | POE10 | Operational-demand | NA | 21.2212
QLD | QNLD | Newlands | Energy Queensland | Shoulder | Coincident | 2028 | POE10 | Operational-demand | NA | 16.3695
QLD | QNLD | Newlands | Energy Queensland | Shoulder | Coincident | 2028 | POE50 | Operational-demand | NA | 15.9554
QLD | QNLD | Newlands | Energy Queensland | Shoulder | Non-coincident | 2028 | POE10 | Operational-demand | NA | 21.2315
QLD | QNLD | Newlands | Energy Queensland | Shoulder | Coincident | 2029 | POE10 | Operational-demand | NA | 16.5298
QLD | QNLD | Newlands | Energy Queensland | Shoulder | Coincident | 2029 | POE50 | Operational-demand | NA | 16.0162
QLD | QNLD | Newlands | Energy Queensland | Shoulder | Non-coincident | 2029 | POE10 | Operational-demand | NA | 21.2415
QLD | QNLD | Newlands | Energy Queensland | Shoulder | Coincident | 2030 | POE10 | Operational-demand | NA | 16.536
QLD | QNLD | Newlands | Energy Queensland | Shoulder | Coincident | 2030 | POE50 | Operational-demand | NA | 16.0383
QLD | QNLD | Newlands | Energy Queensland | Shoulder | Non-coincident | 2030 | POE10 | Operational-demand | NA | 21.2508
QLD | QNLD | Newlands | Energy Queensland | Summer | Non-coincident | 2019 | BASEYEARPOE10 | Operational-demand | NA | 19.6691
QLD | QNLD | Newlands | Energy Queensland | Summer | Coincident | 2021 | POE10 | Operational-demand | NA | 12.4276
QLD | QNLD | Newlands | Energy Queensland | Summer | Coincident | 2021 | POE50 | Operational-demand | NA | 12.3205
QLD | QNLD | Newlands | Energy Queensland | Summer | Non-coincident | 2021 | POE10 | Operational-demand | NA | 22.9883
QLD | QNLD | Newlands | Energy Queensland | Summer | Coincident | 2022 | POE10 | Operational-demand | NA | 12.6541
QLD | QNLD | Newlands | Energy Queensland | Summer | Coincident | 2022 | POE50 | Operational-demand | NA | 12.526
QLD | QNLD | Newlands | Energy Queensland | Summer | Non-coincident | 2022 | POE10 | Operational-demand | NA | 22.9906
QLD | QNLD | Newlands | Energy Queensland | Summer | Coincident | 2023 | POE10 | Operational-demand | NA | 12.7272
QLD | QNLD | Newlands | Energy Queensland | Summer | Coincident | 2023 | POE50 | Operational-demand | NA | 12.5703
QLD | QNLD | Newlands | Energy Queensland | Summer | Non-coincident | 2023 | POE10 | Operational-demand | NA | 22.9997
QLD | QNLD | Newlands | Energy Queensland | Summer | Coincident | 2024 | POE10 | Operational-demand | NA | 12.8772
QLD | QNLD | Newlands | Energy Queensland | Summer | Coincident | 2024 | POE50 | Operational-demand | NA | 12.7307
QLD | QNLD | Newlands | Energy Queensland | Summer | Non-coincident | 2024 | POE10 | Operational-demand | NA | 23.0092
QLD | QNLD | Newlands | Energy Queensland | Summer | Coincident | 2025 | POE10 | Operational-demand | NA | 12.8202
QLD | QNLD | Newlands | Energy Queensland | Summer | Coincident | 2025 | POE50 | Operational-demand | NA | 12.7397
QLD | QNLD | Newlands | Energy Queensland | Summer | Non-coincident | 2025 | POE10 | Operational-demand | NA | 23.0181
QLD | QNLD | Newlands | Energy Queensland | Summer | Coincident | 2026 | POE10 | Operational-demand | NA | 12.8773
QLD | QNLD | Newlands | Energy Queensland | Summer | Coincident | 2026 | POE50 | Operational-demand | NA | 12.7538
QLD | QNLD | Newlands | Energy Queensland | Summer | Non-coincident | 2026 | POE10 | Operational-demand | NA | 23.0272
QLD | QNLD | Newlands | Energy Queensland | Summer | Coincident | 2027 | POE10 | Operational-demand | NA | 12.7797
QLD | QNLD | Newlands | Energy Queensland | Summer | Coincident | 2027 | POE50 | Operational-demand | NA | 12.7005
QLD | QNLD | Newlands | Energy Queensland | Summer | Non-coincident | 2027 | POE10 | Operational-demand | NA | 23.0386
QLD | QNLD | Newlands | Energy Queensland | Summer | Coincident | 2028 | POE10 | Operational-demand | NA | 12.7883
QLD | QNLD | Newlands | Energy Queensland | Summer | Coincident | 2028 | POE50 | Operational-demand | NA | 12.7021
QLD | QNLD | Newlands | Energy Queensland | Summer | Non-coincident | 2028 | POE10 | Operational-demand | NA | 23.0526
QLD | QNLD | Newlands | Energy Queensland | Summer | Coincident | 2029 | POE10 | Operational-demand | NA | 12.7538
QLD | QNLD | Newlands | Energy Queensland | Summer | Coincident | 2029 | POE50 | Operational-demand | NA | 12.7217
QLD | QNLD | Newlands | Energy Queensland | Summer | Non-coincident | 2029 | POE10 | Operational-demand | NA | 23.0661
QLD | QNLD | Newlands | Energy Queensland | Summer | Coincident | 2030 | POE10 | Operational-demand | NA | 12.7667
QLD | QNLD | Newlands | Energy Queensland | Summer | Coincident | 2030 | POE50 | Operational-demand | NA | 12.6668
QLD | QNLD | Newlands | Energy Queensland | Summer | Non-coincident | 2030 | POE10 | Operational-demand | NA | 23.0788
QLD | QNLD | Newlands | Energy Queensland | Winter | Non-coincident | 2019 | BASEYEARPOE10 | Operational-demand | NA | 18.9918
QLD | QNLD | Newlands | Energy Queensland | Winter | Coincident | 2020 | POE10 | Operational-demand | NA | 11.216
QLD | QNLD | Newlands | Energy Queensland | Winter | Coincident | 2020 | POE50 | Operational-demand | NA | 10.4401
QLD | QNLD | Newlands | Energy Queensland | Winter | Non-coincident | 2020 | POE10 | Operational-demand | NA | 21.5548
QLD | QNLD | Newlands | Energy Queensland | Winter | Coincident | 2021 | POE10 | Operational-demand | NA | 11.1203
QLD | QNLD | Newlands | Energy Queensland | Winter | Coincident | 2021 | POE50 | Operational-demand | NA | 10.3484
QLD | QNLD | Newlands | Energy Queensland | Winter | Non-coincident | 2021 | POE10 | Operational-demand | NA | 21.5519
QLD | QNLD | Newlands | Energy Queensland | Winter | Coincident | 2022 | POE10 | Operational-demand | NA | 11.3689
QLD | QNLD | Newlands | Energy Queensland | Winter | Coincident | 2022 | POE50 | Operational-demand | NA | 10.5813
QLD | QNLD | Newlands | Energy Queensland | Winter | Non-coincident | 2022 | POE10 | Operational-demand | NA | 21.5567
QLD | QNLD | Newlands | Energy Queensland | Winter | Coincident | 2023 | POE10 | Operational-demand | NA | 11.4767
QLD | QNLD | Newlands | Energy Queensland | Winter | Coincident | 2023 | POE50 | Operational-demand | NA | 10.6713
QLD | QNLD | Newlands | Energy Queensland | Winter | Non-coincident | 2023 | POE10 | Operational-demand | NA | 21.5621
QLD | QNLD | Newlands | Energy Queensland | Winter | Coincident | 2024 | POE10 | Operational-demand | NA | 11.6509
QLD | QNLD | Newlands | Energy Queensland | Winter | Coincident | 2024 | POE50 | Operational-demand | NA | 10.7913
QLD | QNLD | Newlands | Energy Queensland | Winter | Non-coincident | 2024 | POE10 | Operational-demand | NA | 21.5674
QLD | QNLD | Newlands | Energy Queensland | Winter | Coincident | 2025 | POE10 | Operational-demand | NA | 11.6176
QLD | QNLD | Newlands | Energy Queensland | Winter | Coincident | 2025 | POE50 | Operational-demand | NA | 10.7834
QLD | QNLD | Newlands | Energy Queensland | Winter | Non-coincident | 2025 | POE10 | Operational-demand | NA | 21.5722
QLD | QNLD | Newlands | Energy Queensland | Winter | Coincident | 2026 | POE10 | Operational-demand | NA | 11.6127
QLD | QNLD | Newlands | Energy Queensland | Winter | Coincident | 2026 | POE50 | Operational-demand | NA | 10.7989
QLD | QNLD | Newlands | Energy Queensland | Winter | Non-coincident | 2026 | POE10 | Operational-demand | NA | 21.5777
QLD | QNLD | Newlands | Energy Queensland | Winter | Coincident | 2027 | POE10 | Operational-demand | NA | 11.6053
QLD | QNLD | Newlands | Energy Queensland | Winter | Coincident | 2027 | POE50 | Operational-demand | NA | 10.7928
QLD | QNLD | Newlands | Energy Queensland | Winter | Non-coincident | 2027 | POE10 | Operational-demand | NA | 21.5849
QLD | QNLD | Newlands | Energy Queensland | Winter | Coincident | 2028 | POE10 | Operational-demand | NA | 11.7264
QLD | QNLD | Newlands | Energy Queensland | Winter | Coincident | 2028 | POE50 | Operational-demand | NA | 10.8205
QLD | QNLD | Newlands | Energy Queensland | Winter | Non-coincident | 2028 | POE10 | Operational-demand | NA | 21.5931
QLD | QNLD | Newlands | Energy Queensland | Winter | Coincident | 2029 | POE10 | Operational-demand | NA | 11.6672
QLD | QNLD | Newlands | Energy Queensland | Winter | Coincident | 2029 | POE50 | Operational-demand | NA | 10.8216
QLD | QNLD | Newlands | Energy Queensland | Winter | Non-coincident | 2029 | POE10 | Operational-demand | NA | 21.6003
QLD | QOKT | Oakey | Energy Queensland | Shoulder | Coincident | 2017 | ACTUAL_OPG | Operational-demand | 12.673 | 11.1035
QLD | QOKT | Oakey | Energy Queensland | Shoulder | Coincident | 2017 | ACTUAL_RAW | Operational-demand | 12.673 | 11.1035
QLD | QOKT | Oakey | Energy Queensland | Shoulder | Non-coincident | 2017 | ACTUAL_RAW | Operational-demand | 5.7381 | 20.814
QLD | QOKT | Oakey | Energy Queensland | Shoulder | Non-coincident | 2017 | ACTUAL_OPG | Operational-demand | 5.7381 | 20.814
QLD | QOKT | Oakey | Energy Queensland | Shoulder | Non-coincident | 2017 | ACTUAL_ADJUSTEDOPG | Operational-demand | 5.7381 | 20.814
QLD | QOKT | Oakey | Energy Queensland | Shoulder | Coincident | 2018 | ACTUAL_OPG | Operational-demand | 12.0521 | 20.804
QLD | QOKT | Oakey | Energy Queensland | Shoulder | Coincident | 2018 | ACTUAL_RAW | Operational-demand | 12.0521 | 20.804
QLD | QOKT | Oakey | Energy Queensland | Shoulder | Non-coincident | 2018 | ACTUAL_RAW | Operational-demand | 7.8364 | 23.15
QLD | QOKT | Oakey | Energy Queensland | Shoulder | Non-coincident | 2018 | ACTUAL_OPG | Operational-demand | 7.8364 | 23.15
QLD | QOKT | Oakey | Energy Queensland | Shoulder | Non-coincident | 2018 | ACTUAL_ADJUSTEDOPG | Operational-demand | 7.8364 | 23.15
QLD | QOKT | Oakey | Energy Queensland | Shoulder | Coincident | 2019 | ACTUAL_OPG | Operational-demand | 9.1164 | 13.1313
QLD | QOKT | Oakey | Energy Queensland | Shoulder | Coincident | 2019 | ACTUAL_RAW | Operational-demand | 9.1164 | 13.1313
QLD | QOKT | Oakey | Energy Queensland | Shoulder | Non-coincident | 2019 | ACTUAL_RAW | Operational-demand | -16.1502 | 22.7938
QLD | QOKT | Oakey | Energy Queensland | Shoulder | Non-coincident | 2019 | ACTUAL_OPG | Operational-demand | 6.3504 | 22.7198
QLD | QOKT | Oakey | Energy Queensland | Shoulder | Non-coincident | 2019 | ACTUAL_ADJUSTEDOPG | Operational-demand | 6.3504 | 22.7198
QLD | QOKT | Oakey | Energy Queensland | Shoulder | Non-coincident | 2019 | BASEYEARPOE90 | Operational-demand | 4.2796 | NA
QLD | QOKT | Oakey | Energy Queensland | Shoulder | Non-coincident | 2019 | BASEYEARPOE50 | Operational-demand | 6.0275 | 20.0569
QLD | QOKT | Oakey | Energy Queensland | Shoulder | Coincident | 2020 | ACTUAL_OPG | Operational-demand | 8.1527 | 17.3496
QLD | QOKT | Oakey | Energy Queensland | Shoulder | Coincident | 2020 | ACTUAL_RAW | Operational-demand | -14.2613 | 17.4256
QLD | QOKT | Oakey | Energy Queensland | Shoulder | Non-coincident | 2020 | ACTUAL_RAW | Operational-demand | -26.6526 | 17.5176
QLD | QOKT | Oakey | Energy Queensland | Shoulder | Non-coincident | 2020 | ACTUAL_OPG | Operational-demand | 6.0479 | 18.3733
QLD | QOKT | Oakey | Energy Queensland | Shoulder | Non-coincident | 2020 | ACTUAL_ADJUSTEDOPG | Operational-demand | 6.0479 | 18.3733
QLD | QOKT | Oakey | Energy Queensland | Shoulder | Coincident_unreconciled | 2021 | POE50 | Operational-demand | 9.9941 | NA
QLD | QOKT | Oakey | Energy Queensland | Shoulder | Coincident_unreconciled | 2021 | POE90 | Operational-demand | 6.5352 | NA
QLD | QOKT | Oakey | Energy Queensland | Shoulder | Non-coincident | 2021 | POE50 | Operational-demand | 5.4829 | 20.0885
QLD | QOKT | Oakey | Energy Queensland | Shoulder | Non-coincident | 2021 | POE90 | Operational-demand | 3.5853 | NA
QLD | QOKT | Oakey | Energy Queensland | Shoulder | Coincident_unreconciled | 2022 | POE50 | Operational-demand | 9.8108 | NA
QLD | QOKT | Oakey | Energy Queensland | Shoulder | Coincident_unreconciled | 2022 | POE90 | Operational-demand | 6.3319 | NA
QLD | QOKT | Oakey | Energy Queensland | Shoulder | Non-coincident | 2022 | POE50 | Operational-demand | 5.3824 | 20.2023
QLD | QOKT | Oakey | Energy Queensland | Shoulder | Non-coincident | 2022 | POE90 | Operational-demand | 3.4738 | NA
QLD | QOKT | Oakey | Energy Queensland | Shoulder | Coincident_unreconciled | 2023 | POE50 | Operational-demand | 9.6018 | NA
QLD | QOKT | Oakey | Energy Queensland | Shoulder | Coincident_unreconciled | 2023 | POE90 | Operational-demand | 6.1009 | NA
QLD | QOKT | Oakey | Energy Queensland | Shoulder | Non-coincident | 2023 | POE50 | Operational-demand | 5.2677 | 20.3278
QLD | QOKT | Oakey | Energy Queensland | Shoulder | Non-coincident | 2023 | POE90 | Operational-demand | 3.3471 | NA
QLD | QOKT | Oakey | Energy Queensland | Shoulder | Coincident_unreconciled | 2024 | POE50 | Operational-demand | 9.4385 | NA
QLD | QOKT | Oakey | Energy Queensland | Shoulder | Coincident_unreconciled | 2024 | POE90 | Operational-demand | 5.9158 | NA
QLD | QOKT | Oakey | Energy Queensland | Shoulder | Non-coincident | 2024 | POE50 | Operational-demand | 5.1781 | 20.4452
QLD | QOKT | Oakey | Energy Queensland | Shoulder | Non-coincident | 2024 | POE90 | Operational-demand | 3.2455 | NA
QLD | QOKT | Oakey | Energy Queensland | Shoulder | Coincident_unreconciled | 2025 | POE50 | Operational-demand | 9.327 | NA
QLD | QOKT | Oakey | Energy Queensland | Shoulder | Coincident_unreconciled | 2025 | POE90 | Operational-demand | 5.7822 | NA
QLD | QOKT | Oakey | Energy Queensland | Shoulder | Non-coincident | 2025 | POE50 | Operational-demand | 5.1169 | 20.5588
QLD | QOKT | Oakey | Energy Queensland | Shoulder | Non-coincident | 2025 | POE90 | Operational-demand | 3.1722 | NA
QLD | QOKT | Oakey | Energy Queensland | Shoulder | Coincident_unreconciled | 2026 | POE50 | Operational-demand | 9.2239 | NA
QLD | QOKT | Oakey | Energy Queensland | Shoulder | Coincident_unreconciled | 2026 | POE90 | Operational-demand | 5.657 | NA
QLD | QOKT | Oakey | Energy Queensland | Shoulder | Non-coincident | 2026 | POE50 | Operational-demand | 5.0604 | 20.6717
QLD | QOKT | Oakey | Energy Queensland | Shoulder | Non-coincident | 2026 | POE90 | Operational-demand | 3.1035 | NA
QLD | QOKT | Oakey | Energy Queensland | Shoulder | Coincident_unreconciled | 2027 | POE50 | Operational-demand | 9.1502 | NA
QLD | QOKT | Oakey | Energy Queensland | Shoulder | Coincident_unreconciled | 2027 | POE90 | Operational-demand | 5.5605 | NA
QLD | QOKT | Oakey | Energy Queensland | Shoulder | Non-coincident | 2027 | POE50 | Operational-demand | 5.02 | 20.7889
QLD | QOKT | Oakey | Energy Queensland | Shoulder | Non-coincident | 2027 | POE90 | Operational-demand | 3.0506 | NA
QLD | QOKT | Oakey | Energy Queensland | Shoulder | Coincident_unreconciled | 2028 | POE50 | Operational-demand | 9.1073 | NA
QLD | QOKT | Oakey | Energy Queensland | Shoulder | Coincident_unreconciled | 2028 | POE90 | Operational-demand | 5.4938 | NA
QLD | QOKT | Oakey | Energy Queensland | Shoulder | Non-coincident | 2028 | POE50 | Operational-demand | 4.9964 | 20.9221
QLD | QOKT | Oakey | Energy Queensland | Shoulder | Non-coincident | 2028 | POE90 | Operational-demand | 3.014 | NA
QLD | QOKT | Oakey | Energy Queensland | Shoulder | Coincident_unreconciled | 2029 | POE50 | Operational-demand | 9.0637 | NA
QLD | QOKT | Oakey | Energy Queensland | Shoulder | Coincident_unreconciled | 2029 | POE90 | Operational-demand | 5.4265 | NA
QLD | QOKT | Oakey | Energy Queensland | Shoulder | Non-coincident | 2029 | POE50 | Operational-demand | 4.9725 | 21.07
QLD | QOKT | Oakey | Energy Queensland | Shoulder | Non-coincident | 2029 | POE90 | Operational-demand | 2.9771 | NA
QLD | QOKT | Oakey | Energy Queensland | Shoulder | Coincident_unreconciled | 2030 | POE50 | Operational-demand | 9.064 | NA
QLD | QOKT | Oakey | Energy Queensland | Shoulder | Coincident_unreconciled | 2030 | POE90 | Operational-demand | 5.4032 | NA
QLD | QOKT | Oakey | Energy Queensland | Shoulder | Non-coincident | 2030 | POE50 | Operational-demand | 4.9727 | 21.2209
QLD | QOKT | Oakey | Energy Queensland | Shoulder | Non-coincident | 2030 | POE90 | Operational-demand | 2.9643 | NA
QLD | QOKT | Oakey | Energy Queensland | Summer | Coincident | 2017 | ACTUAL_OPG | Operational-demand | 5.0823 | 18.7136
QLD | QOKT | Oakey | Energy Queensland | Summer | Coincident | 2017 | ACTUAL_RAW | Operational-demand | 5.0823 | 18.7136
QLD | QOKT | Oakey | Energy Queensland | Summer | Non-coincident | 2017 | ACTUAL_RAW | Operational-demand | 5.0823 | 30.6869
QLD | QOKT | Oakey | Energy Queensland | Summer | Non-coincident | 2017 | ACTUAL_OPG | Operational-demand | 5.0823 | 30.6869
QLD | QOKT | Oakey | Energy Queensland | Summer | Non-coincident | 2017 | ACTUAL_ADJUSTEDOPG | Operational-demand | 5.0823 | 25.6762
QLD | QOKT | Oakey | Energy Queensland | Summer | Coincident | 2018 | ACTUAL_OPG | Operational-demand | 13.041 | 21.0668
QLD | QOKT | Oakey | Energy Queensland | Summer | Coincident | 2018 | ACTUAL_RAW | Operational-demand | 13.041 | 21.0668
QLD | QOKT | Oakey | Energy Queensland | Summer | Non-coincident | 2018 | ACTUAL_RAW | Operational-demand | 4.7325 | 25.4648
QLD | QOKT | Oakey | Energy Queensland | Summer | Non-coincident | 2018 | ACTUAL_OPG | Operational-demand | 4.7325 | 25.4648
QLD | QOKT | Oakey | Energy Queensland | Summer | Non-coincident | 2018 | ACTUAL_ADJUSTEDOPG | Operational-demand | 4.7325 | 25.4648
QLD | QOKT | Oakey | Energy Queensland | Summer | Coincident | 2019 | ACTUAL_OPG | Operational-demand | 5.1429 | 19.1239
QLD | QOKT | Oakey | Energy Queensland | Summer | Coincident | 2019 | ACTUAL_RAW | Operational-demand | 5.1429 | 19.1239
QLD | QOKT | Oakey | Energy Queensland | Summer | Non-coincident | 2019 | ACTUAL_RAW | Operational-demand | -4.3843 | 23.5368
QLD | QOKT | Oakey | Energy Queensland | Summer | Non-coincident | 2019 | ACTUAL_OPG | Operational-demand | 3.8109 | 23.5368
QLD | QOKT | Oakey | Energy Queensland | Summer | Non-coincident | 2019 | ACTUAL_ADJUSTEDOPG | Operational-demand | 3.8109 | 23.5368
QLD | QOKT | Oakey | Energy Queensland | Summer | Non-coincident | 2019 | BASEYEARPOE90 | Operational-demand | 3.2446 | NA
QLD | QOKT | Oakey | Energy Queensland | Summer | Non-coincident | 2019 | BASEYEARPOE50 | Operational-demand | 5.2932 | 22.854
QLD | QOKT | Oakey | Energy Queensland | Summer | Coincident | 2020 | ACTUAL_OPG | Operational-demand | 6.8281 | 17.2626
QLD | QOKT | Oakey | Energy Queensland | Summer | Coincident | 2020 | ACTUAL_RAW | Operational-demand | -18.1099 | 14.8826
QLD | QOKT | Oakey | Energy Queensland | Summer | Non-coincident | 2020 | ACTUAL_RAW | Operational-demand | -40.1323 | 23.8226
QLD | QOKT | Oakey | Energy Queensland | Summer | Non-coincident | 2020 | ACTUAL_OPG | Operational-demand | 4.2408 | 24.256
QLD | QOKT | Oakey | Energy Queensland | Summer | Non-coincident | 2020 | ACTUAL_ADJUSTEDOPG | Operational-demand | 4.2408 | 24.0631
QLD | QOKT | Oakey | Energy Queensland | Summer | Coincident_unreconciled | 2021 | POE50 | Operational-demand | 15.8253 | NA
QLD | QOKT | Oakey | Energy Queensland | Summer | Coincident_unreconciled | 2021 | POE90 | Operational-demand | 8.4291 | NA
QLD | QOKT | Oakey | Energy Queensland | Summer | Non-coincident | 2021 | POE50 | Operational-demand | 5.1494 | 23.0105
QLD | QOKT | Oakey | Energy Queensland | Summer | Non-coincident | 2021 | POE90 | Operational-demand | 2.4981 | NA
QLD | QOKT | Oakey | Energy Queensland | Summer | Coincident_unreconciled | 2022 | POE50 | Operational-demand | 15.541 | NA
QLD | QOKT | Oakey | Energy Queensland | Summer | Coincident_unreconciled | 2022 | POE90 | Operational-demand | 8.102 | NA
QLD | QOKT | Oakey | Energy Queensland | Summer | Non-coincident | 2022 | POE50 | Operational-demand | 5.0811 | 23.1283
QLD | QOKT | Oakey | Energy Queensland | Summer | Non-coincident | 2022 | POE90 | Operational-demand | 2.4144 | NA
QLD | QOKT | Oakey | Energy Queensland | Summer | Coincident_unreconciled | 2023 | POE50 | Operational-demand | 15.2236 | NA
QLD | QOKT | Oakey | Energy Queensland | Summer | Coincident_unreconciled | 2023 | POE90 | Operational-demand | 7.7377 | NA
QLD | QOKT | Oakey | Energy Queensland | Summer | Non-coincident | 2023 | POE50 | Operational-demand | 5.0048 | 23.2577
QLD | QOKT | Oakey | Energy Queensland | Summer | Non-coincident | 2023 | POE90 | Operational-demand | 2.3213 | NA
QLD | QOKT | Oakey | Energy Queensland | Summer | Coincident_unreconciled | 2024 | POE50 | Operational-demand | 14.9718 | NA
QLD | QOKT | Oakey | Energy Queensland | Summer | Coincident_unreconciled | 2024 | POE90 | Operational-demand | 7.4392 | NA
QLD | QOKT | Oakey | Energy Queensland | Summer | Non-coincident | 2024 | POE50 | Operational-demand | 4.9477 | 23.3815
QLD | QOKT | Oakey | Energy Queensland | Summer | Non-coincident | 2024 | POE90 | Operational-demand | 2.2475 | NA
QLD | QOKT | Oakey | Energy Queensland | Summer | Coincident_unreconciled | 2025 | POE50 | Operational-demand | 14.8015 | NA
QLD | QOKT | Oakey | Energy Queensland | Summer | Coincident_unreconciled | 2025 | POE90 | Operational-demand | 7.2218 | NA
QLD | QOKT | Oakey | Energy Queensland | Summer | Non-coincident | 2025 | POE50 | Operational-demand | 4.9143 | 23.5043
QLD | QOKT | Oakey | Energy Queensland | Summer | Non-coincident | 2025 | POE90 | Operational-demand | 2.1972 | NA
QLD | QOKT | Oakey | Energy Queensland | Summer | Coincident_unreconciled | 2026 | POE50 | Operational-demand | 14.6411 | NA
QLD | QOKT | Oakey | Energy Queensland | Summer | Coincident_unreconciled | 2026 | POE90 | Operational-demand | 7.0141 | NA
QLD | QOKT | Oakey | Energy Queensland | Summer | Non-coincident | 2026 | POE50 | Operational-demand | 4.8848 | 23.6267
QLD | QOKT | Oakey | Energy Queensland | Summer | Non-coincident | 2026 | POE90 | Operational-demand | 2.1508 | NA
QLD | QOKT | Oakey | Energy Queensland | Summer | Coincident_unreconciled | 2027 | POE50 | Operational-demand | 14.5278 | NA
QLD | QOKT | Oakey | Energy Queensland | Summer | Coincident_unreconciled | 2027 | POE90 | Operational-demand | 6.852 | NA
QLD | QOKT | Oakey | Energy Queensland | Summer | Non-coincident | 2027 | POE50 | Operational-demand | 4.8695 | 23.7543
QLD | QOKT | Oakey | Energy Queensland | Summer | Non-coincident | 2027 | POE90 | Operational-demand | 2.1179 | NA
QLD | QOKT | Oakey | Energy Queensland | Summer | Coincident_unreconciled | 2028 | POE50 | Operational-demand | 14.4631 | NA
QLD | QOKT | Oakey | Energy Queensland | Summer | Coincident_unreconciled | 2028 | POE90 | Operational-demand | 6.7364 | NA
QLD | QOKT | Oakey | Energy Queensland | Summer | Non-coincident | 2028 | POE50 | Operational-demand | 4.8644 | 23.8999
QLD | QOKT | Oakey | Energy Queensland | Summer | Non-coincident | 2028 | POE90 | Operational-demand | 2.0946 | NA
QLD | QOKT | Oakey | Energy Queensland | Summer | Coincident_unreconciled | 2029 | POE50 | Operational-demand | 14.402 | NA
QLD | QOKT | Oakey | Energy Queensland | Summer | Coincident_unreconciled | 2029 | POE90 | Operational-demand | 6.6247 | NA
QLD | QOKT | Oakey | Energy Queensland | Summer | Non-coincident | 2029 | POE50 | Operational-demand | 4.8571 | 24.0583
QLD | QOKT | Oakey | Energy Queensland | Summer | Non-coincident | 2029 | POE90 | Operational-demand | 2.0691 | NA
QLD | QOKT | Oakey | Energy Queensland | Summer | Coincident_unreconciled | 2030 | POE50 | Operational-demand | 14.4093 | NA
QLD | QOKT | Oakey | Energy Queensland | Summer | Coincident_unreconciled | 2030 | POE90 | Operational-demand | 6.5816 | NA
QLD | QOKT | Oakey | Energy Queensland | Summer | Non-coincident | 2030 | POE50 | Operational-demand | 4.8684 | 24.2202
QLD | QOKT | Oakey | Energy Queensland | Summer | Non-coincident | 2030 | POE90 | Operational-demand | 2.0624 | NA
QLD | QOKT | Oakey | Energy Queensland | Winter | Coincident | 2016 | ACTUAL_OPG | Operational-demand | 9.7606 | 18.6694
QLD | QOKT | Oakey | Energy Queensland | Winter | Coincident | 2016 | ACTUAL_RAW | Operational-demand | 9.7606 | 18.6694
QLD | QOKT | Oakey | Energy Queensland | Winter | Non-coincident | 2016 | ACTUAL_RAW | Operational-demand | 6.6194 | 19.2736
QLD | QOKT | Oakey | Energy Queensland | Winter | Non-coincident | 2016 | ACTUAL_OPG | Operational-demand | 6.6194 | 19.2736
QLD | QOKT | Oakey | Energy Queensland | Winter | Non-coincident | 2016 | ACTUAL_ADJUSTEDOPG | Operational-demand | 6.6194 | 19.2736
QLD | QOKT | Oakey | Energy Queensland | Winter | Coincident | 2017 | ACTUAL_OPG | Operational-demand | 11.706 | 20.5056
QLD | QOKT | Oakey | Energy Queensland | Winter | Coincident | 2017 | ACTUAL_RAW | Operational-demand | 11.706 | 20.5056
QLD | QOKT | Oakey | Energy Queensland | Winter | Non-coincident | 2017 | ACTUAL_RAW | Operational-demand | 7.7334 | 24.956
QLD | QOKT | Oakey | Energy Queensland | Winter | Non-coincident | 2017 | ACTUAL_OPG | Operational-demand | 7.7334 | 24.956
QLD | QOKT | Oakey | Energy Queensland | Winter | Non-coincident | 2017 | ACTUAL_ADJUSTEDOPG | Operational-demand | 7.7334 | 24.956
QLD | QOKT | Oakey | Energy Queensland | Winter | Coincident | 2018 | ACTUAL_OPG | Operational-demand | 12.625 | 18.1448
QLD | QOKT | Oakey | Energy Queensland | Winter | Coincident | 2018 | ACTUAL_RAW | Operational-demand | 12.625 | 18.1448
QLD | QOKT | Oakey | Energy Queensland | Winter | Non-coincident | 2018 | ACTUAL_RAW | Operational-demand | 7.6555 | 23.5298
QLD | QOKT | Oakey | Energy Queensland | Winter | Non-coincident | 2018 | ACTUAL_OPG | Operational-demand | 7.6555 | 23.5298
QLD | QOKT | Oakey | Energy Queensland | Winter | Non-coincident | 2018 | ACTUAL_ADJUSTEDOPG | Operational-demand | 7.6555 | 23.5298
QLD | QOKT | Oakey | Energy Queensland | Winter | Coincident | 2019 | ACTUAL_OPG | Operational-demand | 6.6877 | 18.2265
QLD | QOKT | Oakey | Energy Queensland | Winter | Coincident | 2019 | ACTUAL_RAW | Operational-demand | 5.9517 | 18.2485
QLD | QOKT | Oakey | Energy Queensland | Winter | Non-coincident | 2019 | ACTUAL_RAW | Operational-demand | -15.5094 | 19.1816
QLD | QOKT | Oakey | Energy Queensland | Winter | Non-coincident | 2019 | ACTUAL_OPG | Operational-demand | 5.7034 | 19.7095
QLD | QOKT | Oakey | Energy Queensland | Winter | Non-coincident | 2019 | ACTUAL_ADJUSTEDOPG | Operational-demand | 5.7034 | 19.7095
QLD | QOKT | Oakey | Energy Queensland | Winter | Non-coincident | 2019 | BASEYEARPOE90 | Operational-demand | 5.0469 | NA
QLD | QOKT | Oakey | Energy Queensland | Winter | Non-coincident | 2019 | BASEYEARPOE50 | Operational-demand | 5.8425 | 22.5611
QLD | QOKT | Oakey | Energy Queensland | Winter | Coincident_unreconciled | 2020 | POE50 | Operational-demand | 10.9834 | NA
QLD | QOKT | Oakey | Energy Queensland | Winter | Coincident_unreconciled | 2020 | POE90 | Operational-demand | 9.5723 | NA
QLD | QOKT | Oakey | Energy Queensland | Winter | Non-coincident | 2020 | POE50 | Operational-demand | 5.3521 | 22.6491
QLD | QOKT | Oakey | Energy Queensland | Winter | Non-coincident | 2020 | POE90 | Operational-demand | 4.4814 | NA
QLD | QOKT | Oakey | Energy Queensland | Winter | Coincident_unreconciled | 2021 | POE50 | Operational-demand | 10.8722 | NA
QLD | QOKT | Oakey | Energy Queensland | Winter | Coincident_unreconciled | 2021 | POE90 | Operational-demand | 9.454 | NA
QLD | QOKT | Oakey | Energy Queensland | Winter | Non-coincident | 2021 | POE50 | Operational-demand | 5.2835 | 22.7439
QLD | QOKT | Oakey | Energy Queensland | Winter | Non-coincident | 2021 | POE90 | Operational-demand | 4.4084 | NA
QLD | QOKT | Oakey | Energy Queensland | Winter | Coincident_unreconciled | 2022 | POE50 | Operational-demand | 10.6863 | NA
QLD | QOKT | Oakey | Energy Queensland | Winter | Coincident_unreconciled | 2022 | POE90 | Operational-demand | 9.259 | NA
QLD | QOKT | Oakey | Energy Queensland | Winter | Non-coincident | 2022 | POE50 | Operational-demand | 5.1688 | 22.8652
QLD | QOKT | Oakey | Energy Queensland | Winter | Non-coincident | 2022 | POE90 | Operational-demand | 4.2881 | NA
QLD | QOKT | Oakey | Energy Queensland | Winter | Coincident_unreconciled | 2023 | POE50 | Operational-demand | 10.5301 | NA
QLD | QOKT | Oakey | Energy Queensland | Winter | Coincident_unreconciled | 2023 | POE90 | Operational-demand | 9.0938 | NA
QLD | QOKT | Oakey | Energy Queensland | Winter | Non-coincident | 2023 | POE50 | Operational-demand | 5.0724 | 23.0034
QLD | QOKT | Oakey | Energy Queensland | Winter | Non-coincident | 2023 | POE90 | Operational-demand | 4.1862 | NA
QLD | QOKT | Oakey | Energy Queensland | Winter | Coincident_unreconciled | 2024 | POE50 | Operational-demand | 10.4141 | NA
QLD | QOKT | Oakey | Energy Queensland | Winter | Coincident_unreconciled | 2024 | POE90 | Operational-demand | 8.9689 | NA
QLD | QOKT | Oakey | Energy Queensland | Winter | Non-coincident | 2024 | POE50 | Operational-demand | 5.0008 | 23.128
QLD | QOKT | Oakey | Energy Queensland | Winter | Non-coincident | 2024 | POE90 | Operational-demand | 4.1091 | NA
QLD | QOKT | Oakey | Energy Queensland | Winter | Coincident_unreconciled | 2025 | POE50 | Operational-demand | 10.3342 | NA
QLD | QOKT | Oakey | Energy Queensland | Winter | Coincident_unreconciled | 2025 | POE90 | Operational-demand | 8.8799 | NA
QLD | QOKT | Oakey | Energy Queensland | Winter | Non-coincident | 2025 | POE50 | Operational-demand | 4.9515 | 23.2522
QLD | QOKT | Oakey | Energy Queensland | Winter | Non-coincident | 2025 | POE90 | Operational-demand | 4.0542 | NA
QLD | QOKT | Oakey | Energy Queensland | Winter | Coincident_unreconciled | 2026 | POE50 | Operational-demand | 10.2413 | NA
QLD | QOKT | Oakey | Energy Queensland | Winter | Coincident_unreconciled | 2026 | POE90 | Operational-demand | 8.778 | NA
QLD | QOKT | Oakey | Energy Queensland | Winter | Non-coincident | 2026 | POE50 | Operational-demand | 4.8943 | 23.3737
QLD | QOKT | Oakey | Energy Queensland | Winter | Non-coincident | 2026 | POE90 | Operational-demand | 3.9913 | NA
QLD | QOKT | Oakey | Energy Queensland | Winter | Coincident_unreconciled | 2027 | POE50 | Operational-demand | 10.2082 | NA
QLD | QOKT | Oakey | Energy Queensland | Winter | Coincident_unreconciled | 2027 | POE90 | Operational-demand | 8.7353 | NA
QLD | QOKT | Oakey | Energy Queensland | Winter | Non-coincident | 2027 | POE50 | Operational-demand | 4.8738 | 23.503
QLD | QOKT | Oakey | Energy Queensland | Winter | Non-coincident | 2027 | POE90 | Operational-demand | 3.9649 | NA
QLD | QOKT | Oakey | Energy Queensland | Winter | Coincident_unreconciled | 2028 | POE50 | Operational-demand | 10.1735 | NA
QLD | QOKT | Oakey | Energy Queensland | Winter | Coincident_unreconciled | 2028 | POE90 | Operational-demand | 8.6908 | NA
QLD | QOKT | Oakey | Energy Queensland | Winter | Non-coincident | 2028 | POE50 | Operational-demand | 4.8524 | 23.6587
QLD | QOKT | Oakey | Energy Queensland | Winter | Non-coincident | 2028 | POE90 | Operational-demand | 3.9375 | NA
QLD | QOKT | Oakey | Energy Queensland | Winter | Coincident_unreconciled | 2029 | POE50 | Operational-demand | 10.1523 | NA
QLD | QOKT | Oakey | Energy Queensland | Winter | Coincident_unreconciled | 2029 | POE90 | Operational-demand | 8.66 | NA
QLD | QOKT | Oakey | Energy Queensland | Winter | Non-coincident | 2029 | POE50 | Operational-demand | 4.8393 | 23.8207
QLD | QOKT | Oakey | Energy Queensland | Winter | Non-coincident | 2029 | POE90 | Operational-demand | 3.9185 | NA
QLD | QOKT | Oakey | Energy Queensland | Shoulder | Non-coincident | 2019 | BASEYEARPOE10 | Operational-demand | NA | 20.5278
QLD | QOKT | Oakey | Energy Queensland | Shoulder | Coincident | 2021 | POE10 | Operational-demand | NA | 16.7361
QLD | QOKT | Oakey | Energy Queensland | Shoulder | Coincident | 2021 | POE50 | Operational-demand | NA | 16.9669
QLD | QOKT | Oakey | Energy Queensland | Shoulder | Non-coincident | 2021 | POE10 | Operational-demand | NA | 20.6726
QLD | QOKT | Oakey | Energy Queensland | Shoulder | Coincident | 2022 | POE10 | Operational-demand | NA | 17.2952
QLD | QOKT | Oakey | Energy Queensland | Shoulder | Coincident | 2022 | POE50 | Operational-demand | NA | 17.2413
QLD | QOKT | Oakey | Energy Queensland | Shoulder | Non-coincident | 2022 | POE10 | Operational-demand | NA | 20.7426
QLD | QOKT | Oakey | Energy Queensland | Shoulder | Coincident | 2023 | POE10 | Operational-demand | NA | 17.4358
QLD | QOKT | Oakey | Energy Queensland | Shoulder | Coincident | 2023 | POE50 | Operational-demand | NA | 17.4654
QLD | QOKT | Oakey | Energy Queensland | Shoulder | Non-coincident | 2023 | POE10 | Operational-demand | NA | 20.818
QLD | QOKT | Oakey | Energy Queensland | Shoulder | Coincident | 2024 | POE10 | Operational-demand | NA | 17.6211
QLD | QOKT | Oakey | Energy Queensland | Shoulder | Coincident | 2024 | POE50 | Operational-demand | NA | 17.8832
QLD | QOKT | Oakey | Energy Queensland | Shoulder | Non-coincident | 2024 | POE10 | Operational-demand | NA | 20.908
QLD | QOKT | Oakey | Energy Queensland | Shoulder | Coincident | 2025 | POE10 | Operational-demand | NA | 17.7744
QLD | QOKT | Oakey | Energy Queensland | Shoulder | Coincident | 2025 | POE50 | Operational-demand | NA | 17.9077
QLD | QOKT | Oakey | Energy Queensland | Shoulder | Non-coincident | 2025 | POE10 | Operational-demand | NA | 21.0252
QLD | QOKT | Oakey | Energy Queensland | Shoulder | Coincident | 2026 | POE10 | Operational-demand | NA | 17.78
QLD | QOKT | Oakey | Energy Queensland | Shoulder | Coincident | 2026 | POE50 | Operational-demand | NA | 18.0119
QLD | QOKT | Oakey | Energy Queensland | Shoulder | Non-coincident | 2026 | POE10 | Operational-demand | NA | 21.1463
QLD | QOKT | Oakey | Energy Queensland | Shoulder | Coincident | 2027 | POE10 | Operational-demand | NA | 17.8067
QLD | QOKT | Oakey | Energy Queensland | Shoulder | Coincident | 2027 | POE50 | Operational-demand | NA | 18.0211
QLD | QOKT | Oakey | Energy Queensland | Shoulder | Non-coincident | 2027 | POE10 | Operational-demand | NA | 21.2783
QLD | QOKT | Oakey | Energy Queensland | Shoulder | Coincident | 2028 | POE10 | Operational-demand | NA | 17.8529
QLD | QOKT | Oakey | Energy Queensland | Shoulder | Coincident | 2028 | POE50 | Operational-demand | NA | 18.1115
QLD | QOKT | Oakey | Energy Queensland | Shoulder | Non-coincident | 2028 | POE10 | Operational-demand | NA | 21.4192
QLD | QOKT | Oakey | Energy Queensland | Shoulder | Coincident | 2029 | POE10 | Operational-demand | NA | 18.1464
QLD | QOKT | Oakey | Energy Queensland | Shoulder | Coincident | 2029 | POE50 | Operational-demand | NA | 18.3008
QLD | QOKT | Oakey | Energy Queensland | Shoulder | Non-coincident | 2029 | POE10 | Operational-demand | NA | 21.5605
QLD | QOKT | Oakey | Energy Queensland | Shoulder | Coincident | 2030 | POE10 | Operational-demand | NA | 18.275
QLD | QOKT | Oakey | Energy Queensland | Shoulder | Coincident | 2030 | POE50 | Operational-demand | NA | 18.4495
QLD | QOKT | Oakey | Energy Queensland | Shoulder | Non-coincident | 2030 | POE10 | Operational-demand | NA | 21.7242
QLD | QOKT | Oakey | Energy Queensland | Summer | Non-coincident | 2019 | BASEYEARPOE10 | Operational-demand | NA | 24.1649
QLD | QOKT | Oakey | Energy Queensland | Summer | Coincident | 2021 | POE10 | Operational-demand | NA | 18.7547
QLD | QOKT | Oakey | Energy Queensland | Summer | Coincident | 2021 | POE50 | Operational-demand | NA | 18.4752
QLD | QOKT | Oakey | Energy Queensland | Summer | Non-coincident | 2021 | POE10 | Operational-demand | NA | 24.4135
QLD | QOKT | Oakey | Energy Queensland | Summer | Coincident | 2022 | POE10 | Operational-demand | NA | 19.1938
QLD | QOKT | Oakey | Energy Queensland | Summer | Coincident | 2022 | POE50 | Operational-demand | NA | 18.8783
QLD | QOKT | Oakey | Energy Queensland | Summer | Non-coincident | 2022 | POE10 | Operational-demand | NA | 24.5394
QLD | QOKT | Oakey | Energy Queensland | Summer | Coincident | 2023 | POE10 | Operational-demand | NA | 19.4082
QLD | QOKT | Oakey | Energy Queensland | Summer | Coincident | 2023 | POE50 | Operational-demand | NA | 19.0465
QLD | QOKT | Oakey | Energy Queensland | Summer | Non-coincident | 2023 | POE10 | Operational-demand | NA | 24.6777
QLD | QOKT | Oakey | Energy Queensland | Summer | Coincident | 2024 | POE10 | Operational-demand | NA | 19.737
QLD | QOKT | Oakey | Energy Queensland | Summer | Coincident | 2024 | POE50 | Operational-demand | NA | 19.3873
QLD | QOKT | Oakey | Energy Queensland | Summer | Non-coincident | 2024 | POE10 | Operational-demand | NA | 24.8103
QLD | QOKT | Oakey | Energy Queensland | Summer | Coincident | 2025 | POE10 | Operational-demand | NA | 19.749
QLD | QOKT | Oakey | Energy Queensland | Summer | Coincident | 2025 | POE50 | Operational-demand | NA | 19.4984
QLD | QOKT | Oakey | Energy Queensland | Summer | Non-coincident | 2025 | POE10 | Operational-demand | NA | 24.9421
QLD | QOKT | Oakey | Energy Queensland | Summer | Coincident | 2026 | POE10 | Operational-demand | NA | 19.9361
QLD | QOKT | Oakey | Energy Queensland | Summer | Coincident | 2026 | POE50 | Operational-demand | NA | 19.617
QLD | QOKT | Oakey | Energy Queensland | Summer | Non-coincident | 2026 | POE10 | Operational-demand | NA | 25.0735
QLD | QOKT | Oakey | Energy Queensland | Summer | Coincident | 2027 | POE10 | Operational-demand | NA | 19.8864
QLD | QOKT | Oakey | Energy Queensland | Summer | Coincident | 2027 | POE50 | Operational-demand | NA | 19.6347
QLD | QOKT | Oakey | Energy Queensland | Summer | Non-coincident | 2027 | POE10 | Operational-demand | NA | 25.2104
QLD | QOKT | Oakey | Energy Queensland | Summer | Coincident | 2028 | POE10 | Operational-demand | NA | 20.0141
QLD | QOKT | Oakey | Energy Queensland | Summer | Coincident | 2028 | POE50 | Operational-demand | NA | 19.7501
QLD | QOKT | Oakey | Energy Queensland | Summer | Non-coincident | 2028 | POE10 | Operational-demand | NA | 25.3656
QLD | QOKT | Oakey | Energy Queensland | Summer | Coincident | 2029 | POE10 | Operational-demand | NA | 20.0844
QLD | QOKT | Oakey | Energy Queensland | Summer | Coincident | 2029 | POE50 | Operational-demand | NA | 19.9046
QLD | QOKT | Oakey | Energy Queensland | Summer | Non-coincident | 2029 | POE10 | Operational-demand | NA | 25.5336
QLD | QOKT | Oakey | Energy Queensland | Summer | Coincident | 2030 | POE10 | Operational-demand | NA | 20.2323
QLD | QOKT | Oakey | Energy Queensland | Summer | Coincident | 2030 | POE50 | Operational-demand | NA | 19.9453
QLD | QOKT | Oakey | Energy Queensland | Summer | Non-coincident | 2030 | POE10 | Operational-demand | NA | 25.705
QLD | QOKT | Oakey | Energy Queensland | Winter | Non-coincident | 2019 | BASEYEARPOE10 | Operational-demand | NA | 24.7198
QLD | QOKT | Oakey | Energy Queensland | Winter | Coincident | 2020 | POE10 | Operational-demand | NA | 21.647
QLD | QOKT | Oakey | Energy Queensland | Winter | Coincident | 2020 | POE50 | Operational-demand | NA | 19.5201
QLD | QOKT | Oakey | Energy Queensland | Winter | Non-coincident | 2020 | POE10 | Operational-demand | NA | 24.8047
QLD | QOKT | Oakey | Energy Queensland | Winter | Coincident | 2021 | POE10 | Operational-demand | NA | 21.5722
QLD | QOKT | Oakey | Energy Queensland | Winter | Coincident | 2021 | POE50 | Operational-demand | NA | 19.4471
QLD | QOKT | Oakey | Energy Queensland | Winter | Non-coincident | 2021 | POE10 | Operational-demand | NA | 24.9283
QLD | QOKT | Oakey | Energy Queensland | Winter | Coincident | 2022 | POE10 | Operational-demand | NA | 22.1871
QLD | QOKT | Oakey | Energy Queensland | Winter | Coincident | 2022 | POE50 | Operational-demand | NA | 20.0047
QLD | QOKT | Oakey | Energy Queensland | Winter | Non-coincident | 2022 | POE10 | Operational-demand | NA | 25.0839
QLD | QOKT | Oakey | Energy Queensland | Winter | Coincident | 2023 | POE10 | Operational-demand | NA | 22.5279
QLD | QOKT | Oakey | Energy Queensland | Winter | Coincident | 2023 | POE50 | Operational-demand | NA | 20.2923
QLD | QOKT | Oakey | Energy Queensland | Winter | Non-coincident | 2023 | POE10 | Operational-demand | NA | 25.236
QLD | QOKT | Oakey | Energy Queensland | Winter | Coincident | 2024 | POE10 | Operational-demand | NA | 22.9895
QLD | QOKT | Oakey | Energy Queensland | Winter | Coincident | 2024 | POE50 | Operational-demand | NA | 20.6273
QLD | QOKT | Oakey | Energy Queensland | Winter | Non-coincident | 2024 | POE10 | Operational-demand | NA | 25.3744
QLD | QOKT | Oakey | Energy Queensland | Winter | Coincident | 2025 | POE10 | Operational-demand | NA | 23.0437
QLD | QOKT | Oakey | Energy Queensland | Winter | Coincident | 2025 | POE50 | Operational-demand | NA | 20.7187
QLD | QOKT | Oakey | Energy Queensland | Winter | Non-coincident | 2025 | POE10 | Operational-demand | NA | 25.5128
QLD | QOKT | Oakey | Energy Queensland | Winter | Coincident | 2026 | POE10 | Operational-demand | NA | 23.1505
QLD | QOKT | Oakey | Energy Queensland | Winter | Coincident | 2026 | POE50 | Operational-demand | NA | 20.8523
QLD | QOKT | Oakey | Energy Queensland | Winter | Non-coincident | 2026 | POE10 | Operational-demand | NA | 25.6484
QLD | QOKT | Oakey | Energy Queensland | Winter | Coincident | 2027 | POE10 | Operational-demand | NA | 23.2582
QLD | QOKT | Oakey | Energy Queensland | Winter | Coincident | 2027 | POE50 | Operational-demand | NA | 20.9494
QLD | QOKT | Oakey | Energy Queensland | Winter | Non-coincident | 2027 | POE10 | Operational-demand | NA | 25.7927
QLD | QOKT | Oakey | Energy Queensland | Winter | Coincident | 2028 | POE10 | Operational-demand | NA | 23.6475
QLD | QOKT | Oakey | Energy Queensland | Winter | Coincident | 2028 | POE50 | Operational-demand | NA | 21.1352
QLD | QOKT | Oakey | Energy Queensland | Winter | Non-coincident | 2028 | POE10 | Operational-demand | NA | 25.9636
QLD | QOKT | Oakey | Energy Queensland | Winter | Coincident | 2029 | POE10 | Operational-demand | NA | 23.6806
QLD | QOKT | Oakey | Energy Queensland | Winter | Coincident | 2029 | POE50 | Operational-demand | NA | 21.2758
QLD | QOKT | Oakey | Energy Queensland | Winter | Non-coincident | 2029 | POE10 | Operational-demand | NA | 26.1406
QLD | QPIV | Pioneer Valley | Energy Queensland | Shoulder | Coincident | 2017 | ACTUAL_OPG | Operational-demand | 20.0677 | 27.0786
QLD | QPIV | Pioneer Valley | Energy Queensland | Shoulder | Coincident | 2017 | ACTUAL_RAW | Operational-demand | 20.0677 | 27.0786
QLD | QPIV | Pioneer Valley | Energy Queensland | Shoulder | Non-coincident | 2017 | ACTUAL_RAW | Operational-demand | -15.1968 | 41.5696
QLD | QPIV | Pioneer Valley | Energy Queensland | Shoulder | Non-coincident | 2017 | ACTUAL_OPG | Operational-demand | -15.1968 | 41.5696
QLD | QPIV | Pioneer Valley | Energy Queensland | Shoulder | Non-coincident | 2017 | ACTUAL_ADJUSTEDOPG | Operational-demand | -15.1968 | 41.5696
QLD | QPIV | Pioneer Valley | Energy Queensland | Shoulder | Coincident | 2018 | ACTUAL_OPG | Operational-demand | -4.7878 | 13.3027
QLD | QPIV | Pioneer Valley | Energy Queensland | Shoulder | Coincident | 2018 | ACTUAL_RAW | Operational-demand | -4.7878 | 13.3027
QLD | QPIV | Pioneer Valley | Energy Queensland | Shoulder | Non-coincident | 2018 | ACTUAL_RAW | Operational-demand | -21.9044 | 46.6109
QLD | QPIV | Pioneer Valley | Energy Queensland | Shoulder | Non-coincident | 2018 | ACTUAL_OPG | Operational-demand | -21.9044 | 46.6109
QLD | QPIV | Pioneer Valley | Energy Queensland | Shoulder | Non-coincident | 2018 | ACTUAL_ADJUSTEDOPG | Operational-demand | -21.9044 | 46.6109
QLD | QPIV | Pioneer Valley | Energy Queensland | Shoulder | Coincident | 2019 | ACTUAL_OPG | Operational-demand | 0.92381 | 25.9235
QLD | QPIV | Pioneer Valley | Energy Queensland | Shoulder | Coincident | 2019 | ACTUAL_RAW | Operational-demand | 0.92381 | 25.9235
QLD | QPIV | Pioneer Valley | Energy Queensland | Shoulder | Non-coincident | 2019 | ACTUAL_RAW | Operational-demand | -12.9737 | 49.4833
QLD | QPIV | Pioneer Valley | Energy Queensland | Shoulder | Non-coincident | 2019 | ACTUAL_OPG | Operational-demand | -12.9737 | 49.4833
QLD | QPIV | Pioneer Valley | Energy Queensland | Shoulder | Non-coincident | 2019 | ACTUAL_ADJUSTEDOPG | Operational-demand | -12.9737 | 49.4833
QLD | QPIV | Pioneer Valley | Energy Queensland | Shoulder | Non-coincident | 2019 | BASEYEARPOE90 | Operational-demand | -14.7983 | NA
QLD | QPIV | Pioneer Valley | Energy Queensland | Shoulder | Non-coincident | 2019 | BASEYEARPOE50 | Operational-demand | -13.0761 | 39.0233
QLD | QPIV | Pioneer Valley | Energy Queensland | Shoulder | Coincident | 2020 | ACTUAL_OPG | Operational-demand | -18.7572 | 27.3576
QLD | QPIV | Pioneer Valley | Energy Queensland | Shoulder | Coincident | 2020 | ACTUAL_RAW | Operational-demand | -18.7572 | 27.3576
QLD | QPIV | Pioneer Valley | Energy Queensland | Shoulder | Non-coincident | 2020 | ACTUAL_RAW | Operational-demand | -23.2169 | 42.8614
QLD | QPIV | Pioneer Valley | Energy Queensland | Shoulder | Non-coincident | 2020 | ACTUAL_OPG | Operational-demand | -23.2169 | 42.8614
QLD | QPIV | Pioneer Valley | Energy Queensland | Shoulder | Non-coincident | 2020 | ACTUAL_ADJUSTEDOPG | Operational-demand | -23.2169 | 42.8614
QLD | QPIV | Pioneer Valley | Energy Queensland | Shoulder | Coincident_unreconciled | 2021 | POE90 | Operational-demand | -8.9374 | NA
QLD | QPIV | Pioneer Valley | Energy Queensland | Shoulder | Coincident_unreconciled | 2021 | POE50 | Operational-demand | 0.02436 | NA
QLD | QPIV | Pioneer Valley | Energy Queensland | Shoulder | Non-coincident | 2021 | POE50 | Operational-demand | -15 | 46
QLD | QPIV | Pioneer Valley | Energy Queensland | Shoulder | Non-coincident | 2021 | POE90 | Operational-demand | -17.0695 | NA
QLD | QPIV | Pioneer Valley | Energy Queensland | Shoulder | Coincident_unreconciled | 2022 | POE90 | Operational-demand | -8.5521 | NA
QLD | QPIV | Pioneer Valley | Energy Queensland | Shoulder | Coincident_unreconciled | 2022 | POE50 | Operational-demand | 0.40807 | NA
QLD | QPIV | Pioneer Valley | Energy Queensland | Shoulder | Non-coincident | 2022 | POE50 | Operational-demand | -16.1754 | 46.1054
QLD | QPIV | Pioneer Valley | Energy Queensland | Shoulder | Non-coincident | 2022 | POE90 | Operational-demand | -18.2498 | NA
QLD | QPIV | Pioneer Valley | Energy Queensland | Shoulder | Coincident_unreconciled | 2023 | POE90 | Operational-demand | -8.2419 | NA
QLD | QPIV | Pioneer Valley | Energy Queensland | Shoulder | Coincident_unreconciled | 2023 | POE50 | Operational-demand | 0.71568 | NA
QLD | QPIV | Pioneer Valley | Energy Queensland | Shoulder | Non-coincident | 2023 | POE50 | Operational-demand | -17.1176 | 46.2782
QLD | QPIV | Pioneer Valley | Energy Queensland | Shoulder | Non-coincident | 2023 | POE90 | Operational-demand | -19.2 | NA
QLD | QPIV | Pioneer Valley | Energy Queensland | Shoulder | Coincident_unreconciled | 2024 | POE90 | Operational-demand | -8.0607 | NA
QLD | QPIV | Pioneer Valley | Energy Queensland | Shoulder | Coincident_unreconciled | 2024 | POE50 | Operational-demand | 0.89431 | NA
QLD | QPIV | Pioneer Valley | Energy Queensland | Shoulder | Non-coincident | 2024 | POE50 | Operational-demand | -17.6648 | 46.4386
QLD | QPIV | Pioneer Valley | Energy Queensland | Shoulder | Non-coincident | 2024 | POE90 | Operational-demand | -19.7552 | NA
QLD | QPIV | Pioneer Valley | Energy Queensland | Shoulder | Coincident_unreconciled | 2025 | POE90 | Operational-demand | -7.9335 | NA
QLD | QPIV | Pioneer Valley | Energy Queensland | Shoulder | Coincident_unreconciled | 2025 | POE50 | Operational-demand | 1.0188 | NA
QLD | QPIV | Pioneer Valley | Energy Queensland | Shoulder | Non-coincident | 2025 | POE50 | Operational-demand | -18.0462 | 46.5891
QLD | QPIV | Pioneer Valley | Energy Queensland | Shoulder | Non-coincident | 2025 | POE90 | Operational-demand | -20.1445 | NA
QLD | QPIV | Pioneer Valley | Energy Queensland | Shoulder | Coincident_unreconciled | 2026 | POE90 | Operational-demand | -7.814 | NA
QLD | QPIV | Pioneer Valley | Energy Queensland | Shoulder | Coincident_unreconciled | 2026 | POE50 | Operational-demand | 1.1357 | NA
QLD | QPIV | Pioneer Valley | Energy Queensland | Shoulder | Non-coincident | 2026 | POE50 | Operational-demand | -18.4043 | 46.7449
QLD | QPIV | Pioneer Valley | Energy Queensland | Shoulder | Non-coincident | 2026 | POE90 | Operational-demand | -20.5107 | NA
QLD | QPIV | Pioneer Valley | Energy Queensland | Shoulder | Coincident_unreconciled | 2027 | POE90 | Operational-demand | -7.7142 | NA
QLD | QPIV | Pioneer Valley | Energy Queensland | Shoulder | Coincident_unreconciled | 2027 | POE50 | Operational-demand | 1.2322 | NA
QLD | QPIV | Pioneer Valley | Energy Queensland | Shoulder | Non-coincident | 2027 | POE50 | Operational-demand | -18.6996 | 46.9706
QLD | QPIV | Pioneer Valley | Energy Queensland | Shoulder | Non-coincident | 2027 | POE90 | Operational-demand | -20.8164 | NA
QLD | QPIV | Pioneer Valley | Energy Queensland | Shoulder | Coincident_unreconciled | 2028 | POE90 | Operational-demand | -7.641 | NA
QLD | QPIV | Pioneer Valley | Energy Queensland | Shoulder | Coincident_unreconciled | 2028 | POE50 | Operational-demand | 1.3014 | NA
QLD | QPIV | Pioneer Valley | Energy Queensland | Shoulder | Non-coincident | 2028 | POE50 | Operational-demand | -18.9118 | 47.2729
QLD | QPIV | Pioneer Valley | Energy Queensland | Shoulder | Non-coincident | 2028 | POE90 | Operational-demand | -21.0407 | NA
QLD | QPIV | Pioneer Valley | Energy Queensland | Shoulder | Coincident_unreconciled | 2029 | POE90 | Operational-demand | -7.5746 | NA
QLD | QPIV | Pioneer Valley | Energy Queensland | Shoulder | Coincident_unreconciled | 2029 | POE50 | Operational-demand | 1.3638 | NA
QLD | QPIV | Pioneer Valley | Energy Queensland | Shoulder | Non-coincident | 2029 | POE50 | Operational-demand | -19.103 | 47.6277
QLD | QPIV | Pioneer Valley | Energy Queensland | Shoulder | Non-coincident | 2029 | POE90 | Operational-demand | -21.2441 | NA
QLD | QPIV | Pioneer Valley | Energy Queensland | Shoulder | Coincident_unreconciled | 2030 | POE90 | Operational-demand | -7.5122 | NA
QLD | QPIV | Pioneer Valley | Energy Queensland | Shoulder | Coincident_unreconciled | 2030 | POE50 | Operational-demand | 1.4222 | NA
QLD | QPIV | Pioneer Valley | Energy Queensland | Shoulder | Non-coincident | 2030 | POE50 | Operational-demand | -19.2819 | 48.0165
QLD | QPIV | Pioneer Valley | Energy Queensland | Shoulder | Non-coincident | 2030 | POE90 | Operational-demand | -21.4352 | NA
QLD | QPIV | Pioneer Valley | Energy Queensland | Summer | Coincident | 2017 | ACTUAL_OPG | Operational-demand | 5.109 | 28.5043
QLD | QPIV | Pioneer Valley | Energy Queensland | Summer | Coincident | 2017 | ACTUAL_RAW | Operational-demand | 5.109 | 28.5043
QLD | QPIV | Pioneer Valley | Energy Queensland | Summer | Non-coincident | 2017 | ACTUAL_RAW | Operational-demand | -7.7034 | 60.37
QLD | QPIV | Pioneer Valley | Energy Queensland | Summer | Non-coincident | 2017 | ACTUAL_OPG | Operational-demand | -7.7034 | 60.37
QLD | QPIV | Pioneer Valley | Energy Queensland | Summer | Non-coincident | 2017 | ACTUAL_ADJUSTEDOPG | Operational-demand | -7.7034 | 60.37
QLD | QPIV | Pioneer Valley | Energy Queensland | Summer | Coincident | 2018 | ACTUAL_OPG | Operational-demand | -9.4171 | 34.9752
QLD | QPIV | Pioneer Valley | Energy Queensland | Summer | Coincident | 2018 | ACTUAL_RAW | Operational-demand | -9.4171 | 34.9752
QLD | QPIV | Pioneer Valley | Energy Queensland | Summer | Non-coincident | 2018 | ACTUAL_RAW | Operational-demand | -12.1405 | 58.8208
QLD | QPIV | Pioneer Valley | Energy Queensland | Summer | Non-coincident | 2018 | ACTUAL_OPG | Operational-demand | -12.1405 | 58.8208
QLD | QPIV | Pioneer Valley | Energy Queensland | Summer | Non-coincident | 2018 | ACTUAL_ADJUSTEDOPG | Operational-demand | -12.1405 | 58.8208
QLD | QPIV | Pioneer Valley | Energy Queensland | Summer | Coincident | 2019 | ACTUAL_OPG | Operational-demand | 24.1301 | 46.9841
QLD | QPIV | Pioneer Valley | Energy Queensland | Summer | Coincident | 2019 | ACTUAL_RAW | Operational-demand | 24.1301 | 46.9841
QLD | QPIV | Pioneer Valley | Energy Queensland | Summer | Non-coincident | 2019 | ACTUAL_RAW | Operational-demand | -4.8284 | 60.9609
QLD | QPIV | Pioneer Valley | Energy Queensland | Summer | Non-coincident | 2019 | ACTUAL_OPG | Operational-demand | -4.8284 | 60.9609
QLD | QPIV | Pioneer Valley | Energy Queensland | Summer | Non-coincident | 2019 | ACTUAL_ADJUSTEDOPG | Operational-demand | -4.8284 | 60.9609
QLD | QPIV | Pioneer Valley | Energy Queensland | Summer | Non-coincident | 2019 | BASEYEARPOE90 | Operational-demand | -6.9038 | NA
QLD | QPIV | Pioneer Valley | Energy Queensland | Summer | Non-coincident | 2019 | BASEYEARPOE50 | Operational-demand | -3.7399 | 54.1585
QLD | QPIV | Pioneer Valley | Energy Queensland | Summer | Coincident | 2020 | ACTUAL_OPG | Operational-demand | -1.6215 | 29.9342
QLD | QPIV | Pioneer Valley | Energy Queensland | Summer | Coincident | 2020 | ACTUAL_RAW | Operational-demand | -1.6215 | 29.9342
QLD | QPIV | Pioneer Valley | Energy Queensland | Summer | Non-coincident | 2020 | ACTUAL_RAW | Operational-demand | -15.7858 | 75.8629
QLD | QPIV | Pioneer Valley | Energy Queensland | Summer | Non-coincident | 2020 | ACTUAL_OPG | Operational-demand | -15.7858 | 75.8629
QLD | QPIV | Pioneer Valley | Energy Queensland | Summer | Non-coincident | 2020 | ACTUAL_ADJUSTEDOPG | Operational-demand | -15.7858 | 75.8629
QLD | QPIV | Pioneer Valley | Energy Queensland | Summer | Coincident_unreconciled | 2021 | POE90 | Operational-demand | 0.0362 | NA
QLD | QPIV | Pioneer Valley | Energy Queensland | Summer | Coincident_unreconciled | 2021 | POE50 | Operational-demand | 9.8924 | NA
QLD | QPIV | Pioneer Valley | Energy Queensland | Summer | Non-coincident | 2021 | POE50 | Operational-demand | -10 | 59.6824
QLD | QPIV | Pioneer Valley | Energy Queensland | Summer | Non-coincident | 2021 | POE90 | Operational-demand | -13.0945 | NA
QLD | QPIV | Pioneer Valley | Energy Queensland | Summer | Coincident_unreconciled | 2022 | POE90 | Operational-demand | 0.0362 | NA
QLD | QPIV | Pioneer Valley | Energy Queensland | Summer | Coincident_unreconciled | 2022 | POE50 | Operational-demand | 9.8924 | NA
QLD | QPIV | Pioneer Valley | Energy Queensland | Summer | Non-coincident | 2022 | POE50 | Operational-demand | -11.0759 | 59.8362
QLD | QPIV | Pioneer Valley | Energy Queensland | Summer | Non-coincident | 2022 | POE90 | Operational-demand | -14.1778 | NA
QLD | QPIV | Pioneer Valley | Energy Queensland | Summer | Coincident_unreconciled | 2023 | POE90 | Operational-demand | 0.0362 | NA
QLD | QPIV | Pioneer Valley | Energy Queensland | Summer | Coincident_unreconciled | 2023 | POE50 | Operational-demand | 9.8924 | NA
QLD | QPIV | Pioneer Valley | Energy Queensland | Summer | Non-coincident | 2023 | POE50 | Operational-demand | -11.9196 | 60.0866
QLD | QPIV | Pioneer Valley | Energy Queensland | Summer | Non-coincident | 2023 | POE90 | Operational-demand | -15.0333 | NA
QLD | QPIV | Pioneer Valley | Energy Queensland | Summer | Coincident_unreconciled | 2024 | POE90 | Operational-demand | 0.0362 | NA
QLD | QPIV | Pioneer Valley | Energy Queensland | Summer | Coincident_unreconciled | 2024 | POE50 | Operational-demand | 9.8924 | NA
QLD | QPIV | Pioneer Valley | Energy Queensland | Summer | Non-coincident | 2024 | POE50 | Operational-demand | -12.378 | 60.3258
QLD | QPIV | Pioneer Valley | Energy Queensland | Summer | Non-coincident | 2024 | POE90 | Operational-demand | -15.5036 | NA
QLD | QPIV | Pioneer Valley | Energy Queensland | Summer | Coincident_unreconciled | 2025 | POE90 | Operational-demand | 0.0362 | NA
QLD | QPIV | Pioneer Valley | Energy Queensland | Summer | Coincident_unreconciled | 2025 | POE50 | Operational-demand | 9.8924 | NA
QLD | QPIV | Pioneer Valley | Energy Queensland | Summer | Non-coincident | 2025 | POE50 | Operational-demand | -12.6951 | 60.5572
QLD | QPIV | Pioneer Valley | Energy Queensland | Summer | Non-coincident | 2025 | POE90 | Operational-demand | -15.8327 | NA
QLD | QPIV | Pioneer Valley | Energy Queensland | Summer | Coincident_unreconciled | 2026 | POE90 | Operational-demand | 0.0362 | NA
QLD | QPIV | Pioneer Valley | Energy Queensland | Summer | Coincident_unreconciled | 2026 | POE50 | Operational-demand | 9.8924 | NA
QLD | QPIV | Pioneer Valley | Energy Queensland | Summer | Non-coincident | 2026 | POE50 | Operational-demand | -12.9895 | 60.7969
QLD | QPIV | Pioneer Valley | Energy Queensland | Summer | Non-coincident | 2026 | POE90 | Operational-demand | -16.139 | NA
QLD | QPIV | Pioneer Valley | Energy Queensland | Summer | Coincident_unreconciled | 2027 | POE90 | Operational-demand | 0.0362 | NA
QLD | QPIV | Pioneer Valley | Energy Queensland | Summer | Coincident_unreconciled | 2027 | POE50 | Operational-demand | 9.8924 | NA
QLD | QPIV | Pioneer Valley | Energy Queensland | Summer | Non-coincident | 2027 | POE50 | Operational-demand | -13.2079 | 61.1382
QLD | QPIV | Pioneer Valley | Energy Queensland | Summer | Non-coincident | 2027 | POE90 | Operational-demand | -16.373 | NA
QLD | QPIV | Pioneer Valley | Energy Queensland | Summer | Coincident_unreconciled | 2028 | POE90 | Operational-demand | 0.0362 | NA
QLD | QPIV | Pioneer Valley | Energy Queensland | Summer | Coincident_unreconciled | 2028 | POE50 | Operational-demand | 9.8924 | NA
QLD | QPIV | Pioneer Valley | Energy Queensland | Summer | Non-coincident | 2028 | POE50 | Operational-demand | -13.3354 | 61.5821
QLD | QPIV | Pioneer Valley | Energy Queensland | Summer | Non-coincident | 2028 | POE90 | Operational-demand | -16.5187 | NA
QLD | QPIV | Pioneer Valley | Energy Queensland | Summer | Coincident_unreconciled | 2029 | POE90 | Operational-demand | 0.0362 | NA
QLD | QPIV | Pioneer Valley | Energy Queensland | Summer | Coincident_unreconciled | 2029 | POE50 | Operational-demand | 9.8924 | NA
QLD | QPIV | Pioneer Valley | Energy Queensland | Summer | Non-coincident | 2029 | POE50 | Operational-demand | -13.4329 | 62.0868
QLD | QPIV | Pioneer Valley | Energy Queensland | Summer | Non-coincident | 2029 | POE90 | Operational-demand | -16.6345 | NA
QLD | QPIV | Pioneer Valley | Energy Queensland | Summer | Coincident_unreconciled | 2030 | POE90 | Operational-demand | 0.0362 | NA
QLD | QPIV | Pioneer Valley | Energy Queensland | Summer | Coincident_unreconciled | 2030 | POE50 | Operational-demand | 9.8924 | NA
QLD | QPIV | Pioneer Valley | Energy Queensland | Summer | Non-coincident | 2030 | POE50 | Operational-demand | -13.4925 | 62.6321
QLD | QPIV | Pioneer Valley | Energy Queensland | Summer | Non-coincident | 2030 | POE90 | Operational-demand | -16.7123 | NA
QLD | QPIV | Pioneer Valley | Energy Queensland | Winter | Coincident | 2016 | ACTUAL_OPG | Operational-demand | 1.4625 | 22.6599
QLD | QPIV | Pioneer Valley | Energy Queensland | Winter | Coincident | 2016 | ACTUAL_RAW | Operational-demand | 1.4625 | 22.6599
QLD | QPIV | Pioneer Valley | Energy Queensland | Winter | Non-coincident | 2016 | ACTUAL_RAW | Operational-demand | -15.9367 | 38.3267
QLD | QPIV | Pioneer Valley | Energy Queensland | Winter | Non-coincident | 2016 | ACTUAL_OPG | Operational-demand | -15.9367 | 38.3267
QLD | QPIV | Pioneer Valley | Energy Queensland | Winter | Non-coincident | 2016 | ACTUAL_ADJUSTEDOPG | Operational-demand | -15.9367 | 38.3267
QLD | QPIV | Pioneer Valley | Energy Queensland | Winter | Coincident | 2017 | ACTUAL_OPG | Operational-demand | -11.875 | 20.0629
QLD | QPIV | Pioneer Valley | Energy Queensland | Winter | Coincident | 2017 | ACTUAL_RAW | Operational-demand | -11.875 | 20.0629
QLD | QPIV | Pioneer Valley | Energy Queensland | Winter | Non-coincident | 2017 | ACTUAL_RAW | Operational-demand | -18.6472 | 40.8348
QLD | QPIV | Pioneer Valley | Energy Queensland | Winter | Non-coincident | 2017 | ACTUAL_OPG | Operational-demand | -18.6472 | 40.8348
QLD | QPIV | Pioneer Valley | Energy Queensland | Winter | Non-coincident | 2017 | ACTUAL_ADJUSTEDOPG | Operational-demand | -18.6472 | 40.8348
QLD | QPIV | Pioneer Valley | Energy Queensland | Winter | Coincident | 2018 | ACTUAL_OPG | Operational-demand | -1.228 | 25.6845
QLD | QPIV | Pioneer Valley | Energy Queensland | Winter | Coincident | 2018 | ACTUAL_RAW | Operational-demand | -1.228 | 25.6845
QLD | QPIV | Pioneer Valley | Energy Queensland | Winter | Non-coincident | 2018 | ACTUAL_RAW | Operational-demand | -14.7939 | 42.1844
QLD | QPIV | Pioneer Valley | Energy Queensland | Winter | Non-coincident | 2018 | ACTUAL_OPG | Operational-demand | -14.7939 | 42.1844
QLD | QPIV | Pioneer Valley | Energy Queensland | Winter | Non-coincident | 2018 | ACTUAL_ADJUSTEDOPG | Operational-demand | -14.7939 | 42.1844
QLD | QPIV | Pioneer Valley | Energy Queensland | Winter | Coincident | 2019 | ACTUAL_OPG | Operational-demand | 14.0268 | 21.8225
QLD | QPIV | Pioneer Valley | Energy Queensland | Winter | Coincident | 2019 | ACTUAL_RAW | Operational-demand | 14.0268 | 21.8225
QLD | QPIV | Pioneer Valley | Energy Queensland | Winter | Non-coincident | 2019 | ACTUAL_RAW | Operational-demand | -16.9799 | 48.5262
QLD | QPIV | Pioneer Valley | Energy Queensland | Winter | Non-coincident | 2019 | ACTUAL_OPG | Operational-demand | -16.9799 | 48.5262
QLD | QPIV | Pioneer Valley | Energy Queensland | Winter | Non-coincident | 2019 | ACTUAL_ADJUSTEDOPG | Operational-demand | -16.9799 | 48.5262
QLD | QPIV | Pioneer Valley | Energy Queensland | Winter | Non-coincident | 2019 | BASEYEARPOE90 | Operational-demand | -11.2205 | NA
QLD | QPIV | Pioneer Valley | Energy Queensland | Winter | Non-coincident | 2019 | BASEYEARPOE50 | Operational-demand | -9.6311 | 34.6962
QLD | QPIV | Pioneer Valley | Energy Queensland | Winter | Coincident_unreconciled | 2020 | POE90 | Operational-demand | -6.2346 | NA
QLD | QPIV | Pioneer Valley | Energy Queensland | Winter | Coincident_unreconciled | 2020 | POE50 | Operational-demand | 0.3456 | NA
QLD | QPIV | Pioneer Valley | Energy Queensland | Winter | Non-coincident | 2020 | POE50 | Operational-demand | -15 | 43
QLD | QPIV | Pioneer Valley | Energy Queensland | Winter | Non-coincident | 2020 | POE90 | Operational-demand | -16.3503 | NA
QLD | QPIV | Pioneer Valley | Energy Queensland | Winter | Coincident_unreconciled | 2021 | POE90 | Operational-demand | -4.0335 | NA
QLD | QPIV | Pioneer Valley | Energy Queensland | Winter | Coincident_unreconciled | 2021 | POE50 | Operational-demand | 2.5452 | NA
QLD | QPIV | Pioneer Valley | Energy Queensland | Winter | Non-coincident | 2021 | POE50 | Operational-demand | -16.1698 | 43.024
QLD | QPIV | Pioneer Valley | Energy Queensland | Winter | Non-coincident | 2021 | POE90 | Operational-demand | -17.521 | NA
QLD | QPIV | Pioneer Valley | Energy Queensland | Winter | Coincident_unreconciled | 2022 | POE90 | Operational-demand | -1.94 | NA
QLD | QPIV | Pioneer Valley | Energy Queensland | Winter | Coincident_unreconciled | 2022 | POE50 | Operational-demand | 4.6289 | NA
QLD | QPIV | Pioneer Valley | Energy Queensland | Winter | Non-coincident | 2022 | POE50 | Operational-demand | -17.2781 | 43.1975
QLD | QPIV | Pioneer Valley | Energy Queensland | Winter | Non-coincident | 2022 | POE90 | Operational-demand | -18.6344 | NA
QLD | QPIV | Pioneer Valley | Energy Queensland | Winter | Coincident_unreconciled | 2023 | POE90 | Operational-demand | -0.58778 | NA
QLD | QPIV | Pioneer Valley | Energy Queensland | Winter | Coincident_unreconciled | 2023 | POE50 | Operational-demand | 5.9713 | NA
QLD | QPIV | Pioneer Valley | Energy Queensland | Winter | Non-coincident | 2023 | POE50 | Operational-demand | -17.992 | 43.3678
QLD | QPIV | Pioneer Valley | Energy Queensland | Winter | Non-coincident | 2023 | POE90 | Operational-demand | -19.3536 | NA
QLD | QPIV | Pioneer Valley | Energy Queensland | Winter | Coincident_unreconciled | 2024 | POE90 | Operational-demand | 0.22898 | NA
QLD | QPIV | Pioneer Valley | Energy Queensland | Winter | Coincident_unreconciled | 2024 | POE50 | Operational-demand | 6.7782 | NA
QLD | QPIV | Pioneer Valley | Energy Queensland | Winter | Non-coincident | 2024 | POE50 | Operational-demand | -18.4212 | 43.5108
QLD | QPIV | Pioneer Valley | Energy Queensland | Winter | Non-coincident | 2024 | POE90 | Operational-demand | -19.788 | NA
QLD | QPIV | Pioneer Valley | Energy Queensland | Winter | Coincident_unreconciled | 2025 | POE90 | Operational-demand | 0.86396 | NA
QLD | QPIV | Pioneer Valley | Energy Queensland | Winter | Coincident_unreconciled | 2025 | POE50 | Operational-demand | 7.4034 | NA
QLD | QPIV | Pioneer Valley | Energy Queensland | Winter | Non-coincident | 2025 | POE50 | Operational-demand | -18.7537 | 43.6485
QLD | QPIV | Pioneer Valley | Energy Queensland | Winter | Non-coincident | 2025 | POE90 | Operational-demand | -20.1257 | NA
QLD | QPIV | Pioneer Valley | Energy Queensland | Winter | Coincident_unreconciled | 2026 | POE90 | Operational-demand | 1.5518 | NA
QLD | QPIV | Pioneer Valley | Energy Queensland | Winter | Coincident_unreconciled | 2026 | POE50 | Operational-demand | 8.081 | NA
QLD | QPIV | Pioneer Valley | Energy Queensland | Winter | Non-coincident | 2026 | POE50 | Operational-demand | -19.114 | 43.7957
QLD | QPIV | Pioneer Valley | Energy Queensland | Winter | Non-coincident | 2026 | POE90 | Operational-demand | -20.4916 | NA
QLD | QPIV | Pioneer Valley | Energy Queensland | Winter | Coincident_unreconciled | 2027 | POE90 | Operational-demand | 1.9626 | NA
QLD | QPIV | Pioneer Valley | Energy Queensland | Winter | Coincident_unreconciled | 2027 | POE50 | Operational-demand | 8.4767 | NA
QLD | QPIV | Pioneer Valley | Energy Queensland | Winter | Non-coincident | 2027 | POE50 | Operational-demand | -19.3245 | 44.0332
QLD | QPIV | Pioneer Valley | Energy Queensland | Winter | Non-coincident | 2027 | POE90 | Operational-demand | -20.71 | NA
QLD | QPIV | Pioneer Valley | Energy Queensland | Winter | Coincident_unreconciled | 2028 | POE90 | Operational-demand | 2.3277 | NA
QLD | QPIV | Pioneer Valley | Energy Queensland | Winter | Coincident_unreconciled | 2028 | POE50 | Operational-demand | 8.8269 | NA
QLD | QPIV | Pioneer Valley | Energy Queensland | Winter | Non-coincident | 2028 | POE50 | Operational-demand | -19.5108 | 44.3154
QLD | QPIV | Pioneer Valley | Energy Queensland | Winter | Non-coincident | 2028 | POE90 | Operational-demand | -20.9042 | NA
QLD | QPIV | Pioneer Valley | Energy Queensland | Winter | Coincident_unreconciled | 2029 | POE90 | Operational-demand | 2.624 | NA
QLD | QPIV | Pioneer Valley | Energy Queensland | Winter | Coincident_unreconciled | 2029 | POE50 | Operational-demand | 9.1082 | NA
QLD | QPIV | Pioneer Valley | Energy Queensland | Winter | Non-coincident | 2029 | POE50 | Operational-demand | -19.6604 | 44.6369
QLD | QPIV | Pioneer Valley | Energy Queensland | Winter | Non-coincident | 2029 | POE90 | Operational-demand | -21.0618 | NA
QLD | QPIV | Pioneer Valley | Energy Queensland | Shoulder | Non-coincident | 2019 | BASEYEARPOE10 | Operational-demand | NA | 40.7947
QLD | QPIV | Pioneer Valley | Energy Queensland | Shoulder | Coincident | 2021 | POE10 | Operational-demand | NA | 26.8942
QLD | QPIV | Pioneer Valley | Energy Queensland | Shoulder | Coincident | 2021 | POE50 | Operational-demand | NA | 26.8131
QLD | QPIV | Pioneer Valley | Energy Queensland | Shoulder | Non-coincident | 2021 | POE10 | Operational-demand | NA | 47.9491
QLD | QPIV | Pioneer Valley | Energy Queensland | Shoulder | Coincident | 2022 | POE10 | Operational-demand | NA | 27.6906
QLD | QPIV | Pioneer Valley | Energy Queensland | Shoulder | Coincident | 2022 | POE50 | Operational-demand | NA | 27.1461
QLD | QPIV | Pioneer Valley | Energy Queensland | Shoulder | Non-coincident | 2022 | POE10 | Operational-demand | NA | 48.0591
QLD | QPIV | Pioneer Valley | Energy Queensland | Shoulder | Coincident | 2023 | POE10 | Operational-demand | NA | 27.8326
QLD | QPIV | Pioneer Valley | Energy Queensland | Shoulder | Coincident | 2023 | POE50 | Operational-demand | NA | 27.4168
QLD | QPIV | Pioneer Valley | Energy Queensland | Shoulder | Non-coincident | 2023 | POE10 | Operational-demand | NA | 48.2394
QLD | QPIV | Pioneer Valley | Energy Queensland | Shoulder | Coincident | 2024 | POE10 | Operational-demand | NA | 28.0503
QLD | QPIV | Pioneer Valley | Energy Queensland | Shoulder | Coincident | 2024 | POE50 | Operational-demand | NA | 27.9939
QLD | QPIV | Pioneer Valley | Energy Queensland | Shoulder | Non-coincident | 2024 | POE10 | Operational-demand | NA | 48.4073
QLD | QPIV | Pioneer Valley | Energy Queensland | Shoulder | Coincident | 2025 | POE10 | Operational-demand | NA | 28.2166
QLD | QPIV | Pioneer Valley | Energy Queensland | Shoulder | Coincident | 2025 | POE50 | Operational-demand | NA | 27.9547
QLD | QPIV | Pioneer Valley | Energy Queensland | Shoulder | Non-coincident | 2025 | POE10 | Operational-demand | NA | 48.5652
QLD | QPIV | Pioneer Valley | Energy Queensland | Shoulder | Coincident | 2026 | POE10 | Operational-demand | NA | 28.1523
QLD | QPIV | Pioneer Valley | Energy Queensland | Shoulder | Coincident | 2026 | POE50 | Operational-demand | NA | 28.0438
QLD | QPIV | Pioneer Valley | Energy Queensland | Shoulder | Non-coincident | 2026 | POE10 | Operational-demand | NA | 48.7287
QLD | QPIV | Pioneer Valley | Energy Queensland | Shoulder | Coincident | 2027 | POE10 | Operational-demand | NA | 28.1518
QLD | QPIV | Pioneer Valley | Energy Queensland | Shoulder | Coincident | 2027 | POE50 | Operational-demand | NA | 28.0152
QLD | QPIV | Pioneer Valley | Energy Queensland | Shoulder | Non-coincident | 2027 | POE10 | Operational-demand | NA | 48.9641
QLD | QPIV | Pioneer Valley | Energy Queensland | Shoulder | Coincident | 2028 | POE10 | Operational-demand | NA | 28.1998
QLD | QPIV | Pioneer Valley | Energy Queensland | Shoulder | Coincident | 2028 | POE50 | Operational-demand | NA | 28.1306
QLD | QPIV | Pioneer Valley | Energy Queensland | Shoulder | Non-coincident | 2028 | POE10 | Operational-demand | NA | 49.2779
QLD | QPIV | Pioneer Valley | Energy Queensland | Shoulder | Coincident | 2029 | POE10 | Operational-demand | NA | 28.6449
QLD | QPIV | Pioneer Valley | Energy Queensland | Shoulder | Coincident | 2029 | POE50 | Operational-demand | NA | 28.4067
QLD | QPIV | Pioneer Valley | Energy Queensland | Shoulder | Non-coincident | 2029 | POE10 | Operational-demand | NA | 49.6441
QLD | QPIV | Pioneer Valley | Energy Queensland | Shoulder | Coincident | 2030 | POE10 | Operational-demand | NA | 28.8424
QLD | QPIV | Pioneer Valley | Energy Queensland | Shoulder | Coincident | 2030 | POE50 | Operational-demand | NA | 28.6331
QLD | QPIV | Pioneer Valley | Energy Queensland | Shoulder | Non-coincident | 2030 | POE10 | Operational-demand | NA | 50.0445
QLD | QPIV | Pioneer Valley | Energy Queensland | Summer | Non-coincident | 2019 | BASEYEARPOE10 | Operational-demand | NA | 58.0752
QLD | QPIV | Pioneer Valley | Energy Queensland | Summer | Coincident | 2021 | POE10 | Operational-demand | NA | 31.6004
QLD | QPIV | Pioneer Valley | Energy Queensland | Summer | Coincident | 2021 | POE50 | Operational-demand | NA | 30.4973
QLD | QPIV | Pioneer Valley | Energy Queensland | Summer | Non-coincident | 2021 | POE10 | Operational-demand | NA | 63.9891
QLD | QPIV | Pioneer Valley | Energy Queensland | Summer | Coincident | 2022 | POE10 | Operational-demand | NA | 32.2682
QLD | QPIV | Pioneer Valley | Energy Queensland | Summer | Coincident | 2022 | POE50 | Operational-demand | NA | 31.0959
QLD | QPIV | Pioneer Valley | Energy Queensland | Summer | Non-coincident | 2022 | POE10 | Operational-demand | NA | 64.1531
QLD | QPIV | Pioneer Valley | Energy Queensland | Summer | Coincident | 2023 | POE10 | Operational-demand | NA | 32.5995
QLD | QPIV | Pioneer Valley | Energy Queensland | Summer | Coincident | 2023 | POE50 | Operational-demand | NA | 31.3486
QLD | QPIV | Pioneer Valley | Energy Queensland | Summer | Non-coincident | 2023 | POE10 | Operational-demand | NA | 64.4201
QLD | QPIV | Pioneer Valley | Energy Queensland | Summer | Coincident | 2024 | POE10 | Operational-demand | NA | 33.1235
QLD | QPIV | Pioneer Valley | Energy Queensland | Summer | Coincident | 2024 | POE50 | Operational-demand | NA | 31.8856
QLD | QPIV | Pioneer Valley | Energy Queensland | Summer | Non-coincident | 2024 | POE10 | Operational-demand | NA | 64.6759
QLD | QPIV | Pioneer Valley | Energy Queensland | Summer | Coincident | 2025 | POE10 | Operational-demand | NA | 33.1121
QLD | QPIV | Pioneer Valley | Energy Queensland | Summer | Coincident | 2025 | POE50 | Operational-demand | NA | 32.0411
QLD | QPIV | Pioneer Valley | Energy Queensland | Summer | Non-coincident | 2025 | POE10 | Operational-demand | NA | 64.9238
QLD | QPIV | Pioneer Valley | Energy Queensland | Summer | Coincident | 2026 | POE10 | Operational-demand | NA | 33.3999
QLD | QPIV | Pioneer Valley | Energy Queensland | Summer | Coincident | 2026 | POE50 | Operational-demand | NA | 32.2147
QLD | QPIV | Pioneer Valley | Energy Queensland | Summer | Non-coincident | 2026 | POE10 | Operational-demand | NA | 65.1802
QLD | QPIV | Pioneer Valley | Energy Queensland | Summer | Coincident | 2027 | POE10 | Operational-demand | NA | 33.3452
QLD | QPIV | Pioneer Valley | Energy Queensland | Summer | Coincident | 2027 | POE50 | Operational-demand | NA | 32.2769
QLD | QPIV | Pioneer Valley | Energy Queensland | Summer | Non-coincident | 2027 | POE10 | Operational-demand | NA | 65.5432
QLD | QPIV | Pioneer Valley | Energy Queensland | Summer | Coincident | 2028 | POE10 | Operational-demand | NA | 33.6249
QLD | QPIV | Pioneer Valley | Energy Queensland | Summer | Coincident | 2028 | POE50 | Operational-demand | NA | 32.5374
QLD | QPIV | Pioneer Valley | Energy Queensland | Summer | Non-coincident | 2028 | POE10 | Operational-demand | NA | 66.0124
QLD | QPIV | Pioneer Valley | Energy Queensland | Summer | Coincident | 2029 | POE10 | Operational-demand | NA | 33.8261
QLD | QPIV | Pioneer Valley | Energy Queensland | Summer | Coincident | 2029 | POE50 | Operational-demand | NA | 32.8815
QLD | QPIV | Pioneer Valley | Energy Queensland | Summer | Non-coincident | 2029 | POE10 | Operational-demand | NA | 66.5425
QLD | QPIV | Pioneer Valley | Energy Queensland | Summer | Coincident | 2030 | POE10 | Operational-demand | NA | 34.1765
QLD | QPIV | Pioneer Valley | Energy Queensland | Summer | Coincident | 2030 | POE50 | Operational-demand | NA | 33.057
QLD | QPIV | Pioneer Valley | Energy Queensland | Summer | Non-coincident | 2030 | POE10 | Operational-demand | NA | 67.1131
QLD | QPIV | Pioneer Valley | Energy Queensland | Winter | Non-coincident | 2019 | BASEYEARPOE10 | Operational-demand | NA | 36.8071
QLD | QPIV | Pioneer Valley | Energy Queensland | Winter | Coincident | 2020 | POE10 | Operational-demand | NA | 23.373
QLD | QPIV | Pioneer Valley | Energy Queensland | Winter | Coincident | 2020 | POE50 | Operational-demand | NA | 21.9262
QLD | QPIV | Pioneer Valley | Energy Queensland | Winter | Non-coincident | 2020 | POE10 | Operational-demand | NA | 45.3206
QLD | QPIV | Pioneer Valley | Energy Queensland | Winter | Coincident | 2021 | POE10 | Operational-demand | NA | 23.1898
QLD | QPIV | Pioneer Valley | Energy Queensland | Winter | Coincident | 2021 | POE50 | Operational-demand | NA | 21.7485
QLD | QPIV | Pioneer Valley | Energy Queensland | Winter | Non-coincident | 2021 | POE10 | Operational-demand | NA | 45.3461
QLD | QPIV | Pioneer Valley | Energy Queensland | Winter | Coincident | 2022 | POE10 | Operational-demand | NA | 23.7992
QLD | QPIV | Pioneer Valley | Energy Queensland | Winter | Coincident | 2022 | POE50 | Operational-demand | NA | 22.3241
QLD | QPIV | Pioneer Valley | Energy Queensland | Winter | Non-coincident | 2022 | POE10 | Operational-demand | NA | 45.5285
QLD | QPIV | Pioneer Valley | Energy Queensland | Winter | Coincident | 2023 | POE10 | Operational-demand | NA | 24.1145
QLD | QPIV | Pioneer Valley | Energy Queensland | Winter | Coincident | 2023 | POE50 | Operational-demand | NA | 22.5985
QLD | QPIV | Pioneer Valley | Energy Queensland | Winter | Non-coincident | 2023 | POE10 | Operational-demand | NA | 45.7077
QLD | QPIV | Pioneer Valley | Energy Queensland | Winter | Coincident | 2024 | POE10 | Operational-demand | NA | 24.5566
QLD | QPIV | Pioneer Valley | Energy Queensland | Winter | Coincident | 2024 | POE50 | Operational-demand | NA | 22.9239
QLD | QPIV | Pioneer Valley | Energy Queensland | Winter | Non-coincident | 2024 | POE10 | Operational-demand | NA | 45.8597
QLD | QPIV | Pioneer Valley | Energy Queensland | Winter | Coincident | 2025 | POE10 | Operational-demand | NA | 24.5599
QLD | QPIV | Pioneer Valley | Energy Queensland | Winter | Coincident | 2025 | POE50 | Operational-demand | NA | 22.9757
QLD | QPIV | Pioneer Valley | Energy Queensland | Winter | Non-coincident | 2025 | POE10 | Operational-demand | NA | 46.0064
QLD | QPIV | Pioneer Valley | Energy Queensland | Winter | Coincident | 2026 | POE10 | Operational-demand | NA | 24.6276
QLD | QPIV | Pioneer Valley | Energy Queensland | Winter | Coincident | 2026 | POE50 | Operational-demand | NA | 23.0819
QLD | QPIV | Pioneer Valley | Energy Queensland | Winter | Non-coincident | 2026 | POE10 | Operational-demand | NA | 46.163
QLD | QPIV | Pioneer Valley | Energy Queensland | Winter | Coincident | 2027 | POE10 | Operational-demand | NA | 24.7388
QLD | QPIV | Pioneer Valley | Energy Queensland | Winter | Coincident | 2027 | POE50 | Operational-demand | NA | 23.1881
QLD | QPIV | Pioneer Valley | Energy Queensland | Winter | Non-coincident | 2027 | POE10 | Operational-demand | NA | 46.4142
QLD | QPIV | Pioneer Valley | Energy Queensland | Winter | Coincident | 2028 | POE10 | Operational-demand | NA | 25.1482
QLD | QPIV | Pioneer Valley | Energy Queensland | Winter | Coincident | 2028 | POE50 | Operational-demand | NA | 23.3902
QLD | QPIV | Pioneer Valley | Energy Queensland | Winter | Non-coincident | 2028 | POE10 | Operational-demand | NA | 46.7101
QLD | QPIV | Pioneer Valley | Energy Queensland | Winter | Coincident | 2029 | POE10 | Operational-demand | NA | 25.194
QLD | QPIV | Pioneer Valley | Energy Queensland | Winter | Coincident | 2029 | POE50 | Operational-demand | NA | 23.5569
QLD | QPIV | Pioneer Valley | Energy Queensland | Winter | Non-coincident | 2029 | POE10 | Operational-demand | NA | 47.0454
QLD | QPRO | Proserpine | Energy Queensland | Shoulder | Coincident | 2017 | ACTUAL_OPG | Operational-demand | 13.2962 | 26.8797
QLD | QPRO | Proserpine | Energy Queensland | Shoulder | Coincident | 2017 | ACTUAL_RAW | Operational-demand | 13.2962 | 26.8797
QLD | QPRO | Proserpine | Energy Queensland | Shoulder | Non-coincident | 2017 | ACTUAL_RAW | Operational-demand | 0 | 31.9902
QLD | QPRO | Proserpine | Energy Queensland | Shoulder | Non-coincident | 2017 | ACTUAL_OPG | Operational-demand | 0 | 31.9902
QLD | QPRO | Proserpine | Energy Queensland | Shoulder | Non-coincident | 2017 | ACTUAL_ADJUSTEDOPG | Operational-demand | 11.2827 | 31.9902
QLD | QPRO | Proserpine | Energy Queensland | Shoulder | Coincident | 2018 | ACTUAL_OPG | Operational-demand | 15.4615 | 27.0123
QLD | QPRO | Proserpine | Energy Queensland | Shoulder | Coincident | 2018 | ACTUAL_RAW | Operational-demand | 15.4615 | 27.0123
QLD | QPRO | Proserpine | Energy Queensland | Shoulder | Non-coincident | 2018 | ACTUAL_RAW | Operational-demand | 8.3949 | 43.29
QLD | QPRO | Proserpine | Energy Queensland | Shoulder | Non-coincident | 2018 | ACTUAL_OPG | Operational-demand | 8.3949 | 43.29
QLD | QPRO | Proserpine | Energy Queensland | Shoulder | Non-coincident | 2018 | ACTUAL_ADJUSTEDOPG | Operational-demand | 8.3949 | 43.29
QLD | QPRO | Proserpine | Energy Queensland | Shoulder | Coincident | 2019 | ACTUAL_OPG | Operational-demand | 12.1145 | 28.7679
QLD | QPRO | Proserpine | Energy Queensland | Shoulder | Coincident | 2019 | ACTUAL_RAW | Operational-demand | 12.1145 | 28.7679
QLD | QPRO | Proserpine | Energy Queensland | Shoulder | Non-coincident | 2019 | ACTUAL_RAW | Operational-demand | 8.4419 | 46.6977
QLD | QPRO | Proserpine | Energy Queensland | Shoulder | Non-coincident | 2019 | ACTUAL_OPG | Operational-demand | 8.4419 | 46.6977
QLD | QPRO | Proserpine | Energy Queensland | Shoulder | Non-coincident | 2019 | ACTUAL_ADJUSTEDOPG | Operational-demand | 8.4419 | 36.6776
QLD | QPRO | Proserpine | Energy Queensland | Shoulder | Non-coincident | 2019 | BASEYEARPOE90 | Operational-demand | 5.2237 | NA
QLD | QPRO | Proserpine | Energy Queensland | Shoulder | Non-coincident | 2019 | BASEYEARPOE50 | Operational-demand | 6.8862 | 34.4854
QLD | QPRO | Proserpine | Energy Queensland | Shoulder | Coincident | 2020 | ACTUAL_OPG | Operational-demand | 16.1898 | 36.0009
QLD | QPRO | Proserpine | Energy Queensland | Shoulder | Coincident | 2020 | ACTUAL_RAW | Operational-demand | 16.1898 | 36.0009
QLD | QPRO | Proserpine | Energy Queensland | Shoulder | Non-coincident | 2020 | ACTUAL_RAW | Operational-demand | 7.2597 | 36.9451
QLD | QPRO | Proserpine | Energy Queensland | Shoulder | Non-coincident | 2020 | ACTUAL_OPG | Operational-demand | 7.2597 | 36.9451
QLD | QPRO | Proserpine | Energy Queensland | Shoulder | Non-coincident | 2020 | ACTUAL_ADJUSTEDOPG | Operational-demand | 7.2597 | 36.9451
QLD | QPRO | Proserpine | Energy Queensland | Shoulder | Coincident_unreconciled | 2021 | POE90 | Operational-demand | 10.8984 | NA
QLD | QPRO | Proserpine | Energy Queensland | Shoulder | Coincident_unreconciled | 2021 | POE50 | Operational-demand | 13.984 | NA
QLD | QPRO | Proserpine | Energy Queensland | Shoulder | Non-coincident | 2021 | POE50 | Operational-demand | 6 | 36.9784
QLD | QPRO | Proserpine | Energy Queensland | Shoulder | Non-coincident | 2021 | POE90 | Operational-demand | 3.8126 | NA
QLD | QPRO | Proserpine | Energy Queensland | Shoulder | Coincident_unreconciled | 2022 | POE90 | Operational-demand | 10.3388 | NA
QLD | QPRO | Proserpine | Energy Queensland | Shoulder | Coincident_unreconciled | 2022 | POE50 | Operational-demand | 13.266 | NA
QLD | QPRO | Proserpine | Energy Queensland | Shoulder | Non-coincident | 2022 | POE50 | Operational-demand | 4.7781 | 37.2155
QLD | QPRO | Proserpine | Energy Queensland | Shoulder | Non-coincident | 2022 | POE90 | Operational-demand | 2.8902 | NA
QLD | QPRO | Proserpine | Energy Queensland | Shoulder | Coincident_unreconciled | 2023 | POE90 | Operational-demand | 9.808 | NA
QLD | QPRO | Proserpine | Energy Queensland | Shoulder | Coincident_unreconciled | 2023 | POE50 | Operational-demand | 12.5848 | NA
QLD | QPRO | Proserpine | Energy Queensland | Shoulder | Non-coincident | 2023 | POE50 | Operational-demand | 3.7435 | 37.5048
QLD | QPRO | Proserpine | Energy Queensland | Shoulder | Non-coincident | 2023 | POE90 | Operational-demand | 2.1056 | NA
QLD | QPRO | Proserpine | Energy Queensland | Shoulder | Coincident_unreconciled | 2024 | POE90 | Operational-demand | 9.3044 | NA
QLD | QPRO | Proserpine | Energy Queensland | Shoulder | Coincident_unreconciled | 2024 | POE50 | Operational-demand | 11.9387 | NA
QLD | QPRO | Proserpine | Energy Queensland | Shoulder | Non-coincident | 2024 | POE50 | Operational-demand | 3.0298 | 37.7806
QLD | QPRO | Proserpine | Energy Queensland | Shoulder | Non-coincident | 2024 | POE90 | Operational-demand | 1.4312 | NA
QLD | QPRO | Proserpine | Energy Queensland | Shoulder | Coincident_unreconciled | 2025 | POE90 | Operational-demand | 8.8266 | NA
QLD | QPRO | Proserpine | Energy Queensland | Shoulder | Coincident_unreconciled | 2025 | POE50 | Operational-demand | 11.3257 | NA
QLD | QPRO | Proserpine | Energy Queensland | Shoulder | Non-coincident | 2025 | POE50 | Operational-demand | 2.4872 | 38.0503
QLD | QPRO | Proserpine | Energy Queensland | Shoulder | Non-coincident | 2025 | POE90 | Operational-demand | 0.87535 | NA
QLD | QPRO | Proserpine | Energy Queensland | Shoulder | Coincident_unreconciled | 2026 | POE90 | Operational-demand | 8.3734 | NA
QLD | QPRO | Proserpine | Energy Queensland | Shoulder | Coincident_unreconciled | 2026 | POE50 | Operational-demand | 10.7441 | NA
QLD | QPRO | Proserpine | Energy Queensland | Shoulder | Non-coincident | 2026 | POE50 | Operational-demand | 1.9407 | 38.3374
QLD | QPRO | Proserpine | Energy Queensland | Shoulder | Non-coincident | 2026 | POE90 | Operational-demand | 0.31565 | NA
QLD | QPRO | Proserpine | Energy Queensland | Shoulder | Coincident_unreconciled | 2027 | POE90 | Operational-demand | 7.9435 | NA
QLD | QPRO | Proserpine | Energy Queensland | Shoulder | Coincident_unreconciled | 2027 | POE50 | Operational-demand | 10.1925 | NA
QLD | QPRO | Proserpine | Energy Queensland | Shoulder | Non-coincident | 2027 | POE50 | Operational-demand | 1.4966 | 38.712
QLD | QPRO | Proserpine | Energy Queensland | Shoulder | Non-coincident | 2027 | POE90 | Operational-demand | -0.14356 | NA
QLD | QPRO | Proserpine | Energy Queensland | Shoulder | Coincident_unreconciled | 2028 | POE90 | Operational-demand | 7.5356 | NA
QLD | QPRO | Proserpine | Energy Queensland | Shoulder | Coincident_unreconciled | 2028 | POE50 | Operational-demand | 9.6691 | NA
QLD | QPRO | Proserpine | Energy Queensland | Shoulder | Non-coincident | 2028 | POE50 | Operational-demand | 1.1668 | 39.2056
QLD | QPRO | Proserpine | Energy Queensland | Shoulder | Non-coincident | 2028 | POE90 | Operational-demand | -0.48996 | NA
QLD | QPRO | Proserpine | Energy Queensland | Shoulder | Coincident_unreconciled | 2029 | POE90 | Operational-demand | 7.1487 | NA
QLD | QPRO | Proserpine | Energy Queensland | Shoulder | Coincident_unreconciled | 2029 | POE50 | Operational-demand | 9.1727 | NA
QLD | QPRO | Proserpine | Energy Queensland | Shoulder | Non-coincident | 2029 | POE50 | Operational-demand | 0.89418 | 39.7972
QLD | QPRO | Proserpine | Energy Queensland | Shoulder | Non-coincident | 2029 | POE90 | Operational-demand | -0.77916 | NA
QLD | QPRO | Proserpine | Energy Queensland | Shoulder | Coincident_unreconciled | 2030 | POE90 | Operational-demand | 6.7816 | NA
QLD | QPRO | Proserpine | Energy Queensland | Shoulder | Coincident_unreconciled | 2030 | POE50 | Operational-demand | 8.7017 | NA
QLD | QPRO | Proserpine | Energy Queensland | Shoulder | Non-coincident | 2030 | POE50 | Operational-demand | 0.71682 | 40.4585
QLD | QPRO | Proserpine | Energy Queensland | Shoulder | Non-coincident | 2030 | POE90 | Operational-demand | -0.97308 | NA
QLD | QPRO | Proserpine | Energy Queensland | Summer | Coincident | 2017 | ACTUAL_OPG | Operational-demand | 17.5946 | 39.7556
QLD | QPRO | Proserpine | Energy Queensland | Summer | Coincident | 2017 | ACTUAL_RAW | Operational-demand | 17.5946 | 39.7556
QLD | QPRO | Proserpine | Energy Queensland | Summer | Non-coincident | 2017 | ACTUAL_RAW | Operational-demand | 0 | 46.9878
QLD | QPRO | Proserpine | Energy Queensland | Summer | Non-coincident | 2017 | ACTUAL_OPG | Operational-demand | 0 | 46.9878
QLD | QPRO | Proserpine | Energy Queensland | Summer | Coincident | 2018 | ACTUAL_OPG | Operational-demand | 17.0216 | 36.706
QLD | QPRO | Proserpine | Energy Queensland | Summer | Coincident | 2018 | ACTUAL_RAW | Operational-demand | 17.0216 | 36.706
QLD | QPRO | Proserpine | Energy Queensland | Summer | Non-coincident | 2018 | ACTUAL_RAW | Operational-demand | 5.8901 | 48.1071
QLD | QPRO | Proserpine | Energy Queensland | Summer | Non-coincident | 2018 | ACTUAL_OPG | Operational-demand | 5.8901 | 48.1071
QLD | QPRO | Proserpine | Energy Queensland | Summer | Non-coincident | 2018 | ACTUAL_ADJUSTEDOPG | Operational-demand | 5.8901 | 48.1071
QLD | QPRO | Proserpine | Energy Queensland | Summer | Coincident | 2019 | ACTUAL_OPG | Operational-demand | 15.9309 | 36.7992
QLD | QPRO | Proserpine | Energy Queensland | Summer | Coincident | 2019 | ACTUAL_RAW | Operational-demand | 15.9309 | 36.7992
QLD | QPRO | Proserpine | Energy Queensland | Summer | Non-coincident | 2019 | ACTUAL_RAW | Operational-demand | 13.1822 | 47.7196
QLD | QPRO | Proserpine | Energy Queensland | Summer | Non-coincident | 2019 | ACTUAL_OPG | Operational-demand | 13.1822 | 47.7196
QLD | QPRO | Proserpine | Energy Queensland | Summer | Non-coincident | 2019 | ACTUAL_ADJUSTEDOPG | Operational-demand | 13.1822 | 47.7196
QLD | QPRO | Proserpine | Energy Queensland | Summer | Non-coincident | 2019 | BASEYEARPOE90 | Operational-demand | 10.0235 | NA
QLD | QPRO | Proserpine | Energy Queensland | Summer | Non-coincident | 2019 | BASEYEARPOE50 | Operational-demand | 11.5463 | 47.7156
QLD | QPRO | Proserpine | Energy Queensland | Summer | Coincident | 2020 | ACTUAL_OPG | Operational-demand | 17.0434 | 36.6598
QLD | QPRO | Proserpine | Energy Queensland | Summer | Coincident | 2020 | ACTUAL_RAW | Operational-demand | 17.0434 | 36.6598
QLD | QPRO | Proserpine | Energy Queensland | Summer | Non-coincident | 2020 | ACTUAL_RAW | Operational-demand | 14.0186 | 49.4809
QLD | QPRO | Proserpine | Energy Queensland | Summer | Non-coincident | 2020 | ACTUAL_OPG | Operational-demand | 14.0186 | 49.4809
QLD | QPRO | Proserpine | Energy Queensland | Summer | Non-coincident | 2020 | ACTUAL_ADJUSTEDOPG | Operational-demand | 14.0186 | 49.4809
QLD | QPRO | Proserpine | Energy Queensland | Summer | Coincident_unreconciled | 2021 | POE50 | Operational-demand | 16 | NA
QLD | QPRO | Proserpine | Energy Queensland | Summer | Coincident_unreconciled | 2021 | POE90 | Operational-demand | 13.6196 | NA
QLD | QPRO | Proserpine | Energy Queensland | Summer | Non-coincident | 2021 | POE50 | Operational-demand | 12 | 48.2608
QLD | QPRO | Proserpine | Energy Queensland | Summer | Non-coincident | 2021 | POE90 | Operational-demand | 8.8557 | NA
QLD | QPRO | Proserpine | Energy Queensland | Summer | Coincident_unreconciled | 2022 | POE50 | Operational-demand | 14.2836 | NA
QLD | QPRO | Proserpine | Energy Queensland | Summer | Coincident_unreconciled | 2022 | POE90 | Operational-demand | 11.8866 | NA
QLD | QPRO | Proserpine | Energy Queensland | Summer | Non-coincident | 2022 | POE50 | Operational-demand | 10.9332 | 48.5906
QLD | QPRO | Proserpine | Energy Queensland | Summer | Non-coincident | 2022 | POE90 | Operational-demand | 8.3171 | NA
QLD | QPRO | Proserpine | Energy Queensland | Summer | Coincident_unreconciled | 2023 | POE50 | Operational-demand | 12.8504 | NA
QLD | QPRO | Proserpine | Energy Queensland | Summer | Coincident_unreconciled | 2023 | POE90 | Operational-demand | 10.4333 | NA
QLD | QPRO | Proserpine | Energy Queensland | Summer | Non-coincident | 2023 | POE50 | Operational-demand | 10.0424 | 48.993
QLD | QPRO | Proserpine | Energy Queensland | Summer | Non-coincident | 2023 | POE90 | Operational-demand | 7.8704 | NA
QLD | QPRO | Proserpine | Energy Queensland | Summer | Coincident_unreconciled | 2024 | POE50 | Operational-demand | 11.9022 | NA
QLD | QPRO | Proserpine | Energy Queensland | Summer | Coincident_unreconciled | 2024 | POE90 | Operational-demand | 9.465 | NA
QLD | QPRO | Proserpine | Energy Queensland | Summer | Non-coincident | 2024 | POE50 | Operational-demand | 9.453 | 49.3765
QLD | QPRO | Proserpine | Energy Queensland | Summer | Non-coincident | 2024 | POE90 | Operational-demand | 7.5902 | NA
QLD | QPRO | Proserpine | Energy Queensland | Summer | Coincident_unreconciled | 2025 | POE50 | Operational-demand | 11.1892 | NA
QLD | QPRO | Proserpine | Energy Queensland | Summer | Coincident_unreconciled | 2025 | POE90 | Operational-demand | 8.732 | NA
QLD | QPRO | Proserpine | Energy Queensland | Summer | Non-coincident | 2025 | POE50 | Operational-demand | 9.0099 | 49.7525
QLD | QPRO | Proserpine | Energy Queensland | Summer | Non-coincident | 2025 | POE90 | Operational-demand | 7.4002 | NA
QLD | QPRO | Proserpine | Energy Queensland | Summer | Coincident_unreconciled | 2026 | POE50 | Operational-demand | 10.4648 | NA
QLD | QPRO | Proserpine | Energy Queensland | Summer | Coincident_unreconciled | 2026 | POE90 | Operational-demand | 7.9874 | NA
QLD | QPRO | Proserpine | Energy Queensland | Summer | Non-coincident | 2026 | POE50 | Operational-demand | 8.5597 | 50.1491
QLD | QPRO | Proserpine | Energy Queensland | Summer | Non-coincident | 2026 | POE90 | Operational-demand | 7.0199 | NA
QLD | QPRO | Proserpine | Energy Queensland | Summer | Coincident_unreconciled | 2027 | POE50 | Operational-demand | 9.9155 | NA
QLD | QPRO | Proserpine | Energy Queensland | Summer | Coincident_unreconciled | 2027 | POE90 | Operational-demand | 7.415 | NA
QLD | QPRO | Proserpine | Energy Queensland | Summer | Non-coincident | 2027 | POE50 | Operational-demand | 8.2183 | 50.662
QLD | QPRO | Proserpine | Energy Queensland | Summer | Non-coincident | 2027 | POE90 | Operational-demand | 6.6641 | NA
QLD | QPRO | Proserpine | Energy Queensland | Summer | Coincident_unreconciled | 2028 | POE50 | Operational-demand | 9.5509 | NA
QLD | QPRO | Proserpine | Energy Queensland | Summer | Coincident_unreconciled | 2028 | POE90 | Operational-demand | 7.0252 | NA
QLD | QPRO | Proserpine | Energy Queensland | Summer | Non-coincident | 2028 | POE50 | Operational-demand | 7.9916 | 51.3146
QLD | QPRO | Proserpine | Energy Queensland | Summer | Non-coincident | 2028 | POE90 | Operational-demand | 6.4218 | NA
QLD | QPRO | Proserpine | Energy Queensland | Summer | Coincident_unreconciled | 2029 | POE50 | Operational-demand | 9.2941 | NA
QLD | QPRO | Proserpine | Energy Queensland | Summer | Coincident_unreconciled | 2029 | POE90 | Operational-demand | 6.7431 | NA
QLD | QPRO | Proserpine | Energy Queensland | Summer | Non-coincident | 2029 | POE50 | Operational-demand | 7.832 | 52.0588
QLD | QPRO | Proserpine | Energy Queensland | Summer | Non-coincident | 2029 | POE90 | Operational-demand | 6.2465 | NA
QLD | QPRO | Proserpine | Energy Queensland | Summer | Coincident_unreconciled | 2030 | POE50 | Operational-demand | 9.1945 | NA
QLD | QPRO | Proserpine | Energy Queensland | Summer | Coincident_unreconciled | 2030 | POE90 | Operational-demand | 6.6182 | NA
QLD | QPRO | Proserpine | Energy Queensland | Summer | Non-coincident | 2030 | POE50 | Operational-demand | 7.7701 | 52.8717
QLD | QPRO | Proserpine | Energy Queensland | Summer | Non-coincident | 2030 | POE90 | Operational-demand | 6.1689 | NA
QLD | QPRO | Proserpine | Energy Queensland | Winter | Coincident | 2016 | ACTUAL_OPG | Operational-demand | 17.3756 | 28.7857
QLD | QPRO | Proserpine | Energy Queensland | Winter | Coincident | 2016 | ACTUAL_RAW | Operational-demand | 17.3756 | 28.7857
QLD | QPRO | Proserpine | Energy Queensland | Winter | Non-coincident | 2016 | ACTUAL_RAW | Operational-demand | 9.2177 | 46.2264
QLD | QPRO | Proserpine | Energy Queensland | Winter | Non-coincident | 2016 | ACTUAL_OPG | Operational-demand | 9.2177 | 46.2264
QLD | QPRO | Proserpine | Energy Queensland | Winter | Coincident | 2017 | ACTUAL_OPG | Operational-demand | 9.8643 | 24.3304
QLD | QPRO | Proserpine | Energy Queensland | Winter | Coincident | 2017 | ACTUAL_RAW | Operational-demand | 9.8643 | 24.3304
QLD | QPRO | Proserpine | Energy Queensland | Winter | Non-coincident | 2017 | ACTUAL_RAW | Operational-demand | 5.4745 | 41.9901
QLD | QPRO | Proserpine | Energy Queensland | Winter | Non-coincident | 2017 | ACTUAL_OPG | Operational-demand | 5.4745 | 41.9901
QLD | QPRO | Proserpine | Energy Queensland | Winter | Non-coincident | 2017 | ACTUAL_ADJUSTEDOPG | Operational-demand | 5.4745 | 41.9901
QLD | QPRO | Proserpine | Energy Queensland | Winter | Coincident | 2018 | ACTUAL_OPG | Operational-demand | 15.6436 | 24.6964
QLD | QPRO | Proserpine | Energy Queensland | Winter | Coincident | 2018 | ACTUAL_RAW | Operational-demand | 15.6436 | 24.6964
QLD | QPRO | Proserpine | Energy Queensland | Winter | Non-coincident | 2018 | ACTUAL_RAW | Operational-demand | 0.25269 | 29.8244
QLD | QPRO | Proserpine | Energy Queensland | Winter | Non-coincident | 2018 | ACTUAL_OPG | Operational-demand | 0.25269 | 29.8244
QLD | QPRO | Proserpine | Energy Queensland | Winter | Non-coincident | 2018 | ACTUAL_ADJUSTEDOPG | Operational-demand | 0.25269 | 29.8244
QLD | QPRO | Proserpine | Energy Queensland | Winter | Coincident | 2019 | ACTUAL_OPG | Operational-demand | 8.2406 | 26.7156
QLD | QPRO | Proserpine | Energy Queensland | Winter | Coincident | 2019 | ACTUAL_RAW | Operational-demand | 8.2406 | 26.7156
QLD | QPRO | Proserpine | Energy Queensland | Winter | Non-coincident | 2019 | ACTUAL_RAW | Operational-demand | -0.05488 | 30.8861
QLD | QPRO | Proserpine | Energy Queensland | Winter | Non-coincident | 2019 | ACTUAL_OPG | Operational-demand | -0.05488 | 30.8861
QLD | QPRO | Proserpine | Energy Queensland | Winter | Non-coincident | 2019 | ACTUAL_ADJUSTEDOPG | Operational-demand | 4.0128 | 30.8861
QLD | QPRO | Proserpine | Energy Queensland | Winter | Non-coincident | 2019 | BASEYEARPOE90 | Operational-demand | -6.6749 | NA
QLD | QPRO | Proserpine | Energy Queensland | Winter | Non-coincident | 2019 | BASEYEARPOE50 | Operational-demand | -2.0688 | 36.1443
QLD | QPRO | Proserpine | Energy Queensland | Winter | Coincident_unreconciled | 2020 | POE90 | Operational-demand | 7.5005 | NA
QLD | QPRO | Proserpine | Energy Queensland | Winter | Coincident_unreconciled | 2020 | POE50 | Operational-demand | 11.0234 | NA
QLD | QPRO | Proserpine | Energy Queensland | Winter | Non-coincident | 2020 | POE50 | Operational-demand | 4 | 36.6046
QLD | QPRO | Proserpine | Energy Queensland | Winter | Non-coincident | 2020 | POE90 | Operational-demand | -0.89546 | NA
QLD | QPRO | Proserpine | Energy Queensland | Winter | Coincident_unreconciled | 2021 | POE90 | Operational-demand | 7.1153 | NA
QLD | QPRO | Proserpine | Energy Queensland | Winter | Coincident_unreconciled | 2021 | POE50 | Operational-demand | 10.4574 | NA
QLD | QPRO | Proserpine | Energy Queensland | Winter | Non-coincident | 2021 | POE50 | Operational-demand | 2.7453 | 36.7896
QLD | QPRO | Proserpine | Energy Queensland | Winter | Non-coincident | 2021 | POE90 | Operational-demand | -2.1757 | NA
QLD | QPRO | Proserpine | Energy Queensland | Winter | Coincident_unreconciled | 2022 | POE90 | Operational-demand | 6.75 | NA
QLD | QPRO | Proserpine | Energy Queensland | Winter | Coincident_unreconciled | 2022 | POE50 | Operational-demand | 9.9205 | NA
QLD | QPRO | Proserpine | Energy Queensland | Winter | Non-coincident | 2022 | POE50 | Operational-demand | 1.5937 | 37.0931
QLD | QPRO | Proserpine | Energy Queensland | Winter | Non-coincident | 2022 | POE90 | Operational-demand | -3.3689 | NA
QLD | QPRO | Proserpine | Energy Queensland | Winter | Coincident_unreconciled | 2023 | POE90 | Operational-demand | 6.4034 | NA
QLD | QPRO | Proserpine | Energy Queensland | Winter | Coincident_unreconciled | 2023 | POE50 | Operational-demand | 9.4111 | NA
QLD | QPRO | Proserpine | Energy Queensland | Winter | Non-coincident | 2023 | POE50 | Operational-demand | 0.70828 | 37.3966
QLD | QPRO | Proserpine | Energy Queensland | Winter | Non-coincident | 2023 | POE90 | Operational-demand | -4.2957 | NA
QLD | QPRO | Proserpine | Energy Queensland | Winter | Coincident_unreconciled | 2024 | POE90 | Operational-demand | 6.0746 | NA
QLD | QPRO | Proserpine | Energy Queensland | Winter | Coincident_unreconciled | 2024 | POE50 | Operational-demand | 8.9279 | NA
QLD | QPRO | Proserpine | Energy Queensland | Winter | Non-coincident | 2024 | POE50 | Operational-demand | 0.08228 | 37.6694
QLD | QPRO | Proserpine | Energy Queensland | Winter | Non-coincident | 2024 | POE90 | Operational-demand | -4.9631 | NA
QLD | QPRO | Proserpine | Energy Queensland | Winter | Coincident_unreconciled | 2025 | POE90 | Operational-demand | 5.7627 | NA
QLD | QPRO | Proserpine | Energy Queensland | Winter | Coincident_unreconciled | 2025 | POE50 | Operational-demand | 8.4695 | NA
QLD | QPRO | Proserpine | Energy Queensland | Winter | Non-coincident | 2025 | POE50 | Operational-demand | -0.47566 | 37.9483
QLD | QPRO | Proserpine | Energy Queensland | Winter | Non-coincident | 2025 | POE90 | Operational-demand | -5.5627 | NA
QLD | QPRO | Proserpine | Energy Queensland | Winter | Coincident_unreconciled | 2026 | POE90 | Operational-demand | 5.4668 | NA
QLD | QPRO | Proserpine | Energy Queensland | Winter | Coincident_unreconciled | 2026 | POE50 | Operational-demand | 8.0346 | NA
QLD | QPRO | Proserpine | Energy Queensland | Winter | Non-coincident | 2026 | POE50 | Operational-demand | -1.0742 | 38.254
QLD | QPRO | Proserpine | Energy Queensland | Winter | Non-coincident | 2026 | POE90 | Operational-demand | -6.2037 | NA
QLD | QPRO | Proserpine | Energy Queensland | Winter | Coincident_unreconciled | 2027 | POE90 | Operational-demand | 5.1861 | NA
QLD | QPRO | Proserpine | Energy Queensland | Winter | Coincident_unreconciled | 2027 | POE50 | Operational-demand | 7.622 | NA
QLD | QPRO | Proserpine | Energy Queensland | Winter | Non-coincident | 2027 | POE50 | Operational-demand | -1.4767 | 38.691
QLD | QPRO | Proserpine | Energy Queensland | Winter | Non-coincident | 2027 | POE90 | Operational-demand | -6.6584 | NA
QLD | QPRO | Proserpine | Energy Queensland | Winter | Coincident_unreconciled | 2028 | POE90 | Operational-demand | 4.9199 | NA
QLD | QPRO | Proserpine | Energy Queensland | Winter | Coincident_unreconciled | 2028 | POE50 | Operational-demand | 7.2307 | NA
QLD | QPRO | Proserpine | Energy Queensland | Winter | Non-coincident | 2028 | POE50 | Operational-demand | -1.8492 | 39.2501
QLD | QPRO | Proserpine | Energy Queensland | Winter | Non-coincident | 2028 | POE90 | Operational-demand | -7.0829 | NA
QLD | QPRO | Proserpine | Energy Queensland | Winter | Coincident_unreconciled | 2029 | POE90 | Operational-demand | 4.6672 | NA
QLD | QPRO | Proserpine | Energy Queensland | Winter | Coincident_unreconciled | 2029 | POE50 | Operational-demand | 6.8594 | NA
QLD | QPRO | Proserpine | Energy Queensland | Winter | Non-coincident | 2029 | POE50 | Operational-demand | -2.1143 | 39.8727
QLD | QPRO | Proserpine | Energy Queensland | Winter | Non-coincident | 2029 | POE90 | Operational-demand | -7.4003 | NA
QLD | QPRO | Proserpine | Energy Queensland | Shoulder | Non-coincident | 2019 | BASEYEARPOE10 | Operational-demand | NA | 35.4457
QLD | QPRO | Proserpine | Energy Queensland | Shoulder | Coincident | 2021 | POE10 | Operational-demand | NA | 29.6631
QLD | QPRO | Proserpine | Energy Queensland | Shoulder | Coincident | 2021 | POE50 | Operational-demand | NA | 29.911
QLD | QPRO | Proserpine | Energy Queensland | Shoulder | Non-coincident | 2021 | POE10 | Operational-demand | NA | 37.9406
QLD | QPRO | Proserpine | Energy Queensland | Shoulder | Coincident | 2022 | POE10 | Operational-demand | NA | 30.6659
QLD | QPRO | Proserpine | Energy Queensland | Shoulder | Coincident | 2022 | POE50 | Operational-demand | NA | 30.4057
QLD | QPRO | Proserpine | Energy Queensland | Shoulder | Non-coincident | 2022 | POE10 | Operational-demand | NA | 38.1843
QLD | QPRO | Proserpine | Energy Queensland | Shoulder | Coincident | 2023 | POE10 | Operational-demand | NA | 30.9499
QLD | QPRO | Proserpine | Energy Queensland | Shoulder | Coincident | 2023 | POE50 | Operational-demand | NA | 30.8349
QLD | QPRO | Proserpine | Energy Queensland | Shoulder | Non-coincident | 2023 | POE10 | Operational-demand | NA | 38.4817
QLD | QPRO | Proserpine | Energy Queensland | Shoulder | Coincident | 2024 | POE10 | Operational-demand | NA | 31.3153
QLD | QPRO | Proserpine | Energy Queensland | Shoulder | Coincident | 2024 | POE50 | Operational-demand | NA | 31.6085
QLD | QPRO | Proserpine | Energy Queensland | Shoulder | Non-coincident | 2024 | POE10 | Operational-demand | NA | 38.7657
QLD | QPRO | Proserpine | Energy Queensland | Shoulder | Coincident | 2025 | POE10 | Operational-demand | NA | 31.6253
QLD | QPRO | Proserpine | Energy Queensland | Shoulder | Coincident | 2025 | POE50 | Operational-demand | NA | 31.6887
QLD | QPRO | Proserpine | Energy Queensland | Shoulder | Non-coincident | 2025 | POE10 | Operational-demand | NA | 39.0435
QLD | QPRO | Proserpine | Energy Queensland | Shoulder | Coincident | 2026 | POE10 | Operational-demand | NA | 31.6867
QLD | QPRO | Proserpine | Energy Queensland | Shoulder | Coincident | 2026 | POE50 | Operational-demand | NA | 31.9245
QLD | QPRO | Proserpine | Energy Queensland | Shoulder | Non-coincident | 2026 | POE10 | Operational-demand | NA | 39.3387
QLD | QPRO | Proserpine | Energy Queensland | Shoulder | Coincident | 2027 | POE10 | Operational-demand | NA | 31.8459
QLD | QPRO | Proserpine | Energy Queensland | Shoulder | Coincident | 2027 | POE50 | Operational-demand | NA | 32.0534
QLD | QPRO | Proserpine | Energy Queensland | Shoulder | Non-coincident | 2027 | POE10 | Operational-demand | NA | 39.7227
QLD | QPRO | Proserpine | Energy Queensland | Shoulder | Coincident | 2028 | POE10 | Operational-demand | NA | 32.1052
QLD | QPRO | Proserpine | Energy Queensland | Shoulder | Coincident | 2028 | POE50 | Operational-demand | NA | 32.3941
QLD | QPRO | Proserpine | Energy Queensland | Shoulder | Non-coincident | 2028 | POE10 | Operational-demand | NA | 40.2265
QLD | QPRO | Proserpine | Energy Queensland | Shoulder | Coincident | 2029 | POE10 | Operational-demand | NA | 32.8628
QLD | QPRO | Proserpine | Energy Queensland | Shoulder | Coincident | 2029 | POE50 | Operational-demand | NA | 32.9662
QLD | QPRO | Proserpine | Energy Queensland | Shoulder | Non-coincident | 2029 | POE10 | Operational-demand | NA | 40.8283
QLD | QPRO | Proserpine | Energy Queensland | Shoulder | Coincident | 2030 | POE10 | Operational-demand | NA | 33.3722
QLD | QPRO | Proserpine | Energy Queensland | Shoulder | Coincident | 2030 | POE50 | Operational-demand | NA | 33.5159
QLD | QPRO | Proserpine | Energy Queensland | Shoulder | Non-coincident | 2030 | POE10 | Operational-demand | NA | 41.4998
QLD | QPRO | Proserpine | Energy Queensland | Summer | Non-coincident | 2019 | BASEYEARPOE10 | Operational-demand | NA | 50.1636
QLD | QPRO | Proserpine | Energy Queensland | Summer | Coincident | 2021 | POE10 | Operational-demand | NA | 37.0948
QLD | QPRO | Proserpine | Energy Queensland | Summer | Coincident | 2021 | POE50 | Operational-demand | NA | 36.6526
QLD | QPRO | Proserpine | Energy Queensland | Summer | Non-coincident | 2021 | POE10 | Operational-demand | NA | 51.0488
QLD | QPRO | Proserpine | Energy Queensland | Summer | Coincident | 2022 | POE10 | Operational-demand | NA | 38.0269
QLD | QPRO | Proserpine | Energy Queensland | Summer | Coincident | 2022 | POE50 | Operational-demand | NA | 37.5162
QLD | QPRO | Proserpine | Energy Queensland | Summer | Non-coincident | 2022 | POE10 | Operational-demand | NA | 51.3981
QLD | QPRO | Proserpine | Energy Queensland | Summer | Coincident | 2023 | POE10 | Operational-demand | NA | 38.5532
QLD | QPRO | Proserpine | Energy Queensland | Summer | Coincident | 2023 | POE50 | Operational-demand | NA | 37.9519
QLD | QPRO | Proserpine | Energy Queensland | Summer | Non-coincident | 2023 | POE10 | Operational-demand | NA | 51.824
QLD | QPRO | Proserpine | Energy Queensland | Summer | Coincident | 2024 | POE10 | Operational-demand | NA | 39.303
QLD | QPRO | Proserpine | Energy Queensland | Summer | Coincident | 2024 | POE50 | Operational-demand | NA | 38.727
QLD | QPRO | Proserpine | Energy Queensland | Summer | Non-coincident | 2024 | POE10 | Operational-demand | NA | 52.231
QLD | QPRO | Proserpine | Energy Queensland | Summer | Coincident | 2025 | POE10 | Operational-demand | NA | 39.4182
QLD | QPRO | Proserpine | Energy Queensland | Summer | Coincident | 2025 | POE50 | Operational-demand | NA | 39.0403
QLD | QPRO | Proserpine | Energy Queensland | Summer | Non-coincident | 2025 | POE10 | Operational-demand | NA | 52.6305
QLD | QPRO | Proserpine | Energy Queensland | Summer | Coincident | 2026 | POE10 | Operational-demand | NA | 39.8994
QLD | QPRO | Proserpine | Energy Queensland | Summer | Coincident | 2026 | POE50 | Operational-demand | NA | 39.3859
QLD | QPRO | Proserpine | Energy Queensland | Summer | Non-coincident | 2026 | POE10 | Operational-demand | NA | 53.0507
QLD | QPRO | Proserpine | Energy Queensland | Summer | Coincident | 2027 | POE10 | Operational-demand | NA | 39.9866
QLD | QPRO | Proserpine | Energy Queensland | Summer | Coincident | 2027 | POE50 | Operational-demand | NA | 39.6106
QLD | QPRO | Proserpine | Energy Queensland | Summer | Non-coincident | 2027 | POE10 | Operational-demand | NA | 53.5907
QLD | QPRO | Proserpine | Energy Queensland | Summer | Coincident | 2028 | POE10 | Operational-demand | NA | 40.5063
QLD | QPRO | Proserpine | Energy Queensland | Summer | Coincident | 2028 | POE50 | Operational-demand | NA | 40.1109
QLD | QPRO | Proserpine | Energy Queensland | Summer | Non-coincident | 2028 | POE10 | Operational-demand | NA | 54.2729
QLD | QPRO | Proserpine | Energy Queensland | Summer | Coincident | 2029 | POE10 | Operational-demand | NA | 40.9569
QLD | QPRO | Proserpine | Energy Queensland | Summer | Coincident | 2029 | POE50 | Operational-demand | NA | 40.7409
QLD | QPRO | Proserpine | Energy Queensland | Summer | Non-coincident | 2029 | POE10 | Operational-demand | NA | 55.0467
QLD | QPRO | Proserpine | Energy Queensland | Summer | Coincident | 2030 | POE10 | Operational-demand | NA | 41.6105
QLD | QPRO | Proserpine | Energy Queensland | Summer | Coincident | 2030 | POE50 | Operational-demand | NA | 41.1845
QLD | QPRO | Proserpine | Energy Queensland | Summer | Non-coincident | 2030 | POE10 | Operational-demand | NA | 55.8892
QLD | QPRO | Proserpine | Energy Queensland | Winter | Non-coincident | 2019 | BASEYEARPOE10 | Operational-demand | NA | 38.6267
QLD | QPRO | Proserpine | Energy Queensland | Winter | Coincident | 2020 | POE10 | Operational-demand | NA | 29.7426
QLD | QPRO | Proserpine | Energy Queensland | Winter | Coincident | 2020 | POE50 | Operational-demand | NA | 27.6345
QLD | QPRO | Proserpine | Energy Queensland | Winter | Non-coincident | 2020 | POE10 | Operational-demand | NA | 38.9722
QLD | QPRO | Proserpine | Energy Queensland | Winter | Coincident | 2021 | POE10 | Operational-demand | NA | 29.6421
QLD | QPRO | Proserpine | Energy Queensland | Winter | Coincident | 2021 | POE50 | Operational-demand | NA | 27.5335
QLD | QPRO | Proserpine | Energy Queensland | Winter | Non-coincident | 2021 | POE10 | Operational-demand | NA | 39.1696
QLD | QPRO | Proserpine | Energy Queensland | Winter | Coincident | 2022 | POE10 | Operational-demand | NA | 30.5483
QLD | QPRO | Proserpine | Energy Queensland | Winter | Coincident | 2022 | POE50 | Operational-demand | NA | 28.3798
QLD | QPRO | Proserpine | Energy Queensland | Winter | Non-coincident | 2022 | POE10 | Operational-demand | NA | 39.4931
QLD | QPRO | Proserpine | Energy Queensland | Winter | Coincident | 2023 | POE10 | Operational-demand | NA | 31.0831
QLD | QPRO | Proserpine | Energy Queensland | Winter | Coincident | 2023 | POE50 | Operational-demand | NA | 28.849
QLD | QPRO | Proserpine | Energy Queensland | Winter | Non-coincident | 2023 | POE10 | Operational-demand | NA | 39.8168
QLD | QPRO | Proserpine | Energy Queensland | Winter | Coincident | 2024 | POE10 | Operational-demand | NA | 31.779
QLD | QPRO | Proserpine | Energy Queensland | Winter | Coincident | 2024 | POE50 | Operational-demand | NA | 29.38
QLD | QPRO | Proserpine | Energy Queensland | Winter | Non-coincident | 2024 | POE10 | Operational-demand | NA | 40.1096
QLD | QPRO | Proserpine | Energy Queensland | Winter | Coincident | 2025 | POE10 | Operational-demand | NA | 31.9172
QLD | QPRO | Proserpine | Energy Queensland | Winter | Coincident | 2025 | POE50 | Operational-demand | NA | 29.5698
QLD | QPRO | Proserpine | Energy Queensland | Winter | Non-coincident | 2025 | POE10 | Operational-demand | NA | 40.4086
QLD | QPRO | Proserpine | Energy Queensland | Winter | Coincident | 2026 | POE10 | Operational-demand | NA | 32.1533
QLD | QPRO | Proserpine | Energy Queensland | Winter | Coincident | 2026 | POE50 | Operational-demand | NA | 29.8443
QLD | QPRO | Proserpine | Energy Queensland | Winter | Non-coincident | 2026 | POE10 | Operational-demand | NA | 40.7349
QLD | QPRO | Proserpine | Energy Queensland | Winter | Coincident | 2027 | POE10 | Operational-demand | NA | 32.4865
QLD | QPRO | Proserpine | Energy Queensland | Winter | Coincident | 2027 | POE50 | Operational-demand | NA | 30.159
QLD | QPRO | Proserpine | Energy Queensland | Winter | Non-coincident | 2027 | POE10 | Operational-demand | NA | 41.197
QLD | QPRO | Proserpine | Energy Queensland | Winter | Coincident | 2028 | POE10 | Operational-demand | NA | 33.2785
QLD | QPRO | Proserpine | Energy Queensland | Winter | Coincident | 2028 | POE50 | Operational-demand | NA | 30.663
QLD | QPRO | Proserpine | Energy Queensland | Winter | Non-coincident | 2028 | POE10 | Operational-demand | NA | 41.7814
QLD | QPRO | Proserpine | Energy Queensland | Winter | Coincident | 2029 | POE10 | Operational-demand | NA | 33.6125
QLD | QPRO | Proserpine | Energy Queensland | Winter | Coincident | 2029 | POE50 | Operational-demand | NA | 31.1433
QLD | QPRO | Proserpine | Energy Queensland | Winter | Non-coincident | 2029 | POE10 | Operational-demand | NA | 42.4293
QLD | QPWD | Palmwoods | Energy Queensland | Shoulder | Coincident | 2017 | ACTUAL_OPG | Operational-demand | 114.1105 | 246.3854
QLD | QPWD | Palmwoods | Energy Queensland | Shoulder | Coincident | 2017 | ACTUAL_RAW | Operational-demand | 114.1105 | 246.3854
QLD | QPWD | Palmwoods | Energy Queensland | Shoulder | Non-coincident | 2017 | ACTUAL_RAW | Operational-demand | 64.8501 | 269.0338
QLD | QPWD | Palmwoods | Energy Queensland | Shoulder | Non-coincident | 2017 | ACTUAL_OPG | Operational-demand | 64.8501 | 269.0338
QLD | QPWD | Palmwoods | Energy Queensland | Shoulder | Non-coincident | 2017 | ACTUAL_ADJUSTEDOPG | Operational-demand | 64.8501 | 269.0338
QLD | QPWD | Palmwoods | Energy Queensland | Shoulder | Coincident | 2018 | ACTUAL_OPG | Operational-demand | 117.384 | 266.7243
QLD | QPWD | Palmwoods | Energy Queensland | Shoulder | Coincident | 2018 | ACTUAL_RAW | Operational-demand | 117.384 | 266.7243
QLD | QPWD | Palmwoods | Energy Queensland | Shoulder | Non-coincident | 2018 | ACTUAL_RAW | Operational-demand | 78.9247 | 279.5518
QLD | QPWD | Palmwoods | Energy Queensland | Shoulder | Non-coincident | 2018 | ACTUAL_OPG | Operational-demand | 78.9247 | 279.5518
QLD | QPWD | Palmwoods | Energy Queensland | Shoulder | Non-coincident | 2018 | ACTUAL_ADJUSTEDOPG | Operational-demand | 78.9247 | 279.5518
QLD | QPWD | Palmwoods | Energy Queensland | Shoulder | Coincident | 2019 | ACTUAL_OPG | Operational-demand | 55.78 | 279.0121
QLD | QPWD | Palmwoods | Energy Queensland | Shoulder | Coincident | 2019 | ACTUAL_RAW | Operational-demand | 55.78 | 279.0121
QLD | QPWD | Palmwoods | Energy Queensland | Shoulder | Non-coincident | 2019 | ACTUAL_RAW | Operational-demand | -16.2565 | 286.2215
QLD | QPWD | Palmwoods | Energy Queensland | Shoulder | Non-coincident | 2019 | ACTUAL_OPG | Operational-demand | -16.2565 | 286.2215
QLD | QPWD | Palmwoods | Energy Queensland | Shoulder | Non-coincident | 2019 | ACTUAL_ADJUSTEDOPG | Operational-demand | -16.2565 | 286.2215
QLD | QPWD | Palmwoods | Energy Queensland | Shoulder | Non-coincident | 2019 | BASEYEARPOE90 | Operational-demand | -1.6913 | NA
QLD | QPWD | Palmwoods | Energy Queensland | Shoulder | Non-coincident | 2019 | BASEYEARPOE50 | Operational-demand | 13.1159 | 264.8353
QLD | QPWD | Palmwoods | Energy Queensland | Shoulder | Coincident | 2020 | ACTUAL_OPG | Operational-demand | 39.2172 | 270.8477
QLD | QPWD | Palmwoods | Energy Queensland | Shoulder | Coincident | 2020 | ACTUAL_RAW | Operational-demand | 39.2172 | 270.8477
QLD | QPWD | Palmwoods | Energy Queensland | Shoulder | Non-coincident | 2020 | ACTUAL_RAW | Operational-demand | -1.2625 | 270.8477
QLD | QPWD | Palmwoods | Energy Queensland | Shoulder | Non-coincident | 2020 | ACTUAL_OPG | Operational-demand | -1.2625 | 270.8477
QLD | QPWD | Palmwoods | Energy Queensland | Shoulder | Non-coincident | 2020 | ACTUAL_ADJUSTEDOPG | Operational-demand | -1.2625 | 270.8477
QLD | QPWD | Palmwoods | Energy Queensland | Shoulder | Coincident_unreconciled | 2021 | POE90 | Operational-demand | 30.6543 | NA
QLD | QPWD | Palmwoods | Energy Queensland | Shoulder | Coincident_unreconciled | 2021 | POE50 | Operational-demand | 40 | NA
QLD | QPWD | Palmwoods | Energy Queensland | Shoulder | Non-coincident | 2021 | POE50 | Operational-demand | -11.4051 | 290.0043
QLD | QPWD | Palmwoods | Energy Queensland | Shoulder | Non-coincident | 2021 | POE90 | Operational-demand | -25.1177 | NA
QLD | QPWD | Palmwoods | Energy Queensland | Shoulder | Coincident_unreconciled | 2022 | POE90 | Operational-demand | 29.1216 | NA
QLD | QPWD | Palmwoods | Energy Queensland | Shoulder | Coincident_unreconciled | 2022 | POE50 | Operational-demand | 38 | NA
QLD | QPWD | Palmwoods | Energy Queensland | Shoulder | Non-coincident | 2022 | POE50 | Operational-demand | -16.6965 | 293.9618
QLD | QPWD | Palmwoods | Energy Queensland | Shoulder | Non-coincident | 2022 | POE90 | Operational-demand | -30.6151 | NA
QLD | QPWD | Palmwoods | Energy Queensland | Shoulder | Coincident_unreconciled | 2023 | POE90 | Operational-demand | 27.6655 | NA
QLD | QPWD | Palmwoods | Energy Queensland | Shoulder | Coincident_unreconciled | 2023 | POE50 | Operational-demand | 36.1 | NA
QLD | QPWD | Palmwoods | Energy Queensland | Shoulder | Non-coincident | 2023 | POE50 | Operational-demand | -23.0876 | 297.956
QLD | QPWD | Palmwoods | Energy Queensland | Shoulder | Non-coincident | 2023 | POE90 | Operational-demand | -37.2127 | NA
QLD | QPWD | Palmwoods | Energy Queensland | Shoulder | Coincident_unreconciled | 2024 | POE90 | Operational-demand | 26.2822 | NA
QLD | QPWD | Palmwoods | Energy Queensland | Shoulder | Coincident_unreconciled | 2024 | POE50 | Operational-demand | 34.295 | NA
QLD | QPWD | Palmwoods | Energy Queensland | Shoulder | Non-coincident | 2024 | POE50 | Operational-demand | -27.8231 | 301.8733
QLD | QPWD | Palmwoods | Energy Queensland | Shoulder | Non-coincident | 2024 | POE90 | Operational-demand | -42.1548 | NA
QLD | QPWD | Palmwoods | Energy Queensland | Shoulder | Coincident_unreconciled | 2025 | POE90 | Operational-demand | 24.9681 | NA
QLD | QPWD | Palmwoods | Energy Queensland | Shoulder | Coincident_unreconciled | 2025 | POE50 | Operational-demand | 32.5802 | NA
QLD | QPWD | Palmwoods | Energy Queensland | Shoulder | Non-coincident | 2025 | POE50 | Operational-demand | -31.4976 | 305.7374
QLD | QPWD | Palmwoods | Energy Queensland | Shoulder | Non-coincident | 2025 | POE90 | Operational-demand | -46.0358 | NA
QLD | QPWD | Palmwoods | Energy Queensland | Shoulder | Coincident_unreconciled | 2026 | POE90 | Operational-demand | 23.7197 | NA
QLD | QPWD | Palmwoods | Energy Queensland | Shoulder | Coincident_unreconciled | 2026 | POE50 | Operational-demand | 30.9512 | NA
QLD | QPWD | Palmwoods | Energy Queensland | Shoulder | Non-coincident | 2026 | POE50 | Operational-demand | -35.204 | 309.7266
QLD | QPWD | Palmwoods | Energy Queensland | Shoulder | Non-coincident | 2026 | POE90 | Operational-demand | -49.9488 | NA
QLD | QPWD | Palmwoods | Energy Queensland | Shoulder | Coincident_unreconciled | 2027 | POE90 | Operational-demand | 22.5337 | NA
QLD | QPWD | Palmwoods | Energy Queensland | Shoulder | Coincident_unreconciled | 2027 | POE50 | Operational-demand | 29.4037 | NA
QLD | QPWD | Palmwoods | Energy Queensland | Shoulder | Non-coincident | 2027 | POE50 | Operational-demand | -38.2527 | 314.1981
QLD | QPWD | Palmwoods | Energy Queensland | Shoulder | Non-coincident | 2027 | POE90 | Operational-demand | -53.2121 | NA
QLD | QPWD | Palmwoods | Energy Queensland | Shoulder | Coincident_unreconciled | 2028 | POE90 | Operational-demand | 21.407 | NA
QLD | QPWD | Palmwoods | Energy Queensland | Shoulder | Coincident_unreconciled | 2028 | POE50 | Operational-demand | 27.9335 | NA
QLD | QPWD | Palmwoods | Energy Queensland | Shoulder | Non-coincident | 2028 | POE50 | Operational-demand | -40.4467 | 319.3572
QLD | QPWD | Palmwoods | Energy Queensland | Shoulder | Non-coincident | 2028 | POE90 | Operational-demand | -55.6264 | NA
QLD | QPWD | Palmwoods | Energy Queensland | Shoulder | Coincident_unreconciled | 2029 | POE90 | Operational-demand | 20.3367 | NA
QLD | QPWD | Palmwoods | Energy Queensland | Shoulder | Coincident_unreconciled | 2029 | POE50 | Operational-demand | 26.5368 | NA
QLD | QPWD | Palmwoods | Energy Queensland | Shoulder | Non-coincident | 2029 | POE50 | Operational-demand | -42.2797 | 325.0558
QLD | QPWD | Palmwoods | Energy Queensland | Shoulder | Non-coincident | 2029 | POE90 | Operational-demand | -57.6797 | NA
QLD | QPWD | Palmwoods | Energy Queensland | Shoulder | Coincident_unreconciled | 2030 | POE90 | Operational-demand | 19.3198 | NA
QLD | QPWD | Palmwoods | Energy Queensland | Shoulder | Coincident_unreconciled | 2030 | POE50 | Operational-demand | 25.21 | NA
QLD | QPWD | Palmwoods | Energy Queensland | Shoulder | Non-coincident | 2030 | POE50 | Operational-demand | -43.3496 | 331.1737
QLD | QPWD | Palmwoods | Energy Queensland | Shoulder | Non-coincident | 2030 | POE90 | Operational-demand | -58.9699 | NA
QLD | QPWD | Palmwoods | Energy Queensland | Summer | Coincident | 2017 | ACTUAL_OPG | Operational-demand | 117.4106 | 350.0573
QLD | QPWD | Palmwoods | Energy Queensland | Summer | Coincident | 2017 | ACTUAL_RAW | Operational-demand | 117.4106 | 350.0573
QLD | QPWD | Palmwoods | Energy Queensland | Summer | Non-coincident | 2017 | ACTUAL_RAW | Operational-demand | 109.3845 | 364.7297
QLD | QPWD | Palmwoods | Energy Queensland | Summer | Non-coincident | 2017 | ACTUAL_OPG | Operational-demand | 109.3845 | 364.7297
QLD | QPWD | Palmwoods | Energy Queensland | Summer | Non-coincident | 2017 | ACTUAL_ADJUSTEDOPG | Operational-demand | 109.3845 | 364.7297
QLD | QPWD | Palmwoods | Energy Queensland | Summer | Coincident | 2018 | ACTUAL_OPG | Operational-demand | 111.8911 | 364.344
QLD | QPWD | Palmwoods | Energy Queensland | Summer | Coincident | 2018 | ACTUAL_RAW | Operational-demand | 111.8911 | 364.344
QLD | QPWD | Palmwoods | Energy Queensland | Summer | Non-coincident | 2018 | ACTUAL_RAW | Operational-demand | 35.7026 | 372.4419
QLD | QPWD | Palmwoods | Energy Queensland | Summer | Non-coincident | 2018 | ACTUAL_OPG | Operational-demand | 35.7026 | 372.4419
QLD | QPWD | Palmwoods | Energy Queensland | Summer | Non-coincident | 2018 | ACTUAL_ADJUSTEDOPG | Operational-demand | 35.7026 | 372.4419
QLD | QPWD | Palmwoods | Energy Queensland | Summer | Coincident | 2019 | ACTUAL_OPG | Operational-demand | 110.424 | 366.5321
QLD | QPWD | Palmwoods | Energy Queensland | Summer | Coincident | 2019 | ACTUAL_RAW | Operational-demand | 110.424 | 366.5321
QLD | QPWD | Palmwoods | Energy Queensland | Summer | Non-coincident | 2019 | ACTUAL_RAW | Operational-demand | -12.786 | 366.5321
QLD | QPWD | Palmwoods | Energy Queensland | Summer | Non-coincident | 2019 | ACTUAL_OPG | Operational-demand | -12.786 | 366.5321
QLD | QPWD | Palmwoods | Energy Queensland | Summer | Non-coincident | 2019 | ACTUAL_ADJUSTEDOPG | Operational-demand | -12.786 | 366.5321
QLD | QPWD | Palmwoods | Energy Queensland | Summer | Non-coincident | 2019 | BASEYEARPOE90 | Operational-demand | 23.3114 | NA
QLD | QPWD | Palmwoods | Energy Queensland | Summer | Non-coincident | 2019 | BASEYEARPOE50 | Operational-demand | 47.3018 | 386.1224
QLD | QPWD | Palmwoods | Energy Queensland | Summer | Coincident | 2020 | ACTUAL_OPG | Operational-demand | 61.9358 | 381.8927
QLD | QPWD | Palmwoods | Energy Queensland | Summer | Coincident | 2020 | ACTUAL_RAW | Operational-demand | 61.9358 | 381.8927
QLD | QPWD | Palmwoods | Energy Queensland | Summer | Non-coincident | 2020 | ACTUAL_RAW | Operational-demand | 55.5775 | 390.9546
QLD | QPWD | Palmwoods | Energy Queensland | Summer | Non-coincident | 2020 | ACTUAL_OPG | Operational-demand | 55.5775 | 390.9546
QLD | QPWD | Palmwoods | Energy Queensland | Summer | Non-coincident | 2020 | ACTUAL_ADJUSTEDOPG | Operational-demand | 55.5775 | 390.9546
QLD | QPWD | Palmwoods | Energy Queensland | Summer | Coincident_unreconciled | 2021 | POE90 | Operational-demand | 96.2345 | NA
QLD | QPWD | Palmwoods | Energy Queensland | Summer | Coincident_unreconciled | 2021 | POE50 | Operational-demand | 111 | NA
QLD | QPWD | Palmwoods | Energy Queensland | Summer | Non-coincident | 2021 | POE50 | Operational-demand | 33.3145 | 395.3338
QLD | QPWD | Palmwoods | Energy Queensland | Summer | Non-coincident | 2021 | POE90 | Operational-demand | 6.2473 | NA
QLD | QPWD | Palmwoods | Energy Queensland | Summer | Coincident_unreconciled | 2022 | POE90 | Operational-demand | 91.4228 | NA
QLD | QPWD | Palmwoods | Energy Queensland | Summer | Coincident_unreconciled | 2022 | POE50 | Operational-demand | 105.45 | NA
QLD | QPWD | Palmwoods | Energy Queensland | Summer | Non-coincident | 2022 | POE50 | Operational-demand | 28.4415 | 402.2311
QLD | QPWD | Palmwoods | Energy Queensland | Summer | Non-coincident | 2022 | POE90 | Operational-demand | 0.96716 | NA
QLD | QPWD | Palmwoods | Energy Queensland | Summer | Coincident_unreconciled | 2023 | POE90 | Operational-demand | 86.8516 | NA
QLD | QPWD | Palmwoods | Energy Queensland | Summer | Coincident_unreconciled | 2023 | POE50 | Operational-demand | 100.1775 | NA
QLD | QPWD | Palmwoods | Energy Queensland | Summer | Non-coincident | 2023 | POE50 | Operational-demand | 22.652 | 409.3542
QLD | QPWD | Palmwoods | Energy Queensland | Summer | Non-coincident | 2023 | POE90 | Operational-demand | -5.2307 | NA
QLD | QPWD | Palmwoods | Energy Queensland | Summer | Coincident_unreconciled | 2024 | POE90 | Operational-demand | 82.5091 | NA
QLD | QPWD | Palmwoods | Energy Queensland | Summer | Coincident_unreconciled | 2024 | POE50 | Operational-demand | 95.1686 | NA
QLD | QPWD | Palmwoods | Energy Queensland | Summer | Non-coincident | 2024 | POE50 | Operational-demand | 18.5827 | 420.3173
QLD | QPWD | Palmwoods | Energy Queensland | Summer | Non-coincident | 2024 | POE90 | Operational-demand | -9.7083 | NA
QLD | QPWD | Palmwoods | Energy Queensland | Summer | Coincident_unreconciled | 2025 | POE90 | Operational-demand | 78.3836 | NA
QLD | QPWD | Palmwoods | Energy Queensland | Summer | Coincident_unreconciled | 2025 | POE50 | Operational-demand | 90.4102 | NA
QLD | QPWD | Palmwoods | Energy Queensland | Summer | Non-coincident | 2025 | POE50 | Operational-demand | 15.5532 | 426.3644
QLD | QPWD | Palmwoods | Energy Queensland | Summer | Non-coincident | 2025 | POE90 | Operational-demand | -13.1461 | NA
QLD | QPWD | Palmwoods | Energy Queensland | Summer | Coincident_unreconciled | 2026 | POE90 | Operational-demand | 74.4644 | NA
QLD | QPWD | Palmwoods | Energy Queensland | Summer | Coincident_unreconciled | 2026 | POE50 | Operational-demand | 85.8897 | NA
QLD | QPWD | Palmwoods | Energy Queensland | Summer | Non-coincident | 2026 | POE50 | Operational-demand | 12.4296 | 432.7152
QLD | QPWD | Palmwoods | Energy Queensland | Summer | Non-coincident | 2026 | POE90 | Operational-demand | -16.678 | NA
QLD | QPWD | Palmwoods | Energy Queensland | Summer | Coincident_unreconciled | 2027 | POE90 | Operational-demand | 70.7412 | NA
QLD | QPWD | Palmwoods | Energy Queensland | Summer | Coincident_unreconciled | 2027 | POE50 | Operational-demand | 81.5952 | NA
QLD | QPWD | Palmwoods | Energy Queensland | Summer | Non-coincident | 2027 | POE50 | Operational-demand | 10.0301 | 437.3098
QLD | QPWD | Palmwoods | Energy Queensland | Summer | Non-coincident | 2027 | POE90 | Operational-demand | -19.5017 | NA
QLD | QPWD | Palmwoods | Energy Queensland | Summer | Coincident_unreconciled | 2028 | POE90 | Operational-demand | 67.2041 | NA
QLD | QPWD | Palmwoods | Energy Queensland | Summer | Coincident_unreconciled | 2028 | POE50 | Operational-demand | 77.5154 | NA
QLD | QPWD | Palmwoods | Energy Queensland | Summer | Non-coincident | 2028 | POE50 | Operational-demand | 8.5173 | 444.5053
QLD | QPWD | Palmwoods | Energy Queensland | Summer | Non-coincident | 2028 | POE90 | Operational-demand | -21.45 | NA
QLD | QPWD | Palmwoods | Energy Queensland | Summer | Coincident_unreconciled | 2029 | POE90 | Operational-demand | 63.8439 | NA
QLD | QPWD | Palmwoods | Energy Queensland | Summer | Coincident_unreconciled | 2029 | POE50 | Operational-demand | 73.6397 | NA
QLD | QPWD | Palmwoods | Energy Queensland | Summer | Non-coincident | 2029 | POE50 | Operational-demand | 7.4053 | 452.8908
QLD | QPWD | Palmwoods | Energy Queensland | Summer | Non-coincident | 2029 | POE90 | Operational-demand | -22.9975 | NA
QLD | QPWD | Palmwoods | Energy Queensland | Summer | Coincident_unreconciled | 2030 | POE90 | Operational-demand | 60.6517 | NA
QLD | QPWD | Palmwoods | Energy Queensland | Summer | Coincident_unreconciled | 2030 | POE50 | Operational-demand | 69.9577 | NA
QLD | QPWD | Palmwoods | Energy Queensland | Summer | Non-coincident | 2030 | POE50 | Operational-demand | 7.0494 | 459.0617
QLD | QPWD | Palmwoods | Energy Queensland | Summer | Non-coincident | 2030 | POE90 | Operational-demand | -23.7889 | NA
QLD | QPWD | Palmwoods | Energy Queensland | Winter | Coincident | 2016 | ACTUAL_OPG | Operational-demand | 108.3001 | 287.8459
QLD | QPWD | Palmwoods | Energy Queensland | Winter | Coincident | 2016 | ACTUAL_RAW | Operational-demand | 108.3001 | 287.8459
QLD | QPWD | Palmwoods | Energy Queensland | Winter | Non-coincident | 2016 | ACTUAL_RAW | Operational-demand | 104.9141 | 306.7081
QLD | QPWD | Palmwoods | Energy Queensland | Winter | Non-coincident | 2016 | ACTUAL_OPG | Operational-demand | 104.9141 | 306.7081
QLD | QPWD | Palmwoods | Energy Queensland | Winter | Non-coincident | 2016 | ACTUAL_ADJUSTEDOPG | Operational-demand | 104.9141 | 306.7081
QLD | QPWD | Palmwoods | Energy Queensland | Winter | Coincident | 2017 | ACTUAL_OPG | Operational-demand | 93.6129 | 174.0844
QLD | QPWD | Palmwoods | Energy Queensland | Winter | Coincident | 2017 | ACTUAL_RAW | Operational-demand | 93.6129 | 174.0844
QLD | QPWD | Palmwoods | Energy Queensland | Winter | Non-coincident | 2017 | ACTUAL_RAW | Operational-demand | 55.8417 | 270.0477
QLD | QPWD | Palmwoods | Energy Queensland | Winter | Non-coincident | 2017 | ACTUAL_OPG | Operational-demand | 55.8417 | 270.0477
QLD | QPWD | Palmwoods | Energy Queensland | Winter | Non-coincident | 2017 | ACTUAL_ADJUSTEDOPG | Operational-demand | 55.8417 | 270.0477
QLD | QPWD | Palmwoods | Energy Queensland | Winter | Coincident | 2018 | ACTUAL_OPG | Operational-demand | 64.6887 | 296.3471
QLD | QPWD | Palmwoods | Energy Queensland | Winter | Coincident | 2018 | ACTUAL_RAW | Operational-demand | 64.6887 | 296.3471
QLD | QPWD | Palmwoods | Energy Queensland | Winter | Non-coincident | 2018 | ACTUAL_RAW | Operational-demand | 62.481 | 302.3361
QLD | QPWD | Palmwoods | Energy Queensland | Winter | Non-coincident | 2018 | ACTUAL_OPG | Operational-demand | 62.481 | 302.3361
QLD | QPWD | Palmwoods | Energy Queensland | Winter | Non-coincident | 2018 | ACTUAL_ADJUSTEDOPG | Operational-demand | 62.481 | 302.3361
QLD | QPWD | Palmwoods | Energy Queensland | Winter | Coincident | 2019 | ACTUAL_OPG | Operational-demand | 72.3289 | 212.0543
QLD | QPWD | Palmwoods | Energy Queensland | Winter | Coincident | 2019 | ACTUAL_RAW | Operational-demand | 72.3289 | 212.0543
QLD | QPWD | Palmwoods | Energy Queensland | Winter | Non-coincident | 2019 | ACTUAL_RAW | Operational-demand | -21.6763 | 275.0569
QLD | QPWD | Palmwoods | Energy Queensland | Winter | Non-coincident | 2019 | ACTUAL_OPG | Operational-demand | -21.6763 | 275.0569
QLD | QPWD | Palmwoods | Energy Queensland | Winter | Non-coincident | 2019 | ACTUAL_ADJUSTEDOPG | Operational-demand | -21.6763 | 275.0569
QLD | QPWD | Palmwoods | Energy Queensland | Winter | Non-coincident | 2019 | BASEYEARPOE90 | Operational-demand | -21.4322 | NA
QLD | QPWD | Palmwoods | Energy Queensland | Winter | Non-coincident | 2019 | BASEYEARPOE50 | Operational-demand | -10.0825 | 303.3376
QLD | QPWD | Palmwoods | Energy Queensland | Winter | Coincident_unreconciled | 2020 | POE90 | Operational-demand | 57.2345 | NA
QLD | QPWD | Palmwoods | Energy Queensland | Winter | Coincident_unreconciled | 2020 | POE50 | Operational-demand | 70 | NA
QLD | QPWD | Palmwoods | Energy Queensland | Winter | Non-coincident | 2020 | POE50 | Operational-demand | -34.091 | 307.9793
QLD | QPWD | Palmwoods | Energy Queensland | Winter | Non-coincident | 2020 | POE90 | Operational-demand | -45.3651 | NA
QLD | QPWD | Palmwoods | Energy Queensland | Winter | Coincident_unreconciled | 2021 | POE90 | Operational-demand | 55.326 | NA
QLD | QPWD | Palmwoods | Energy Queensland | Winter | Coincident_unreconciled | 2021 | POE50 | Operational-demand | 67.6658 | NA
QLD | QPWD | Palmwoods | Energy Queensland | Winter | Non-coincident | 2021 | POE50 | Operational-demand | -36.8289 | 312.5622
QLD | QPWD | Palmwoods | Energy Queensland | Winter | Non-coincident | 2021 | POE90 | Operational-demand | -48.2738 | NA
QLD | QPWD | Palmwoods | Energy Queensland | Winter | Coincident_unreconciled | 2022 | POE90 | Operational-demand | 53.4811 | NA
QLD | QPWD | Palmwoods | Energy Queensland | Winter | Coincident_unreconciled | 2022 | POE50 | Operational-demand | 65.4095 | NA
QLD | QPWD | Palmwoods | Energy Queensland | Winter | Non-coincident | 2022 | POE50 | Operational-demand | -43.8122 | 317.1457
QLD | QPWD | Palmwoods | Energy Queensland | Winter | Non-coincident | 2022 | POE90 | Operational-demand | -55.4289 | NA
QLD | QPWD | Palmwoods | Energy Queensland | Winter | Coincident_unreconciled | 2023 | POE90 | Operational-demand | 51.6977 | NA
QLD | QPWD | Palmwoods | Energy Queensland | Winter | Coincident_unreconciled | 2023 | POE50 | Operational-demand | 63.2283 | NA
QLD | QPWD | Palmwoods | Energy Queensland | Winter | Non-coincident | 2023 | POE50 | Operational-demand | -49.2768 | 321.7932
QLD | QPWD | Palmwoods | Energy Queensland | Winter | Non-coincident | 2023 | POE90 | Operational-demand | -61.0653 | NA
QLD | QPWD | Palmwoods | Energy Queensland | Winter | Coincident_unreconciled | 2024 | POE90 | Operational-demand | 49.9738 | NA
QLD | QPWD | Palmwoods | Energy Queensland | Winter | Coincident_unreconciled | 2024 | POE50 | Operational-demand | 61.12 | NA
QLD | QPWD | Palmwoods | Energy Queensland | Winter | Non-coincident | 2024 | POE50 | Operational-demand | -53.5029 | 326.2241
QLD | QPWD | Palmwoods | Energy Queensland | Winter | Non-coincident | 2024 | POE90 | Operational-demand | -65.4631 | NA
QLD | QPWD | Palmwoods | Energy Queensland | Winter | Coincident_unreconciled | 2025 | POE90 | Operational-demand | 48.3074 | NA
QLD | QPWD | Palmwoods | Energy Queensland | Winter | Coincident_unreconciled | 2025 | POE50 | Operational-demand | 59.0819 | NA
QLD | QPWD | Palmwoods | Energy Queensland | Winter | Non-coincident | 2025 | POE50 | Operational-demand | -57.0158 | 330.6954
QLD | QPWD | Palmwoods | Energy Queensland | Winter | Non-coincident | 2025 | POE90 | Operational-demand | -69.1479 | NA
QLD | QPWD | Palmwoods | Energy Queensland | Winter | Coincident_unreconciled | 2026 | POE90 | Operational-demand | 46.6966 | NA
QLD | QPWD | Palmwoods | Energy Queensland | Winter | Coincident_unreconciled | 2026 | POE50 | Operational-demand | 57.1118 | NA
QLD | QPWD | Palmwoods | Energy Queensland | Winter | Non-coincident | 2026 | POE50 | Operational-demand | -60.9491 | 335.3475
QLD | QPWD | Palmwoods | Energy Queensland | Winter | Non-coincident | 2026 | POE90 | Operational-demand | -73.254 | NA
QLD | QPWD | Palmwoods | Energy Queensland | Winter | Coincident_unreconciled | 2027 | POE90 | Operational-demand | 45.1395 | NA
QLD | QPWD | Palmwoods | Energy Queensland | Winter | Coincident_unreconciled | 2027 | POE50 | Operational-demand | 55.2073 | NA
QLD | QPWD | Palmwoods | Energy Queensland | Winter | Non-coincident | 2027 | POE50 | Operational-demand | -63.3395 | 340.7334
QLD | QPWD | Palmwoods | Energy Queensland | Winter | Non-coincident | 2027 | POE90 | Operational-demand | -75.8276 | NA
QLD | QPWD | Palmwoods | Energy Queensland | Winter | Coincident_unreconciled | 2028 | POE90 | Operational-demand | 43.6343 | NA
QLD | QPWD | Palmwoods | Energy Queensland | Winter | Coincident_unreconciled | 2028 | POE50 | Operational-demand | 53.3664 | NA
QLD | QPWD | Palmwoods | Energy Queensland | Winter | Non-coincident | 2028 | POE50 | Operational-demand | -65.5889 | 346.8983
QLD | QPWD | Palmwoods | Energy Queensland | Winter | Non-coincident | 2028 | POE90 | Operational-demand | -78.2602 | NA
QLD | QPWD | Palmwoods | Energy Queensland | Winter | Coincident_unreconciled | 2029 | POE90 | Operational-demand | 42.1793 | NA
QLD | QPWD | Palmwoods | Energy Queensland | Winter | Coincident_unreconciled | 2029 | POE50 | Operational-demand | 51.5869 | NA
QLD | QPWD | Palmwoods | Energy Queensland | Winter | Non-coincident | 2029 | POE50 | Operational-demand | -67.1159 | 353.4374
QLD | QPWD | Palmwoods | Energy Queensland | Winter | Non-coincident | 2029 | POE90 | Operational-demand | -79.9704 | NA
QLD | QPWD | Palmwoods | Energy Queensland | Shoulder | Non-coincident | 2019 | BASEYEARPOE10 | Operational-demand | NA | 271.1942
QLD | QPWD | Palmwoods | Energy Queensland | Shoulder | Coincident | 2021 | POE10 | Operational-demand | NA | 268.3287
QLD | QPWD | Palmwoods | Energy Queensland | Shoulder | Coincident | 2021 | POE50 | Operational-demand | NA | 270.6325
QLD | QPWD | Palmwoods | Energy Queensland | Shoulder | Non-coincident | 2021 | POE10 | Operational-demand | NA | 296.5233
QLD | QPWD | Palmwoods | Energy Queensland | Shoulder | Coincident | 2022 | POE10 | Operational-demand | NA | 279.7922
QLD | QPWD | Palmwoods | Energy Queensland | Shoulder | Coincident | 2022 | POE50 | Operational-demand | NA | 277.4849
QLD | QPWD | Palmwoods | Energy Queensland | Shoulder | Non-coincident | 2022 | POE10 | Operational-demand | NA | 300.5787
QLD | QPWD | Palmwoods | Energy Queensland | Shoulder | Coincident | 2023 | POE10 | Operational-demand | NA | 284.4307
QLD | QPWD | Palmwoods | Energy Queensland | Shoulder | Coincident | 2023 | POE50 | Operational-demand | NA | 283.4483
QLD | QPWD | Palmwoods | Energy Queensland | Shoulder | Non-coincident | 2023 | POE10 | Operational-demand | NA | 304.6711
QLD | QPWD | Palmwoods | Energy Queensland | Shoulder | Coincident | 2024 | POE10 | Operational-demand | NA | 289.8486
QLD | QPWD | Palmwoods | Energy Queensland | Shoulder | Coincident | 2024 | POE50 | Operational-demand | NA | 292.645
QLD | QPWD | Palmwoods | Energy Queensland | Shoulder | Non-coincident | 2024 | POE10 | Operational-demand | NA | 308.6867
QLD | QPWD | Palmwoods | Energy Queensland | Shoulder | Coincident | 2025 | POE10 | Operational-demand | NA | 294.7588
QLD | QPWD | Palmwoods | Energy Queensland | Shoulder | Coincident | 2025 | POE50 | Operational-demand | NA | 295.44
QLD | QPWD | Palmwoods | Energy Queensland | Shoulder | Non-coincident | 2025 | POE10 | Operational-demand | NA | 312.6491
QLD | QPWD | Palmwoods | Energy Queensland | Shoulder | Coincident | 2026 | POE10 | Operational-demand | NA | 297.3508
QLD | QPWD | Palmwoods | Energy Queensland | Shoulder | Coincident | 2026 | POE50 | Operational-demand | NA | 299.6799
QLD | QPWD | Palmwoods | Energy Queensland | Shoulder | Non-coincident | 2026 | POE10 | Operational-demand | NA | 316.7365
QLD | QPWD | Palmwoods | Energy Queensland | Shoulder | Coincident | 2027 | POE10 | Operational-demand | NA | 300.6972
QLD | QPWD | Palmwoods | Energy Queensland | Shoulder | Coincident | 2027 | POE50 | Operational-demand | NA | 302.7634
QLD | QPWD | Palmwoods | Energy Queensland | Shoulder | Non-coincident | 2027 | POE10 | Operational-demand | NA | 321.3101
QLD | QPWD | Palmwoods | Energy Queensland | Shoulder | Coincident | 2028 | POE10 | Operational-demand | NA | 304.8103
QLD | QPWD | Palmwoods | Energy Queensland | Shoulder | Coincident | 2028 | POE50 | Operational-demand | NA | 307.6679
QLD | QPWD | Palmwoods | Energy Queensland | Shoulder | Non-coincident | 2028 | POE10 | Operational-demand | NA | 326.574
QLD | QPWD | Palmwoods | Energy Queensland | Shoulder | Coincident | 2029 | POE10 | Operational-demand | NA | 313.497
QLD | QPWD | Palmwoods | Energy Queensland | Shoulder | Coincident | 2029 | POE50 | Operational-demand | NA | 314.6028
QLD | QPWD | Palmwoods | Energy Queensland | Shoulder | Non-coincident | 2029 | POE10 | Operational-demand | NA | 332.3774
QLD | QPWD | Palmwoods | Energy Queensland | Shoulder | Coincident | 2030 | POE10 | Operational-demand | NA | 319.746
QLD | QPWD | Palmwoods | Energy Queensland | Shoulder | Coincident | 2030 | POE50 | Operational-demand | NA | 321.2444
QLD | QPWD | Palmwoods | Energy Queensland | Shoulder | Non-coincident | 2030 | POE10 | Operational-demand | NA | 338.6
QLD | QPWD | Palmwoods | Energy Queensland | Summer | Non-coincident | 2019 | BASEYEARPOE10 | Operational-demand | NA | 456.6333
QLD | QPWD | Palmwoods | Energy Queensland | Summer | Coincident | 2021 | POE10 | Operational-demand | NA | 443.6466
QLD | QPWD | Palmwoods | Energy Queensland | Summer | Coincident | 2021 | POE50 | Operational-demand | NA | 389.9892
QLD | QPWD | Palmwoods | Energy Queensland | Summer | Non-coincident | 2021 | POE10 | Operational-demand | NA | 470.0364
QLD | QPWD | Palmwoods | Energy Queensland | Summer | Coincident | 2022 | POE10 | Operational-demand | NA | 458.3053
QLD | QPWD | Palmwoods | Energy Queensland | Summer | Coincident | 2022 | POE50 | Operational-demand | NA | 402.2311
QLD | QPWD | Palmwoods | Energy Queensland | Summer | Non-coincident | 2022 | POE10 | Operational-demand | NA | 476.9055
QLD | QPWD | Palmwoods | Energy Queensland | Summer | Coincident | 2023 | POE10 | Operational-demand | NA | 467.4837
QLD | QPWD | Palmwoods | Energy Queensland | Summer | Coincident | 2023 | POE50 | Operational-demand | NA | 409.3542
QLD | QPWD | Palmwoods | Energy Queensland | Summer | Non-coincident | 2023 | POE10 | Operational-demand | NA | 483.792
QLD | QPWD | Palmwoods | Energy Queensland | Summer | Coincident | 2024 | POE10 | Operational-demand | NA | 479.5721
QLD | QPWD | Palmwoods | Energy Queensland | Summer | Coincident | 2024 | POE50 | Operational-demand | NA | 420.3173
QLD | QPWD | Palmwoods | Energy Queensland | Summer | Non-coincident | 2024 | POE10 | Operational-demand | NA | 490.6576
QLD | QPWD | Palmwoods | Energy Queensland | Summer | Coincident | 2025 | POE10 | Operational-demand | NA | 484.0056
QLD | QPWD | Palmwoods | Energy Queensland | Summer | Coincident | 2025 | POE50 | Operational-demand | NA | 426.3644
QLD | QPWD | Palmwoods | Energy Queensland | Summer | Non-coincident | 2025 | POE10 | Operational-demand | NA | 497.5221
QLD | QPWD | Palmwoods | Energy Queensland | Summer | Coincident | 2026 | POE10 | Operational-demand | NA | 492.8592
QLD | QPWD | Palmwoods | Energy Queensland | Summer | Coincident | 2026 | POE50 | Operational-demand | NA | 432.7152
QLD | QPWD | Palmwoods | Energy Queensland | Summer | Non-coincident | 2026 | POE10 | Operational-demand | NA | 504.5098
QLD | QPWD | Palmwoods | Energy Queensland | Summer | Coincident | 2027 | POE10 | Operational-demand | NA | 496.3276
QLD | QPWD | Palmwoods | Energy Queensland | Summer | Coincident | 2027 | POE50 | Operational-demand | NA | 437.3098
QLD | QPWD | Palmwoods | Energy Queensland | Summer | Non-coincident | 2027 | POE10 | Operational-demand | NA | 512.1128
QLD | QPWD | Palmwoods | Energy Queensland | Summer | Coincident | 2028 | POE10 | Operational-demand | NA | 504.5981
QLD | QPWD | Palmwoods | Energy Queensland | Summer | Coincident | 2028 | POE50 | Operational-demand | NA | 444.5053
QLD | QPWD | Palmwoods | Energy Queensland | Summer | Non-coincident | 2028 | POE10 | Operational-demand | NA | 520.508
QLD | QPWD | Palmwoods | Energy Queensland | Summer | Coincident | 2029 | POE10 | Operational-demand | NA | 511.672
QLD | QPWD | Palmwoods | Energy Queensland | Summer | Coincident | 2029 | POE50 | Operational-demand | NA | 452.8908
QLD | QPWD | Palmwoods | Energy Queensland | Summer | Non-coincident | 2029 | POE10 | Operational-demand | NA | 529.4406
QLD | QPWD | Palmwoods | Energy Queensland | Summer | Coincident | 2030 | POE10 | Operational-demand | NA | 521.0749
QLD | QPWD | Palmwoods | Energy Queensland | Summer | Coincident | 2030 | POE50 | Operational-demand | NA | 459.0617
QLD | QPWD | Palmwoods | Energy Queensland | Summer | Non-coincident | 2030 | POE10 | Operational-demand | NA | 538.8245
QLD | QPWD | Palmwoods | Energy Queensland | Winter | Non-coincident | 2019 | BASEYEARPOE10 | Operational-demand | NA | 315.8964
QLD | QPWD | Palmwoods | Energy Queensland | Winter | Coincident | 2020 | POE10 | Operational-demand | NA | 257.9478
QLD | QPWD | Palmwoods | Energy Queensland | Winter | Coincident | 2020 | POE50 | Operational-demand | NA | 245.1254
QLD | QPWD | Palmwoods | Energy Queensland | Winter | Non-coincident | 2020 | POE10 | Operational-demand | NA | 320.5959
QLD | QPWD | Palmwoods | Energy Queensland | Winter | Coincident | 2021 | POE10 | Operational-demand | NA | 259.59
QLD | QPWD | Palmwoods | Energy Queensland | Winter | Coincident | 2021 | POE50 | Operational-demand | NA | 246.6175
QLD | QPWD | Palmwoods | Energy Queensland | Winter | Non-coincident | 2021 | POE10 | Operational-demand | NA | 325.3702
QLD | QPWD | Palmwoods | Energy Queensland | Winter | Coincident | 2022 | POE10 | Operational-demand | NA | 269.2289
QLD | QPWD | Palmwoods | Energy Queensland | Winter | Coincident | 2022 | POE50 | Operational-demand | NA | 255.8149
QLD | QPWD | Palmwoods | Energy Queensland | Winter | Non-coincident | 2022 | POE10 | Operational-demand | NA | 330.1463
QLD | QPWD | Palmwoods | Energy Queensland | Winter | Coincident | 2023 | POE10 | Operational-demand | NA | 275.6993
QLD | QPWD | Palmwoods | Energy Queensland | Winter | Coincident | 2023 | POE50 | Operational-demand | NA | 261.7136
QLD | QPWD | Palmwoods | Energy Queensland | Winter | Non-coincident | 2023 | POE10 | Operational-demand | NA | 334.9863
QLD | QPWD | Palmwoods | Energy Queensland | Winter | Coincident | 2024 | POE10 | Operational-demand | NA | 283.6762
QLD | QPWD | Palmwoods | Energy Queensland | Winter | Coincident | 2024 | POE50 | Operational-demand | NA | 268.2437
QLD | QPWD | Palmwoods | Energy Queensland | Winter | Non-coincident | 2024 | POE10 | Operational-demand | NA | 339.6097
QLD | QPWD | Palmwoods | Energy Queensland | Winter | Coincident | 2025 | POE10 | Operational-demand | NA | 286.6853
QLD | QPWD | Palmwoods | Energy Queensland | Winter | Coincident | 2025 | POE50 | Operational-demand | NA | 271.6661
QLD | QPWD | Palmwoods | Energy Queensland | Winter | Non-coincident | 2025 | POE10 | Operational-demand | NA | 344.2735
QLD | QPWD | Palmwoods | Energy Queensland | Winter | Coincident | 2026 | POE10 | Operational-demand | NA | 290.5246
QLD | QPWD | Palmwoods | Energy Queensland | Winter | Coincident | 2026 | POE50 | Operational-demand | NA | 275.8226
QLD | QPWD | Palmwoods | Energy Queensland | Winter | Non-coincident | 2026 | POE10 | Operational-demand | NA | 349.1192
QLD | QPWD | Palmwoods | Energy Queensland | Winter | Coincident | 2027 | POE10 | Operational-demand | NA | 294.8914
QLD | QPWD | Palmwoods | Energy Queensland | Winter | Coincident | 2027 | POE50 | Operational-demand | NA | 280.0092
QLD | QPWD | Palmwoods | Energy Queensland | Winter | Non-coincident | 2027 | POE10 | Operational-demand | NA | 354.7105
QLD | QPWD | Palmwoods | Energy Queensland | Winter | Coincident | 2028 | POE10 | Operational-demand | NA | 303.2042
QLD | QPWD | Palmwoods | Energy Queensland | Winter | Coincident | 2028 | POE50 | Operational-demand | NA | 285.7103
QLD | QPWD | Palmwoods | Energy Queensland | Winter | Non-coincident | 2028 | POE10 | Operational-demand | NA | 361.0808
QLD | QPWD | Palmwoods | Energy Queensland | Winter | Coincident | 2029 | POE10 | Operational-demand | NA | 307.2048
QLD | QPWD | Palmwoods | Energy Queensland | Winter | Coincident | 2029 | POE50 | Operational-demand | NA | 291.0399
QLD | QPWD | Palmwoods | Energy Queensland | Winter | Non-coincident | 2029 | POE10 | Operational-demand | NA | 367.8252
QLD | QRBS | Runcorn | Energy Queensland | Shoulder | Coincident | 2017 | ACTUAL_OPG | Operational-demand | 20.8006 | 38.2388
QLD | QRBS | Runcorn | Energy Queensland | Shoulder | Coincident | 2017 | ACTUAL_RAW | Operational-demand | 20.8006 | 38.2388
QLD | QRBS | Runcorn | Energy Queensland | Shoulder | Non-coincident | 2017 | ACTUAL_RAW | Operational-demand | 14.8378 | 44.3936
QLD | QRBS | Runcorn | Energy Queensland | Shoulder | Non-coincident | 2017 | ACTUAL_OPG | Operational-demand | 14.8378 | 44.3936
QLD | QRBS | Runcorn | Energy Queensland | Shoulder | Non-coincident | 2017 | ACTUAL_ADJUSTEDOPG | Operational-demand | 14.8378 | 44.3936
QLD | QRBS | Runcorn | Energy Queensland | Shoulder | Coincident | 2018 | ACTUAL_OPG | Operational-demand | 20.4358 | 42.5811
QLD | QRBS | Runcorn | Energy Queensland | Shoulder | Coincident | 2018 | ACTUAL_RAW | Operational-demand | 20.4358 | 42.5811
QLD | QRBS | Runcorn | Energy Queensland | Shoulder | Non-coincident | 2018 | ACTUAL_RAW | Operational-demand | 17.7563 | 47.2889
QLD | QRBS | Runcorn | Energy Queensland | Shoulder | Non-coincident | 2018 | ACTUAL_OPG | Operational-demand | 17.7563 | 47.2889
QLD | QRBS | Runcorn | Energy Queensland | Shoulder | Non-coincident | 2018 | ACTUAL_ADJUSTEDOPG | Operational-demand | 17.7563 | 47.2889
QLD | QRBS | Runcorn | Energy Queensland | Shoulder | Coincident | 2019 | ACTUAL_OPG | Operational-demand | 18.0714 | 55.2352
QLD | QRBS | Runcorn | Energy Queensland | Shoulder | Coincident | 2019 | ACTUAL_RAW | Operational-demand | 18.0714 | 55.2352
QLD | QRBS | Runcorn | Energy Queensland | Shoulder | Non-coincident | 2019 | ACTUAL_RAW | Operational-demand | 16.8334 | 55.2352
QLD | QRBS | Runcorn | Energy Queensland | Shoulder | Non-coincident | 2019 | ACTUAL_OPG | Operational-demand | 16.8334 | 55.2352
QLD | QRBS | Runcorn | Energy Queensland | Shoulder | Non-coincident | 2019 | ACTUAL_ADJUSTEDOPG | Operational-demand | 16.8334 | 55.2352
QLD | QRBS | Runcorn | Energy Queensland | Shoulder | Non-coincident | 2019 | BASEYEARPOE90 | Operational-demand | 12.4052 | NA
QLD | QRBS | Runcorn | Energy Queensland | Shoulder | Non-coincident | 2019 | BASEYEARPOE50 | Operational-demand | 13.8805 | 43.5859
QLD | QRBS | Runcorn | Energy Queensland | Shoulder | Coincident | 2020 | ACTUAL_OPG | Operational-demand | 12.3792 | 41.3948
QLD | QRBS | Runcorn | Energy Queensland | Shoulder | Coincident | 2020 | ACTUAL_RAW | Operational-demand | 12.3792 | 41.3948
QLD | QRBS | Runcorn | Energy Queensland | Shoulder | Non-coincident | 2020 | ACTUAL_RAW | Operational-demand | 12.2805 | 41.3948
QLD | QRBS | Runcorn | Energy Queensland | Shoulder | Non-coincident | 2020 | ACTUAL_OPG | Operational-demand | 12.2805 | 41.3948
QLD | QRBS | Runcorn | Energy Queensland | Shoulder | Non-coincident | 2020 | ACTUAL_ADJUSTEDOPG | Operational-demand | 12.2805 | 41.3948
QLD | QRBS | Runcorn | Energy Queensland | Shoulder | Coincident_unreconciled | 2021 | POE50 | Operational-demand | 11.7331 | NA
QLD | QRBS | Runcorn | Energy Queensland | Shoulder | Coincident_unreconciled | 2021 | POE90 | Operational-demand | 10.2547 | NA
QLD | QRBS | Runcorn | Energy Queensland | Shoulder | Non-coincident | 2021 | POE50 | Operational-demand | 10.8073 | 43.9204
QLD | QRBS | Runcorn | Energy Queensland | Shoulder | Non-coincident | 2021 | POE90 | Operational-demand | 7.0669 | NA
QLD | QRBS | Runcorn | Energy Queensland | Shoulder | Coincident_unreconciled | 2022 | POE50 | Operational-demand | 10.3727 | NA
QLD | QRBS | Runcorn | Energy Queensland | Shoulder | Coincident_unreconciled | 2022 | POE90 | Operational-demand | 8.8828 | NA
QLD | QRBS | Runcorn | Energy Queensland | Shoulder | Non-coincident | 2022 | POE50 | Operational-demand | 9.5543 | 44.5798
QLD | QRBS | Runcorn | Energy Queensland | Shoulder | Non-coincident | 2022 | POE90 | Operational-demand | 6.1802 | NA
QLD | QRBS | Runcorn | Energy Queensland | Shoulder | Coincident_unreconciled | 2023 | POE50 | Operational-demand | 8.9471 | NA
QLD | QRBS | Runcorn | Energy Queensland | Shoulder | Coincident_unreconciled | 2023 | POE90 | Operational-demand | 7.4468 | NA
QLD | QRBS | Runcorn | Energy Queensland | Shoulder | Non-coincident | 2023 | POE50 | Operational-demand | 8.2412 | 45.1813
QLD | QRBS | Runcorn | Energy Queensland | Shoulder | Non-coincident | 2023 | POE90 | Operational-demand | 5.2511 | NA
QLD | QRBS | Runcorn | Energy Queensland | Shoulder | Coincident_unreconciled | 2024 | POE50 | Operational-demand | 7.8743 | NA
QLD | QRBS | Runcorn | Energy Queensland | Shoulder | Coincident_unreconciled | 2024 | POE90 | Operational-demand | 6.3637 | NA
QLD | QRBS | Runcorn | Energy Queensland | Shoulder | Non-coincident | 2024 | POE50 | Operational-demand | 7.253 | 46.2935
QLD | QRBS | Runcorn | Energy Queensland | Shoulder | Non-coincident | 2024 | POE90 | Operational-demand | 4.5535 | NA
QLD | QRBS | Runcorn | Energy Queensland | Shoulder | Coincident_unreconciled | 2025 | POE50 | Operational-demand | 6.9654 | NA
QLD | QRBS | Runcorn | Energy Queensland | Shoulder | Coincident_unreconciled | 2025 | POE90 | Operational-demand | 5.4443 | NA
QLD | QRBS | Runcorn | Energy Queensland | Shoulder | Non-coincident | 2025 | POE50 | Operational-demand | 6.4158 | 46.393
QLD | QRBS | Runcorn | Energy Queensland | Shoulder | Non-coincident | 2025 | POE90 | Operational-demand | 3.9664 | NA
QLD | QRBS | Runcorn | Energy Queensland | Shoulder | Coincident_unreconciled | 2026 | POE50 | Operational-demand | 6.1074 | NA
QLD | QRBS | Runcorn | Energy Queensland | Shoulder | Coincident_unreconciled | 2026 | POE90 | Operational-demand | 4.5759 | NA
QLD | QRBS | Runcorn | Energy Queensland | Shoulder | Non-coincident | 2026 | POE50 | Operational-demand | 5.6255 | 46.7198
QLD | QRBS | Runcorn | Energy Queensland | Shoulder | Non-coincident | 2026 | POE90 | Operational-demand | 3.4163 | NA
QLD | QRBS | Runcorn | Energy Queensland | Shoulder | Coincident_unreconciled | 2027 | POE50 | Operational-demand | 5.3563 | NA
QLD | QRBS | Runcorn | Energy Queensland | Shoulder | Coincident_unreconciled | 2027 | POE90 | Operational-demand | 3.8147 | NA
QLD | QRBS | Runcorn | Energy Queensland | Shoulder | Non-coincident | 2027 | POE50 | Operational-demand | 4.9336 | 46.8221
QLD | QRBS | Runcorn | Energy Queensland | Shoulder | Non-coincident | 2027 | POE90 | Operational-demand | 2.9388 | NA
QLD | QRBS | Runcorn | Energy Queensland | Shoulder | Coincident_unreconciled | 2028 | POE50 | Operational-demand | 4.7343 | NA
QLD | QRBS | Runcorn | Energy Queensland | Shoulder | Coincident_unreconciled | 2028 | POE90 | Operational-demand | 3.1829 | NA
QLD | QRBS | Runcorn | Energy Queensland | Shoulder | Non-coincident | 2028 | POE50 | Operational-demand | 4.3608 | 47.173
QLD | QRBS | Runcorn | Energy Queensland | Shoulder | Non-coincident | 2028 | POE90 | Operational-demand | 2.5407 | NA
QLD | QRBS | Runcorn | Energy Queensland | Shoulder | Coincident_unreconciled | 2029 | POE50 | Operational-demand | 4.2169 | NA
QLD | QRBS | Runcorn | Energy Queensland | Shoulder | Coincident_unreconciled | 2029 | POE90 | Operational-demand | 2.6557 | NA
QLD | QRBS | Runcorn | Energy Queensland | Shoulder | Non-coincident | 2029 | POE50 | Operational-demand | 3.8841 | 47.8394
QLD | QRBS | Runcorn | Energy Queensland | Shoulder | Non-coincident | 2029 | POE90 | Operational-demand | 2.2062 | NA
QLD | QRBS | Runcorn | Energy Queensland | Shoulder | Coincident_unreconciled | 2030 | POE50 | Operational-demand | 3.7888 | NA
QLD | QRBS | Runcorn | Energy Queensland | Shoulder | Coincident_unreconciled | 2030 | POE90 | Operational-demand | 2.2178 | NA
QLD | QRBS | Runcorn | Energy Queensland | Shoulder | Non-coincident | 2030 | POE50 | Operational-demand | 3.4898 | 48.4569
QLD | QRBS | Runcorn | Energy Queensland | Shoulder | Non-coincident | 2030 | POE90 | Operational-demand | 1.9335 | NA
QLD | QRBS | Runcorn | Energy Queensland | Summer | Coincident | 2017 | ACTUAL_OPG | Operational-demand | 17.755 | 57.6066
QLD | QRBS | Runcorn | Energy Queensland | Summer | Coincident | 2017 | ACTUAL_RAW | Operational-demand | 17.755 | 57.6066
QLD | QRBS | Runcorn | Energy Queensland | Summer | Non-coincident | 2017 | ACTUAL_RAW | Operational-demand | 16.547 | 58.9475
QLD | QRBS | Runcorn | Energy Queensland | Summer | Non-coincident | 2017 | ACTUAL_OPG | Operational-demand | 16.547 | 58.9475
QLD | QRBS | Runcorn | Energy Queensland | Summer | Coincident | 2018 | ACTUAL_OPG | Operational-demand | 19.0039 | 59.9246
QLD | QRBS | Runcorn | Energy Queensland | Summer | Coincident | 2018 | ACTUAL_RAW | Operational-demand | 19.0039 | 59.9246
QLD | QRBS | Runcorn | Energy Queensland | Summer | Non-coincident | 2018 | ACTUAL_RAW | Operational-demand | 17.454 | 62.3489
QLD | QRBS | Runcorn | Energy Queensland | Summer | Non-coincident | 2018 | ACTUAL_OPG | Operational-demand | 17.454 | 62.3489
QLD | QRBS | Runcorn | Energy Queensland | Summer | Non-coincident | 2018 | ACTUAL_ADJUSTEDOPG | Operational-demand | 17.454 | 62.3489
QLD | QRBS | Runcorn | Energy Queensland | Summer | Coincident | 2019 | ACTUAL_OPG | Operational-demand | 19.4275 | 61.5306
QLD | QRBS | Runcorn | Energy Queensland | Summer | Coincident | 2019 | ACTUAL_RAW | Operational-demand | 19.4275 | 61.5306
QLD | QRBS | Runcorn | Energy Queensland | Summer | Non-coincident | 2019 | ACTUAL_RAW | Operational-demand | 15.54 | 62.2515
QLD | QRBS | Runcorn | Energy Queensland | Summer | Non-coincident | 2019 | ACTUAL_OPG | Operational-demand | 15.54 | 62.2515
QLD | QRBS | Runcorn | Energy Queensland | Summer | Non-coincident | 2019 | ACTUAL_ADJUSTEDOPG | Operational-demand | 15.54 | 62.2515
QLD | QRBS | Runcorn | Energy Queensland | Summer | Non-coincident | 2019 | BASEYEARPOE90 | Operational-demand | 12.8429 | NA
QLD | QRBS | Runcorn | Energy Queensland | Summer | Non-coincident | 2019 | BASEYEARPOE50 | Operational-demand | 14.5313 | 55.6366
QLD | QRBS | Runcorn | Energy Queensland | Summer | Coincident | 2020 | ACTUAL_OPG | Operational-demand | 13.9788 | 59.4446
QLD | QRBS | Runcorn | Energy Queensland | Summer | Coincident | 2020 | ACTUAL_RAW | Operational-demand | 13.9788 | 59.4446
QLD | QRBS | Runcorn | Energy Queensland | Summer | Non-coincident | 2020 | ACTUAL_RAW | Operational-demand | 13.9788 | 60.0004
QLD | QRBS | Runcorn | Energy Queensland | Summer | Non-coincident | 2020 | ACTUAL_OPG | Operational-demand | 13.9788 | 60.0004
QLD | QRBS | Runcorn | Energy Queensland | Summer | Non-coincident | 2020 | ACTUAL_ADJUSTEDOPG | Operational-demand | 13.9788 | 60.0004
QLD | QRBS | Runcorn | Energy Queensland | Summer | Coincident_unreconciled | 2021 | POE50 | Operational-demand | 14.2692 | NA
QLD | QRBS | Runcorn | Energy Queensland | Summer | Coincident_unreconciled | 2021 | POE90 | Operational-demand | 11.4336 | NA
QLD | QRBS | Runcorn | Energy Queensland | Summer | Non-coincident | 2021 | POE50 | Operational-demand | 12.3103 | 61.9573
QLD | QRBS | Runcorn | Energy Queensland | Summer | Non-coincident | 2021 | POE90 | Operational-demand | 8.5728 | NA
QLD | QRBS | Runcorn | Energy Queensland | Summer | Coincident_unreconciled | 2022 | POE50 | Operational-demand | 13.0759 | NA
QLD | QRBS | Runcorn | Energy Queensland | Summer | Coincident_unreconciled | 2022 | POE90 | Operational-demand | 10.2182 | NA
QLD | QRBS | Runcorn | Energy Queensland | Summer | Non-coincident | 2022 | POE50 | Operational-demand | 11.409 | 62.3731
QLD | QRBS | Runcorn | Energy Queensland | Summer | Non-coincident | 2022 | POE90 | Operational-demand | 7.6427 | NA
QLD | QRBS | Runcorn | Energy Queensland | Summer | Coincident_unreconciled | 2023 | POE50 | Operational-demand | 11.8324 | NA
QLD | QRBS | Runcorn | Energy Queensland | Summer | Coincident_unreconciled | 2023 | POE90 | Operational-demand | 8.9548 | NA
QLD | QRBS | Runcorn | Energy Queensland | Summer | Non-coincident | 2023 | POE50 | Operational-demand | 10.4673 | 62.7458
QLD | QRBS | Runcorn | Energy Queensland | Summer | Non-coincident | 2023 | POE90 | Operational-demand | 6.675 | NA
QLD | QRBS | Runcorn | Energy Queensland | Summer | Coincident_unreconciled | 2024 | POE50 | Operational-demand | 10.922 | NA
QLD | QRBS | Runcorn | Energy Queensland | Summer | Coincident_unreconciled | 2024 | POE90 | Operational-demand | 8.0245 | NA
QLD | QRBS | Runcorn | Energy Queensland | Summer | Non-coincident | 2024 | POE50 | Operational-demand | 9.7848 | 63.1145
QLD | QRBS | Runcorn | Energy Queensland | Summer | Non-coincident | 2024 | POE90 | Operational-demand | 5.9668 | NA
QLD | QRBS | Runcorn | Energy Queensland | Summer | Coincident_unreconciled | 2025 | POE50 | Operational-demand | 10.1409 | NA
QLD | QRBS | Runcorn | Energy Queensland | Summer | Coincident_unreconciled | 2025 | POE90 | Operational-demand | 7.2236 | NA
QLD | QRBS | Runcorn | Energy Queensland | Summer | Non-coincident | 2025 | POE50 | Operational-demand | 9.2071 | 63.4843
QLD | QRBS | Runcorn | Energy Queensland | Summer | Non-coincident | 2025 | POE90 | Operational-demand | 5.3632 | NA
QLD | QRBS | Runcorn | Energy Queensland | Summer | Coincident_unreconciled | 2026 | POE50 | Operational-demand | 9.4054 | NA
QLD | QRBS | Runcorn | Energy Queensland | Summer | Coincident_unreconciled | 2026 | POE90 | Operational-demand | 6.4681 | NA
QLD | QRBS | Runcorn | Energy Queensland | Summer | Non-coincident | 2026 | POE50 | Operational-demand | 8.6681 | 63.8748
QLD | QRBS | Runcorn | Energy Queensland | Summer | Non-coincident | 2026 | POE90 | Operational-demand | 4.7983 | NA
QLD | QRBS | Runcorn | Energy Queensland | Summer | Coincident_unreconciled | 2027 | POE50 | Operational-demand | 8.7704 | NA
QLD | QRBS | Runcorn | Energy Queensland | Summer | Coincident_unreconciled | 2027 | POE90 | Operational-demand | 5.8139 | NA
QLD | QRBS | Runcorn | Energy Queensland | Summer | Non-coincident | 2027 | POE50 | Operational-demand | 8.2086 | 64.2952
QLD | QRBS | Runcorn | Energy Queensland | Summer | Non-coincident | 2027 | POE90 | Operational-demand | 4.3138 | NA
QLD | QRBS | Runcorn | Energy Queensland | Summer | Coincident_unreconciled | 2028 | POE50 | Operational-demand | 8.2479 | NA
QLD | QRBS | Runcorn | Energy Queensland | Summer | Coincident_unreconciled | 2028 | POE90 | Operational-demand | 5.2727 | NA
QLD | QRBS | Runcorn | Energy Queensland | Summer | Non-coincident | 2028 | POE50 | Operational-demand | 7.8239 | 64.7855
QLD | QRBS | Runcorn | Energy Queensland | Summer | Non-coincident | 2028 | POE90 | Operational-demand | 3.9047 | NA
QLD | QRBS | Runcorn | Energy Queensland | Summer | Coincident_unreconciled | 2029 | POE50 | Operational-demand | 7.8317 | NA
QLD | QRBS | Runcorn | Energy Queensland | Summer | Coincident_unreconciled | 2029 | POE90 | Operational-demand | 4.8377 | NA
QLD | QRBS | Runcorn | Energy Queensland | Summer | Non-coincident | 2029 | POE50 | Operational-demand | 7.5112 | 65.3534
QLD | QRBS | Runcorn | Energy Queensland | Summer | Non-coincident | 2029 | POE90 | Operational-demand | 3.5675 | NA
QLD | QRBS | Runcorn | Energy Queensland | Summer | Coincident_unreconciled | 2030 | POE50 | Operational-demand | 7.5072 | NA
QLD | QRBS | Runcorn | Energy Queensland | Summer | Coincident_unreconciled | 2030 | POE90 | Operational-demand | 4.4943 | NA
QLD | QRBS | Runcorn | Energy Queensland | Summer | Non-coincident | 2030 | POE50 | Operational-demand | 7.2702 | 65.9854
QLD | QRBS | Runcorn | Energy Queensland | Summer | Non-coincident | 2030 | POE90 | Operational-demand | 3.302 | NA
QLD | QRBS | Runcorn | Energy Queensland | Winter | Coincident | 2016 | ACTUAL_OPG | Operational-demand | 16.786 | 39.8778
QLD | QRBS | Runcorn | Energy Queensland | Winter | Coincident | 2016 | ACTUAL_RAW | Operational-demand | 16.786 | 39.8778
QLD | QRBS | Runcorn | Energy Queensland | Winter | Non-coincident | 2016 | ACTUAL_RAW | Operational-demand | 16.6676 | 51.4822
QLD | QRBS | Runcorn | Energy Queensland | Winter | Non-coincident | 2016 | ACTUAL_OPG | Operational-demand | 16.6676 | 51.4822
QLD | QRBS | Runcorn | Energy Queensland | Winter | Coincident | 2017 | ACTUAL_OPG | Operational-demand | 18.9988 | 42.3705
QLD | QRBS | Runcorn | Energy Queensland | Winter | Coincident | 2017 | ACTUAL_RAW | Operational-demand | 18.9988 | 42.3705
QLD | QRBS | Runcorn | Energy Queensland | Winter | Non-coincident | 2017 | ACTUAL_RAW | Operational-demand | 18.9988 | 51.109
QLD | QRBS | Runcorn | Energy Queensland | Winter | Non-coincident | 2017 | ACTUAL_OPG | Operational-demand | 18.9988 | 51.109
QLD | QRBS | Runcorn | Energy Queensland | Winter | Non-coincident | 2017 | ACTUAL_ADJUSTEDOPG | Operational-demand | 18.9988 | 51.109
QLD | QRBS | Runcorn | Energy Queensland | Winter | Coincident | 2018 | ACTUAL_OPG | Operational-demand | 18.453 | 44.7633
QLD | QRBS | Runcorn | Energy Queensland | Winter | Coincident | 2018 | ACTUAL_RAW | Operational-demand | 18.453 | 44.7633
QLD | QRBS | Runcorn | Energy Queensland | Winter | Non-coincident | 2018 | ACTUAL_RAW | Operational-demand | 16.1757 | 46.3041
QLD | QRBS | Runcorn | Energy Queensland | Winter | Non-coincident | 2018 | ACTUAL_OPG | Operational-demand | 16.1757 | 46.3041
QLD | QRBS | Runcorn | Energy Queensland | Winter | Non-coincident | 2018 | ACTUAL_ADJUSTEDOPG | Operational-demand | 16.1757 | 46.3041
QLD | QRBS | Runcorn | Energy Queensland | Winter | Coincident | 2019 | ACTUAL_OPG | Operational-demand | 23.0798 | 44.5201
QLD | QRBS | Runcorn | Energy Queensland | Winter | Coincident | 2019 | ACTUAL_RAW | Operational-demand | 23.0798 | 44.5201
QLD | QRBS | Runcorn | Energy Queensland | Winter | Non-coincident | 2019 | ACTUAL_RAW | Operational-demand | 15.9229 | 47.3173
QLD | QRBS | Runcorn | Energy Queensland | Winter | Non-coincident | 2019 | ACTUAL_OPG | Operational-demand | 15.9229 | 47.3173
QLD | QRBS | Runcorn | Energy Queensland | Winter | Non-coincident | 2019 | ACTUAL_ADJUSTEDOPG | Operational-demand | 15.9229 | 47.3173
QLD | QRBS | Runcorn | Energy Queensland | Winter | Non-coincident | 2019 | BASEYEARPOE90 | Operational-demand | 12.0607 | NA
QLD | QRBS | Runcorn | Energy Queensland | Winter | Non-coincident | 2019 | BASEYEARPOE50 | Operational-demand | 14.008 | 49.3425
QLD | QRBS | Runcorn | Energy Queensland | Winter | Coincident_unreconciled | 2020 | POE50 | Operational-demand | 17 | NA
QLD | QRBS | Runcorn | Energy Queensland | Winter | Coincident_unreconciled | 2020 | POE90 | Operational-demand | 14.5306 | NA
QLD | QRBS | Runcorn | Energy Queensland | Winter | Non-coincident | 2020 | POE50 | Operational-demand | 15 | 49.3387
QLD | QRBS | Runcorn | Energy Queensland | Winter | Non-coincident | 2020 | POE90 | Operational-demand | 13.3659 | NA
QLD | QRBS | Runcorn | Energy Queensland | Winter | Coincident_unreconciled | 2021 | POE50 | Operational-demand | 15.6466 | NA
QLD | QRBS | Runcorn | Energy Queensland | Winter | Coincident_unreconciled | 2021 | POE90 | Operational-demand | 13.1554 | NA
QLD | QRBS | Runcorn | Energy Queensland | Winter | Non-coincident | 2021 | POE50 | Operational-demand | 14.1044 | 49.7606
QLD | QRBS | Runcorn | Energy Queensland | Winter | Non-coincident | 2021 | POE90 | Operational-demand | 12.4558 | NA
QLD | QRBS | Runcorn | Energy Queensland | Winter | Coincident_unreconciled | 2022 | POE50 | Operational-demand | 13.6562 | NA
QLD | QRBS | Runcorn | Energy Queensland | Winter | Coincident_unreconciled | 2022 | POE90 | Operational-demand | 11.1476 | NA
QLD | QRBS | Runcorn | Energy Queensland | Winter | Non-coincident | 2022 | POE50 | Operational-demand | 12.7873 | 50.0935
QLD | QRBS | Runcorn | Energy Queensland | Winter | Non-coincident | 2022 | POE90 | Operational-demand | 11.1272 | NA
QLD | QRBS | Runcorn | Energy Queensland | Winter | Coincident_unreconciled | 2023 | POE50 | Operational-demand | 12.089 | NA
QLD | QRBS | Runcorn | Energy Queensland | Winter | Coincident_unreconciled | 2023 | POE90 | Operational-demand | 9.563 | NA
QLD | QRBS | Runcorn | Energy Queensland | Winter | Non-coincident | 2023 | POE50 | Operational-demand | 11.7502 | 50.4308
QLD | QRBS | Runcorn | Energy Queensland | Winter | Non-coincident | 2023 | POE90 | Operational-demand | 10.0786 | NA
QLD | QRBS | Runcorn | Energy Queensland | Winter | Coincident_unreconciled | 2024 | POE50 | Operational-demand | 10.8451 | NA
QLD | QRBS | Runcorn | Energy Queensland | Winter | Coincident_unreconciled | 2024 | POE90 | Operational-demand | 8.3017 | NA
QLD | QRBS | Runcorn | Energy Queensland | Winter | Non-coincident | 2024 | POE50 | Operational-demand | 10.927 | 50.7508
QLD | QRBS | Runcorn | Energy Queensland | Winter | Non-coincident | 2024 | POE90 | Operational-demand | 9.2439 | NA
QLD | QRBS | Runcorn | Energy Queensland | Winter | Coincident_unreconciled | 2025 | POE50 | Operational-demand | 9.7701 | NA
QLD | QRBS | Runcorn | Energy Queensland | Winter | Coincident_unreconciled | 2025 | POE90 | Operational-demand | 7.2093 | NA
QLD | QRBS | Runcorn | Energy Queensland | Winter | Non-coincident | 2025 | POE50 | Operational-demand | 10.2157 | 51.0834
QLD | QRBS | Runcorn | Energy Queensland | Winter | Non-coincident | 2025 | POE90 | Operational-demand | 8.5211 | NA
QLD | QRBS | Runcorn | Energy Queensland | Winter | Coincident_unreconciled | 2026 | POE50 | Operational-demand | 8.6839 | NA
QLD | QRBS | Runcorn | Energy Queensland | Winter | Coincident_unreconciled | 2026 | POE90 | Operational-demand | 6.1059 | NA
QLD | QRBS | Runcorn | Energy Queensland | Winter | Non-coincident | 2026 | POE50 | Operational-demand | 9.4969 | 51.4538
QLD | QRBS | Runcorn | Energy Queensland | Winter | Non-coincident | 2026 | POE90 | Operational-demand | 7.7908 | NA
QLD | QRBS | Runcorn | Energy Queensland | Winter | Coincident_unreconciled | 2027 | POE50 | Operational-demand | 7.8936 | NA
QLD | QRBS | Runcorn | Energy Queensland | Winter | Coincident_unreconciled | 2027 | POE90 | Operational-demand | 5.299 | NA
QLD | QRBS | Runcorn | Energy Queensland | Winter | Non-coincident | 2027 | POE50 | Operational-demand | 8.9739 | 51.8832
QLD | QRBS | Runcorn | Energy Queensland | Winter | Non-coincident | 2027 | POE90 | Operational-demand | 7.2569 | NA
QLD | QRBS | Runcorn | Energy Queensland | Winter | Coincident_unreconciled | 2028 | POE50 | Operational-demand | 7.1877 | NA
QLD | QRBS | Runcorn | Energy Queensland | Winter | Coincident_unreconciled | 2028 | POE90 | Operational-demand | 4.5767 | NA
QLD | QRBS | Runcorn | Energy Queensland | Winter | Non-coincident | 2028 | POE50 | Operational-demand | 8.5068 | 52.4412
QLD | QRBS | Runcorn | Energy Queensland | Winter | Non-coincident | 2028 | POE90 | Operational-demand | 6.7789 | NA
QLD | QRBS | Runcorn | Energy Queensland | Winter | Coincident_unreconciled | 2029 | POE50 | Operational-demand | 6.7035 | NA
QLD | QRBS | Runcorn | Energy Queensland | Winter | Coincident_unreconciled | 2029 | POE90 | Operational-demand | 4.0761 | NA
QLD | QRBS | Runcorn | Energy Queensland | Winter | Non-coincident | 2029 | POE50 | Operational-demand | 8.1863 | 53.0704
QLD | QRBS | Runcorn | Energy Queensland | Winter | Non-coincident | 2029 | POE90 | Operational-demand | 6.4476 | NA
QLD | QRBS | Runcorn | Energy Queensland | Shoulder | Non-coincident | 2019 | BASEYEARPOE10 | Operational-demand | NA | 46.6562
QLD | QRBS | Runcorn | Energy Queensland | Shoulder | Coincident | 2021 | POE10 | Operational-demand | NA | 46.5746
QLD | QRBS | Runcorn | Energy Queensland | Shoulder | Coincident | 2021 | POE50 | Operational-demand | NA | 43.7908
QLD | QRBS | Runcorn | Energy Queensland | Shoulder | Non-coincident | 2021 | POE10 | Operational-demand | NA | 49.1371
QLD | QRBS | Runcorn | Energy Queensland | Shoulder | Coincident | 2022 | POE10 | Operational-demand | NA | 48.219
QLD | QRBS | Runcorn | Energy Queensland | Shoulder | Coincident | 2022 | POE50 | Operational-demand | NA | 44.5798
QLD | QRBS | Runcorn | Energy Queensland | Shoulder | Non-coincident | 2022 | POE10 | Operational-demand | NA | 49.2554
QLD | QRBS | Runcorn | Energy Queensland | Shoulder | Coincident | 2023 | POE10 | Operational-demand | NA | 48.635
QLD | QRBS | Runcorn | Energy Queensland | Shoulder | Coincident | 2023 | POE50 | Operational-demand | NA | 45.1813
QLD | QRBS | Runcorn | Energy Queensland | Shoulder | Non-coincident | 2023 | POE10 | Operational-demand | NA | 49.3246
QLD | QRBS | Runcorn | Energy Queensland | Shoulder | Coincident | 2024 | POE10 | Operational-demand | NA | 49.1865
QLD | QRBS | Runcorn | Energy Queensland | Shoulder | Coincident | 2024 | POE50 | Operational-demand | NA | 46.2935
QLD | QRBS | Runcorn | Energy Queensland | Shoulder | Non-coincident | 2024 | POE10 | Operational-demand | NA | 49.4596
QLD | QRBS | Runcorn | Energy Queensland | Shoulder | Coincident | 2025 | POE10 | Operational-demand | NA | 49.6542
QLD | QRBS | Runcorn | Energy Queensland | Shoulder | Coincident | 2025 | POE50 | Operational-demand | NA | 46.393
QLD | QRBS | Runcorn | Energy Queensland | Shoulder | Non-coincident | 2025 | POE10 | Operational-demand | NA | 49.6542
QLD | QRBS | Runcorn | Energy Queensland | Shoulder | Coincident | 2026 | POE10 | Operational-demand | NA | 49.7298
QLD | QRBS | Runcorn | Energy Queensland | Shoulder | Coincident | 2026 | POE50 | Operational-demand | NA | 46.7198
QLD | QRBS | Runcorn | Energy Queensland | Shoulder | Non-coincident | 2026 | POE10 | Operational-demand | NA | 49.9099
QLD | QRBS | Runcorn | Energy Queensland | Shoulder | Coincident | 2027 | POE10 | Operational-demand | NA | 49.8833
QLD | QRBS | Runcorn | Energy Queensland | Shoulder | Coincident | 2027 | POE50 | Operational-demand | NA | 46.8221
QLD | QRBS | Runcorn | Energy Queensland | Shoulder | Non-coincident | 2027 | POE10 | Operational-demand | NA | 50.273
QLD | QRBS | Runcorn | Energy Queensland | Shoulder | Coincident | 2028 | POE10 | Operational-demand | NA | 50.1242
QLD | QRBS | Runcorn | Energy Queensland | Shoulder | Coincident | 2028 | POE50 | Operational-demand | NA | 47.173
QLD | QRBS | Runcorn | Energy Queensland | Shoulder | Non-coincident | 2028 | POE10 | Operational-demand | NA | 50.7082
QLD | QRBS | Runcorn | Energy Queensland | Shoulder | Coincident | 2029 | POE10 | Operational-demand | NA | 51.1136
QLD | QRBS | Runcorn | Energy Queensland | Shoulder | Coincident | 2029 | POE50 | Operational-demand | NA | 47.8394
QLD | QRBS | Runcorn | Energy Queensland | Shoulder | Non-coincident | 2029 | POE10 | Operational-demand | NA | 51.2318
QLD | QRBS | Runcorn | Energy Queensland | Shoulder | Coincident | 2030 | POE10 | Operational-demand | NA | 51.6944
QLD | QRBS | Runcorn | Energy Queensland | Shoulder | Coincident | 2030 | POE50 | Operational-demand | NA | 48.4569
QLD | QRBS | Runcorn | Energy Queensland | Shoulder | Non-coincident | 2030 | POE10 | Operational-demand | NA | 51.8172
QLD | QRBS | Runcorn | Energy Queensland | Summer | Non-coincident | 2019 | BASEYEARPOE10 | Operational-demand | NA | 60.3078
QLD | QRBS | Runcorn | Energy Queensland | Summer | Coincident | 2021 | POE10 | Operational-demand | NA | 57.8709
QLD | QRBS | Runcorn | Energy Queensland | Summer | Coincident | 2021 | POE50 | Operational-demand | NA | 55.3404
QLD | QRBS | Runcorn | Energy Queensland | Summer | Non-coincident | 2021 | POE10 | Operational-demand | NA | 64.0004
QLD | QRBS | Runcorn | Energy Queensland | Summer | Coincident | 2022 | POE10 | Operational-demand | NA | 59.364
QLD | QRBS | Runcorn | Energy Queensland | Summer | Coincident | 2022 | POE50 | Operational-demand | NA | 56.6803
QLD | QRBS | Runcorn | Energy Queensland | Summer | Non-coincident | 2022 | POE10 | Operational-demand | NA | 64.1607
QLD | QRBS | Runcorn | Energy Queensland | Summer | Coincident | 2023 | POE10 | Operational-demand | NA | 60.0894
QLD | QRBS | Runcorn | Energy Queensland | Summer | Coincident | 2023 | POE50 | Operational-demand | NA | 57.2454
QLD | QRBS | Runcorn | Energy Queensland | Summer | Non-coincident | 2023 | POE10 | Operational-demand | NA | 64.2558
QLD | QRBS | Runcorn | Energy Queensland | Summer | Coincident | 2024 | POE10 | Operational-demand | NA | 61.1799
QLD | QRBS | Runcorn | Energy Queensland | Summer | Coincident | 2024 | POE50 | Operational-demand | NA | 58.3397
QLD | QRBS | Runcorn | Energy Queensland | Summer | Non-coincident | 2024 | POE10 | Operational-demand | NA | 64.4535
QLD | QRBS | Runcorn | Energy Queensland | Summer | Coincident | 2025 | POE10 | Operational-demand | NA | 61.2919
QLD | QRBS | Runcorn | Energy Queensland | Summer | Coincident | 2025 | POE50 | Operational-demand | NA | 58.7473
QLD | QRBS | Runcorn | Energy Queensland | Summer | Non-coincident | 2025 | POE10 | Operational-demand | NA | 64.7096
QLD | QRBS | Runcorn | Energy Queensland | Summer | Coincident | 2026 | POE10 | Operational-demand | NA | 61.969
QLD | QRBS | Runcorn | Energy Queensland | Summer | Coincident | 2026 | POE50 | Operational-demand | NA | 59.2002
QLD | QRBS | Runcorn | Energy Queensland | Summer | Non-coincident | 2026 | POE10 | Operational-demand | NA | 65.0118
QLD | QRBS | Runcorn | Energy Queensland | Summer | Coincident | 2027 | POE10 | Operational-demand | NA | 61.9238
QLD | QRBS | Runcorn | Energy Queensland | Summer | Coincident | 2027 | POE50 | Operational-demand | NA | 59.3655
QLD | QRBS | Runcorn | Energy Queensland | Summer | Non-coincident | 2027 | POE10 | Operational-demand | NA | 65.3794
QLD | QRBS | Runcorn | Energy Queensland | Summer | Coincident | 2028 | POE10 | Operational-demand | NA | 62.453
QLD | QRBS | Runcorn | Energy Queensland | Summer | Coincident | 2028 | POE50 | Operational-demand | NA | 59.8527
QLD | QRBS | Runcorn | Energy Queensland | Summer | Non-coincident | 2028 | POE10 | Operational-demand | NA | 65.7919
QLD | QRBS | Runcorn | Energy Queensland | Summer | Coincident | 2029 | POE10 | Operational-demand | NA | 62.8469
QLD | QRBS | Runcorn | Energy Queensland | Summer | Coincident | 2029 | POE50 | Operational-demand | NA | 60.5057
QLD | QRBS | Runcorn | Energy Queensland | Summer | Non-coincident | 2029 | POE10 | Operational-demand | NA | 66.2736
QLD | QRBS | Runcorn | Energy Queensland | Summer | Coincident | 2030 | POE10 | Operational-demand | NA | 63.5369
QLD | QRBS | Runcorn | Energy Queensland | Summer | Coincident | 2030 | POE50 | Operational-demand | NA | 60.8688
QLD | QRBS | Runcorn | Energy Queensland | Summer | Non-coincident | 2030 | POE10 | Operational-demand | NA | 66.8727
QLD | QRBS | Runcorn | Energy Queensland | Winter | Non-coincident | 2019 | BASEYEARPOE10 | Operational-demand | NA | 50.9259
QLD | QRBS | Runcorn | Energy Queensland | Winter | Coincident | 2020 | POE10 | Operational-demand | NA | 47.1319
QLD | QRBS | Runcorn | Energy Queensland | Winter | Coincident | 2020 | POE50 | Operational-demand | NA | 45.2124
QLD | QRBS | Runcorn | Energy Queensland | Winter | Non-coincident | 2020 | POE10 | Operational-demand | NA | 50.879
QLD | QRBS | Runcorn | Energy Queensland | Winter | Coincident | 2021 | POE10 | Operational-demand | NA | 47.1358
QLD | QRBS | Runcorn | Energy Queensland | Winter | Coincident | 2021 | POE50 | Operational-demand | NA | 45.2039
QLD | QRBS | Runcorn | Energy Queensland | Winter | Non-coincident | 2021 | POE10 | Operational-demand | NA | 51.3143
QLD | QRBS | Runcorn | Energy Queensland | Winter | Coincident | 2022 | POE10 | Operational-demand | NA | 48.5014
QLD | QRBS | Runcorn | Energy Queensland | Winter | Coincident | 2022 | POE50 | Operational-demand | NA | 46.5212
QLD | QRBS | Runcorn | Energy Queensland | Winter | Non-coincident | 2022 | POE10 | Operational-demand | NA | 51.6578
QLD | QRBS | Runcorn | Energy Queensland | Winter | Coincident | 2023 | POE10 | Operational-demand | NA | 49.279
QLD | QRBS | Runcorn | Energy Queensland | Winter | Coincident | 2023 | POE50 | Operational-demand | NA | 47.2223
QLD | QRBS | Runcorn | Energy Queensland | Winter | Non-coincident | 2023 | POE10 | Operational-demand | NA | 52.0057
QLD | QRBS | Runcorn | Energy Queensland | Winter | Coincident | 2024 | POE10 | Operational-demand | NA | 50.3326
QLD | QRBS | Runcorn | Energy Queensland | Winter | Coincident | 2024 | POE50 | Operational-demand | NA | 48.0462
QLD | QRBS | Runcorn | Energy Queensland | Winter | Non-coincident | 2024 | POE10 | Operational-demand | NA | 52.3364
QLD | QRBS | Runcorn | Energy Queensland | Winter | Coincident | 2025 | POE10 | Operational-demand | NA | 50.5066
QLD | QRBS | Runcorn | Energy Queensland | Winter | Coincident | 2025 | POE50 | Operational-demand | NA | 48.3159
QLD | QRBS | Runcorn | Energy Queensland | Winter | Non-coincident | 2025 | POE10 | Operational-demand | NA | 52.6797
QLD | QRBS | Runcorn | Energy Queensland | Winter | Coincident | 2026 | POE10 | Operational-demand | NA | 50.8376
QLD | QRBS | Runcorn | Energy Queensland | Winter | Coincident | 2026 | POE50 | Operational-demand | NA | 48.7254
QLD | QRBS | Runcorn | Energy Queensland | Winter | Non-coincident | 2026 | POE10 | Operational-demand | NA | 53.0607
QLD | QRBS | Runcorn | Energy Queensland | Winter | Coincident | 2027 | POE10 | Operational-demand | NA | 51.209
QLD | QRBS | Runcorn | Energy Queensland | Winter | Coincident | 2027 | POE50 | Operational-demand | NA | 49.0894
QLD | QRBS | Runcorn | Energy Queensland | Winter | Non-coincident | 2027 | POE10 | Operational-demand | NA | 53.5002
QLD | QRBS | Runcorn | Energy Queensland | Winter | Coincident | 2028 | POE10 | Operational-demand | NA | 52.2728
QLD | QRBS | Runcorn | Energy Queensland | Winter | Coincident | 2028 | POE50 | Operational-demand | NA | 49.7277
QLD | QRBS | Runcorn | Energy Queensland | Winter | Non-coincident | 2028 | POE10 | Operational-demand | NA | 54.0682
QLD | QRBS | Runcorn | Energy Queensland | Winter | Coincident | 2029 | POE10 | Operational-demand | NA | 52.6061
QLD | QRBS | Runcorn | Energy Queensland | Winter | Coincident | 2029 | POE50 | Operational-demand | NA | 50.3147
QLD | QRBS | Runcorn | Energy Queensland | Winter | Non-coincident | 2029 | POE10 | Operational-demand | NA | 54.7076
QLD | QRLD | Richlands | Energy Queensland | Shoulder | Coincident | 2017 | ACTUAL_OPG | Operational-demand | 38.7623 | 77.702
QLD | QRLD | Richlands | Energy Queensland | Shoulder | Coincident | 2017 | ACTUAL_RAW | Operational-demand | 38.7623 | 77.702
QLD | QRLD | Richlands | Energy Queensland | Shoulder | Non-coincident | 2017 | ACTUAL_RAW | Operational-demand | 33.1405 | 83.9325
QLD | QRLD | Richlands | Energy Queensland | Shoulder | Non-coincident | 2017 | ACTUAL_OPG | Operational-demand | 33.1405 | 83.9325
QLD | QRLD | Richlands | Energy Queensland | Shoulder | Non-coincident | 2017 | ACTUAL_ADJUSTEDOPG | Operational-demand | 33.1405 | 83.9325
QLD | QRLD | Richlands | Energy Queensland | Shoulder | Coincident | 2018 | ACTUAL_OPG | Operational-demand | 36.7651 | 95.0768
QLD | QRLD | Richlands | Energy Queensland | Shoulder | Coincident | 2018 | ACTUAL_RAW | Operational-demand | 36.7651 | 95.0768
QLD | QRLD | Richlands | Energy Queensland | Shoulder | Non-coincident | 2018 | ACTUAL_RAW | Operational-demand | 33.9586 | 102.9902
QLD | QRLD | Richlands | Energy Queensland | Shoulder | Non-coincident | 2018 | ACTUAL_OPG | Operational-demand | 33.9586 | 102.9902
QLD | QRLD | Richlands | Energy Queensland | Shoulder | Non-coincident | 2018 | ACTUAL_ADJUSTEDOPG | Operational-demand | 33.9586 | 102.9902
QLD | QRLD | Richlands | Energy Queensland | Shoulder | Coincident | 2019 | ACTUAL_OPG | Operational-demand | 34.2457 | 77.8772
QLD | QRLD | Richlands | Energy Queensland | Shoulder | Coincident | 2019 | ACTUAL_RAW | Operational-demand | 34.2457 | 77.8772
QLD | QRLD | Richlands | Energy Queensland | Shoulder | Non-coincident | 2019 | ACTUAL_RAW | Operational-demand | 30.8207 | 84.0109
QLD | QRLD | Richlands | Energy Queensland | Shoulder | Non-coincident | 2019 | ACTUAL_OPG | Operational-demand | 30.8207 | 84.0109
QLD | QRLD | Richlands | Energy Queensland | Shoulder | Non-coincident | 2019 | ACTUAL_ADJUSTEDOPG | Operational-demand | 30.8207 | 84.0109
QLD | QRLD | Richlands | Energy Queensland | Shoulder | Non-coincident | 2019 | BASEYEARPOE90 | Operational-demand | 15.9189 | NA
QLD | QRLD | Richlands | Energy Queensland | Shoulder | Non-coincident | 2019 | BASEYEARPOE50 | Operational-demand | 22.0407 | 88.6276
QLD | QRLD | Richlands | Energy Queensland | Shoulder | Coincident | 2020 | ACTUAL_OPG | Operational-demand | 26.7672 | 79.8132
QLD | QRLD | Richlands | Energy Queensland | Shoulder | Coincident | 2020 | ACTUAL_RAW | Operational-demand | 26.7672 | 79.8132
QLD | QRLD | Richlands | Energy Queensland | Shoulder | Non-coincident | 2020 | ACTUAL_RAW | Operational-demand | 25.291 | 88.1454
QLD | QRLD | Richlands | Energy Queensland | Shoulder | Non-coincident | 2020 | ACTUAL_OPG | Operational-demand | 25.291 | 88.1454
QLD | QRLD | Richlands | Energy Queensland | Shoulder | Non-coincident | 2020 | ACTUAL_ADJUSTEDOPG | Operational-demand | 25.291 | 88.1454
QLD | QRLD | Richlands | Energy Queensland | Shoulder | Coincident_unreconciled | 2021 | POE50 | Operational-demand | 22.0243 | NA
QLD | QRLD | Richlands | Energy Queensland | Shoulder | Coincident_unreconciled | 2021 | POE90 | Operational-demand | 12.2966 | NA
QLD | QRLD | Richlands | Energy Queensland | Shoulder | Non-coincident | 2021 | POE50 | Operational-demand | 29 | 87.7173
QLD | QRLD | Richlands | Energy Queensland | Shoulder | Non-coincident | 2021 | POE90 | Operational-demand | 11.6709 | NA
QLD | QRLD | Richlands | Energy Queensland | Shoulder | Coincident_unreconciled | 2022 | POE50 | Operational-demand | 20.5817 | NA
QLD | QRLD | Richlands | Energy Queensland | Shoulder | Coincident_unreconciled | 2022 | POE90 | Operational-demand | 10.7775 | NA
QLD | QRLD | Richlands | Energy Queensland | Shoulder | Non-coincident | 2022 | POE50 | Operational-demand | 28.0766 | 88.0779
QLD | QRLD | Richlands | Energy Queensland | Shoulder | Non-coincident | 2022 | POE90 | Operational-demand | 10.611 | NA
QLD | QRLD | Richlands | Energy Queensland | Shoulder | Coincident_unreconciled | 2023 | POE50 | Operational-demand | 19.4019 | NA
QLD | QRLD | Richlands | Energy Queensland | Shoulder | Coincident_unreconciled | 2023 | POE90 | Operational-demand | 9.5291 | NA
QLD | QRLD | Richlands | Energy Queensland | Shoulder | Non-coincident | 2023 | POE50 | Operational-demand | 27.3224 | 88.4219
QLD | QRLD | Richlands | Energy Queensland | Shoulder | Non-coincident | 2023 | POE90 | Operational-demand | 9.7344 | NA
QLD | QRLD | Richlands | Energy Queensland | Shoulder | Coincident_unreconciled | 2024 | POE50 | Operational-demand | 18.3833 | NA
QLD | QRLD | Richlands | Energy Queensland | Shoulder | Coincident_unreconciled | 2024 | POE90 | Operational-demand | 8.4419 | NA
QLD | QRLD | Richlands | Energy Queensland | Shoulder | Non-coincident | 2024 | POE50 | Operational-demand | 26.6759 | 88.8052
QLD | QRLD | Richlands | Energy Queensland | Shoulder | Non-coincident | 2024 | POE90 | Operational-demand | 8.9653 | NA
QLD | QRLD | Richlands | Energy Queensland | Shoulder | Coincident_unreconciled | 2025 | POE50 | Operational-demand | 17.3062 | NA
QLD | QRLD | Richlands | Energy Queensland | Shoulder | Coincident_unreconciled | 2025 | POE90 | Operational-demand | 7.2961 | NA
QLD | QRLD | Richlands | Energy Queensland | Shoulder | Non-coincident | 2025 | POE50 | Operational-demand | 25.9959 | 89.2078
QLD | QRLD | Richlands | Energy Queensland | Shoulder | Non-coincident | 2025 | POE90 | Operational-demand | 8.1629 | NA
QLD | QRLD | Richlands | Energy Queensland | Shoulder | Coincident_unreconciled | 2026 | POE50 | Operational-demand | 16.1901 | NA
QLD | QRLD | Richlands | Energy Queensland | Shoulder | Coincident_unreconciled | 2026 | POE90 | Operational-demand | 6.1113 | NA
QLD | QRLD | Richlands | Energy Queensland | Shoulder | Non-coincident | 2026 | POE50 | Operational-demand | 25.2933 | 89.6511
QLD | QRLD | Richlands | Energy Queensland | Shoulder | Non-coincident | 2026 | POE90 | Operational-demand | 7.3378 | NA
QLD | QRLD | Richlands | Energy Queensland | Shoulder | Coincident_unreconciled | 2027 | POE50 | Operational-demand | 15.2651 | NA
QLD | QRLD | Richlands | Energy Queensland | Shoulder | Coincident_unreconciled | 2027 | POE90 | Operational-demand | 5.1199 | NA
QLD | QRLD | Richlands | Energy Queensland | Shoulder | Non-coincident | 2027 | POE50 | Operational-demand | 24.6551 | 90.1845
QLD | QRLD | Richlands | Energy Queensland | Shoulder | Non-coincident | 2027 | POE90 | Operational-demand | 6.64 | NA
QLD | QRLD | Richlands | Energy Queensland | Shoulder | Coincident_unreconciled | 2028 | POE50 | Operational-demand | 14.4988 | NA
QLD | QRLD | Richlands | Energy Queensland | Shoulder | Coincident_unreconciled | 2028 | POE90 | Operational-demand | 4.2887 | NA
QLD | QRLD | Richlands | Energy Queensland | Shoulder | Non-coincident | 2028 | POE50 | Operational-demand | 24.0046 | 90.7888
QLD | QRLD | Richlands | Energy Queensland | Shoulder | Non-coincident | 2028 | POE90 | Operational-demand | 6.0363 | NA
QLD | QRLD | Richlands | Energy Queensland | Shoulder | Coincident_unreconciled | 2029 | POE50 | Operational-demand | 13.8012 | NA
QLD | QRLD | Richlands | Energy Queensland | Shoulder | Coincident_unreconciled | 2029 | POE90 | Operational-demand | 3.5262 | NA
QLD | QRLD | Richlands | Energy Queensland | Shoulder | Non-coincident | 2029 | POE50 | Operational-demand | 23.4124 | 91.4681
QLD | QRLD | Richlands | Energy Queensland | Shoulder | Non-coincident | 2029 | POE90 | Operational-demand | 5.4629 | NA
QLD | QRLD | Richlands | Energy Queensland | Shoulder | Coincident_unreconciled | 2030 | POE50 | Operational-demand | 13.2412 | NA
QLD | QRLD | Richlands | Energy Queensland | Shoulder | Coincident_unreconciled | 2030 | POE90 | Operational-demand | 2.9282 | NA
QLD | QRLD | Richlands | Energy Queensland | Shoulder | Non-coincident | 2030 | POE50 | Operational-demand | 22.937 | 92.3055
QLD | QRLD | Richlands | Energy Queensland | Shoulder | Non-coincident | 2030 | POE90 | Operational-demand | 4.9735 | NA
QLD | QRLD | Richlands | Energy Queensland | Summer | Coincident | 2017 | ACTUAL_OPG | Operational-demand | 33.6316 | 108.0683
QLD | QRLD | Richlands | Energy Queensland | Summer | Coincident | 2017 | ACTUAL_RAW | Operational-demand | 33.6316 | 108.0683
QLD | QRLD | Richlands | Energy Queensland | Summer | Non-coincident | 2017 | ACTUAL_RAW | Operational-demand | 32.9518 | 119.9573
QLD | QRLD | Richlands | Energy Queensland | Summer | Non-coincident | 2017 | ACTUAL_OPG | Operational-demand | 32.9518 | 119.9573
QLD | QRLD | Richlands | Energy Queensland | Summer | Non-coincident | 2017 | ACTUAL_ADJUSTEDOPG | Operational-demand | 32.9518 | 119.9573
QLD | QRLD | Richlands | Energy Queensland | Summer | Coincident | 2018 | ACTUAL_OPG | Operational-demand | 35.0604 | 115.1186
QLD | QRLD | Richlands | Energy Queensland | Summer | Coincident | 2018 | ACTUAL_RAW | Operational-demand | 35.0604 | 115.1186
QLD | QRLD | Richlands | Energy Queensland | Summer | Non-coincident | 2018 | ACTUAL_RAW | Operational-demand | 33.7957 | 123.5366
QLD | QRLD | Richlands | Energy Queensland | Summer | Non-coincident | 2018 | ACTUAL_OPG | Operational-demand | 33.7957 | 123.5366
QLD | QRLD | Richlands | Energy Queensland | Summer | Non-coincident | 2018 | ACTUAL_ADJUSTEDOPG | Operational-demand | 33.7957 | 123.5366
QLD | QRLD | Richlands | Energy Queensland | Summer | Coincident | 2019 | ACTUAL_OPG | Operational-demand | 30.8415 | 113.891
QLD | QRLD | Richlands | Energy Queensland | Summer | Coincident | 2019 | ACTUAL_RAW | Operational-demand | 30.8415 | 113.891
QLD | QRLD | Richlands | Energy Queensland | Summer | Non-coincident | 2019 | ACTUAL_RAW | Operational-demand | 30.4282 | 118.4494
QLD | QRLD | Richlands | Energy Queensland | Summer | Non-coincident | 2019 | ACTUAL_OPG | Operational-demand | 30.4282 | 118.4494
QLD | QRLD | Richlands | Energy Queensland | Summer | Non-coincident | 2019 | ACTUAL_ADJUSTEDOPG | Operational-demand | 30.4282 | 118.4494
QLD | QRLD | Richlands | Energy Queensland | Summer | Non-coincident | 2019 | BASEYEARPOE90 | Operational-demand | 22.4411 | NA
QLD | QRLD | Richlands | Energy Queensland | Summer | Non-coincident | 2019 | BASEYEARPOE50 | Operational-demand | 26.7215 | 111.5115
QLD | QRLD | Richlands | Energy Queensland | Summer | Coincident | 2020 | ACTUAL_OPG | Operational-demand | 29.2129 | 112.7416
QLD | QRLD | Richlands | Energy Queensland | Summer | Coincident | 2020 | ACTUAL_RAW | Operational-demand | 29.2129 | 112.7416
QLD | QRLD | Richlands | Energy Queensland | Summer | Non-coincident | 2020 | ACTUAL_RAW | Operational-demand | 28.5707 | 115.6506
QLD | QRLD | Richlands | Energy Queensland | Summer | Non-coincident | 2020 | ACTUAL_OPG | Operational-demand | 28.5707 | 115.6506
QLD | QRLD | Richlands | Energy Queensland | Summer | Non-coincident | 2020 | ACTUAL_ADJUSTEDOPG | Operational-demand | 28.5707 | 115.6506
QLD | QRLD | Richlands | Energy Queensland | Summer | Coincident_unreconciled | 2021 | POE50 | Operational-demand | 27.2102 | NA
QLD | QRLD | Richlands | Energy Queensland | Summer | Coincident_unreconciled | 2021 | POE90 | Operational-demand | 18.6305 | NA
QLD | QRLD | Richlands | Energy Queensland | Summer | Non-coincident | 2021 | POE50 | Operational-demand | 29 | 110.1649
QLD | QRLD | Richlands | Energy Queensland | Summer | Non-coincident | 2021 | POE90 | Operational-demand | 21.1578 | NA
QLD | QRLD | Richlands | Energy Queensland | Summer | Coincident_unreconciled | 2022 | POE50 | Operational-demand | 26.035 | NA
QLD | QRLD | Richlands | Energy Queensland | Summer | Coincident_unreconciled | 2022 | POE90 | Operational-demand | 17.388 | NA
QLD | QRLD | Richlands | Energy Queensland | Summer | Non-coincident | 2022 | POE50 | Operational-demand | 28.1816 | 112.4175
QLD | QRLD | Richlands | Energy Queensland | Summer | Non-coincident | 2022 | POE90 | Operational-demand | 20.2785 | NA
QLD | QRLD | Richlands | Energy Queensland | Summer | Coincident_unreconciled | 2023 | POE50 | Operational-demand | 25.0811 | NA
QLD | QRLD | Richlands | Energy Queensland | Summer | Coincident_unreconciled | 2023 | POE90 | Operational-demand | 16.3738 | NA
QLD | QRLD | Richlands | Energy Queensland | Summer | Non-coincident | 2023 | POE50 | Operational-demand | 27.5195 | 113.1901
QLD | QRLD | Richlands | Energy Queensland | Summer | Non-coincident | 2023 | POE90 | Operational-demand | 19.5618 | NA
QLD | QRLD | Richlands | Energy Queensland | Summer | Coincident_unreconciled | 2024 | POE50 | Operational-demand | 24.2621 | NA
QLD | QRLD | Richlands | Energy Queensland | Summer | Coincident_unreconciled | 2024 | POE90 | Operational-demand | 15.4945 | NA
QLD | QRLD | Richlands | Energy Queensland | Summer | Non-coincident | 2024 | POE50 | Operational-demand | 26.9591 | 115.0361
QLD | QRLD | Richlands | Energy Queensland | Summer | Non-coincident | 2024 | POE90 | Operational-demand | 18.9468 | NA
QLD | QRLD | Richlands | Energy Queensland | Summer | Coincident_unreconciled | 2025 | POE50 | Operational-demand | 23.3776 | NA
QLD | QRLD | Richlands | Energy Queensland | Summer | Coincident_unreconciled | 2025 | POE90 | Operational-demand | 14.5496 | NA
QLD | QRLD | Richlands | Energy Queensland | Summer | Non-coincident | 2025 | POE50 | Operational-demand | 26.3588 | 115.5128
QLD | QRLD | Richlands | Energy Queensland | Summer | Non-coincident | 2025 | POE90 | Operational-demand | 18.2919 | NA
QLD | QRLD | Richlands | Energy Queensland | Summer | Coincident_unreconciled | 2026 | POE50 | Operational-demand | 22.456 | NA
QLD | QRLD | Richlands | Energy Queensland | Summer | Coincident_unreconciled | 2026 | POE90 | Operational-demand | 13.5677 | NA
QLD | QRLD | Richlands | Energy Queensland | Summer | Non-coincident | 2026 | POE50 | Operational-demand | 25.7381 | 116.0521
QLD | QRLD | Richlands | Energy Queensland | Summer | Non-coincident | 2026 | POE90 | Operational-demand | 17.6166 | NA
QLD | QRLD | Richlands | Energy Queensland | Summer | Coincident_unreconciled | 2027 | POE50 | Operational-demand | 21.7129 | NA
QLD | QRLD | Richlands | Energy Queensland | Summer | Coincident_unreconciled | 2027 | POE90 | Operational-demand | 12.7662 | NA
QLD | QRLD | Richlands | Energy Queensland | Summer | Non-coincident | 2027 | POE50 | Operational-demand | 25.2508 | 116.0202
QLD | QRLD | Richlands | Energy Queensland | Summer | Non-coincident | 2027 | POE90 | Operational-demand | 17.0765 | NA
QLD | QRLD | Richlands | Energy Queensland | Summer | Coincident_unreconciled | 2028 | POE50 | Operational-demand | 21.0974 | NA
QLD | QRLD | Richlands | Energy Queensland | Summer | Coincident_unreconciled | 2028 | POE90 | Operational-demand | 12.0936 | NA
QLD | QRLD | Richlands | Energy Queensland | Summer | Non-coincident | 2028 | POE50 | Operational-demand | 24.8458 | 116.5382
QLD | QRLD | Richlands | Energy Queensland | Summer | Non-coincident | 2028 | POE90 | Operational-demand | 16.6198 | NA
QLD | QRLD | Richlands | Energy Queensland | Summer | Coincident_unreconciled | 2029 | POE50 | Operational-demand | 20.5424 | NA
QLD | QRLD | Richlands | Energy Queensland | Summer | Coincident_unreconciled | 2029 | POE90 | Operational-demand | 11.4815 | NA
QLD | QRLD | Richlands | Energy Queensland | Summer | Non-coincident | 2029 | POE50 | Operational-demand | 24.473 | 117.2905
QLD | QRLD | Richlands | Energy Queensland | Summer | Non-coincident | 2029 | POE90 | Operational-demand | 16.1954 | NA
QLD | QRLD | Richlands | Energy Queensland | Summer | Coincident_unreconciled | 2030 | POE50 | Operational-demand | 20.1051 | NA
QLD | QRLD | Richlands | Energy Queensland | Summer | Coincident_unreconciled | 2030 | POE90 | Operational-demand | 10.9871 | NA
QLD | QRLD | Richlands | Energy Queensland | Summer | Non-coincident | 2030 | POE50 | Operational-demand | 24.1898 | 117.4392
QLD | QRLD | Richlands | Energy Queensland | Summer | Non-coincident | 2030 | POE90 | Operational-demand | 15.8605 | NA
QLD | QRLD | Richlands | Energy Queensland | Winter | Coincident | 2016 | ACTUAL_OPG | Operational-demand | 43.1789 | 69.0129
QLD | QRLD | Richlands | Energy Queensland | Winter | Coincident | 2016 | ACTUAL_RAW | Operational-demand | 43.1789 | 69.0129
QLD | QRLD | Richlands | Energy Queensland | Winter | Non-coincident | 2016 | ACTUAL_RAW | Operational-demand | 31.0527 | 85.9762
QLD | QRLD | Richlands | Energy Queensland | Winter | Non-coincident | 2016 | ACTUAL_OPG | Operational-demand | 31.0527 | 85.9762
QLD | QRLD | Richlands | Energy Queensland | Winter | Non-coincident | 2016 | ACTUAL_ADJUSTEDOPG | Operational-demand | 31.0527 | 85.9762
QLD | QRLD | Richlands | Energy Queensland | Winter | Coincident | 2017 | ACTUAL_OPG | Operational-demand | 35.8656 | 79.2072
QLD | QRLD | Richlands | Energy Queensland | Winter | Coincident | 2017 | ACTUAL_RAW | Operational-demand | 35.8656 | 79.2072
QLD | QRLD | Richlands | Energy Queensland | Winter | Non-coincident | 2017 | ACTUAL_RAW | Operational-demand | 35.6385 | 98.4321
QLD | QRLD | Richlands | Energy Queensland | Winter | Non-coincident | 2017 | ACTUAL_OPG | Operational-demand | 35.6385 | 98.4321
QLD | QRLD | Richlands | Energy Queensland | Winter | Non-coincident | 2017 | ACTUAL_ADJUSTEDOPG | Operational-demand | 35.6385 | 98.4321
QLD | QRLD | Richlands | Energy Queensland | Winter | Coincident | 2018 | ACTUAL_OPG | Operational-demand | 33.6571 | 83.5913
QLD | QRLD | Richlands | Energy Queensland | Winter | Coincident | 2018 | ACTUAL_RAW | Operational-demand | 33.6571 | 83.5913
QLD | QRLD | Richlands | Energy Queensland | Winter | Non-coincident | 2018 | ACTUAL_RAW | Operational-demand | 33.1556 | 92.4387
QLD | QRLD | Richlands | Energy Queensland | Winter | Non-coincident | 2018 | ACTUAL_OPG | Operational-demand | 33.1556 | 92.4387
QLD | QRLD | Richlands | Energy Queensland | Winter | Non-coincident | 2018 | ACTUAL_ADJUSTEDOPG | Operational-demand | 33.1556 | 92.4387
QLD | QRLD | Richlands | Energy Queensland | Winter | Coincident | 2019 | ACTUAL_OPG | Operational-demand | 32.315 | 84.4765
QLD | QRLD | Richlands | Energy Queensland | Winter | Coincident | 2019 | ACTUAL_RAW | Operational-demand | 32.315 | 84.4765
QLD | QRLD | Richlands | Energy Queensland | Winter | Non-coincident | 2019 | ACTUAL_RAW | Operational-demand | 29.498 | 100.1402
QLD | QRLD | Richlands | Energy Queensland | Winter | Non-coincident | 2019 | ACTUAL_OPG | Operational-demand | 29.498 | 100.1402
QLD | QRLD | Richlands | Energy Queensland | Winter | Non-coincident | 2019 | ACTUAL_ADJUSTEDOPG | Operational-demand | 29.498 | 100.1402
QLD | QRLD | Richlands | Energy Queensland | Winter | Non-coincident | 2019 | BASEYEARPOE90 | Operational-demand | 20.7782 | NA
QLD | QRLD | Richlands | Energy Queensland | Winter | Non-coincident | 2019 | BASEYEARPOE50 | Operational-demand | 24.5302 | 91.5957
QLD | QRLD | Richlands | Energy Queensland | Winter | Coincident_unreconciled | 2020 | POE50 | Operational-demand | 32.0243 | NA
QLD | QRLD | Richlands | Energy Queensland | Winter | Coincident_unreconciled | 2020 | POE90 | Operational-demand | 28.0437 | NA
QLD | QRLD | Richlands | Energy Queensland | Winter | Non-coincident | 2020 | POE50 | Operational-demand | 29 | 90.9807
QLD | QRLD | Richlands | Energy Queensland | Winter | Non-coincident | 2020 | POE90 | Operational-demand | 25.4336 | NA
QLD | QRLD | Richlands | Energy Queensland | Winter | Coincident_unreconciled | 2021 | POE50 | Operational-demand | 30.5023 | NA
QLD | QRLD | Richlands | Energy Queensland | Winter | Coincident_unreconciled | 2021 | POE90 | Operational-demand | 26.486 | NA
QLD | QRLD | Richlands | Energy Queensland | Winter | Non-coincident | 2021 | POE50 | Operational-demand | 27.6364 | 91.4211
QLD | QRLD | Richlands | Energy Queensland | Winter | Non-coincident | 2021 | POE90 | Operational-demand | 24.038 | NA
QLD | QRLD | Richlands | Energy Queensland | Winter | Coincident_unreconciled | 2022 | POE50 | Operational-demand | 29.2349 | NA
QLD | QRLD | Richlands | Energy Queensland | Winter | Coincident_unreconciled | 2022 | POE90 | Operational-demand | 25.1902 | NA
QLD | QRLD | Richlands | Energy Queensland | Winter | Non-coincident | 2022 | POE50 | Operational-demand | 26.5008 | 91.7659
QLD | QRLD | Richlands | Energy Queensland | Winter | Non-coincident | 2022 | POE90 | Operational-demand | 22.877 | NA
QLD | QRLD | Richlands | Energy Queensland | Winter | Coincident_unreconciled | 2023 | POE50 | Operational-demand | 28.2473 | NA
QLD | QRLD | Richlands | Energy Queensland | Winter | Coincident_unreconciled | 2023 | POE90 | Operational-demand | 24.1741 | NA
QLD | QRLD | Richlands | Energy Queensland | Winter | Non-coincident | 2023 | POE50 | Operational-demand | 25.616 | 92.1599
QLD | QRLD | Richlands | Energy Queensland | Winter | Non-coincident | 2023 | POE90 | Operational-demand | 21.9667 | NA
QLD | QRLD | Richlands | Energy Queensland | Winter | Coincident_unreconciled | 2024 | POE50 | Operational-demand | 27.3006 | NA
QLD | QRLD | Richlands | Energy Queensland | Winter | Coincident_unreconciled | 2024 | POE90 | Operational-demand | 23.1989 | NA
QLD | QRLD | Richlands | Energy Queensland | Winter | Non-coincident | 2024 | POE50 | Operational-demand | 24.7679 | 92.5726
QLD | QRLD | Richlands | Energy Queensland | Winter | Non-coincident | 2024 | POE90 | Operational-demand | 21.0931 | NA
QLD | QRLD | Richlands | Energy Queensland | Winter | Coincident_unreconciled | 2025 | POE50 | Operational-demand | 26.2479 | NA
QLD | QRLD | Richlands | Energy Queensland | Winter | Coincident_unreconciled | 2025 | POE90 | Operational-demand | 22.1177 | NA
QLD | QRLD | Richlands | Energy Queensland | Winter | Non-coincident | 2025 | POE50 | Operational-demand | 23.8247 | 92.9792
QLD | QRLD | Richlands | Energy Queensland | Winter | Non-coincident | 2025 | POE90 | Operational-demand | 20.1243 | NA
QLD | QRLD | Richlands | Energy Queensland | Winter | Coincident_unreconciled | 2026 | POE50 | Operational-demand | 25.251 | NA
QLD | QRLD | Richlands | Energy Queensland | Winter | Coincident_unreconciled | 2026 | POE90 | Operational-demand | 21.0925 | NA
QLD | QRLD | Richlands | Energy Queensland | Winter | Non-coincident | 2026 | POE50 | Operational-demand | 22.9315 | 93.4122
QLD | QRLD | Richlands | Energy Queensland | Winter | Non-coincident | 2026 | POE90 | Operational-demand | 19.2058 | NA
QLD | QRLD | Richlands | Energy Queensland | Winter | Coincident_unreconciled | 2027 | POE50 | Operational-demand | 24.5257 | NA
QLD | QRLD | Richlands | Energy Queensland | Winter | Coincident_unreconciled | 2027 | POE90 | Operational-demand | 20.3403 | NA
QLD | QRLD | Richlands | Energy Queensland | Winter | Non-coincident | 2027 | POE50 | Operational-demand | 22.2817 | 93.8924
QLD | QRLD | Richlands | Energy Queensland | Winter | Non-coincident | 2027 | POE90 | Operational-demand | 18.5319 | NA
QLD | QRLD | Richlands | Energy Queensland | Winter | Coincident_unreconciled | 2028 | POE50 | Operational-demand | 23.8646 | NA
QLD | QRLD | Richlands | Energy Queensland | Winter | Coincident_unreconciled | 2028 | POE90 | Operational-demand | 19.6523 | NA
QLD | QRLD | Richlands | Energy Queensland | Winter | Non-coincident | 2028 | POE50 | Operational-demand | 21.6894 | 94.388
QLD | QRLD | Richlands | Energy Queensland | Winter | Non-coincident | 2028 | POE90 | Operational-demand | 17.9154 | NA
QLD | QRLD | Richlands | Energy Queensland | Winter | Coincident_unreconciled | 2029 | POE50 | Operational-demand | 23.2953 | NA
QLD | QRLD | Richlands | Energy Queensland | Winter | Coincident_unreconciled | 2029 | POE90 | Operational-demand | 19.056 | NA
QLD | QRLD | Richlands | Energy Queensland | Winter | Non-coincident | 2029 | POE50 | Operational-demand | 21.1794 | 94.9369
QLD | QRLD | Richlands | Energy Queensland | Winter | Non-coincident | 2029 | POE90 | Operational-demand | 17.3813 | NA
QLD | QRLD | Richlands | Energy Queensland | Shoulder | Non-coincident | 2019 | BASEYEARPOE10 | Operational-demand | NA | 94.6732
QLD | QRLD | Richlands | Energy Queensland | Shoulder | Coincident | 2021 | POE10 | Operational-demand | NA | 85.4514
QLD | QRLD | Richlands | Energy Queensland | Shoulder | Coincident | 2021 | POE50 | Operational-demand | NA | 79.2547
QLD | QRLD | Richlands | Energy Queensland | Shoulder | Non-coincident | 2021 | POE10 | Operational-demand | NA | 97.1315
QLD | QRLD | Richlands | Energy Queensland | Shoulder | Coincident | 2022 | POE10 | Operational-demand | NA | 88.2034
QLD | QRLD | Richlands | Energy Queensland | Shoulder | Coincident | 2022 | POE50 | Operational-demand | NA | 80.4119
QLD | QRLD | Richlands | Energy Queensland | Shoulder | Non-coincident | 2022 | POE10 | Operational-demand | NA | 97.5651
QLD | QRLD | Richlands | Energy Queensland | Shoulder | Coincident | 2023 | POE10 | Operational-demand | NA | 88.7417
QLD | QRLD | Richlands | Energy Queensland | Shoulder | Coincident | 2023 | POE50 | Operational-demand | NA | 81.2683
QLD | QRLD | Richlands | Energy Queensland | Shoulder | Non-coincident | 2023 | POE10 | Operational-demand | NA | 97.9746
QLD | QRLD | Richlands | Energy Queensland | Shoulder | Coincident | 2024 | POE10 | Operational-demand | NA | 89.554
QLD | QRLD | Richlands | Energy Queensland | Shoulder | Coincident | 2024 | POE50 | Operational-demand | NA | 83.0665
QLD | QRLD | Richlands | Energy Queensland | Shoulder | Non-coincident | 2024 | POE10 | Operational-demand | NA | 98.4234
QLD | QRLD | Richlands | Energy Queensland | Shoulder | Coincident | 2025 | POE10 | Operational-demand | NA | 90.2083
QLD | QRLD | Richlands | Energy Queensland | Shoulder | Coincident | 2025 | POE50 | Operational-demand | NA | 83.0409
QLD | QRLD | Richlands | Energy Queensland | Shoulder | Non-coincident | 2025 | POE10 | Operational-demand | NA | 98.8915
QLD | QRLD | Richlands | Energy Queensland | Shoulder | Coincident | 2026 | POE10 | Operational-demand | NA | 90.131
QLD | QRLD | Richlands | Energy Queensland | Shoulder | Coincident | 2026 | POE50 | Operational-demand | NA | 83.4033
QLD | QRLD | Richlands | Energy Queensland | Shoulder | Non-coincident | 2026 | POE10 | Operational-demand | NA | 99.4003
QLD | QRLD | Richlands | Energy Queensland | Shoulder | Coincident | 2027 | POE10 | Operational-demand | NA | 90.18
QLD | QRLD | Richlands | Energy Queensland | Shoulder | Coincident | 2027 | POE50 | Operational-demand | NA | 83.3492
QLD | QRLD | Richlands | Energy Queensland | Shoulder | Non-coincident | 2027 | POE10 | Operational-demand | NA | 99.9971
QLD | QRLD | Richlands | Energy Queensland | Shoulder | Coincident | 2028 | POE10 | Operational-demand | NA | 90.3235
QLD | QRLD | Richlands | Energy Queensland | Shoulder | Coincident | 2028 | POE50 | Operational-demand | NA | 83.6744
QLD | QRLD | Richlands | Energy Queensland | Shoulder | Non-coincident | 2028 | POE10 | Operational-demand | NA | 100.6635
QLD | QRLD | Richlands | Energy Queensland | Shoulder | Coincident | 2029 | POE10 | Operational-demand | NA | 91.7354
QLD | QRLD | Richlands | Energy Queensland | Shoulder | Coincident | 2029 | POE50 | Operational-demand | NA | 84.4803
QLD | QRLD | Richlands | Energy Queensland | Shoulder | Non-coincident | 2029 | POE10 | Operational-demand | NA | 101.4048
QLD | QRLD | Richlands | Energy Queensland | Shoulder | Coincident | 2030 | POE10 | Operational-demand | NA | 92.3765
QLD | QRLD | Richlands | Energy Queensland | Shoulder | Coincident | 2030 | POE50 | Operational-demand | NA | 85.1648
QLD | QRLD | Richlands | Energy Queensland | Shoulder | Non-coincident | 2030 | POE10 | Operational-demand | NA | 102.3041
QLD | QRLD | Richlands | Energy Queensland | Summer | Non-coincident | 2019 | BASEYEARPOE10 | Operational-demand | NA | 117.3335
QLD | QRLD | Richlands | Energy Queensland | Summer | Coincident | 2021 | POE10 | Operational-demand | NA | 113.3781
QLD | QRLD | Richlands | Energy Queensland | Summer | Coincident | 2021 | POE50 | Operational-demand | NA | 110.1649
QLD | QRLD | Richlands | Energy Queensland | Summer | Non-coincident | 2021 | POE10 | Operational-demand | NA | 121.2509
QLD | QRLD | Richlands | Energy Queensland | Summer | Coincident | 2022 | POE10 | Operational-demand | NA | 115.9048
QLD | QRLD | Richlands | Energy Queensland | Summer | Coincident | 2022 | POE50 | Operational-demand | NA | 112.4175
QLD | QRLD | Richlands | Energy Queensland | Summer | Non-coincident | 2022 | POE10 | Operational-demand | NA | 121.4926
QLD | QRLD | Richlands | Energy Queensland | Summer | Coincident | 2023 | POE10 | Operational-demand | NA | 116.9857
QLD | QRLD | Richlands | Energy Queensland | Summer | Coincident | 2023 | POE50 | Operational-demand | NA | 113.1901
QLD | QRLD | Richlands | Energy Queensland | Summer | Non-coincident | 2023 | POE10 | Operational-demand | NA | 121.7578
QLD | QRLD | Richlands | Energy Queensland | Summer | Coincident | 2024 | POE10 | Operational-demand | NA | 118.8027
QLD | QRLD | Richlands | Energy Queensland | Summer | Coincident | 2024 | POE50 | Operational-demand | NA | 115.0361
QLD | QRLD | Richlands | Energy Queensland | Summer | Non-coincident | 2024 | POE10 | Operational-demand | NA | 122.0937
QLD | QRLD | Richlands | Energy Queensland | Summer | Coincident | 2025 | POE10 | Operational-demand | NA | 118.7069
QLD | QRLD | Richlands | Energy Queensland | Summer | Coincident | 2025 | POE50 | Operational-demand | NA | 115.5128
QLD | QRLD | Richlands | Energy Queensland | Summer | Non-coincident | 2025 | POE10 | Operational-demand | NA | 122.4152
QLD | QRLD | Richlands | Energy Queensland | Summer | Coincident | 2026 | POE10 | Operational-demand | NA | 119.6816
QLD | QRLD | Richlands | Energy Queensland | Summer | Coincident | 2026 | POE50 | Operational-demand | NA | 116.0521
QLD | QRLD | Richlands | Energy Queensland | Summer | Non-coincident | 2026 | POE10 | Operational-demand | NA | 122.7487
QLD | QRLD | Richlands | Energy Queensland | Summer | Coincident | 2027 | POE10 | Operational-demand | NA | 119.2553
QLD | QRLD | Richlands | Energy Queensland | Summer | Coincident | 2027 | POE50 | Operational-demand | NA | 116.0202
QLD | QRLD | Richlands | Energy Queensland | Summer | Non-coincident | 2027 | POE10 | Operational-demand | NA | 123.1915
QLD | QRLD | Richlands | Energy Queensland | Summer | Coincident | 2028 | POE10 | Operational-demand | NA | 119.863
QLD | QRLD | Richlands | Energy Queensland | Summer | Coincident | 2028 | POE50 | Operational-demand | NA | 116.5382
QLD | QRLD | Richlands | Energy Queensland | Summer | Non-coincident | 2028 | POE10 | Operational-demand | NA | 123.7165
QLD | QRLD | Richlands | Energy Queensland | Summer | Coincident | 2029 | POE10 | Operational-demand | NA | 120.1303
QLD | QRLD | Richlands | Energy Queensland | Summer | Coincident | 2029 | POE50 | Operational-demand | NA | 117.2905
QLD | QRLD | Richlands | Energy Queensland | Summer | Non-coincident | 2029 | POE10 | Operational-demand | NA | 124.3165
QLD | QRLD | Richlands | Energy Queensland | Summer | Coincident | 2030 | POE10 | Operational-demand | NA | 120.925
QLD | QRLD | Richlands | Energy Queensland | Summer | Coincident | 2030 | POE50 | Operational-demand | NA | 117.4392
QLD | QRLD | Richlands | Energy Queensland | Summer | Non-coincident | 2030 | POE10 | Operational-demand | NA | 125.062
QLD | QRLD | Richlands | Energy Queensland | Winter | Non-coincident | 2019 | BASEYEARPOE10 | Operational-demand | NA | 96.3933
QLD | QRLD | Richlands | Energy Queensland | Winter | Coincident | 2020 | POE10 | Operational-demand | NA | 86.0838
QLD | QRLD | Richlands | Energy Queensland | Winter | Coincident | 2020 | POE50 | Operational-demand | NA | 81.3434
QLD | QRLD | Richlands | Energy Queensland | Winter | Non-coincident | 2020 | POE10 | Operational-demand | NA | 97.895
QLD | QRLD | Richlands | Energy Queensland | Winter | Coincident | 2021 | POE10 | Operational-demand | NA | 86.0305
QLD | QRLD | Richlands | Energy Queensland | Winter | Coincident | 2021 | POE50 | Operational-demand | NA | 81.2665
QLD | QRLD | Richlands | Energy Queensland | Winter | Non-coincident | 2021 | POE10 | Operational-demand | NA | 98.3969
QLD | QRLD | Richlands | Energy Queensland | Winter | Coincident | 2022 | POE10 | Operational-demand | NA | 88.4746
QLD | QRLD | Richlands | Energy Queensland | Winter | Coincident | 2022 | POE50 | Operational-demand | NA | 83.5855
QLD | QRLD | Richlands | Energy Queensland | Winter | Non-coincident | 2022 | POE10 | Operational-demand | NA | 98.7908
QLD | QRLD | Richlands | Energy Queensland | Winter | Coincident | 2023 | POE10 | Operational-demand | NA | 89.8409
QLD | QRLD | Richlands | Energy Queensland | Winter | Coincident | 2023 | POE50 | Operational-demand | NA | 84.792
QLD | QRLD | Richlands | Energy Queensland | Winter | Non-coincident | 2023 | POE10 | Operational-demand | NA | 99.2338
QLD | QRLD | Richlands | Energy Queensland | Winter | Coincident | 2024 | POE10 | Operational-demand | NA | 91.7192
QLD | QRLD | Richlands | Energy Queensland | Winter | Coincident | 2024 | POE50 | Operational-demand | NA | 86.2275
QLD | QRLD | Richlands | Energy Queensland | Winter | Non-coincident | 2024 | POE10 | Operational-demand | NA | 99.6957
QLD | QRLD | Richlands | Energy Queensland | Winter | Coincident | 2025 | POE10 | Operational-demand | NA | 91.9896
QLD | QRLD | Richlands | Energy Queensland | Winter | Coincident | 2025 | POE50 | Operational-demand | NA | 86.664
QLD | QRLD | Richlands | Energy Queensland | Winter | Non-coincident | 2025 | POE10 | Operational-demand | NA | 100.1513
QLD | QRLD | Richlands | Energy Queensland | Winter | Coincident | 2026 | POE10 | Operational-demand | NA | 92.5348
QLD | QRLD | Richlands | Energy Queensland | Winter | Coincident | 2026 | POE50 | Operational-demand | NA | 87.3408
QLD | QRLD | Richlands | Energy Queensland | Winter | Non-coincident | 2026 | POE10 | Operational-demand | NA | 100.6332
QLD | QRLD | Richlands | Energy Queensland | Winter | Coincident | 2027 | POE10 | Operational-demand | NA | 93.1263
QLD | QRLD | Richlands | Energy Queensland | Winter | Coincident | 2027 | POE50 | Operational-demand | NA | 87.9112
QLD | QRLD | Richlands | Energy Queensland | Winter | Non-coincident | 2027 | POE10 | Operational-demand | NA | 101.1599
QLD | QRLD | Richlands | Energy Queensland | Winter | Coincident | 2028 | POE10 | Operational-demand | NA | 94.9091
QLD | QRLD | Richlands | Energy Queensland | Winter | Coincident | 2028 | POE50 | Operational-demand | NA | 88.9104
QLD | QRLD | Richlands | Energy Queensland | Winter | Non-coincident | 2028 | POE10 | Operational-demand | NA | 101.702
QLD | QRLD | Richlands | Energy Queensland | Winter | Coincident | 2029 | POE10 | Operational-demand | NA | 95.3596
QLD | QRLD | Richlands | Energy Queensland | Winter | Coincident | 2029 | POE50 | Operational-demand | NA | 89.8141
QLD | QRLD | Richlands | Energy Queensland | Winter | Non-coincident | 2029 | POE10 | Operational-demand | NA | 102.2973
QLD | QRLE | Rocklea (Archerfield) | Energy Queensland | Shoulder | Coincident | 2017 | ACTUAL_OPG | Operational-demand | 37.3353 | 103.576
QLD | QRLE | Rocklea (Archerfield) | Energy Queensland | Shoulder | Coincident | 2017 | ACTUAL_RAW | Operational-demand | 37.3353 | 103.576
QLD | QRLE | Rocklea (Archerfield) | Energy Queensland | Shoulder | Non-coincident | 2017 | ACTUAL_RAW | Operational-demand | 30.5009 | 147.1244
QLD | QRLE | Rocklea (Archerfield) | Energy Queensland | Shoulder | Non-coincident | 2017 | ACTUAL_OPG | Operational-demand | 30.5009 | 147.1244
QLD | QRLE | Rocklea (Archerfield) | Energy Queensland | Shoulder | Non-coincident | 2017 | ACTUAL_ADJUSTEDOPG | Operational-demand | 30.5009 | 101.7067
QLD | QRLE | Rocklea (Archerfield) | Energy Queensland | Shoulder | Coincident | 2018 | ACTUAL_OPG | Operational-demand | 40.5981 | 106.4869
QLD | QRLE | Rocklea (Archerfield) | Energy Queensland | Shoulder | Coincident | 2018 | ACTUAL_RAW | Operational-demand | 40.5981 | 106.4869
QLD | QRLE | Rocklea (Archerfield) | Energy Queensland | Shoulder | Non-coincident | 2018 | ACTUAL_RAW | Operational-demand | 21.9216 | 120.1542
QLD | QRLE | Rocklea (Archerfield) | Energy Queensland | Shoulder | Non-coincident | 2018 | ACTUAL_OPG | Operational-demand | 21.9216 | 120.1542
QLD | QRLE | Rocklea (Archerfield) | Energy Queensland | Shoulder | Non-coincident | 2018 | ACTUAL_ADJUSTEDOPG | Operational-demand | 21.9216 | 120.1542
QLD | QRLE | Rocklea (Archerfield) | Energy Queensland | Shoulder | Coincident | 2019 | ACTUAL_OPG | Operational-demand | 13.9035 | 110.9163
QLD | QRLE | Rocklea (Archerfield) | Energy Queensland | Shoulder | Coincident | 2019 | ACTUAL_RAW | Operational-demand | 13.9035 | 110.9163
QLD | QRLE | Rocklea (Archerfield) | Energy Queensland | Shoulder | Non-coincident | 2019 | ACTUAL_RAW | Operational-demand | 13.7884 | 128.144
QLD | QRLE | Rocklea (Archerfield) | Energy Queensland | Shoulder | Non-coincident | 2019 | ACTUAL_OPG | Operational-demand | 13.7884 | 128.144
QLD | QRLE | Rocklea (Archerfield) | Energy Queensland | Shoulder | Non-coincident | 2019 | ACTUAL_ADJUSTEDOPG | Operational-demand | 13.7884 | 128.144
QLD | QRLE | Rocklea (Archerfield) | Energy Queensland | Shoulder | Non-coincident | 2019 | BASEYEARPOE90 | Operational-demand | 10.4255 | NA
QLD | QRLE | Rocklea (Archerfield) | Energy Queensland | Shoulder | Non-coincident | 2019 | BASEYEARPOE50 | Operational-demand | 17.0256 | 121.5715
QLD | QRLE | Rocklea (Archerfield) | Energy Queensland | Shoulder | Coincident | 2020 | ACTUAL_OPG | Operational-demand | 21.6268 | 78.2394
QLD | QRLE | Rocklea (Archerfield) | Energy Queensland | Shoulder | Coincident | 2020 | ACTUAL_RAW | Operational-demand | 21.6268 | 78.2394
QLD | QRLE | Rocklea (Archerfield) | Energy Queensland | Shoulder | Non-coincident | 2020 | ACTUAL_RAW | Operational-demand | 11.7704 | 127.873
QLD | QRLE | Rocklea (Archerfield) | Energy Queensland | Shoulder | Non-coincident | 2020 | ACTUAL_OPG | Operational-demand | 11.7704 | 127.873
QLD | QRLE | Rocklea (Archerfield) | Energy Queensland | Shoulder | Non-coincident | 2020 | ACTUAL_ADJUSTEDOPG | Operational-demand | 11.7704 | 127.873
QLD | QRLE | Rocklea (Archerfield) | Energy Queensland | Shoulder | Coincident_unreconciled | 2021 | POE50 | Operational-demand | 30.4585 | NA
QLD | QRLE | Rocklea (Archerfield) | Energy Queensland | Shoulder | Coincident_unreconciled | 2021 | POE90 | Operational-demand | 20.1956 | NA
QLD | QRLE | Rocklea (Archerfield) | Energy Queensland | Shoulder | Non-coincident | 2021 | POE50 | Operational-demand | 13.4128 | 118.3071
QLD | QRLE | Rocklea (Archerfield) | Energy Queensland | Shoulder | Non-coincident | 2021 | POE90 | Operational-demand | -2.0905 | NA
QLD | QRLE | Rocklea (Archerfield) | Energy Queensland | Shoulder | Coincident_unreconciled | 2022 | POE50 | Operational-demand | 21.315 | NA
QLD | QRLE | Rocklea (Archerfield) | Energy Queensland | Shoulder | Coincident_unreconciled | 2022 | POE90 | Operational-demand | 10.9733 | NA
QLD | QRLE | Rocklea (Archerfield) | Energy Queensland | Shoulder | Non-coincident | 2022 | POE50 | Operational-demand | 10.036 | 116.7479
QLD | QRLE | Rocklea (Archerfield) | Energy Queensland | Shoulder | Non-coincident | 2022 | POE90 | Operational-demand | -5.5823 | NA
QLD | QRLE | Rocklea (Archerfield) | Energy Queensland | Shoulder | Coincident_unreconciled | 2023 | POE50 | Operational-demand | 11.7782 | NA
QLD | QRLE | Rocklea (Archerfield) | Energy Queensland | Shoulder | Coincident_unreconciled | 2023 | POE90 | Operational-demand | 1.3659 | NA
QLD | QRLE | Rocklea (Archerfield) | Energy Queensland | Shoulder | Non-coincident | 2023 | POE50 | Operational-demand | 6.2384 | 115.0024
QLD | QRLE | Rocklea (Archerfield) | Energy Queensland | Shoulder | Non-coincident | 2023 | POE90 | Operational-demand | -9.2088 | NA
QLD | QRLE | Rocklea (Archerfield) | Energy Queensland | Shoulder | Coincident_unreconciled | 2024 | POE50 | Operational-demand | 8.8768 | NA
QLD | QRLE | Rocklea (Archerfield) | Energy Queensland | Shoulder | Coincident_unreconciled | 2024 | POE90 | Operational-demand | -0.09526 | NA
QLD | QRLE | Rocklea (Archerfield) | Energy Queensland | Shoulder | Non-coincident | 2024 | POE50 | Operational-demand | 4.7017 | 114.9883
QLD | QRLE | Rocklea (Archerfield) | Energy Queensland | Shoulder | Non-coincident | 2024 | POE90 | Operational-demand | -10.3727 | NA
QLD | QRLE | Rocklea (Archerfield) | Energy Queensland | Shoulder | Coincident_unreconciled | 2025 | POE50 | Operational-demand | 8.0751 | NA
QLD | QRLE | Rocklea (Archerfield) | Energy Queensland | Shoulder | Coincident_unreconciled | 2025 | POE90 | Operational-demand | -0.147 | NA
QLD | QRLE | Rocklea (Archerfield) | Energy Queensland | Shoulder | Non-coincident | 2025 | POE50 | Operational-demand | 4.2771 | 115.5343
QLD | QRLE | Rocklea (Archerfield) | Energy Queensland | Shoulder | Non-coincident | 2025 | POE90 | Operational-demand | -10.751 | NA
QLD | QRLE | Rocklea (Archerfield) | Energy Queensland | Shoulder | Coincident_unreconciled | 2026 | POE50 | Operational-demand | 7.295 | NA
QLD | QRLE | Rocklea (Archerfield) | Energy Queensland | Shoulder | Coincident_unreconciled | 2026 | POE90 | Operational-demand | -0.19746 | NA
QLD | QRLE | Rocklea (Archerfield) | Energy Queensland | Shoulder | Non-coincident | 2026 | POE50 | Operational-demand | 3.8639 | 116.1121
QLD | QRLE | Rocklea (Archerfield) | Energy Queensland | Shoulder | Non-coincident | 2026 | POE90 | Operational-demand | -11.113 | NA
QLD | QRLE | Rocklea (Archerfield) | Energy Queensland | Shoulder | Coincident_unreconciled | 2027 | POE50 | Operational-demand | 6.6119 | NA
QLD | QRLE | Rocklea (Archerfield) | Energy Queensland | Shoulder | Coincident_unreconciled | 2027 | POE90 | Operational-demand | -0.24204 | NA
QLD | QRLE | Rocklea (Archerfield) | Energy Queensland | Shoulder | Non-coincident | 2027 | POE50 | Operational-demand | 3.5021 | 116.7326
QLD | QRLE | Rocklea (Archerfield) | Energy Queensland | Shoulder | Non-coincident | 2027 | POE90 | Operational-demand | -11.4253 | NA
QLD | QRLE | Rocklea (Archerfield) | Energy Queensland | Shoulder | Coincident_unreconciled | 2028 | POE50 | Operational-demand | 6.0898 | NA
QLD | QRLE | Rocklea (Archerfield) | Energy Queensland | Shoulder | Coincident_unreconciled | 2028 | POE90 | Operational-demand | -0.27697 | NA
QLD | QRLE | Rocklea (Archerfield) | Energy Queensland | Shoulder | Non-coincident | 2028 | POE50 | Operational-demand | 3.2255 | 117.4168
QLD | QRLE | Rocklea (Archerfield) | Energy Queensland | Shoulder | Non-coincident | 2028 | POE90 | Operational-demand | -11.6737 | NA
QLD | QRLE | Rocklea (Archerfield) | Energy Queensland | Shoulder | Coincident_unreconciled | 2029 | POE50 | Operational-demand | 5.6813 | NA
QLD | QRLE | Rocklea (Archerfield) | Energy Queensland | Shoulder | Coincident_unreconciled | 2029 | POE90 | Operational-demand | -0.30517 | NA
QLD | QRLE | Rocklea (Archerfield) | Energy Queensland | Shoulder | Non-coincident | 2029 | POE50 | Operational-demand | 3.0091 | 118.1772
QLD | QRLE | Rocklea (Archerfield) | Energy Queensland | Shoulder | Non-coincident | 2029 | POE90 | Operational-demand | -11.8776 | NA
QLD | QRLE | Rocklea (Archerfield) | Energy Queensland | Shoulder | Coincident_unreconciled | 2030 | POE50 | Operational-demand | 5.0768 | NA
QLD | QRLE | Rocklea (Archerfield) | Energy Queensland | Shoulder | Coincident_unreconciled | 2030 | POE90 | Operational-demand | -0.34499 | NA
QLD | QRLE | Rocklea (Archerfield) | Energy Queensland | Shoulder | Non-coincident | 2030 | POE50 | Operational-demand | 2.689 | 118.964
QLD | QRLE | Rocklea (Archerfield) | Energy Queensland | Shoulder | Non-coincident | 2030 | POE90 | Operational-demand | -12.1388 | NA
QLD | QRLE | Rocklea (Archerfield) | Energy Queensland | Summer | Coincident | 2017 | ACTUAL_OPG | Operational-demand | 40.6887 | 123.0797
QLD | QRLE | Rocklea (Archerfield) | Energy Queensland | Summer | Coincident | 2017 | ACTUAL_RAW | Operational-demand | 40.6887 | 123.0797
QLD | QRLE | Rocklea (Archerfield) | Energy Queensland | Summer | Non-coincident | 2017 | ACTUAL_RAW | Operational-demand | 30.8776 | 159.25
QLD | QRLE | Rocklea (Archerfield) | Energy Queensland | Summer | Non-coincident | 2017 | ACTUAL_OPG | Operational-demand | 30.8776 | 159.25
QLD | QRLE | Rocklea (Archerfield) | Energy Queensland | Summer | Non-coincident | 2017 | ACTUAL_ADJUSTEDOPG | Operational-demand | 30.8776 | 159.25
QLD | QRLE | Rocklea (Archerfield) | Energy Queensland | Summer | Coincident | 2018 | ACTUAL_OPG | Operational-demand | 36.4649 | 136.7747
QLD | QRLE | Rocklea (Archerfield) | Energy Queensland | Summer | Coincident | 2018 | ACTUAL_RAW | Operational-demand | 36.4649 | 136.7747
QLD | QRLE | Rocklea (Archerfield) | Energy Queensland | Summer | Non-coincident | 2018 | ACTUAL_RAW | Operational-demand | 22.982 | 158.3976
QLD | QRLE | Rocklea (Archerfield) | Energy Queensland | Summer | Non-coincident | 2018 | ACTUAL_OPG | Operational-demand | 22.982 | 158.3976
QLD | QRLE | Rocklea (Archerfield) | Energy Queensland | Summer | Non-coincident | 2018 | ACTUAL_ADJUSTEDOPG | Operational-demand | 22.982 | 158.3976
QLD | QRLE | Rocklea (Archerfield) | Energy Queensland | Summer | Coincident | 2019 | ACTUAL_OPG | Operational-demand | 38.3563 | 141.1603
QLD | QRLE | Rocklea (Archerfield) | Energy Queensland | Summer | Coincident | 2019 | ACTUAL_RAW | Operational-demand | 38.3563 | 141.1603
QLD | QRLE | Rocklea (Archerfield) | Energy Queensland | Summer | Non-coincident | 2019 | ACTUAL_RAW | Operational-demand | 25.2515 | 156.7858
QLD | QRLE | Rocklea (Archerfield) | Energy Queensland | Summer | Non-coincident | 2019 | ACTUAL_OPG | Operational-demand | 25.2515 | 156.7858
QLD | QRLE | Rocklea (Archerfield) | Energy Queensland | Summer | Non-coincident | 2019 | ACTUAL_ADJUSTEDOPG | Operational-demand | 25.2515 | 156.7858
QLD | QRLE | Rocklea (Archerfield) | Energy Queensland | Summer | Non-coincident | 2019 | BASEYEARPOE90 | Operational-demand | 25.4131 | NA
QLD | QRLE | Rocklea (Archerfield) | Energy Queensland | Summer | Non-coincident | 2019 | BASEYEARPOE50 | Operational-demand | 32.2416 | 140.1807
QLD | QRLE | Rocklea (Archerfield) | Energy Queensland | Summer | Coincident | 2020 | ACTUAL_OPG | Operational-demand | 48.015 | 129.3147
QLD | QRLE | Rocklea (Archerfield) | Energy Queensland | Summer | Coincident | 2020 | ACTUAL_RAW | Operational-demand | 48.015 | 129.3147
QLD | QRLE | Rocklea (Archerfield) | Energy Queensland | Summer | Non-coincident | 2020 | ACTUAL_RAW | Operational-demand | 5.9433 | 155.5814
QLD | QRLE | Rocklea (Archerfield) | Energy Queensland | Summer | Non-coincident | 2020 | ACTUAL_OPG | Operational-demand | 5.9433 | 155.5814
QLD | QRLE | Rocklea (Archerfield) | Energy Queensland | Summer | Non-coincident | 2020 | ACTUAL_ADJUSTEDOPG | Operational-demand | 29.8744 | 155.5814
QLD | QRLE | Rocklea (Archerfield) | Energy Queensland | Summer | Coincident_unreconciled | 2021 | POE90 | Operational-demand | 39.974 | NA
QLD | QRLE | Rocklea (Archerfield) | Energy Queensland | Summer | Coincident_unreconciled | 2021 | POE50 | Operational-demand | 45 | NA
QLD | QRLE | Rocklea (Archerfield) | Energy Queensland | Summer | Non-coincident | 2021 | POE50 | Operational-demand | 34.8045 | 155.2045
QLD | QRLE | Rocklea (Archerfield) | Energy Queensland | Summer | Non-coincident | 2021 | POE90 | Operational-demand | 25.4729 | NA
QLD | QRLE | Rocklea (Archerfield) | Energy Queensland | Summer | Coincident_unreconciled | 2022 | POE90 | Operational-demand | 39.4001 | NA
QLD | QRLE | Rocklea (Archerfield) | Energy Queensland | Summer | Coincident_unreconciled | 2022 | POE50 | Operational-demand | 44.354 | NA
QLD | QRLE | Rocklea (Archerfield) | Energy Queensland | Summer | Non-coincident | 2022 | POE50 | Operational-demand | 34.6662 | 153.1231
QLD | QRLE | Rocklea (Archerfield) | Energy Queensland | Summer | Non-coincident | 2022 | POE90 | Operational-demand | 24.4393 | NA
QLD | QRLE | Rocklea (Archerfield) | Energy Queensland | Summer | Coincident_unreconciled | 2023 | POE90 | Operational-demand | 38.8345 | NA
QLD | QRLE | Rocklea (Archerfield) | Energy Queensland | Summer | Coincident_unreconciled | 2023 | POE50 | Operational-demand | 43.7172 | NA
QLD | QRLE | Rocklea (Archerfield) | Energy Queensland | Summer | Non-coincident | 2023 | POE50 | Operational-demand | 29.8516 | 150.7878
QLD | QRLE | Rocklea (Archerfield) | Energy Queensland | Summer | Non-coincident | 2023 | POE90 | Operational-demand | 19.5537 | NA
QLD | QRLE | Rocklea (Archerfield) | Energy Queensland | Summer | Coincident_unreconciled | 2024 | POE90 | Operational-demand | 38.277 | NA
QLD | QRLE | Rocklea (Archerfield) | Energy Queensland | Summer | Coincident_unreconciled | 2024 | POE50 | Operational-demand | 43.0896 | NA
QLD | QRLE | Rocklea (Archerfield) | Energy Queensland | Summer | Non-coincident | 2024 | POE50 | Operational-demand | 28.7579 | 150.8489
QLD | QRLE | Rocklea (Archerfield) | Energy Queensland | Summer | Non-coincident | 2024 | POE90 | Operational-demand | 18.389 | NA
QLD | QRLE | Rocklea (Archerfield) | Energy Queensland | Summer | Coincident_unreconciled | 2025 | POE90 | Operational-demand | 37.7275 | NA
QLD | QRLE | Rocklea (Archerfield) | Energy Queensland | Summer | Coincident_unreconciled | 2025 | POE50 | Operational-demand | 42.471 | NA
QLD | QRLE | Rocklea (Archerfield) | Energy Queensland | Summer | Non-coincident | 2025 | POE50 | Operational-demand | 28.5245 | 151.4712
QLD | QRLE | Rocklea (Archerfield) | Energy Queensland | Summer | Non-coincident | 2025 | POE90 | Operational-demand | 18.0846 | NA
QLD | QRLE | Rocklea (Archerfield) | Energy Queensland | Summer | Coincident_unreconciled | 2026 | POE90 | Operational-demand | 37.1859 | NA
QLD | QRLE | Rocklea (Archerfield) | Energy Queensland | Summer | Coincident_unreconciled | 2026 | POE50 | Operational-demand | 41.8613 | NA
QLD | QRLE | Rocklea (Archerfield) | Energy Queensland | Summer | Non-coincident | 2026 | POE50 | Operational-demand | 28.3039 | 152.1179
QLD | QRLE | Rocklea (Archerfield) | Energy Queensland | Summer | Non-coincident | 2026 | POE90 | Operational-demand | 17.793 | NA
QLD | QRLE | Rocklea (Archerfield) | Energy Queensland | Summer | Coincident_unreconciled | 2027 | POE90 | Operational-demand | 36.652 | NA
QLD | QRLE | Rocklea (Archerfield) | Energy Queensland | Summer | Coincident_unreconciled | 2027 | POE50 | Operational-demand | 41.2604 | NA
QLD | QRLE | Rocklea (Archerfield) | Energy Queensland | Summer | Non-coincident | 2027 | POE50 | Operational-demand | 28.1397 | 152.7989
QLD | QRLE | Rocklea (Archerfield) | Energy Queensland | Summer | Non-coincident | 2027 | POE90 | Operational-demand | 17.56 | NA
QLD | QRLE | Rocklea (Archerfield) | Energy Queensland | Summer | Coincident_unreconciled | 2028 | POE90 | Operational-demand | 36.1259 | NA
QLD | QRLE | Rocklea (Archerfield) | Energy Queensland | Summer | Coincident_unreconciled | 2028 | POE50 | Operational-demand | 40.668 | NA
QLD | QRLE | Rocklea (Archerfield) | Energy Queensland | Summer | Non-coincident | 2028 | POE50 | Operational-demand | 28.0582 | 153.536
QLD | QRLE | Rocklea (Archerfield) | Energy Queensland | Summer | Non-coincident | 2028 | POE90 | Operational-demand | 17.4113 | NA
QLD | QRLE | Rocklea (Archerfield) | Energy Queensland | Summer | Coincident_unreconciled | 2029 | POE90 | Operational-demand | 35.6072 | NA
QLD | QRLE | Rocklea (Archerfield) | Energy Queensland | Summer | Coincident_unreconciled | 2029 | POE50 | Operational-demand | 40.0842 | NA
QLD | QRLE | Rocklea (Archerfield) | Energy Queensland | Summer | Non-coincident | 2029 | POE50 | Operational-demand | 28.046 | 154.3431
QLD | QRLE | Rocklea (Archerfield) | Energy Queensland | Summer | Non-coincident | 2029 | POE90 | Operational-demand | 17.3319 | NA
QLD | QRLE | Rocklea (Archerfield) | Energy Queensland | Summer | Coincident_unreconciled | 2030 | POE90 | Operational-demand | 35.0961 | NA
QLD | QRLE | Rocklea (Archerfield) | Energy Queensland | Summer | Coincident_unreconciled | 2030 | POE50 | Operational-demand | 39.5087 | NA
QLD | QRLE | Rocklea (Archerfield) | Energy Queensland | Summer | Non-coincident | 2030 | POE50 | Operational-demand | 27.9777 | 155.1561
QLD | QRLE | Rocklea (Archerfield) | Energy Queensland | Summer | Non-coincident | 2030 | POE90 | Operational-demand | 17.1964 | NA
QLD | QRLE | Rocklea (Archerfield) | Energy Queensland | Winter | Coincident | 2016 | ACTUAL_OPG | Operational-demand | 11.5552 | 83.8239
QLD | QRLE | Rocklea (Archerfield) | Energy Queensland | Winter | Coincident | 2016 | ACTUAL_RAW | Operational-demand | 11.5552 | 83.8239
QLD | QRLE | Rocklea (Archerfield) | Energy Queensland | Winter | Non-coincident | 2016 | ACTUAL_RAW | Operational-demand | -1.1912 | 150.4495
QLD | QRLE | Rocklea (Archerfield) | Energy Queensland | Winter | Non-coincident | 2016 | ACTUAL_OPG | Operational-demand | -1.1912 | 150.4495
QLD | QRLE | Rocklea (Archerfield) | Energy Queensland | Winter | Coincident | 2017 | ACTUAL_OPG | Operational-demand | 55.652 | 82.5976
QLD | QRLE | Rocklea (Archerfield) | Energy Queensland | Winter | Coincident | 2017 | ACTUAL_RAW | Operational-demand | 55.652 | 82.5976
QLD | QRLE | Rocklea (Archerfield) | Energy Queensland | Winter | Non-coincident | 2017 | ACTUAL_RAW | Operational-demand | 15.079 | 101.0497
QLD | QRLE | Rocklea (Archerfield) | Energy Queensland | Winter | Non-coincident | 2017 | ACTUAL_OPG | Operational-demand | 15.079 | 101.0497
QLD | QRLE | Rocklea (Archerfield) | Energy Queensland | Winter | Non-coincident | 2017 | ACTUAL_ADJUSTEDOPG | Operational-demand | 15.079 | 101.0497
QLD | QRLE | Rocklea (Archerfield) | Energy Queensland | Winter | Coincident | 2018 | ACTUAL_OPG | Operational-demand | 14.3983 | 100.3284
QLD | QRLE | Rocklea (Archerfield) | Energy Queensland | Winter | Coincident | 2018 | ACTUAL_RAW | Operational-demand | 14.3983 | 100.3284
QLD | QRLE | Rocklea (Archerfield) | Energy Queensland | Winter | Non-coincident | 2018 | ACTUAL_RAW | Operational-demand | 13.4812 | 120.2325
QLD | QRLE | Rocklea (Archerfield) | Energy Queensland | Winter | Non-coincident | 2018 | ACTUAL_OPG | Operational-demand | 13.4812 | 120.2325
QLD | QRLE | Rocklea (Archerfield) | Energy Queensland | Winter | Non-coincident | 2018 | ACTUAL_ADJUSTEDOPG | Operational-demand | 13.4812 | 120.2325
QLD | QRLE | Rocklea (Archerfield) | Energy Queensland | Winter | Coincident | 2019 | ACTUAL_OPG | Operational-demand | 24.8692 | 56.7158
QLD | QRLE | Rocklea (Archerfield) | Energy Queensland | Winter | Coincident | 2019 | ACTUAL_RAW | Operational-demand | 24.8692 | 56.7158
QLD | QRLE | Rocklea (Archerfield) | Energy Queensland | Winter | Non-coincident | 2019 | ACTUAL_RAW | Operational-demand | 16.2736 | 93.8174
QLD | QRLE | Rocklea (Archerfield) | Energy Queensland | Winter | Non-coincident | 2019 | ACTUAL_OPG | Operational-demand | 16.2736 | 93.8174
QLD | QRLE | Rocklea (Archerfield) | Energy Queensland | Winter | Non-coincident | 2019 | ACTUAL_ADJUSTEDOPG | Operational-demand | 16.2736 | 93.8174
QLD | QRLE | Rocklea (Archerfield) | Energy Queensland | Winter | Non-coincident | 2019 | BASEYEARPOE90 | Operational-demand | 4.8508 | NA
QLD | QRLE | Rocklea (Archerfield) | Energy Queensland | Winter | Non-coincident | 2019 | BASEYEARPOE50 | Operational-demand | 12.9987 | 110.8634
QLD | QRLE | Rocklea (Archerfield) | Energy Queensland | Winter | Coincident_unreconciled | 2020 | POE50 | Operational-demand | 16.2023 | NA
QLD | QRLE | Rocklea (Archerfield) | Energy Queensland | Winter | Coincident_unreconciled | 2020 | POE90 | Operational-demand | 7.4069 | NA
QLD | QRLE | Rocklea (Archerfield) | Energy Queensland | Winter | Non-coincident | 2020 | POE50 | Operational-demand | 15.0023 | 109.2052
QLD | QRLE | Rocklea (Archerfield) | Energy Queensland | Winter | Non-coincident | 2020 | POE90 | Operational-demand | 8.5298 | NA
QLD | QRLE | Rocklea (Archerfield) | Energy Queensland | Winter | Coincident_unreconciled | 2021 | POE50 | Operational-demand | 11.9933 | NA
QLD | QRLE | Rocklea (Archerfield) | Energy Queensland | Winter | Coincident_unreconciled | 2021 | POE90 | Operational-demand | 4.585 | NA
QLD | QRLE | Rocklea (Archerfield) | Energy Queensland | Winter | Non-coincident | 2021 | POE50 | Operational-demand | 11.905 | 108.9154
QLD | QRLE | Rocklea (Archerfield) | Energy Queensland | Winter | Non-coincident | 2021 | POE90 | Operational-demand | 5.3766 | NA
QLD | QRLE | Rocklea (Archerfield) | Energy Queensland | Winter | Coincident_unreconciled | 2022 | POE50 | Operational-demand | 5.3937 | NA
QLD | QRLE | Rocklea (Archerfield) | Energy Queensland | Winter | Coincident_unreconciled | 2022 | POE90 | Operational-demand | 1.1798 | NA
QLD | QRLE | Rocklea (Archerfield) | Energy Queensland | Winter | Non-coincident | 2022 | POE50 | Operational-demand | 6.638 | 107.6376
QLD | QRLE | Rocklea (Archerfield) | Energy Queensland | Winter | Non-coincident | 2022 | POE90 | Operational-demand | 0.0651 | NA
QLD | QRLE | Rocklea (Archerfield) | Energy Queensland | Winter | Coincident_unreconciled | 2023 | POE50 | Operational-demand | 3.3104 | NA
QLD | QRLE | Rocklea (Archerfield) | Energy Queensland | Winter | Coincident_unreconciled | 2023 | POE90 | Operational-demand | -0.93216 | NA
QLD | QRLE | Rocklea (Archerfield) | Energy Queensland | Winter | Non-coincident | 2023 | POE50 | Operational-demand | 3.3884 | 107.1161
QLD | QRLE | Rocklea (Archerfield) | Energy Queensland | Winter | Non-coincident | 2023 | POE90 | Operational-demand | -3.2291 | NA
QLD | QRLE | Rocklea (Archerfield) | Energy Queensland | Winter | Coincident_unreconciled | 2024 | POE50 | Operational-demand | 3.0028 | NA
QLD | QRLE | Rocklea (Archerfield) | Energy Queensland | Winter | Coincident_unreconciled | 2024 | POE90 | Operational-demand | -1.2683 | NA
QLD | QRLE | Rocklea (Archerfield) | Energy Queensland | Winter | Non-coincident | 2024 | POE50 | Operational-demand | 2.9087 | 107.6333
QLD | QRLE | Rocklea (Archerfield) | Energy Queensland | Winter | Non-coincident | 2024 | POE90 | Operational-demand | -3.7534 | NA
QLD | QRLE | Rocklea (Archerfield) | Energy Queensland | Winter | Coincident_unreconciled | 2025 | POE50 | Operational-demand | 2.7392 | NA
QLD | QRLE | Rocklea (Archerfield) | Energy Queensland | Winter | Coincident_unreconciled | 2025 | POE90 | Operational-demand | -1.5604 | NA
QLD | QRLE | Rocklea (Archerfield) | Energy Queensland | Winter | Non-coincident | 2025 | POE50 | Operational-demand | 2.4976 | 108.1797
QLD | QRLE | Rocklea (Archerfield) | Energy Queensland | Winter | Non-coincident | 2025 | POE90 | Operational-demand | -4.2092 | NA
QLD | QRLE | Rocklea (Archerfield) | Energy Queensland | Winter | Coincident_unreconciled | 2026 | POE50 | Operational-demand | 2.4699 | NA
QLD | QRLE | Rocklea (Archerfield) | Energy Queensland | Winter | Coincident_unreconciled | 2026 | POE90 | Operational-demand | -1.8583 | NA
QLD | QRLE | Rocklea (Archerfield) | Energy Queensland | Winter | Non-coincident | 2026 | POE50 | Operational-demand | 2.0774 | 108.7246
QLD | QRLE | Rocklea (Archerfield) | Energy Queensland | Winter | Non-coincident | 2026 | POE90 | Operational-demand | -4.6737 | NA
QLD | QRLE | Rocklea (Archerfield) | Energy Queensland | Winter | Coincident_unreconciled | 2027 | POE50 | Operational-demand | 2.2859 | NA
QLD | QRLE | Rocklea (Archerfield) | Energy Queensland | Winter | Coincident_unreconciled | 2027 | POE90 | Operational-demand | -2.0693 | NA
QLD | QRLE | Rocklea (Archerfield) | Energy Queensland | Winter | Non-coincident | 2027 | POE50 | Operational-demand | 1.7905 | 109.291
QLD | QRLE | Rocklea (Archerfield) | Energy Queensland | Winter | Non-coincident | 2027 | POE90 | Operational-demand | -5.0029 | NA
QLD | QRLE | Rocklea (Archerfield) | Energy Queensland | Winter | Coincident_unreconciled | 2028 | POE50 | Operational-demand | 2.1397 | NA
QLD | QRLE | Rocklea (Archerfield) | Energy Queensland | Winter | Coincident_unreconciled | 2028 | POE90 | Operational-demand | -2.2426 | NA
QLD | QRLE | Rocklea (Archerfield) | Energy Queensland | Winter | Non-coincident | 2028 | POE50 | Operational-demand | 1.5624 | 109.8804
QLD | QRLE | Rocklea (Archerfield) | Energy Queensland | Winter | Non-coincident | 2028 | POE90 | Operational-demand | -5.2732 | NA
QLD | QRLE | Rocklea (Archerfield) | Energy Queensland | Winter | Coincident_unreconciled | 2029 | POE50 | Operational-demand | 2.0473 | NA
QLD | QRLE | Rocklea (Archerfield) | Energy Queensland | Winter | Coincident_unreconciled | 2029 | POE90 | Operational-demand | -2.362 | NA
QLD | QRLE | Rocklea (Archerfield) | Energy Queensland | Winter | Non-coincident | 2029 | POE50 | Operational-demand | 1.4183 | 110.5181
QLD | QRLE | Rocklea (Archerfield) | Energy Queensland | Winter | Non-coincident | 2029 | POE90 | Operational-demand | -5.4594 | NA
QLD | QRLE | Rocklea (Archerfield) | Energy Queensland | Shoulder | Non-coincident | 2019 | BASEYEARPOE10 | Operational-demand | NA | 125.2338
QLD | QRLE | Rocklea (Archerfield) | Energy Queensland | Shoulder | Coincident | 2021 | POE10 | Operational-demand | NA | 101.6436
QLD | QRLE | Rocklea (Archerfield) | Energy Queensland | Shoulder | Coincident | 2021 | POE50 | Operational-demand | NA | 99.3831
QLD | QRLE | Rocklea (Archerfield) | Energy Queensland | Shoulder | Non-coincident | 2021 | POE10 | Operational-demand | NA | 122.9035
QLD | QRLE | Rocklea (Archerfield) | Energy Queensland | Shoulder | Coincident | 2022 | POE10 | Operational-demand | NA | 105.101
QLD | QRLE | Rocklea (Archerfield) | Energy Queensland | Shoulder | Coincident | 2022 | POE50 | Operational-demand | NA | 101.0409
QLD | QRLE | Rocklea (Archerfield) | Energy Queensland | Shoulder | Non-coincident | 2022 | POE10 | Operational-demand | NA | 121.3805
QLD | QRLE | Rocklea (Archerfield) | Energy Queensland | Shoulder | Coincident | 2023 | POE10 | Operational-demand | NA | 105.8715
QLD | QRLE | Rocklea (Archerfield) | Energy Queensland | Shoulder | Coincident | 2023 | POE50 | Operational-demand | NA | 102.2655
QLD | QRLE | Rocklea (Archerfield) | Energy Queensland | Shoulder | Non-coincident | 2023 | POE10 | Operational-demand | NA | 119.6674
QLD | QRLE | Rocklea (Archerfield) | Energy Queensland | Shoulder | Coincident | 2024 | POE10 | Operational-demand | NA | 107.0314
QLD | QRLE | Rocklea (Archerfield) | Energy Queensland | Shoulder | Coincident | 2024 | POE50 | Operational-demand | NA | 104.7419
QLD | QRLE | Rocklea (Archerfield) | Energy Queensland | Shoulder | Non-coincident | 2024 | POE10 | Operational-demand | NA | 120.2901
QLD | QRLE | Rocklea (Archerfield) | Energy Queensland | Shoulder | Coincident | 2025 | POE10 | Operational-demand | NA | 108.044
QLD | QRLE | Rocklea (Archerfield) | Energy Queensland | Shoulder | Coincident | 2025 | POE50 | Operational-demand | NA | 104.9633
QLD | QRLE | Rocklea (Archerfield) | Energy Queensland | Shoulder | Non-coincident | 2025 | POE10 | Operational-demand | NA | 121.0511
QLD | QRLE | Rocklea (Archerfield) | Energy Queensland | Shoulder | Coincident | 2026 | POE10 | Operational-demand | NA | 108.1816
QLD | QRLE | Rocklea (Archerfield) | Energy Queensland | Shoulder | Coincident | 2026 | POE50 | Operational-demand | NA | 105.6747
QLD | QRLE | Rocklea (Archerfield) | Energy Queensland | Shoulder | Non-coincident | 2026 | POE10 | Operational-demand | NA | 121.8339
QLD | QRLE | Rocklea (Archerfield) | Energy Queensland | Shoulder | Coincident | 2027 | POE10 | Operational-demand | NA | 108.4313
QLD | QRLE | Rocklea (Archerfield) | Energy Queensland | Shoulder | Coincident | 2027 | POE50 | Operational-demand | NA | 105.8152
QLD | QRLE | Rocklea (Archerfield) | Energy Queensland | Shoulder | Non-coincident | 2027 | POE10 | Operational-demand | NA | 122.6249
QLD | QRLE | Rocklea (Archerfield) | Energy Queensland | Shoulder | Coincident | 2028 | POE10 | Operational-demand | NA | 108.7443
QLD | QRLE | Rocklea (Archerfield) | Energy Queensland | Shoulder | Coincident | 2028 | POE50 | Operational-demand | NA | 106.3798
QLD | QRLE | Rocklea (Archerfield) | Energy Queensland | Shoulder | Non-coincident | 2028 | POE10 | Operational-demand | NA | 123.4474
QLD | QRLE | Rocklea (Archerfield) | Energy Queensland | Shoulder | Coincident | 2029 | POE10 | Operational-demand | NA | 110.5414
QLD | QRLE | Rocklea (Archerfield) | Energy Queensland | Shoulder | Coincident | 2029 | POE50 | Operational-demand | NA | 107.5051
QLD | QRLE | Rocklea (Archerfield) | Energy Queensland | Shoulder | Non-coincident | 2029 | POE10 | Operational-demand | NA | 124.3291
QLD | QRLE | Rocklea (Archerfield) | Energy Queensland | Shoulder | Coincident | 2030 | POE10 | Operational-demand | NA | 111.3682
QLD | QRLE | Rocklea (Archerfield) | Energy Queensland | Shoulder | Coincident | 2030 | POE50 | Operational-demand | NA | 108.4277
QLD | QRLE | Rocklea (Archerfield) | Energy Queensland | Shoulder | Non-coincident | 2030 | POE10 | Operational-demand | NA | 125.2669
QLD | QRLE | Rocklea (Archerfield) | Energy Queensland | Summer | Non-coincident | 2019 | BASEYEARPOE10 | Operational-demand | NA | 147.7634
QLD | QRLE | Rocklea (Archerfield) | Energy Queensland | Summer | Coincident | 2021 | POE10 | Operational-demand | NA | 122.7088
QLD | QRLE | Rocklea (Archerfield) | Energy Queensland | Summer | Coincident | 2021 | POE50 | Operational-demand | NA | 119.4808
QLD | QRLE | Rocklea (Archerfield) | Energy Queensland | Summer | Non-coincident | 2021 | POE10 | Operational-demand | NA | 163.3974
QLD | QRLE | Rocklea (Archerfield) | Energy Queensland | Summer | Coincident | 2022 | POE10 | Operational-demand | NA | 124.7203
QLD | QRLE | Rocklea (Archerfield) | Energy Queensland | Summer | Coincident | 2022 | POE50 | Operational-demand | NA | 121.1701
QLD | QRLE | Rocklea (Archerfield) | Energy Queensland | Summer | Non-coincident | 2022 | POE10 | Operational-demand | NA | 161.3802
QLD | QRLE | Rocklea (Archerfield) | Energy Queensland | Summer | Coincident | 2023 | POE10 | Operational-demand | NA | 125.0381
QLD | QRLE | Rocklea (Archerfield) | Energy Queensland | Summer | Coincident | 2023 | POE50 | Operational-demand | NA | 121.1235
QLD | QRLE | Rocklea (Archerfield) | Energy Queensland | Summer | Non-coincident | 2023 | POE10 | Operational-demand | NA | 159.1024
QLD | QRLE | Rocklea (Archerfield) | Energy Queensland | Summer | Coincident | 2024 | POE10 | Operational-demand | NA | 126.9927
QLD | QRLE | Rocklea (Archerfield) | Energy Queensland | Summer | Coincident | 2024 | POE50 | Operational-demand | NA | 123.1123
QLD | QRLE | Rocklea (Archerfield) | Energy Queensland | Summer | Non-coincident | 2024 | POE10 | Operational-demand | NA | 159.221
QLD | QRLE | Rocklea (Archerfield) | Energy Queensland | Summer | Coincident | 2025 | POE10 | Operational-demand | NA | 127.1189
QLD | QRLE | Rocklea (Archerfield) | Energy Queensland | Summer | Coincident | 2025 | POE50 | Operational-demand | NA | 123.8624
QLD | QRLE | Rocklea (Archerfield) | Energy Queensland | Summer | Non-coincident | 2025 | POE10 | Operational-demand | NA | 159.9009
QLD | QRLE | Rocklea (Archerfield) | Energy Queensland | Summer | Coincident | 2026 | POE10 | Operational-demand | NA | 128.3936
QLD | QRLE | Rocklea (Archerfield) | Energy Queensland | Summer | Coincident | 2026 | POE50 | Operational-demand | NA | 124.6823
QLD | QRLE | Rocklea (Archerfield) | Energy Queensland | Summer | Non-coincident | 2026 | POE10 | Operational-demand | NA | 160.6051
QLD | QRLE | Rocklea (Archerfield) | Energy Queensland | Summer | Coincident | 2027 | POE10 | Operational-demand | NA | 128.1241
QLD | QRLE | Rocklea (Archerfield) | Energy Queensland | Summer | Coincident | 2027 | POE50 | Operational-demand | NA | 124.8452
QLD | QRLE | Rocklea (Archerfield) | Energy Queensland | Summer | Non-coincident | 2027 | POE10 | Operational-demand | NA | 161.3419
QLD | QRLE | Rocklea (Archerfield) | Energy Queensland | Summer | Coincident | 2028 | POE10 | Operational-demand | NA | 128.938
QLD | QRLE | Rocklea (Archerfield) | Energy Queensland | Summer | Coincident | 2028 | POE50 | Operational-demand | NA | 125.5717
QLD | QRLE | Rocklea (Archerfield) | Energy Queensland | Summer | Non-coincident | 2028 | POE10 | Operational-demand | NA | 162.1334
QLD | QRLE | Rocklea (Archerfield) | Energy Queensland | Summer | Coincident | 2029 | POE10 | Operational-demand | NA | 129.3692
QLD | QRLE | Rocklea (Archerfield) | Energy Queensland | Summer | Coincident | 2029 | POE50 | Operational-demand | NA | 126.5335
QLD | QRLE | Rocklea (Archerfield) | Energy Queensland | Summer | Non-coincident | 2029 | POE10 | Operational-demand | NA | 162.995
QLD | QRLE | Rocklea (Archerfield) | Energy Queensland | Summer | Coincident | 2030 | POE10 | Operational-demand | NA | 130.307
QLD | QRLE | Rocklea (Archerfield) | Energy Queensland | Summer | Coincident | 2030 | POE50 | Operational-demand | NA | 126.7797
QLD | QRLE | Rocklea (Archerfield) | Energy Queensland | Summer | Non-coincident | 2030 | POE10 | Operational-demand | NA | 163.8625
QLD | QRLE | Rocklea (Archerfield) | Energy Queensland | Winter | Non-coincident | 2019 | BASEYEARPOE10 | Operational-demand | NA | 119.8209
QLD | QRLE | Rocklea (Archerfield) | Energy Queensland | Winter | Coincident | 2020 | POE10 | Operational-demand | NA | 94.6019
QLD | QRLE | Rocklea (Archerfield) | Energy Queensland | Winter | Coincident | 2020 | POE50 | Operational-demand | NA | 89.8845
QLD | QRLE | Rocklea (Archerfield) | Energy Queensland | Winter | Non-coincident | 2020 | POE10 | Operational-demand | NA | 118.8002
QLD | QRLE | Rocklea (Archerfield) | Energy Queensland | Winter | Coincident | 2021 | POE10 | Operational-demand | NA | 94.587
QLD | QRLE | Rocklea (Archerfield) | Energy Queensland | Winter | Coincident | 2021 | POE50 | Operational-demand | NA | 89.8457
QLD | QRLE | Rocklea (Archerfield) | Energy Queensland | Winter | Non-coincident | 2021 | POE10 | Operational-demand | NA | 118.5938
QLD | QRLE | Rocklea (Archerfield) | Energy Queensland | Winter | Coincident | 2022 | POE10 | Operational-demand | NA | 97.3162
QLD | QRLE | Rocklea (Archerfield) | Energy Queensland | Winter | Coincident | 2022 | POE50 | Operational-demand | NA | 92.4533
QLD | QRLE | Rocklea (Archerfield) | Energy Queensland | Winter | Non-coincident | 2022 | POE10 | Operational-demand | NA | 117.3825
QLD | QRLE | Rocklea (Archerfield) | Energy Queensland | Winter | Coincident | 2023 | POE10 | Operational-demand | NA | 98.8556
QLD | QRLE | Rocklea (Archerfield) | Energy Queensland | Winter | Coincident | 2023 | POE50 | Operational-demand | NA | 93.8264
QLD | QRLE | Rocklea (Archerfield) | Energy Queensland | Winter | Non-coincident | 2023 | POE10 | Operational-demand | NA | 116.9274
QLD | QRLE | Rocklea (Archerfield) | Energy Queensland | Winter | Coincident | 2024 | POE10 | Operational-demand | NA | 100.9637
QLD | QRLE | Rocklea (Archerfield) | Energy Queensland | Winter | Coincident | 2024 | POE50 | Operational-demand | NA | 95.458
QLD | QRLE | Rocklea (Archerfield) | Energy Queensland | Winter | Non-coincident | 2024 | POE10 | Operational-demand | NA | 117.5112
QLD | QRLE | Rocklea (Archerfield) | Energy Queensland | Winter | Coincident | 2025 | POE10 | Operational-demand | NA | 101.2899
QLD | QRLE | Rocklea (Archerfield) | Energy Queensland | Winter | Coincident | 2025 | POE50 | Operational-demand | NA | 95.9718
QLD | QRLE | Rocklea (Archerfield) | Energy Queensland | Winter | Non-coincident | 2025 | POE10 | Operational-demand | NA | 118.1241
QLD | QRLE | Rocklea (Archerfield) | Energy Queensland | Winter | Coincident | 2026 | POE10 | Operational-demand | NA | 101.8763
QLD | QRLE | Rocklea (Archerfield) | Energy Queensland | Winter | Coincident | 2026 | POE50 | Operational-demand | NA | 96.7096
QLD | QRLE | Rocklea (Archerfield) | Energy Queensland | Winter | Non-coincident | 2026 | POE10 | Operational-demand | NA | 118.7352
QLD | QRLE | Rocklea (Archerfield) | Energy Queensland | Winter | Coincident | 2027 | POE10 | Operational-demand | NA | 102.4284
QLD | QRLE | Rocklea (Archerfield) | Energy Queensland | Winter | Coincident | 2027 | POE50 | Operational-demand | NA | 97.2445
QLD | QRLE | Rocklea (Archerfield) | Energy Queensland | Winter | Non-coincident | 2027 | POE10 | Operational-demand | NA | 119.3645
QLD | QRLE | Rocklea (Archerfield) | Energy Queensland | Winter | Coincident | 2028 | POE10 | Operational-demand | NA | 104.1803
QLD | QRLE | Rocklea (Archerfield) | Energy Queensland | Winter | Coincident | 2028 | POE50 | Operational-demand | NA | 98.1451
QLD | QRLE | Rocklea (Archerfield) | Energy Queensland | Winter | Non-coincident | 2028 | POE10 | Operational-demand | NA | 120.0169
QLD | QRLE | Rocklea (Archerfield) | Energy Queensland | Winter | Coincident | 2029 | POE10 | Operational-demand | NA | 104.3848
QLD | QRLE | Rocklea (Archerfield) | Energy Queensland | Winter | Coincident | 2029 | POE50 | Operational-demand | NA | 98.8562
QLD | QRLE | Rocklea (Archerfield) | Energy Queensland | Winter | Non-coincident | 2029 | POE10 | Operational-demand | NA | 120.7175
QLD | QROS | Ross | Energy Queensland | Shoulder | Coincident | 2017 | ACTUAL_OPG | Operational-demand | 15.0848 | 28.9539
QLD | QROS | Ross | Energy Queensland | Shoulder | Coincident | 2017 | ACTUAL_RAW | Operational-demand | 15.0848 | 28.9539
QLD | QROS | Ross | Energy Queensland | Shoulder | Non-coincident | 2017 | ACTUAL_RAW | Operational-demand | 4.0613 | 29.4431
QLD | QROS | Ross | Energy Queensland | Shoulder | Non-coincident | 2017 | ACTUAL_OPG | Operational-demand | 4.0613 | 29.4431
QLD | QROS | Ross | Energy Queensland | Shoulder | Non-coincident | 2017 | ACTUAL_ADJUSTEDOPG | Operational-demand | 4.0613 | 29.4431
QLD | QROS | Ross | Energy Queensland | Shoulder | Coincident | 2018 | ACTUAL_OPG | Operational-demand | 16.7799 | 27.1299
QLD | QROS | Ross | Energy Queensland | Shoulder | Coincident | 2018 | ACTUAL_RAW | Operational-demand | 16.7799 | 27.1299
QLD | QROS | Ross | Energy Queensland | Shoulder | Non-coincident | 2018 | ACTUAL_RAW | Operational-demand | -38.2436 | 34.5329
QLD | QROS | Ross | Energy Queensland | Shoulder | Non-coincident | 2018 | ACTUAL_OPG | Operational-demand | -3.9667 | 34.5329
QLD | QROS | Ross | Energy Queensland | Shoulder | Non-coincident | 2018 | ACTUAL_ADJUSTEDOPG | Operational-demand | -3.9667 | 34.5329
QLD | QROS | Ross | Energy Queensland | Shoulder | Coincident | 2019 | ACTUAL_OPG | Operational-demand | 17.3514 | 35.1681
QLD | QROS | Ross | Energy Queensland | Shoulder | Coincident | 2019 | ACTUAL_RAW | Operational-demand | -26.5666 | -5.6079
QLD | QROS | Ross | Energy Queensland | Shoulder | Non-coincident | 2019 | ACTUAL_RAW | Operational-demand | -34.7989 | 36.5942
QLD | QROS | Ross | Energy Queensland | Shoulder | Non-coincident | 2019 | ACTUAL_OPG | Operational-demand | 10.0953 | 36.1602
QLD | QROS | Ross | Energy Queensland | Shoulder | Non-coincident | 2019 | ACTUAL_ADJUSTEDOPG | Operational-demand | 10.0953 | 36.1602
QLD | QROS | Ross | Energy Queensland | Shoulder | Non-coincident | 2019 | BASEYEARPOE90 | Operational-demand | 9.3118 | NA
QLD | QROS | Ross | Energy Queensland | Shoulder | Non-coincident | 2019 | BASEYEARPOE50 | Operational-demand | 10.6027 | 33.0395
QLD | QROS | Ross | Energy Queensland | Shoulder | Coincident | 2020 | ACTUAL_OPG | Operational-demand | 13.139 | 28.9427
QLD | QROS | Ross | Energy Queensland | Shoulder | Coincident | 2020 | ACTUAL_RAW | Operational-demand | 4.005 | 29.3927
QLD | QROS | Ross | Energy Queensland | Shoulder | Non-coincident | 2020 | ACTUAL_RAW | Operational-demand | -36.3493 | 29.5444
QLD | QROS | Ross | Energy Queensland | Shoulder | Non-coincident | 2020 | ACTUAL_OPG | Operational-demand | 6.0089 | 30.5082
QLD | QROS | Ross | Energy Queensland | Shoulder | Non-coincident | 2020 | ACTUAL_ADJUSTEDOPG | Operational-demand | 6.0089 | 30.5082
QLD | QROS | Ross | Energy Queensland | Shoulder | Coincident_unreconciled | 2021 | POE90 | Operational-demand | 8 | NA
QLD | QROS | Ross | Energy Queensland | Shoulder | Coincident_unreconciled | 2021 | POE50 | Operational-demand | 10 | NA
QLD | QROS | Ross | Energy Queensland | Shoulder | Non-coincident | 2021 | POE50 | Operational-demand | 5 | 36.2947
QLD | QROS | Ross | Energy Queensland | Shoulder | Non-coincident | 2021 | POE90 | Operational-demand | 1.6735 | NA
QLD | QROS | Ross | Energy Queensland | Shoulder | Coincident_unreconciled | 2022 | POE90 | Operational-demand | 11.7597 | NA
QLD | QROS | Ross | Energy Queensland | Shoulder | Coincident_unreconciled | 2022 | POE50 | Operational-demand | 13.7574 | NA
QLD | QROS | Ross | Energy Queensland | Shoulder | Non-coincident | 2022 | POE50 | Operational-demand | 6.4236 | 38.2486
QLD | QROS | Ross | Energy Queensland | Shoulder | Non-coincident | 2022 | POE90 | Operational-demand | 3.0979 | NA
QLD | QROS | Ross | Energy Queensland | Shoulder | Coincident_unreconciled | 2023 | POE90 | Operational-demand | 10.3363 | NA
QLD | QROS | Ross | Energy Queensland | Shoulder | Coincident_unreconciled | 2023 | POE50 | Operational-demand | 12.3342 | NA
QLD | QROS | Ross | Energy Queensland | Shoulder | Non-coincident | 2023 | POE50 | Operational-demand | 5.8844 | 38.2534
QLD | QROS | Ross | Energy Queensland | Shoulder | Non-coincident | 2023 | POE90 | Operational-demand | 2.5586 | NA
QLD | QROS | Ross | Energy Queensland | Shoulder | Coincident_unreconciled | 2024 | POE90 | Operational-demand | 8.9834 | NA
QLD | QROS | Ross | Energy Queensland | Shoulder | Coincident_unreconciled | 2024 | POE50 | Operational-demand | 10.9817 | NA
QLD | QROS | Ross | Energy Queensland | Shoulder | Non-coincident | 2024 | POE50 | Operational-demand | 5.3719 | 38.2673
QLD | QROS | Ross | Energy Queensland | Shoulder | Non-coincident | 2024 | POE90 | Operational-demand | 2.0461 | NA
QLD | QROS | Ross | Energy Queensland | Shoulder | Coincident_unreconciled | 2025 | POE90 | Operational-demand | 7.8249 | NA
QLD | QROS | Ross | Energy Queensland | Shoulder | Coincident_unreconciled | 2025 | POE50 | Operational-demand | 9.8235 | NA
QLD | QROS | Ross | Energy Queensland | Shoulder | Non-coincident | 2025 | POE50 | Operational-demand | 4.9331 | 38.2941
QLD | QROS | Ross | Energy Queensland | Shoulder | Non-coincident | 2025 | POE90 | Operational-demand | 1.6071 | NA
QLD | QROS | Ross | Energy Queensland | Shoulder | Coincident_unreconciled | 2026 | POE90 | Operational-demand | 6.7455 | NA
QLD | QROS | Ross | Energy Queensland | Shoulder | Coincident_unreconciled | 2026 | POE50 | Operational-demand | 8.7443 | NA
QLD | QROS | Ross | Energy Queensland | Shoulder | Non-coincident | 2026 | POE50 | Operational-demand | 4.5242 | 38.3383
QLD | QROS | Ross | Energy Queensland | Shoulder | Non-coincident | 2026 | POE90 | Operational-demand | 1.1982 | NA
QLD | QROS | Ross | Energy Queensland | Shoulder | Coincident_unreconciled | 2027 | POE90 | Operational-demand | 5.832 | NA
QLD | QROS | Ross | Energy Queensland | Shoulder | Coincident_unreconciled | 2027 | POE50 | Operational-demand | 7.8315 | NA
QLD | QROS | Ross | Energy Queensland | Shoulder | Non-coincident | 2027 | POE50 | Operational-demand | 4.1784 | 38.4216
QLD | QROS | Ross | Energy Queensland | Shoulder | Non-coincident | 2027 | POE90 | Operational-demand | 0.85204 | NA
QLD | QROS | Ross | Energy Queensland | Shoulder | Coincident_unreconciled | 2028 | POE90 | Operational-demand | 5.1322 | NA
QLD | QROS | Ross | Energy Queensland | Shoulder | Coincident_unreconciled | 2028 | POE50 | Operational-demand | 7.1329 | NA
QLD | QROS | Ross | Energy Queensland | Shoulder | Non-coincident | 2028 | POE50 | Operational-demand | 3.9137 | 38.5494
QLD | QROS | Ross | Energy Queensland | Shoulder | Non-coincident | 2028 | POE90 | Operational-demand | 0.58689 | NA
QLD | QROS | Ross | Energy Queensland | Shoulder | Coincident_unreconciled | 2029 | POE90 | Operational-demand | 4.5138 | NA
QLD | QROS | Ross | Energy Queensland | Shoulder | Coincident_unreconciled | 2029 | POE50 | Operational-demand | 6.5155 | NA
QLD | QROS | Ross | Energy Queensland | Shoulder | Non-coincident | 2029 | POE50 | Operational-demand | 3.6798 | 38.7213
QLD | QROS | Ross | Energy Queensland | Shoulder | Non-coincident | 2029 | POE90 | Operational-demand | 0.35257 | NA
QLD | QROS | Ross | Energy Queensland | Shoulder | Coincident_unreconciled | 2030 | POE90 | Operational-demand | 4.0403 | NA
QLD | QROS | Ross | Energy Queensland | Shoulder | Coincident_unreconciled | 2030 | POE50 | Operational-demand | 6.0431 | NA
QLD | QROS | Ross | Energy Queensland | Shoulder | Non-coincident | 2030 | POE50 | Operational-demand | 3.5008 | 38.971
QLD | QROS | Ross | Energy Queensland | Shoulder | Non-coincident | 2030 | POE90 | Operational-demand | 0.17318 | NA
QLD | QROS | Ross | Energy Queensland | Summer | Coincident | 2017 | ACTUAL_OPG | Operational-demand | 14.8877 | 26.67
QLD | QROS | Ross | Energy Queensland | Summer | Coincident | 2017 | ACTUAL_RAW | Operational-demand | 14.8877 | 26.67
QLD | QROS | Ross | Energy Queensland | Summer | Non-coincident | 2017 | ACTUAL_RAW | Operational-demand | 5.3616 | 37.5082
QLD | QROS | Ross | Energy Queensland | Summer | Non-coincident | 2017 | ACTUAL_OPG | Operational-demand | 5.3616 | 37.5082
QLD | QROS | Ross | Energy Queensland | Summer | Non-coincident | 2017 | ACTUAL_ADJUSTEDOPG | Operational-demand | 5.3616 | 37.5082
QLD | QROS | Ross | Energy Queensland | Summer | Coincident | 2018 | ACTUAL_OPG | Operational-demand | 14.1969 | 30.2669
QLD | QROS | Ross | Energy Queensland | Summer | Coincident | 2018 | ACTUAL_RAW | Operational-demand | 14.1969 | 28.8509
QLD | QROS | Ross | Energy Queensland | Summer | Non-coincident | 2018 | ACTUAL_RAW | Operational-demand | -28.0961 | 35.2059
QLD | QROS | Ross | Energy Queensland | Summer | Non-coincident | 2018 | ACTUAL_OPG | Operational-demand | 6.7646 | 36.249
QLD | QROS | Ross | Energy Queensland | Summer | Non-coincident | 2018 | ACTUAL_ADJUSTEDOPG | Operational-demand | 6.7646 | 36.249
QLD | QROS | Ross | Energy Queensland | Summer | Coincident | 2019 | ACTUAL_OPG | Operational-demand | 22.6833 | 31.637
QLD | QROS | Ross | Energy Queensland | Summer | Coincident | 2019 | ACTUAL_RAW | Operational-demand | 23.0393 | 11.797
QLD | QROS | Ross | Energy Queensland | Summer | Non-coincident | 2019 | ACTUAL_RAW | Operational-demand | -31.3729 | 40.7638
QLD | QROS | Ross | Energy Queensland | Summer | Non-coincident | 2019 | ACTUAL_OPG | Operational-demand | 13.4506 | 40.3998
QLD | QROS | Ross | Energy Queensland | Summer | Non-coincident | 2019 | ACTUAL_ADJUSTEDOPG | Operational-demand | 13.4506 | 40.3998
QLD | QROS | Ross | Energy Queensland | Summer | Non-coincident | 2019 | BASEYEARPOE90 | Operational-demand | 10.4486 | NA
QLD | QROS | Ross | Energy Queensland | Summer | Non-coincident | 2019 | BASEYEARPOE50 | Operational-demand | 12.5206 | 38.7012
QLD | QROS | Ross | Energy Queensland | Summer | Coincident | 2020 | ACTUAL_OPG | Operational-demand | 13.8222 | 28.7465
QLD | QROS | Ross | Energy Queensland | Summer | Coincident | 2020 | ACTUAL_RAW | Operational-demand | 4.6962 | -10.3915
QLD | QROS | Ross | Energy Queensland | Summer | Non-coincident | 2020 | ACTUAL_RAW | Operational-demand | -36.9477 | 45.238
QLD | QROS | Ross | Energy Queensland | Summer | Non-coincident | 2020 | ACTUAL_OPG | Operational-demand | 9.2167 | 44.81
QLD | QROS | Ross | Energy Queensland | Summer | Non-coincident | 2020 | ACTUAL_ADJUSTEDOPG | Operational-demand | 9.2167 | 39.5033
QLD | QROS | Ross | Energy Queensland | Summer | Coincident_unreconciled | 2021 | POE50 | Operational-demand | 15 | NA
QLD | QROS | Ross | Energy Queensland | Summer | Coincident_unreconciled | 2021 | POE90 | Operational-demand | 10.4439 | NA
QLD | QROS | Ross | Energy Queensland | Summer | Non-coincident | 2021 | POE50 | Operational-demand | 5 | 38.9528
QLD | QROS | Ross | Energy Queensland | Summer | Non-coincident | 2021 | POE90 | Operational-demand | 1.2268 | NA
QLD | QROS | Ross | Energy Queensland | Summer | Coincident_unreconciled | 2022 | POE50 | Operational-demand | 17.411 | NA
QLD | QROS | Ross | Energy Queensland | Summer | Coincident_unreconciled | 2022 | POE90 | Operational-demand | 12.8592 | NA
QLD | QROS | Ross | Energy Queensland | Summer | Non-coincident | 2022 | POE50 | Operational-demand | 6.493 | 40.8991
QLD | QROS | Ross | Energy Queensland | Summer | Non-coincident | 2022 | POE90 | Operational-demand | 3.0053 | NA
QLD | QROS | Ross | Energy Queensland | Summer | Coincident_unreconciled | 2023 | POE50 | Operational-demand | 16.6371 | NA
QLD | QROS | Ross | Energy Queensland | Summer | Coincident_unreconciled | 2023 | POE90 | Operational-demand | 12.0849 | NA
QLD | QROS | Ross | Energy Queensland | Summer | Non-coincident | 2023 | POE50 | Operational-demand | 6.0137 | 40.9017
QLD | QROS | Ross | Energy Queensland | Summer | Non-coincident | 2023 | POE90 | Operational-demand | 2.8121 | NA
QLD | QROS | Ross | Energy Queensland | Summer | Coincident_unreconciled | 2024 | POE50 | Operational-demand | 15.8935 | NA
QLD | QROS | Ross | Energy Queensland | Summer | Coincident_unreconciled | 2024 | POE90 | Operational-demand | 11.3407 | NA
QLD | QROS | Ross | Energy Queensland | Summer | Non-coincident | 2024 | POE50 | Operational-demand | 5.5533 | 40.9068
QLD | QROS | Ross | Energy Queensland | Summer | Non-coincident | 2024 | POE90 | Operational-demand | 2.6351 | NA
QLD | QROS | Ross | Energy Queensland | Summer | Coincident_unreconciled | 2025 | POE50 | Operational-demand | 15.2554 | NA
QLD | QROS | Ross | Energy Queensland | Summer | Coincident_unreconciled | 2025 | POE90 | Operational-demand | 10.702 | NA
QLD | QROS | Ross | Energy Queensland | Summer | Non-coincident | 2025 | POE50 | Operational-demand | 5.1581 | 40.9175
QLD | QROS | Ross | Energy Queensland | Summer | Non-coincident | 2025 | POE90 | Operational-demand | 2.3385 | NA
QLD | QROS | Ross | Energy Queensland | Summer | Coincident_unreconciled | 2026 | POE50 | Operational-demand | 14.6581 | NA
QLD | QROS | Ross | Energy Queensland | Summer | Coincident_unreconciled | 2026 | POE90 | Operational-demand | 10.1044 | NA
QLD | QROS | Ross | Energy Queensland | Summer | Non-coincident | 2026 | POE50 | Operational-demand | 4.7883 | 40.9432
QLD | QROS | Ross | Energy Queensland | Summer | Non-coincident | 2026 | POE90 | Operational-demand | 1.9684 | NA
QLD | QROS | Ross | Energy Queensland | Summer | Coincident_unreconciled | 2027 | POE50 | Operational-demand | 14.1543 | NA
QLD | QROS | Ross | Energy Queensland | Summer | Coincident_unreconciled | 2027 | POE90 | Operational-demand | 9.5991 | NA
QLD | QROS | Ross | Energy Queensland | Summer | Non-coincident | 2027 | POE50 | Operational-demand | 4.4763 | 41.0098
QLD | QROS | Ross | Energy Queensland | Summer | Non-coincident | 2027 | POE90 | Operational-demand | 1.6556 | NA
QLD | QROS | Ross | Energy Queensland | Summer | Coincident_unreconciled | 2028 | POE50 | Operational-demand | 13.7673 | NA
QLD | QROS | Ross | Energy Queensland | Summer | Coincident_unreconciled | 2028 | POE90 | Operational-demand | 9.2099 | NA
QLD | QROS | Ross | Energy Queensland | Summer | Non-coincident | 2028 | POE50 | Operational-demand | 4.2367 | 41.1215
QLD | QROS | Ross | Energy Queensland | Summer | Non-coincident | 2028 | POE90 | Operational-demand | 1.4145 | NA
QLD | QROS | Ross | Energy Queensland | Summer | Coincident_unreconciled | 2029 | POE50 | Operational-demand | 13.4292 | NA
QLD | QROS | Ross | Energy Queensland | Summer | Coincident_unreconciled | 2029 | POE90 | Operational-demand | 8.8698 | NA
QLD | QROS | Ross | Energy Queensland | Summer | Non-coincident | 2029 | POE50 | Operational-demand | 4.0273 | 41.2913
QLD | QROS | Ross | Energy Queensland | Summer | Non-coincident | 2029 | POE90 | Operational-demand | 1.2039 | NA
QLD | QROS | Ross | Energy Queensland | Summer | Coincident_unreconciled | 2030 | POE50 | Operational-demand | 13.1821 | NA
QLD | QROS | Ross | Energy Queensland | Summer | Coincident_unreconciled | 2030 | POE90 | Operational-demand | 8.6207 | NA
QLD | QROS | Ross | Energy Queensland | Summer | Non-coincident | 2030 | POE50 | Operational-demand | 3.8743 | 41.514
QLD | QROS | Ross | Energy Queensland | Summer | Non-coincident | 2030 | POE90 | Operational-demand | 1.0497 | NA
QLD | QROS | Ross | Energy Queensland | Winter | Coincident | 2016 | ACTUAL_OPG | Operational-demand | 11.774 | 20.5375
QLD | QROS | Ross | Energy Queensland | Winter | Coincident | 2016 | ACTUAL_RAW | Operational-demand | 11.774 | 20.5375
QLD | QROS | Ross | Energy Queensland | Winter | Non-coincident | 2016 | ACTUAL_RAW | Operational-demand | 10.0939 | 28.2458
QLD | QROS | Ross | Energy Queensland | Winter | Non-coincident | 2016 | ACTUAL_OPG | Operational-demand | 10.0939 | 28.2458
QLD | QROS | Ross | Energy Queensland | Winter | Non-coincident | 2016 | ACTUAL_ADJUSTEDOPG | Operational-demand | 10.0939 | 28.2458
QLD | QROS | Ross | Energy Queensland | Winter | Coincident | 2017 | ACTUAL_OPG | Operational-demand | 8.5504 | 21.5175
QLD | QROS | Ross | Energy Queensland | Winter | Coincident | 2017 | ACTUAL_RAW | Operational-demand | 8.5504 | 21.5175
QLD | QROS | Ross | Energy Queensland | Winter | Non-coincident | 2017 | ACTUAL_RAW | Operational-demand | 8.3483 | 26.1557
QLD | QROS | Ross | Energy Queensland | Winter | Non-coincident | 2017 | ACTUAL_OPG | Operational-demand | 8.3483 | 26.1557
QLD | QROS | Ross | Energy Queensland | Winter | Non-coincident | 2017 | ACTUAL_ADJUSTEDOPG | Operational-demand | 8.3483 | 26.1557
QLD | QROS | Ross | Energy Queensland | Winter | Coincident | 2018 | ACTUAL_OPG | Operational-demand | 18.046 | 26.7489
QLD | QROS | Ross | Energy Queensland | Winter | Coincident | 2018 | ACTUAL_RAW | Operational-demand | -26.852 | 26.9929
QLD | QROS | Ross | Energy Queensland | Winter | Non-coincident | 2018 | ACTUAL_RAW | Operational-demand | -29.6071 | 28.4968
QLD | QROS | Ross | Energy Queensland | Winter | Non-coincident | 2018 | ACTUAL_OPG | Operational-demand | 11.7733 | 37.4619
QLD | QROS | Ross | Energy Queensland | Winter | Non-coincident | 2018 | ACTUAL_ADJUSTEDOPG | Operational-demand | 11.7733 | 29.519
QLD | QROS | Ross | Energy Queensland | Winter | Coincident | 2019 | ACTUAL_OPG | Operational-demand | 19.2194 | 28.7766
QLD | QROS | Ross | Energy Queensland | Winter | Coincident | 2019 | ACTUAL_RAW | Operational-demand | -34.3366 | 29.1726
QLD | QROS | Ross | Energy Queensland | Winter | Non-coincident | 2019 | ACTUAL_RAW | Operational-demand | -37.4083 | 31.9453
QLD | QROS | Ross | Energy Queensland | Winter | Non-coincident | 2019 | ACTUAL_OPG | Operational-demand | 4.0856 | 61.6151
QLD | QROS | Ross | Energy Queensland | Winter | Non-coincident | 2019 | ACTUAL_ADJUSTEDOPG | Operational-demand | 4.0856 | 31.4973
QLD | QROS | Ross | Energy Queensland | Winter | Non-coincident | 2019 | BASEYEARPOE90 | Operational-demand | 5.2454 | NA
QLD | QROS | Ross | Energy Queensland | Winter | Non-coincident | 2019 | BASEYEARPOE50 | Operational-demand | 6.3951 | 30.2873
QLD | QROS | Ross | Energy Queensland | Winter | Coincident_unreconciled | 2020 | POE90 | Operational-demand | 8.945 | NA
QLD | QROS | Ross | Energy Queensland | Winter | Coincident_unreconciled | 2020 | POE50 | Operational-demand | 10 | NA
QLD | QROS | Ross | Energy Queensland | Winter | Non-coincident | 2020 | POE50 | Operational-demand | 5 | 30.5085
QLD | QROS | Ross | Energy Queensland | Winter | Non-coincident | 2020 | POE90 | Operational-demand | 4.5633 | NA
QLD | QROS | Ross | Energy Queensland | Winter | Coincident_unreconciled | 2021 | POE90 | Operational-demand | 7.6661 | NA
QLD | QROS | Ross | Energy Queensland | Winter | Coincident_unreconciled | 2021 | POE50 | Operational-demand | 8.7137 | NA
QLD | QROS | Ross | Energy Queensland | Winter | Non-coincident | 2021 | POE50 | Operational-demand | 4.3754 | 30.4628
QLD | QROS | Ross | Energy Queensland | Winter | Non-coincident | 2021 | POE90 | Operational-demand | 3.9423 | NA
QLD | QROS | Ross | Energy Queensland | Winter | Coincident_unreconciled | 2022 | POE90 | Operational-demand | 10.683 | NA
QLD | QROS | Ross | Energy Queensland | Winter | Coincident_unreconciled | 2022 | POE50 | Operational-demand | 11.7311 | NA
QLD | QROS | Ross | Energy Queensland | Winter | Non-coincident | 2022 | POE50 | Operational-demand | 5.8406 | 32.4389
QLD | QROS | Ross | Energy Queensland | Winter | Non-coincident | 2022 | POE90 | Operational-demand | 5.4074 | NA
QLD | QROS | Ross | Energy Queensland | Winter | Coincident_unreconciled | 2023 | POE90 | Operational-demand | 9.5654 | NA
QLD | QROS | Ross | Energy Queensland | Winter | Coincident_unreconciled | 2023 | POE50 | Operational-demand | 10.6136 | NA
QLD | QROS | Ross | Energy Queensland | Winter | Non-coincident | 2023 | POE50 | Operational-demand | 5.298 | 32.4414
QLD | QROS | Ross | Energy Queensland | Winter | Non-coincident | 2023 | POE90 | Operational-demand | 4.8646 | NA
QLD | QROS | Ross | Energy Queensland | Winter | Coincident_unreconciled | 2024 | POE90 | Operational-demand | 8.6234 | NA
QLD | QROS | Ross | Energy Queensland | Winter | Coincident_unreconciled | 2024 | POE50 | Operational-demand | 9.6723 | NA
QLD | QROS | Ross | Energy Queensland | Winter | Non-coincident | 2024 | POE50 | Operational-demand | 4.8409 | 32.4533
QLD | QROS | Ross | Energy Queensland | Winter | Non-coincident | 2024 | POE90 | Operational-demand | 4.4072 | NA
QLD | QROS | Ross | Energy Queensland | Winter | Coincident_unreconciled | 2025 | POE90 | Operational-demand | 7.7492 | NA
QLD | QROS | Ross | Energy Queensland | Winter | Coincident_unreconciled | 2025 | POE50 | Operational-demand | 8.7983 | NA
QLD | QROS | Ross | Energy Queensland | Winter | Non-coincident | 2025 | POE50 | Operational-demand | 4.4165 | 32.4716
QLD | QROS | Ross | Energy Queensland | Winter | Non-coincident | 2025 | POE90 | Operational-demand | 3.9827 | NA
QLD | QROS | Ross | Energy Queensland | Winter | Coincident_unreconciled | 2026 | POE90 | Operational-demand | 6.9341 | NA
QLD | QROS | Ross | Energy Queensland | Winter | Coincident_unreconciled | 2026 | POE50 | Operational-demand | 7.9836 | NA
QLD | QROS | Ross | Energy Queensland | Winter | Non-coincident | 2026 | POE50 | Operational-demand | 4.0208 | 32.5108
QLD | QROS | Ross | Energy Queensland | Winter | Non-coincident | 2026 | POE90 | Operational-demand | 3.5868 | NA
QLD | QROS | Ross | Energy Queensland | Winter | Coincident_unreconciled | 2027 | POE90 | Operational-demand | 6.2867 | NA
QLD | QROS | Ross | Energy Queensland | Winter | Coincident_unreconciled | 2027 | POE50 | Operational-demand | 7.3378 | NA
QLD | QROS | Ross | Energy Queensland | Winter | Non-coincident | 2027 | POE50 | Operational-demand | 3.7072 | 32.5918
QLD | QROS | Ross | Energy Queensland | Winter | Non-coincident | 2027 | POE90 | Operational-demand | 3.2725 | NA
QLD | QROS | Ross | Energy Queensland | Winter | Coincident_unreconciled | 2028 | POE90 | Operational-demand | 5.8005 | NA
QLD | QROS | Ross | Energy Queensland | Winter | Coincident_unreconciled | 2028 | POE50 | Operational-demand | 6.8533 | NA
QLD | QROS | Ross | Energy Queensland | Winter | Non-coincident | 2028 | POE50 | Operational-demand | 3.4719 | 32.71
QLD | QROS | Ross | Energy Queensland | Winter | Non-coincident | 2028 | POE90 | Operational-demand | 3.0364 | NA
QLD | QROS | Ross | Energy Queensland | Winter | Coincident_unreconciled | 2029 | POE90 | Operational-demand | 5.3076 | NA
QLD | QROS | Ross | Energy Queensland | Winter | Coincident_unreconciled | 2029 | POE50 | Operational-demand | 6.3616 | NA
QLD | QROS | Ross | Energy Queensland | Winter | Non-coincident | 2029 | POE50 | Operational-demand | 3.2331 | 32.9068
QLD | QROS | Ross | Energy Queensland | Winter | Non-coincident | 2029 | POE90 | Operational-demand | 2.797 | NA
QLD | QROS | Ross | Energy Queensland | Shoulder | Non-coincident | 2019 | BASEYEARPOE10 | Operational-demand | NA | 33.9444
QLD | QROS | Ross | Energy Queensland | Shoulder | Coincident | 2021 | POE10 | Operational-demand | NA | 30.7076
QLD | QROS | Ross | Energy Queensland | Shoulder | Coincident | 2021 | POE50 | Operational-demand | NA | 30.8219
QLD | QROS | Ross | Energy Queensland | Shoulder | Non-coincident | 2021 | POE10 | Operational-demand | NA | 37.2625
QLD | QROS | Ross | Energy Queensland | Shoulder | Coincident | 2022 | POE10 | Operational-demand | NA | 33.3623
QLD | QROS | Ross | Energy Queensland | Shoulder | Coincident | 2022 | POE50 | Operational-demand | NA | 32.9808
QLD | QROS | Ross | Energy Queensland | Shoulder | Non-coincident | 2022 | POE10 | Operational-demand | NA | 39.2154
QLD | QROS | Ross | Energy Queensland | Shoulder | Coincident | 2023 | POE10 | Operational-demand | NA | 33.4303
QLD | QROS | Ross | Energy Queensland | Shoulder | Coincident | 2023 | POE50 | Operational-demand | NA | 33.208
QLD | QROS | Ross | Energy Queensland | Shoulder | Non-coincident | 2023 | POE10 | Operational-demand | NA | 39.2203
QLD | QROS | Ross | Energy Queensland | Shoulder | Coincident | 2024 | POE10 | Operational-demand | NA | 33.6043
QLD | QROS | Ross | Energy Queensland | Shoulder | Coincident | 2024 | POE50 | Operational-demand | NA | 33.8203
QLD | QROS | Ross | Energy Queensland | Shoulder | Non-coincident | 2024 | POE10 | Operational-demand | NA | 39.2343
QLD | QROS | Ross | Energy Queensland | Shoulder | Coincident | 2025 | POE10 | Operational-demand | NA | 33.7341
QLD | QROS | Ross | Energy Queensland | Shoulder | Coincident | 2025 | POE50 | Operational-demand | NA | 33.7053
QLD | QROS | Ross | Energy Queensland | Shoulder | Non-coincident | 2025 | POE10 | Operational-demand | NA | 39.2613
QLD | QROS | Ross | Energy Queensland | Shoulder | Coincident | 2026 | POE10 | Operational-demand | NA | 33.6013
QLD | QROS | Ross | Energy Queensland | Shoulder | Coincident | 2026 | POE50 | Operational-demand | NA | 33.7588
QLD | QROS | Ross | Energy Queensland | Shoulder | Non-coincident | 2026 | POE10 | Operational-demand | NA | 39.3056
QLD | QROS | Ross | Energy Queensland | Shoulder | Coincident | 2027 | POE10 | Operational-demand | NA | 33.5389
QLD | QROS | Ross | Energy Queensland | Shoulder | Coincident | 2027 | POE50 | Operational-demand | NA | 33.6651
QLD | QROS | Ross | Energy Queensland | Shoulder | Non-coincident | 2027 | POE10 | Operational-demand | NA | 39.3891
QLD | QROS | Ross | Energy Queensland | Shoulder | Coincident | 2028 | POE10 | Operational-demand | NA | 33.53
QLD | QROS | Ross | Energy Queensland | Shoulder | Coincident | 2028 | POE50 | Operational-demand | NA | 33.7404
QLD | QROS | Ross | Energy Queensland | Shoulder | Non-coincident | 2028 | POE10 | Operational-demand | NA | 39.5174
QLD | QROS | Ross | Energy Queensland | Shoulder | Coincident | 2029 | POE10 | Operational-demand | NA | 34.0028
QLD | QROS | Ross | Energy Queensland | Shoulder | Coincident | 2029 | POE50 | Operational-demand | NA | 34.0183
QLD | QROS | Ross | Energy Queensland | Shoulder | Non-coincident | 2029 | POE10 | Operational-demand | NA | 39.6897
QLD | QROS | Ross | Energy Queensland | Shoulder | Coincident | 2030 | POE10 | Operational-demand | NA | 34.2336
QLD | QROS | Ross | Energy Queensland | Shoulder | Coincident | 2030 | POE50 | Operational-demand | NA | 34.2901
QLD | QROS | Ross | Energy Queensland | Shoulder | Non-coincident | 2030 | POE10 | Operational-demand | NA | 39.9399
QLD | QROS | Ross | Energy Queensland | Summer | Non-coincident | 2019 | BASEYEARPOE10 | Operational-demand | NA | 40.1858
QLD | QROS | Ross | Energy Queensland | Summer | Coincident | 2021 | POE10 | Operational-demand | NA | 30.2645
QLD | QROS | Ross | Energy Queensland | Summer | Coincident | 2021 | POE50 | Operational-demand | NA | 29.3824
QLD | QROS | Ross | Energy Queensland | Summer | Non-coincident | 2021 | POE10 | Operational-demand | NA | 41.9341
QLD | QROS | Ross | Energy Queensland | Summer | Coincident | 2022 | POE10 | Operational-demand | NA | 32.2425
QLD | QROS | Ross | Energy Queensland | Summer | Coincident | 2022 | POE50 | Operational-demand | NA | 31.3632
QLD | QROS | Ross | Energy Queensland | Summer | Non-coincident | 2022 | POE10 | Operational-demand | NA | 43.8779
QLD | QROS | Ross | Energy Queensland | Summer | Coincident | 2023 | POE10 | Operational-demand | NA | 32.4221
QLD | QROS | Ross | Energy Queensland | Summer | Coincident | 2023 | POE50 | Operational-demand | NA | 31.4687
QLD | QROS | Ross | Energy Queensland | Summer | Non-coincident | 2023 | POE10 | Operational-demand | NA | 43.8806
QLD | QROS | Ross | Energy Queensland | Summer | Coincident | 2024 | POE10 | Operational-demand | NA | 32.7991
QLD | QROS | Ross | Energy Queensland | Summer | Coincident | 2024 | POE50 | Operational-demand | NA | 31.866
QLD | QROS | Ross | Energy Queensland | Summer | Non-coincident | 2024 | POE10 | Operational-demand | NA | 43.886
QLD | QROS | Ross | Energy Queensland | Summer | Coincident | 2025 | POE10 | Operational-demand | NA | 32.6539
QLD | QROS | Ross | Energy Queensland | Summer | Coincident | 2025 | POE50 | Operational-demand | NA | 31.8895
QLD | QROS | Ross | Energy Queensland | Summer | Non-coincident | 2025 | POE10 | Operational-demand | NA | 43.8972
QLD | QROS | Ross | Energy Queensland | Summer | Coincident | 2026 | POE10 | Operational-demand | NA | 32.81
QLD | QROS | Ross | Energy Queensland | Summer | Coincident | 2026 | POE50 | Operational-demand | NA | 31.9373
QLD | QROS | Ross | Energy Queensland | Summer | Non-coincident | 2026 | POE10 | Operational-demand | NA | 43.9231
QLD | QROS | Ross | Energy Queensland | Summer | Coincident | 2027 | POE10 | Operational-demand | NA | 32.6003
QLD | QROS | Ross | Energy Queensland | Summer | Coincident | 2027 | POE50 | Operational-demand | NA | 31.8459
QLD | QROS | Ross | Energy Queensland | Summer | Non-coincident | 2027 | POE10 | Operational-demand | NA | 43.9905
QLD | QROS | Ross | Energy Queensland | Summer | Coincident | 2028 | POE10 | Operational-demand | NA | 32.6929
QLD | QROS | Ross | Energy Queensland | Summer | Coincident | 2028 | POE50 | Operational-demand | NA | 31.9249
QLD | QROS | Ross | Energy Queensland | Summer | Non-coincident | 2028 | POE10 | Operational-demand | NA | 44.1037
QLD | QROS | Ross | Energy Queensland | Summer | Coincident | 2029 | POE10 | Operational-demand | NA | 32.7182
QLD | QROS | Ross | Energy Queensland | Summer | Coincident | 2029 | POE50 | Operational-demand | NA | 32.0947
QLD | QROS | Ross | Energy Queensland | Summer | Non-coincident | 2029 | POE10 | Operational-demand | NA | 44.2746
QLD | QROS | Ross | Energy Queensland | Summer | Coincident | 2030 | POE10 | Operational-demand | NA | 32.9048
QLD | QROS | Ross | Energy Queensland | Summer | Coincident | 2030 | POE50 | Operational-demand | NA | 32.1176
QLD | QROS | Ross | Energy Queensland | Summer | Non-coincident | 2030 | POE10 | Operational-demand | NA | 44.4985
QLD | QROS | Ross | Energy Queensland | Winter | Non-coincident | 2019 | BASEYEARPOE10 | Operational-demand | NA | 31.6841
QLD | QROS | Ross | Energy Queensland | Winter | Coincident | 2020 | POE10 | Operational-demand | NA | 23.4554
QLD | QROS | Ross | Energy Queensland | Winter | Coincident | 2020 | POE50 | Operational-demand | NA | 22.4171
QLD | QROS | Ross | Energy Queensland | Winter | Non-coincident | 2020 | POE10 | Operational-demand | NA | 31.5773
QLD | QROS | Ross | Energy Queensland | Winter | Coincident | 2021 | POE10 | Operational-demand | NA | 23.2224
QLD | QROS | Ross | Energy Queensland | Winter | Coincident | 2021 | POE50 | Operational-demand | NA | 22.1896
QLD | QROS | Ross | Energy Queensland | Winter | Non-coincident | 2021 | POE10 | Operational-demand | NA | 31.5286
QLD | QROS | Ross | Energy Queensland | Winter | Coincident | 2022 | POE10 | Operational-demand | NA | 25.2241
QLD | QROS | Ross | Energy Queensland | Winter | Coincident | 2022 | POE50 | Operational-demand | NA | 24.156
QLD | QROS | Ross | Energy Queensland | Winter | Non-coincident | 2022 | POE10 | Operational-demand | NA | 33.5048
QLD | QROS | Ross | Energy Queensland | Winter | Coincident | 2023 | POE10 | Operational-demand | NA | 25.459
QLD | QROS | Ross | Energy Queensland | Winter | Coincident | 2023 | POE50 | Operational-demand | NA | 24.358
QLD | QROS | Ross | Energy Queensland | Winter | Non-coincident | 2023 | POE10 | Operational-demand | NA | 33.5074
QLD | QROS | Ross | Energy Queensland | Winter | Coincident | 2024 | POE10 | Operational-demand | NA | 25.8484
QLD | QROS | Ross | Energy Queensland | Winter | Coincident | 2024 | POE50 | Operational-demand | NA | 24.6357
QLD | QROS | Ross | Energy Queensland | Winter | Non-coincident | 2024 | POE10 | Operational-demand | NA | 33.5196
QLD | QROS | Ross | Energy Queensland | Winter | Coincident | 2025 | POE10 | Operational-demand | NA | 25.7828
QLD | QROS | Ross | Energy Queensland | Winter | Coincident | 2025 | POE50 | Operational-demand | NA | 24.6265
QLD | QROS | Ross | Energy Queensland | Winter | Non-coincident | 2025 | POE10 | Operational-demand | NA | 33.5379
QLD | QROS | Ross | Energy Queensland | Winter | Coincident | 2026 | POE10 | Operational-demand | NA | 25.7957
QLD | QROS | Ross | Energy Queensland | Winter | Coincident | 2026 | POE50 | Operational-demand | NA | 24.6862
QLD | QROS | Ross | Energy Queensland | Winter | Non-coincident | 2026 | POE10 | Operational-demand | NA | 33.5773
QLD | QROS | Ross | Energy Queensland | Winter | Coincident | 2027 | POE10 | Operational-demand | NA | 25.8334
QLD | QROS | Ross | Energy Queensland | Winter | Coincident | 2027 | POE50 | Operational-demand | NA | 24.7263
QLD | QROS | Ross | Energy Queensland | Winter | Non-coincident | 2027 | POE10 | Operational-demand | NA | 33.659
QLD | QROS | Ross | Energy Queensland | Winter | Coincident | 2028 | POE10 | Operational-demand | NA | 26.1852
QLD | QROS | Ross | Energy Queensland | Winter | Coincident | 2028 | POE50 | Operational-demand | NA | 24.8712
QLD | QROS | Ross | Energy Queensland | Winter | Non-coincident | 2028 | POE10 | Operational-demand | NA | 33.7779
QLD | QROS | Ross | Energy Queensland | Winter | Coincident | 2029 | POE10 | Operational-demand | NA | 26.1964
QLD | QROS | Ross | Energy Queensland | Winter | Coincident | 2029 | POE50 | Operational-demand | NA | 25.0161
QLD | QROS | Ross | Energy Queensland | Winter | Non-coincident | 2029 | POE10 | Operational-demand | NA | 33.9753
QLD | QRPN | Redbank Plains | Energy Queensland | Shoulder | Coincident | 2017 | ACTUAL_OPG | Operational-demand | 3.748 | 10.1543
QLD | QRPN | Redbank Plains | Energy Queensland | Shoulder | Coincident | 2017 | ACTUAL_RAW | Operational-demand | 3.748 | 10.1543
QLD | QRPN | Redbank Plains | Energy Queensland | Shoulder | Non-coincident | 2017 | ACTUAL_RAW | Operational-demand | 0.91596 | 12.5063
QLD | QRPN | Redbank Plains | Energy Queensland | Shoulder | Non-coincident | 2017 | ACTUAL_OPG | Operational-demand | 0.91596 | 12.5063
QLD | QRPN | Redbank Plains | Energy Queensland | Shoulder | Non-coincident | 2017 | ACTUAL_ADJUSTEDOPG | Operational-demand | 2.3042 | 12.5063
QLD | QRPN | Redbank Plains | Energy Queensland | Shoulder | Coincident | 2018 | ACTUAL_OPG | Operational-demand | 3.965 | 14.9631
QLD | QRPN | Redbank Plains | Energy Queensland | Shoulder | Coincident | 2018 | ACTUAL_RAW | Operational-demand | 3.965 | 14.9631
QLD | QRPN | Redbank Plains | Energy Queensland | Shoulder | Non-coincident | 2018 | ACTUAL_RAW | Operational-demand | 1.8098 | 16.5924
QLD | QRPN | Redbank Plains | Energy Queensland | Shoulder | Non-coincident | 2018 | ACTUAL_OPG | Operational-demand | 1.8098 | 16.5924
QLD | QRPN | Redbank Plains | Energy Queensland | Shoulder | Non-coincident | 2018 | ACTUAL_ADJUSTEDOPG | Operational-demand | 1.8098 | 16.5924
QLD | QRPN | Redbank Plains | Energy Queensland | Shoulder | Coincident | 2019 | ACTUAL_OPG | Operational-demand | 3.223 | 14.7091
QLD | QRPN | Redbank Plains | Energy Queensland | Shoulder | Coincident | 2019 | ACTUAL_RAW | Operational-demand | 3.223 | 14.7091
QLD | QRPN | Redbank Plains | Energy Queensland | Shoulder | Non-coincident | 2019 | ACTUAL_RAW | Operational-demand | 1.6424 | 14.853
QLD | QRPN | Redbank Plains | Energy Queensland | Shoulder | Non-coincident | 2019 | ACTUAL_OPG | Operational-demand | 1.6424 | 14.853
QLD | QRPN | Redbank Plains | Energy Queensland | Shoulder | Non-coincident | 2019 | ACTUAL_ADJUSTEDOPG | Operational-demand | 1.6424 | 14.853
QLD | QRPN | Redbank Plains | Energy Queensland | Shoulder | Non-coincident | 2019 | BASEYEARPOE90 | Operational-demand | -0.90315 | NA
QLD | QRPN | Redbank Plains | Energy Queensland | Shoulder | Non-coincident | 2019 | BASEYEARPOE50 | Operational-demand | -0.53559 | 15.0303
QLD | QRPN | Redbank Plains | Energy Queensland | Shoulder | Coincident | 2020 | ACTUAL_OPG | Operational-demand | 2.4238 | 17.0328
QLD | QRPN | Redbank Plains | Energy Queensland | Shoulder | Coincident | 2020 | ACTUAL_RAW | Operational-demand | 2.4238 | 17.0328
QLD | QRPN | Redbank Plains | Energy Queensland | Shoulder | Non-coincident | 2020 | ACTUAL_RAW | Operational-demand | 0.5347 | 17.0328
QLD | QRPN | Redbank Plains | Energy Queensland | Shoulder | Non-coincident | 2020 | ACTUAL_OPG | Operational-demand | 0.5347 | 17.0328
QLD | QRPN | Redbank Plains | Energy Queensland | Shoulder | Non-coincident | 2020 | ACTUAL_ADJUSTEDOPG | Operational-demand | 0.5347 | 17.0328
QLD | QRPN | Redbank Plains | Energy Queensland | Shoulder | Coincident_unreconciled | 2021 | POE90 | Operational-demand | 2.2489 | NA
QLD | QRPN | Redbank Plains | Energy Queensland | Shoulder | Coincident_unreconciled | 2021 | POE50 | Operational-demand | 3 | NA
QLD | QRPN | Redbank Plains | Energy Queensland | Shoulder | Non-coincident | 2021 | POE50 | Operational-demand | 1 | 15.431
QLD | QRPN | Redbank Plains | Energy Queensland | Shoulder | Non-coincident | 2021 | POE90 | Operational-demand | 0.21518 | NA
QLD | QRPN | Redbank Plains | Energy Queensland | Shoulder | Coincident_unreconciled | 2022 | POE90 | Operational-demand | 2.2489 | NA
QLD | QRPN | Redbank Plains | Energy Queensland | Shoulder | Coincident_unreconciled | 2022 | POE50 | Operational-demand | 3 | NA
QLD | QRPN | Redbank Plains | Energy Queensland | Shoulder | Non-coincident | 2022 | POE50 | Operational-demand | 0.58992 | 15.8441
QLD | QRPN | Redbank Plains | Energy Queensland | Shoulder | Non-coincident | 2022 | POE90 | Operational-demand | -0.21229 | NA
QLD | QRPN | Redbank Plains | Energy Queensland | Shoulder | Coincident_unreconciled | 2023 | POE90 | Operational-demand | 2.2489 | NA
QLD | QRPN | Redbank Plains | Energy Queensland | Shoulder | Coincident_unreconciled | 2023 | POE50 | Operational-demand | 3 | NA
QLD | QRPN | Redbank Plains | Energy Queensland | Shoulder | Non-coincident | 2023 | POE50 | Operational-demand | 0.27571 | 16.3691
QLD | QRPN | Redbank Plains | Energy Queensland | Shoulder | Non-coincident | 2023 | POE90 | Operational-demand | -0.54755 | NA
QLD | QRPN | Redbank Plains | Energy Queensland | Shoulder | Coincident_unreconciled | 2024 | POE90 | Operational-demand | 2.2489 | NA
QLD | QRPN | Redbank Plains | Energy Queensland | Shoulder | Coincident_unreconciled | 2024 | POE50 | Operational-demand | 3 | NA
QLD | QRPN | Redbank Plains | Energy Queensland | Shoulder | Non-coincident | 2024 | POE50 | Operational-demand | -0.02216 | 17.0849
QLD | QRPN | Redbank Plains | Energy Queensland | Shoulder | Non-coincident | 2024 | POE90 | Operational-demand | -0.86648 | NA
QLD | QRPN | Redbank Plains | Energy Queensland | Shoulder | Coincident_unreconciled | 2025 | POE90 | Operational-demand | 2.2489 | NA
QLD | QRPN | Redbank Plains | Energy Queensland | Shoulder | Coincident_unreconciled | 2025 | POE50 | Operational-demand | 3 | NA
QLD | QRPN | Redbank Plains | Energy Queensland | Shoulder | Non-coincident | 2025 | POE50 | Operational-demand | -0.32423 | 17.4326
QLD | QRPN | Redbank Plains | Energy Queensland | Shoulder | Non-coincident | 2025 | POE90 | Operational-demand | -1.1896 | NA
QLD | QRPN | Redbank Plains | Energy Queensland | Shoulder | Coincident_unreconciled | 2026 | POE90 | Operational-demand | 2.2489 | NA
QLD | QRPN | Redbank Plains | Energy Queensland | Shoulder | Coincident_unreconciled | 2026 | POE50 | Operational-demand | 3 | NA
QLD | QRPN | Redbank Plains | Energy Queensland | Shoulder | Non-coincident | 2026 | POE50 | Operational-demand | -0.58448 | 17.8698
QLD | QRPN | Redbank Plains | Energy Queensland | Shoulder | Non-coincident | 2026 | POE90 | Operational-demand | -1.4709 | NA
QLD | QRPN | Redbank Plains | Energy Queensland | Shoulder | Coincident_unreconciled | 2027 | POE90 | Operational-demand | 2.2489 | NA
QLD | QRPN | Redbank Plains | Energy Queensland | Shoulder | Coincident_unreconciled | 2027 | POE50 | Operational-demand | 3 | NA
QLD | QRPN | Redbank Plains | Energy Queensland | Shoulder | Non-coincident | 2027 | POE50 | Operational-demand | -0.74249 | 18.2532
QLD | QRPN | Redbank Plains | Energy Queensland | Shoulder | Non-coincident | 2027 | POE90 | Operational-demand | -1.651 | NA
QLD | QRPN | Redbank Plains | Energy Queensland | Shoulder | Coincident_unreconciled | 2028 | POE90 | Operational-demand | 2.2489 | NA
QLD | QRPN | Redbank Plains | Energy Queensland | Shoulder | Coincident_unreconciled | 2028 | POE50 | Operational-demand | 3 | NA
QLD | QRPN | Redbank Plains | Energy Queensland | Shoulder | Non-coincident | 2028 | POE50 | Operational-demand | -0.82988 | 18.7564
QLD | QRPN | Redbank Plains | Energy Queensland | Shoulder | Non-coincident | 2028 | POE90 | Operational-demand | -1.7612 | NA
QLD | QRPN | Redbank Plains | Energy Queensland | Shoulder | Coincident_unreconciled | 2029 | POE90 | Operational-demand | 2.2489 | NA
QLD | QRPN | Redbank Plains | Energy Queensland | Shoulder | Coincident_unreconciled | 2029 | POE50 | Operational-demand | 3 | NA
QLD | QRPN | Redbank Plains | Energy Queensland | Shoulder | Non-coincident | 2029 | POE50 | Operational-demand | -0.88028 | 19.393
QLD | QRPN | Redbank Plains | Energy Queensland | Shoulder | Non-coincident | 2029 | POE90 | Operational-demand | -1.8344 | NA
QLD | QRPN | Redbank Plains | Energy Queensland | Shoulder | Coincident_unreconciled | 2030 | POE90 | Operational-demand | 2.2489 | NA
QLD | QRPN | Redbank Plains | Energy Queensland | Shoulder | Coincident_unreconciled | 2030 | POE50 | Operational-demand | 3 | NA
QLD | QRPN | Redbank Plains | Energy Queensland | Shoulder | Non-coincident | 2030 | POE50 | Operational-demand | -0.86418 | 20.0243
QLD | QRPN | Redbank Plains | Energy Queensland | Shoulder | Non-coincident | 2030 | POE90 | Operational-demand | -1.8411 | NA
QLD | QRPN | Redbank Plains | Energy Queensland | Summer | Coincident | 2017 | ACTUAL_OPG | Operational-demand | 3.9344 | 21.675
QLD | QRPN | Redbank Plains | Energy Queensland | Summer | Coincident | 2017 | ACTUAL_RAW | Operational-demand | 3.9344 | 21.675
QLD | QRPN | Redbank Plains | Energy Queensland | Summer | Non-coincident | 2017 | ACTUAL_RAW | Operational-demand | 2.1779 | 25.1519
QLD | QRPN | Redbank Plains | Energy Queensland | Summer | Non-coincident | 2017 | ACTUAL_OPG | Operational-demand | 2.1779 | 25.1519
QLD | QRPN | Redbank Plains | Energy Queensland | Summer | Coincident | 2018 | ACTUAL_OPG | Operational-demand | 3.2814 | 22.3518
QLD | QRPN | Redbank Plains | Energy Queensland | Summer | Coincident | 2018 | ACTUAL_RAW | Operational-demand | 3.2814 | 22.3518
QLD | QRPN | Redbank Plains | Energy Queensland | Summer | Non-coincident | 2018 | ACTUAL_RAW | Operational-demand | 2.0522 | 23.0696
QLD | QRPN | Redbank Plains | Energy Queensland | Summer | Non-coincident | 2018 | ACTUAL_OPG | Operational-demand | 2.0522 | 23.0696
QLD | QRPN | Redbank Plains | Energy Queensland | Summer | Non-coincident | 2018 | ACTUAL_ADJUSTEDOPG | Operational-demand | 2.0522 | 23.0696
QLD | QRPN | Redbank Plains | Energy Queensland | Summer | Coincident | 2019 | ACTUAL_OPG | Operational-demand | 4.2859 | 26.412
QLD | QRPN | Redbank Plains | Energy Queensland | Summer | Coincident | 2019 | ACTUAL_RAW | Operational-demand | 4.2859 | 26.412
QLD | QRPN | Redbank Plains | Energy Queensland | Summer | Non-coincident | 2019 | ACTUAL_RAW | Operational-demand | 1.9505 | 26.5793
QLD | QRPN | Redbank Plains | Energy Queensland | Summer | Non-coincident | 2019 | ACTUAL_OPG | Operational-demand | 1.9505 | 26.5793
QLD | QRPN | Redbank Plains | Energy Queensland | Summer | Non-coincident | 2019 | ACTUAL_ADJUSTEDOPG | Operational-demand | 1.9505 | 26.5793
QLD | QRPN | Redbank Plains | Energy Queensland | Summer | Non-coincident | 2019 | BASEYEARPOE90 | Operational-demand | -1.0802 | NA
QLD | QRPN | Redbank Plains | Energy Queensland | Summer | Non-coincident | 2019 | BASEYEARPOE50 | Operational-demand | -0.28255 | 22.6509
QLD | QRPN | Redbank Plains | Energy Queensland | Summer | Coincident | 2020 | ACTUAL_OPG | Operational-demand | 1.8618 | 26.5199
QLD | QRPN | Redbank Plains | Energy Queensland | Summer | Coincident | 2020 | ACTUAL_RAW | Operational-demand | 1.8618 | 26.5199
QLD | QRPN | Redbank Plains | Energy Queensland | Summer | Non-coincident | 2020 | ACTUAL_RAW | Operational-demand | 0.9236 | 27.2838
QLD | QRPN | Redbank Plains | Energy Queensland | Summer | Non-coincident | 2020 | ACTUAL_OPG | Operational-demand | 0.9236 | 27.2838
QLD | QRPN | Redbank Plains | Energy Queensland | Summer | Non-coincident | 2020 | ACTUAL_ADJUSTEDOPG | Operational-demand | 0.9236 | 27.2838
QLD | QRPN | Redbank Plains | Energy Queensland | Summer | Coincident_unreconciled | 2021 | POE90 | Operational-demand | 2.9532 | NA
QLD | QRPN | Redbank Plains | Energy Queensland | Summer | Coincident_unreconciled | 2021 | POE50 | Operational-demand | 3.4923 | NA
QLD | QRPN | Redbank Plains | Energy Queensland | Summer | Non-coincident | 2021 | POE50 | Operational-demand | 1 | 23.574
QLD | QRPN | Redbank Plains | Energy Queensland | Summer | Non-coincident | 2021 | POE90 | Operational-demand | 0.33995 | NA
QLD | QRPN | Redbank Plains | Energy Queensland | Summer | Coincident_unreconciled | 2022 | POE90 | Operational-demand | 2.9532 | NA
QLD | QRPN | Redbank Plains | Energy Queensland | Summer | Coincident_unreconciled | 2022 | POE50 | Operational-demand | 3.4923 | NA
QLD | QRPN | Redbank Plains | Energy Queensland | Summer | Non-coincident | 2022 | POE50 | Operational-demand | 0.62406 | 24.0931
QLD | QRPN | Redbank Plains | Energy Queensland | Summer | Non-coincident | 2022 | POE90 | Operational-demand | -0.05062 | NA
QLD | QRPN | Redbank Plains | Energy Queensland | Summer | Coincident_unreconciled | 2023 | POE90 | Operational-demand | 2.9532 | NA
QLD | QRPN | Redbank Plains | Energy Queensland | Summer | Coincident_unreconciled | 2023 | POE50 | Operational-demand | 3.4923 | NA
QLD | QRPN | Redbank Plains | Energy Queensland | Summer | Non-coincident | 2023 | POE50 | Operational-demand | 0.34719 | 24.7232
QLD | QRPN | Redbank Plains | Energy Queensland | Summer | Non-coincident | 2023 | POE90 | Operational-demand | -0.34519 | NA
QLD | QRPN | Redbank Plains | Energy Queensland | Summer | Coincident_unreconciled | 2024 | POE90 | Operational-demand | 2.9532 | NA
QLD | QRPN | Redbank Plains | Energy Queensland | Summer | Coincident_unreconciled | 2024 | POE50 | Operational-demand | 3.4923 | NA
QLD | QRPN | Redbank Plains | Energy Queensland | Summer | Non-coincident | 2024 | POE50 | Operational-demand | 0.07918 | 25.646
QLD | QRPN | Redbank Plains | Energy Queensland | Summer | Non-coincident | 2024 | POE90 | Operational-demand | -0.63092 | NA
QLD | QRPN | Redbank Plains | Energy Queensland | Summer | Coincident_unreconciled | 2025 | POE90 | Operational-demand | 2.9532 | NA
QLD | QRPN | Redbank Plains | Energy Queensland | Summer | Coincident_unreconciled | 2025 | POE50 | Operational-demand | 3.4923 | NA
QLD | QRPN | Redbank Plains | Energy Queensland | Summer | Non-coincident | 2025 | POE50 | Operational-demand | -0.19736 | 26.2925
QLD | QRPN | Redbank Plains | Energy Queensland | Summer | Non-coincident | 2025 | POE90 | Operational-demand | -0.92516 | NA
QLD | QRPN | Redbank Plains | Energy Queensland | Summer | Coincident_unreconciled | 2026 | POE90 | Operational-demand | 2.9532 | NA
QLD | QRPN | Redbank Plains | Energy Queensland | Summer | Coincident_unreconciled | 2026 | POE50 | Operational-demand | 3.4923 | NA
QLD | QRPN | Redbank Plains | Energy Queensland | Summer | Non-coincident | 2026 | POE50 | Operational-demand | -0.43309 | 26.9617
QLD | QRPN | Redbank Plains | Energy Queensland | Summer | Non-coincident | 2026 | POE90 | Operational-demand | -1.1786 | NA
QLD | QRPN | Redbank Plains | Energy Queensland | Summer | Coincident_unreconciled | 2027 | POE90 | Operational-demand | 2.9532 | NA
QLD | QRPN | Redbank Plains | Energy Queensland | Summer | Coincident_unreconciled | 2027 | POE50 | Operational-demand | 3.4923 | NA
QLD | QRPN | Redbank Plains | Energy Queensland | Summer | Non-coincident | 2027 | POE50 | Operational-demand | -0.56761 | 27.5378
QLD | QRPN | Redbank Plains | Energy Queensland | Summer | Non-coincident | 2027 | POE90 | Operational-demand | -1.3317 | NA
QLD | QRPN | Redbank Plains | Energy Queensland | Summer | Coincident_unreconciled | 2028 | POE90 | Operational-demand | 2.9532 | NA
QLD | QRPN | Redbank Plains | Energy Queensland | Summer | Coincident_unreconciled | 2028 | POE50 | Operational-demand | 3.4923 | NA
QLD | QRPN | Redbank Plains | Energy Queensland | Summer | Non-coincident | 2028 | POE50 | Operational-demand | -0.63988 | 28.2828
QLD | QRPN | Redbank Plains | Energy Queensland | Summer | Non-coincident | 2028 | POE90 | Operational-demand | -1.4231 | NA
QLD | QRPN | Redbank Plains | Energy Queensland | Summer | Coincident_unreconciled | 2029 | POE90 | Operational-demand | 2.9532 | NA
QLD | QRPN | Redbank Plains | Energy Queensland | Summer | Coincident_unreconciled | 2029 | POE50 | Operational-demand | 3.4923 | NA
QLD | QRPN | Redbank Plains | Energy Queensland | Summer | Non-coincident | 2029 | POE50 | Operational-demand | -0.67818 | 29.1017
QLD | QRPN | Redbank Plains | Energy Queensland | Summer | Non-coincident | 2029 | POE90 | Operational-demand | -1.4806 | NA
QLD | QRPN | Redbank Plains | Energy Queensland | Summer | Coincident_unreconciled | 2030 | POE90 | Operational-demand | 2.9532 | NA
QLD | QRPN | Redbank Plains | Energy Queensland | Summer | Coincident_unreconciled | 2030 | POE50 | Operational-demand | 3.4923 | NA
QLD | QRPN | Redbank Plains | Energy Queensland | Summer | Non-coincident | 2030 | POE50 | Operational-demand | -0.65781 | 29.7766
QLD | QRPN | Redbank Plains | Energy Queensland | Summer | Non-coincident | 2030 | POE90 | Operational-demand | -1.4794 | NA
QLD | QRPN | Redbank Plains | Energy Queensland | Winter | Coincident | 2016 | ACTUAL_OPG | Operational-demand | 3.6429 | 14.0222
QLD | QRPN | Redbank Plains | Energy Queensland | Winter | Coincident | 2016 | ACTUAL_RAW | Operational-demand | 3.6429 | 14.0222
QLD | QRPN | Redbank Plains | Energy Queensland | Winter | Non-coincident | 2016 | ACTUAL_RAW | Operational-demand | 1.4572 | 18.2923
QLD | QRPN | Redbank Plains | Energy Queensland | Winter | Non-coincident | 2016 | ACTUAL_OPG | Operational-demand | 1.4572 | 18.2923
QLD | QRPN | Redbank Plains | Energy Queensland | Winter | Coincident | 2017 | ACTUAL_OPG | Operational-demand | 3.7681 | 12.4465
QLD | QRPN | Redbank Plains | Energy Queensland | Winter | Coincident | 2017 | ACTUAL_RAW | Operational-demand | 3.7681 | 12.4465
QLD | QRPN | Redbank Plains | Energy Queensland | Winter | Non-coincident | 2017 | ACTUAL_RAW | Operational-demand | 2.3465 | 13.6644
QLD | QRPN | Redbank Plains | Energy Queensland | Winter | Non-coincident | 2017 | ACTUAL_OPG | Operational-demand | 2.3465 | 13.6644
QLD | QRPN | Redbank Plains | Energy Queensland | Winter | Non-coincident | 2017 | ACTUAL_ADJUSTEDOPG | Operational-demand | 2.3465 | 13.6644
QLD | QRPN | Redbank Plains | Energy Queensland | Winter | Coincident | 2018 | ACTUAL_OPG | Operational-demand | 3.6334 | 16.2169
QLD | QRPN | Redbank Plains | Energy Queensland | Winter | Coincident | 2018 | ACTUAL_RAW | Operational-demand | 3.6334 | 16.2169
QLD | QRPN | Redbank Plains | Energy Queensland | Winter | Non-coincident | 2018 | ACTUAL_RAW | Operational-demand | 2.0676 | 16.2813
QLD | QRPN | Redbank Plains | Energy Queensland | Winter | Non-coincident | 2018 | ACTUAL_OPG | Operational-demand | 2.0676 | 16.2813
QLD | QRPN | Redbank Plains | Energy Queensland | Winter | Non-coincident | 2018 | ACTUAL_ADJUSTEDOPG | Operational-demand | 2.0676 | 16.2813
QLD | QRPN | Redbank Plains | Energy Queensland | Winter | Coincident | 2019 | ACTUAL_OPG | Operational-demand | 3.8218 | 17.7723
QLD | QRPN | Redbank Plains | Energy Queensland | Winter | Coincident | 2019 | ACTUAL_RAW | Operational-demand | 3.8218 | 17.7723
QLD | QRPN | Redbank Plains | Energy Queensland | Winter | Non-coincident | 2019 | ACTUAL_RAW | Operational-demand | 0.95026 | 17.7723
QLD | QRPN | Redbank Plains | Energy Queensland | Winter | Non-coincident | 2019 | ACTUAL_OPG | Operational-demand | 0.95026 | 17.7723
QLD | QRPN | Redbank Plains | Energy Queensland | Winter | Non-coincident | 2019 | ACTUAL_ADJUSTEDOPG | Operational-demand | 0.95026 | 17.7723
QLD | QRPN | Redbank Plains | Energy Queensland | Winter | Non-coincident | 2019 | BASEYEARPOE90 | Operational-demand | -0.32195 | NA
QLD | QRPN | Redbank Plains | Energy Queensland | Winter | Non-coincident | 2019 | BASEYEARPOE50 | Operational-demand | 0.19536 | 16.1125
QLD | QRPN | Redbank Plains | Energy Queensland | Winter | Coincident_unreconciled | 2020 | POE90 | Operational-demand | 3.5902 | NA
QLD | QRPN | Redbank Plains | Energy Queensland | Winter | Coincident_unreconciled | 2020 | POE50 | Operational-demand | 4.8355 | NA
QLD | QRPN | Redbank Plains | Energy Queensland | Winter | Non-coincident | 2020 | POE50 | Operational-demand | 1 | 16.5196
QLD | QRPN | Redbank Plains | Energy Queensland | Winter | Non-coincident | 2020 | POE90 | Operational-demand | 0.3607 | NA
QLD | QRPN | Redbank Plains | Energy Queensland | Winter | Coincident_unreconciled | 2021 | POE90 | Operational-demand | 3.5902 | NA
QLD | QRPN | Redbank Plains | Energy Queensland | Winter | Coincident_unreconciled | 2021 | POE50 | Operational-demand | 6.094 | NA
QLD | QRPN | Redbank Plains | Energy Queensland | Winter | Non-coincident | 2021 | POE50 | Operational-demand | 0.57598 | 16.8
QLD | QRPN | Redbank Plains | Energy Queensland | Winter | Non-coincident | 2021 | POE90 | Operational-demand | -0.07419 | NA
QLD | QRPN | Redbank Plains | Energy Queensland | Winter | Coincident_unreconciled | 2022 | POE90 | Operational-demand | 3.5902 | NA
QLD | QRPN | Redbank Plains | Energy Queensland | Winter | Coincident_unreconciled | 2022 | POE50 | Operational-demand | 7.0151 | NA
QLD | QRPN | Redbank Plains | Energy Queensland | Winter | Non-coincident | 2022 | POE50 | Operational-demand | 0.26564 | 17.2547
QLD | QRPN | Redbank Plains | Energy Queensland | Winter | Non-coincident | 2022 | POE90 | Operational-demand | -0.40214 | NA
QLD | QRPN | Redbank Plains | Energy Queensland | Winter | Coincident_unreconciled | 2023 | POE90 | Operational-demand | 3.5902 | NA
QLD | QRPN | Redbank Plains | Energy Queensland | Winter | Coincident_unreconciled | 2023 | POE50 | Operational-demand | 7.7269 | NA
QLD | QRPN | Redbank Plains | Energy Queensland | Winter | Non-coincident | 2023 | POE50 | Operational-demand | 0.02582 | 17.7089
QLD | QRPN | Redbank Plains | Energy Queensland | Winter | Non-coincident | 2023 | POE90 | Operational-demand | -0.65958 | NA
QLD | QRPN | Redbank Plains | Energy Queensland | Winter | Coincident_unreconciled | 2024 | POE90 | Operational-demand | 3.5902 | NA
QLD | QRPN | Redbank Plains | Energy Queensland | Winter | Coincident_unreconciled | 2024 | POE50 | Operational-demand | 8.5059 | NA
QLD | QRPN | Redbank Plains | Energy Queensland | Winter | Non-coincident | 2024 | POE50 | Operational-demand | -0.23664 | 18.157
QLD | QRPN | Redbank Plains | Energy Queensland | Winter | Non-coincident | 2024 | POE90 | Operational-demand | -0.93965 | NA
QLD | QRPN | Redbank Plains | Energy Queensland | Winter | Coincident_unreconciled | 2025 | POE90 | Operational-demand | 3.5902 | NA
QLD | QRPN | Redbank Plains | Energy Queensland | Winter | Coincident_unreconciled | 2025 | POE50 | Operational-demand | 9.2163 | NA
QLD | QRPN | Redbank Plains | Energy Queensland | Winter | Non-coincident | 2025 | POE50 | Operational-demand | -0.47597 | 18.6138
QLD | QRPN | Redbank Plains | Energy Queensland | Winter | Non-coincident | 2025 | POE90 | Operational-demand | -1.1966 | NA
QLD | QRPN | Redbank Plains | Energy Queensland | Winter | Coincident_unreconciled | 2026 | POE90 | Operational-demand | 3.5902 | NA
QLD | QRPN | Redbank Plains | Energy Queensland | Winter | Coincident_unreconciled | 2026 | POE50 | Operational-demand | 9.7755 | NA
QLD | QRPN | Redbank Plains | Energy Queensland | Winter | Non-coincident | 2026 | POE50 | Operational-demand | -0.66437 | 19.0977
QLD | QRPN | Redbank Plains | Energy Queensland | Winter | Non-coincident | 2026 | POE90 | Operational-demand | -1.4027 | NA
QLD | QRPN | Redbank Plains | Energy Queensland | Winter | Coincident_unreconciled | 2027 | POE90 | Operational-demand | 3.5902 | NA
QLD | QRPN | Redbank Plains | Energy Queensland | Winter | Coincident_unreconciled | 2027 | POE50 | Operational-demand | 9.9719 | NA
QLD | QRPN | Redbank Plains | Energy Queensland | Winter | Non-coincident | 2027 | POE50 | Operational-demand | -0.73054 | 19.6608
QLD | QRPN | Redbank Plains | Energy Queensland | Winter | Non-coincident | 2027 | POE90 | Operational-demand | -1.488 | NA
QLD | QRPN | Redbank Plains | Energy Queensland | Winter | Coincident_unreconciled | 2028 | POE90 | Operational-demand | 3.5902 | NA
QLD | QRPN | Redbank Plains | Energy Queensland | Winter | Coincident_unreconciled | 2028 | POE50 | Operational-demand | 10.0951 | NA
QLD | QRPN | Redbank Plains | Energy Queensland | Winter | Non-coincident | 2028 | POE50 | Operational-demand | -0.77206 | 20.2828
QLD | QRPN | Redbank Plains | Energy Queensland | Winter | Non-coincident | 2028 | POE90 | Operational-demand | -1.5486 | NA
QLD | QRPN | Redbank Plains | Energy Queensland | Winter | Coincident_unreconciled | 2029 | POE90 | Operational-demand | 3.5902 | NA
QLD | QRPN | Redbank Plains | Energy Queensland | Winter | Coincident_unreconciled | 2029 | POE50 | Operational-demand | 10.061 | NA
QLD | QRPN | Redbank Plains | Energy Queensland | Winter | Non-coincident | 2029 | POE50 | Operational-demand | -0.76057 | 20.9482
QLD | QRPN | Redbank Plains | Energy Queensland | Winter | Non-coincident | 2029 | POE90 | Operational-demand | -1.5562 | NA
QLD | QRPN | Redbank Plains | Energy Queensland | Shoulder | Non-coincident | 2019 | BASEYEARPOE10 | Operational-demand | NA | 17.6667
QLD | QRPN | Redbank Plains | Energy Queensland | Shoulder | Coincident | 2021 | POE10 | Operational-demand | NA | 17.8055
QLD | QRPN | Redbank Plains | Energy Queensland | Shoulder | Coincident | 2021 | POE50 | Operational-demand | NA | 15.3413
QLD | QRPN | Redbank Plains | Energy Queensland | Shoulder | Non-coincident | 2021 | POE10 | Operational-demand | NA | 18.5015
QLD | QRPN | Redbank Plains | Energy Queensland | Shoulder | Coincident | 2022 | POE10 | Operational-demand | NA | 18.7012
QLD | QRPN | Redbank Plains | Energy Queensland | Shoulder | Coincident | 2022 | POE50 | Operational-demand | NA | 15.8441
QLD | QRPN | Redbank Plains | Energy Queensland | Shoulder | Non-coincident | 2022 | POE10 | Operational-demand | NA | 18.9106
QLD | QRPN | Redbank Plains | Energy Queensland | Shoulder | Coincident | 2023 | POE10 | Operational-demand | NA | 19.228
QLD | QRPN | Redbank Plains | Energy Queensland | Shoulder | Coincident | 2023 | POE50 | Operational-demand | NA | 16.3691
QLD | QRPN | Redbank Plains | Energy Queensland | Shoulder | Non-coincident | 2023 | POE10 | Operational-demand | NA | 19.4063
QLD | QRPN | Redbank Plains | Energy Queensland | Shoulder | Coincident | 2024 | POE10 | Operational-demand | NA | 19.8093
QLD | QRPN | Redbank Plains | Energy Queensland | Shoulder | Coincident | 2024 | POE50 | Operational-demand | NA | 17.0849
QLD | QRPN | Redbank Plains | Energy Queensland | Shoulder | Non-coincident | 2024 | POE10 | Operational-demand | NA | 19.8972
QLD | QRPN | Redbank Plains | Energy Queensland | Shoulder | Coincident | 2025 | POE10 | Operational-demand | NA | 20.3612
QLD | QRPN | Redbank Plains | Energy Queensland | Shoulder | Coincident | 2025 | POE50 | Operational-demand | NA | 17.4326
QLD | QRPN | Redbank Plains | Energy Queensland | Shoulder | Non-coincident | 2025 | POE10 | Operational-demand | NA | 20.3881
QLD | QRPN | Redbank Plains | Energy Queensland | Shoulder | Coincident | 2026 | POE10 | Operational-demand | NA | 20.7559
QLD | QRPN | Redbank Plains | Energy Queensland | Shoulder | Coincident | 2026 | POE50 | Operational-demand | NA | 17.8698
QLD | QRPN | Redbank Plains | Energy Queensland | Shoulder | Non-coincident | 2026 | POE10 | Operational-demand | NA | 20.8911
QLD | QRPN | Redbank Plains | Energy Queensland | Shoulder | Coincident | 2027 | POE10 | Operational-demand | NA | 21.2157
QLD | QRPN | Redbank Plains | Energy Queensland | Shoulder | Coincident | 2027 | POE50 | Operational-demand | NA | 18.2532
QLD | QRPN | Redbank Plains | Energy Queensland | Shoulder | Non-coincident | 2027 | POE10 | Operational-demand | NA | 21.4431
QLD | QRPN | Redbank Plains | Energy Queensland | Shoulder | Coincident | 2028 | POE10 | Operational-demand | NA | 21.7343
QLD | QRPN | Redbank Plains | Energy Queensland | Shoulder | Coincident | 2028 | POE50 | Operational-demand | NA | 18.7564
QLD | QRPN | Redbank Plains | Energy Queensland | Shoulder | Non-coincident | 2028 | POE10 | Operational-demand | NA | 22.0509
QLD | QRPN | Redbank Plains | Energy Queensland | Shoulder | Coincident | 2029 | POE10 | Operational-demand | NA | 22.5836
QLD | QRPN | Redbank Plains | Energy Queensland | Shoulder | Coincident | 2029 | POE50 | Operational-demand | NA | 19.393
QLD | QRPN | Redbank Plains | Energy Queensland | Shoulder | Non-coincident | 2029 | POE10 | Operational-demand | NA | 22.7011
QLD | QRPN | Redbank Plains | Energy Queensland | Shoulder | Coincident | 2030 | POE10 | Operational-demand | NA | 23.2665
QLD | QRPN | Redbank Plains | Energy Queensland | Shoulder | Coincident | 2030 | POE50 | Operational-demand | NA | 20.0243
QLD | QRPN | Redbank Plains | Energy Queensland | Shoulder | Non-coincident | 2030 | POE10 | Operational-demand | NA | 23.389
QLD | QRPN | Redbank Plains | Energy Queensland | Summer | Non-coincident | 2019 | BASEYEARPOE10 | Operational-demand | NA | 25.653
QLD | QRPN | Redbank Plains | Energy Queensland | Summer | Coincident | 2021 | POE10 | Operational-demand | NA | 25.4444
QLD | QRPN | Redbank Plains | Energy Queensland | Summer | Coincident | 2021 | POE50 | Operational-demand | NA | 23.0941
QLD | QRPN | Redbank Plains | Energy Queensland | Summer | Non-coincident | 2021 | POE10 | Operational-demand | NA | 27.1461
QLD | QRPN | Redbank Plains | Energy Queensland | Summer | Coincident | 2022 | POE10 | Operational-demand | NA | 26.4774
QLD | QRPN | Redbank Plains | Energy Queensland | Summer | Coincident | 2022 | POE50 | Operational-demand | NA | 23.9948
QLD | QRPN | Redbank Plains | Energy Queensland | Summer | Non-coincident | 2022 | POE10 | Operational-demand | NA | 27.7443
QLD | QRPN | Redbank Plains | Energy Queensland | Summer | Coincident | 2023 | POE10 | Operational-demand | NA | 27.3199
QLD | QRPN | Redbank Plains | Energy Queensland | Summer | Coincident | 2023 | POE50 | Operational-demand | NA | 24.7036
QLD | QRPN | Redbank Plains | Energy Queensland | Summer | Non-coincident | 2023 | POE10 | Operational-demand | NA | 28.4703
QLD | QRPN | Redbank Plains | Energy Queensland | Summer | Coincident | 2024 | POE10 | Operational-demand | NA | 28.335
QLD | QRPN | Redbank Plains | Energy Queensland | Summer | Coincident | 2024 | POE50 | Operational-demand | NA | 25.646
QLD | QRPN | Redbank Plains | Energy Queensland | Summer | Non-coincident | 2024 | POE10 | Operational-demand | NA | 29.1924
QLD | QRPN | Redbank Plains | Energy Queensland | Summer | Coincident | 2025 | POE10 | Operational-demand | NA | 28.9005
QLD | QRPN | Redbank Plains | Energy Queensland | Summer | Coincident | 2025 | POE50 | Operational-demand | NA | 26.2925
QLD | QRPN | Redbank Plains | Energy Queensland | Summer | Non-coincident | 2025 | POE10 | Operational-demand | NA | 29.915
QLD | QRPN | Redbank Plains | Energy Queensland | Summer | Coincident | 2026 | POE10 | Operational-demand | NA | 29.7334
QLD | QRPN | Redbank Plains | Energy Queensland | Summer | Coincident | 2026 | POE50 | Operational-demand | NA | 26.9617
QLD | QRPN | Redbank Plains | Energy Queensland | Summer | Non-coincident | 2026 | POE10 | Operational-demand | NA | 30.6487
QLD | QRPN | Redbank Plains | Energy Queensland | Summer | Coincident | 2027 | POE10 | Operational-demand | NA | 30.2598
QLD | QRPN | Redbank Plains | Energy Queensland | Summer | Coincident | 2027 | POE50 | Operational-demand | NA | 27.5378
QLD | QRPN | Redbank Plains | Energy Queensland | Summer | Non-coincident | 2027 | POE10 | Operational-demand | NA | 31.4401
QLD | QRPN | Redbank Plains | Energy Queensland | Summer | Coincident | 2028 | POE10 | Operational-demand | NA | 31.0856
QLD | QRPN | Redbank Plains | Energy Queensland | Summer | Coincident | 2028 | POE50 | Operational-demand | NA | 28.2828
QLD | QRPN | Redbank Plains | Energy Queensland | Summer | Non-coincident | 2028 | POE10 | Operational-demand | NA | 32.2895
QLD | QRPN | Redbank Plains | Energy Queensland | Summer | Coincident | 2029 | POE10 | Operational-demand | NA | 31.8358
QLD | QRPN | Redbank Plains | Energy Queensland | Summer | Coincident | 2029 | POE50 | Operational-demand | NA | 29.1017
QLD | QRPN | Redbank Plains | Energy Queensland | Summer | Non-coincident | 2029 | POE10 | Operational-demand | NA | 33.1713
QLD | QRPN | Redbank Plains | Energy Queensland | Summer | Coincident | 2030 | POE10 | Operational-demand | NA | 32.7303
QLD | QRPN | Redbank Plains | Energy Queensland | Summer | Coincident | 2030 | POE50 | Operational-demand | NA | 29.7766
QLD | QRPN | Redbank Plains | Energy Queensland | Summer | Non-coincident | 2030 | POE10 | Operational-demand | NA | 34.0815
QLD | QRPN | Redbank Plains | Energy Queensland | Winter | Non-coincident | 2019 | BASEYEARPOE10 | Operational-demand | NA | 16.8285
QLD | QRPN | Redbank Plains | Energy Queensland | Winter | Coincident | 2020 | POE10 | Operational-demand | NA | 16.8437
QLD | QRPN | Redbank Plains | Energy Queensland | Winter | Coincident | 2020 | POE50 | Operational-demand | NA | 15.9533
QLD | QRPN | Redbank Plains | Energy Queensland | Winter | Non-coincident | 2020 | POE10 | Operational-demand | NA | 17.2536
QLD | QRPN | Redbank Plains | Energy Queensland | Winter | Coincident | 2021 | POE10 | Operational-demand | NA | 16.9858
QLD | QRPN | Redbank Plains | Energy Queensland | Winter | Coincident | 2021 | POE50 | Operational-demand | NA | 16.0836
QLD | QRPN | Redbank Plains | Energy Queensland | Winter | Non-coincident | 2021 | POE10 | Operational-demand | NA | 17.5465
QLD | QRPN | Redbank Plains | Energy Queensland | Winter | Coincident | 2022 | POE10 | Operational-demand | NA | 17.8316
QLD | QRPN | Redbank Plains | Energy Queensland | Winter | Coincident | 2022 | POE50 | Operational-demand | NA | 16.8873
QLD | QRPN | Redbank Plains | Energy Queensland | Winter | Non-coincident | 2022 | POE10 | Operational-demand | NA | 18.0214
QLD | QRPN | Redbank Plains | Energy Queensland | Winter | Coincident | 2023 | POE10 | Operational-demand | NA | 18.47
QLD | QRPN | Redbank Plains | Energy Queensland | Winter | Coincident | 2023 | POE50 | Operational-demand | NA | 17.4753
QLD | QRPN | Redbank Plains | Energy Queensland | Winter | Non-coincident | 2023 | POE10 | Operational-demand | NA | 18.4958
QLD | QRPN | Redbank Plains | Energy Queensland | Winter | Coincident | 2024 | POE10 | Operational-demand | NA | 19.2204
QLD | QRPN | Redbank Plains | Energy Queensland | Winter | Coincident | 2024 | POE50 | Operational-demand | NA | 18.1152
QLD | QRPN | Redbank Plains | Energy Queensland | Winter | Non-coincident | 2024 | POE10 | Operational-demand | NA | 19.2204
QLD | QRPN | Redbank Plains | Energy Queensland | Winter | Coincident | 2025 | POE10 | Operational-demand | NA | 19.6431
QLD | QRPN | Redbank Plains | Energy Queensland | Winter | Coincident | 2025 | POE50 | Operational-demand | NA | 18.5536
QLD | QRPN | Redbank Plains | Energy Queensland | Winter | Non-coincident | 2025 | POE10 | Operational-demand | NA | 19.6431
QLD | QRPN | Redbank Plains | Energy Queensland | Winter | Coincident | 2026 | POE10 | Operational-demand | NA | 20.1391
QLD | QRPN | Redbank Plains | Energy Queensland | Winter | Coincident | 2026 | POE50 | Operational-demand | NA | 19.0591
QLD | QRPN | Redbank Plains | Energy Queensland | Winter | Non-coincident | 2026 | POE10 | Operational-demand | NA | 20.1391
QLD | QRPN | Redbank Plains | Energy Queensland | Winter | Coincident | 2027 | POE10 | Operational-demand | NA | 20.7096
QLD | QRPN | Redbank Plains | Energy Queensland | Winter | Coincident | 2027 | POE50 | Operational-demand | NA | 19.604
QLD | QRPN | Redbank Plains | Energy Queensland | Winter | Non-coincident | 2027 | POE10 | Operational-demand | NA | 20.7096
QLD | QRPN | Redbank Plains | Energy Queensland | Winter | Coincident | 2028 | POE10 | Operational-demand | NA | 21.5738
QLD | QRPN | Redbank Plains | Energy Queensland | Winter | Coincident | 2028 | POE50 | Operational-demand | NA | 20.2692
QLD | QRPN | Redbank Plains | Energy Queensland | Winter | Non-coincident | 2028 | POE10 | Operational-demand | NA | 21.5738
QLD | QRPN | Redbank Plains | Energy Queensland | Winter | Coincident | 2029 | POE10 | Operational-demand | NA | 22.1541
QLD | QRPN | Redbank Plains | Energy Queensland | Winter | Coincident | 2029 | POE50 | Operational-demand | NA | 20.9301
QLD | QRPN | Redbank Plains | Energy Queensland | Winter | Non-coincident | 2029 | POE10 | Operational-demand | NA | 22.1541
QLD | QSPN | South Pine | Energy Queensland | Shoulder | Coincident | 2017 | ACTUAL_OPG | Operational-demand | 265.0686 | 584.2808
QLD | QSPN | South Pine | Energy Queensland | Shoulder | Coincident | 2017 | ACTUAL_RAW | Operational-demand | 265.0686 | 584.2808
QLD | QSPN | South Pine | Energy Queensland | Shoulder | Non-coincident | 2017 | ACTUAL_RAW | Operational-demand | 252.0711 | 584.2808
QLD | QSPN | South Pine | Energy Queensland | Shoulder | Non-coincident | 2017 | ACTUAL_OPG | Operational-demand | 252.0711 | 584.2808
QLD | QSPN | South Pine | Energy Queensland | Shoulder | Non-coincident | 2017 | ACTUAL_ADJUSTEDOPG | Operational-demand | 252.0711 | 584.2808
QLD | QSPN | South Pine | Energy Queensland | Shoulder | Coincident | 2018 | ACTUAL_OPG | Operational-demand | 283.3423 | 647.1662
QLD | QSPN | South Pine | Energy Queensland | Shoulder | Coincident | 2018 | ACTUAL_RAW | Operational-demand | 283.3423 | 647.1662
QLD | QSPN | South Pine | Energy Queensland | Shoulder | Non-coincident | 2018 | ACTUAL_RAW | Operational-demand | 234.9617 | 665.3109
QLD | QSPN | South Pine | Energy Queensland | Shoulder | Non-coincident | 2018 | ACTUAL_OPG | Operational-demand | 234.9617 | 665.3109
QLD | QSPN | South Pine | Energy Queensland | Shoulder | Non-coincident | 2018 | ACTUAL_ADJUSTEDOPG | Operational-demand | 234.9617 | 665.3109
QLD | QSPN | South Pine | Energy Queensland | Shoulder | Coincident | 2019 | ACTUAL_OPG | Operational-demand | 204.8458 | 640.5011
QLD | QSPN | South Pine | Energy Queensland | Shoulder | Coincident | 2019 | ACTUAL_RAW | Operational-demand | 204.8458 | 640.5011
QLD | QSPN | South Pine | Energy Queensland | Shoulder | Non-coincident | 2019 | ACTUAL_RAW | Operational-demand | 180.7488 | 640.5011
QLD | QSPN | South Pine | Energy Queensland | Shoulder | Non-coincident | 2019 | ACTUAL_OPG | Operational-demand | 180.7488 | 640.5011
QLD | QSPN | South Pine | Energy Queensland | Shoulder | Non-coincident | 2019 | ACTUAL_ADJUSTEDOPG | Operational-demand | 180.7488 | 640.5011
QLD | QSPN | South Pine | Energy Queensland | Shoulder | Non-coincident | 2019 | BASEYEARPOE90 | Operational-demand | 126.7476 | NA
QLD | QSPN | South Pine | Energy Queensland | Shoulder | Non-coincident | 2019 | BASEYEARPOE50 | Operational-demand | 150.7034 | 610.0422
QLD | QSPN | South Pine | Energy Queensland | Shoulder | Coincident | 2020 | ACTUAL_OPG | Operational-demand | 142.3457 | 621.1951
QLD | QSPN | South Pine | Energy Queensland | Shoulder | Coincident | 2020 | ACTUAL_RAW | Operational-demand | 142.3457 | 621.1951
QLD | QSPN | South Pine | Energy Queensland | Shoulder | Non-coincident | 2020 | ACTUAL_RAW | Operational-demand | 111.7389 | 621.1951
QLD | QSPN | South Pine | Energy Queensland | Shoulder | Non-coincident | 2020 | ACTUAL_OPG | Operational-demand | 111.7389 | 621.1951
QLD | QSPN | South Pine | Energy Queensland | Shoulder | Non-coincident | 2020 | ACTUAL_ADJUSTEDOPG | Operational-demand | 111.7389 | 621.1951
QLD | QSPN | South Pine | Energy Queensland | Shoulder | Coincident_unreconciled | 2021 | POE50 | Operational-demand | 135.2815 | NA
QLD | QSPN | South Pine | Energy Queensland | Shoulder | Coincident_unreconciled | 2021 | POE90 | Operational-demand | 110.469 | NA
QLD | QSPN | South Pine | Energy Queensland | Shoulder | Non-coincident | 2021 | POE50 | Operational-demand | 94.762 | 680.0234
QLD | QSPN | South Pine | Energy Queensland | Shoulder | Non-coincident | 2021 | POE90 | Operational-demand | 77.3813 | NA
QLD | QSPN | South Pine | Energy Queensland | Shoulder | Coincident_unreconciled | 2022 | POE50 | Operational-demand | 101.2464 | NA
QLD | QSPN | South Pine | Energy Queensland | Shoulder | Coincident_unreconciled | 2022 | POE90 | Operational-demand | 76.2426 | NA
QLD | QSPN | South Pine | Energy Queensland | Shoulder | Non-coincident | 2022 | POE50 | Operational-demand | 70.921 | 684.1775
QLD | QSPN | South Pine | Energy Queensland | Shoulder | Non-coincident | 2022 | POE90 | Operational-demand | 53.4064 | NA
QLD | QSPN | South Pine | Energy Queensland | Shoulder | Coincident_unreconciled | 2023 | POE50 | Operational-demand | 67.4612 | NA
QLD | QSPN | South Pine | Energy Queensland | Shoulder | Coincident_unreconciled | 2023 | POE90 | Operational-demand | 42.2859 | NA
QLD | QSPN | South Pine | Energy Queensland | Shoulder | Non-coincident | 2023 | POE50 | Operational-demand | 47.2552 | 687.9089
QLD | QSPN | South Pine | Energy Queensland | Shoulder | Non-coincident | 2023 | POE90 | Operational-demand | 29.6204 | NA
QLD | QSPN | South Pine | Energy Queensland | Shoulder | Coincident_unreconciled | 2024 | POE50 | Operational-demand | 46.8907 | NA
QLD | QSPN | South Pine | Energy Queensland | Shoulder | Coincident_unreconciled | 2024 | POE90 | Operational-demand | 21.5438 | NA
QLD | QSPN | South Pine | Energy Queensland | Shoulder | Non-coincident | 2024 | POE50 | Operational-demand | 32.846 | 691.4916
QLD | QSPN | South Pine | Energy Queensland | Shoulder | Non-coincident | 2024 | POE90 | Operational-demand | 15.091 | NA
QLD | QSPN | South Pine | Energy Queensland | Shoulder | Coincident_unreconciled | 2025 | POE50 | Operational-demand | 30.553 | NA
QLD | QSPN | South Pine | Energy Queensland | Shoulder | Coincident_unreconciled | 2025 | POE90 | Operational-demand | 5.0345 | NA
QLD | QSPN | South Pine | Energy Queensland | Shoulder | Non-coincident | 2025 | POE50 | Operational-demand | 21.4017 | 695.0535
QLD | QSPN | South Pine | Energy Queensland | Shoulder | Non-coincident | 2025 | POE90 | Operational-demand | 3.5265 | NA
QLD | QSPN | South Pine | Energy Queensland | Shoulder | Coincident_unreconciled | 2026 | POE50 | Operational-demand | 14.3181 | NA
QLD | QSPN | South Pine | Energy Queensland | Shoulder | Coincident_unreconciled | 2026 | POE90 | Operational-demand | -4.5597 | NA
QLD | QSPN | South Pine | Energy Queensland | Shoulder | Non-coincident | 2026 | POE50 | Operational-demand | 10.0295 | 698.9719
QLD | QSPN | South Pine | Energy Queensland | Shoulder | Non-coincident | 2026 | POE90 | Operational-demand | -7.9659 | NA
QLD | QSPN | South Pine | Energy Queensland | Shoulder | Coincident_unreconciled | 2027 | POE50 | Operational-demand | 0.52522 | NA
QLD | QSPN | South Pine | Energy Queensland | Shoulder | Coincident_unreconciled | 2027 | POE90 | Operational-demand | -10.1568 | NA
QLD | QSPN | South Pine | Energy Queensland | Shoulder | Non-coincident | 2027 | POE50 | Operational-demand | 0.36791 | 703.5379
QLD | QSPN | South Pine | Energy Queensland | Shoulder | Non-coincident | 2027 | POE90 | Operational-demand | -17.7439 | NA
QLD | QSPN | South Pine | Energy Queensland | Shoulder | Coincident_unreconciled | 2028 | POE50 | Operational-demand | -4.2923 | NA
QLD | QSPN | South Pine | Energy Queensland | Shoulder | Coincident_unreconciled | 2028 | POE90 | Operational-demand | -14.7248 | NA
QLD | QSPN | South Pine | Energy Queensland | Shoulder | Non-coincident | 2028 | POE50 | Operational-demand | -7.4987 | 709.1644
QLD | QSPN | South Pine | Energy Queensland | Shoulder | Non-coincident | 2028 | POE90 | Operational-demand | -25.7243 | NA
QLD | QSPN | South Pine | Energy Queensland | Shoulder | Coincident_unreconciled | 2029 | POE50 | Operational-demand | -8.3907 | NA
QLD | QSPN | South Pine | Energy Queensland | Shoulder | Coincident_unreconciled | 2029 | POE90 | Operational-demand | -18.8882 | NA
QLD | QSPN | South Pine | Energy Queensland | Shoulder | Non-coincident | 2029 | POE50 | Operational-demand | -14.6585 | 716.0339
QLD | QSPN | South Pine | Energy Queensland | Shoulder | Non-coincident | 2029 | POE90 | Operational-demand | -32.9978 | NA
QLD | QSPN | South Pine | Energy Queensland | Shoulder | Coincident_unreconciled | 2030 | POE50 | Operational-demand | -11.734 | NA
QLD | QSPN | South Pine | Energy Queensland | Shoulder | Coincident_unreconciled | 2030 | POE90 | Operational-demand | -22.2966 | NA
QLD | QSPN | South Pine | Energy Queensland | Shoulder | Non-coincident | 2030 | POE50 | Operational-demand | -20.4993 | 724.0191
QLD | QSPN | South Pine | Energy Queensland | Shoulder | Non-coincident | 2030 | POE90 | Operational-demand | -38.9523 | NA
QLD | QSPN | South Pine | Energy Queensland | Summer | Coincident | 2017 | ACTUAL_OPG | Operational-demand | 285.7911 | 844.9284
QLD | QSPN | South Pine | Energy Queensland | Summer | Coincident | 2017 | ACTUAL_RAW | Operational-demand | 285.7911 | 844.9284
QLD | QSPN | South Pine | Energy Queensland | Summer | Non-coincident | 2017 | ACTUAL_RAW | Operational-demand | 265.5557 | 885.5051
QLD | QSPN | South Pine | Energy Queensland | Summer | Non-coincident | 2017 | ACTUAL_OPG | Operational-demand | 265.5557 | 885.5051
QLD | QSPN | South Pine | Energy Queensland | Summer | Non-coincident | 2017 | ACTUAL_ADJUSTEDOPG | Operational-demand | 265.5557 | 885.5051
QLD | QSPN | South Pine | Energy Queensland | Summer | Coincident | 2018 | ACTUAL_OPG | Operational-demand | 273.1838 | 906.6637
QLD | QSPN | South Pine | Energy Queensland | Summer | Coincident | 2018 | ACTUAL_RAW | Operational-demand | 273.1838 | 906.6637
QLD | QSPN | South Pine | Energy Queensland | Summer | Non-coincident | 2018 | ACTUAL_RAW | Operational-demand | 266.603 | 913.5678
QLD | QSPN | South Pine | Energy Queensland | Summer | Non-coincident | 2018 | ACTUAL_OPG | Operational-demand | 266.603 | 913.5678
QLD | QSPN | South Pine | Energy Queensland | Summer | Non-coincident | 2018 | ACTUAL_ADJUSTEDOPG | Operational-demand | 266.603 | 913.5678
QLD | QSPN | South Pine | Energy Queensland | Summer | Coincident | 2019 | ACTUAL_OPG | Operational-demand | 264.7798 | 940.2042
QLD | QSPN | South Pine | Energy Queensland | Summer | Coincident | 2019 | ACTUAL_RAW | Operational-demand | 264.7798 | 940.2042
QLD | QSPN | South Pine | Energy Queensland | Summer | Non-coincident | 2019 | ACTUAL_RAW | Operational-demand | 194.3733 | 940.2042
QLD | QSPN | South Pine | Energy Queensland | Summer | Non-coincident | 2019 | ACTUAL_OPG | Operational-demand | 194.3733 | 940.2042
QLD | QSPN | South Pine | Energy Queensland | Summer | Non-coincident | 2019 | ACTUAL_ADJUSTEDOPG | Operational-demand | 194.3733 | 940.2042
QLD | QSPN | South Pine | Energy Queensland | Summer | Non-coincident | 2019 | BASEYEARPOE90 | Operational-demand | 167.0656 | NA
QLD | QSPN | South Pine | Energy Queensland | Summer | Non-coincident | 2019 | BASEYEARPOE50 | Operational-demand | 200.0077 | 953.5972
QLD | QSPN | South Pine | Energy Queensland | Summer | Coincident | 2020 | ACTUAL_OPG | Operational-demand | 213.6748 | 914.5856
QLD | QSPN | South Pine | Energy Queensland | Summer | Coincident | 2020 | ACTUAL_RAW | Operational-demand | 213.6748 | 914.5856
QLD | QSPN | South Pine | Energy Queensland | Summer | Non-coincident | 2020 | ACTUAL_RAW | Operational-demand | 187.2073 | 929.3653
QLD | QSPN | South Pine | Energy Queensland | Summer | Non-coincident | 2020 | ACTUAL_OPG | Operational-demand | 187.2073 | 929.3653
QLD | QSPN | South Pine | Energy Queensland | Summer | Non-coincident | 2020 | ACTUAL_ADJUSTEDOPG | Operational-demand | 187.2073 | 929.3653
QLD | QSPN | South Pine | Energy Queensland | Summer | Coincident_unreconciled | 2021 | POE50 | Operational-demand | 187.5394 | NA
QLD | QSPN | South Pine | Energy Queensland | Summer | Coincident_unreconciled | 2021 | POE90 | Operational-demand | 148.1705 | NA
QLD | QSPN | South Pine | Energy Queensland | Summer | Non-coincident | 2021 | POE50 | Operational-demand | 163.2978 | 965.9128
QLD | QSPN | South Pine | Energy Queensland | Summer | Non-coincident | 2021 | POE90 | Operational-demand | 110.7098 | NA
QLD | QSPN | South Pine | Energy Queensland | Summer | Coincident_unreconciled | 2022 | POE50 | Operational-demand | 160.9725 | NA
QLD | QSPN | South Pine | Energy Queensland | Summer | Coincident_unreconciled | 2022 | POE90 | Operational-demand | 121.3096 | NA
QLD | QSPN | South Pine | Energy Queensland | Summer | Non-coincident | 2022 | POE50 | Operational-demand | 140.165 | 971.9908
QLD | QSPN | South Pine | Energy Queensland | Summer | Non-coincident | 2022 | POE90 | Operational-demand | 93.5517 | NA
QLD | QSPN | South Pine | Energy Queensland | Summer | Coincident_unreconciled | 2023 | POE50 | Operational-demand | 134.8697 | NA
QLD | QSPN | South Pine | Energy Queensland | Summer | Coincident_unreconciled | 2023 | POE90 | Operational-demand | 94.943 | NA
QLD | QSPN | South Pine | Energy Queensland | Summer | Non-coincident | 2023 | POE50 | Operational-demand | 117.4363 | 977.3866
QLD | QSPN | South Pine | Energy Queensland | Summer | Non-coincident | 2023 | POE90 | Operational-demand | 76.7039 | NA
QLD | QSPN | South Pine | Energy Queensland | Summer | Coincident_unreconciled | 2024 | POE50 | Operational-demand | 119.7296 | NA
QLD | QSPN | South Pine | Energy Queensland | Summer | Coincident_unreconciled | 2024 | POE90 | Operational-demand | 79.539 | NA
QLD | QSPN | South Pine | Energy Queensland | Summer | Non-coincident | 2024 | POE50 | Operational-demand | 104.2532 | 982.8573
QLD | QSPN | South Pine | Energy Queensland | Summer | Non-coincident | 2024 | POE90 | Operational-demand | 66.9657 | NA
QLD | QSPN | South Pine | Energy Queensland | Summer | Coincident_unreconciled | 2025 | POE50 | Operational-demand | 107.2871 | NA
QLD | QSPN | South Pine | Energy Queensland | Summer | Coincident_unreconciled | 2025 | POE90 | Operational-demand | 66.8327 | NA
QLD | QSPN | South Pine | Energy Queensland | Summer | Non-coincident | 2025 | POE50 | Operational-demand | 93.419 | 988.2802
QLD | QSPN | South Pine | Energy Queensland | Summer | Non-coincident | 2025 | POE90 | Operational-demand | 58.1938 | NA
QLD | QSPN | South Pine | Energy Queensland | Summer | Coincident_unreconciled | 2026 | POE50 | Operational-demand | 94.778 | NA
QLD | QSPN | South Pine | Energy Queensland | Summer | Coincident_unreconciled | 2026 | POE90 | Operational-demand | 54.0598 | NA
QLD | QSPN | South Pine | Energy Queensland | Summer | Non-coincident | 2026 | POE50 | Operational-demand | 82.5269 | 993.9127
QLD | QSPN | South Pine | Energy Queensland | Summer | Non-coincident | 2026 | POE90 | Operational-demand | 47.072 | NA
QLD | QSPN | South Pine | Energy Queensland | Summer | Coincident_unreconciled | 2027 | POE50 | Operational-demand | 84.2188 | NA
QLD | QSPN | South Pine | Energy Queensland | Summer | Coincident_unreconciled | 2027 | POE90 | Operational-demand | 43.245 | NA
QLD | QSPN | South Pine | Energy Queensland | Summer | Non-coincident | 2027 | POE50 | Operational-demand | 73.3326 | 999.7944
QLD | QSPN | South Pine | Energy Queensland | Summer | Non-coincident | 2027 | POE90 | Operational-demand | 37.6551 | NA
QLD | QSPN | South Pine | Energy Queensland | Summer | Coincident_unreconciled | 2028 | POE50 | Operational-demand | 75.643 | NA
QLD | QSPN | South Pine | Energy Queensland | Summer | Coincident_unreconciled | 2028 | POE90 | Operational-demand | 34.4194 | NA
QLD | QSPN | South Pine | Energy Queensland | Summer | Non-coincident | 2028 | POE50 | Operational-demand | 65.8653 | 1006.4244
QLD | QSPN | South Pine | Energy Queensland | Summer | Non-coincident | 2028 | POE90 | Operational-demand | 29.9703 | NA
QLD | QSPN | South Pine | Energy Queensland | Summer | Coincident_unreconciled | 2029 | POE50 | Operational-demand | 67.9651 | NA
QLD | QSPN | South Pine | Energy Queensland | Summer | Coincident_unreconciled | 2029 | POE90 | Operational-demand | 26.4919 | NA
QLD | QSPN | South Pine | Energy Queensland | Summer | Non-coincident | 2029 | POE50 | Operational-demand | 59.1798 | 1014.0305
QLD | QSPN | South Pine | Energy Queensland | Summer | Non-coincident | 2029 | POE90 | Operational-demand | 23.0675 | NA
QLD | QSPN | South Pine | Energy Queensland | Summer | Coincident_unreconciled | 2030 | POE50 | Operational-demand | 61.7367 | NA
QLD | QSPN | South Pine | Energy Queensland | Summer | Coincident_unreconciled | 2030 | POE90 | Operational-demand | 20.0138 | NA
QLD | QSPN | South Pine | Energy Queensland | Summer | Non-coincident | 2030 | POE50 | Operational-demand | 53.7565 | 1022.3936
QLD | QSPN | South Pine | Energy Queensland | Summer | Non-coincident | 2030 | POE90 | Operational-demand | 17.4268 | NA
QLD | QSPN | South Pine | Energy Queensland | Winter | Coincident | 2016 | ACTUAL_OPG | Operational-demand | 262.2432 | 655.8666
QLD | QSPN | South Pine | Energy Queensland | Winter | Coincident | 2016 | ACTUAL_RAW | Operational-demand | 262.2432 | 655.8666
QLD | QSPN | South Pine | Energy Queensland | Winter | Non-coincident | 2016 | ACTUAL_RAW | Operational-demand | 260.2399 | 666.6453
QLD | QSPN | South Pine | Energy Queensland | Winter | Non-coincident | 2016 | ACTUAL_OPG | Operational-demand | 260.2399 | 666.6453
QLD | QSPN | South Pine | Energy Queensland | Winter | Non-coincident | 2016 | ACTUAL_ADJUSTEDOPG | Operational-demand | 260.2399 | 666.6453
QLD | QSPN | South Pine | Energy Queensland | Winter | Coincident | 2017 | ACTUAL_OPG | Operational-demand | 256.8352 | 622.2631
QLD | QSPN | South Pine | Energy Queensland | Winter | Coincident | 2017 | ACTUAL_RAW | Operational-demand | 256.8352 | 622.2631
QLD | QSPN | South Pine | Energy Queensland | Winter | Non-coincident | 2017 | ACTUAL_RAW | Operational-demand | 244.9234 | 622.2631
QLD | QSPN | South Pine | Energy Queensland | Winter | Non-coincident | 2017 | ACTUAL_OPG | Operational-demand | 244.9234 | 622.2631
QLD | QSPN | South Pine | Energy Queensland | Winter | Non-coincident | 2017 | ACTUAL_ADJUSTEDOPG | Operational-demand | 244.9234 | 622.2631
QLD | QSPN | South Pine | Energy Queensland | Winter | Coincident | 2018 | ACTUAL_OPG | Operational-demand | 221.9001 | 669.8681
QLD | QSPN | South Pine | Energy Queensland | Winter | Coincident | 2018 | ACTUAL_RAW | Operational-demand | 221.9001 | 669.8681
QLD | QSPN | South Pine | Energy Queensland | Winter | Non-coincident | 2018 | ACTUAL_RAW | Operational-demand | 218.2659 | 670.4274
QLD | QSPN | South Pine | Energy Queensland | Winter | Non-coincident | 2018 | ACTUAL_OPG | Operational-demand | 218.2659 | 670.4274
QLD | QSPN | South Pine | Energy Queensland | Winter | Non-coincident | 2018 | ACTUAL_ADJUSTEDOPG | Operational-demand | 218.2659 | 670.4274
QLD | QSPN | South Pine | Energy Queensland | Winter | Coincident | 2019 | ACTUAL_OPG | Operational-demand | 191.8274 | 706.5358
QLD | QSPN | South Pine | Energy Queensland | Winter | Coincident | 2019 | ACTUAL_RAW | Operational-demand | 191.8274 | 706.5358
QLD | QSPN | South Pine | Energy Queensland | Winter | Non-coincident | 2019 | ACTUAL_RAW | Operational-demand | 161.4563 | 706.5358
QLD | QSPN | South Pine | Energy Queensland | Winter | Non-coincident | 2019 | ACTUAL_OPG | Operational-demand | 161.4563 | 706.5358
QLD | QSPN | South Pine | Energy Queensland | Winter | Non-coincident | 2019 | ACTUAL_ADJUSTEDOPG | Operational-demand | 161.4563 | 706.5358
QLD | QSPN | South Pine | Energy Queensland | Winter | Non-coincident | 2019 | BASEYEARPOE90 | Operational-demand | 148.7631 | NA
QLD | QSPN | South Pine | Energy Queensland | Winter | Non-coincident | 2019 | BASEYEARPOE50 | Operational-demand | 168.2514 | 645.4711
QLD | QSPN | South Pine | Energy Queensland | Winter | Coincident_unreconciled | 2020 | POE50 | Operational-demand | 141.54 | NA
QLD | QSPN | South Pine | Energy Queensland | Winter | Coincident_unreconciled | 2020 | POE90 | Operational-demand | 112.7869 | NA
QLD | QSPN | South Pine | Energy Queensland | Winter | Non-coincident | 2020 | POE50 | Operational-demand | 116.4943 | 645.4045
QLD | QSPN | South Pine | Energy Queensland | Winter | Non-coincident | 2020 | POE90 | Operational-demand | 92.8291 | NA
QLD | QSPN | South Pine | Energy Queensland | Winter | Coincident_unreconciled | 2021 | POE50 | Operational-demand | 120.9734 | NA
QLD | QSPN | South Pine | Energy Queensland | Winter | Coincident_unreconciled | 2021 | POE90 | Operational-demand | 91.9623 | NA
QLD | QSPN | South Pine | Energy Queensland | Winter | Non-coincident | 2021 | POE50 | Operational-demand | 99.567 | 650.4058
QLD | QSPN | South Pine | Energy Queensland | Winter | Non-coincident | 2021 | POE90 | Operational-demand | 75.6894 | NA
QLD | QSPN | South Pine | Energy Queensland | Winter | Coincident_unreconciled | 2022 | POE50 | Operational-demand | 89.923 | NA
QLD | QSPN | South Pine | Energy Queensland | Winter | Coincident_unreconciled | 2022 | POE90 | Operational-demand | 60.7057 | NA
QLD | QSPN | South Pine | Energy Queensland | Winter | Non-coincident | 2022 | POE50 | Operational-demand | 74.011 | 660.7548
QLD | QSPN | South Pine | Energy Queensland | Winter | Non-coincident | 2022 | POE90 | Operational-demand | 49.9637 | NA
QLD | QSPN | South Pine | Energy Queensland | Winter | Coincident_unreconciled | 2023 | POE50 | Operational-demand | 68.6115 | NA
QLD | QSPN | South Pine | Energy Queensland | Winter | Coincident_unreconciled | 2023 | POE90 | Operational-demand | 39.1881 | NA
QLD | QSPN | South Pine | Energy Queensland | Winter | Non-coincident | 2023 | POE50 | Operational-demand | 56.4706 | 670.2629
QLD | QSPN | South Pine | Energy Queensland | Winter | Non-coincident | 2023 | POE90 | Operational-demand | 32.2537 | NA
QLD | QSPN | South Pine | Energy Queensland | Winter | Coincident_unreconciled | 2024 | POE50 | Operational-demand | 54.8576 | NA
QLD | QSPN | South Pine | Energy Queensland | Winter | Coincident_unreconciled | 2024 | POE90 | Operational-demand | 25.2279 | NA
QLD | QSPN | South Pine | Energy Queensland | Winter | Non-coincident | 2024 | POE50 | Operational-demand | 45.1504 | 681.452
QLD | QSPN | South Pine | Energy Queensland | Winter | Non-coincident | 2024 | POE90 | Operational-demand | 20.7638 | NA
QLD | QSPN | South Pine | Energy Queensland | Winter | Coincident_unreconciled | 2025 | POE50 | Operational-demand | 42.1019 | NA
QLD | QSPN | South Pine | Energy Queensland | Winter | Coincident_unreconciled | 2025 | POE90 | Operational-demand | 12.2661 | NA
QLD | QSPN | South Pine | Energy Queensland | Winter | Non-coincident | 2025 | POE50 | Operational-demand | 34.6519 | 684.77
QLD | QSPN | South Pine | Energy Queensland | Winter | Non-coincident | 2025 | POE90 | Operational-demand | 10.0956 | NA
QLD | QSPN | South Pine | Energy Queensland | Winter | Coincident_unreconciled | 2026 | POE50 | Operational-demand | 29.0007 | NA
QLD | QSPN | South Pine | Energy Queensland | Winter | Coincident_unreconciled | 2026 | POE90 | Operational-demand | -0.67215 | NA
QLD | QSPN | South Pine | Energy Queensland | Winter | Non-coincident | 2026 | POE50 | Operational-demand | 23.869 | 690.0428
QLD | QSPN | South Pine | Energy Queensland | Winter | Non-coincident | 2026 | POE90 | Operational-demand | -0.85623 | NA
QLD | QSPN | South Pine | Energy Queensland | Winter | Coincident_unreconciled | 2027 | POE50 | Operational-demand | 19.7852 | NA
QLD | QSPN | South Pine | Energy Queensland | Winter | Coincident_unreconciled | 2027 | POE90 | Operational-demand | -6.7523 | NA
QLD | QSPN | South Pine | Energy Queensland | Winter | Non-coincident | 2027 | POE50 | Operational-demand | 16.2842 | 694.6177
QLD | QSPN | South Pine | Energy Queensland | Winter | Non-coincident | 2027 | POE90 | Operational-demand | -8.6016 | NA
QLD | QSPN | South Pine | Energy Queensland | Winter | Coincident_unreconciled | 2028 | POE50 | Operational-demand | 11.371 | NA
QLD | QSPN | South Pine | Energy Queensland | Winter | Coincident_unreconciled | 2028 | POE90 | Operational-demand | -12.3148 | NA
QLD | QSPN | South Pine | Energy Queensland | Winter | Non-coincident | 2028 | POE50 | Operational-demand | 9.3589 | 702.8316
QLD | QSPN | South Pine | Energy Queensland | Winter | Non-coincident | 2028 | POE90 | Operational-demand | -15.6875 | NA
QLD | QSPN | South Pine | Energy Queensland | Winter | Coincident_unreconciled | 2029 | POE50 | Operational-demand | 4.5176 | NA
QLD | QSPN | South Pine | Energy Queensland | Winter | Coincident_unreconciled | 2029 | POE90 | Operational-demand | -16.8687 | NA
QLD | QSPN | South Pine | Energy Queensland | Winter | Non-coincident | 2029 | POE50 | Operational-demand | 3.7182 | 710.5191
QLD | QSPN | South Pine | Energy Queensland | Winter | Non-coincident | 2029 | POE90 | Operational-demand | -21.4886 | NA
QLD | QSPN | South Pine | Energy Queensland | Shoulder | Non-coincident | 2019 | BASEYEARPOE10 | Operational-demand | NA | 626.0752
QLD | QSPN | South Pine | Energy Queensland | Shoulder | Coincident | 2021 | POE10 | Operational-demand | NA | 623.836
QLD | QSPN | South Pine | Energy Queensland | Shoulder | Coincident | 2021 | POE50 | Operational-demand | NA | 628.0195
QLD | QSPN | South Pine | Energy Queensland | Shoulder | Non-coincident | 2021 | POE10 | Operational-demand | NA | 704.4231
QLD | QSPN | South Pine | Energy Queensland | Shoulder | Coincident | 2022 | POE10 | Operational-demand | NA | 647.0048
QLD | QSPN | South Pine | Energy Queensland | Shoulder | Coincident | 2022 | POE50 | Operational-demand | NA | 639.5219
QLD | QSPN | South Pine | Energy Queensland | Shoulder | Non-coincident | 2022 | POE10 | Operational-demand | NA | 705.1579
QLD | QSPN | South Pine | Energy Queensland | Shoulder | Coincident | 2023 | POE10 | Operational-demand | NA | 652.269
QLD | QSPN | South Pine | Energy Queensland | Shoulder | Coincident | 2023 | POE50 | Operational-demand | NA | 648.1392
QLD | QSPN | South Pine | Energy Queensland | Shoulder | Non-coincident | 2023 | POE10 | Operational-demand | NA | 706.2635
QLD | QSPN | South Pine | Energy Queensland | Shoulder | Coincident | 2024 | POE10 | Operational-demand | NA | 659.4785
QLD | QSPN | South Pine | Energy Queensland | Shoulder | Coincident | 2024 | POE50 | Operational-demand | NA | 664.7503
QLD | QSPN | South Pine | Energy Queensland | Shoulder | Non-coincident | 2024 | POE10 | Operational-demand | NA | 709.9674
QLD | QSPN | South Pine | Energy Queensland | Shoulder | Coincident | 2025 | POE10 | Operational-demand | NA | 665.494
QLD | QSPN | South Pine | Energy Queensland | Shoulder | Coincident | 2025 | POE50 | Operational-demand | NA | 665.4782
QLD | QSPN | South Pine | Energy Queensland | Shoulder | Non-coincident | 2025 | POE10 | Operational-demand | NA | 713.6506
QLD | QSPN | South Pine | Energy Queensland | Shoulder | Coincident | 2026 | POE10 | Operational-demand | NA | 665.8866
QLD | QSPN | South Pine | Energy Queensland | Shoulder | Coincident | 2026 | POE50 | Operational-demand | NA | 669.8467
QLD | QSPN | South Pine | Energy Queensland | Shoulder | Non-coincident | 2026 | POE10 | Operational-demand | NA | 717.6903
QLD | QSPN | South Pine | Energy Queensland | Shoulder | Coincident | 2027 | POE10 | Operational-demand | NA | 667.6399
QLD | QSPN | South Pine | Energy Queensland | Shoulder | Coincident | 2027 | POE50 | Operational-demand | NA | 670.8779
QLD | QSPN | South Pine | Energy Queensland | Shoulder | Non-coincident | 2027 | POE10 | Operational-demand | NA | 722.3737
QLD | QSPN | South Pine | Energy Queensland | Shoulder | Coincident | 2028 | POE10 | Operational-demand | NA | 670.7026
QLD | QSPN | South Pine | Energy Queensland | Shoulder | Coincident | 2028 | POE50 | Operational-demand | NA | 675.7553
QLD | QSPN | South Pine | Energy Queensland | Shoulder | Non-coincident | 2028 | POE10 | Operational-demand | NA | 728.115
QLD | QSPN | South Pine | Energy Queensland | Shoulder | Coincident | 2029 | POE10 | Operational-demand | NA | 684.6333
QLD | QSPN | South Pine | Energy Queensland | Shoulder | Coincident | 2029 | POE50 | Operational-demand | NA | 685.4573
QLD | QSPN | South Pine | Energy Queensland | Shoulder | Non-coincident | 2029 | POE10 | Operational-demand | NA | 735.0992
QLD | QSPN | South Pine | Energy Queensland | Shoulder | Coincident | 2030 | POE10 | Operational-demand | NA | 692.8685
QLD | QSPN | South Pine | Energy Queensland | Shoulder | Coincident | 2030 | POE50 | Operational-demand | NA | 694.5729
QLD | QSPN | South Pine | Energy Queensland | Shoulder | Non-coincident | 2030 | POE10 | Operational-demand | NA | 743.1992
QLD | QSPN | South Pine | Energy Queensland | Summer | Non-coincident | 2019 | BASEYEARPOE10 | Operational-demand | NA | 1231.1281
QLD | QSPN | South Pine | Energy Queensland | Summer | Coincident | 2021 | POE50 | Operational-demand | NA | 908.0701
QLD | QSPN | South Pine | Energy Queensland | Summer | Coincident | 2021 | POE10 | Operational-demand | NA | 902.3703
QLD | QSPN | South Pine | Energy Queensland | Summer | Non-coincident | 2021 | POE10 | Operational-demand | NA | 988.7892
QLD | QSPN | South Pine | Energy Queensland | Summer | Coincident | 2022 | POE50 | Operational-demand | NA | 929.298
QLD | QSPN | South Pine | Energy Queensland | Summer | Coincident | 2022 | POE10 | Operational-demand | NA | 926.8402
QLD | QSPN | South Pine | Energy Queensland | Summer | Non-coincident | 2022 | POE10 | Operational-demand | NA | 997.1375
QLD | QSPN | South Pine | Energy Queensland | Summer | Coincident | 2023 | POE50 | Operational-demand | NA | 937.8345
QLD | QSPN | South Pine | Energy Queensland | Summer | Coincident | 2023 | POE10 | Operational-demand | NA | 939.1789
QLD | QSPN | South Pine | Energy Queensland | Summer | Non-coincident | 2023 | POE10 | Operational-demand | NA | 1004.5703
QLD | QSPN | South Pine | Energy Queensland | Summer | Coincident | 2024 | POE50 | Operational-demand | NA | 955.171
QLD | QSPN | South Pine | Energy Queensland | Summer | Coincident | 2024 | POE10 | Operational-demand | NA | 957.3747
QLD | QSPN | South Pine | Energy Queensland | Summer | Non-coincident | 2024 | POE10 | Operational-demand | NA | 1012.0782
QLD | QSPN | South Pine | Energy Queensland | Summer | Coincident | 2025 | POE50 | Operational-demand | NA | 961.1904
QLD | QSPN | South Pine | Energy Queensland | Summer | Coincident | 2025 | POE10 | Operational-demand | NA | 960.2037
QLD | QSPN | South Pine | Energy Queensland | Summer | Non-coincident | 2025 | POE10 | Operational-demand | NA | 1019.538
QLD | QSPN | South Pine | Energy Queensland | Summer | Coincident | 2026 | POE50 | Operational-demand | NA | 967.8168
QLD | QSPN | South Pine | Energy Queensland | Summer | Coincident | 2026 | POE10 | Operational-demand | NA | 971.7726
QLD | QSPN | South Pine | Energy Queensland | Summer | Non-coincident | 2026 | POE10 | Operational-demand | NA | 1027.2077
QLD | QSPN | South Pine | Energy Queensland | Summer | Coincident | 2027 | POE50 | Operational-demand | NA | 969.4992
QLD | QSPN | South Pine | Energy Queensland | Summer | Coincident | 2027 | POE10 | Operational-demand | NA | 971.7509
QLD | QSPN | South Pine | Energy Queensland | Summer | Non-coincident | 2027 | POE10 | Operational-demand | NA | 1035.0629
QLD | QSPN | South Pine | Energy Queensland | Summer | Coincident | 2028 | POE50 | Operational-demand | NA | 976.0406
QLD | QSPN | South Pine | Energy Queensland | Summer | Coincident | 2028 | POE10 | Operational-demand | NA | 980.3659
QLD | QSPN | South Pine | Energy Queensland | Summer | Non-coincident | 2028 | POE10 | Operational-demand | NA | 1043.621
QLD | QSPN | South Pine | Energy Queensland | Summer | Coincident | 2029 | POE50 | Operational-demand | NA | 984.986
QLD | QSPN | South Pine | Energy Queensland | Summer | Coincident | 2029 | POE10 | Operational-demand | NA | 986.6173
QLD | QSPN | South Pine | Energy Queensland | Summer | Non-coincident | 2029 | POE10 | Operational-demand | NA | 1053.1542
QLD | QSPN | South Pine | Energy Queensland | Summer | Coincident | 2030 | POE50 | Operational-demand | NA | 988.9256
QLD | QSPN | South Pine | Energy Queensland | Summer | Coincident | 2030 | POE10 | Operational-demand | NA | 997.2739
QLD | QSPN | South Pine | Energy Queensland | Summer | Non-coincident | 2030 | POE10 | Operational-demand | NA | 1063.4448
QLD | QSPN | South Pine | Energy Queensland | Winter | Non-coincident | 2019 | BASEYEARPOE10 | Operational-demand | NA | 665.3346
QLD | QSPN | South Pine | Energy Queensland | Winter | Coincident | 2020 | POE10 | Operational-demand | NA | 670.1985
QLD | QSPN | South Pine | Energy Queensland | Winter | Coincident | 2020 | POE50 | Operational-demand | NA | 643.061
QLD | QSPN | South Pine | Energy Queensland | Winter | Non-coincident | 2020 | POE10 | Operational-demand | NA | 670.1985
QLD | QSPN | South Pine | Energy Queensland | Winter | Coincident | 2021 | POE10 | Operational-demand | NA | 669.7455
QLD | QSPN | South Pine | Energy Queensland | Winter | Coincident | 2021 | POE50 | Operational-demand | NA | 642.429
QLD | QSPN | South Pine | Energy Queensland | Winter | Non-coincident | 2021 | POE10 | Operational-demand | NA | 670.5734
QLD | QSPN | South Pine | Energy Queensland | Winter | Coincident | 2022 | POE10 | Operational-demand | NA | 688.7554
QLD | QSPN | South Pine | Energy Queensland | Winter | Coincident | 2022 | POE50 | Operational-demand | NA | 660.7548
QLD | QSPN | South Pine | Energy Queensland | Winter | Non-coincident | 2022 | POE10 | Operational-demand | NA | 688.7554
QLD | QSPN | South Pine | Energy Queensland | Winter | Coincident | 2023 | POE10 | Operational-demand | NA | 699.3507
QLD | QSPN | South Pine | Energy Queensland | Winter | Coincident | 2023 | POE50 | Operational-demand | NA | 670.2629
QLD | QSPN | South Pine | Energy Queensland | Winter | Non-coincident | 2023 | POE10 | Operational-demand | NA | 699.3507
QLD | QSPN | South Pine | Energy Queensland | Winter | Coincident | 2024 | POE10 | Operational-demand | NA | 713.7974
QLD | QSPN | South Pine | Energy Queensland | Winter | Coincident | 2024 | POE50 | Operational-demand | NA | 681.452
QLD | QSPN | South Pine | Energy Queensland | Winter | Non-coincident | 2024 | POE10 | Operational-demand | NA | 713.7974
QLD | QSPN | South Pine | Energy Queensland | Winter | Coincident | 2025 | POE10 | Operational-demand | NA | 715.7572
QLD | QSPN | South Pine | Energy Queensland | Winter | Coincident | 2025 | POE50 | Operational-demand | NA | 684.77
QLD | QSPN | South Pine | Energy Queensland | Winter | Non-coincident | 2025 | POE10 | Operational-demand | NA | 715.7572
QLD | QSPN | South Pine | Energy Queensland | Winter | Coincident | 2026 | POE10 | Operational-demand | NA | 719.9184
QLD | QSPN | South Pine | Energy Queensland | Winter | Coincident | 2026 | POE50 | Operational-demand | NA | 690.0428
QLD | QSPN | South Pine | Energy Queensland | Winter | Non-coincident | 2026 | POE10 | Operational-demand | NA | 719.9184
QLD | QSPN | South Pine | Energy Queensland | Winter | Coincident | 2027 | POE10 | Operational-demand | NA | 724.598
QLD | QSPN | South Pine | Energy Queensland | Winter | Coincident | 2027 | POE50 | Operational-demand | NA | 694.6177
QLD | QSPN | South Pine | Energy Queensland | Winter | Non-coincident | 2027 | POE10 | Operational-demand | NA | 724.598
QLD | QSPN | South Pine | Energy Queensland | Winter | Coincident | 2028 | POE10 | Operational-demand | NA | 738.8221
QLD | QSPN | South Pine | Energy Queensland | Winter | Coincident | 2028 | POE50 | Operational-demand | NA | 702.8316
QLD | QSPN | South Pine | Energy Queensland | Winter | Non-coincident | 2028 | POE10 | Operational-demand | NA | 738.8221
QLD | QSPN | South Pine | Energy Queensland | Winter | Coincident | 2029 | POE10 | Operational-demand | NA | 742.9227
QLD | QSPN | South Pine | Energy Queensland | Winter | Coincident | 2029 | POE50 | Operational-demand | NA | 710.5191
QLD | QSPN | South Pine | Energy Queensland | Winter | Non-coincident | 2029 | POE10 | Operational-demand | NA | 742.9227
QLD | QSUM | Sumner | Energy Queensland | Shoulder | Coincident | 2017 | ACTUAL_OPG | Operational-demand | 8.7538 | 18.9925
QLD | QSUM | Sumner | Energy Queensland | Shoulder | Coincident | 2017 | ACTUAL_RAW | Operational-demand | 8.7538 | 18.9925
QLD | QSUM | Sumner | Energy Queensland | Shoulder | Non-coincident | 2017 | ACTUAL_RAW | Operational-demand | 5.3079 | 19.7679
QLD | QSUM | Sumner | Energy Queensland | Shoulder | Non-coincident | 2017 | ACTUAL_OPG | Operational-demand | 5.3079 | 19.7679
QLD | QSUM | Sumner | Energy Queensland | Shoulder | Non-coincident | 2017 | ACTUAL_ADJUSTEDOPG | Operational-demand | 5.3079 | 19.7679
QLD | QSUM | Sumner | Energy Queensland | Shoulder | Coincident | 2018 | ACTUAL_OPG | Operational-demand | 7.946 | 23.0249
QLD | QSUM | Sumner | Energy Queensland | Shoulder | Coincident | 2018 | ACTUAL_RAW | Operational-demand | 7.946 | 23.0249
QLD | QSUM | Sumner | Energy Queensland | Shoulder | Non-coincident | 2018 | ACTUAL_RAW | Operational-demand | 5.2456 | 26.4125
QLD | QSUM | Sumner | Energy Queensland | Shoulder | Non-coincident | 2018 | ACTUAL_OPG | Operational-demand | 5.2456 | 26.4125
QLD | QSUM | Sumner | Energy Queensland | Shoulder | Non-coincident | 2018 | ACTUAL_ADJUSTEDOPG | Operational-demand | 5.2456 | 26.4125
QLD | QSUM | Sumner | Energy Queensland | Shoulder | Coincident | 2019 | ACTUAL_OPG | Operational-demand | 4.1389 | 23.1275
QLD | QSUM | Sumner | Energy Queensland | Shoulder | Coincident | 2019 | ACTUAL_RAW | Operational-demand | 4.1389 | 23.1275
QLD | QSUM | Sumner | Energy Queensland | Shoulder | Non-coincident | 2019 | ACTUAL_RAW | Operational-demand | 3.4986 | 23.1275
QLD | QSUM | Sumner | Energy Queensland | Shoulder | Non-coincident | 2019 | ACTUAL_OPG | Operational-demand | 3.4986 | 23.1275
QLD | QSUM | Sumner | Energy Queensland | Shoulder | Non-coincident | 2019 | ACTUAL_ADJUSTEDOPG | Operational-demand | 3.4986 | 23.1275
QLD | QSUM | Sumner | Energy Queensland | Shoulder | Non-coincident | 2019 | BASEYEARPOE90 | Operational-demand | 0.84763 | NA
QLD | QSUM | Sumner | Energy Queensland | Shoulder | Non-coincident | 2019 | BASEYEARPOE50 | Operational-demand | 2.1655 | 21.3286
QLD | QSUM | Sumner | Energy Queensland | Shoulder | Coincident | 2020 | ACTUAL_OPG | Operational-demand | 2.2816 | 20.6062
QLD | QSUM | Sumner | Energy Queensland | Shoulder | Coincident | 2020 | ACTUAL_RAW | Operational-demand | 2.2816 | 20.6062
QLD | QSUM | Sumner | Energy Queensland | Shoulder | Non-coincident | 2020 | ACTUAL_RAW | Operational-demand | 2.2776 | 21.6973
QLD | QSUM | Sumner | Energy Queensland | Shoulder | Non-coincident | 2020 | ACTUAL_OPG | Operational-demand | 2.2776 | 21.6973
QLD | QSUM | Sumner | Energy Queensland | Shoulder | Non-coincident | 2020 | ACTUAL_ADJUSTEDOPG | Operational-demand | 2.2776 | 21.6973
QLD | QSUM | Sumner | Energy Queensland | Shoulder | Coincident_unreconciled | 2021 | POE50 | Operational-demand | 2 | NA
QLD | QSUM | Sumner | Energy Queensland | Shoulder | Coincident_unreconciled | 2021 | POE90 | Operational-demand | -0.04535 | NA
QLD | QSUM | Sumner | Energy Queensland | Shoulder | Non-coincident | 2021 | POE50 | Operational-demand | 2 | 21.1494
QLD | QSUM | Sumner | Energy Queensland | Shoulder | Non-coincident | 2021 | POE90 | Operational-demand | -0.53776 | NA
QLD | QSUM | Sumner | Energy Queensland | Shoulder | Coincident_unreconciled | 2022 | POE50 | Operational-demand | 1.3897 | NA
QLD | QSUM | Sumner | Energy Queensland | Shoulder | Coincident_unreconciled | 2022 | POE90 | Operational-demand | -0.66165 | NA
QLD | QSUM | Sumner | Energy Queensland | Shoulder | Non-coincident | 2022 | POE50 | Operational-demand | 1.2428 | 21.2019
QLD | QSUM | Sumner | Energy Queensland | Shoulder | Non-coincident | 2022 | POE90 | Operational-demand | -1.3024 | NA
QLD | QSUM | Sumner | Energy Queensland | Shoulder | Coincident_unreconciled | 2023 | POE50 | Operational-demand | 0.84745 | NA
QLD | QSUM | Sumner | Energy Queensland | Shoulder | Coincident_unreconciled | 2023 | POE90 | Operational-demand | -1.2093 | NA
QLD | QSUM | Sumner | Energy Queensland | Shoulder | Non-coincident | 2023 | POE50 | Operational-demand | 0.56998 | 21.4001
QLD | QSUM | Sumner | Energy Queensland | Shoulder | Non-coincident | 2023 | POE90 | Operational-demand | -1.9819 | NA
QLD | QSUM | Sumner | Energy Queensland | Shoulder | Coincident_unreconciled | 2024 | POE50 | Operational-demand | 0.37198 | NA
QLD | QSUM | Sumner | Energy Queensland | Shoulder | Coincident_unreconciled | 2024 | POE90 | Operational-demand | -1.6901 | NA
QLD | QSUM | Sumner | Energy Queensland | Shoulder | Non-coincident | 2024 | POE50 | Operational-demand | -0.01996 | 21.8367
QLD | QSUM | Sumner | Energy Queensland | Shoulder | Non-coincident | 2024 | POE90 | Operational-demand | -2.5785 | NA
QLD | QSUM | Sumner | Energy Queensland | Shoulder | Coincident_unreconciled | 2025 | POE50 | Operational-demand | -0.02727 | NA
QLD | QSUM | Sumner | Energy Queensland | Shoulder | Coincident_unreconciled | 2025 | POE90 | Operational-demand | -2.0948 | NA
QLD | QSUM | Sumner | Energy Queensland | Shoulder | Non-coincident | 2025 | POE50 | Operational-demand | -0.51532 | 21.7952
QLD | QSUM | Sumner | Energy Queensland | Shoulder | Non-coincident | 2025 | POE90 | Operational-demand | -3.0806 | NA
QLD | QSUM | Sumner | Energy Queensland | Shoulder | Coincident_unreconciled | 2026 | POE50 | Operational-demand | -0.44245 | NA
QLD | QSUM | Sumner | Energy Queensland | Shoulder | Coincident_unreconciled | 2026 | POE90 | Operational-demand | -2.5153 | NA
QLD | QSUM | Sumner | Energy Queensland | Shoulder | Non-coincident | 2026 | POE50 | Operational-demand | -1.0305 | 21.8618
QLD | QSUM | Sumner | Energy Queensland | Shoulder | Non-coincident | 2026 | POE90 | Operational-demand | -3.6024 | NA
QLD | QSUM | Sumner | Energy Queensland | Shoulder | Coincident_unreconciled | 2027 | POE50 | Operational-demand | -0.8518 | NA
QLD | QSUM | Sumner | Energy Queensland | Shoulder | Coincident_unreconciled | 2027 | POE90 | Operational-demand | -2.9299 | NA
QLD | QSUM | Sumner | Energy Queensland | Shoulder | Non-coincident | 2027 | POE50 | Operational-demand | -1.5384 | 21.8286
QLD | QSUM | Sumner | Energy Queensland | Shoulder | Non-coincident | 2027 | POE90 | Operational-demand | -4.1167 | NA
QLD | QSUM | Sumner | Energy Queensland | Shoulder | Coincident_unreconciled | 2028 | POE50 | Operational-demand | -1.1907 | NA
QLD | QSUM | Sumner | Energy Queensland | Shoulder | Coincident_unreconciled | 2028 | POE90 | Operational-demand | -3.2739 | NA
QLD | QSUM | Sumner | Energy Queensland | Shoulder | Non-coincident | 2028 | POE50 | Operational-demand | -1.9588 | 21.9116
QLD | QSUM | Sumner | Energy Queensland | Shoulder | Non-coincident | 2028 | POE90 | Operational-demand | -4.5435 | NA
QLD | QSUM | Sumner | Energy Queensland | Shoulder | Coincident_unreconciled | 2029 | POE50 | Operational-demand | -1.4958 | NA
QLD | QSUM | Sumner | Energy Queensland | Shoulder | Coincident_unreconciled | 2029 | POE90 | Operational-demand | -3.584 | NA
QLD | QSUM | Sumner | Energy Queensland | Shoulder | Non-coincident | 2029 | POE50 | Operational-demand | -2.3374 | 22.1412
QLD | QSUM | Sumner | Energy Queensland | Shoulder | Non-coincident | 2029 | POE90 | Operational-demand | -4.9284 | NA
QLD | QSUM | Sumner | Energy Queensland | Shoulder | Coincident_unreconciled | 2030 | POE50 | Operational-demand | -1.7578 | NA
QLD | QSUM | Sumner | Energy Queensland | Shoulder | Coincident_unreconciled | 2030 | POE90 | Operational-demand | -3.8512 | NA
QLD | QSUM | Sumner | Energy Queensland | Shoulder | Non-coincident | 2030 | POE50 | Operational-demand | -2.6625 | 22.3534
QLD | QSUM | Sumner | Energy Queensland | Shoulder | Non-coincident | 2030 | POE90 | Operational-demand | -5.2599 | NA
QLD | QSUM | Sumner | Energy Queensland | Summer | Coincident | 2017 | ACTUAL_OPG | Operational-demand | 8.1779 | 33.4121
QLD | QSUM | Sumner | Energy Queensland | Summer | Coincident | 2017 | ACTUAL_RAW | Operational-demand | 8.1779 | 33.4121
QLD | QSUM | Sumner | Energy Queensland | Summer | Non-coincident | 2017 | ACTUAL_RAW | Operational-demand | 7.3477 | 36.8256
QLD | QSUM | Sumner | Energy Queensland | Summer | Non-coincident | 2017 | ACTUAL_OPG | Operational-demand | 7.3477 | 36.8256
QLD | QSUM | Sumner | Energy Queensland | Summer | Non-coincident | 2017 | ACTUAL_ADJUSTEDOPG | Operational-demand | 7.3477 | 36.8256
QLD | QSUM | Sumner | Energy Queensland | Summer | Coincident | 2018 | ACTUAL_OPG | Operational-demand | 7.4743 | 33.965
QLD | QSUM | Sumner | Energy Queensland | Summer | Coincident | 2018 | ACTUAL_RAW | Operational-demand | 7.4743 | 33.965
QLD | QSUM | Sumner | Energy Queensland | Summer | Non-coincident | 2018 | ACTUAL_RAW | Operational-demand | 5.1297 | 35.4092
QLD | QSUM | Sumner | Energy Queensland | Summer | Non-coincident | 2018 | ACTUAL_OPG | Operational-demand | 5.1297 | 35.4092
QLD | QSUM | Sumner | Energy Queensland | Summer | Non-coincident | 2018 | ACTUAL_ADJUSTEDOPG | Operational-demand | 5.1297 | 35.4092
QLD | QSUM | Sumner | Energy Queensland | Summer | Coincident | 2019 | ACTUAL_OPG | Operational-demand | 8.0421 | 34.2999
QLD | QSUM | Sumner | Energy Queensland | Summer | Coincident | 2019 | ACTUAL_RAW | Operational-demand | 8.0421 | 34.2999
QLD | QSUM | Sumner | Energy Queensland | Summer | Non-coincident | 2019 | ACTUAL_RAW | Operational-demand | 3.4296 | 34.9914
QLD | QSUM | Sumner | Energy Queensland | Summer | Non-coincident | 2019 | ACTUAL_OPG | Operational-demand | 3.4296 | 34.9914
QLD | QSUM | Sumner | Energy Queensland | Summer | Non-coincident | 2019 | ACTUAL_ADJUSTEDOPG | Operational-demand | 3.4296 | 34.9914
QLD | QSUM | Sumner | Energy Queensland | Summer | Non-coincident | 2019 | BASEYEARPOE90 | Operational-demand | 2.3361 | NA
QLD | QSUM | Sumner | Energy Queensland | Summer | Non-coincident | 2019 | BASEYEARPOE50 | Operational-demand | 4.0865 | 31.8154
QLD | QSUM | Sumner | Energy Queensland | Summer | Coincident | 2020 | ACTUAL_OPG | Operational-demand | 3.8421 | 33.0089
QLD | QSUM | Sumner | Energy Queensland | Summer | Coincident | 2020 | ACTUAL_RAW | Operational-demand | 3.8421 | 33.0089
QLD | QSUM | Sumner | Energy Queensland | Summer | Non-coincident | 2020 | ACTUAL_RAW | Operational-demand | 3.8421 | 33.3248
QLD | QSUM | Sumner | Energy Queensland | Summer | Non-coincident | 2020 | ACTUAL_OPG | Operational-demand | 3.8421 | 33.3248
QLD | QSUM | Sumner | Energy Queensland | Summer | Non-coincident | 2020 | ACTUAL_ADJUSTEDOPG | Operational-demand | 3.8421 | 33.3248
QLD | QSUM | Sumner | Energy Queensland | Summer | Coincident_unreconciled | 2021 | POE50 | Operational-demand | 6 | NA
QLD | QSUM | Sumner | Energy Queensland | Summer | Coincident_unreconciled | 2021 | POE90 | Operational-demand | 4.2768 | NA
QLD | QSUM | Sumner | Energy Queensland | Summer | Non-coincident | 2021 | POE50 | Operational-demand | 2.7044 | 30.7375
QLD | QSUM | Sumner | Energy Queensland | Summer | Non-coincident | 2021 | POE90 | Operational-demand | -0.05572 | NA
QLD | QSUM | Sumner | Energy Queensland | Summer | Coincident_unreconciled | 2022 | POE50 | Operational-demand | 5.2673 | NA
QLD | QSUM | Sumner | Energy Queensland | Summer | Coincident_unreconciled | 2022 | POE90 | Operational-demand | 3.539 | NA
QLD | QSUM | Sumner | Energy Queensland | Summer | Non-coincident | 2022 | POE50 | Operational-demand | 1.9784 | 30.9728
QLD | QSUM | Sumner | Energy Queensland | Summer | Non-coincident | 2022 | POE90 | Operational-demand | -0.59797 | NA
QLD | QSUM | Sumner | Energy Queensland | Summer | Coincident_unreconciled | 2023 | POE50 | Operational-demand | 4.6197 | NA
QLD | QSUM | Sumner | Energy Queensland | Summer | Coincident_unreconciled | 2023 | POE90 | Operational-demand | 2.894 | NA
QLD | QSUM | Sumner | Energy Queensland | Summer | Non-coincident | 2023 | POE50 | Operational-demand | 1.3367 | 31.1501
QLD | QSUM | Sumner | Energy Queensland | Summer | Non-coincident | 2023 | POE90 | Operational-demand | -1.0772 | NA
QLD | QSUM | Sumner | Energy Queensland | Summer | Coincident_unreconciled | 2024 | POE50 | Operational-demand | 4.0424 | NA
QLD | QSUM | Sumner | Energy Queensland | Summer | Coincident_unreconciled | 2024 | POE90 | Operational-demand | 2.3227 | NA
QLD | QSUM | Sumner | Energy Queensland | Summer | Non-coincident | 2024 | POE50 | Operational-demand | 0.76465 | 31.6112
QLD | QSUM | Sumner | Energy Queensland | Summer | Non-coincident | 2024 | POE90 | Operational-demand | -1.5028 | NA
QLD | QSUM | Sumner | Energy Queensland | Summer | Coincident_unreconciled | 2025 | POE50 | Operational-demand | 3.5617 | NA
QLD | QSUM | Sumner | Energy Queensland | Summer | Coincident_unreconciled | 2025 | POE90 | Operational-demand | 1.8463 | NA
QLD | QSUM | Sumner | Energy Queensland | Summer | Non-coincident | 2025 | POE50 | Operational-demand | 0.28831 | 31.6977
QLD | QSUM | Sumner | Energy Queensland | Summer | Non-coincident | 2025 | POE90 | Operational-demand | -1.8549 | NA
QLD | QSUM | Sumner | Energy Queensland | Summer | Coincident_unreconciled | 2026 | POE50 | Operational-demand | 3.0591 | NA
QLD | QSUM | Sumner | Energy Queensland | Summer | Coincident_unreconciled | 2026 | POE90 | Operational-demand | 1.3446 | NA
QLD | QSUM | Sumner | Energy Queensland | Summer | Non-coincident | 2026 | POE50 | Operational-demand | -0.21362 | 31.8056
QLD | QSUM | Sumner | Energy Queensland | Summer | Non-coincident | 2026 | POE90 | Operational-demand | -2.2245 | NA
QLD | QSUM | Sumner | Energy Queensland | Summer | Coincident_unreconciled | 2027 | POE50 | Operational-demand | 2.5679 | NA
QLD | QSUM | Sumner | Energy Queensland | Summer | Coincident_unreconciled | 2027 | POE90 | Operational-demand | 0.84914 | NA
QLD | QSUM | Sumner | Energy Queensland | Summer | Non-coincident | 2027 | POE50 | Operational-demand | -0.70931 | 31.7585
QLD | QSUM | Sumner | Energy Queensland | Summer | Non-coincident | 2027 | POE90 | Operational-demand | -2.5885 | NA
QLD | QSUM | Sumner | Energy Queensland | Summer | Coincident_unreconciled | 2028 | POE50 | Operational-demand | 2.1648 | NA
QLD | QSUM | Sumner | Energy Queensland | Summer | Coincident_unreconciled | 2028 | POE90 | Operational-demand | 0.44178 | NA
QLD | QSUM | Sumner | Energy Queensland | Summer | Non-coincident | 2028 | POE50 | Operational-demand | -1.1162 | 31.8748
QLD | QSUM | Sumner | Energy Queensland | Summer | Non-coincident | 2028 | POE90 | Operational-demand | -2.8913 | NA
QLD | QSUM | Sumner | Energy Queensland | Summer | Coincident_unreconciled | 2029 | POE50 | Operational-demand | 1.8072 | NA
QLD | QSUM | Sumner | Energy Queensland | Summer | Coincident_unreconciled | 2029 | POE90 | Operational-demand | 0.07996 | NA
QLD | QSUM | Sumner | Energy Queensland | Summer | Non-coincident | 2029 | POE50 | Operational-demand | -1.4771 | 32.0684
QLD | QSUM | Sumner | Energy Queensland | Summer | Non-coincident | 2029 | POE90 | Operational-demand | -3.2204 | NA
QLD | QSUM | Sumner | Energy Queensland | Summer | Coincident_unreconciled | 2030 | POE50 | Operational-demand | 1.4999 | NA
QLD | QSUM | Sumner | Energy Queensland | Summer | Coincident_unreconciled | 2030 | POE90 | Operational-demand | -0.23156 | NA
QLD | QSUM | Sumner | Energy Queensland | Summer | Non-coincident | 2030 | POE50 | Operational-demand | -1.7873 | 32.0991
QLD | QSUM | Sumner | Energy Queensland | Summer | Non-coincident | 2030 | POE90 | Operational-demand | -3.5349 | NA
QLD | QSUM | Sumner | Energy Queensland | Winter | Coincident | 2016 | ACTUAL_OPG | Operational-demand | 8.065 | 23.467
QLD | QSUM | Sumner | Energy Queensland | Winter | Coincident | 2016 | ACTUAL_RAW | Operational-demand | 8.065 | 23.467
QLD | QSUM | Sumner | Energy Queensland | Winter | Non-coincident | 2016 | ACTUAL_RAW | Operational-demand | 5.7938 | 24.2315
QLD | QSUM | Sumner | Energy Queensland | Winter | Non-coincident | 2016 | ACTUAL_OPG | Operational-demand | 5.7938 | 24.2315
QLD | QSUM | Sumner | Energy Queensland | Winter | Non-coincident | 2016 | ACTUAL_ADJUSTEDOPG | Operational-demand | 5.7938 | 24.2315
QLD | QSUM | Sumner | Energy Queensland | Winter | Coincident | 2017 | ACTUAL_OPG | Operational-demand | 5.5183 | 19.9566
QLD | QSUM | Sumner | Energy Queensland | Winter | Coincident | 2017 | ACTUAL_RAW | Operational-demand | 5.5183 | 19.9566
QLD | QSUM | Sumner | Energy Queensland | Winter | Non-coincident | 2017 | ACTUAL_RAW | Operational-demand | 5.1637 | 23.9478
QLD | QSUM | Sumner | Energy Queensland | Winter | Non-coincident | 2017 | ACTUAL_OPG | Operational-demand | 5.1637 | 23.9478
QLD | QSUM | Sumner | Energy Queensland | Winter | Non-coincident | 2017 | ACTUAL_ADJUSTEDOPG | Operational-demand | 5.1637 | 23.9478
QLD | QSUM | Sumner | Energy Queensland | Winter | Coincident | 2018 | ACTUAL_OPG | Operational-demand | 4.658 | 22.1056
QLD | QSUM | Sumner | Energy Queensland | Winter | Coincident | 2018 | ACTUAL_RAW | Operational-demand | 4.658 | 22.1056
QLD | QSUM | Sumner | Energy Queensland | Winter | Non-coincident | 2018 | ACTUAL_RAW | Operational-demand | 4.2106 | 24.5588
QLD | QSUM | Sumner | Energy Queensland | Winter | Non-coincident | 2018 | ACTUAL_OPG | Operational-demand | 4.2106 | 24.5588
QLD | QSUM | Sumner | Energy Queensland | Winter | Non-coincident | 2018 | ACTUAL_ADJUSTEDOPG | Operational-demand | 4.2106 | 24.5588
QLD | QSUM | Sumner | Energy Queensland | Winter | Coincident | 2019 | ACTUAL_OPG | Operational-demand | 6.0025 | 21.8036
QLD | QSUM | Sumner | Energy Queensland | Winter | Coincident | 2019 | ACTUAL_RAW | Operational-demand | 6.0025 | 21.8036
QLD | QSUM | Sumner | Energy Queensland | Winter | Non-coincident | 2019 | ACTUAL_RAW | Operational-demand | 3.5874 | 23.0839
QLD | QSUM | Sumner | Energy Queensland | Winter | Non-coincident | 2019 | ACTUAL_OPG | Operational-demand | 3.5874 | 23.0839
QLD | QSUM | Sumner | Energy Queensland | Winter | Non-coincident | 2019 | ACTUAL_ADJUSTEDOPG | Operational-demand | 3.5874 | 23.0839
QLD | QSUM | Sumner | Energy Queensland | Winter | Non-coincident | 2019 | BASEYEARPOE90 | Operational-demand | 1.8997 | NA
QLD | QSUM | Sumner | Energy Queensland | Winter | Non-coincident | 2019 | BASEYEARPOE50 | Operational-demand | 2.8816 | 23.5613
QLD | QSUM | Sumner | Energy Queensland | Winter | Coincident_unreconciled | 2020 | POE90 | Operational-demand | 3 | NA
QLD | QSUM | Sumner | Energy Queensland | Winter | Coincident_unreconciled | 2020 | POE50 | Operational-demand | 3.9357 | NA
QLD | QSUM | Sumner | Energy Queensland | Winter | Non-coincident | 2020 | POE50 | Operational-demand | 3.5 | 23.1913
QLD | QSUM | Sumner | Energy Queensland | Winter | Non-coincident | 2020 | POE90 | Operational-demand | 2.2848 | NA
QLD | QSUM | Sumner | Energy Queensland | Winter | Coincident_unreconciled | 2021 | POE90 | Operational-demand | 2.8219 | NA
QLD | QSUM | Sumner | Energy Queensland | Winter | Coincident_unreconciled | 2021 | POE50 | Operational-demand | 3.7021 | NA
QLD | QSUM | Sumner | Energy Queensland | Winter | Non-coincident | 2021 | POE50 | Operational-demand | 2.7018 | 23.0655
QLD | QSUM | Sumner | Energy Queensland | Winter | Non-coincident | 2021 | POE90 | Operational-demand | 1.4866 | NA
QLD | QSUM | Sumner | Energy Queensland | Winter | Coincident_unreconciled | 2022 | POE90 | Operational-demand | 2.6544 | NA
QLD | QSUM | Sumner | Energy Queensland | Winter | Coincident_unreconciled | 2022 | POE50 | Operational-demand | 3.4824 | NA
QLD | QSUM | Sumner | Energy Queensland | Winter | Non-coincident | 2022 | POE50 | Operational-demand | 1.9537 | 22.9476
QLD | QSUM | Sumner | Energy Queensland | Winter | Non-coincident | 2022 | POE90 | Operational-demand | 0.73844 | NA
QLD | QSUM | Sumner | Energy Queensland | Winter | Coincident_unreconciled | 2023 | POE90 | Operational-demand | 2.4969 | NA
QLD | QSUM | Sumner | Energy Queensland | Winter | Coincident_unreconciled | 2023 | POE50 | Operational-demand | 3.2757 | NA
QLD | QSUM | Sumner | Energy Queensland | Winter | Non-coincident | 2023 | POE50 | Operational-demand | 1.3273 | 22.849
QLD | QSUM | Sumner | Energy Queensland | Winter | Non-coincident | 2023 | POE90 | Operational-demand | 0.11209 | NA
QLD | QSUM | Sumner | Energy Queensland | Winter | Coincident_unreconciled | 2024 | POE90 | Operational-demand | 2.3487 | NA
QLD | QSUM | Sumner | Energy Queensland | Winter | Coincident_unreconciled | 2024 | POE50 | Operational-demand | 3.0812 | NA
QLD | QSUM | Sumner | Energy Queensland | Winter | Non-coincident | 2024 | POE50 | Operational-demand | 0.7613 | 22.7608
QLD | QSUM | Sumner | Energy Queensland | Winter | Non-coincident | 2024 | POE90 | Operational-demand | -0.45392 | NA
QLD | QSUM | Sumner | Energy Queensland | Winter | Coincident_unreconciled | 2025 | POE90 | Operational-demand | 2.2093 | NA
QLD | QSUM | Sumner | Energy Queensland | Winter | Coincident_unreconciled | 2025 | POE50 | Operational-demand | 2.8984 | NA
QLD | QSUM | Sumner | Energy Queensland | Winter | Non-coincident | 2025 | POE50 | Operational-demand | 0.27602 | 22.6875
QLD | QSUM | Sumner | Energy Queensland | Winter | Non-coincident | 2025 | POE90 | Operational-demand | -0.93919 | NA
QLD | QSUM | Sumner | Energy Queensland | Winter | Coincident_unreconciled | 2026 | POE90 | Operational-demand | 2.0782 | NA
QLD | QSUM | Sumner | Energy Queensland | Winter | Coincident_unreconciled | 2026 | POE50 | Operational-demand | 2.7263 | NA
QLD | QSUM | Sumner | Energy Queensland | Winter | Non-coincident | 2026 | POE50 | Operational-demand | -0.30157 | 22.657
QLD | QSUM | Sumner | Energy Queensland | Winter | Non-coincident | 2026 | POE90 | Operational-demand | -1.5168 | NA
QLD | QSUM | Sumner | Energy Queensland | Winter | Coincident_unreconciled | 2027 | POE90 | Operational-demand | 1.9548 | NA
QLD | QSUM | Sumner | Energy Queensland | Winter | Coincident_unreconciled | 2027 | POE50 | Operational-demand | 2.5645 | NA
QLD | QSUM | Sumner | Energy Queensland | Winter | Non-coincident | 2027 | POE50 | Operational-demand | -0.76538 | 22.6936
QLD | QSUM | Sumner | Energy Queensland | Winter | Non-coincident | 2027 | POE90 | Operational-demand | -1.9806 | NA
QLD | QSUM | Sumner | Energy Queensland | Winter | Coincident_unreconciled | 2028 | POE90 | Operational-demand | 1.8388 | NA
QLD | QSUM | Sumner | Energy Queensland | Winter | Coincident_unreconciled | 2028 | POE50 | Operational-demand | 2.4123 | NA
QLD | QSUM | Sumner | Energy Queensland | Winter | Non-coincident | 2028 | POE50 | Operational-demand | -1.1765 | 22.8571
QLD | QSUM | Sumner | Energy Queensland | Winter | Non-coincident | 2028 | POE90 | Operational-demand | -2.3917 | NA
QLD | QSUM | Sumner | Energy Queensland | Winter | Coincident_unreconciled | 2029 | POE90 | Operational-demand | 1.7296 | NA
QLD | QSUM | Sumner | Energy Queensland | Winter | Coincident_unreconciled | 2029 | POE50 | Operational-demand | 2.2691 | NA
QLD | QSUM | Sumner | Energy Queensland | Winter | Non-coincident | 2029 | POE50 | Operational-demand | -1.5428 | 23.0065
QLD | QSUM | Sumner | Energy Queensland | Winter | Non-coincident | 2029 | POE90 | Operational-demand | -2.758 | NA
QLD | QSUM | Sumner | Energy Queensland | Shoulder | Non-coincident | 2019 | BASEYEARPOE10 | Operational-demand | NA | 23.8762
QLD | QSUM | Sumner | Energy Queensland | Shoulder | Coincident | 2021 | POE10 | Operational-demand | NA | 24.722
QLD | QSUM | Sumner | Energy Queensland | Shoulder | Coincident | 2021 | POE50 | Operational-demand | NA | 20.9226
QLD | QSUM | Sumner | Energy Queensland | Shoulder | Non-coincident | 2021 | POE10 | Operational-demand | NA | 25.7396
QLD | QSUM | Sumner | Energy Queensland | Shoulder | Coincident | 2022 | POE10 | Operational-demand | NA | 25.4773
QLD | QSUM | Sumner | Energy Queensland | Shoulder | Coincident | 2022 | POE50 | Operational-demand | NA | 21.2019
QLD | QSUM | Sumner | Energy Queensland | Shoulder | Non-coincident | 2022 | POE10 | Operational-demand | NA | 25.6933
QLD | QSUM | Sumner | Energy Queensland | Shoulder | Coincident | 2023 | POE10 | Operational-demand | NA | 25.5918
QLD | QSUM | Sumner | Energy Queensland | Shoulder | Coincident | 2023 | POE50 | Operational-demand | NA | 21.4001
QLD | QSUM | Sumner | Energy Queensland | Shoulder | Non-coincident | 2023 | POE10 | Operational-demand | NA | 25.7598
QLD | QSUM | Sumner | Energy Queensland | Shoulder | Coincident | 2024 | POE10 | Operational-demand | NA | 25.7762
QLD | QSUM | Sumner | Energy Queensland | Shoulder | Coincident | 2024 | POE50 | Operational-demand | NA | 21.8367
QLD | QSUM | Sumner | Energy Queensland | Shoulder | Non-coincident | 2024 | POE10 | Operational-demand | NA | 25.8211
QLD | QSUM | Sumner | Energy Queensland | Shoulder | Coincident | 2025 | POE10 | Operational-demand | NA | 25.9167
QLD | QSUM | Sumner | Energy Queensland | Shoulder | Coincident | 2025 | POE50 | Operational-demand | NA | 21.7952
QLD | QSUM | Sumner | Energy Queensland | Shoulder | Non-coincident | 2025 | POE10 | Operational-demand | NA | 25.9167
QLD | QSUM | Sumner | Energy Queensland | Shoulder | Coincident | 2026 | POE10 | Operational-demand | NA | 25.8528
QLD | QSUM | Sumner | Energy Queensland | Shoulder | Coincident | 2026 | POE50 | Operational-demand | NA | 21.8618
QLD | QSUM | Sumner | Energy Queensland | Shoulder | Non-coincident | 2026 | POE10 | Operational-demand | NA | 25.9513
QLD | QSUM | Sumner | Energy Queensland | Shoulder | Coincident | 2027 | POE10 | Operational-demand | NA | 25.8335
QLD | QSUM | Sumner | Energy Queensland | Shoulder | Coincident | 2027 | POE50 | Operational-demand | NA | 21.8286
QLD | QSUM | Sumner | Energy Queensland | Shoulder | Non-coincident | 2027 | POE10 | Operational-demand | NA | 26.0402
QLD | QSUM | Sumner | Energy Queensland | Shoulder | Coincident | 2028 | POE10 | Operational-demand | NA | 25.8564
QLD | QSUM | Sumner | Energy Queensland | Shoulder | Coincident | 2028 | POE50 | Operational-demand | NA | 21.9116
QLD | QSUM | Sumner | Energy Queensland | Shoulder | Non-coincident | 2028 | POE10 | Operational-demand | NA | 26.1626
QLD | QSUM | Sumner | Energy Queensland | Shoulder | Coincident | 2029 | POE10 | Operational-demand | NA | 26.2605
QLD | QSUM | Sumner | Energy Queensland | Shoulder | Coincident | 2029 | POE50 | Operational-demand | NA | 22.1412
QLD | QSUM | Sumner | Energy Queensland | Shoulder | Non-coincident | 2029 | POE10 | Operational-demand | NA | 26.3262
QLD | QSUM | Sumner | Energy Queensland | Shoulder | Coincident | 2030 | POE10 | Operational-demand | NA | 26.4561
QLD | QSUM | Sumner | Energy Queensland | Shoulder | Coincident | 2030 | POE50 | Operational-demand | NA | 22.3534
QLD | QSUM | Sumner | Energy Queensland | Shoulder | Non-coincident | 2030 | POE10 | Operational-demand | NA | 26.5239
QLD | QSUM | Sumner | Energy Queensland | Summer | Non-coincident | 2019 | BASEYEARPOE10 | Operational-demand | NA | 35.6573
QLD | QSUM | Sumner | Energy Queensland | Summer | Coincident | 2021 | POE10 | Operational-demand | NA | 33.3218
QLD | QSUM | Sumner | Energy Queensland | Summer | Coincident | 2021 | POE50 | Operational-demand | NA | 30.3846
QLD | QSUM | Sumner | Energy Queensland | Summer | Non-coincident | 2021 | POE10 | Operational-demand | NA | 36.3867
QLD | QSUM | Sumner | Energy Queensland | Summer | Coincident | 2022 | POE10 | Operational-demand | NA | 34.0196
QLD | QSUM | Sumner | Energy Queensland | Summer | Coincident | 2022 | POE50 | Operational-demand | NA | 30.9728
QLD | QSUM | Sumner | Energy Queensland | Summer | Non-coincident | 2022 | POE10 | Operational-demand | NA | 36.2392
QLD | QSUM | Sumner | Energy Queensland | Summer | Coincident | 2023 | POE10 | Operational-demand | NA | 34.2905
QLD | QSUM | Sumner | Energy Queensland | Summer | Coincident | 2023 | POE50 | Operational-demand | NA | 31.1501
QLD | QSUM | Sumner | Energy Queensland | Summer | Non-coincident | 2023 | POE10 | Operational-demand | NA | 36.1104
QLD | QSUM | Sumner | Energy Queensland | Summer | Coincident | 2024 | POE10 | Operational-demand | NA | 34.7653
QLD | QSUM | Sumner | Energy Queensland | Summer | Coincident | 2024 | POE50 | Operational-demand | NA | 31.6112
QLD | QSUM | Sumner | Energy Queensland | Summer | Non-coincident | 2024 | POE10 | Operational-demand | NA | 36.01
QLD | QSUM | Sumner | Energy Queensland | Summer | Coincident | 2025 | POE10 | Operational-demand | NA | 34.6825
QLD | QSUM | Sumner | Energy Queensland | Summer | Coincident | 2025 | POE50 | Operational-demand | NA | 31.6977
QLD | QSUM | Sumner | Energy Queensland | Summer | Non-coincident | 2025 | POE10 | Operational-demand | NA | 35.9511
QLD | QSUM | Sumner | Energy Queensland | Summer | Coincident | 2026 | POE10 | Operational-demand | NA | 34.9161
QLD | QSUM | Sumner | Energy Queensland | Summer | Coincident | 2026 | POE50 | Operational-demand | NA | 31.8056
QLD | QSUM | Sumner | Energy Queensland | Summer | Non-coincident | 2026 | POE10 | Operational-demand | NA | 35.8966
QLD | QSUM | Sumner | Energy Queensland | Summer | Coincident | 2027 | POE10 | Operational-demand | NA | 34.7419
QLD | QSUM | Sumner | Energy Queensland | Summer | Coincident | 2027 | POE50 | Operational-demand | NA | 31.7585
QLD | QSUM | Sumner | Energy Queensland | Summer | Non-coincident | 2027 | POE10 | Operational-demand | NA | 35.8616
QLD | QSUM | Sumner | Energy Queensland | Summer | Coincident | 2028 | POE10 | Operational-demand | NA | 34.8805
QLD | QSUM | Sumner | Energy Queensland | Summer | Coincident | 2028 | POE50 | Operational-demand | NA | 31.8748
QLD | QSUM | Sumner | Energy Queensland | Summer | Non-coincident | 2028 | POE10 | Operational-demand | NA | 35.9062
QLD | QSUM | Sumner | Energy Queensland | Summer | Coincident | 2029 | POE10 | Operational-demand | NA | 34.9318
QLD | QSUM | Sumner | Energy Queensland | Summer | Coincident | 2029 | POE50 | Operational-demand | NA | 32.0684
QLD | QSUM | Sumner | Energy Queensland | Summer | Non-coincident | 2029 | POE10 | Operational-demand | NA | 36.0703
QLD | QSUM | Sumner | Energy Queensland | Summer | Coincident | 2030 | POE10 | Operational-demand | NA | 35.1369
QLD | QSUM | Sumner | Energy Queensland | Summer | Coincident | 2030 | POE50 | Operational-demand | NA | 32.0991
QLD | QSUM | Sumner | Energy Queensland | Summer | Non-coincident | 2030 | POE10 | Operational-demand | NA | 36.2589
QLD | QSUM | Sumner | Energy Queensland | Winter | Non-coincident | 2019 | BASEYEARPOE10 | Operational-demand | NA | 24.4751
QLD | QSUM | Sumner | Energy Queensland | Winter | Coincident | 2020 | POE10 | Operational-demand | NA | 23.1011
QLD | QSUM | Sumner | Energy Queensland | Winter | Coincident | 2020 | POE50 | Operational-demand | NA | 21.9237
QLD | QSUM | Sumner | Energy Queensland | Winter | Non-coincident | 2020 | POE10 | Operational-demand | NA | 24.2251
QLD | QSUM | Sumner | Energy Queensland | Winter | Coincident | 2021 | POE10 | Operational-demand | NA | 22.9062
QLD | QSUM | Sumner | Energy Queensland | Winter | Coincident | 2021 | POE50 | Operational-demand | NA | 21.7329
QLD | QSUM | Sumner | Energy Queensland | Winter | Non-coincident | 2021 | POE10 | Operational-demand | NA | 24.0993
QLD | QSUM | Sumner | Energy Queensland | Winter | Coincident | 2022 | POE10 | Operational-demand | NA | 23.412
QLD | QSUM | Sumner | Energy Queensland | Winter | Coincident | 2022 | POE50 | Operational-demand | NA | 22.2166
QLD | QSUM | Sumner | Energy Queensland | Winter | Non-coincident | 2022 | POE10 | Operational-demand | NA | 23.9813
QLD | QSUM | Sumner | Energy Queensland | Winter | Coincident | 2023 | POE10 | Operational-demand | NA | 23.6265
QLD | QSUM | Sumner | Energy Queensland | Winter | Coincident | 2023 | POE50 | Operational-demand | NA | 22.3989
QLD | QSUM | Sumner | Energy Queensland | Winter | Non-coincident | 2023 | POE10 | Operational-demand | NA | 23.8828
QLD | QSUM | Sumner | Energy Queensland | Winter | Coincident | 2024 | POE10 | Operational-demand | NA | 23.9692
QLD | QSUM | Sumner | Energy Queensland | Winter | Coincident | 2024 | POE50 | Operational-demand | NA | 22.6362
QLD | QSUM | Sumner | Energy Queensland | Winter | Non-coincident | 2024 | POE10 | Operational-demand | NA | 23.9692
QLD | QSUM | Sumner | Energy Queensland | Winter | Coincident | 2025 | POE10 | Operational-demand | NA | 23.8923
QLD | QSUM | Sumner | Energy Queensland | Winter | Coincident | 2025 | POE50 | Operational-demand | NA | 22.612
QLD | QSUM | Sumner | Energy Queensland | Winter | Non-coincident | 2025 | POE10 | Operational-demand | NA | 23.8923
QLD | QSUM | Sumner | Energy Queensland | Winter | Coincident | 2026 | POE10 | Operational-demand | NA | 23.8939
QLD | QSUM | Sumner | Energy Queensland | Winter | Coincident | 2026 | POE50 | Operational-demand | NA | 22.657
QLD | QSUM | Sumner | Energy Queensland | Winter | Non-coincident | 2026 | POE10 | Operational-demand | NA | 23.8939
QLD | QSUM | Sumner | Energy Queensland | Winter | Coincident | 2027 | POE10 | Operational-demand | NA | 23.9277
QLD | QSUM | Sumner | Energy Queensland | Winter | Coincident | 2027 | POE50 | Operational-demand | NA | 22.6936
QLD | QSUM | Sumner | Energy Queensland | Winter | Non-coincident | 2027 | POE10 | Operational-demand | NA | 23.9277
QLD | QSUM | Sumner | Energy Queensland | Winter | Coincident | 2028 | POE10 | Operational-demand | NA | 24.2833
QLD | QSUM | Sumner | Energy Queensland | Winter | Coincident | 2028 | POE50 | Operational-demand | NA | 22.8571
QLD | QSUM | Sumner | Energy Queensland | Winter | Non-coincident | 2028 | POE10 | Operational-demand | NA | 24.2833
QLD | QSUM | Sumner | Energy Queensland | Winter | Coincident | 2029 | POE10 | Operational-demand | NA | 24.3086
QLD | QSUM | Sumner | Energy Queensland | Winter | Coincident | 2029 | POE50 | Operational-demand | NA | 23.0065
QLD | QSUM | Sumner | Energy Queensland | Winter | Non-coincident | 2029 | POE10 | Operational-demand | NA | 24.3086
QLD | QSYC | Stony Creek | Energy Queensland | Shoulder | Coincident | 2017 | ACTUAL_OPG | Operational-demand | 2.5688 | 0.014714
QLD | QSYC | Stony Creek | Energy Queensland | Shoulder | Coincident | 2017 | ACTUAL_RAW | Operational-demand | 2.5688 | 0.014714
QLD | QSYC | Stony Creek | Energy Queensland | Shoulder | Non-coincident | 2017 | ACTUAL_RAW | Operational-demand | 0.003238 | 2.6367
QLD | QSYC | Stony Creek | Energy Queensland | Shoulder | Non-coincident | 2017 | ACTUAL_OPG | Operational-demand | 0.003238 | 2.6367
QLD | QSYC | Stony Creek | Energy Queensland | Shoulder | Non-coincident | 2017 | ACTUAL_ADJUSTEDOPG | Operational-demand | 0.003238 | 2.6367
QLD | QSYC | Stony Creek | Energy Queensland | Shoulder | Coincident | 2018 | ACTUAL_OPG | Operational-demand | 0.060014 | 0.05545
QLD | QSYC | Stony Creek | Energy Queensland | Shoulder | Coincident | 2018 | ACTUAL_RAW | Operational-demand | 0.060014 | 0.05545
QLD | QSYC | Stony Creek | Energy Queensland | Shoulder | Non-coincident | 2018 | ACTUAL_RAW | Operational-demand | 0.023264 | 4.8429
QLD | QSYC | Stony Creek | Energy Queensland | Shoulder | Non-coincident | 2018 | ACTUAL_OPG | Operational-demand | 0.023264 | 4.8429
QLD | QSYC | Stony Creek | Energy Queensland | Shoulder | Non-coincident | 2018 | ACTUAL_ADJUSTEDOPG | Operational-demand | 0.023264 | 4.8429
QLD | QSYC | Stony Creek | Energy Queensland | Shoulder | Coincident | 2019 | ACTUAL_OPG | Operational-demand | 0.049504 | 2.5996
QLD | QSYC | Stony Creek | Energy Queensland | Shoulder | Coincident | 2019 | ACTUAL_RAW | Operational-demand | 0.049504 | 2.5996
QLD | QSYC | Stony Creek | Energy Queensland | Shoulder | Non-coincident | 2019 | ACTUAL_RAW | Operational-demand | 0.02767 | 2.6777
QLD | QSYC | Stony Creek | Energy Queensland | Shoulder | Non-coincident | 2019 | ACTUAL_OPG | Operational-demand | 0.02767 | 2.6777
QLD | QSYC | Stony Creek | Energy Queensland | Shoulder | Non-coincident | 2019 | ACTUAL_ADJUSTEDOPG | Operational-demand | 0.02767 | 2.6777
QLD | QSYC | Stony Creek | Energy Queensland | Shoulder | Non-coincident | 2019 | BASEYEARPOE90 | Operational-demand | -0.0754 | NA
QLD | QSYC | Stony Creek | Energy Queensland | Shoulder | Non-coincident | 2019 | BASEYEARPOE50 | Operational-demand | -0.024949 | 4.5995
QLD | QSYC | Stony Creek | Energy Queensland | Shoulder | Coincident | 2020 | ACTUAL_OPG | Operational-demand | 0.052082 | 2.606
QLD | QSYC | Stony Creek | Energy Queensland | Shoulder | Coincident | 2020 | ACTUAL_RAW | Operational-demand | 0.052082 | 2.606
QLD | QSYC | Stony Creek | Energy Queensland | Shoulder | Non-coincident | 2020 | ACTUAL_RAW | Operational-demand | 0.048626 | 2.6469
QLD | QSYC | Stony Creek | Energy Queensland | Shoulder | Non-coincident | 2020 | ACTUAL_OPG | Operational-demand | 0.048626 | 2.6469
QLD | QSYC | Stony Creek | Energy Queensland | Shoulder | Non-coincident | 2020 | ACTUAL_ADJUSTEDOPG | Operational-demand | 0.048626 | 2.6469
QLD | QSYC | Stony Creek | Energy Queensland | Shoulder | Coincident_unreconciled | 2021 | POE50 | Operational-demand | -0.01418 | NA
QLD | QSYC | Stony Creek | Energy Queensland | Shoulder | Coincident_unreconciled | 2021 | POE90 | Operational-demand | -0.04261 | NA
QLD | QSYC | Stony Creek | Energy Queensland | Shoulder | Non-coincident | 2021 | POE50 | Operational-demand | 0.03 | 4.6016
QLD | QSYC | Stony Creek | Energy Queensland | Shoulder | Non-coincident | 2021 | POE90 | Operational-demand | -0.02045 | NA
QLD | QSYC | Stony Creek | Energy Queensland | Shoulder | Coincident_unreconciled | 2022 | POE50 | Operational-demand | -0.01418 | NA
QLD | QSYC | Stony Creek | Energy Queensland | Shoulder | Coincident_unreconciled | 2022 | POE90 | Operational-demand | -0.04261 | NA
QLD | QSYC | Stony Creek | Energy Queensland | Shoulder | Non-coincident | 2022 | POE50 | Operational-demand | 0.03 | 4.6016
QLD | QSYC | Stony Creek | Energy Queensland | Shoulder | Non-coincident | 2022 | POE90 | Operational-demand | -0.02045 | NA
QLD | QSYC | Stony Creek | Energy Queensland | Shoulder | Coincident_unreconciled | 2023 | POE50 | Operational-demand | -0.01418 | NA
QLD | QSYC | Stony Creek | Energy Queensland | Shoulder | Coincident_unreconciled | 2023 | POE90 | Operational-demand | -0.04261 | NA
QLD | QSYC | Stony Creek | Energy Queensland | Shoulder | Non-coincident | 2023 | POE50 | Operational-demand | 0.03 | 4.6016
QLD | QSYC | Stony Creek | Energy Queensland | Shoulder | Non-coincident | 2023 | POE90 | Operational-demand | -0.02045 | NA
QLD | QSYC | Stony Creek | Energy Queensland | Shoulder | Coincident_unreconciled | 2024 | POE50 | Operational-demand | -0.01417 | NA
QLD | QSYC | Stony Creek | Energy Queensland | Shoulder | Coincident_unreconciled | 2024 | POE90 | Operational-demand | -0.0426 | NA
QLD | QSYC | Stony Creek | Energy Queensland | Shoulder | Non-coincident | 2024 | POE50 | Operational-demand | 0.03 | 4.6016
QLD | QSYC | Stony Creek | Energy Queensland | Shoulder | Non-coincident | 2024 | POE90 | Operational-demand | -0.02046 | NA
QLD | QSYC | Stony Creek | Energy Queensland | Shoulder | Coincident_unreconciled | 2025 | POE50 | Operational-demand | -0.01415 | NA
QLD | QSYC | Stony Creek | Energy Queensland | Shoulder | Coincident_unreconciled | 2025 | POE90 | Operational-demand | -0.04258 | NA
QLD | QSYC | Stony Creek | Energy Queensland | Shoulder | Non-coincident | 2025 | POE50 | Operational-demand | 0.02999 | 4.6017
QLD | QSYC | Stony Creek | Energy Queensland | Shoulder | Non-coincident | 2025 | POE90 | Operational-demand | -0.02046 | NA
QLD | QSYC | Stony Creek | Energy Queensland | Shoulder | Coincident_unreconciled | 2026 | POE50 | Operational-demand | -0.01413 | NA
QLD | QSYC | Stony Creek | Energy Queensland | Shoulder | Coincident_unreconciled | 2026 | POE90 | Operational-demand | -0.04255 | NA
QLD | QSYC | Stony Creek | Energy Queensland | Shoulder | Non-coincident | 2026 | POE50 | Operational-demand | 0.02998 | 4.6017
QLD | QSYC | Stony Creek | Energy Queensland | Shoulder | Non-coincident | 2026 | POE90 | Operational-demand | -0.02047 | NA
QLD | QSYC | Stony Creek | Energy Queensland | Shoulder | Coincident_unreconciled | 2027 | POE50 | Operational-demand | -0.01408 | NA
QLD | QSYC | Stony Creek | Energy Queensland | Shoulder | Coincident_unreconciled | 2027 | POE90 | Operational-demand | -0.04251 | NA
QLD | QSYC | Stony Creek | Energy Queensland | Shoulder | Non-coincident | 2027 | POE50 | Operational-demand | 0.02997 | 4.6018
QLD | QSYC | Stony Creek | Energy Queensland | Shoulder | Non-coincident | 2027 | POE90 | Operational-demand | -0.02048 | NA
QLD | QSYC | Stony Creek | Energy Queensland | Shoulder | Coincident_unreconciled | 2028 | POE50 | Operational-demand | -0.01403 | NA
QLD | QSYC | Stony Creek | Energy Queensland | Shoulder | Coincident_unreconciled | 2028 | POE90 | Operational-demand | -0.04246 | NA
QLD | QSYC | Stony Creek | Energy Queensland | Shoulder | Non-coincident | 2028 | POE50 | Operational-demand | 0.02997 | 4.6018
QLD | QSYC | Stony Creek | Energy Queensland | Shoulder | Non-coincident | 2028 | POE90 | Operational-demand | -0.02048 | NA
QLD | QSYC | Stony Creek | Energy Queensland | Shoulder | Coincident_unreconciled | 2029 | POE50 | Operational-demand | -0.01398 | NA
QLD | QSYC | Stony Creek | Energy Queensland | Shoulder | Coincident_unreconciled | 2029 | POE90 | Operational-demand | -0.0424 | NA
QLD | QSYC | Stony Creek | Energy Queensland | Shoulder | Non-coincident | 2029 | POE50 | Operational-demand | 0.02997 | 4.6019
QLD | QSYC | Stony Creek | Energy Queensland | Shoulder | Non-coincident | 2029 | POE90 | Operational-demand | -0.02048 | NA
QLD | QSYC | Stony Creek | Energy Queensland | Shoulder | Coincident_unreconciled | 2030 | POE50 | Operational-demand | -0.01389 | NA
QLD | QSYC | Stony Creek | Energy Queensland | Shoulder | Coincident_unreconciled | 2030 | POE90 | Operational-demand | -0.04232 | NA
QLD | QSYC | Stony Creek | Energy Queensland | Shoulder | Non-coincident | 2030 | POE50 | Operational-demand | 0.02998 | 4.602
QLD | QSYC | Stony Creek | Energy Queensland | Shoulder | Non-coincident | 2030 | POE90 | Operational-demand | -0.02047 | NA
QLD | QSYC | Stony Creek | Energy Queensland | Summer | Coincident | 2017 | ACTUAL_OPG | Operational-demand | 2.5756 | 0.017724
QLD | QSYC | Stony Creek | Energy Queensland | Summer | Coincident | 2017 | ACTUAL_RAW | Operational-demand | 2.5756 | 0.017724
QLD | QSYC | Stony Creek | Energy Queensland | Summer | Non-coincident | 2017 | ACTUAL_RAW | Operational-demand | 0.002964 | 4.7803
QLD | QSYC | Stony Creek | Energy Queensland | Summer | Non-coincident | 2017 | ACTUAL_OPG | Operational-demand | 0.002964 | 4.7803
QLD | QSYC | Stony Creek | Energy Queensland | Summer | Non-coincident | 2017 | ACTUAL_ADJUSTEDOPG | Operational-demand | 0.002964 | 4.7803
QLD | QSYC | Stony Creek | Energy Queensland | Summer | Coincident | 2018 | ACTUAL_OPG | Operational-demand | 0.062754 | 0.063522
QLD | QSYC | Stony Creek | Energy Queensland | Summer | Coincident | 2018 | ACTUAL_RAW | Operational-demand | 0.062754 | 0.063522
QLD | QSYC | Stony Creek | Energy Queensland | Summer | Non-coincident | 2018 | ACTUAL_RAW | Operational-demand | 0.02525 | 2.7427
QLD | QSYC | Stony Creek | Energy Queensland | Summer | Non-coincident | 2018 | ACTUAL_OPG | Operational-demand | 0.02525 | 2.7427
QLD | QSYC | Stony Creek | Energy Queensland | Summer | Non-coincident | 2018 | ACTUAL_ADJUSTEDOPG | Operational-demand | 0.02525 | 2.7427
QLD | QSYC | Stony Creek | Energy Queensland | Summer | Coincident | 2019 | ACTUAL_OPG | Operational-demand | 2.5996 | 0.056636
QLD | QSYC | Stony Creek | Energy Queensland | Summer | Coincident | 2019 | ACTUAL_RAW | Operational-demand | 2.5996 | 0.056636
QLD | QSYC | Stony Creek | Energy Queensland | Summer | Non-coincident | 2019 | ACTUAL_RAW | Operational-demand | 0.047284 | 2.7101
QLD | QSYC | Stony Creek | Energy Queensland | Summer | Non-coincident | 2019 | ACTUAL_OPG | Operational-demand | 0.047284 | 2.7101
QLD | QSYC | Stony Creek | Energy Queensland | Summer | Non-coincident | 2019 | ACTUAL_ADJUSTEDOPG | Operational-demand | 0.047284 | 2.7101
QLD | QSYC | Stony Creek | Energy Queensland | Summer | Non-coincident | 2019 | BASEYEARPOE90 | Operational-demand | -0.87963 | NA
QLD | QSYC | Stony Creek | Energy Queensland | Summer | Non-coincident | 2019 | BASEYEARPOE50 | Operational-demand | -0.79424 | 4.6184
QLD | QSYC | Stony Creek | Energy Queensland | Summer | Coincident | 2020 | ACTUAL_OPG | Operational-demand | 2.6092 | 2.5998
QLD | QSYC | Stony Creek | Energy Queensland | Summer | Coincident | 2020 | ACTUAL_RAW | Operational-demand | 2.6092 | 2.5998
QLD | QSYC | Stony Creek | Energy Queensland | Summer | Non-coincident | 2020 | ACTUAL_RAW | Operational-demand | 0.026016 | 2.7102
QLD | QSYC | Stony Creek | Energy Queensland | Summer | Non-coincident | 2020 | ACTUAL_OPG | Operational-demand | 0.026016 | 2.7102
QLD | QSYC | Stony Creek | Energy Queensland | Summer | Non-coincident | 2020 | ACTUAL_ADJUSTEDOPG | Operational-demand | 0.026016 | 2.7102
QLD | QSYC | Stony Creek | Energy Queensland | Summer | Coincident_unreconciled | 2021 | POE50 | Operational-demand | 0.05 | NA
QLD | QSYC | Stony Creek | Energy Queensland | Summer | Coincident_unreconciled | 2021 | POE90 | Operational-demand | -0.0351 | NA
QLD | QSYC | Stony Creek | Energy Queensland | Summer | Non-coincident | 2021 | POE50 | Operational-demand | 0.03 | 4.6184
QLD | QSYC | Stony Creek | Energy Queensland | Summer | Non-coincident | 2021 | POE90 | Operational-demand | -0.0551 | NA
QLD | QSYC | Stony Creek | Energy Queensland | Summer | Coincident_unreconciled | 2022 | POE50 | Operational-demand | 0.05 | NA
QLD | QSYC | Stony Creek | Energy Queensland | Summer | Coincident_unreconciled | 2022 | POE90 | Operational-demand | -0.0351 | NA
QLD | QSYC | Stony Creek | Energy Queensland | Summer | Non-coincident | 2022 | POE50 | Operational-demand | 0.03 | 4.6184
QLD | QSYC | Stony Creek | Energy Queensland | Summer | Non-coincident | 2022 | POE90 | Operational-demand | -0.0551 | NA
QLD | QSYC | Stony Creek | Energy Queensland | Summer | Coincident_unreconciled | 2023 | POE50 | Operational-demand | 0.05 | NA
QLD | QSYC | Stony Creek | Energy Queensland | Summer | Coincident_unreconciled | 2023 | POE90 | Operational-demand | -0.0351 | NA
QLD | QSYC | Stony Creek | Energy Queensland | Summer | Non-coincident | 2023 | POE50 | Operational-demand | 0.03 | 4.6184
QLD | QSYC | Stony Creek | Energy Queensland | Summer | Non-coincident | 2023 | POE90 | Operational-demand | -0.0551 | NA
QLD | QSYC | Stony Creek | Energy Queensland | Summer | Coincident_unreconciled | 2024 | POE50 | Operational-demand | 0.05001 | NA
QLD | QSYC | Stony Creek | Energy Queensland | Summer | Coincident_unreconciled | 2024 | POE90 | Operational-demand | -0.03509 | NA
QLD | QSYC | Stony Creek | Energy Queensland | Summer | Non-coincident | 2024 | POE50 | Operational-demand | 0.03001 | 4.6184
QLD | QSYC | Stony Creek | Energy Queensland | Summer | Non-coincident | 2024 | POE90 | Operational-demand | -0.05509 | NA
QLD | QSYC | Stony Creek | Energy Queensland | Summer | Coincident_unreconciled | 2025 | POE50 | Operational-demand | 0.05003 | NA
QLD | QSYC | Stony Creek | Energy Queensland | Summer | Coincident_unreconciled | 2025 | POE90 | Operational-demand | -0.03507 | NA
QLD | QSYC | Stony Creek | Energy Queensland | Summer | Non-coincident | 2025 | POE50 | Operational-demand | 0.03003 | 4.6184
QLD | QSYC | Stony Creek | Energy Queensland | Summer | Non-coincident | 2025 | POE90 | Operational-demand | -0.05507 | NA
QLD | QSYC | Stony Creek | Energy Queensland | Summer | Coincident_unreconciled | 2026 | POE50 | Operational-demand | 0.05005 | NA
QLD | QSYC | Stony Creek | Energy Queensland | Summer | Coincident_unreconciled | 2026 | POE90 | Operational-demand | -0.03505 | NA
QLD | QSYC | Stony Creek | Energy Queensland | Summer | Non-coincident | 2026 | POE50 | Operational-demand | 0.03005 | 4.6184
QLD | QSYC | Stony Creek | Energy Queensland | Summer | Non-coincident | 2026 | POE90 | Operational-demand | -0.05505 | NA
QLD | QSYC | Stony Creek | Energy Queensland | Summer | Coincident_unreconciled | 2027 | POE50 | Operational-demand | 0.0501 | NA
QLD | QSYC | Stony Creek | Energy Queensland | Summer | Coincident_unreconciled | 2027 | POE90 | Operational-demand | -0.035 | NA
QLD | QSYC | Stony Creek | Energy Queensland | Summer | Non-coincident | 2027 | POE50 | Operational-demand | 0.0301 | 4.6184
QLD | QSYC | Stony Creek | Energy Queensland | Summer | Non-coincident | 2027 | POE90 | Operational-demand | -0.055 | NA
QLD | QSYC | Stony Creek | Energy Queensland | Summer | Coincident_unreconciled | 2028 | POE50 | Operational-demand | 0.05015 | NA
QLD | QSYC | Stony Creek | Energy Queensland | Summer | Coincident_unreconciled | 2028 | POE90 | Operational-demand | -0.03495 | NA
QLD | QSYC | Stony Creek | Energy Queensland | Summer | Non-coincident | 2028 | POE50 | Operational-demand | 0.03015 | 4.6184
QLD | QSYC | Stony Creek | Energy Queensland | Summer | Non-coincident | 2028 | POE90 | Operational-demand | -0.05495 | NA
QLD | QSYC | Stony Creek | Energy Queensland | Summer | Coincident_unreconciled | 2029 | POE50 | Operational-demand | 0.0502 | NA
QLD | QSYC | Stony Creek | Energy Queensland | Summer | Coincident_unreconciled | 2029 | POE90 | Operational-demand | -0.0349 | NA
QLD | QSYC | Stony Creek | Energy Queensland | Summer | Non-coincident | 2029 | POE50 | Operational-demand | 0.0302 | 4.6184
QLD | QSYC | Stony Creek | Energy Queensland | Summer | Non-coincident | 2029 | POE90 | Operational-demand | -0.0549 | NA
QLD | QSYC | Stony Creek | Energy Queensland | Summer | Coincident_unreconciled | 2030 | POE50 | Operational-demand | 0.05029 | NA
QLD | QSYC | Stony Creek | Energy Queensland | Summer | Coincident_unreconciled | 2030 | POE90 | Operational-demand | -0.03481 | NA
QLD | QSYC | Stony Creek | Energy Queensland | Summer | Non-coincident | 2030 | POE50 | Operational-demand | 0.03029 | 4.6184
QLD | QSYC | Stony Creek | Energy Queensland | Summer | Non-coincident | 2030 | POE90 | Operational-demand | -0.05481 | NA
QLD | QSYC | Stony Creek | Energy Queensland | Winter | Coincident | 2016 | ACTUAL_OPG | Operational-demand | 0.030572 | 1.5896
QLD | QSYC | Stony Creek | Energy Queensland | Winter | Coincident | 2016 | ACTUAL_RAW | Operational-demand | 0.030572 | 1.5896
QLD | QSYC | Stony Creek | Energy Queensland | Winter | Non-coincident | 2016 | ACTUAL_RAW | Operational-demand | 0.003878 | 4.8448
QLD | QSYC | Stony Creek | Energy Queensland | Winter | Non-coincident | 2016 | ACTUAL_OPG | Operational-demand | 0.003878 | 4.8448
QLD | QSYC | Stony Creek | Energy Queensland | Winter | Non-coincident | 2016 | ACTUAL_ADJUSTEDOPG | Operational-demand | 0.003878 | 4.8448
QLD | QSYC | Stony Creek | Energy Queensland | Winter | Coincident | 2017 | ACTUAL_OPG | Operational-demand | 0.015814 | 2.5692
QLD | QSYC | Stony Creek | Energy Queensland | Winter | Coincident | 2017 | ACTUAL_RAW | Operational-demand | 0.015814 | 2.5692
QLD | QSYC | Stony Creek | Energy Queensland | Winter | Non-coincident | 2017 | ACTUAL_RAW | Operational-demand | 0.001462 | 5.6368
QLD | QSYC | Stony Creek | Energy Queensland | Winter | Non-coincident | 2017 | ACTUAL_OPG | Operational-demand | 0.001462 | 5.6368
QLD | QSYC | Stony Creek | Energy Queensland | Winter | Non-coincident | 2017 | ACTUAL_ADJUSTEDOPG | Operational-demand | 0.001462 | 5.6368
QLD | QSYC | Stony Creek | Energy Queensland | Winter | Coincident | 2018 | ACTUAL_OPG | Operational-demand | 2.6186 | 0.056206
QLD | QSYC | Stony Creek | Energy Queensland | Winter | Coincident | 2018 | ACTUAL_RAW | Operational-demand | 2.6186 | 0.056206
QLD | QSYC | Stony Creek | Energy Queensland | Winter | Non-coincident | 2018 | ACTUAL_RAW | Operational-demand | 0.020512 | 3.726
QLD | QSYC | Stony Creek | Energy Queensland | Winter | Non-coincident | 2018 | ACTUAL_OPG | Operational-demand | 0.020512 | 3.726
QLD | QSYC | Stony Creek | Energy Queensland | Winter | Non-coincident | 2018 | ACTUAL_ADJUSTEDOPG | Operational-demand | 0.020512 | 3.726
QLD | QSYC | Stony Creek | Energy Queensland | Winter | Coincident | 2019 | ACTUAL_OPG | Operational-demand | 2.1639 | 0.060146
QLD | QSYC | Stony Creek | Energy Queensland | Winter | Coincident | 2019 | ACTUAL_RAW | Operational-demand | 2.1639 | 0.060146
QLD | QSYC | Stony Creek | Energy Queensland | Winter | Non-coincident | 2019 | ACTUAL_RAW | Operational-demand | 0.023594 | 2.6692
QLD | QSYC | Stony Creek | Energy Queensland | Winter | Non-coincident | 2019 | ACTUAL_OPG | Operational-demand | 0.023594 | 2.6692
QLD | QSYC | Stony Creek | Energy Queensland | Winter | Non-coincident | 2019 | ACTUAL_ADJUSTEDOPG | Operational-demand | 0.023594 | 2.6692
QLD | QSYC | Stony Creek | Energy Queensland | Winter | Non-coincident | 2019 | BASEYEARPOE90 | Operational-demand | -1.157 | NA
QLD | QSYC | Stony Creek | Energy Queensland | Winter | Non-coincident | 2019 | BASEYEARPOE50 | Operational-demand | -1.0555 | 4.2482
QLD | QSYC | Stony Creek | Energy Queensland | Winter | Coincident_unreconciled | 2020 | POE50 | Operational-demand | 0.05 | NA
QLD | QSYC | Stony Creek | Energy Queensland | Winter | Coincident_unreconciled | 2020 | POE90 | Operational-demand | -0.05125 | NA
QLD | QSYC | Stony Creek | Energy Queensland | Winter | Non-coincident | 2020 | POE50 | Operational-demand | 0.03 | 4.2507
QLD | QSYC | Stony Creek | Energy Queensland | Winter | Non-coincident | 2020 | POE90 | Operational-demand | -0.07125 | NA
QLD | QSYC | Stony Creek | Energy Queensland | Winter | Coincident_unreconciled | 2021 | POE50 | Operational-demand | 0.05 | NA
QLD | QSYC | Stony Creek | Energy Queensland | Winter | Coincident_unreconciled | 2021 | POE90 | Operational-demand | -0.05125 | NA
QLD | QSYC | Stony Creek | Energy Queensland | Winter | Non-coincident | 2021 | POE50 | Operational-demand | 0.03 | 4.2507
QLD | QSYC | Stony Creek | Energy Queensland | Winter | Non-coincident | 2021 | POE90 | Operational-demand | -0.07125 | NA
QLD | QSYC | Stony Creek | Energy Queensland | Winter | Coincident_unreconciled | 2022 | POE50 | Operational-demand | 0.05 | NA
QLD | QSYC | Stony Creek | Energy Queensland | Winter | Coincident_unreconciled | 2022 | POE90 | Operational-demand | -0.05125 | NA
QLD | QSYC | Stony Creek | Energy Queensland | Winter | Non-coincident | 2022 | POE50 | Operational-demand | 0.03 | 4.2507
QLD | QSYC | Stony Creek | Energy Queensland | Winter | Non-coincident | 2022 | POE90 | Operational-demand | -0.07125 | NA
QLD | QSYC | Stony Creek | Energy Queensland | Winter | Coincident_unreconciled | 2023 | POE50 | Operational-demand | 0.05001 | NA
QLD | QSYC | Stony Creek | Energy Queensland | Winter | Coincident_unreconciled | 2023 | POE90 | Operational-demand | -0.05124 | NA
QLD | QSYC | Stony Creek | Energy Queensland | Winter | Non-coincident | 2023 | POE50 | Operational-demand | 0.03001 | 4.2507
QLD | QSYC | Stony Creek | Energy Queensland | Winter | Non-coincident | 2023 | POE90 | Operational-demand | -0.07124 | NA
QLD | QSYC | Stony Creek | Energy Queensland | Winter | Coincident_unreconciled | 2024 | POE50 | Operational-demand | 0.05002 | NA
QLD | QSYC | Stony Creek | Energy Queensland | Winter | Coincident_unreconciled | 2024 | POE90 | Operational-demand | -0.05123 | NA
QLD | QSYC | Stony Creek | Energy Queensland | Winter | Non-coincident | 2024 | POE50 | Operational-demand | 0.03002 | 4.2507
QLD | QSYC | Stony Creek | Energy Queensland | Winter | Non-coincident | 2024 | POE90 | Operational-demand | -0.07123 | NA
QLD | QSYC | Stony Creek | Energy Queensland | Winter | Coincident_unreconciled | 2025 | POE50 | Operational-demand | 0.05004 | NA
QLD | QSYC | Stony Creek | Energy Queensland | Winter | Coincident_unreconciled | 2025 | POE90 | Operational-demand | -0.05121 | NA
QLD | QSYC | Stony Creek | Energy Queensland | Winter | Non-coincident | 2025 | POE50 | Operational-demand | 0.03004 | 4.2507
QLD | QSYC | Stony Creek | Energy Queensland | Winter | Non-coincident | 2025 | POE90 | Operational-demand | -0.07121 | NA
QLD | QSYC | Stony Creek | Energy Queensland | Winter | Coincident_unreconciled | 2026 | POE50 | Operational-demand | 0.05007 | NA
QLD | QSYC | Stony Creek | Energy Queensland | Winter | Coincident_unreconciled | 2026 | POE90 | Operational-demand | -0.05118 | NA
QLD | QSYC | Stony Creek | Energy Queensland | Winter | Non-coincident | 2026 | POE50 | Operational-demand | 0.03007 | 4.2507
QLD | QSYC | Stony Creek | Energy Queensland | Winter | Non-coincident | 2026 | POE90 | Operational-demand | -0.07118 | NA
QLD | QSYC | Stony Creek | Energy Queensland | Winter | Coincident_unreconciled | 2027 | POE50 | Operational-demand | 0.05012 | NA
QLD | QSYC | Stony Creek | Energy Queensland | Winter | Coincident_unreconciled | 2027 | POE90 | Operational-demand | -0.05113 | NA
QLD | QSYC | Stony Creek | Energy Queensland | Winter | Non-coincident | 2027 | POE50 | Operational-demand | 0.03012 | 4.2508
QLD | QSYC | Stony Creek | Energy Queensland | Winter | Non-coincident | 2027 | POE90 | Operational-demand | -0.07113 | NA
QLD | QSYC | Stony Creek | Energy Queensland | Winter | Coincident_unreconciled | 2028 | POE50 | Operational-demand | 0.05017 | NA
QLD | QSYC | Stony Creek | Energy Queensland | Winter | Coincident_unreconciled | 2028 | POE90 | Operational-demand | -0.05108 | NA
QLD | QSYC | Stony Creek | Energy Queensland | Winter | Non-coincident | 2028 | POE50 | Operational-demand | 0.03017 | 4.2508
QLD | QSYC | Stony Creek | Energy Queensland | Winter | Non-coincident | 2028 | POE90 | Operational-demand | -0.07108 | NA
QLD | QSYC | Stony Creek | Energy Queensland | Winter | Coincident_unreconciled | 2029 | POE50 | Operational-demand | 0.05024 | NA
QLD | QSYC | Stony Creek | Energy Queensland | Winter | Coincident_unreconciled | 2029 | POE90 | Operational-demand | -0.05101 | NA
QLD | QSYC | Stony Creek | Energy Queensland | Winter | Non-coincident | 2029 | POE50 | Operational-demand | 0.03024 | 4.2509
QLD | QSYC | Stony Creek | Energy Queensland | Winter | Non-coincident | 2029 | POE90 | Operational-demand | -0.07101 | NA
QLD | QSYC | Stony Creek | Energy Queensland | Shoulder | Non-coincident | 2019 | BASEYEARPOE10 | Operational-demand | NA | 4.7132
QLD | QSYC | Stony Creek | Energy Queensland | Shoulder | Coincident | 2021 | POE10 | Operational-demand | NA | 2.6566
QLD | QSYC | Stony Creek | Energy Queensland | Shoulder | Coincident | 2021 | POE50 | Operational-demand | NA | 2.6
QLD | QSYC | Stony Creek | Energy Queensland | Shoulder | Non-coincident | 2021 | POE10 | Operational-demand | NA | 4.7148
QLD | QSYC | Stony Creek | Energy Queensland | Shoulder | Coincident | 2022 | POE10 | Operational-demand | NA | 2.6566
QLD | QSYC | Stony Creek | Energy Queensland | Shoulder | Coincident | 2022 | POE50 | Operational-demand | NA | 2.6
QLD | QSYC | Stony Creek | Energy Queensland | Shoulder | Non-coincident | 2022 | POE10 | Operational-demand | NA | 4.7148
QLD | QSYC | Stony Creek | Energy Queensland | Shoulder | Coincident | 2023 | POE10 | Operational-demand | NA | 2.6566
QLD | QSYC | Stony Creek | Energy Queensland | Shoulder | Coincident | 2023 | POE50 | Operational-demand | NA | 2.6
QLD | QSYC | Stony Creek | Energy Queensland | Shoulder | Non-coincident | 2023 | POE10 | Operational-demand | NA | 4.7148
QLD | QSYC | Stony Creek | Energy Queensland | Shoulder | Coincident | 2024 | POE10 | Operational-demand | NA | 2.6566
QLD | QSYC | Stony Creek | Energy Queensland | Shoulder | Coincident | 2024 | POE50 | Operational-demand | NA | 2.6
QLD | QSYC | Stony Creek | Energy Queensland | Shoulder | Non-coincident | 2024 | POE10 | Operational-demand | NA | 4.7148
QLD | QSYC | Stony Creek | Energy Queensland | Shoulder | Coincident | 2025 | POE10 | Operational-demand | NA | 2.6566
QLD | QSYC | Stony Creek | Energy Queensland | Shoulder | Coincident | 2025 | POE50 | Operational-demand | NA | 2.6
QLD | QSYC | Stony Creek | Energy Queensland | Shoulder | Non-coincident | 2025 | POE10 | Operational-demand | NA | 4.7148
QLD | QSYC | Stony Creek | Energy Queensland | Shoulder | Coincident | 2026 | POE10 | Operational-demand | NA | 2.6566
QLD | QSYC | Stony Creek | Energy Queensland | Shoulder | Coincident | 2026 | POE50 | Operational-demand | NA | 2.6
QLD | QSYC | Stony Creek | Energy Queensland | Shoulder | Non-coincident | 2026 | POE10 | Operational-demand | NA | 4.7148
QLD | QSYC | Stony Creek | Energy Queensland | Shoulder | Coincident | 2027 | POE10 | Operational-demand | NA | 2.6566
QLD | QSYC | Stony Creek | Energy Queensland | Shoulder | Coincident | 2027 | POE50 | Operational-demand | NA | 2.6
QLD | QSYC | Stony Creek | Energy Queensland | Shoulder | Non-coincident | 2027 | POE10 | Operational-demand | NA | 4.7149
QLD | QSYC | Stony Creek | Energy Queensland | Shoulder | Coincident | 2028 | POE10 | Operational-demand | NA | 2.6566
QLD | QSYC | Stony Creek | Energy Queensland | Shoulder | Coincident | 2028 | POE50 | Operational-demand | NA | 2.6
QLD | QSYC | Stony Creek | Energy Queensland | Shoulder | Non-coincident | 2028 | POE10 | Operational-demand | NA | 4.7149
QLD | QSYC | Stony Creek | Energy Queensland | Shoulder | Coincident | 2029 | POE10 | Operational-demand | NA | 2.6566
QLD | QSYC | Stony Creek | Energy Queensland | Shoulder | Coincident | 2029 | POE50 | Operational-demand | NA | 2.6
QLD | QSYC | Stony Creek | Energy Queensland | Shoulder | Non-coincident | 2029 | POE10 | Operational-demand | NA | 4.7149
QLD | QSYC | Stony Creek | Energy Queensland | Shoulder | Coincident | 2030 | POE10 | Operational-demand | NA | 2.6567
QLD | QSYC | Stony Creek | Energy Queensland | Shoulder | Coincident | 2030 | POE50 | Operational-demand | NA | 2.6
QLD | QSYC | Stony Creek | Energy Queensland | Shoulder | Non-coincident | 2030 | POE10 | Operational-demand | NA | 4.715
QLD | QSYC | Stony Creek | Energy Queensland | Summer | Non-coincident | 2019 | BASEYEARPOE10 | Operational-demand | NA | 4.7973
QLD | QSYC | Stony Creek | Energy Queensland | Summer | Coincident | 2021 | POE10 | Operational-demand | NA | 2.6483
QLD | QSYC | Stony Creek | Energy Queensland | Summer | Coincident | 2021 | POE50 | Operational-demand | NA | 2.6
QLD | QSYC | Stony Creek | Energy Queensland | Summer | Non-coincident | 2021 | POE10 | Operational-demand | NA | 4.7983
QLD | QSYC | Stony Creek | Energy Queensland | Summer | Coincident | 2022 | POE10 | Operational-demand | NA | 2.6483
QLD | QSYC | Stony Creek | Energy Queensland | Summer | Coincident | 2022 | POE50 | Operational-demand | NA | 2.6
QLD | QSYC | Stony Creek | Energy Queensland | Summer | Non-coincident | 2022 | POE10 | Operational-demand | NA | 4.7983
QLD | QSYC | Stony Creek | Energy Queensland | Summer | Coincident | 2023 | POE10 | Operational-demand | NA | 2.6483
QLD | QSYC | Stony Creek | Energy Queensland | Summer | Coincident | 2023 | POE50 | Operational-demand | NA | 2.6
QLD | QSYC | Stony Creek | Energy Queensland | Summer | Non-coincident | 2023 | POE10 | Operational-demand | NA | 4.7983
QLD | QSYC | Stony Creek | Energy Queensland | Summer | Coincident | 2024 | POE10 | Operational-demand | NA | 2.6483
QLD | QSYC | Stony Creek | Energy Queensland | Summer | Coincident | 2024 | POE50 | Operational-demand | NA | 2.6
QLD | QSYC | Stony Creek | Energy Queensland | Summer | Non-coincident | 2024 | POE10 | Operational-demand | NA | 4.7983
QLD | QSYC | Stony Creek | Energy Queensland | Summer | Coincident | 2025 | POE10 | Operational-demand | NA | 2.6483
QLD | QSYC | Stony Creek | Energy Queensland | Summer | Coincident | 2025 | POE50 | Operational-demand | NA | 2.6
QLD | QSYC | Stony Creek | Energy Queensland | Summer | Non-coincident | 2025 | POE10 | Operational-demand | NA | 4.7983
QLD | QSYC | Stony Creek | Energy Queensland | Summer | Coincident | 2026 | POE10 | Operational-demand | NA | 2.6483
QLD | QSYC | Stony Creek | Energy Queensland | Summer | Coincident | 2026 | POE50 | Operational-demand | NA | 2.6
QLD | QSYC | Stony Creek | Energy Queensland | Summer | Non-coincident | 2026 | POE10 | Operational-demand | NA | 4.7983
QLD | QSYC | Stony Creek | Energy Queensland | Summer | Coincident | 2027 | POE10 | Operational-demand | NA | 2.6483
QLD | QSYC | Stony Creek | Energy Queensland | Summer | Coincident | 2027 | POE50 | Operational-demand | NA | 2.6
QLD | QSYC | Stony Creek | Energy Queensland | Summer | Non-coincident | 2027 | POE10 | Operational-demand | NA | 4.7984
QLD | QSYC | Stony Creek | Energy Queensland | Summer | Coincident | 2028 | POE10 | Operational-demand | NA | 2.6483
QLD | QSYC | Stony Creek | Energy Queensland | Summer | Coincident | 2028 | POE50 | Operational-demand | NA | 2.6
QLD | QSYC | Stony Creek | Energy Queensland | Summer | Non-coincident | 2028 | POE10 | Operational-demand | NA | 4.7984
QLD | QSYC | Stony Creek | Energy Queensland | Summer | Coincident | 2029 | POE10 | Operational-demand | NA | 2.6483
QLD | QSYC | Stony Creek | Energy Queensland | Summer | Coincident | 2029 | POE50 | Operational-demand | NA | 2.6
QLD | QSYC | Stony Creek | Energy Queensland | Summer | Non-coincident | 2029 | POE10 | Operational-demand | NA | 4.7984
QLD | QSYC | Stony Creek | Energy Queensland | Summer | Coincident | 2030 | POE10 | Operational-demand | NA | 2.6483
QLD | QSYC | Stony Creek | Energy Queensland | Summer | Coincident | 2030 | POE50 | Operational-demand | NA | 2.6
QLD | QSYC | Stony Creek | Energy Queensland | Summer | Non-coincident | 2030 | POE10 | Operational-demand | NA | 4.7985
QLD | QSYC | Stony Creek | Energy Queensland | Winter | Non-coincident | 2019 | BASEYEARPOE10 | Operational-demand | NA | 5.3654
QLD | QSYC | Stony Creek | Energy Queensland | Winter | Coincident | 2020 | POE10 | Operational-demand | NA | 2.642
QLD | QSYC | Stony Creek | Energy Queensland | Winter | Coincident | 2020 | POE50 | Operational-demand | NA | 2.6
QLD | QSYC | Stony Creek | Energy Queensland | Winter | Non-coincident | 2020 | POE10 | Operational-demand | NA | 5.3676
QLD | QSYC | Stony Creek | Energy Queensland | Winter | Coincident | 2021 | POE10 | Operational-demand | NA | 2.642
QLD | QSYC | Stony Creek | Energy Queensland | Winter | Coincident | 2021 | POE50 | Operational-demand | NA | 2.6
QLD | QSYC | Stony Creek | Energy Queensland | Winter | Non-coincident | 2021 | POE10 | Operational-demand | NA | 5.3676
QLD | QSYC | Stony Creek | Energy Queensland | Winter | Coincident | 2022 | POE10 | Operational-demand | NA | 2.642
QLD | QSYC | Stony Creek | Energy Queensland | Winter | Coincident | 2022 | POE50 | Operational-demand | NA | 2.6
QLD | QSYC | Stony Creek | Energy Queensland | Winter | Non-coincident | 2022 | POE10 | Operational-demand | NA | 5.3676
QLD | QSYC | Stony Creek | Energy Queensland | Winter | Coincident | 2023 | POE10 | Operational-demand | NA | 2.642
QLD | QSYC | Stony Creek | Energy Queensland | Winter | Coincident | 2023 | POE50 | Operational-demand | NA | 2.6
QLD | QSYC | Stony Creek | Energy Queensland | Winter | Non-coincident | 2023 | POE10 | Operational-demand | NA | 5.3676
QLD | QSYC | Stony Creek | Energy Queensland | Winter | Coincident | 2024 | POE10 | Operational-demand | NA | 2.642
QLD | QSYC | Stony Creek | Energy Queensland | Winter | Coincident | 2024 | POE50 | Operational-demand | NA | 2.6
QLD | QSYC | Stony Creek | Energy Queensland | Winter | Non-coincident | 2024 | POE10 | Operational-demand | NA | 5.3676
QLD | QSYC | Stony Creek | Energy Queensland | Winter | Coincident | 2025 | POE10 | Operational-demand | NA | 2.642
QLD | QSYC | Stony Creek | Energy Queensland | Winter | Coincident | 2025 | POE50 | Operational-demand | NA | 2.6
QLD | QSYC | Stony Creek | Energy Queensland | Winter | Non-coincident | 2025 | POE10 | Operational-demand | NA | 5.3676
QLD | QSYC | Stony Creek | Energy Queensland | Winter | Coincident | 2026 | POE10 | Operational-demand | NA | 2.642
QLD | QSYC | Stony Creek | Energy Queensland | Winter | Coincident | 2026 | POE50 | Operational-demand | NA | 2.6
QLD | QSYC | Stony Creek | Energy Queensland | Winter | Non-coincident | 2026 | POE10 | Operational-demand | NA | 5.3676
QLD | QSYC | Stony Creek | Energy Queensland | Winter | Coincident | 2027 | POE10 | Operational-demand | NA | 2.642
QLD | QSYC | Stony Creek | Energy Queensland | Winter | Coincident | 2027 | POE50 | Operational-demand | NA | 2.6
QLD | QSYC | Stony Creek | Energy Queensland | Winter | Non-coincident | 2027 | POE10 | Operational-demand | NA | 5.3677
QLD | QSYC | Stony Creek | Energy Queensland | Winter | Coincident | 2028 | POE10 | Operational-demand | NA | 2.642
QLD | QSYC | Stony Creek | Energy Queensland | Winter | Coincident | 2028 | POE50 | Operational-demand | NA | 2.6
QLD | QSYC | Stony Creek | Energy Queensland | Winter | Non-coincident | 2028 | POE10 | Operational-demand | NA | 5.3677
QLD | QSYC | Stony Creek | Energy Queensland | Winter | Coincident | 2029 | POE10 | Operational-demand | NA | 2.642
QLD | QSYC | Stony Creek | Energy Queensland | Winter | Coincident | 2029 | POE50 | Operational-demand | NA | 2.6
QLD | QSYC | Stony Creek | Energy Queensland | Winter | Non-coincident | 2029 | POE10 | Operational-demand | NA | 5.3678
QLD | QTBC | Teebar Creek | Energy Queensland | Shoulder | Coincident | 2017 | ACTUAL_OPG | Operational-demand | 39.3434 | 77.4831
QLD | QTBC | Teebar Creek | Energy Queensland | Shoulder | Coincident | 2017 | ACTUAL_RAW | Operational-demand | 39.3434 | 77.4831
QLD | QTBC | Teebar Creek | Energy Queensland | Shoulder | Non-coincident | 2017 | ACTUAL_RAW | Operational-demand | 24.8427 | 92.3253
QLD | QTBC | Teebar Creek | Energy Queensland | Shoulder | Non-coincident | 2017 | ACTUAL_OPG | Operational-demand | 24.8427 | 92.3253
QLD | QTBC | Teebar Creek | Energy Queensland | Shoulder | Non-coincident | 2017 | ACTUAL_ADJUSTEDOPG | Operational-demand | 24.8427 | 92.3253
QLD | QTBC | Teebar Creek | Energy Queensland | Shoulder | Coincident | 2018 | ACTUAL_OPG | Operational-demand | 40.9715 | 69.6342
QLD | QTBC | Teebar Creek | Energy Queensland | Shoulder | Coincident | 2018 | ACTUAL_RAW | Operational-demand | 40.9715 | 69.6342
QLD | QTBC | Teebar Creek | Energy Queensland | Shoulder | Non-coincident | 2018 | ACTUAL_RAW | Operational-demand | 7.8647 | 107.4887
QLD | QTBC | Teebar Creek | Energy Queensland | Shoulder | Non-coincident | 2018 | ACTUAL_OPG | Operational-demand | 7.8647 | 107.4887
QLD | QTBC | Teebar Creek | Energy Queensland | Shoulder | Non-coincident | 2018 | ACTUAL_ADJUSTEDOPG | Operational-demand | 7.8647 | 107.4887
QLD | QTBC | Teebar Creek | Energy Queensland | Shoulder | Coincident | 2019 | ACTUAL_OPG | Operational-demand | 12.5086 | 51.8111
QLD | QTBC | Teebar Creek | Energy Queensland | Shoulder | Coincident | 2019 | ACTUAL_RAW | Operational-demand | 12.5086 | 51.8111
QLD | QTBC | Teebar Creek | Energy Queensland | Shoulder | Non-coincident | 2019 | ACTUAL_RAW | Operational-demand | -51.7115 | 130.8499
QLD | QTBC | Teebar Creek | Energy Queensland | Shoulder | Non-coincident | 2019 | ACTUAL_OPG | Operational-demand | -13.4259 | 130.6699
QLD | QTBC | Teebar Creek | Energy Queensland | Shoulder | Non-coincident | 2019 | ACTUAL_ADJUSTEDOPG | Operational-demand | -13.4259 | 130.6699
QLD | QTBC | Teebar Creek | Energy Queensland | Shoulder | Non-coincident | 2019 | BASEYEARPOE90 | Operational-demand | -15.9574 | NA
QLD | QTBC | Teebar Creek | Energy Queensland | Shoulder | Non-coincident | 2019 | BASEYEARPOE50 | Operational-demand | -10.8318 | 104.1351
QLD | QTBC | Teebar Creek | Energy Queensland | Shoulder | Coincident | 2020 | ACTUAL_OPG | Operational-demand | 38.5682 | 84.7772
QLD | QTBC | Teebar Creek | Energy Queensland | Shoulder | Coincident | 2020 | ACTUAL_RAW | Operational-demand | -87.1898 | 84.9612
QLD | QTBC | Teebar Creek | Energy Queensland | Shoulder | Non-coincident | 2020 | ACTUAL_RAW | Operational-demand | -103.9336 | 93.0529
QLD | QTBC | Teebar Creek | Energy Queensland | Shoulder | Non-coincident | 2020 | ACTUAL_OPG | Operational-demand | 9.483 | 92.8429
QLD | QTBC | Teebar Creek | Energy Queensland | Shoulder | Non-coincident | 2020 | ACTUAL_ADJUSTEDOPG | Operational-demand | 9.483 | 92.8429
QLD | QTBC | Teebar Creek | Energy Queensland | Shoulder | Coincident_unreconciled | 2021 | POE90 | Operational-demand | 21.345 | NA
QLD | QTBC | Teebar Creek | Energy Queensland | Shoulder | Coincident_unreconciled | 2021 | POE50 | Operational-demand | 30.63 | NA
QLD | QTBC | Teebar Creek | Energy Queensland | Shoulder | Non-coincident | 2021 | POE50 | Operational-demand | -18.9085 | 101.9331
QLD | QTBC | Teebar Creek | Energy Queensland | Shoulder | Non-coincident | 2021 | POE90 | Operational-demand | -24.9392 | NA
QLD | QTBC | Teebar Creek | Energy Queensland | Shoulder | Coincident_unreconciled | 2022 | POE90 | Operational-demand | 21.345 | NA
QLD | QTBC | Teebar Creek | Energy Queensland | Shoulder | Coincident_unreconciled | 2022 | POE50 | Operational-demand | 30.63 | NA
QLD | QTBC | Teebar Creek | Energy Queensland | Shoulder | Non-coincident | 2022 | POE50 | Operational-demand | -22.4971 | 102.5023
QLD | QTBC | Teebar Creek | Energy Queensland | Shoulder | Non-coincident | 2022 | POE90 | Operational-demand | -28.5672 | NA
QLD | QTBC | Teebar Creek | Energy Queensland | Shoulder | Coincident_unreconciled | 2023 | POE90 | Operational-demand | 21.345 | NA
QLD | QTBC | Teebar Creek | Energy Queensland | Shoulder | Coincident_unreconciled | 2023 | POE50 | Operational-demand | 30.63 | NA
QLD | QTBC | Teebar Creek | Energy Queensland | Shoulder | Non-coincident | 2023 | POE50 | Operational-demand | -26.9051 | 103.1244
QLD | QTBC | Teebar Creek | Energy Queensland | Shoulder | Non-coincident | 2023 | POE90 | Operational-demand | -33.017 | NA
QLD | QTBC | Teebar Creek | Energy Queensland | Shoulder | Coincident_unreconciled | 2024 | POE90 | Operational-demand | 21.345 | NA
QLD | QTBC | Teebar Creek | Energy Queensland | Shoulder | Coincident_unreconciled | 2024 | POE50 | Operational-demand | 30.63 | NA
QLD | QTBC | Teebar Creek | Energy Queensland | Shoulder | Non-coincident | 2024 | POE50 | Operational-demand | -30.0825 | 103.7271
QLD | QTBC | Teebar Creek | Energy Queensland | Shoulder | Non-coincident | 2024 | POE90 | Operational-demand | -36.236 | NA
QLD | QTBC | Teebar Creek | Energy Queensland | Shoulder | Coincident_unreconciled | 2025 | POE90 | Operational-demand | 21.345 | NA
QLD | QTBC | Teebar Creek | Energy Queensland | Shoulder | Coincident_unreconciled | 2025 | POE50 | Operational-demand | 30.63 | NA
QLD | QTBC | Teebar Creek | Energy Queensland | Shoulder | Non-coincident | 2025 | POE50 | Operational-demand | -32.672 | 104.3166
QLD | QTBC | Teebar Creek | Energy Queensland | Shoulder | Non-coincident | 2025 | POE90 | Operational-demand | -38.8673 | NA
QLD | QTBC | Teebar Creek | Energy Queensland | Shoulder | Coincident_unreconciled | 2026 | POE90 | Operational-demand | 21.345 | NA
QLD | QTBC | Teebar Creek | Energy Queensland | Shoulder | Coincident_unreconciled | 2026 | POE50 | Operational-demand | 30.63 | NA
QLD | QTBC | Teebar Creek | Energy Queensland | Shoulder | Non-coincident | 2026 | POE50 | Operational-demand | -35.2783 | 104.9742
QLD | QTBC | Teebar Creek | Energy Queensland | Shoulder | Non-coincident | 2026 | POE90 | Operational-demand | -41.5153 | NA
QLD | QTBC | Teebar Creek | Energy Queensland | Shoulder | Coincident_unreconciled | 2027 | POE90 | Operational-demand | 21.345 | NA
QLD | QTBC | Teebar Creek | Energy Queensland | Shoulder | Coincident_unreconciled | 2027 | POE50 | Operational-demand | 30.63 | NA
QLD | QTBC | Teebar Creek | Energy Queensland | Shoulder | Non-coincident | 2027 | POE50 | Operational-demand | -37.4993 | 105.8343
QLD | QTBC | Teebar Creek | Energy Queensland | Shoulder | Non-coincident | 2027 | POE90 | Operational-demand | -43.7803 | NA
QLD | QTBC | Teebar Creek | Energy Queensland | Shoulder | Coincident_unreconciled | 2028 | POE90 | Operational-demand | 21.345 | NA
QLD | QTBC | Teebar Creek | Energy Queensland | Shoulder | Coincident_unreconciled | 2028 | POE50 | Operational-demand | 30.63 | NA
QLD | QTBC | Teebar Creek | Energy Queensland | Shoulder | Non-coincident | 2028 | POE50 | Operational-demand | -39.2836 | 106.9703
QLD | QTBC | Teebar Creek | Energy Queensland | Shoulder | Non-coincident | 2028 | POE90 | Operational-demand | -45.61 | NA
QLD | QTBC | Teebar Creek | Energy Queensland | Shoulder | Coincident_unreconciled | 2029 | POE90 | Operational-demand | 21.345 | NA
QLD | QTBC | Teebar Creek | Energy Queensland | Shoulder | Coincident_unreconciled | 2029 | POE50 | Operational-demand | 30.63 | NA
QLD | QTBC | Teebar Creek | Energy Queensland | Shoulder | Non-coincident | 2029 | POE50 | Operational-demand | -40.9325 | 108.3372
QLD | QTBC | Teebar Creek | Energy Queensland | Shoulder | Non-coincident | 2029 | POE90 | Operational-demand | -47.3043 | NA
QLD | QTBC | Teebar Creek | Energy Queensland | Shoulder | Coincident_unreconciled | 2030 | POE90 | Operational-demand | 21.345 | NA
QLD | QTBC | Teebar Creek | Energy Queensland | Shoulder | Coincident_unreconciled | 2030 | POE50 | Operational-demand | 30.63 | NA
QLD | QTBC | Teebar Creek | Energy Queensland | Shoulder | Non-coincident | 2030 | POE50 | Operational-demand | -42.3569 | 109.9238
QLD | QTBC | Teebar Creek | Energy Queensland | Shoulder | Non-coincident | 2030 | POE90 | Operational-demand | -48.7742 | NA
QLD | QTBC | Teebar Creek | Energy Queensland | Summer | Coincident | 2017 | ACTUAL_OPG | Operational-demand | 44.4905 | 99.0918
QLD | QTBC | Teebar Creek | Energy Queensland | Summer | Coincident | 2017 | ACTUAL_RAW | Operational-demand | 44.4905 | 99.0918
QLD | QTBC | Teebar Creek | Energy Queensland | Summer | Non-coincident | 2017 | ACTUAL_RAW | Operational-demand | 32.2075 | 119.9923
QLD | QTBC | Teebar Creek | Energy Queensland | Summer | Non-coincident | 2017 | ACTUAL_OPG | Operational-demand | 32.2075 | 119.9923
QLD | QTBC | Teebar Creek | Energy Queensland | Summer | Non-coincident | 2017 | ACTUAL_ADJUSTEDOPG | Operational-demand | 32.2075 | 119.9923
QLD | QTBC | Teebar Creek | Energy Queensland | Summer | Coincident | 2018 | ACTUAL_OPG | Operational-demand | 31.7048 | 109.1601
QLD | QTBC | Teebar Creek | Energy Queensland | Summer | Coincident | 2018 | ACTUAL_RAW | Operational-demand | 31.7048 | 109.1601
QLD | QTBC | Teebar Creek | Energy Queensland | Summer | Non-coincident | 2018 | ACTUAL_RAW | Operational-demand | -12.0021 | 137.9264
QLD | QTBC | Teebar Creek | Energy Queensland | Summer | Non-coincident | 2018 | ACTUAL_OPG | Operational-demand | -12.0021 | 137.9264
QLD | QTBC | Teebar Creek | Energy Queensland | Summer | Non-coincident | 2018 | ACTUAL_ADJUSTEDOPG | Operational-demand | -12.0021 | 137.9264
QLD | QTBC | Teebar Creek | Energy Queensland | Summer | Coincident | 2019 | ACTUAL_OPG | Operational-demand | 26.6124 | 102.1044
QLD | QTBC | Teebar Creek | Energy Queensland | Summer | Coincident | 2019 | ACTUAL_RAW | Operational-demand | 26.7124 | 94.8864
QLD | QTBC | Teebar Creek | Energy Queensland | Summer | Non-coincident | 2019 | ACTUAL_RAW | Operational-demand | -30.0947 | 131.8807
QLD | QTBC | Teebar Creek | Energy Queensland | Summer | Non-coincident | 2019 | ACTUAL_OPG | Operational-demand | 2.9413 | 132.5387
QLD | QTBC | Teebar Creek | Energy Queensland | Summer | Non-coincident | 2019 | ACTUAL_ADJUSTEDOPG | Operational-demand | 2.9413 | 132.5387
QLD | QTBC | Teebar Creek | Energy Queensland | Summer | Non-coincident | 2019 | BASEYEARPOE90 | Operational-demand | -19.3103 | NA
QLD | QTBC | Teebar Creek | Energy Queensland | Summer | Non-coincident | 2019 | BASEYEARPOE50 | Operational-demand | -6.0019 | 126.9638
QLD | QTBC | Teebar Creek | Energy Queensland | Summer | Coincident | 2020 | ACTUAL_OPG | Operational-demand | 35.5165 | 122.8726
QLD | QTBC | Teebar Creek | Energy Queensland | Summer | Coincident | 2020 | ACTUAL_RAW | Operational-demand | -32.9655 | 80.8006
QLD | QTBC | Teebar Creek | Energy Queensland | Summer | Non-coincident | 2020 | ACTUAL_RAW | Operational-demand | -69.6736 | 135.3879
QLD | QTBC | Teebar Creek | Energy Queensland | Summer | Non-coincident | 2020 | ACTUAL_OPG | Operational-demand | 20.8368 | 135.6222
QLD | QTBC | Teebar Creek | Energy Queensland | Summer | Non-coincident | 2020 | ACTUAL_ADJUSTEDOPG | Operational-demand | 20.8368 | 135.6222
QLD | QTBC | Teebar Creek | Energy Queensland | Summer | Coincident_unreconciled | 2021 | POE90 | Operational-demand | 30 | NA
QLD | QTBC | Teebar Creek | Energy Queensland | Summer | Coincident_unreconciled | 2021 | POE50 | Operational-demand | 40.3246 | NA
QLD | QTBC | Teebar Creek | Energy Queensland | Summer | Non-coincident | 2021 | POE50 | Operational-demand | -12.9308 | 128.0893
QLD | QTBC | Teebar Creek | Energy Queensland | Summer | Non-coincident | 2021 | POE90 | Operational-demand | -25.7692 | NA
QLD | QTBC | Teebar Creek | Energy Queensland | Summer | Coincident_unreconciled | 2022 | POE90 | Operational-demand | 30 | NA
QLD | QTBC | Teebar Creek | Energy Queensland | Summer | Coincident_unreconciled | 2022 | POE50 | Operational-demand | 40.3246 | NA
QLD | QTBC | Teebar Creek | Energy Queensland | Summer | Non-coincident | 2022 | POE50 | Operational-demand | -16.5333 | 128.8191
QLD | QTBC | Teebar Creek | Energy Queensland | Summer | Non-coincident | 2022 | POE90 | Operational-demand | -29.4542 | NA
QLD | QTBC | Teebar Creek | Energy Queensland | Summer | Coincident_unreconciled | 2023 | POE90 | Operational-demand | 30 | NA
QLD | QTBC | Teebar Creek | Energy Queensland | Summer | Coincident_unreconciled | 2023 | POE50 | Operational-demand | 40.3246 | NA
QLD | QTBC | Teebar Creek | Energy Queensland | Summer | Non-coincident | 2023 | POE50 | Operational-demand | -20.8326 | 129.6071
QLD | QTBC | Teebar Creek | Energy Queensland | Summer | Non-coincident | 2023 | POE90 | Operational-demand | -33.8408 | NA
QLD | QTBC | Teebar Creek | Energy Queensland | Summer | Coincident_unreconciled | 2024 | POE90 | Operational-demand | 30 | NA
QLD | QTBC | Teebar Creek | Energy Queensland | Summer | Coincident_unreconciled | 2024 | POE50 | Operational-demand | 40.3246 | NA
QLD | QTBC | Teebar Creek | Energy Queensland | Summer | Non-coincident | 2024 | POE50 | Operational-demand | -23.8476 | 130.3813
QLD | QTBC | Teebar Creek | Energy Queensland | Summer | Non-coincident | 2024 | POE90 | Operational-demand | -36.943 | NA
QLD | QTBC | Teebar Creek | Energy Queensland | Summer | Coincident_unreconciled | 2025 | POE90 | Operational-demand | 30 | NA
QLD | QTBC | Teebar Creek | Energy Queensland | Summer | Coincident_unreconciled | 2025 | POE50 | Operational-demand | 40.3246 | NA
QLD | QTBC | Teebar Creek | Energy Queensland | Summer | Non-coincident | 2025 | POE50 | Operational-demand | -26.3482 | 131.1585
QLD | QTBC | Teebar Creek | Energy Queensland | Summer | Non-coincident | 2025 | POE90 | Operational-demand | -39.5308 | NA
QLD | QTBC | Teebar Creek | Energy Queensland | Summer | Coincident_unreconciled | 2026 | POE90 | Operational-demand | 30 | NA
QLD | QTBC | Teebar Creek | Energy Queensland | Summer | Coincident_unreconciled | 2026 | POE50 | Operational-demand | 40.3246 | NA
QLD | QTBC | Teebar Creek | Energy Queensland | Summer | Non-coincident | 2026 | POE50 | Operational-demand | -28.9027 | 132.0117
QLD | QTBC | Teebar Creek | Energy Queensland | Summer | Non-coincident | 2026 | POE90 | Operational-demand | -42.1725 | NA
QLD | QTBC | Teebar Creek | Energy Queensland | Summer | Coincident_unreconciled | 2027 | POE90 | Operational-demand | 30 | NA
QLD | QTBC | Teebar Creek | Energy Queensland | Summer | Coincident_unreconciled | 2027 | POE50 | Operational-demand | 40.3246 | NA
QLD | QTBC | Teebar Creek | Energy Queensland | Summer | Non-coincident | 2027 | POE50 | Operational-demand | -31.0585 | 133.0805
QLD | QTBC | Teebar Creek | Energy Queensland | Summer | Non-coincident | 2027 | POE90 | Operational-demand | -44.4201 | NA
QLD | QTBC | Teebar Creek | Energy Queensland | Summer | Coincident_unreconciled | 2028 | POE90 | Operational-demand | 30 | NA
QLD | QTBC | Teebar Creek | Energy Queensland | Summer | Coincident_unreconciled | 2028 | POE50 | Operational-demand | 40.3246 | NA
QLD | QTBC | Teebar Creek | Energy Queensland | Summer | Non-coincident | 2028 | POE50 | Operational-demand | -32.7782 | 134.4239
QLD | QTBC | Teebar Creek | Energy Queensland | Summer | Non-coincident | 2028 | POE90 | Operational-demand | -46.2348 | NA
QLD | QTBC | Teebar Creek | Energy Queensland | Summer | Coincident_unreconciled | 2029 | POE90 | Operational-demand | 30 | NA
QLD | QTBC | Teebar Creek | Energy Queensland | Summer | Coincident_unreconciled | 2029 | POE50 | Operational-demand | 40.3246 | NA
QLD | QTBC | Teebar Creek | Energy Queensland | Summer | Non-coincident | 2029 | POE50 | Operational-demand | -34.3596 | 135.9839
QLD | QTBC | Teebar Creek | Energy Queensland | Summer | Non-coincident | 2029 | POE90 | Operational-demand | -47.9113 | NA
QLD | QTBC | Teebar Creek | Energy Queensland | Summer | Coincident_unreconciled | 2030 | POE90 | Operational-demand | 30 | NA
QLD | QTBC | Teebar Creek | Energy Queensland | Summer | Coincident_unreconciled | 2030 | POE50 | Operational-demand | 40.3246 | NA
QLD | QTBC | Teebar Creek | Energy Queensland | Summer | Non-coincident | 2030 | POE50 | Operational-demand | -35.7134 | 137.7801
QLD | QTBC | Teebar Creek | Energy Queensland | Summer | Non-coincident | 2030 | POE90 | Operational-demand | -49.3601 | NA
QLD | QTBC | Teebar Creek | Energy Queensland | Winter | Coincident | 2016 | ACTUAL_OPG | Operational-demand | 32.2652 | 72.9611
QLD | QTBC | Teebar Creek | Energy Queensland | Winter | Coincident | 2016 | ACTUAL_RAW | Operational-demand | 32.2652 | 72.9611
QLD | QTBC | Teebar Creek | Energy Queensland | Winter | Non-coincident | 2016 | ACTUAL_RAW | Operational-demand | 16.8645 | 91.0591
QLD | QTBC | Teebar Creek | Energy Queensland | Winter | Non-coincident | 2016 | ACTUAL_OPG | Operational-demand | 16.8645 | 91.0591
QLD | QTBC | Teebar Creek | Energy Queensland | Winter | Non-coincident | 2016 | ACTUAL_ADJUSTEDOPG | Operational-demand | 16.8645 | 91.0591
QLD | QTBC | Teebar Creek | Energy Queensland | Winter | Coincident | 2017 | ACTUAL_OPG | Operational-demand | 38.0178 | 90.4828
QLD | QTBC | Teebar Creek | Energy Queensland | Winter | Coincident | 2017 | ACTUAL_RAW | Operational-demand | 38.0178 | 90.4828
QLD | QTBC | Teebar Creek | Energy Queensland | Winter | Non-coincident | 2017 | ACTUAL_RAW | Operational-demand | -2.3341 | 103.1337
QLD | QTBC | Teebar Creek | Energy Queensland | Winter | Non-coincident | 2017 | ACTUAL_OPG | Operational-demand | -2.3341 | 103.1337
QLD | QTBC | Teebar Creek | Energy Queensland | Winter | Non-coincident | 2017 | ACTUAL_ADJUSTEDOPG | Operational-demand | -2.3341 | 103.1337
QLD | QTBC | Teebar Creek | Energy Queensland | Winter | Coincident | 2018 | ACTUAL_OPG | Operational-demand | 21.2032 | 90.0281
QLD | QTBC | Teebar Creek | Energy Queensland | Winter | Coincident | 2018 | ACTUAL_RAW | Operational-demand | 21.2032 | 90.0281
QLD | QTBC | Teebar Creek | Energy Queensland | Winter | Non-coincident | 2018 | ACTUAL_RAW | Operational-demand | 16.0653 | 98.1174
QLD | QTBC | Teebar Creek | Energy Queensland | Winter | Non-coincident | 2018 | ACTUAL_OPG | Operational-demand | 16.0653 | 98.1174
QLD | QTBC | Teebar Creek | Energy Queensland | Winter | Non-coincident | 2018 | ACTUAL_ADJUSTEDOPG | Operational-demand | 16.0653 | 98.1174
QLD | QTBC | Teebar Creek | Energy Queensland | Winter | Coincident | 2019 | ACTUAL_OPG | Operational-demand | 25.974 | 119.1773
QLD | QTBC | Teebar Creek | Energy Queensland | Winter | Coincident | 2019 | ACTUAL_RAW | Operational-demand | -49.004 | 119.3593
QLD | QTBC | Teebar Creek | Energy Queensland | Winter | Non-coincident | 2019 | ACTUAL_RAW | Operational-demand | -49.004 | 122.8074
QLD | QTBC | Teebar Creek | Energy Queensland | Winter | Non-coincident | 2019 | ACTUAL_OPG | Operational-demand | 15.2495 | 122.6294
QLD | QTBC | Teebar Creek | Energy Queensland | Winter | Non-coincident | 2019 | ACTUAL_ADJUSTEDOPG | Operational-demand | 15.2495 | 122.6294
QLD | QTBC | Teebar Creek | Energy Queensland | Winter | Non-coincident | 2019 | BASEYEARPOE90 | Operational-demand | -8.9178 | NA
QLD | QTBC | Teebar Creek | Energy Queensland | Winter | Non-coincident | 2019 | BASEYEARPOE50 | Operational-demand | -0.90351 | 110.4029
QLD | QTBC | Teebar Creek | Energy Queensland | Winter | Coincident_unreconciled | 2020 | POE90 | Operational-demand | 21.345 | NA
QLD | QTBC | Teebar Creek | Energy Queensland | Winter | Coincident_unreconciled | 2020 | POE50 | Operational-demand | 30.63 | NA
QLD | QTBC | Teebar Creek | Energy Queensland | Winter | Non-coincident | 2020 | POE50 | Operational-demand | -12.5524 | 111.3713
QLD | QTBC | Teebar Creek | Energy Queensland | Winter | Non-coincident | 2020 | POE90 | Operational-demand | -23.6518 | NA
QLD | QTBC | Teebar Creek | Energy Queensland | Winter | Coincident_unreconciled | 2021 | POE90 | Operational-demand | 21.345 | NA
QLD | QTBC | Teebar Creek | Energy Queensland | Winter | Coincident_unreconciled | 2021 | POE50 | Operational-demand | 30.63 | NA
QLD | QTBC | Teebar Creek | Energy Queensland | Winter | Non-coincident | 2021 | POE50 | Operational-demand | -14.2189 | 111.9433
QLD | QTBC | Teebar Creek | Energy Queensland | Winter | Non-coincident | 2021 | POE90 | Operational-demand | -25.0135 | NA
QLD | QTBC | Teebar Creek | Energy Queensland | Winter | Coincident_unreconciled | 2022 | POE90 | Operational-demand | 21.345 | NA
QLD | QTBC | Teebar Creek | Energy Queensland | Winter | Coincident_unreconciled | 2022 | POE50 | Operational-demand | 30.63 | NA
QLD | QTBC | Teebar Creek | Energy Queensland | Winter | Non-coincident | 2022 | POE50 | Operational-demand | -18.7415 | 112.5846
QLD | QTBC | Teebar Creek | Energy Queensland | Winter | Non-coincident | 2022 | POE90 | Operational-demand | -28.567 | NA
QLD | QTBC | Teebar Creek | Energy Queensland | Winter | Coincident_unreconciled | 2023 | POE90 | Operational-demand | 21.345 | NA
QLD | QTBC | Teebar Creek | Energy Queensland | Winter | Coincident_unreconciled | 2023 | POE50 | Operational-demand | 30.63 | NA
QLD | QTBC | Teebar Creek | Energy Queensland | Winter | Non-coincident | 2023 | POE50 | Operational-demand | -22.3221 | 113.2854
QLD | QTBC | Teebar Creek | Energy Queensland | Winter | Non-coincident | 2023 | POE90 | Operational-demand | -31.4006 | NA
QLD | QTBC | Teebar Creek | Energy Queensland | Winter | Coincident_unreconciled | 2024 | POE90 | Operational-demand | 21.345 | NA
QLD | QTBC | Teebar Creek | Energy Queensland | Winter | Coincident_unreconciled | 2024 | POE50 | Operational-demand | 30.63 | NA
QLD | QTBC | Teebar Creek | Energy Queensland | Winter | Non-coincident | 2024 | POE50 | Operational-demand | -24.9707 | 113.8758
QLD | QTBC | Teebar Creek | Energy Queensland | Winter | Non-coincident | 2024 | POE90 | Operational-demand | -34.0686 | NA
QLD | QTBC | Teebar Creek | Energy Queensland | Winter | Coincident_unreconciled | 2025 | POE90 | Operational-demand | 21.345 | NA
QLD | QTBC | Teebar Creek | Energy Queensland | Winter | Coincident_unreconciled | 2025 | POE50 | Operational-demand | 30.63 | NA
QLD | QTBC | Teebar Creek | Energy Queensland | Winter | Non-coincident | 2025 | POE50 | Operational-demand | -27.3209 | 114.4681
QLD | QTBC | Teebar Creek | Energy Queensland | Winter | Non-coincident | 2025 | POE90 | Operational-demand | -36.48 | NA
QLD | QTBC | Teebar Creek | Energy Queensland | Winter | Coincident_unreconciled | 2026 | POE90 | Operational-demand | 21.345 | NA
QLD | QTBC | Teebar Creek | Energy Queensland | Winter | Coincident_unreconciled | 2026 | POE50 | Operational-demand | 30.63 | NA
QLD | QTBC | Teebar Creek | Energy Queensland | Winter | Non-coincident | 2026 | POE50 | Operational-demand | -29.8365 | 115.1107
QLD | QTBC | Teebar Creek | Energy Queensland | Winter | Non-coincident | 2026 | POE90 | Operational-demand | -39.0573 | NA
QLD | QTBC | Teebar Creek | Energy Queensland | Winter | Coincident_unreconciled | 2027 | POE90 | Operational-demand | 21.345 | NA
QLD | QTBC | Teebar Creek | Energy Queensland | Winter | Coincident_unreconciled | 2027 | POE50 | Operational-demand | 30.63 | NA
QLD | QTBC | Teebar Creek | Energy Queensland | Winter | Non-coincident | 2027 | POE50 | Operational-demand | -31.5351 | 115.973
QLD | QTBC | Teebar Creek | Energy Queensland | Winter | Non-coincident | 2027 | POE90 | Operational-demand | -40.8225 | NA
QLD | QTBC | Teebar Creek | Energy Queensland | Winter | Coincident_unreconciled | 2028 | POE90 | Operational-demand | 21.345 | NA
QLD | QTBC | Teebar Creek | Energy Queensland | Winter | Coincident_unreconciled | 2028 | POE50 | Operational-demand | 30.63 | NA
QLD | QTBC | Teebar Creek | Energy Queensland | Winter | Non-coincident | 2028 | POE50 | Operational-demand | -33.136 | 117.0773
QLD | QTBC | Teebar Creek | Energy Queensland | Winter | Non-coincident | 2028 | POE90 | Operational-demand | -42.4901 | NA
QLD | QTBC | Teebar Creek | Energy Queensland | Winter | Coincident_unreconciled | 2029 | POE90 | Operational-demand | 21.345 | NA
QLD | QTBC | Teebar Creek | Energy Queensland | Winter | Coincident_unreconciled | 2029 | POE50 | Operational-demand | 30.63 | NA
QLD | QTBC | Teebar Creek | Energy Queensland | Winter | Non-coincident | 2029 | POE50 | Operational-demand | -34.4515 | 118.3196
QLD | QTBC | Teebar Creek | Energy Queensland | Winter | Non-coincident | 2029 | POE90 | Operational-demand | -43.8722 | NA
QLD | QTBC | Teebar Creek | Energy Queensland | Shoulder | Non-coincident | 2019 | BASEYEARPOE10 | Operational-demand | NA | 106.4346
QLD | QTBC | Teebar Creek | Energy Queensland | Shoulder | Coincident | 2021 | POE10 | Operational-demand | NA | 67.8444
QLD | QTBC | Teebar Creek | Energy Queensland | Shoulder | Coincident | 2021 | POE50 | Operational-demand | NA | 68.5898
QLD | QTBC | Teebar Creek | Energy Queensland | Shoulder | Non-coincident | 2021 | POE10 | Operational-demand | NA | 111.0493
QLD | QTBC | Teebar Creek | Energy Queensland | Shoulder | Coincident | 2022 | POE10 | Operational-demand | NA | 70.1065
QLD | QTBC | Teebar Creek | Energy Queensland | Shoulder | Coincident | 2022 | POE50 | Operational-demand | NA | 69.6931
QLD | QTBC | Teebar Creek | Energy Queensland | Shoulder | Non-coincident | 2022 | POE10 | Operational-demand | NA | 111.6328
QLD | QTBC | Teebar Creek | Energy Queensland | Shoulder | Coincident | 2023 | POE10 | Operational-demand | NA | 70.6673
QLD | QTBC | Teebar Creek | Energy Queensland | Shoulder | Coincident | 2023 | POE50 | Operational-demand | NA | 70.5892
QLD | QTBC | Teebar Creek | Energy Queensland | Shoulder | Non-coincident | 2023 | POE10 | Operational-demand | NA | 112.2702
QLD | QTBC | Teebar Creek | Energy Queensland | Shoulder | Coincident | 2024 | POE10 | Operational-demand | NA | 71.4239
QLD | QTBC | Teebar Creek | Energy Queensland | Shoulder | Coincident | 2024 | POE50 | Operational-demand | NA | 72.2824
QLD | QTBC | Teebar Creek | Energy Queensland | Shoulder | Non-coincident | 2024 | POE10 | Operational-demand | NA | 112.8881
QLD | QTBC | Teebar Creek | Energy Queensland | Shoulder | Coincident | 2025 | POE10 | Operational-demand | NA | 72.0551
QLD | QTBC | Teebar Creek | Energy Queensland | Shoulder | Coincident | 2025 | POE50 | Operational-demand | NA | 72.3908
QLD | QTBC | Teebar Creek | Energy Queensland | Shoulder | Non-coincident | 2025 | POE10 | Operational-demand | NA | 113.4929
QLD | QTBC | Teebar Creek | Energy Queensland | Shoulder | Coincident | 2026 | POE10 | Operational-demand | NA | 72.1357
QLD | QTBC | Teebar Creek | Energy Queensland | Shoulder | Coincident | 2026 | POE50 | Operational-demand | NA | 72.8709
QLD | QTBC | Teebar Creek | Energy Queensland | Shoulder | Non-coincident | 2026 | POE10 | Operational-demand | NA | 114.1657
QLD | QTBC | Teebar Creek | Energy Queensland | Shoulder | Coincident | 2027 | POE10 | Operational-demand | NA | 72.4225
QLD | QTBC | Teebar Creek | Energy Queensland | Shoulder | Coincident | 2027 | POE50 | Operational-demand | NA | 73.091
QLD | QTBC | Teebar Creek | Energy Queensland | Shoulder | Non-coincident | 2027 | POE10 | Operational-demand | NA | 115.0418
QLD | QTBC | Teebar Creek | Energy Queensland | Shoulder | Coincident | 2028 | POE10 | Operational-demand | NA | 72.9165
QLD | QTBC | Teebar Creek | Energy Queensland | Shoulder | Coincident | 2028 | POE50 | Operational-demand | NA | 73.7733
QLD | QTBC | Teebar Creek | Energy Queensland | Shoulder | Non-coincident | 2028 | POE10 | Operational-demand | NA | 116.1943
QLD | QTBC | Teebar Creek | Energy Queensland | Shoulder | Coincident | 2029 | POE10 | Operational-demand | NA | 74.5274
QLD | QTBC | Teebar Creek | Energy Queensland | Shoulder | Coincident | 2029 | POE50 | Operational-demand | NA | 74.9672
QLD | QTBC | Teebar Creek | Energy Queensland | Shoulder | Non-coincident | 2029 | POE10 | Operational-demand | NA | 117.5778
QLD | QTBC | Teebar Creek | Energy Queensland | Shoulder | Coincident | 2030 | POE10 | Operational-demand | NA | 75.6021
QLD | QTBC | Teebar Creek | Energy Queensland | Shoulder | Coincident | 2030 | POE50 | Operational-demand | NA | 76.1379
QLD | QTBC | Teebar Creek | Energy Queensland | Shoulder | Non-coincident | 2030 | POE10 | Operational-demand | NA | 119.181
QLD | QTBC | Teebar Creek | Energy Queensland | Summer | Non-coincident | 2019 | BASEYEARPOE10 | Operational-demand | NA | 132.9908
QLD | QTBC | Teebar Creek | Energy Queensland | Summer | Coincident | 2021 | POE10 | Operational-demand | NA | 106.7242
QLD | QTBC | Teebar Creek | Energy Queensland | Summer | Coincident | 2021 | POE50 | Operational-demand | NA | 105.522
QLD | QTBC | Teebar Creek | Energy Queensland | Summer | Non-coincident | 2021 | POE10 | Operational-demand | NA | 135.3991
QLD | QTBC | Teebar Creek | Energy Queensland | Summer | Coincident | 2022 | POE10 | Operational-demand | NA | 109.2861
QLD | QTBC | Teebar Creek | Energy Queensland | Summer | Coincident | 2022 | POE50 | Operational-demand | NA | 107.8865
QLD | QTBC | Teebar Creek | Energy Queensland | Summer | Non-coincident | 2022 | POE10 | Operational-demand | NA | 136.176
QLD | QTBC | Teebar Creek | Energy Queensland | Summer | Coincident | 2023 | POE10 | Operational-demand | NA | 110.5642
QLD | QTBC | Teebar Creek | Energy Queensland | Summer | Coincident | 2023 | POE50 | Operational-demand | NA | 108.9048
QLD | QTBC | Teebar Creek | Energy Queensland | Summer | Non-coincident | 2023 | POE10 | Operational-demand | NA | 137.0141
QLD | QTBC | Teebar Creek | Energy Queensland | Summer | Coincident | 2024 | POE10 | Operational-demand | NA | 112.5088
QLD | QTBC | Teebar Creek | Energy Queensland | Summer | Coincident | 2024 | POE50 | Operational-demand | NA | 110.9248
QLD | QTBC | Teebar Creek | Energy Queensland | Summer | Non-coincident | 2024 | POE10 | Operational-demand | NA | 137.8382
QLD | QTBC | Teebar Creek | Energy Queensland | Summer | Coincident | 2025 | POE10 | Operational-demand | NA | 112.6542
QLD | QTBC | Teebar Creek | Energy Queensland | Summer | Coincident | 2025 | POE50 | Operational-demand | NA | 111.6389
QLD | QTBC | Teebar Creek | Energy Queensland | Summer | Non-coincident | 2025 | POE10 | Operational-demand | NA | 138.6654
QLD | QTBC | Teebar Creek | Energy Queensland | Summer | Coincident | 2026 | POE10 | Operational-demand | NA | 113.8628
QLD | QTBC | Teebar Creek | Energy Queensland | Summer | Coincident | 2026 | POE50 | Operational-demand | NA | 112.463
QLD | QTBC | Teebar Creek | Energy Queensland | Summer | Non-coincident | 2026 | POE10 | Operational-demand | NA | 139.5685
QLD | QTBC | Teebar Creek | Energy Queensland | Summer | Coincident | 2027 | POE10 | Operational-demand | NA | 113.8695
QLD | QTBC | Teebar Creek | Energy Queensland | Summer | Coincident | 2027 | POE50 | Operational-demand | NA | 112.8659
QLD | QTBC | Teebar Creek | Energy Queensland | Summer | Non-coincident | 2027 | POE10 | Operational-demand | NA | 140.6899
QLD | QTBC | Teebar Creek | Energy Queensland | Summer | Coincident | 2028 | POE10 | Operational-demand | NA | 115.0314
QLD | QTBC | Teebar Creek | Energy Queensland | Summer | Coincident | 2028 | POE50 | Operational-demand | NA | 113.9772
QLD | QTBC | Teebar Creek | Energy Queensland | Summer | Non-coincident | 2028 | POE10 | Operational-demand | NA | 142.0877
QLD | QTBC | Teebar Creek | Energy Queensland | Summer | Coincident | 2029 | POE10 | Operational-demand | NA | 115.9789
QLD | QTBC | Teebar Creek | Energy Queensland | Summer | Coincident | 2029 | POE50 | Operational-demand | NA | 115.4366
QLD | QTBC | Teebar Creek | Energy Queensland | Summer | Non-coincident | 2029 | POE10 | Operational-demand | NA | 143.7021
QLD | QTBC | Teebar Creek | Energy Queensland | Summer | Coincident | 2030 | POE10 | Operational-demand | NA | 117.5478
QLD | QTBC | Teebar Creek | Energy Queensland | Summer | Coincident | 2030 | POE50 | Operational-demand | NA | 116.4171
QLD | QTBC | Teebar Creek | Energy Queensland | Summer | Non-coincident | 2030 | POE10 | Operational-demand | NA | 145.5527
QLD | QTBC | Teebar Creek | Energy Queensland | Winter | Non-coincident | 2019 | BASEYEARPOE10 | Operational-demand | NA | 116.4533
QLD | QTBC | Teebar Creek | Energy Queensland | Winter | Coincident | 2020 | POE10 | Operational-demand | NA | 109.8369
QLD | QTBC | Teebar Creek | Energy Queensland | Winter | Coincident | 2020 | POE50 | Operational-demand | NA | 102.3673
QLD | QTBC | Teebar Creek | Energy Queensland | Winter | Non-coincident | 2020 | POE10 | Operational-demand | NA | 122.4885
QLD | QTBC | Teebar Creek | Energy Queensland | Winter | Coincident | 2021 | POE10 | Operational-demand | NA | 109.4793
QLD | QTBC | Teebar Creek | Energy Queensland | Winter | Coincident | 2021 | POE50 | Operational-demand | NA | 102.0015
QLD | QTBC | Teebar Creek | Energy Queensland | Winter | Non-coincident | 2021 | POE10 | Operational-demand | NA | 122.8958
QLD | QTBC | Teebar Creek | Energy Queensland | Winter | Coincident | 2022 | POE10 | Operational-demand | NA | 112.5502
QLD | QTBC | Teebar Creek | Energy Queensland | Winter | Coincident | 2022 | POE50 | Operational-demand | NA | 104.8738
QLD | QTBC | Teebar Creek | Energy Queensland | Winter | Non-coincident | 2022 | POE10 | Operational-demand | NA | 122.8004
QLD | QTBC | Teebar Creek | Energy Queensland | Winter | Coincident | 2023 | POE10 | Operational-demand | NA | 114.3007
QLD | QTBC | Teebar Creek | Energy Queensland | Winter | Coincident | 2023 | POE50 | Operational-demand | NA | 106.4007
QLD | QTBC | Teebar Creek | Energy Queensland | Winter | Non-coincident | 2023 | POE10 | Operational-demand | NA | 122.8654
QLD | QTBC | Teebar Creek | Energy Queensland | Winter | Coincident | 2024 | POE10 | Operational-demand | NA | 116.6217
QLD | QTBC | Teebar Creek | Energy Queensland | Winter | Coincident | 2024 | POE50 | Operational-demand | NA | 108.1349
QLD | QTBC | Teebar Creek | Energy Queensland | Winter | Non-coincident | 2024 | POE10 | Operational-demand | NA | 123.2253
QLD | QTBC | Teebar Creek | Energy Queensland | Winter | Coincident | 2025 | POE10 | Operational-demand | NA | 116.877
QLD | QTBC | Teebar Creek | Energy Queensland | Winter | Coincident | 2025 | POE50 | Operational-demand | NA | 108.5958
QLD | QTBC | Teebar Creek | Energy Queensland | Winter | Non-coincident | 2025 | POE10 | Operational-demand | NA | 123.7247
QLD | QTBC | Teebar Creek | Energy Queensland | Winter | Coincident | 2026 | POE10 | Operational-demand | NA | 117.4615
QLD | QTBC | Teebar Creek | Energy Queensland | Winter | Coincident | 2026 | POE50 | Operational-demand | NA | 109.3382
QLD | QTBC | Teebar Creek | Energy Queensland | Winter | Non-coincident | 2026 | POE10 | Operational-demand | NA | 124.3127
QLD | QTBC | Teebar Creek | Energy Queensland | Winter | Coincident | 2027 | POE10 | Operational-demand | NA | 118.2247
QLD | QTBC | Teebar Creek | Energy Queensland | Winter | Coincident | 2027 | POE50 | Operational-demand | NA | 110.0615
QLD | QTBC | Teebar Creek | Energy Queensland | Winter | Non-coincident | 2027 | POE10 | Operational-demand | NA | 125.2373
QLD | QTBC | Teebar Creek | Energy Queensland | Winter | Coincident | 2028 | POE10 | Operational-demand | NA | 120.5335
QLD | QTBC | Teebar Creek | Energy Queensland | Winter | Coincident | 2028 | POE50 | Operational-demand | NA | 111.357
QLD | QTBC | Teebar Creek | Energy Queensland | Winter | Non-coincident | 2028 | POE10 | Operational-demand | NA | 126.2376
QLD | QTBC | Teebar Creek | Energy Queensland | Winter | Coincident | 2029 | POE10 | Operational-demand | NA | 121.1323
QLD | QTBC | Teebar Creek | Energy Queensland | Winter | Coincident | 2029 | POE50 | Operational-demand | NA | 112.5169
QLD | QTBC | Teebar Creek | Energy Queensland | Winter | Non-coincident | 2029 | POE10 | Operational-demand | NA | 127.4998
QLD | QTKM | Tangkam | Energy Queensland | Shoulder | Coincident | 2017 | ACTUAL_OPG | Operational-demand | -17.6248 | -8.3771
QLD | QTKM | Tangkam | Energy Queensland | Shoulder | Coincident | 2017 | ACTUAL_RAW | Operational-demand | -17.6248 | -8.3771
QLD | QTKM | Tangkam | Energy Queensland | Shoulder | Non-coincident | 2017 | ACTUAL_RAW | Operational-demand | -20.2547 | 18.6755
QLD | QTKM | Tangkam | Energy Queensland | Shoulder | Non-coincident | 2017 | ACTUAL_OPG | Operational-demand | -20.2547 | 18.6755
QLD | QTKM | Tangkam | Energy Queensland | Shoulder | Non-coincident | 2017 | ACTUAL_ADJUSTEDOPG | Operational-demand | -20.2547 | 18.6755
QLD | QTKM | Tangkam | Energy Queensland | Shoulder | Coincident | 2018 | ACTUAL_OPG | Operational-demand | -18.4328 | -2.8762
QLD | QTKM | Tangkam | Energy Queensland | Shoulder | Coincident | 2018 | ACTUAL_RAW | Operational-demand | -18.4328 | -2.8762
QLD | QTKM | Tangkam | Energy Queensland | Shoulder | Non-coincident | 2018 | ACTUAL_RAW | Operational-demand | -21.2921 | 30.3297
QLD | QTKM | Tangkam | Energy Queensland | Shoulder | Non-coincident | 2018 | ACTUAL_OPG | Operational-demand | -21.2921 | 30.3297
QLD | QTKM | Tangkam | Energy Queensland | Shoulder | Non-coincident | 2018 | ACTUAL_ADJUSTEDOPG | Operational-demand | -21.2921 | 25.0066
QLD | QTKM | Tangkam | Energy Queensland | Shoulder | Coincident | 2019 | ACTUAL_OPG | Operational-demand | 12.7215 | 5.8539
QLD | QTKM | Tangkam | Energy Queensland | Shoulder | Coincident | 2019 | ACTUAL_RAW | Operational-demand | 12.7215 | 5.8539
QLD | QTKM | Tangkam | Energy Queensland | Shoulder | Non-coincident | 2019 | ACTUAL_RAW | Operational-demand | -20.7813 | 22.7064
QLD | QTKM | Tangkam | Energy Queensland | Shoulder | Non-coincident | 2019 | ACTUAL_OPG | Operational-demand | -20.7813 | 22.7064
QLD | QTKM | Tangkam | Energy Queensland | Shoulder | Non-coincident | 2019 | ACTUAL_ADJUSTEDOPG | Operational-demand | -20.7813 | 22.7064
QLD | QTKM | Tangkam | Energy Queensland | Shoulder | Non-coincident | 2019 | BASEYEARPOE90 | Operational-demand | -23.0775 | NA
QLD | QTKM | Tangkam | Energy Queensland | Shoulder | Non-coincident | 2019 | BASEYEARPOE50 | Operational-demand | -21.4638 | 4.6574
QLD | QTKM | Tangkam | Energy Queensland | Shoulder | Coincident | 2020 | ACTUAL_OPG | Operational-demand | 8.4895 | -4.8364
QLD | QTKM | Tangkam | Energy Queensland | Shoulder | Coincident | 2020 | ACTUAL_RAW | Operational-demand | 8.4895 | -4.8364
QLD | QTKM | Tangkam | Energy Queensland | Shoulder | Non-coincident | 2020 | ACTUAL_RAW | Operational-demand | -20.3551 | 18.5539
QLD | QTKM | Tangkam | Energy Queensland | Shoulder | Non-coincident | 2020 | ACTUAL_OPG | Operational-demand | -20.3551 | 18.5539
QLD | QTKM | Tangkam | Energy Queensland | Shoulder | Non-coincident | 2020 | ACTUAL_ADJUSTEDOPG | Operational-demand | -20.3551 | 18.5539
QLD | QTKM | Tangkam | Energy Queensland | Shoulder | Coincident_unreconciled | 2021 | POE90 | Operational-demand | 5.1 | NA
QLD | QTKM | Tangkam | Energy Queensland | Shoulder | Coincident_unreconciled | 2021 | POE50 | Operational-demand | 7.3 | NA
QLD | QTKM | Tangkam | Energy Queensland | Shoulder | Non-coincident | 2021 | POE50 | Operational-demand | -18.811 | 17.6583
QLD | QTKM | Tangkam | Energy Queensland | Shoulder | Non-coincident | 2021 | POE90 | Operational-demand | -20.8236 | NA
QLD | QTKM | Tangkam | Energy Queensland | Shoulder | Coincident_unreconciled | 2022 | POE90 | Operational-demand | 5.1 | NA
QLD | QTKM | Tangkam | Energy Queensland | Shoulder | Coincident_unreconciled | 2022 | POE50 | Operational-demand | 7.3 | NA
QLD | QTKM | Tangkam | Energy Queensland | Shoulder | Non-coincident | 2022 | POE50 | Operational-demand | -19.1948 | 17.767
QLD | QTKM | Tangkam | Energy Queensland | Shoulder | Non-coincident | 2022 | POE90 | Operational-demand | -21.2156 | NA
QLD | QTKM | Tangkam | Energy Queensland | Shoulder | Coincident_unreconciled | 2023 | POE90 | Operational-demand | 5.1 | NA
QLD | QTKM | Tangkam | Energy Queensland | Shoulder | Coincident_unreconciled | 2023 | POE50 | Operational-demand | 7.3 | NA
QLD | QTKM | Tangkam | Energy Queensland | Shoulder | Non-coincident | 2023 | POE50 | Operational-demand | -6.9812 | 22.4058
QLD | QTKM | Tangkam | Energy Queensland | Shoulder | Non-coincident | 2023 | POE90 | Operational-demand | -8.9585 | NA
QLD | QTKM | Tangkam | Energy Queensland | Shoulder | Coincident_unreconciled | 2024 | POE90 | Operational-demand | 5.1 | NA
QLD | QTKM | Tangkam | Energy Queensland | Shoulder | Coincident_unreconciled | 2024 | POE50 | Operational-demand | 7.3 | NA
QLD | QTKM | Tangkam | Energy Queensland | Shoulder | Non-coincident | 2024 | POE50 | Operational-demand | 5.2086 | 27.0385
QLD | QTKM | Tangkam | Energy Queensland | Shoulder | Non-coincident | 2024 | POE90 | Operational-demand | 3.3233 | NA
QLD | QTKM | Tangkam | Energy Queensland | Shoulder | Coincident_unreconciled | 2025 | POE90 | Operational-demand | 5.1 | NA
QLD | QTKM | Tangkam | Energy Queensland | Shoulder | Coincident_unreconciled | 2025 | POE50 | Operational-demand | 7.3 | NA
QLD | QTKM | Tangkam | Energy Queensland | Shoulder | Non-coincident | 2025 | POE50 | Operational-demand | 4.912 | 27.1682
QLD | QTKM | Tangkam | Energy Queensland | Shoulder | Non-coincident | 2025 | POE90 | Operational-demand | 3.0333 | NA
QLD | QTKM | Tangkam | Energy Queensland | Shoulder | Coincident_unreconciled | 2026 | POE90 | Operational-demand | 5.1 | NA
QLD | QTKM | Tangkam | Energy Queensland | Shoulder | Coincident_unreconciled | 2026 | POE50 | Operational-demand | 7.3 | NA
QLD | QTKM | Tangkam | Energy Queensland | Shoulder | Non-coincident | 2026 | POE50 | Operational-demand | 4.6267 | 27.3037
QLD | QTKM | Tangkam | Energy Queensland | Shoulder | Non-coincident | 2026 | POE90 | Operational-demand | 2.7383 | NA
QLD | QTKM | Tangkam | Energy Queensland | Shoulder | Coincident_unreconciled | 2027 | POE90 | Operational-demand | 5.1 | NA
QLD | QTKM | Tangkam | Energy Queensland | Shoulder | Coincident_unreconciled | 2027 | POE50 | Operational-demand | 7.3 | NA
QLD | QTKM | Tangkam | Energy Queensland | Shoulder | Non-coincident | 2027 | POE50 | Operational-demand | 4.3813 | 27.4535
QLD | QTKM | Tangkam | Energy Queensland | Shoulder | Non-coincident | 2027 | POE90 | Operational-demand | 2.4833 | NA
QLD | QTKM | Tangkam | Energy Queensland | Shoulder | Coincident_unreconciled | 2028 | POE90 | Operational-demand | 5.1 | NA
QLD | QTKM | Tangkam | Energy Queensland | Shoulder | Coincident_unreconciled | 2028 | POE50 | Operational-demand | 7.3 | NA
QLD | QTKM | Tangkam | Energy Queensland | Shoulder | Non-coincident | 2028 | POE50 | Operational-demand | 4.2262 | 27.6214
QLD | QTKM | Tangkam | Energy Queensland | Shoulder | Non-coincident | 2028 | POE90 | Operational-demand | 2.3187 | NA
QLD | QTKM | Tangkam | Energy Queensland | Shoulder | Coincident_unreconciled | 2029 | POE90 | Operational-demand | 5.1 | NA
QLD | QTKM | Tangkam | Energy Queensland | Shoulder | Coincident_unreconciled | 2029 | POE50 | Operational-demand | 7.3 | NA
QLD | QTKM | Tangkam | Energy Queensland | Shoulder | Non-coincident | 2029 | POE50 | Operational-demand | 4.059 | 27.8473
QLD | QTKM | Tangkam | Energy Queensland | Shoulder | Non-coincident | 2029 | POE90 | Operational-demand | 2.1419 | NA
QLD | QTKM | Tangkam | Energy Queensland | Shoulder | Coincident_unreconciled | 2030 | POE90 | Operational-demand | 5.1 | NA
QLD | QTKM | Tangkam | Energy Queensland | Shoulder | Coincident_unreconciled | 2030 | POE50 | Operational-demand | 7.3 | NA
QLD | QTKM | Tangkam | Energy Queensland | Shoulder | Non-coincident | 2030 | POE50 | Operational-demand | 3.9073 | 28.1633
QLD | QTKM | Tangkam | Energy Queensland | Shoulder | Non-coincident | 2030 | POE90 | Operational-demand | 1.9806 | NA
QLD | QTKM | Tangkam | Energy Queensland | Summer | Coincident | 2017 | ACTUAL_OPG | Operational-demand | -16.7128 | 2.9748
QLD | QTKM | Tangkam | Energy Queensland | Summer | Coincident | 2017 | ACTUAL_RAW | Operational-demand | -16.7128 | 2.9748
QLD | QTKM | Tangkam | Energy Queensland | Summer | Non-coincident | 2017 | ACTUAL_RAW | Operational-demand | -20.3773 | 23.7006
QLD | QTKM | Tangkam | Energy Queensland | Summer | Non-coincident | 2017 | ACTUAL_OPG | Operational-demand | -20.3773 | 23.7006
QLD | QTKM | Tangkam | Energy Queensland | Summer | Non-coincident | 2017 | ACTUAL_ADJUSTEDOPG | Operational-demand | -20.3773 | 23.7006
QLD | QTKM | Tangkam | Energy Queensland | Summer | Coincident | 2018 | ACTUAL_OPG | Operational-demand | -8.675 | 7.6162
QLD | QTKM | Tangkam | Energy Queensland | Summer | Coincident | 2018 | ACTUAL_RAW | Operational-demand | -8.675 | 7.6162
QLD | QTKM | Tangkam | Energy Queensland | Summer | Non-coincident | 2018 | ACTUAL_RAW | Operational-demand | -19.3487 | 30.5165
QLD | QTKM | Tangkam | Energy Queensland | Summer | Non-coincident | 2018 | ACTUAL_OPG | Operational-demand | -19.3487 | 30.5165
QLD | QTKM | Tangkam | Energy Queensland | Summer | Non-coincident | 2018 | ACTUAL_ADJUSTEDOPG | Operational-demand | -19.3487 | 30.5165
QLD | QTKM | Tangkam | Energy Queensland | Summer | Coincident | 2019 | ACTUAL_OPG | Operational-demand | -20.5911 | 5.3459
QLD | QTKM | Tangkam | Energy Queensland | Summer | Coincident | 2019 | ACTUAL_RAW | Operational-demand | -20.5911 | 5.3459
QLD | QTKM | Tangkam | Energy Queensland | Summer | Non-coincident | 2019 | ACTUAL_RAW | Operational-demand | -22.2372 | 25.659
QLD | QTKM | Tangkam | Energy Queensland | Summer | Non-coincident | 2019 | ACTUAL_OPG | Operational-demand | -22.2372 | 25.659
QLD | QTKM | Tangkam | Energy Queensland | Summer | Non-coincident | 2019 | ACTUAL_ADJUSTEDOPG | Operational-demand | -22.2372 | 25.659
QLD | QTKM | Tangkam | Energy Queensland | Summer | Non-coincident | 2019 | BASEYEARPOE90 | Operational-demand | -26.0458 | NA
QLD | QTKM | Tangkam | Energy Queensland | Summer | Non-coincident | 2019 | BASEYEARPOE50 | Operational-demand | -24.5038 | 11.3815
QLD | QTKM | Tangkam | Energy Queensland | Summer | Coincident | 2020 | ACTUAL_OPG | Operational-demand | -19.4847 | -2.0726
QLD | QTKM | Tangkam | Energy Queensland | Summer | Coincident | 2020 | ACTUAL_RAW | Operational-demand | -19.4847 | -2.0726
QLD | QTKM | Tangkam | Energy Queensland | Summer | Non-coincident | 2020 | ACTUAL_RAW | Operational-demand | -21.6769 | 22.4978
QLD | QTKM | Tangkam | Energy Queensland | Summer | Non-coincident | 2020 | ACTUAL_OPG | Operational-demand | -21.6769 | 22.4978
QLD | QTKM | Tangkam | Energy Queensland | Summer | Non-coincident | 2020 | ACTUAL_ADJUSTEDOPG | Operational-demand | -21.6769 | 22.4978
QLD | QTKM | Tangkam | Energy Queensland | Summer | Coincident_unreconciled | 2021 | POE50 | Operational-demand | -19.6902 | NA
QLD | QTKM | Tangkam | Energy Queensland | Summer | Coincident_unreconciled | 2021 | POE90 | Operational-demand | -21.3248 | NA
QLD | QTKM | Tangkam | Energy Queensland | Summer | Non-coincident | 2021 | POE50 | Operational-demand | -16.2344 | 22.3944
QLD | QTKM | Tangkam | Energy Queensland | Summer | Non-coincident | 2021 | POE90 | Operational-demand | -18.9724 | NA
QLD | QTKM | Tangkam | Energy Queensland | Summer | Coincident_unreconciled | 2022 | POE50 | Operational-demand | -20.0213 | NA
QLD | QTKM | Tangkam | Energy Queensland | Summer | Coincident_unreconciled | 2022 | POE90 | Operational-demand | -21.6626 | NA
QLD | QTKM | Tangkam | Energy Queensland | Summer | Non-coincident | 2022 | POE50 | Operational-demand | -16.6588 | 22.469
QLD | QTKM | Tangkam | Energy Queensland | Summer | Non-coincident | 2022 | POE90 | Operational-demand | -19.0755 | NA
QLD | QTKM | Tangkam | Energy Queensland | Summer | Coincident_unreconciled | 2023 | POE50 | Operational-demand | -20.3097 | NA
QLD | QTKM | Tangkam | Energy Queensland | Summer | Coincident_unreconciled | 2023 | POE90 | Operational-demand | -21.9595 | NA
QLD | QTKM | Tangkam | Energy Queensland | Summer | Non-coincident | 2023 | POE50 | Operational-demand | -17.0284 | 22.5833
QLD | QTKM | Tangkam | Energy Queensland | Summer | Non-coincident | 2023 | POE90 | Operational-demand | -19.1583 | NA
QLD | QTKM | Tangkam | Energy Queensland | Summer | Coincident_unreconciled | 2024 | POE50 | Operational-demand | 2.1988 | NA
QLD | QTKM | Tangkam | Energy Queensland | Summer | Coincident_unreconciled | 2024 | POE90 | Operational-demand | -0.39404 | NA
QLD | QTKM | Tangkam | Energy Queensland | Summer | Non-coincident | 2024 | POE50 | Operational-demand | 7.561 | 31.6696
QLD | QTKM | Tangkam | Energy Queensland | Summer | Non-coincident | 2024 | POE90 | Operational-demand | 5.4354 | NA
QLD | QTKM | Tangkam | Energy Queensland | Summer | Coincident_unreconciled | 2025 | POE50 | Operational-demand | 1.903 | NA
QLD | QTKM | Tangkam | Energy Queensland | Summer | Coincident_unreconciled | 2025 | POE90 | Operational-demand | -0.70317 | NA
QLD | QTKM | Tangkam | Energy Queensland | Summer | Non-coincident | 2025 | POE50 | Operational-demand | 7.3186 | 31.7392
QLD | QTKM | Tangkam | Energy Queensland | Summer | Non-coincident | 2025 | POE90 | Operational-demand | 5.182 | NA
QLD | QTKM | Tangkam | Energy Queensland | Summer | Coincident_unreconciled | 2026 | POE50 | Operational-demand | 1.6233 | NA
QLD | QTKM | Tangkam | Energy Queensland | Summer | Coincident_unreconciled | 2026 | POE90 | Operational-demand | -0.99626 | NA
QLD | QTKM | Tangkam | Energy Queensland | Summer | Non-coincident | 2026 | POE50 | Operational-demand | 7.0892 | 31.7977
QLD | QTKM | Tangkam | Energy Queensland | Summer | Non-coincident | 2026 | POE90 | Operational-demand | 4.9417 | NA
QLD | QTKM | Tangkam | Energy Queensland | Summer | Coincident_unreconciled | 2027 | POE50 | Operational-demand | 1.4014 | NA
QLD | QTKM | Tangkam | Energy Queensland | Summer | Coincident_unreconciled | 2027 | POE90 | Operational-demand | -1.2314 | NA
QLD | QTKM | Tangkam | Energy Queensland | Summer | Non-coincident | 2027 | POE50 | Operational-demand | 6.9073 | 31.8453
QLD | QTKM | Tangkam | Energy Queensland | Summer | Non-coincident | 2027 | POE90 | Operational-demand | 4.7489 | NA
QLD | QTKM | Tangkam | Energy Queensland | Summer | Coincident_unreconciled | 2028 | POE50 | Operational-demand | 1.3002 | NA
QLD | QTKM | Tangkam | Energy Queensland | Summer | Coincident_unreconciled | 2028 | POE90 | Operational-demand | -1.3458 | NA
QLD | QTKM | Tangkam | Energy Queensland | Summer | Non-coincident | 2028 | POE50 | Operational-demand | 6.8244 | 31.8803
QLD | QTKM | Tangkam | Energy Queensland | Summer | Non-coincident | 2028 | POE90 | Operational-demand | 4.6551 | NA
QLD | QTKM | Tangkam | Energy Queensland | Summer | Coincident_unreconciled | 2029 | POE50 | Operational-demand | 1.1406 | NA
QLD | QTKM | Tangkam | Energy Queensland | Summer | Coincident_unreconciled | 2029 | POE90 | Operational-demand | -1.5187 | NA
QLD | QTKM | Tangkam | Energy Queensland | Summer | Non-coincident | 2029 | POE50 | Operational-demand | 6.6935 | 31.9987
QLD | QTKM | Tangkam | Energy Queensland | Summer | Non-coincident | 2029 | POE90 | Operational-demand | 4.5134 | NA
QLD | QTKM | Tangkam | Energy Queensland | Summer | Coincident_unreconciled | 2030 | POE50 | Operational-demand | 1.0269 | NA
QLD | QTKM | Tangkam | Energy Queensland | Summer | Coincident_unreconciled | 2030 | POE90 | Operational-demand | -1.6458 | NA
QLD | QTKM | Tangkam | Energy Queensland | Summer | Non-coincident | 2030 | POE50 | Operational-demand | 6.6003 | 32.1378
QLD | QTKM | Tangkam | Energy Queensland | Summer | Non-coincident | 2030 | POE90 | Operational-demand | 4.4092 | NA
QLD | QTKM | Tangkam | Energy Queensland | Winter | Coincident | 2016 | ACTUAL_OPG | Operational-demand | -14.148 | 1.2725
QLD | QTKM | Tangkam | Energy Queensland | Winter | Coincident | 2016 | ACTUAL_RAW | Operational-demand | -14.148 | 1.2725
QLD | QTKM | Tangkam | Energy Queensland | Winter | Non-coincident | 2016 | ACTUAL_RAW | Operational-demand | -17.9214 | 23
QLD | QTKM | Tangkam | Energy Queensland | Winter | Non-coincident | 2016 | ACTUAL_OPG | Operational-demand | -17.9214 | 23
QLD | QTKM | Tangkam | Energy Queensland | Winter | Non-coincident | 2016 | ACTUAL_ADJUSTEDOPG | Operational-demand | -17.9214 | 23
QLD | QTKM | Tangkam | Energy Queensland | Winter | Coincident | 2017 | ACTUAL_OPG | Operational-demand | -17.1958 | -3.19
QLD | QTKM | Tangkam | Energy Queensland | Winter | Coincident | 2017 | ACTUAL_RAW | Operational-demand | -17.1958 | -3.19
QLD | QTKM | Tangkam | Energy Queensland | Winter | Non-coincident | 2017 | ACTUAL_RAW | Operational-demand | -19.7443 | 20.2258
QLD | QTKM | Tangkam | Energy Queensland | Winter | Non-coincident | 2017 | ACTUAL_OPG | Operational-demand | -19.7443 | 20.2258
QLD | QTKM | Tangkam | Energy Queensland | Winter | Non-coincident | 2017 | ACTUAL_ADJUSTEDOPG | Operational-demand | -19.7443 | 20.2258
QLD | QTKM | Tangkam | Energy Queensland | Winter | Coincident | 2018 | ACTUAL_OPG | Operational-demand | 13.1526 | 31.1361
QLD | QTKM | Tangkam | Energy Queensland | Winter | Coincident | 2018 | ACTUAL_RAW | Operational-demand | 13.1526 | 31.1361
QLD | QTKM | Tangkam | Energy Queensland | Winter | Non-coincident | 2018 | ACTUAL_RAW | Operational-demand | -14.859 | 33.4972
QLD | QTKM | Tangkam | Energy Queensland | Winter | Non-coincident | 2018 | ACTUAL_OPG | Operational-demand | -14.859 | 33.4972
QLD | QTKM | Tangkam | Energy Queensland | Winter | Non-coincident | 2018 | ACTUAL_ADJUSTEDOPG | Operational-demand | -14.859 | 33.4972
QLD | QTKM | Tangkam | Energy Queensland | Winter | Coincident | 2019 | ACTUAL_OPG | Operational-demand | -21.8666 | 0.60111
QLD | QTKM | Tangkam | Energy Queensland | Winter | Coincident | 2019 | ACTUAL_RAW | Operational-demand | -21.8666 | 0.60111
QLD | QTKM | Tangkam | Energy Queensland | Winter | Non-coincident | 2019 | ACTUAL_RAW | Operational-demand | -22.1 | 16.3887
QLD | QTKM | Tangkam | Energy Queensland | Winter | Non-coincident | 2019 | ACTUAL_OPG | Operational-demand | -22.1 | 16.3887
QLD | QTKM | Tangkam | Energy Queensland | Winter | Non-coincident | 2019 | ACTUAL_ADJUSTEDOPG | Operational-demand | -22.1 | 16.3887
QLD | QTKM | Tangkam | Energy Queensland | Winter | Non-coincident | 2019 | BASEYEARPOE90 | Operational-demand | -17.2285 | NA
QLD | QTKM | Tangkam | Energy Queensland | Winter | Non-coincident | 2019 | BASEYEARPOE50 | Operational-demand | -15.2025 | 15.432
QLD | QTKM | Tangkam | Energy Queensland | Winter | Coincident_unreconciled | 2020 | POE90 | Operational-demand | 5.1 | NA
QLD | QTKM | Tangkam | Energy Queensland | Winter | Coincident_unreconciled | 2020 | POE50 | Operational-demand | 7.3 | NA
QLD | QTKM | Tangkam | Energy Queensland | Winter | Non-coincident | 2020 | POE50 | Operational-demand | -14.1029 | 24.8947
QLD | QTKM | Tangkam | Energy Queensland | Winter | Non-coincident | 2020 | POE90 | Operational-demand | -16.0837 | NA
QLD | QTKM | Tangkam | Energy Queensland | Winter | Coincident_unreconciled | 2021 | POE90 | Operational-demand | 5.1 | NA
QLD | QTKM | Tangkam | Energy Queensland | Winter | Coincident_unreconciled | 2021 | POE50 | Operational-demand | 7.3 | NA
QLD | QTKM | Tangkam | Energy Queensland | Winter | Non-coincident | 2021 | POE50 | Operational-demand | -14.7549 | 24.8341
QLD | QTKM | Tangkam | Energy Queensland | Winter | Non-coincident | 2021 | POE90 | Operational-demand | -16.7412 | NA
QLD | QTKM | Tangkam | Energy Queensland | Winter | Coincident_unreconciled | 2022 | POE90 | Operational-demand | 5.1 | NA
QLD | QTKM | Tangkam | Energy Queensland | Winter | Coincident_unreconciled | 2022 | POE50 | Operational-demand | 7.3 | NA
QLD | QTKM | Tangkam | Energy Queensland | Winter | Non-coincident | 2022 | POE50 | Operational-demand | -15.1511 | 24.9168
QLD | QTKM | Tangkam | Energy Queensland | Winter | Non-coincident | 2022 | POE90 | Operational-demand | -17.1478 | NA
QLD | QTKM | Tangkam | Energy Queensland | Winter | Coincident_unreconciled | 2023 | POE90 | Operational-demand | 5.1 | NA
QLD | QTKM | Tangkam | Energy Queensland | Winter | Coincident_unreconciled | 2023 | POE50 | Operational-demand | 7.3 | NA
QLD | QTKM | Tangkam | Energy Queensland | Winter | Non-coincident | 2023 | POE50 | Operational-demand | 5.9592 | 30.9928
QLD | QTKM | Tangkam | Energy Queensland | Winter | Non-coincident | 2023 | POE90 | Operational-demand | 3.9521 | NA
QLD | QTKM | Tangkam | Energy Queensland | Winter | Coincident_unreconciled | 2024 | POE90 | Operational-demand | 5.1 | NA
QLD | QTKM | Tangkam | Energy Queensland | Winter | Coincident_unreconciled | 2024 | POE50 | Operational-demand | 7.3 | NA
QLD | QTKM | Tangkam | Energy Queensland | Winter | Non-coincident | 2024 | POE50 | Operational-demand | 5.6503 | 31.0919
QLD | QTKM | Tangkam | Energy Queensland | Winter | Non-coincident | 2024 | POE90 | Operational-demand | 3.6329 | NA
QLD | QTKM | Tangkam | Energy Queensland | Winter | Coincident_unreconciled | 2025 | POE90 | Operational-demand | 5.1 | NA
QLD | QTKM | Tangkam | Energy Queensland | Winter | Coincident_unreconciled | 2025 | POE50 | Operational-demand | 7.3 | NA
QLD | QTKM | Tangkam | Energy Queensland | Winter | Non-coincident | 2025 | POE50 | Operational-demand | 5.4087 | 31.2076
QLD | QTKM | Tangkam | Energy Queensland | Winter | Non-coincident | 2025 | POE90 | Operational-demand | 3.3809 | NA
QLD | QTKM | Tangkam | Energy Queensland | Winter | Coincident_unreconciled | 2026 | POE90 | Operational-demand | 5.1 | NA
QLD | QTKM | Tangkam | Energy Queensland | Winter | Coincident_unreconciled | 2026 | POE50 | Operational-demand | 7.3 | NA
QLD | QTKM | Tangkam | Energy Queensland | Winter | Non-coincident | 2026 | POE50 | Operational-demand | 5.1586 | 31.3217
QLD | QTKM | Tangkam | Energy Queensland | Winter | Non-coincident | 2026 | POE90 | Operational-demand | 3.1205 | NA
QLD | QTKM | Tangkam | Energy Queensland | Winter | Coincident_unreconciled | 2027 | POE90 | Operational-demand | 5.1 | NA
QLD | QTKM | Tangkam | Energy Queensland | Winter | Coincident_unreconciled | 2027 | POE50 | Operational-demand | 7.3 | NA
QLD | QTKM | Tangkam | Energy Queensland | Winter | Non-coincident | 2027 | POE50 | Operational-demand | 5.0159 | 31.4632
QLD | QTKM | Tangkam | Energy Queensland | Winter | Non-coincident | 2027 | POE90 | Operational-demand | 2.9674 | NA
QLD | QTKM | Tangkam | Energy Queensland | Winter | Coincident_unreconciled | 2028 | POE90 | Operational-demand | 5.1 | NA
QLD | QTKM | Tangkam | Energy Queensland | Winter | Coincident_unreconciled | 2028 | POE50 | Operational-demand | 7.3 | NA
QLD | QTKM | Tangkam | Energy Queensland | Winter | Non-coincident | 2028 | POE50 | Operational-demand | 4.9825 | 31.6355
QLD | QTKM | Tangkam | Energy Queensland | Winter | Non-coincident | 2028 | POE90 | Operational-demand | 2.9238 | NA
QLD | QTKM | Tangkam | Energy Queensland | Winter | Coincident_unreconciled | 2029 | POE90 | Operational-demand | 5.1 | NA
QLD | QTKM | Tangkam | Energy Queensland | Winter | Coincident_unreconciled | 2029 | POE50 | Operational-demand | 7.3 | NA
QLD | QTKM | Tangkam | Energy Queensland | Winter | Non-coincident | 2029 | POE50 | Operational-demand | 4.8056 | 31.7555
QLD | QTKM | Tangkam | Energy Queensland | Winter | Non-coincident | 2029 | POE90 | Operational-demand | 2.7366 | NA
QLD | QTKM | Tangkam | Energy Queensland | Shoulder | Non-coincident | 2019 | BASEYEARPOE10 | Operational-demand | NA | 5.6911
QLD | QTKM | Tangkam | Energy Queensland | Shoulder | Coincident | 2021 | POE10 | Operational-demand | NA | 9.3487
QLD | QTKM | Tangkam | Energy Queensland | Shoulder | Coincident | 2021 | POE50 | Operational-demand | NA | 9.1053
QLD | QTKM | Tangkam | Energy Queensland | Shoulder | Non-coincident | 2021 | POE10 | Operational-demand | NA | 18.7295
QLD | QTKM | Tangkam | Energy Queensland | Shoulder | Coincident | 2022 | POE10 | Operational-demand | NA | 9.6646
QLD | QTKM | Tangkam | Energy Queensland | Shoulder | Coincident | 2022 | POE50 | Operational-demand | NA | 9.257
QLD | QTKM | Tangkam | Energy Queensland | Shoulder | Non-coincident | 2022 | POE10 | Operational-demand | NA | 18.8427
QLD | QTKM | Tangkam | Energy Queensland | Shoulder | Coincident | 2023 | POE10 | Operational-demand | NA | 12.0696
QLD | QTKM | Tangkam | Energy Queensland | Shoulder | Coincident | 2023 | POE50 | Operational-demand | NA | 11.7527
QLD | QTKM | Tangkam | Energy Queensland | Shoulder | Non-coincident | 2023 | POE10 | Operational-demand | NA | 23.487
QLD | QTKM | Tangkam | Energy Queensland | Shoulder | Coincident | 2024 | POE10 | Operational-demand | NA | 14.5228
QLD | QTKM | Tangkam | Energy Queensland | Shoulder | Coincident | 2024 | POE50 | Operational-demand | NA | 14.4385
QLD | QTKM | Tangkam | Energy Queensland | Shoulder | Non-coincident | 2024 | POE10 | Operational-demand | NA | 28.1253
QLD | QTKM | Tangkam | Energy Queensland | Shoulder | Coincident | 2025 | POE10 | Operational-demand | NA | 14.6381
QLD | QTKM | Tangkam | Energy Queensland | Shoulder | Coincident | 2025 | POE50 | Operational-demand | NA | 14.4474
QLD | QTKM | Tangkam | Energy Queensland | Shoulder | Non-coincident | 2025 | POE10 | Operational-demand | NA | 28.2607
QLD | QTKM | Tangkam | Energy Queensland | Shoulder | Coincident | 2026 | POE10 | Operational-demand | NA | 14.6353
QLD | QTKM | Tangkam | Energy Queensland | Shoulder | Coincident | 2026 | POE50 | Operational-demand | NA | 14.5242
QLD | QTKM | Tangkam | Energy Queensland | Shoulder | Non-coincident | 2026 | POE10 | Operational-demand | NA | 28.4018
QLD | QTKM | Tangkam | Energy Queensland | Shoulder | Coincident | 2027 | POE10 | Operational-demand | NA | 14.6541
QLD | QTKM | Tangkam | Energy Queensland | Shoulder | Coincident | 2027 | POE50 | Operational-demand | NA | 14.5289
QLD | QTKM | Tangkam | Energy Queensland | Shoulder | Non-coincident | 2027 | POE10 | Operational-demand | NA | 28.5571
QLD | QTKM | Tangkam | Energy Queensland | Shoulder | Coincident | 2028 | POE10 | Operational-demand | NA | 14.6872
QLD | QTKM | Tangkam | Energy Queensland | Shoulder | Coincident | 2028 | POE50 | Operational-demand | NA | 14.5976
QLD | QTKM | Tangkam | Energy Queensland | Shoulder | Non-coincident | 2028 | POE10 | Operational-demand | NA | 28.7306
QLD | QTKM | Tangkam | Energy Queensland | Shoulder | Coincident | 2029 | POE10 | Operational-demand | NA | 14.9435
QLD | QTKM | Tangkam | Energy Queensland | Shoulder | Coincident | 2029 | POE50 | Operational-demand | NA | 14.7665
QLD | QTKM | Tangkam | Energy Queensland | Shoulder | Non-coincident | 2029 | POE10 | Operational-demand | NA | 28.9621
QLD | QTKM | Tangkam | Energy Queensland | Shoulder | Coincident | 2030 | POE10 | Operational-demand | NA | 15.1085
QLD | QTKM | Tangkam | Energy Queensland | Shoulder | Coincident | 2030 | POE50 | Operational-demand | NA | 14.9483
QLD | QTKM | Tangkam | Energy Queensland | Shoulder | Non-coincident | 2030 | POE10 | Operational-demand | NA | 29.2836
QLD | QTKM | Tangkam | Energy Queensland | Summer | Non-coincident | 2019 | BASEYEARPOE10 | Operational-demand | NA | 14.6675
QLD | QTKM | Tangkam | Energy Queensland | Summer | Coincident | 2021 | POE10 | Operational-demand | NA | 3.153
QLD | QTKM | Tangkam | Energy Queensland | Summer | Coincident | 2021 | POE50 | Operational-demand | NA | 2.7346
QLD | QTKM | Tangkam | Energy Queensland | Summer | Non-coincident | 2021 | POE10 | Operational-demand | NA | 26.987
QLD | QTKM | Tangkam | Energy Queensland | Summer | Coincident | 2022 | POE10 | Operational-demand | NA | 3.2214
QLD | QTKM | Tangkam | Energy Queensland | Summer | Coincident | 2022 | POE50 | Operational-demand | NA | 2.7893
QLD | QTKM | Tangkam | Energy Queensland | Summer | Non-coincident | 2022 | POE10 | Operational-demand | NA | 27.0805
QLD | QTKM | Tangkam | Energy Queensland | Summer | Coincident | 2023 | POE10 | Operational-demand | NA | 3.2557
QLD | QTKM | Tangkam | Energy Queensland | Summer | Coincident | 2023 | POE50 | Operational-demand | NA | 2.8127
QLD | QTKM | Tangkam | Energy Queensland | Summer | Non-coincident | 2023 | POE10 | Operational-demand | NA | 27.2187
QLD | QTKM | Tangkam | Energy Queensland | Summer | Coincident | 2024 | POE10 | Operational-demand | NA | 4.3953
QLD | QTKM | Tangkam | Energy Queensland | Summer | Coincident | 2024 | POE50 | Operational-demand | NA | 3.9937
QLD | QTKM | Tangkam | Energy Queensland | Summer | Non-coincident | 2024 | POE10 | Operational-demand | NA | 36.329
QLD | QTKM | Tangkam | Energy Queensland | Summer | Coincident | 2025 | POE10 | Operational-demand | NA | 4.3861
QLD | QTKM | Tangkam | Energy Queensland | Summer | Coincident | 2025 | POE50 | Operational-demand | NA | 4.0044
QLD | QTKM | Tangkam | Energy Queensland | Summer | Non-coincident | 2025 | POE10 | Operational-demand | NA | 36.4227
QLD | QTKM | Tangkam | Energy Queensland | Summer | Coincident | 2026 | POE10 | Operational-demand | NA | 4.4144
QLD | QTKM | Tangkam | Energy Queensland | Summer | Coincident | 2026 | POE50 | Operational-demand | NA | 4.0153
QLD | QTKM | Tangkam | Energy Queensland | Summer | Non-coincident | 2026 | POE10 | Operational-demand | NA | 36.5051
QLD | QTKM | Tangkam | Energy Queensland | Summer | Coincident | 2027 | POE10 | Operational-demand | NA | 4.388
QLD | QTKM | Tangkam | Energy Queensland | Summer | Coincident | 2027 | POE50 | Operational-demand | NA | 4.0033
QLD | QTKM | Tangkam | Energy Queensland | Summer | Non-coincident | 2027 | POE10 | Operational-demand | NA | 36.5766
QLD | QTKM | Tangkam | Energy Queensland | Summer | Coincident | 2028 | POE10 | Operational-demand | NA | 4.3963
QLD | QTKM | Tangkam | Energy Queensland | Summer | Coincident | 2028 | POE50 | Operational-demand | NA | 4.0067
QLD | QTKM | Tangkam | Energy Queensland | Summer | Non-coincident | 2028 | POE10 | Operational-demand | NA | 36.6354
QLD | QTKM | Tangkam | Energy Queensland | Summer | Coincident | 2029 | POE10 | Operational-demand | NA | 4.3997
QLD | QTKM | Tangkam | Energy Queensland | Summer | Coincident | 2029 | POE50 | Operational-demand | NA | 4.0263
QLD | QTKM | Tangkam | Energy Queensland | Summer | Non-coincident | 2029 | POE10 | Operational-demand | NA | 36.7777
QLD | QTKM | Tangkam | Energy Queensland | Summer | Coincident | 2030 | POE10 | Operational-demand | NA | 4.422
QLD | QTKM | Tangkam | Energy Queensland | Summer | Coincident | 2030 | POE50 | Operational-demand | NA | 4.025
QLD | QTKM | Tangkam | Energy Queensland | Summer | Non-coincident | 2030 | POE10 | Operational-demand | NA | 36.9407
QLD | QTKM | Tangkam | Energy Queensland | Winter | Non-coincident | 2019 | BASEYEARPOE10 | Operational-demand | NA | 17.8356
QLD | QTKM | Tangkam | Energy Queensland | Winter | Coincident | 2020 | POE10 | Operational-demand | NA | 14.4864
QLD | QTKM | Tangkam | Energy Queensland | Winter | Coincident | 2020 | POE50 | Operational-demand | NA | 13.6141
QLD | QTKM | Tangkam | Energy Queensland | Winter | Non-coincident | 2020 | POE10 | Operational-demand | NA | 27.9475
QLD | QTKM | Tangkam | Energy Queensland | Winter | Coincident | 2021 | POE10 | Operational-demand | NA | 14.4097
QLD | QTKM | Tangkam | Energy Queensland | Winter | Coincident | 2021 | POE50 | Operational-demand | NA | 13.5387
QLD | QTKM | Tangkam | Energy Queensland | Winter | Non-coincident | 2021 | POE10 | Operational-demand | NA | 27.8953
QLD | QTKM | Tangkam | Energy Queensland | Winter | Coincident | 2022 | POE10 | Operational-demand | NA | 14.8189
QLD | QTKM | Tangkam | Energy Queensland | Winter | Coincident | 2022 | POE50 | Operational-demand | NA | 13.9262
QLD | QTKM | Tangkam | Energy Queensland | Winter | Non-coincident | 2022 | POE10 | Operational-demand | NA | 27.9939
QLD | QTKM | Tangkam | Energy Queensland | Winter | Coincident | 2023 | POE10 | Operational-demand | NA | 17.9941
QLD | QTKM | Tangkam | Energy Queensland | Winter | Coincident | 2023 | POE50 | Operational-demand | NA | 17.0402
QLD | QTKM | Tangkam | Energy Queensland | Winter | Non-coincident | 2023 | POE10 | Operational-demand | NA | 34.086
QLD | QTKM | Tangkam | Energy Queensland | Winter | Coincident | 2024 | POE10 | Operational-demand | NA | 18.333
QLD | QTKM | Tangkam | Energy Queensland | Winter | Coincident | 2024 | POE50 | Operational-demand | NA | 17.2935
QLD | QTKM | Tangkam | Energy Queensland | Winter | Non-coincident | 2024 | POE10 | Operational-demand | NA | 34.201
QLD | QTKM | Tangkam | Energy Queensland | Winter | Coincident | 2025 | POE10 | Operational-demand | NA | 18.342
QLD | QTKM | Tangkam | Energy Queensland | Winter | Coincident | 2025 | POE50 | Operational-demand | NA | 17.3381
QLD | QTKM | Tangkam | Energy Queensland | Winter | Non-coincident | 2025 | POE10 | Operational-demand | NA | 34.3328
QLD | QTKM | Tangkam | Energy Queensland | Winter | Coincident | 2026 | POE10 | Operational-demand | NA | 18.3907
QLD | QTKM | Tangkam | Energy Queensland | Winter | Coincident | 2026 | POE50 | Operational-demand | NA | 17.4156
QLD | QTKM | Tangkam | Energy Queensland | Winter | Non-coincident | 2026 | POE10 | Operational-demand | NA | 34.4628
QLD | QTKM | Tangkam | Energy Queensland | Winter | Coincident | 2027 | POE10 | Operational-demand | NA | 18.4309
QLD | QTKM | Tangkam | Energy Queensland | Winter | Coincident | 2027 | POE50 | Operational-demand | NA | 17.454
QLD | QTKM | Tangkam | Energy Queensland | Winter | Non-coincident | 2027 | POE10 | Operational-demand | NA | 34.6202
QLD | QTKM | Tangkam | Energy Queensland | Winter | Coincident | 2028 | POE10 | Operational-demand | NA | 18.6641
QLD | QTKM | Tangkam | Energy Queensland | Winter | Coincident | 2028 | POE50 | Operational-demand | NA | 17.5361
QLD | QTKM | Tangkam | Energy Queensland | Winter | Non-coincident | 2028 | POE10 | Operational-demand | NA | 34.8083
QLD | QTKM | Tangkam | Energy Queensland | Winter | Coincident | 2029 | POE10 | Operational-demand | NA | 18.6901
QLD | QTKM | Tangkam | Energy Queensland | Winter | Coincident | 2029 | POE50 | Operational-demand | NA | 17.6535
QLD | QTKM | Tangkam | Energy Queensland | Winter | Non-coincident | 2029 | POE10 | Operational-demand | NA | 34.9443
QLD | QTLL | Tully | Energy Queensland | Shoulder | Coincident | 2017 | ACTUAL_OPG | Operational-demand | 2.8944 | 2.4559
QLD | QTLL | Tully | Energy Queensland | Shoulder | Coincident | 2017 | ACTUAL_RAW | Operational-demand | 2.8944 | 2.4559
QLD | QTLL | Tully | Energy Queensland | Shoulder | Non-coincident | 2017 | ACTUAL_RAW | Operational-demand | -5.8267 | 12.1517
QLD | QTLL | Tully | Energy Queensland | Shoulder | Non-coincident | 2017 | ACTUAL_OPG | Operational-demand | -5.8267 | 12.1517
QLD | QTLL | Tully | Energy Queensland | Shoulder | Non-coincident | 2017 | ACTUAL_ADJUSTEDOPG | Operational-demand | -5.8267 | 12.1517
QLD | QTLL | Tully | Energy Queensland | Shoulder | Coincident | 2018 | ACTUAL_OPG | Operational-demand | 4.3189 | 0.05931
QLD | QTLL | Tully | Energy Queensland | Shoulder | Coincident | 2018 | ACTUAL_RAW | Operational-demand | 4.3189 | 0.05931
QLD | QTLL | Tully | Energy Queensland | Shoulder | Non-coincident | 2018 | ACTUAL_RAW | Operational-demand | -5.8429 | 12.3752
QLD | QTLL | Tully | Energy Queensland | Shoulder | Non-coincident | 2018 | ACTUAL_OPG | Operational-demand | -5.8429 | 12.3752
QLD | QTLL | Tully | Energy Queensland | Shoulder | Non-coincident | 2018 | ACTUAL_ADJUSTEDOPG | Operational-demand | -5.8429 | 12.3752
QLD | QTLL | Tully | Energy Queensland | Shoulder | Coincident | 2019 | ACTUAL_OPG | Operational-demand | -3.5245 | -0.12748
QLD | QTLL | Tully | Energy Queensland | Shoulder | Coincident | 2019 | ACTUAL_RAW | Operational-demand | -3.5245 | -0.12748
QLD | QTLL | Tully | Energy Queensland | Shoulder | Non-coincident | 2019 | ACTUAL_RAW | Operational-demand | -5.8326 | 13.315
QLD | QTLL | Tully | Energy Queensland | Shoulder | Non-coincident | 2019 | ACTUAL_OPG | Operational-demand | -5.8326 | 13.315
QLD | QTLL | Tully | Energy Queensland | Shoulder | Non-coincident | 2019 | ACTUAL_ADJUSTEDOPG | Operational-demand | -5.8326 | 13.315
QLD | QTLL | Tully | Energy Queensland | Shoulder | Non-coincident | 2019 | BASEYEARPOE90 | Operational-demand | -6.7825 | NA
QLD | QTLL | Tully | Energy Queensland | Shoulder | Non-coincident | 2019 | BASEYEARPOE50 | Operational-demand | -6.3494 | 9.3563
QLD | QTLL | Tully | Energy Queensland | Shoulder | Coincident | 2020 | ACTUAL_OPG | Operational-demand | -5.4447 | 1.2498
QLD | QTLL | Tully | Energy Queensland | Shoulder | Coincident | 2020 | ACTUAL_RAW | Operational-demand | -5.4447 | 1.2498
QLD | QTLL | Tully | Energy Queensland | Shoulder | Non-coincident | 2020 | ACTUAL_RAW | Operational-demand | -6.3469 | 12.8689
QLD | QTLL | Tully | Energy Queensland | Shoulder | Non-coincident | 2020 | ACTUAL_OPG | Operational-demand | -6.3469 | 12.8689
QLD | QTLL | Tully | Energy Queensland | Shoulder | Non-coincident | 2020 | ACTUAL_ADJUSTEDOPG | Operational-demand | -6.3469 | 12.8689
QLD | QTLL | Tully | Energy Queensland | Shoulder | Coincident_unreconciled | 2021 | POE90 | Operational-demand | -6.1045 | NA
QLD | QTLL | Tully | Energy Queensland | Shoulder | Coincident_unreconciled | 2021 | POE50 | Operational-demand | -4.0423 | NA
QLD | QTLL | Tully | Energy Queensland | Shoulder | Non-coincident | 2021 | POE50 | Operational-demand | -5.5 | 13.1293
QLD | QTLL | Tully | Energy Queensland | Shoulder | Non-coincident | 2021 | POE90 | Operational-demand | -5.9138 | NA
QLD | QTLL | Tully | Energy Queensland | Shoulder | Coincident_unreconciled | 2022 | POE90 | Operational-demand | -6.2143 | NA
QLD | QTLL | Tully | Energy Queensland | Shoulder | Coincident_unreconciled | 2022 | POE50 | Operational-demand | -4.1517 | NA
QLD | QTLL | Tully | Energy Queensland | Shoulder | Non-coincident | 2022 | POE50 | Operational-demand | -5.7514 | 13.15
QLD | QTLL | Tully | Energy Queensland | Shoulder | Non-coincident | 2022 | POE90 | Operational-demand | -6.1661 | NA
QLD | QTLL | Tully | Energy Queensland | Shoulder | Coincident_unreconciled | 2023 | POE90 | Operational-demand | -6.3068 | NA
QLD | QTLL | Tully | Energy Queensland | Shoulder | Coincident_unreconciled | 2023 | POE50 | Operational-demand | -4.2439 | NA
QLD | QTLL | Tully | Energy Queensland | Shoulder | Non-coincident | 2023 | POE50 | Operational-demand | -5.9632 | 13.1662
QLD | QTLL | Tully | Energy Queensland | Shoulder | Non-coincident | 2023 | POE90 | Operational-demand | -6.3786 | NA
QLD | QTLL | Tully | Energy Queensland | Shoulder | Coincident_unreconciled | 2024 | POE90 | Operational-demand | -6.3938 | NA
QLD | QTLL | Tully | Energy Queensland | Shoulder | Coincident_unreconciled | 2024 | POE50 | Operational-demand | -4.3306 | NA
QLD | QTLL | Tully | Energy Queensland | Shoulder | Non-coincident | 2024 | POE50 | Operational-demand | -6.1623 | 13.1783
QLD | QTLL | Tully | Energy Queensland | Shoulder | Non-coincident | 2024 | POE90 | Operational-demand | -6.5785 | NA
QLD | QTLL | Tully | Energy Queensland | Shoulder | Coincident_unreconciled | 2025 | POE90 | Operational-demand | -6.4611 | NA
QLD | QTLL | Tully | Energy Queensland | Shoulder | Coincident_unreconciled | 2025 | POE50 | Operational-demand | -4.3975 | NA
QLD | QTLL | Tully | Energy Queensland | Shoulder | Non-coincident | 2025 | POE50 | Operational-demand | -6.3162 | 13.1878
QLD | QTLL | Tully | Energy Queensland | Shoulder | Non-coincident | 2025 | POE90 | Operational-demand | -6.7331 | NA
QLD | QTLL | Tully | Energy Queensland | Shoulder | Coincident_unreconciled | 2026 | POE90 | Operational-demand | -6.5274 | NA
QLD | QTLL | Tully | Energy Queensland | Shoulder | Coincident_unreconciled | 2026 | POE50 | Operational-demand | -4.4635 | NA
QLD | QTLL | Tully | Energy Queensland | Shoulder | Non-coincident | 2026 | POE50 | Operational-demand | -6.4678 | 13.1995
QLD | QTLL | Tully | Energy Queensland | Shoulder | Non-coincident | 2026 | POE90 | Operational-demand | -6.8855 | NA
QLD | QTLL | Tully | Energy Queensland | Shoulder | Coincident_unreconciled | 2027 | POE90 | Operational-demand | -6.5847 | NA
QLD | QTLL | Tully | Energy Queensland | Shoulder | Coincident_unreconciled | 2027 | POE50 | Operational-demand | -4.5205 | NA
QLD | QTLL | Tully | Energy Queensland | Shoulder | Non-coincident | 2027 | POE50 | Operational-demand | -6.5987 | 13.2195
QLD | QTLL | Tully | Energy Queensland | Shoulder | Non-coincident | 2027 | POE90 | Operational-demand | -7.0172 | NA
QLD | QTLL | Tully | Energy Queensland | Shoulder | Coincident_unreconciled | 2028 | POE90 | Operational-demand | -6.6333 | NA
QLD | QTLL | Tully | Energy Queensland | Shoulder | Coincident_unreconciled | 2028 | POE50 | Operational-demand | -4.5687 | NA
QLD | QTLL | Tully | Energy Queensland | Shoulder | Non-coincident | 2028 | POE50 | Operational-demand | -6.7094 | 13.2632
QLD | QTLL | Tully | Energy Queensland | Shoulder | Non-coincident | 2028 | POE90 | Operational-demand | -7.1287 | NA
QLD | QTLL | Tully | Energy Queensland | Shoulder | Coincident_unreconciled | 2029 | POE90 | Operational-demand | -6.6783 | NA
QLD | QTLL | Tully | Energy Queensland | Shoulder | Coincident_unreconciled | 2029 | POE50 | Operational-demand | -4.6134 | NA
QLD | QTLL | Tully | Energy Queensland | Shoulder | Non-coincident | 2029 | POE50 | Operational-demand | -6.8121 | 13.3391
QLD | QTLL | Tully | Energy Queensland | Shoulder | Non-coincident | 2029 | POE90 | Operational-demand | -7.2322 | NA
QLD | QTLL | Tully | Energy Queensland | Shoulder | Coincident_unreconciled | 2030 | POE90 | Operational-demand | -6.7074 | NA
QLD | QTLL | Tully | Energy Queensland | Shoulder | Coincident_unreconciled | 2030 | POE50 | Operational-demand | -4.6422 | NA
QLD | QTLL | Tully | Energy Queensland | Shoulder | Non-coincident | 2030 | POE50 | Operational-demand | -6.8783 | 13.4314
QLD | QTLL | Tully | Energy Queensland | Shoulder | Non-coincident | 2030 | POE90 | Operational-demand | -7.2992 | NA
QLD | QTLL | Tully | Energy Queensland | Summer | Coincident | 2017 | ACTUAL_OPG | Operational-demand | 5.8898 | 8.1185
QLD | QTLL | Tully | Energy Queensland | Summer | Coincident | 2017 | ACTUAL_RAW | Operational-demand | 5.8898 | 8.1185
QLD | QTLL | Tully | Energy Queensland | Summer | Non-coincident | 2017 | ACTUAL_RAW | Operational-demand | -5.1826 | 15.2499
QLD | QTLL | Tully | Energy Queensland | Summer | Non-coincident | 2017 | ACTUAL_OPG | Operational-demand | -5.1826 | 15.2499
QLD | QTLL | Tully | Energy Queensland | Summer | Non-coincident | 2017 | ACTUAL_ADJUSTEDOPG | Operational-demand | -5.1826 | 15.2499
QLD | QTLL | Tully | Energy Queensland | Summer | Coincident | 2018 | ACTUAL_OPG | Operational-demand | -5.3902 | 11.7158
QLD | QTLL | Tully | Energy Queensland | Summer | Coincident | 2018 | ACTUAL_RAW | Operational-demand | -5.3902 | 11.7158
QLD | QTLL | Tully | Energy Queensland | Summer | Non-coincident | 2018 | ACTUAL_RAW | Operational-demand | -5.9181 | 13.7044
QLD | QTLL | Tully | Energy Queensland | Summer | Non-coincident | 2018 | ACTUAL_OPG | Operational-demand | -5.9181 | 13.7044
QLD | QTLL | Tully | Energy Queensland | Summer | Non-coincident | 2018 | ACTUAL_ADJUSTEDOPG | Operational-demand | -5.9181 | 13.7044
QLD | QTLL | Tully | Energy Queensland | Summer | Coincident | 2019 | ACTUAL_OPG | Operational-demand | 4.7941 | 12.2406
QLD | QTLL | Tully | Energy Queensland | Summer | Coincident | 2019 | ACTUAL_RAW | Operational-demand | 4.7941 | 12.2406
QLD | QTLL | Tully | Energy Queensland | Summer | Non-coincident | 2019 | ACTUAL_RAW | Operational-demand | -5.7474 | 15.3146
QLD | QTLL | Tully | Energy Queensland | Summer | Non-coincident | 2019 | ACTUAL_OPG | Operational-demand | -5.7474 | 15.3146
QLD | QTLL | Tully | Energy Queensland | Summer | Non-coincident | 2019 | ACTUAL_ADJUSTEDOPG | Operational-demand | -5.7474 | 15.3146
QLD | QTLL | Tully | Energy Queensland | Summer | Non-coincident | 2019 | BASEYEARPOE90 | Operational-demand | -4.0993 | NA
QLD | QTLL | Tully | Energy Queensland | Summer | Non-coincident | 2019 | BASEYEARPOE50 | Operational-demand | -3.4992 | 13.7461
QLD | QTLL | Tully | Energy Queensland | Summer | Coincident | 2020 | ACTUAL_OPG | Operational-demand | -2.9479 | 9.1187
QLD | QTLL | Tully | Energy Queensland | Summer | Coincident | 2020 | ACTUAL_RAW | Operational-demand | -2.9479 | 9.1187
QLD | QTLL | Tully | Energy Queensland | Summer | Non-coincident | 2020 | ACTUAL_RAW | Operational-demand | -4.5759 | 14.379
QLD | QTLL | Tully | Energy Queensland | Summer | Non-coincident | 2020 | ACTUAL_OPG | Operational-demand | -4.5759 | 14.379
QLD | QTLL | Tully | Energy Queensland | Summer | Non-coincident | 2020 | ACTUAL_ADJUSTEDOPG | Operational-demand | -4.5759 | 14.379
QLD | QTLL | Tully | Energy Queensland | Summer | Coincident_unreconciled | 2021 | POE50 | Operational-demand | 5.0227 | NA
QLD | QTLL | Tully | Energy Queensland | Summer | Coincident_unreconciled | 2021 | POE90 | Operational-demand | 3.0092 | NA
QLD | QTLL | Tully | Energy Queensland | Summer | Non-coincident | 2021 | POE50 | Operational-demand | -5 | 15.0006
QLD | QTLL | Tully | Energy Queensland | Summer | Non-coincident | 2021 | POE90 | Operational-demand | -5.6147 | NA
QLD | QTLL | Tully | Energy Queensland | Summer | Coincident_unreconciled | 2022 | POE50 | Operational-demand | 4.3008 | NA
QLD | QTLL | Tully | Energy Queensland | Summer | Coincident_unreconciled | 2022 | POE90 | Operational-demand | 2.2828 | NA
QLD | QTLL | Tully | Energy Queensland | Summer | Non-coincident | 2022 | POE50 | Operational-demand | -5.2204 | 15.0315
QLD | QTLL | Tully | Energy Queensland | Summer | Non-coincident | 2022 | POE90 | Operational-demand | -5.8365 | NA
QLD | QTLL | Tully | Energy Queensland | Summer | Coincident_unreconciled | 2023 | POE50 | Operational-demand | 3.6757 | NA
QLD | QTLL | Tully | Energy Queensland | Summer | Coincident_unreconciled | 2023 | POE90 | Operational-demand | 1.6541 | NA
QLD | QTLL | Tully | Energy Queensland | Summer | Non-coincident | 2023 | POE50 | Operational-demand | -5.4113 | 15.0554
QLD | QTLL | Tully | Energy Queensland | Summer | Non-coincident | 2023 | POE90 | Operational-demand | -6.0284 | NA
QLD | QTLL | Tully | Energy Queensland | Summer | Coincident_unreconciled | 2024 | POE50 | Operational-demand | 3.0677 | NA
QLD | QTLL | Tully | Energy Queensland | Summer | Coincident_unreconciled | 2024 | POE90 | Operational-demand | 1.0425 | NA
QLD | QTLL | Tully | Energy Queensland | Summer | Non-coincident | 2024 | POE50 | Operational-demand | -5.5969 | 15.0747
QLD | QTLL | Tully | Energy Queensland | Summer | Non-coincident | 2024 | POE90 | Operational-demand | -6.2152 | NA
QLD | QTLL | Tully | Energy Queensland | Summer | Coincident_unreconciled | 2025 | POE50 | Operational-demand | 2.5957 | NA
QLD | QTLL | Tully | Energy Queensland | Summer | Coincident_unreconciled | 2025 | POE90 | Operational-demand | 0.56679 | NA
QLD | QTLL | Tully | Energy Queensland | Summer | Non-coincident | 2025 | POE50 | Operational-demand | -5.741 | 15.0913
QLD | QTLL | Tully | Energy Queensland | Summer | Non-coincident | 2025 | POE90 | Operational-demand | -6.3604 | NA
QLD | QTLL | Tully | Energy Queensland | Summer | Coincident_unreconciled | 2026 | POE50 | Operational-demand | 2.1197 | NA
QLD | QTLL | Tully | Energy Queensland | Summer | Coincident_unreconciled | 2026 | POE90 | Operational-demand | 0.08723 | NA
QLD | QTLL | Tully | Energy Queensland | Summer | Non-coincident | 2026 | POE50 | Operational-demand | -5.8863 | 15.1111
QLD | QTLL | Tully | Energy Queensland | Summer | Non-coincident | 2026 | POE90 | Operational-demand | -6.5068 | NA
QLD | QTLL | Tully | Energy Queensland | Summer | Coincident_unreconciled | 2027 | POE50 | Operational-demand | 1.7026 | NA
QLD | QTLL | Tully | Energy Queensland | Summer | Coincident_unreconciled | 2027 | POE90 | Operational-demand | 0.12994 | NA
QLD | QTLL | Tully | Energy Queensland | Summer | Non-coincident | 2027 | POE50 | Operational-demand | -6.0136 | 15.1424
QLD | QTLL | Tully | Energy Queensland | Summer | Non-coincident | 2027 | POE90 | Operational-demand | -6.6353 | NA
QLD | QTLL | Tully | Energy Queensland | Summer | Coincident_unreconciled | 2028 | POE50 | Operational-demand | 1.3499 | NA
QLD | QTLL | Tully | Energy Queensland | Summer | Coincident_unreconciled | 2028 | POE90 | Operational-demand | 0.26882 | NA
QLD | QTLL | Tully | Energy Queensland | Summer | Non-coincident | 2028 | POE50 | Operational-demand | -6.1213 | 15.202
QLD | QTLL | Tully | Energy Queensland | Summer | Non-coincident | 2028 | POE90 | Operational-demand | -6.7442 | NA
QLD | QTLL | Tully | Energy Queensland | Summer | Coincident_unreconciled | 2029 | POE50 | Operational-demand | 1.0361 | NA
QLD | QTLL | Tully | Energy Queensland | Summer | Coincident_unreconciled | 2029 | POE90 | Operational-demand | 0.39255 | NA
QLD | QTLL | Tully | Energy Queensland | Summer | Non-coincident | 2029 | POE50 | Operational-demand | -6.2171 | 15.2888
QLD | QTLL | Tully | Energy Queensland | Summer | Non-coincident | 2029 | POE90 | Operational-demand | -6.8412 | NA
QLD | QTLL | Tully | Energy Queensland | Summer | Coincident_unreconciled | 2030 | POE50 | Operational-demand | 0.82313 | NA
QLD | QTLL | Tully | Energy Queensland | Summer | Coincident_unreconciled | 2030 | POE90 | Operational-demand | 0.47699 | NA
QLD | QTLL | Tully | Energy Queensland | Summer | Non-coincident | 2030 | POE50 | Operational-demand | -6.2821 | 15.3915
QLD | QTLL | Tully | Energy Queensland | Summer | Non-coincident | 2030 | POE90 | Operational-demand | -6.9074 | NA
QLD | QTLL | Tully | Energy Queensland | Winter | Coincident | 2016 | ACTUAL_OPG | Operational-demand | -4.2898 | -0.77532
QLD | QTLL | Tully | Energy Queensland | Winter | Coincident | 2016 | ACTUAL_RAW | Operational-demand | -4.2898 | -0.77532
QLD | QTLL | Tully | Energy Queensland | Winter | Non-coincident | 2016 | ACTUAL_RAW | Operational-demand | -6.0175 | 11.4992
QLD | QTLL | Tully | Energy Queensland | Winter | Non-coincident | 2016 | ACTUAL_OPG | Operational-demand | -6.0175 | 11.4992
QLD | QTLL | Tully | Energy Queensland | Winter | Non-coincident | 2016 | ACTUAL_ADJUSTEDOPG | Operational-demand | -6.0175 | 11.4992
QLD | QTLL | Tully | Energy Queensland | Winter | Coincident | 2017 | ACTUAL_OPG | Operational-demand | -5.3992 | 0.26433
QLD | QTLL | Tully | Energy Queensland | Winter | Coincident | 2017 | ACTUAL_RAW | Operational-demand | -5.3992 | 0.26433
QLD | QTLL | Tully | Energy Queensland | Winter | Non-coincident | 2017 | ACTUAL_RAW | Operational-demand | -6.2248 | 13.9901
QLD | QTLL | Tully | Energy Queensland | Winter | Non-coincident | 2017 | ACTUAL_OPG | Operational-demand | -6.2248 | 13.9901
QLD | QTLL | Tully | Energy Queensland | Winter | Non-coincident | 2017 | ACTUAL_ADJUSTEDOPG | Operational-demand | -6.2248 | 13.9901
QLD | QTLL | Tully | Energy Queensland | Winter | Coincident | 2018 | ACTUAL_OPG | Operational-demand | -5.3879 | 3.6534
QLD | QTLL | Tully | Energy Queensland | Winter | Coincident | 2018 | ACTUAL_RAW | Operational-demand | -5.3879 | 3.6534
QLD | QTLL | Tully | Energy Queensland | Winter | Non-coincident | 2018 | ACTUAL_RAW | Operational-demand | -6.3484 | 12.5239
QLD | QTLL | Tully | Energy Queensland | Winter | Non-coincident | 2018 | ACTUAL_OPG | Operational-demand | -6.3484 | 12.5239
QLD | QTLL | Tully | Energy Queensland | Winter | Non-coincident | 2018 | ACTUAL_ADJUSTEDOPG | Operational-demand | -6.3484 | 12.5239
QLD | QTLL | Tully | Energy Queensland | Winter | Coincident | 2019 | ACTUAL_OPG | Operational-demand | -6.3818 | 8.1769
QLD | QTLL | Tully | Energy Queensland | Winter | Coincident | 2019 | ACTUAL_RAW | Operational-demand | -6.3818 | 8.1769
QLD | QTLL | Tully | Energy Queensland | Winter | Non-coincident | 2019 | ACTUAL_RAW | Operational-demand | -7.3255 | 10.8728
QLD | QTLL | Tully | Energy Queensland | Winter | Non-coincident | 2019 | ACTUAL_OPG | Operational-demand | -7.3255 | 10.8728
QLD | QTLL | Tully | Energy Queensland | Winter | Non-coincident | 2019 | ACTUAL_ADJUSTEDOPG | Operational-demand | -7.3255 | 10.8728
QLD | QTLL | Tully | Energy Queensland | Winter | Non-coincident | 2019 | BASEYEARPOE90 | Operational-demand | -6.8428 | NA
QLD | QTLL | Tully | Energy Queensland | Winter | Non-coincident | 2019 | BASEYEARPOE50 | Operational-demand | -6.2973 | 4.7305
QLD | QTLL | Tully | Energy Queensland | Winter | Coincident_unreconciled | 2020 | POE50 | Operational-demand | -5.5051 | NA
QLD | QTLL | Tully | Energy Queensland | Winter | Coincident_unreconciled | 2020 | POE90 | Operational-demand | -6.0324 | NA
QLD | QTLL | Tully | Energy Queensland | Winter | Non-coincident | 2020 | POE50 | Operational-demand | -6 | 13.1293
QLD | QTLL | Tully | Energy Queensland | Winter | Non-coincident | 2020 | POE90 | Operational-demand | -6.747 | NA
QLD | QTLL | Tully | Energy Queensland | Winter | Coincident_unreconciled | 2021 | POE50 | Operational-demand | -5.7457 | NA
QLD | QTLL | Tully | Energy Queensland | Winter | Coincident_unreconciled | 2021 | POE90 | Operational-demand | -6.2744 | NA
QLD | QTLL | Tully | Energy Queensland | Winter | Non-coincident | 2021 | POE50 | Operational-demand | -6.3408 | 13.154
QLD | QTLL | Tully | Energy Queensland | Winter | Non-coincident | 2021 | POE90 | Operational-demand | -7.0899 | NA
QLD | QTLL | Tully | Energy Queensland | Winter | Coincident_unreconciled | 2022 | POE50 | Operational-demand | -5.8987 | NA
QLD | QTLL | Tully | Energy Queensland | Winter | Coincident_unreconciled | 2022 | POE90 | Operational-demand | -6.4285 | NA
QLD | QTLL | Tully | Energy Queensland | Winter | Non-coincident | 2022 | POE50 | Operational-demand | -6.5576 | 13.1691
QLD | QTLL | Tully | Energy Queensland | Winter | Non-coincident | 2022 | POE90 | Operational-demand | -7.3081 | NA
QLD | QTLL | Tully | Energy Queensland | Winter | Coincident_unreconciled | 2023 | POE50 | Operational-demand | -6.0549 | NA
QLD | QTLL | Tully | Energy Queensland | Winter | Coincident_unreconciled | 2023 | POE90 | Operational-demand | -6.5855 | NA
QLD | QTLL | Tully | Energy Queensland | Winter | Non-coincident | 2023 | POE50 | Operational-demand | -6.7788 | 13.182
QLD | QTLL | Tully | Energy Queensland | Winter | Non-coincident | 2023 | POE90 | Operational-demand | -7.5306 | NA
QLD | QTLL | Tully | Energy Queensland | Winter | Coincident_unreconciled | 2024 | POE50 | Operational-demand | -6.1825 | NA
QLD | QTLL | Tully | Energy Queensland | Winter | Coincident_unreconciled | 2024 | POE90 | Operational-demand | -6.7141 | NA
QLD | QTLL | Tully | Energy Queensland | Winter | Non-coincident | 2024 | POE50 | Operational-demand | -6.9596 | 13.1778
QLD | QTLL | Tully | Energy Queensland | Winter | Non-coincident | 2024 | POE90 | Operational-demand | -7.7127 | NA
QLD | QTLL | Tully | Energy Queensland | Winter | Coincident_unreconciled | 2025 | POE50 | Operational-demand | -6.2907 | NA
QLD | QTLL | Tully | Energy Queensland | Winter | Coincident_unreconciled | 2025 | POE90 | Operational-demand | -6.8233 | NA
QLD | QTLL | Tully | Energy Queensland | Winter | Non-coincident | 2025 | POE50 | Operational-demand | -7.113 | 13.1698
QLD | QTLL | Tully | Energy Queensland | Winter | Non-coincident | 2025 | POE90 | Operational-demand | -7.8675 | NA
QLD | QTLL | Tully | Energy Queensland | Winter | Coincident_unreconciled | 2026 | POE50 | Operational-demand | -6.4103 | NA
QLD | QTLL | Tully | Energy Queensland | Winter | Coincident_unreconciled | 2026 | POE90 | Operational-demand | -6.9439 | NA
QLD | QTLL | Tully | Energy Queensland | Winter | Non-coincident | 2026 | POE50 | Operational-demand | -7.2824 | 13.1592
QLD | QTLL | Tully | Energy Queensland | Winter | Non-coincident | 2026 | POE90 | Operational-demand | -8.0382 | NA
QLD | QTLL | Tully | Energy Queensland | Winter | Coincident_unreconciled | 2027 | POE50 | Operational-demand | -6.4952 | NA
QLD | QTLL | Tully | Energy Queensland | Winter | Coincident_unreconciled | 2027 | POE90 | Operational-demand | -7.0298 | NA
QLD | QTLL | Tully | Energy Queensland | Winter | Non-coincident | 2027 | POE50 | Operational-demand | -7.4026 | 13.1496
QLD | QTLL | Tully | Energy Queensland | Winter | Non-coincident | 2027 | POE90 | Operational-demand | -8.16 | NA
QLD | QTLL | Tully | Energy Queensland | Winter | Coincident_unreconciled | 2028 | POE50 | Operational-demand | -6.5827 | NA
QLD | QTLL | Tully | Energy Queensland | Winter | Coincident_unreconciled | 2028 | POE90 | Operational-demand | -7.1183 | NA
QLD | QTLL | Tully | Energy Queensland | Winter | Non-coincident | 2028 | POE50 | Operational-demand | -7.5266 | 13.1782
QLD | QTLL | Tully | Energy Queensland | Winter | Non-coincident | 2028 | POE90 | Operational-demand | -8.2854 | NA
QLD | QTLL | Tully | Energy Queensland | Winter | Coincident_unreconciled | 2029 | POE50 | Operational-demand | -6.6513 | NA
QLD | QTLL | Tully | Energy Queensland | Winter | Coincident_unreconciled | 2029 | POE90 | Operational-demand | -7.188 | NA
QLD | QTLL | Tully | Energy Queensland | Winter | Non-coincident | 2029 | POE50 | Operational-demand | -7.6238 | 13.2121
QLD | QTLL | Tully | Energy Queensland | Winter | Non-coincident | 2029 | POE90 | Operational-demand | -8.3841 | NA
QLD | QTLL | Tully | Energy Queensland | Shoulder | Non-coincident | 2019 | BASEYEARPOE10 | Operational-demand | NA | 9.8231
QLD | QTLL | Tully | Energy Queensland | Shoulder | Coincident | 2021 | POE10 | Operational-demand | NA | 0.48999
QLD | QTLL | Tully | Energy Queensland | Shoulder | Coincident | 2021 | POE50 | Operational-demand | NA | 0.1708
QLD | QTLL | Tully | Energy Queensland | Shoulder | Non-coincident | 2021 | POE10 | Operational-demand | NA | 13.9289
QLD | QTLL | Tully | Energy Queensland | Shoulder | Coincident | 2022 | POE10 | Operational-demand | NA | 0.50422
QLD | QTLL | Tully | Energy Queensland | Shoulder | Coincident | 2022 | POE50 | Operational-demand | NA | 0.17325
QLD | QTLL | Tully | Energy Queensland | Shoulder | Non-coincident | 2022 | POE10 | Operational-demand | NA | 13.9514
QLD | QTLL | Tully | Energy Queensland | Shoulder | Coincident | 2023 | POE10 | Operational-demand | NA | 0.50574
QLD | QTLL | Tully | Energy Queensland | Shoulder | Coincident | 2023 | POE50 | Operational-demand | NA | 0.17495
QLD | QTLL | Tully | Energy Queensland | Shoulder | Non-coincident | 2023 | POE10 | Operational-demand | NA | 13.9689
QLD | QTLL | Tully | Energy Queensland | Shoulder | Coincident | 2024 | POE10 | Operational-demand | NA | 0.50861
QLD | QTLL | Tully | Energy Queensland | Shoulder | Coincident | 2024 | POE50 | Operational-demand | NA | 0.1785
QLD | QTLL | Tully | Energy Queensland | Shoulder | Non-coincident | 2024 | POE10 | Operational-demand | NA | 13.9825
QLD | QTLL | Tully | Energy Queensland | Shoulder | Coincident | 2025 | POE10 | Operational-demand | NA | 0.51054
QLD | QTLL | Tully | Energy Queensland | Shoulder | Coincident | 2025 | POE50 | Operational-demand | NA | 0.17807
QLD | QTLL | Tully | Energy Queensland | Shoulder | Non-coincident | 2025 | POE10 | Operational-demand | NA | 13.9934
QLD | QTLL | Tully | Energy Queensland | Shoulder | Coincident | 2026 | POE10 | Operational-demand | NA | 0.50833
QLD | QTLL | Tully | Energy Queensland | Shoulder | Coincident | 2026 | POE50 | Operational-demand | NA | 0.17852
QLD | QTLL | Tully | Energy Queensland | Shoulder | Non-coincident | 2026 | POE10 | Operational-demand | NA | 14.0066
QLD | QTLL | Tully | Energy Queensland | Shoulder | Coincident | 2027 | POE10 | Operational-demand | NA | 0.5069
QLD | QTLL | Tully | Energy Queensland | Shoulder | Coincident | 2027 | POE50 | Operational-demand | NA | 0.17825
QLD | QTLL | Tully | Energy Queensland | Shoulder | Non-coincident | 2027 | POE10 | Operational-demand | NA | 14.0281
QLD | QTLL | Tully | Energy Queensland | Shoulder | Coincident | 2028 | POE10 | Operational-demand | NA | 0.5064
QLD | QTLL | Tully | Energy Queensland | Shoulder | Coincident | 2028 | POE50 | Operational-demand | NA | 0.17944
QLD | QTLL | Tully | Energy Queensland | Shoulder | Non-coincident | 2028 | POE10 | Operational-demand | NA | 14.0734
QLD | QTLL | Tully | Energy Queensland | Shoulder | Coincident | 2029 | POE10 | Operational-demand | NA | 0.5136
QLD | QTLL | Tully | Energy Queensland | Shoulder | Coincident | 2029 | POE50 | Operational-demand | NA | 0.18253
QLD | QTLL | Tully | Energy Queensland | Shoulder | Non-coincident | 2029 | POE10 | Operational-demand | NA | 14.1508
QLD | QTLL | Tully | Energy Queensland | Shoulder | Coincident | 2030 | POE10 | Operational-demand | NA | 0.51656
QLD | QTLL | Tully | Energy Queensland | Shoulder | Coincident | 2030 | POE50 | Operational-demand | NA | 0.18574
QLD | QTLL | Tully | Energy Queensland | Shoulder | Non-coincident | 2030 | POE10 | Operational-demand | NA | 14.2447
QLD | QTLL | Tully | Energy Queensland | Summer | Non-coincident | 2019 | BASEYEARPOE10 | Operational-demand | NA | 15.1271
QLD | QTLL | Tully | Energy Queensland | Summer | Coincident | 2021 | POE10 | Operational-demand | NA | 10.1052
QLD | QTLL | Tully | Energy Queensland | Summer | Coincident | 2021 | POE50 | Operational-demand | NA | 9.5771
QLD | QTLL | Tully | Energy Queensland | Summer | Non-coincident | 2021 | POE10 | Operational-demand | NA | 16.2893
QLD | QTLL | Tully | Energy Queensland | Summer | Coincident | 2022 | POE10 | Operational-demand | NA | 10.3139
QLD | QTLL | Tully | Energy Queensland | Summer | Coincident | 2022 | POE50 | Operational-demand | NA | 9.7602
QLD | QTLL | Tully | Energy Queensland | Summer | Non-coincident | 2022 | POE10 | Operational-demand | NA | 16.3231
QLD | QTLL | Tully | Energy Queensland | Summer | Coincident | 2023 | POE10 | Operational-demand | NA | 10.3903
QLD | QTLL | Tully | Energy Queensland | Summer | Coincident | 2023 | POE50 | Operational-demand | NA | 9.8111
QLD | QTLL | Tully | Energy Queensland | Summer | Non-coincident | 2023 | POE10 | Operational-demand | NA | 16.3493
QLD | QTLL | Tully | Energy Queensland | Summer | Coincident | 2024 | POE10 | Operational-demand | NA | 10.5262
QLD | QTLL | Tully | Energy Queensland | Summer | Coincident | 2024 | POE50 | Operational-demand | NA | 9.949
QLD | QTLL | Tully | Energy Queensland | Summer | Non-coincident | 2024 | POE10 | Operational-demand | NA | 16.3709
QLD | QTLL | Tully | Energy Queensland | Summer | Coincident | 2025 | POE10 | Operational-demand | NA | 10.4912
QLD | QTLL | Tully | Energy Queensland | Summer | Coincident | 2025 | POE50 | Operational-demand | NA | 9.9668
QLD | QTLL | Tully | Energy Queensland | Summer | Non-coincident | 2025 | POE10 | Operational-demand | NA | 16.3899
QLD | QTLL | Tully | Energy Queensland | Summer | Coincident | 2026 | POE10 | Operational-demand | NA | 10.5519
QLD | QTLL | Tully | Energy Queensland | Summer | Coincident | 2026 | POE50 | Operational-demand | NA | 9.9911
QLD | QTLL | Tully | Energy Queensland | Summer | Non-coincident | 2026 | POE10 | Operational-demand | NA | 16.412
QLD | QTLL | Tully | Energy Queensland | Summer | Coincident | 2027 | POE10 | Operational-demand | NA | 10.4937
QLD | QTLL | Tully | Energy Queensland | Summer | Coincident | 2027 | POE50 | Operational-demand | NA | 9.971
QLD | QTLL | Tully | Energy Queensland | Summer | Non-coincident | 2027 | POE10 | Operational-demand | NA | 16.4457
QLD | QTLL | Tully | Energy Queensland | Summer | Coincident | 2028 | POE10 | Operational-demand | NA | 10.5432
QLD | QTLL | Tully | Energy Queensland | Summer | Coincident | 2028 | POE50 | Operational-demand | NA | 10.0154
QLD | QTLL | Tully | Energy Queensland | Summer | Non-coincident | 2028 | POE10 | Operational-demand | NA | 16.5079
QLD | QTLL | Tully | Energy Queensland | Summer | Coincident | 2029 | POE10 | Operational-demand | NA | 10.5774
QLD | QTLL | Tully | Energy Queensland | Summer | Coincident | 2029 | POE50 | Operational-demand | NA | 10.0956
QLD | QTLL | Tully | Energy Queensland | Summer | Non-coincident | 2029 | POE10 | Operational-demand | NA | 16.5971
QLD | QTLL | Tully | Energy Queensland | Summer | Coincident | 2030 | POE10 | Operational-demand | NA | 10.6629
QLD | QTLL | Tully | Energy Queensland | Summer | Coincident | 2030 | POE50 | Operational-demand | NA | 10.1291
QLD | QTLL | Tully | Energy Queensland | Summer | Non-coincident | 2030 | POE10 | Operational-demand | NA | 16.7023
QLD | QTLL | Tully | Energy Queensland | Winter | Non-coincident | 2019 | BASEYEARPOE10 | Operational-demand | NA | 5.3118
QLD | QTLL | Tully | Energy Queensland | Winter | Coincident | 2020 | POE10 | Operational-demand | NA | 1.3807
QLD | QTLL | Tully | Energy Queensland | Winter | Coincident | 2020 | POE50 | Operational-demand | NA | 1.1339
QLD | QTLL | Tully | Energy Queensland | Winter | Non-coincident | 2020 | POE10 | Operational-demand | NA | 13.7862
QLD | QTLL | Tully | Energy Queensland | Winter | Coincident | 2021 | POE10 | Operational-demand | NA | 1.3785
QLD | QTLL | Tully | Energy Queensland | Winter | Coincident | 2021 | POE50 | Operational-demand | NA | 1.1327
QLD | QTLL | Tully | Energy Queensland | Winter | Non-coincident | 2021 | POE10 | Operational-demand | NA | 13.8127
QLD | QTLL | Tully | Energy Queensland | Winter | Coincident | 2022 | POE10 | Operational-demand | NA | 1.4149
QLD | QTLL | Tully | Energy Queensland | Winter | Coincident | 2022 | POE50 | Operational-demand | NA | 1.1634
QLD | QTLL | Tully | Energy Queensland | Winter | Non-coincident | 2022 | POE10 | Operational-demand | NA | 13.8291
QLD | QTLL | Tully | Energy Queensland | Winter | Coincident | 2023 | POE10 | Operational-demand | NA | 1.433
QLD | QTLL | Tully | Energy Queensland | Winter | Coincident | 2023 | POE50 | Operational-demand | NA | 1.1777
QLD | QTLL | Tully | Energy Queensland | Winter | Non-coincident | 2023 | POE10 | Operational-demand | NA | 13.8431
QLD | QTLL | Tully | Energy Queensland | Winter | Coincident | 2024 | POE10 | Operational-demand | NA | 1.4533
QLD | QTLL | Tully | Energy Queensland | Winter | Coincident | 2024 | POE50 | Operational-demand | NA | 1.1891
QLD | QTLL | Tully | Energy Queensland | Winter | Non-coincident | 2024 | POE10 | Operational-demand | NA | 13.8401
QLD | QTLL | Tully | Energy Queensland | Winter | Coincident | 2025 | POE10 | Operational-demand | NA | 1.4463
QLD | QTLL | Tully | Energy Queensland | Winter | Coincident | 2025 | POE50 | Operational-demand | NA | 1.1851
QLD | QTLL | Tully | Energy Queensland | Winter | Non-coincident | 2025 | POE10 | Operational-demand | NA | 13.8333
QLD | QTLL | Tully | Energy Queensland | Winter | Coincident | 2026 | POE10 | Operational-demand | NA | 1.4419
QLD | QTLL | Tully | Energy Queensland | Winter | Coincident | 2026 | POE50 | Operational-demand | NA | 1.1826
QLD | QTLL | Tully | Energy Queensland | Winter | Non-coincident | 2026 | POE10 | Operational-demand | NA | 13.8239
QLD | QTLL | Tully | Energy Queensland | Winter | Coincident | 2027 | POE10 | Operational-demand | NA | 1.4374
QLD | QTLL | Tully | Energy Queensland | Winter | Coincident | 2027 | POE50 | Operational-demand | NA | 1.1781
QLD | QTLL | Tully | Energy Queensland | Winter | Non-coincident | 2027 | POE10 | Operational-demand | NA | 13.8156
QLD | QTLL | Tully | Energy Queensland | Winter | Coincident | 2028 | POE10 | Operational-demand | NA | 1.463
QLD | QTLL | Tully | Energy Queensland | Winter | Coincident | 2028 | POE50 | Operational-demand | NA | 1.1912
QLD | QTLL | Tully | Energy Queensland | Winter | Non-coincident | 2028 | POE10 | Operational-demand | NA | 13.8454
QLD | QTLL | Tully | Energy Queensland | Winter | Coincident | 2029 | POE10 | Operational-demand | NA | 1.4681
QLD | QTLL | Tully | Energy Queensland | Winter | Coincident | 2029 | POE50 | Operational-demand | NA | 1.2033
QLD | QTLL | Tully | Energy Queensland | Winter | Non-coincident | 2029 | POE10 | Operational-demand | NA | 13.8806
QLD | QTNS | Tennyson | Energy Queensland | Shoulder | Coincident | 2017 | ACTUAL_OPG | Operational-demand | 56.0566 | 108.3555
QLD | QTNS | Tennyson | Energy Queensland | Shoulder | Coincident | 2017 | ACTUAL_RAW | Operational-demand | 56.0566 | 108.3555
QLD | QTNS | Tennyson | Energy Queensland | Shoulder | Non-coincident | 2017 | ACTUAL_RAW | Operational-demand | 48.849 | 108.3555
QLD | QTNS | Tennyson | Energy Queensland | Shoulder | Non-coincident | 2017 | ACTUAL_OPG | Operational-demand | 48.849 | 108.3555
QLD | QTNS | Tennyson | Energy Queensland | Shoulder | Non-coincident | 2017 | ACTUAL_ADJUSTEDOPG | Operational-demand | 48.849 | 108.3555
QLD | QTNS | Tennyson | Energy Queensland | Shoulder | Coincident | 2018 | ACTUAL_OPG | Operational-demand | 47.2068 | 122.1615
QLD | QTNS | Tennyson | Energy Queensland | Shoulder | Coincident | 2018 | ACTUAL_RAW | Operational-demand | 47.2068 | 122.1615
QLD | QTNS | Tennyson | Energy Queensland | Shoulder | Non-coincident | 2018 | ACTUAL_RAW | Operational-demand | 46.1429 | 130.5033
QLD | QTNS | Tennyson | Energy Queensland | Shoulder | Non-coincident | 2018 | ACTUAL_OPG | Operational-demand | 46.1429 | 130.5033
QLD | QTNS | Tennyson | Energy Queensland | Shoulder | Non-coincident | 2018 | ACTUAL_ADJUSTEDOPG | Operational-demand | 46.1429 | 130.5033
QLD | QTNS | Tennyson | Energy Queensland | Shoulder | Coincident | 2019 | ACTUAL_OPG | Operational-demand | 51.0404 | 124.4254
QLD | QTNS | Tennyson | Energy Queensland | Shoulder | Coincident | 2019 | ACTUAL_RAW | Operational-demand | 51.0404 | 124.4254
QLD | QTNS | Tennyson | Energy Queensland | Shoulder | Non-coincident | 2019 | ACTUAL_RAW | Operational-demand | 41.5638 | 124.4254
QLD | QTNS | Tennyson | Energy Queensland | Shoulder | Non-coincident | 2019 | ACTUAL_OPG | Operational-demand | 41.5638 | 124.4254
QLD | QTNS | Tennyson | Energy Queensland | Shoulder | Non-coincident | 2019 | ACTUAL_ADJUSTEDOPG | Operational-demand | 41.5638 | 124.4254
QLD | QTNS | Tennyson | Energy Queensland | Shoulder | Non-coincident | 2019 | BASEYEARPOE90 | Operational-demand | 40.639 | NA
QLD | QTNS | Tennyson | Energy Queensland | Shoulder | Non-coincident | 2019 | BASEYEARPOE50 | Operational-demand | 43.9225 | 111.6807
QLD | QTNS | Tennyson | Energy Queensland | Shoulder | Coincident | 2020 | ACTUAL_OPG | Operational-demand | 48.4777 | 117.9328
QLD | QTNS | Tennyson | Energy Queensland | Shoulder | Coincident | 2020 | ACTUAL_RAW | Operational-demand | 48.4777 | 117.9328
QLD | QTNS | Tennyson | Energy Queensland | Shoulder | Non-coincident | 2020 | ACTUAL_RAW | Operational-demand | 47.8311 | 117.9328
QLD | QTNS | Tennyson | Energy Queensland | Shoulder | Non-coincident | 2020 | ACTUAL_OPG | Operational-demand | 47.8311 | 117.9328
QLD | QTNS | Tennyson | Energy Queensland | Shoulder | Non-coincident | 2020 | ACTUAL_ADJUSTEDOPG | Operational-demand | 47.8311 | 117.9328
QLD | QTNS | Tennyson | Energy Queensland | Shoulder | Coincident_unreconciled | 2021 | POE50 | Operational-demand | 45 | NA
QLD | QTNS | Tennyson | Energy Queensland | Shoulder | Coincident_unreconciled | 2021 | POE90 | Operational-demand | 40.047 | NA
QLD | QTNS | Tennyson | Energy Queensland | Shoulder | Non-coincident | 2021 | POE50 | Operational-demand | 36.1657 | 125.103
QLD | QTNS | Tennyson | Energy Queensland | Shoulder | Non-coincident | 2021 | POE90 | Operational-demand | 26.8213 | NA
QLD | QTNS | Tennyson | Energy Queensland | Shoulder | Coincident_unreconciled | 2022 | POE50 | Operational-demand | 40.411 | NA
QLD | QTNS | Tennyson | Energy Queensland | Shoulder | Coincident_unreconciled | 2022 | POE90 | Operational-demand | 35.4191 | NA
QLD | QTNS | Tennyson | Energy Queensland | Shoulder | Non-coincident | 2022 | POE50 | Operational-demand | 32.1981 | 127.1351
QLD | QTNS | Tennyson | Energy Queensland | Shoulder | Non-coincident | 2022 | POE90 | Operational-demand | 25.1812 | NA
QLD | QTNS | Tennyson | Energy Queensland | Shoulder | Coincident_unreconciled | 2023 | POE50 | Operational-demand | 37.4882 | NA
QLD | QTNS | Tennyson | Energy Queensland | Shoulder | Coincident_unreconciled | 2023 | POE90 | Operational-demand | 32.4614 | NA
QLD | QTNS | Tennyson | Energy Queensland | Shoulder | Non-coincident | 2023 | POE50 | Operational-demand | 29.671 | 128.6487
QLD | QTNS | Tennyson | Energy Queensland | Shoulder | Non-coincident | 2023 | POE90 | Operational-demand | 24.1426 | NA
QLD | QTNS | Tennyson | Energy Queensland | Shoulder | Coincident_unreconciled | 2024 | POE50 | Operational-demand | 35.3442 | NA
QLD | QTNS | Tennyson | Energy Queensland | Shoulder | Coincident_unreconciled | 2024 | POE90 | Operational-demand | 30.2824 | NA
QLD | QTNS | Tennyson | Energy Queensland | Shoulder | Non-coincident | 2024 | POE50 | Operational-demand | 27.8173 | 131.6255
QLD | QTNS | Tennyson | Energy Queensland | Shoulder | Non-coincident | 2024 | POE90 | Operational-demand | 23.3843 | NA
QLD | QTNS | Tennyson | Energy Queensland | Shoulder | Coincident_unreconciled | 2025 | POE50 | Operational-demand | 33.2591 | NA
QLD | QTNS | Tennyson | Energy Queensland | Shoulder | Coincident_unreconciled | 2025 | POE90 | Operational-demand | 28.1624 | NA
QLD | QTNS | Tennyson | Energy Queensland | Shoulder | Non-coincident | 2025 | POE50 | Operational-demand | 26.0145 | 131.7491
QLD | QTNS | Tennyson | Energy Queensland | Shoulder | Non-coincident | 2025 | POE90 | Operational-demand | 21.6079 | NA
QLD | QTNS | Tennyson | Energy Queensland | Shoulder | Coincident_unreconciled | 2026 | POE50 | Operational-demand | 31.142 | NA
QLD | QTNS | Tennyson | Energy Queensland | Shoulder | Coincident_unreconciled | 2026 | POE90 | Operational-demand | 26.0104 | NA
QLD | QTNS | Tennyson | Energy Queensland | Shoulder | Non-coincident | 2026 | POE50 | Operational-demand | 24.1841 | 132.5397
QLD | QTNS | Tennyson | Energy Queensland | Shoulder | Non-coincident | 2026 | POE90 | Operational-demand | 19.7473 | NA
QLD | QTNS | Tennyson | Energy Queensland | Shoulder | Coincident_unreconciled | 2027 | POE50 | Operational-demand | 29.3258 | NA
QLD | QTNS | Tennyson | Energy Queensland | Shoulder | Coincident_unreconciled | 2027 | POE90 | Operational-demand | 24.1604 | NA
QLD | QTNS | Tennyson | Energy Queensland | Shoulder | Non-coincident | 2027 | POE50 | Operational-demand | 22.6138 | 132.7297
QLD | QTNS | Tennyson | Energy Queensland | Shoulder | Non-coincident | 2027 | POE90 | Operational-demand | 18.1478 | NA
QLD | QTNS | Tennyson | Energy Queensland | Shoulder | Coincident_unreconciled | 2028 | POE50 | Operational-demand | 27.9423 | NA
QLD | QTNS | Tennyson | Energy Queensland | Shoulder | Coincident_unreconciled | 2028 | POE90 | Operational-demand | 22.7438 | NA
QLD | QTNS | Tennyson | Energy Queensland | Shoulder | Non-coincident | 2028 | POE50 | Operational-demand | 21.4176 | 133.5802
QLD | QTNS | Tennyson | Energy Queensland | Shoulder | Non-coincident | 2028 | POE90 | Operational-demand | 16.923 | NA
QLD | QTNS | Tennyson | Energy Queensland | Shoulder | Coincident_unreconciled | 2029 | POE50 | Operational-demand | 26.8841 | NA
QLD | QTNS | Tennyson | Energy Queensland | Shoulder | Coincident_unreconciled | 2029 | POE90 | Operational-demand | 21.6525 | NA
QLD | QTNS | Tennyson | Energy Queensland | Shoulder | Non-coincident | 2029 | POE50 | Operational-demand | 20.5027 | 135.269
QLD | QTNS | Tennyson | Energy Queensland | Shoulder | Non-coincident | 2029 | POE90 | Operational-demand | 15.9795 | NA
QLD | QTNS | Tennyson | Energy Queensland | Shoulder | Coincident_unreconciled | 2030 | POE50 | Operational-demand | 26.077 | NA
QLD | QTNS | Tennyson | Energy Queensland | Shoulder | Coincident_unreconciled | 2030 | POE90 | Operational-demand | 20.8124 | NA
QLD | QTNS | Tennyson | Energy Queensland | Shoulder | Non-coincident | 2030 | POE50 | Operational-demand | 19.8049 | 136.8562
QLD | QTNS | Tennyson | Energy Queensland | Shoulder | Non-coincident | 2030 | POE90 | Operational-demand | 15.2532 | NA
QLD | QTNS | Tennyson | Energy Queensland | Summer | Coincident | 2017 | ACTUAL_OPG | Operational-demand | 54.0612 | 160.3139
QLD | QTNS | Tennyson | Energy Queensland | Summer | Coincident | 2017 | ACTUAL_RAW | Operational-demand | 54.0612 | 160.3139
QLD | QTNS | Tennyson | Energy Queensland | Summer | Non-coincident | 2017 | ACTUAL_RAW | Operational-demand | 53.4932 | 172.6827
QLD | QTNS | Tennyson | Energy Queensland | Summer | Non-coincident | 2017 | ACTUAL_OPG | Operational-demand | 53.4932 | 172.6827
QLD | QTNS | Tennyson | Energy Queensland | Summer | Non-coincident | 2017 | ACTUAL_ADJUSTEDOPG | Operational-demand | 53.4932 | 172.6827
QLD | QTNS | Tennyson | Energy Queensland | Summer | Coincident | 2018 | ACTUAL_OPG | Operational-demand | 54.9317 | 169.6425
QLD | QTNS | Tennyson | Energy Queensland | Summer | Coincident | 2018 | ACTUAL_RAW | Operational-demand | 54.9317 | 169.6425
QLD | QTNS | Tennyson | Energy Queensland | Summer | Non-coincident | 2018 | ACTUAL_RAW | Operational-demand | 46.1001 | 174.0993
QLD | QTNS | Tennyson | Energy Queensland | Summer | Non-coincident | 2018 | ACTUAL_OPG | Operational-demand | 46.1001 | 174.0993
QLD | QTNS | Tennyson | Energy Queensland | Summer | Non-coincident | 2018 | ACTUAL_ADJUSTEDOPG | Operational-demand | 46.1001 | 174.0993
QLD | QTNS | Tennyson | Energy Queensland | Summer | Coincident | 2019 | ACTUAL_OPG | Operational-demand | 51.3022 | 177.2153
QLD | QTNS | Tennyson | Energy Queensland | Summer | Coincident | 2019 | ACTUAL_RAW | Operational-demand | 51.3022 | 177.2153
QLD | QTNS | Tennyson | Energy Queensland | Summer | Non-coincident | 2019 | ACTUAL_RAW | Operational-demand | 39.9291 | 178.7318
QLD | QTNS | Tennyson | Energy Queensland | Summer | Non-coincident | 2019 | ACTUAL_OPG | Operational-demand | 39.9291 | 178.7318
QLD | QTNS | Tennyson | Energy Queensland | Summer | Non-coincident | 2019 | ACTUAL_ADJUSTEDOPG | Operational-demand | 39.9291 | 178.7318
QLD | QTNS | Tennyson | Energy Queensland | Summer | Non-coincident | 2019 | BASEYEARPOE90 | Operational-demand | 44.6926 | NA
QLD | QTNS | Tennyson | Energy Queensland | Summer | Non-coincident | 2019 | BASEYEARPOE50 | Operational-demand | 48.9236 | 153.8376
QLD | QTNS | Tennyson | Energy Queensland | Summer | Coincident | 2020 | ACTUAL_OPG | Operational-demand | 53.712 | 170.6255
QLD | QTNS | Tennyson | Energy Queensland | Summer | Coincident | 2020 | ACTUAL_RAW | Operational-demand | 53.712 | 170.6255
QLD | QTNS | Tennyson | Energy Queensland | Summer | Non-coincident | 2020 | ACTUAL_RAW | Operational-demand | 51.0864 | 171.1252
QLD | QTNS | Tennyson | Energy Queensland | Summer | Non-coincident | 2020 | ACTUAL_OPG | Operational-demand | 51.0864 | 171.1252
QLD | QTNS | Tennyson | Energy Queensland | Summer | Non-coincident | 2020 | ACTUAL_ADJUSTEDOPG | Operational-demand | 51.0864 | 171.1252
QLD | QTNS | Tennyson | Energy Queensland | Summer | Coincident_unreconciled | 2021 | POE50 | Operational-demand | 50 | NA
QLD | QTNS | Tennyson | Energy Queensland | Summer | Coincident_unreconciled | 2021 | POE90 | Operational-demand | 39.9639 | NA
QLD | QTNS | Tennyson | Energy Queensland | Summer | Non-coincident | 2021 | POE50 | Operational-demand | 44.9095 | 168.2505
QLD | QTNS | Tennyson | Energy Queensland | Summer | Non-coincident | 2021 | POE90 | Operational-demand | 32.1386 | NA
QLD | QTNS | Tennyson | Energy Queensland | Summer | Coincident_unreconciled | 2022 | POE50 | Operational-demand | 46.0989 | NA
QLD | QTNS | Tennyson | Energy Queensland | Summer | Coincident_unreconciled | 2022 | POE90 | Operational-demand | 35.9879 | NA
QLD | QTNS | Tennyson | Energy Queensland | Summer | Non-coincident | 2022 | POE50 | Operational-demand | 43.3042 | 172.0476
QLD | QTNS | Tennyson | Energy Queensland | Summer | Non-coincident | 2022 | POE90 | Operational-demand | 30.4382 | NA
QLD | QTNS | Tennyson | Energy Queensland | Summer | Coincident_unreconciled | 2023 | POE50 | Operational-demand | 43.6291 | NA
QLD | QTNS | Tennyson | Energy Queensland | Summer | Coincident_unreconciled | 2023 | POE90 | Operational-demand | 33.4509 | NA
QLD | QTNS | Tennyson | Energy Queensland | Summer | Non-coincident | 2023 | POE50 | Operational-demand | 41.5192 | 173.5238
QLD | QTNS | Tennyson | Energy Queensland | Summer | Non-coincident | 2023 | POE90 | Operational-demand | 29.3684 | NA
QLD | QTNS | Tennyson | Energy Queensland | Summer | Coincident_unreconciled | 2024 | POE50 | Operational-demand | 41.8251 | NA
QLD | QTNS | Tennyson | Energy Queensland | Summer | Coincident_unreconciled | 2024 | POE90 | Operational-demand | 31.5797 | NA
QLD | QTNS | Tennyson | Energy Queensland | Summer | Non-coincident | 2024 | POE50 | Operational-demand | 39.7539 | 176.605
QLD | QTNS | Tennyson | Energy Queensland | Summer | Non-coincident | 2024 | POE90 | Operational-demand | 28.5991 | NA
QLD | QTNS | Tennyson | Energy Queensland | Summer | Coincident_unreconciled | 2025 | POE50 | Operational-demand | 40.0404 | NA
QLD | QTNS | Tennyson | Energy Queensland | Summer | Coincident_unreconciled | 2025 | POE90 | Operational-demand | 29.7279 | NA
QLD | QTNS | Tennyson | Energy Queensland | Summer | Non-coincident | 2025 | POE50 | Operational-demand | 38.0076 | 177.6183
QLD | QTNS | Tennyson | Energy Queensland | Summer | Non-coincident | 2025 | POE90 | Operational-demand | 27.8439 | NA
QLD | QTNS | Tennyson | Energy Queensland | Summer | Coincident_unreconciled | 2026 | POE50 | Operational-demand | 38.231 | NA
QLD | QTNS | Tennyson | Energy Queensland | Summer | Coincident_unreconciled | 2026 | POE90 | Operational-demand | 27.8513 | NA
QLD | QTNS | Tennyson | Energy Queensland | Summer | Non-coincident | 2026 | POE50 | Operational-demand | 36.2371 | 178.7815
QLD | QTNS | Tennyson | Energy Queensland | Summer | Non-coincident | 2026 | POE90 | Operational-demand | 26.0807 | NA
QLD | QTNS | Tennyson | Energy Queensland | Summer | Coincident_unreconciled | 2027 | POE50 | Operational-demand | 36.7096 | NA
QLD | QTNS | Tennyson | Energy Queensland | Summer | Coincident_unreconciled | 2027 | POE90 | Operational-demand | 26.2648 | NA
QLD | QTNS | Tennyson | Energy Queensland | Summer | Non-coincident | 2027 | POE50 | Operational-demand | 34.7485 | 179.1192
QLD | QTNS | Tennyson | Energy Queensland | Summer | Non-coincident | 2027 | POE90 | Operational-demand | 24.5283 | NA
QLD | QTNS | Tennyson | Energy Queensland | Summer | Coincident_unreconciled | 2028 | POE50 | Operational-demand | 35.58 | NA
QLD | QTNS | Tennyson | Energy Queensland | Summer | Coincident_unreconciled | 2028 | POE90 | Operational-demand | 25.0716 | NA
QLD | QTNS | Tennyson | Energy Queensland | Summer | Non-coincident | 2028 | POE50 | Operational-demand | 33.6431 | 180.386
QLD | QTNS | Tennyson | Energy Queensland | Summer | Non-coincident | 2028 | POE90 | Operational-demand | 23.3608 | NA
QLD | QTNS | Tennyson | Energy Queensland | Summer | Coincident_unreconciled | 2029 | POE50 | Operational-demand | 34.761 | NA
QLD | QTNS | Tennyson | Energy Queensland | Summer | Coincident_unreconciled | 2029 | POE90 | Operational-demand | 24.1891 | NA
QLD | QTNS | Tennyson | Energy Queensland | Summer | Non-coincident | 2029 | POE50 | Operational-demand | 32.8417 | 182.1116
QLD | QTNS | Tennyson | Energy Queensland | Summer | Non-coincident | 2029 | POE90 | Operational-demand | 22.4972 | NA
QLD | QTNS | Tennyson | Energy Queensland | Summer | Coincident_unreconciled | 2030 | POE50 | Operational-demand | 34.1879 | NA
QLD | QTNS | Tennyson | Energy Queensland | Summer | Coincident_unreconciled | 2030 | POE90 | Operational-demand | 23.5524 | NA
QLD | QTNS | Tennyson | Energy Queensland | Summer | Non-coincident | 2030 | POE50 | Operational-demand | 32.281 | 182.9616
QLD | QTNS | Tennyson | Energy Queensland | Summer | Non-coincident | 2030 | POE90 | Operational-demand | 21.8743 | NA
QLD | QTNS | Tennyson | Energy Queensland | Winter | Coincident | 2016 | ACTUAL_OPG | Operational-demand | 65.1463 | 130.475
QLD | QTNS | Tennyson | Energy Queensland | Winter | Coincident | 2016 | ACTUAL_RAW | Operational-demand | 65.1463 | 130.475
QLD | QTNS | Tennyson | Energy Queensland | Winter | Non-coincident | 2016 | ACTUAL_RAW | Operational-demand | 53.0021 | 140.1323
QLD | QTNS | Tennyson | Energy Queensland | Winter | Non-coincident | 2016 | ACTUAL_OPG | Operational-demand | 53.0021 | 140.1323
QLD | QTNS | Tennyson | Energy Queensland | Winter | Non-coincident | 2016 | ACTUAL_ADJUSTEDOPG | Operational-demand | 53.0021 | 140.1323
QLD | QTNS | Tennyson | Energy Queensland | Winter | Coincident | 2017 | ACTUAL_OPG | Operational-demand | 60.9221 | 116.4819
QLD | QTNS | Tennyson | Energy Queensland | Winter | Coincident | 2017 | ACTUAL_RAW | Operational-demand | 60.9221 | 116.4819
QLD | QTNS | Tennyson | Energy Queensland | Winter | Non-coincident | 2017 | ACTUAL_RAW | Operational-demand | 48.3848 | 125.7813
QLD | QTNS | Tennyson | Energy Queensland | Winter | Non-coincident | 2017 | ACTUAL_OPG | Operational-demand | 48.3848 | 125.7813
QLD | QTNS | Tennyson | Energy Queensland | Winter | Non-coincident | 2017 | ACTUAL_ADJUSTEDOPG | Operational-demand | 48.3848 | 125.7813
QLD | QTNS | Tennyson | Energy Queensland | Winter | Coincident | 2018 | ACTUAL_OPG | Operational-demand | 51.1556 | 104.2528
QLD | QTNS | Tennyson | Energy Queensland | Winter | Coincident | 2018 | ACTUAL_RAW | Operational-demand | 51.1556 | 104.2528
QLD | QTNS | Tennyson | Energy Queensland | Winter | Non-coincident | 2018 | ACTUAL_RAW | Operational-demand | 46.8091 | 118.6464
QLD | QTNS | Tennyson | Energy Queensland | Winter | Non-coincident | 2018 | ACTUAL_OPG | Operational-demand | 46.8091 | 118.6464
QLD | QTNS | Tennyson | Energy Queensland | Winter | Non-coincident | 2018 | ACTUAL_ADJUSTEDOPG | Operational-demand | 46.8091 | 118.6464
QLD | QTNS | Tennyson | Energy Queensland | Winter | Coincident | 2019 | ACTUAL_OPG | Operational-demand | 62.4547 | 133.3632
QLD | QTNS | Tennyson | Energy Queensland | Winter | Coincident | 2019 | ACTUAL_RAW | Operational-demand | 62.4547 | 133.3632
QLD | QTNS | Tennyson | Energy Queensland | Winter | Non-coincident | 2019 | ACTUAL_RAW | Operational-demand | 52.9534 | 133.3632
QLD | QTNS | Tennyson | Energy Queensland | Winter | Non-coincident | 2019 | ACTUAL_OPG | Operational-demand | 52.9534 | 133.3632
QLD | QTNS | Tennyson | Energy Queensland | Winter | Non-coincident | 2019 | ACTUAL_ADJUSTEDOPG | Operational-demand | 52.9534 | 133.3632
QLD | QTNS | Tennyson | Energy Queensland | Winter | Non-coincident | 2019 | BASEYEARPOE90 | Operational-demand | 41.0997 | NA
QLD | QTNS | Tennyson | Energy Queensland | Winter | Non-coincident | 2019 | BASEYEARPOE50 | Operational-demand | 46.6076 | 135.2035
QLD | QTNS | Tennyson | Energy Queensland | Winter | Coincident_unreconciled | 2020 | POE50 | Operational-demand | 45 | NA
QLD | QTNS | Tennyson | Energy Queensland | Winter | Coincident_unreconciled | 2020 | POE90 | Operational-demand | 40.3221 | NA
QLD | QTNS | Tennyson | Energy Queensland | Winter | Non-coincident | 2020 | POE50 | Operational-demand | 39.7807 | 135.2656
QLD | QTNS | Tennyson | Energy Queensland | Winter | Non-coincident | 2020 | POE90 | Operational-demand | 35.9173 | NA
QLD | QTNS | Tennyson | Energy Queensland | Winter | Coincident_unreconciled | 2021 | POE50 | Operational-demand | 39.0296 | NA
QLD | QTNS | Tennyson | Energy Queensland | Winter | Coincident_unreconciled | 2021 | POE90 | Operational-demand | 34.2974 | NA
QLD | QTNS | Tennyson | Energy Queensland | Winter | Non-coincident | 2021 | POE50 | Operational-demand | 34.8498 | 136.2768
QLD | QTNS | Tennyson | Energy Queensland | Winter | Non-coincident | 2021 | POE90 | Operational-demand | 30.9414 | NA
QLD | QTNS | Tennyson | Energy Queensland | Winter | Coincident_unreconciled | 2022 | POE50 | Operational-demand | 35.372 | NA
QLD | QTNS | Tennyson | Energy Queensland | Winter | Coincident_unreconciled | 2022 | POE90 | Operational-demand | 30.5965 | NA
QLD | QTNS | Tennyson | Energy Queensland | Winter | Non-coincident | 2022 | POE50 | Operational-demand | 31.829 | 137.0822
QLD | QTNS | Tennyson | Energy Queensland | Winter | Non-coincident | 2022 | POE90 | Operational-demand | 27.8848 | NA
QLD | QTNS | Tennyson | Energy Queensland | Winter | Coincident_unreconciled | 2023 | POE50 | Operational-demand | 32.9689 | NA
QLD | QTNS | Tennyson | Energy Queensland | Winter | Coincident_unreconciled | 2023 | POE90 | Operational-demand | 28.15 | NA
QLD | QTNS | Tennyson | Energy Queensland | Winter | Non-coincident | 2023 | POE50 | Operational-demand | 29.8443 | 137.8871
QLD | QTNS | Tennyson | Energy Queensland | Winter | Non-coincident | 2023 | POE90 | Operational-demand | 25.8643 | NA
QLD | QTNS | Tennyson | Energy Queensland | Winter | Coincident_unreconciled | 2024 | POE50 | Operational-demand | 30.9429 | NA
QLD | QTNS | Tennyson | Energy Queensland | Winter | Coincident_unreconciled | 2024 | POE90 | Operational-demand | 26.0806 | NA
QLD | QTNS | Tennyson | Energy Queensland | Winter | Non-coincident | 2024 | POE50 | Operational-demand | 28.171 | 138.6774
QLD | QTNS | Tennyson | Energy Queensland | Winter | Non-coincident | 2024 | POE90 | Operational-demand | 24.1552 | NA
QLD | QTNS | Tennyson | Energy Queensland | Winter | Coincident_unreconciled | 2025 | POE50 | Operational-demand | 28.7981 | NA
QLD | QTNS | Tennyson | Energy Queensland | Winter | Coincident_unreconciled | 2025 | POE90 | Operational-demand | 23.8925 | NA
QLD | QTNS | Tennyson | Energy Queensland | Winter | Non-coincident | 2025 | POE50 | Operational-demand | 26.3996 | 139.5081
QLD | QTNS | Tennyson | Energy Queensland | Winter | Non-coincident | 2025 | POE90 | Operational-demand | 22.348 | NA
QLD | QTNS | Tennyson | Energy Queensland | Winter | Coincident_unreconciled | 2026 | POE50 | Operational-demand | 26.7672 | NA
QLD | QTNS | Tennyson | Energy Queensland | Winter | Coincident_unreconciled | 2026 | POE90 | Operational-demand | 21.8183 | NA
QLD | QTNS | Tennyson | Energy Queensland | Winter | Non-coincident | 2026 | POE50 | Operational-demand | 24.7222 | 140.4298
QLD | QTNS | Tennyson | Energy Queensland | Winter | Non-coincident | 2026 | POE90 | Operational-demand | 20.6349 | NA
QLD | QTNS | Tennyson | Energy Queensland | Winter | Coincident_unreconciled | 2027 | POE50 | Operational-demand | 25.2357 | NA
QLD | QTNS | Tennyson | Energy Queensland | Winter | Coincident_unreconciled | 2027 | POE90 | Operational-demand | 20.2459 | NA
QLD | QTNS | Tennyson | Energy Queensland | Winter | Non-coincident | 2027 | POE50 | Operational-demand | 23.4574 | 141.468
QLD | QTNS | Tennyson | Energy Queensland | Winter | Non-coincident | 2027 | POE90 | Operational-demand | 19.3363 | NA
QLD | QTNS | Tennyson | Energy Queensland | Winter | Coincident_unreconciled | 2028 | POE50 | Operational-demand | 24.1495 | NA
QLD | QTNS | Tennyson | Energy Queensland | Winter | Coincident_unreconciled | 2028 | POE90 | Operational-demand | 19.1186 | NA
QLD | QTNS | Tennyson | Energy Queensland | Winter | Non-coincident | 2028 | POE50 | Operational-demand | 22.5603 | 142.687
QLD | QTNS | Tennyson | Energy Queensland | Winter | Non-coincident | 2028 | POE90 | Operational-demand | 18.4052 | NA
QLD | QTNS | Tennyson | Energy Queensland | Winter | Coincident_unreconciled | 2029 | POE50 | Operational-demand | 23.3404 | NA
QLD | QTNS | Tennyson | Energy Queensland | Winter | Coincident_unreconciled | 2029 | POE90 | Operational-demand | 18.2685 | NA
QLD | QTNS | Tennyson | Energy Queensland | Winter | Non-coincident | 2029 | POE50 | Operational-demand | 21.892 | 144.0996
QLD | QTNS | Tennyson | Energy Queensland | Winter | Non-coincident | 2029 | POE90 | Operational-demand | 17.7031 | NA
QLD | QTNS | Tennyson | Energy Queensland | Shoulder | Non-coincident | 2019 | BASEYEARPOE10 | Operational-demand | NA | 114.296
QLD | QTNS | Tennyson | Energy Queensland | Shoulder | Coincident | 2021 | POE10 | Operational-demand | NA | 123.5277
QLD | QTNS | Tennyson | Energy Queensland | Shoulder | Coincident | 2021 | POE50 | Operational-demand | NA | 125.103
QLD | QTNS | Tennyson | Energy Queensland | Shoulder | Non-coincident | 2021 | POE10 | Operational-demand | NA | 141.0434
QLD | QTNS | Tennyson | Energy Queensland | Shoulder | Coincident | 2022 | POE10 | Operational-demand | NA | 127.6703
QLD | QTNS | Tennyson | Energy Queensland | Shoulder | Coincident | 2022 | POE50 | Operational-demand | NA | 127.1351
QLD | QTNS | Tennyson | Energy Queensland | Shoulder | Non-coincident | 2022 | POE10 | Operational-demand | NA | 141.7641
QLD | QTNS | Tennyson | Energy Queensland | Shoulder | Coincident | 2023 | POE10 | Operational-demand | NA | 128.5742
QLD | QTNS | Tennyson | Energy Queensland | Shoulder | Coincident | 2023 | POE50 | Operational-demand | NA | 128.6487
QLD | QTNS | Tennyson | Energy Queensland | Shoulder | Non-coincident | 2023 | POE10 | Operational-demand | NA | 142.411
QLD | QTNS | Tennyson | Energy Queensland | Shoulder | Coincident | 2024 | POE10 | Operational-demand | NA | 129.8467
QLD | QTNS | Tennyson | Energy Queensland | Shoulder | Coincident | 2024 | POE50 | Operational-demand | NA | 131.6255
QLD | QTNS | Tennyson | Energy Queensland | Shoulder | Non-coincident | 2024 | POE10 | Operational-demand | NA | 143.0475
QLD | QTNS | Tennyson | Energy Queensland | Shoulder | Coincident | 2025 | POE10 | Operational-demand | NA | 130.9237
QLD | QTNS | Tennyson | Energy Queensland | Shoulder | Coincident | 2025 | POE50 | Operational-demand | NA | 131.7491
QLD | QTNS | Tennyson | Energy Queensland | Shoulder | Non-coincident | 2025 | POE10 | Operational-demand | NA | 143.7004
QLD | QTNS | Tennyson | Energy Queensland | Shoulder | Coincident | 2026 | POE10 | Operational-demand | NA | 130.9911
QLD | QTNS | Tennyson | Energy Queensland | Shoulder | Coincident | 2026 | POE50 | Operational-demand | NA | 132.5397
QLD | QTNS | Tennyson | Energy Queensland | Shoulder | Non-coincident | 2026 | POE10 | Operational-demand | NA | 144.4255
QLD | QTNS | Tennyson | Energy Queensland | Shoulder | Coincident | 2027 | POE10 | Operational-demand | NA | 131.3081
QLD | QTNS | Tennyson | Energy Queensland | Shoulder | Coincident | 2027 | POE50 | Operational-demand | NA | 132.7297
QLD | QTNS | Tennyson | Energy Queensland | Shoulder | Non-coincident | 2027 | POE10 | Operational-demand | NA | 145.2697
QLD | QTNS | Tennyson | Energy Queensland | Shoulder | Coincident | 2028 | POE10 | Operational-demand | NA | 131.8278
QLD | QTNS | Tennyson | Energy Queensland | Shoulder | Coincident | 2028 | POE50 | Operational-demand | NA | 133.5802
QLD | QTNS | Tennyson | Energy Queensland | Shoulder | Non-coincident | 2028 | POE10 | Operational-demand | NA | 146.2711
QLD | QTNS | Tennyson | Energy Queensland | Shoulder | Coincident | 2029 | POE10 | Operational-demand | NA | 134.2799
QLD | QTNS | Tennyson | Energy Queensland | Shoulder | Coincident | 2029 | POE50 | Operational-demand | NA | 135.269
QLD | QTNS | Tennyson | Energy Queensland | Shoulder | Non-coincident | 2029 | POE10 | Operational-demand | NA | 147.4641
QLD | QTNS | Tennyson | Energy Queensland | Shoulder | Coincident | 2030 | POE10 | Operational-demand | NA | 135.7061
QLD | QTNS | Tennyson | Energy Queensland | Shoulder | Coincident | 2030 | POE50 | Operational-demand | NA | 136.8562
QLD | QTNS | Tennyson | Energy Queensland | Shoulder | Non-coincident | 2030 | POE10 | Operational-demand | NA | 148.8624
QLD | QTNS | Tennyson | Energy Queensland | Summer | Non-coincident | 2019 | BASEYEARPOE10 | Operational-demand | NA | 166.6112
QLD | QTNS | Tennyson | Energy Queensland | Summer | Coincident | 2021 | POE10 | Operational-demand | NA | 172.3431
QLD | QTNS | Tennyson | Energy Queensland | Summer | Coincident | 2021 | POE50 | Operational-demand | NA | 168.2505
QLD | QTNS | Tennyson | Energy Queensland | Summer | Non-coincident | 2021 | POE10 | Operational-demand | NA | 172.3431
QLD | QTNS | Tennyson | Energy Queensland | Summer | Coincident | 2022 | POE10 | Operational-demand | NA | 176.5273
QLD | QTNS | Tennyson | Energy Queensland | Summer | Coincident | 2022 | POE50 | Operational-demand | NA | 172.0476
QLD | QTNS | Tennyson | Energy Queensland | Summer | Non-coincident | 2022 | POE10 | Operational-demand | NA | 176.5273
QLD | QTNS | Tennyson | Energy Queensland | Summer | Coincident | 2023 | POE10 | Operational-demand | NA | 178.4569
QLD | QTNS | Tennyson | Energy Queensland | Summer | Coincident | 2023 | POE50 | Operational-demand | NA | 173.5238
QLD | QTNS | Tennyson | Energy Queensland | Summer | Non-coincident | 2023 | POE10 | Operational-demand | NA | 178.4569
QLD | QTNS | Tennyson | Energy Queensland | Summer | Coincident | 2024 | POE10 | Operational-demand | NA | 181.4712
QLD | QTNS | Tennyson | Energy Queensland | Summer | Coincident | 2024 | POE50 | Operational-demand | NA | 176.605
QLD | QTNS | Tennyson | Energy Queensland | Summer | Non-coincident | 2024 | POE10 | Operational-demand | NA | 181.4712
QLD | QTNS | Tennyson | Energy Queensland | Summer | Coincident | 2025 | POE10 | Operational-demand | NA | 181.595
QLD | QTNS | Tennyson | Energy Queensland | Summer | Coincident | 2025 | POE50 | Operational-demand | NA | 177.6183
QLD | QTNS | Tennyson | Energy Queensland | Summer | Non-coincident | 2025 | POE10 | Operational-demand | NA | 181.595
QLD | QTNS | Tennyson | Energy Queensland | Summer | Coincident | 2026 | POE10 | Operational-demand | NA | 183.4072
QLD | QTNS | Tennyson | Energy Queensland | Summer | Coincident | 2026 | POE50 | Operational-demand | NA | 178.7815
QLD | QTNS | Tennyson | Energy Queensland | Summer | Non-coincident | 2026 | POE10 | Operational-demand | NA | 183.4072
QLD | QTNS | Tennyson | Energy Queensland | Summer | Coincident | 2027 | POE10 | Operational-demand | NA | 183.1249
QLD | QTNS | Tennyson | Energy Queensland | Summer | Coincident | 2027 | POE50 | Operational-demand | NA | 179.1192
QLD | QTNS | Tennyson | Energy Queensland | Summer | Non-coincident | 2027 | POE10 | Operational-demand | NA | 183.1249
QLD | QTNS | Tennyson | Energy Queensland | Summer | Coincident | 2028 | POE10 | Operational-demand | NA | 184.5061
QLD | QTNS | Tennyson | Energy Queensland | Summer | Coincident | 2028 | POE50 | Operational-demand | NA | 180.386
QLD | QTNS | Tennyson | Energy Queensland | Summer | Non-coincident | 2028 | POE10 | Operational-demand | NA | 184.5061
QLD | QTNS | Tennyson | Energy Queensland | Summer | Coincident | 2029 | POE10 | Operational-demand | NA | 185.454
QLD | QTNS | Tennyson | Energy Queensland | Summer | Coincident | 2029 | POE50 | Operational-demand | NA | 182.1116
QLD | QTNS | Tennyson | Energy Queensland | Summer | Non-coincident | 2029 | POE10 | Operational-demand | NA | 185.454
QLD | QTNS | Tennyson | Energy Queensland | Summer | Coincident | 2030 | POE10 | Operational-demand | NA | 187.2759
QLD | QTNS | Tennyson | Energy Queensland | Summer | Coincident | 2030 | POE50 | Operational-demand | NA | 182.9616
QLD | QTNS | Tennyson | Energy Queensland | Summer | Non-coincident | 2030 | POE10 | Operational-demand | NA | 187.2759
QLD | QTNS | Tennyson | Energy Queensland | Winter | Non-coincident | 2019 | BASEYEARPOE10 | Operational-demand | NA | 139.3467
QLD | QTNS | Tennyson | Energy Queensland | Winter | Coincident | 2020 | POE10 | Operational-demand | NA | 134.7583
QLD | QTNS | Tennyson | Energy Queensland | Winter | Coincident | 2020 | POE50 | Operational-demand | NA | 129.8486
QLD | QTNS | Tennyson | Energy Queensland | Winter | Non-coincident | 2020 | POE10 | Operational-demand | NA | 138.8669
QLD | QTNS | Tennyson | Energy Queensland | Winter | Coincident | 2021 | POE10 | Operational-demand | NA | 134.6333
QLD | QTNS | Tennyson | Energy Queensland | Winter | Coincident | 2021 | POE50 | Operational-demand | NA | 129.6858
QLD | QTNS | Tennyson | Energy Queensland | Winter | Non-coincident | 2021 | POE10 | Operational-demand | NA | 139.9134
QLD | QTNS | Tennyson | Energy Queensland | Winter | Coincident | 2022 | POE10 | Operational-demand | NA | 138.4323
QLD | QTNS | Tennyson | Energy Queensland | Winter | Coincident | 2022 | POE50 | Operational-demand | NA | 133.3617
QLD | QTNS | Tennyson | Energy Queensland | Winter | Non-coincident | 2022 | POE10 | Operational-demand | NA | 140.747
QLD | QTNS | Tennyson | Energy Queensland | Winter | Coincident | 2023 | POE10 | Operational-demand | NA | 140.538
QLD | QTNS | Tennyson | Energy Queensland | Winter | Coincident | 2023 | POE50 | Operational-demand | NA | 135.2559
QLD | QTNS | Tennyson | Energy Queensland | Winter | Non-coincident | 2023 | POE10 | Operational-demand | NA | 141.5801
QLD | QTNS | Tennyson | Energy Queensland | Winter | Coincident | 2024 | POE10 | Operational-demand | NA | 143.4602
QLD | QTNS | Tennyson | Energy Queensland | Winter | Coincident | 2024 | POE50 | Operational-demand | NA | 137.5315
QLD | QTNS | Tennyson | Energy Queensland | Winter | Non-coincident | 2024 | POE10 | Operational-demand | NA | 143.4602
QLD | QTNS | Tennyson | Energy Queensland | Winter | Coincident | 2025 | POE10 | Operational-demand | NA | 143.8806
QLD | QTNS | Tennyson | Energy Queensland | Winter | Coincident | 2025 | POE50 | Operational-demand | NA | 138.226
QLD | QTNS | Tennyson | Energy Queensland | Winter | Non-coincident | 2025 | POE10 | Operational-demand | NA | 143.8806
QLD | QTNS | Tennyson | Energy Queensland | Winter | Coincident | 2026 | POE10 | Operational-demand | NA | 144.7369
QLD | QTNS | Tennyson | Energy Queensland | Winter | Coincident | 2026 | POE50 | Operational-demand | NA | 139.3083
QLD | QTNS | Tennyson | Energy Queensland | Winter | Non-coincident | 2026 | POE10 | Operational-demand | NA | 144.7369
QLD | QTNS | Tennyson | Energy Queensland | Winter | Coincident | 2027 | POE10 | Operational-demand | NA | 145.6644
QLD | QTNS | Tennyson | Energy Queensland | Winter | Coincident | 2027 | POE50 | Operational-demand | NA | 140.2165
QLD | QTNS | Tennyson | Energy Queensland | Winter | Non-coincident | 2027 | POE10 | Operational-demand | NA | 145.6644
QLD | QTNS | Tennyson | Energy Queensland | Winter | Coincident | 2028 | POE10 | Operational-demand | NA | 148.3899
QLD | QTNS | Tennyson | Energy Queensland | Winter | Coincident | 2028 | POE50 | Operational-demand | NA | 141.7395
QLD | QTNS | Tennyson | Energy Queensland | Winter | Non-coincident | 2028 | POE10 | Operational-demand | NA | 148.3899
QLD | QTNS | Tennyson | Energy Queensland | Winter | Coincident | 2029 | POE10 | Operational-demand | NA | 149.0409
QLD | QTNS | Tennyson | Energy Queensland | Winter | Coincident | 2029 | POE50 | Operational-demand | NA | 143.1152
QLD | QTNS | Tennyson | Energy Queensland | Winter | Non-coincident | 2029 | POE10 | Operational-demand | NA | 149.0409
QLD | QTRL | Tarong | Energy Queensland | Shoulder | Coincident | 2017 | ACTUAL_OPG | Operational-demand | 21.1662 | 22.4196
QLD | QTRL | Tarong | Energy Queensland | Shoulder | Coincident | 2017 | ACTUAL_RAW | Operational-demand | 21.1662 | 22.4196
QLD | QTRL | Tarong | Energy Queensland | Shoulder | Non-coincident | 2017 | ACTUAL_RAW | Operational-demand | 11.8843 | 36.8801
QLD | QTRL | Tarong | Energy Queensland | Shoulder | Non-coincident | 2017 | ACTUAL_OPG | Operational-demand | 11.8843 | 36.8801
QLD | QTRL | Tarong | Energy Queensland | Shoulder | Non-coincident | 2017 | ACTUAL_ADJUSTEDOPG | Operational-demand | 11.8843 | 36.8801
QLD | QTRL | Tarong | Energy Queensland | Shoulder | Coincident | 2018 | ACTUAL_OPG | Operational-demand | 17.8088 | 34.0382
QLD | QTRL | Tarong | Energy Queensland | Shoulder | Coincident | 2018 | ACTUAL_RAW | Operational-demand | 17.8088 | 34.0382
QLD | QTRL | Tarong | Energy Queensland | Shoulder | Non-coincident | 2018 | ACTUAL_RAW | Operational-demand | 14.9821 | 43.3735
QLD | QTRL | Tarong | Energy Queensland | Shoulder | Non-coincident | 2018 | ACTUAL_OPG | Operational-demand | 14.9821 | 43.3735
QLD | QTRL | Tarong | Energy Queensland | Shoulder | Non-coincident | 2018 | ACTUAL_ADJUSTEDOPG | Operational-demand | 14.9821 | 43.3735
QLD | QTRL | Tarong | Energy Queensland | Shoulder | Coincident | 2019 | ACTUAL_OPG | Operational-demand | 24.7974 | 33.4087
QLD | QTRL | Tarong | Energy Queensland | Shoulder | Coincident | 2019 | ACTUAL_RAW | Operational-demand | 24.7974 | 33.4087
QLD | QTRL | Tarong | Energy Queensland | Shoulder | Non-coincident | 2019 | ACTUAL_RAW | Operational-demand | 11.3029 | 41.4676
QLD | QTRL | Tarong | Energy Queensland | Shoulder | Non-coincident | 2019 | ACTUAL_OPG | Operational-demand | 11.3029 | 41.4676
QLD | QTRL | Tarong | Energy Queensland | Shoulder | Non-coincident | 2019 | ACTUAL_ADJUSTEDOPG | Operational-demand | 11.3029 | 41.4676
QLD | QTRL | Tarong | Energy Queensland | Shoulder | Non-coincident | 2019 | BASEYEARPOE90 | Operational-demand | 10.9035 | NA
QLD | QTRL | Tarong | Energy Queensland | Shoulder | Non-coincident | 2019 | BASEYEARPOE50 | Operational-demand | 12.0197 | 40.3762
QLD | QTRL | Tarong | Energy Queensland | Shoulder | Coincident | 2020 | ACTUAL_OPG | Operational-demand | 17.543 | 36.516
QLD | QTRL | Tarong | Energy Queensland | Shoulder | Coincident | 2020 | ACTUAL_RAW | Operational-demand | 17.543 | 36.516
QLD | QTRL | Tarong | Energy Queensland | Shoulder | Non-coincident | 2020 | ACTUAL_RAW | Operational-demand | 10.8249 | 40.0702
QLD | QTRL | Tarong | Energy Queensland | Shoulder | Non-coincident | 2020 | ACTUAL_OPG | Operational-demand | 10.8249 | 40.0702
QLD | QTRL | Tarong | Energy Queensland | Shoulder | Non-coincident | 2020 | ACTUAL_ADJUSTEDOPG | Operational-demand | 10.8249 | 40.0702
QLD | QTRL | Tarong | Energy Queensland | Shoulder | Coincident_unreconciled | 2021 | POE50 | Operational-demand | 16.9824 | NA
QLD | QTRL | Tarong | Energy Queensland | Shoulder | Coincident_unreconciled | 2021 | POE90 | Operational-demand | 15.038 | NA
QLD | QTRL | Tarong | Energy Queensland | Shoulder | Non-coincident | 2021 | POE50 | Operational-demand | 10 | 40.6095
QLD | QTRL | Tarong | Energy Queensland | Shoulder | Non-coincident | 2021 | POE90 | Operational-demand | 9.0478 | NA
QLD | QTRL | Tarong | Energy Queensland | Shoulder | Coincident_unreconciled | 2022 | POE50 | Operational-demand | 15.0122 | NA
QLD | QTRL | Tarong | Energy Queensland | Shoulder | Coincident_unreconciled | 2022 | POE90 | Operational-demand | 13.0511 | NA
QLD | QTRL | Tarong | Energy Queensland | Shoulder | Non-coincident | 2022 | POE50 | Operational-demand | 9.3219 | 40.7191
QLD | QTRL | Tarong | Energy Queensland | Shoulder | Non-coincident | 2022 | POE90 | Operational-demand | 8.5136 | NA
QLD | QTRL | Tarong | Energy Queensland | Shoulder | Coincident_unreconciled | 2023 | POE50 | Operational-demand | 13.4011 | NA
QLD | QTRL | Tarong | Energy Queensland | Shoulder | Coincident_unreconciled | 2023 | POE90 | Operational-demand | 11.4162 | NA
QLD | QTRL | Tarong | Energy Queensland | Shoulder | Non-coincident | 2023 | POE50 | Operational-demand | 8.7673 | 40.8784
QLD | QTRL | Tarong | Energy Queensland | Shoulder | Non-coincident | 2023 | POE90 | Operational-demand | 8.074 | NA
QLD | QTRL | Tarong | Energy Queensland | Shoulder | Coincident_unreconciled | 2024 | POE50 | Operational-demand | 12.1174 | NA
QLD | QTRL | Tarong | Energy Queensland | Shoulder | Coincident_unreconciled | 2024 | POE90 | Operational-demand | 10.1088 | NA
QLD | QTRL | Tarong | Energy Queensland | Shoulder | Non-coincident | 2024 | POE50 | Operational-demand | 8.3255 | 41.0157
QLD | QTRL | Tarong | Energy Queensland | Shoulder | Non-coincident | 2024 | POE90 | Operational-demand | 7.6341 | NA
QLD | QTRL | Tarong | Energy Queensland | Shoulder | Coincident_unreconciled | 2025 | POE50 | Operational-demand | 11.0447 | NA
QLD | QTRL | Tarong | Energy Queensland | Shoulder | Coincident_unreconciled | 2025 | POE90 | Operational-demand | 9.0124 | NA
QLD | QTRL | Tarong | Energy Queensland | Shoulder | Non-coincident | 2025 | POE50 | Operational-demand | 7.9562 | 41.1339
QLD | QTRL | Tarong | Energy Queensland | Shoulder | Non-coincident | 2025 | POE90 | Operational-demand | 7.2567 | NA
QLD | QTRL | Tarong | Energy Queensland | Shoulder | Coincident_unreconciled | 2026 | POE50 | Operational-demand | 10.0773 | NA
QLD | QTRL | Tarong | Energy Queensland | Shoulder | Coincident_unreconciled | 2026 | POE90 | Operational-demand | 8.0212 | NA
QLD | QTRL | Tarong | Energy Queensland | Shoulder | Non-coincident | 2026 | POE50 | Operational-demand | 7.6232 | 41.252
QLD | QTRL | Tarong | Energy Queensland | Shoulder | Non-coincident | 2026 | POE90 | Operational-demand | 6.9155 | NA
QLD | QTRL | Tarong | Energy Queensland | Shoulder | Coincident_unreconciled | 2027 | POE50 | Operational-demand | 9.3645 | NA
QLD | QTRL | Tarong | Energy Queensland | Shoulder | Coincident_unreconciled | 2027 | POE90 | Operational-demand | 7.2848 | NA
QLD | QTRL | Tarong | Energy Queensland | Shoulder | Non-coincident | 2027 | POE50 | Operational-demand | 7.3779 | 41.372
QLD | QTRL | Tarong | Energy Queensland | Shoulder | Non-coincident | 2027 | POE90 | Operational-demand | 6.662 | NA
QLD | QTRL | Tarong | Energy Queensland | Shoulder | Coincident_unreconciled | 2028 | POE50 | Operational-demand | 8.8857 | NA
QLD | QTRL | Tarong | Energy Queensland | Shoulder | Coincident_unreconciled | 2028 | POE90 | Operational-demand | 6.7826 | NA
QLD | QTRL | Tarong | Energy Queensland | Shoulder | Non-coincident | 2028 | POE50 | Operational-demand | 7.2131 | 41.5275
QLD | QTRL | Tarong | Energy Queensland | Shoulder | Non-coincident | 2028 | POE90 | Operational-demand | 6.4892 | NA
QLD | QTRL | Tarong | Energy Queensland | Shoulder | Coincident_unreconciled | 2029 | POE50 | Operational-demand | 8.4159 | NA
QLD | QTRL | Tarong | Energy Queensland | Shoulder | Coincident_unreconciled | 2029 | POE90 | Operational-demand | 6.2895 | NA
QLD | QTRL | Tarong | Energy Queensland | Shoulder | Non-coincident | 2029 | POE50 | Operational-demand | 7.0514 | 41.7527
QLD | QTRL | Tarong | Energy Queensland | Shoulder | Non-coincident | 2029 | POE90 | Operational-demand | 6.3194 | NA
QLD | QTRL | Tarong | Energy Queensland | Shoulder | Coincident_unreconciled | 2030 | POE50 | Operational-demand | 8.1816 | NA
QLD | QTRL | Tarong | Energy Queensland | Shoulder | Coincident_unreconciled | 2030 | POE90 | Operational-demand | 6.0317 | NA
QLD | QTRL | Tarong | Energy Queensland | Shoulder | Non-coincident | 2030 | POE50 | Operational-demand | 6.9707 | 42.0138
QLD | QTRL | Tarong | Energy Queensland | Shoulder | Non-coincident | 2030 | POE90 | Operational-demand | 6.2307 | NA
QLD | QTRL | Tarong | Energy Queensland | Summer | Coincident | 2017 | ACTUAL_OPG | Operational-demand | 14.633 | 37.1474
QLD | QTRL | Tarong | Energy Queensland | Summer | Coincident | 2017 | ACTUAL_RAW | Operational-demand | 14.633 | 37.1474
QLD | QTRL | Tarong | Energy Queensland | Summer | Non-coincident | 2017 | ACTUAL_RAW | Operational-demand | 1.2973 | 44.2977
QLD | QTRL | Tarong | Energy Queensland | Summer | Non-coincident | 2017 | ACTUAL_OPG | Operational-demand | 1.2973 | 44.2977
QLD | QTRL | Tarong | Energy Queensland | Summer | Non-coincident | 2017 | ACTUAL_ADJUSTEDOPG | Operational-demand | 11.1063 | 44.2977
QLD | QTRL | Tarong | Energy Queensland | Summer | Coincident | 2018 | ACTUAL_OPG | Operational-demand | 19.563 | 36.5554
QLD | QTRL | Tarong | Energy Queensland | Summer | Coincident | 2018 | ACTUAL_RAW | Operational-demand | 19.563 | 36.5554
QLD | QTRL | Tarong | Energy Queensland | Summer | Non-coincident | 2018 | ACTUAL_RAW | Operational-demand | 11.8597 | 44.0166
QLD | QTRL | Tarong | Energy Queensland | Summer | Non-coincident | 2018 | ACTUAL_OPG | Operational-demand | 11.8597 | 44.0166
QLD | QTRL | Tarong | Energy Queensland | Summer | Non-coincident | 2018 | ACTUAL_ADJUSTEDOPG | Operational-demand | 11.8597 | 44.0166
QLD | QTRL | Tarong | Energy Queensland | Summer | Coincident | 2019 | ACTUAL_OPG | Operational-demand | 15.184 | 44.8498
QLD | QTRL | Tarong | Energy Queensland | Summer | Coincident | 2019 | ACTUAL_RAW | Operational-demand | 15.184 | 44.8498
QLD | QTRL | Tarong | Energy Queensland | Summer | Non-coincident | 2019 | ACTUAL_RAW | Operational-demand | 9.8905 | 45.7125
QLD | QTRL | Tarong | Energy Queensland | Summer | Non-coincident | 2019 | ACTUAL_OPG | Operational-demand | 9.8905 | 45.7125
QLD | QTRL | Tarong | Energy Queensland | Summer | Non-coincident | 2019 | ACTUAL_ADJUSTEDOPG | Operational-demand | 9.8905 | 45.7125
QLD | QTRL | Tarong | Energy Queensland | Summer | Non-coincident | 2019 | BASEYEARPOE90 | Operational-demand | 10.6719 | NA
QLD | QTRL | Tarong | Energy Queensland | Summer | Non-coincident | 2019 | BASEYEARPOE50 | Operational-demand | 12.8302 | 45.3538
QLD | QTRL | Tarong | Energy Queensland | Summer | Coincident | 2020 | ACTUAL_OPG | Operational-demand | 11.8383 | 45.9131
QLD | QTRL | Tarong | Energy Queensland | Summer | Coincident | 2020 | ACTUAL_RAW | Operational-demand | 11.8383 | 45.9131
QLD | QTRL | Tarong | Energy Queensland | Summer | Non-coincident | 2020 | ACTUAL_RAW | Operational-demand | 10.6924 | 48.068
QLD | QTRL | Tarong | Energy Queensland | Summer | Non-coincident | 2020 | ACTUAL_OPG | Operational-demand | 10.6924 | 48.068
QLD | QTRL | Tarong | Energy Queensland | Summer | Non-coincident | 2020 | ACTUAL_ADJUSTEDOPG | Operational-demand | 10.6924 | 48.068
QLD | QTRL | Tarong | Energy Queensland | Summer | Coincident_unreconciled | 2021 | POE50 | Operational-demand | 14 | NA
QLD | QTRL | Tarong | Energy Queensland | Summer | Coincident_unreconciled | 2021 | POE90 | Operational-demand | 9.0732 | NA
QLD | QTRL | Tarong | Energy Queensland | Summer | Non-coincident | 2021 | POE50 | Operational-demand | 10 | 45.6811
QLD | QTRL | Tarong | Energy Queensland | Summer | Non-coincident | 2021 | POE90 | Operational-demand | 8.077 | NA
QLD | QTRL | Tarong | Energy Queensland | Summer | Coincident_unreconciled | 2022 | POE50 | Operational-demand | 12.2669 | NA
QLD | QTRL | Tarong | Energy Queensland | Summer | Coincident_unreconciled | 2022 | POE90 | Operational-demand | 7.3219 | NA
QLD | QTRL | Tarong | Energy Queensland | Summer | Non-coincident | 2022 | POE50 | Operational-demand | 9.3235 | 45.7862
QLD | QTRL | Tarong | Energy Queensland | Summer | Non-coincident | 2022 | POE90 | Operational-demand | 7.3934 | NA
QLD | QTRL | Tarong | Energy Queensland | Summer | Coincident_unreconciled | 2023 | POE50 | Operational-demand | 10.8838 | NA
QLD | QTRL | Tarong | Energy Queensland | Summer | Coincident_unreconciled | 2023 | POE90 | Operational-demand | 5.913 | NA
QLD | QTRL | Tarong | Energy Queensland | Summer | Non-coincident | 2023 | POE50 | Operational-demand | 8.7837 | 45.9534
QLD | QTRL | Tarong | Energy Queensland | Summer | Non-coincident | 2023 | POE90 | Operational-demand | 6.8435 | NA
QLD | QTRL | Tarong | Energy Queensland | Summer | Coincident_unreconciled | 2024 | POE50 | Operational-demand | 9.7667 | NA
QLD | QTRL | Tarong | Energy Queensland | Summer | Coincident_unreconciled | 2024 | POE90 | Operational-demand | 4.7702 | NA
QLD | QTRL | Tarong | Energy Queensland | Summer | Non-coincident | 2024 | POE50 | Operational-demand | 8.3476 | 46.1069
QLD | QTRL | Tarong | Energy Queensland | Summer | Non-coincident | 2024 | POE90 | Operational-demand | 6.3974 | NA
QLD | QTRL | Tarong | Energy Queensland | Summer | Coincident_unreconciled | 2025 | POE50 | Operational-demand | 8.8236 | NA
QLD | QTRL | Tarong | Energy Queensland | Summer | Coincident_unreconciled | 2025 | POE90 | Operational-demand | 3.8014 | NA
QLD | QTRL | Tarong | Energy Queensland | Summer | Non-coincident | 2025 | POE50 | Operational-demand | 7.9795 | 46.2507
QLD | QTRL | Tarong | Energy Queensland | Summer | Non-coincident | 2025 | POE90 | Operational-demand | 6.0193 | NA
QLD | QTRL | Tarong | Energy Queensland | Summer | Coincident_unreconciled | 2026 | POE50 | Operational-demand | 7.9642 | NA
QLD | QTRL | Tarong | Energy Queensland | Summer | Coincident_unreconciled | 2026 | POE90 | Operational-demand | 2.9162 | NA
QLD | QTRL | Tarong | Energy Queensland | Summer | Non-coincident | 2026 | POE50 | Operational-demand | 7.6441 | 46.4002
QLD | QTRL | Tarong | Energy Queensland | Summer | Non-coincident | 2026 | POE90 | Operational-demand | 5.6738 | NA
QLD | QTRL | Tarong | Energy Queensland | Summer | Coincident_unreconciled | 2027 | POE50 | Operational-demand | 7.3334 | NA
QLD | QTRL | Tarong | Energy Queensland | Summer | Coincident_unreconciled | 2027 | POE90 | Operational-demand | 2.2598 | NA
QLD | QTRL | Tarong | Energy Queensland | Summer | Non-coincident | 2027 | POE50 | Operational-demand | 7.3979 | 46.5581
QLD | QTRL | Tarong | Energy Queensland | Summer | Non-coincident | 2027 | POE90 | Operational-demand | 5.4176 | NA
QLD | QTRL | Tarong | Energy Queensland | Summer | Coincident_unreconciled | 2028 | POE50 | Operational-demand | 6.9089 | NA
QLD | QTRL | Tarong | Energy Queensland | Summer | Coincident_unreconciled | 2028 | POE90 | Operational-demand | 1.81 | NA
QLD | QTRL | Tarong | Energy Queensland | Summer | Non-coincident | 2028 | POE50 | Operational-demand | 7.2322 | 46.7512
QLD | QTRL | Tarong | Energy Queensland | Summer | Non-coincident | 2028 | POE90 | Operational-demand | 5.242 | NA
QLD | QTRL | Tarong | Energy Queensland | Summer | Coincident_unreconciled | 2029 | POE50 | Operational-demand | 6.5003 | NA
QLD | QTRL | Tarong | Energy Queensland | Summer | Coincident_unreconciled | 2029 | POE90 | Operational-demand | 1.376 | NA
QLD | QTRL | Tarong | Energy Queensland | Summer | Non-coincident | 2029 | POE50 | Operational-demand | 7.0727 | 47.0045
QLD | QTRL | Tarong | Energy Queensland | Summer | Non-coincident | 2029 | POE90 | Operational-demand | 5.0726 | NA
QLD | QTRL | Tarong | Energy Queensland | Summer | Coincident_unreconciled | 2030 | POE50 | Operational-demand | 6.3206 | NA
QLD | QTRL | Tarong | Energy Queensland | Summer | Coincident_unreconciled | 2030 | POE90 | Operational-demand | 1.1708 | NA
QLD | QTRL | Tarong | Energy Queensland | Summer | Non-coincident | 2030 | POE50 | Operational-demand | 7.0026 | 47.2922
QLD | QTRL | Tarong | Energy Queensland | Summer | Non-coincident | 2030 | POE90 | Operational-demand | 4.9925 | NA
QLD | QTRL | Tarong | Energy Queensland | Winter | Coincident | 2016 | ACTUAL_OPG | Operational-demand | 19.6731 | 36.466
QLD | QTRL | Tarong | Energy Queensland | Winter | Coincident | 2016 | ACTUAL_RAW | Operational-demand | 19.6731 | 36.466
QLD | QTRL | Tarong | Energy Queensland | Winter | Non-coincident | 2016 | ACTUAL_RAW | Operational-demand | 12.7716 | 38.2806
QLD | QTRL | Tarong | Energy Queensland | Winter | Non-coincident | 2016 | ACTUAL_OPG | Operational-demand | 12.7716 | 38.2806
QLD | QTRL | Tarong | Energy Queensland | Winter | Non-coincident | 2016 | ACTUAL_ADJUSTEDOPG | Operational-demand | 12.7716 | 38.2806
QLD | QTRL | Tarong | Energy Queensland | Winter | Coincident | 2017 | ACTUAL_OPG | Operational-demand | 20.6924 | 38.9654
QLD | QTRL | Tarong | Energy Queensland | Winter | Coincident | 2017 | ACTUAL_RAW | Operational-demand | 20.6924 | 38.9654
QLD | QTRL | Tarong | Energy Queensland | Winter | Non-coincident | 2017 | ACTUAL_RAW | Operational-demand | 14.3563 | 40.8475
QLD | QTRL | Tarong | Energy Queensland | Winter | Non-coincident | 2017 | ACTUAL_OPG | Operational-demand | 14.3563 | 40.8475
QLD | QTRL | Tarong | Energy Queensland | Winter | Non-coincident | 2017 | ACTUAL_ADJUSTEDOPG | Operational-demand | 14.3563 | 40.8475
QLD | QTRL | Tarong | Energy Queensland | Winter | Coincident | 2018 | ACTUAL_OPG | Operational-demand | 16.8533 | 41.8734
QLD | QTRL | Tarong | Energy Queensland | Winter | Coincident | 2018 | ACTUAL_RAW | Operational-demand | 16.8533 | 41.8734
QLD | QTRL | Tarong | Energy Queensland | Winter | Non-coincident | 2018 | ACTUAL_RAW | Operational-demand | 14.7592 | 43.839
QLD | QTRL | Tarong | Energy Queensland | Winter | Non-coincident | 2018 | ACTUAL_OPG | Operational-demand | 14.7592 | 43.839
QLD | QTRL | Tarong | Energy Queensland | Winter | Non-coincident | 2018 | ACTUAL_ADJUSTEDOPG | Operational-demand | 14.7592 | 43.839
QLD | QTRL | Tarong | Energy Queensland | Winter | Coincident | 2019 | ACTUAL_OPG | Operational-demand | 14.6396 | 38.5015
QLD | QTRL | Tarong | Energy Queensland | Winter | Coincident | 2019 | ACTUAL_RAW | Operational-demand | 14.6396 | 38.5015
QLD | QTRL | Tarong | Energy Queensland | Winter | Non-coincident | 2019 | ACTUAL_RAW | Operational-demand | 12.3347 | 44.4342
QLD | QTRL | Tarong | Energy Queensland | Winter | Non-coincident | 2019 | ACTUAL_OPG | Operational-demand | 12.3347 | 44.4342
QLD | QTRL | Tarong | Energy Queensland | Winter | Non-coincident | 2019 | ACTUAL_ADJUSTEDOPG | Operational-demand | 12.3347 | 44.4342
QLD | QTRL | Tarong | Energy Queensland | Winter | Non-coincident | 2019 | BASEYEARPOE90 | Operational-demand | 10.8443 | NA
QLD | QTRL | Tarong | Energy Queensland | Winter | Non-coincident | 2019 | BASEYEARPOE50 | Operational-demand | 12.4851 | 42.6643
QLD | QTRL | Tarong | Energy Queensland | Winter | Coincident_unreconciled | 2020 | POE50 | Operational-demand | 13 | NA
QLD | QTRL | Tarong | Energy Queensland | Winter | Coincident_unreconciled | 2020 | POE90 | Operational-demand | 11.1161 | NA
QLD | QTRL | Tarong | Energy Queensland | Winter | Non-coincident | 2020 | POE50 | Operational-demand | 10 | 42.9669
QLD | QTRL | Tarong | Energy Queensland | Winter | Non-coincident | 2020 | POE90 | Operational-demand | 8.5941 | NA
QLD | QTRL | Tarong | Energy Queensland | Winter | Coincident_unreconciled | 2021 | POE50 | Operational-demand | 12.1228 | NA
QLD | QTRL | Tarong | Energy Queensland | Winter | Coincident_unreconciled | 2021 | POE90 | Operational-demand | 10.2348 | NA
QLD | QTRL | Tarong | Energy Queensland | Winter | Non-coincident | 2021 | POE50 | Operational-demand | 9.3454 | 43.0207
QLD | QTRL | Tarong | Energy Queensland | Winter | Non-coincident | 2021 | POE90 | Operational-demand | 7.9365 | NA
QLD | QTRL | Tarong | Energy Queensland | Winter | Coincident_unreconciled | 2022 | POE50 | Operational-demand | 11.3062 | NA
QLD | QTRL | Tarong | Energy Queensland | Winter | Coincident_unreconciled | 2022 | POE90 | Operational-demand | 9.4067 | NA
QLD | QTRL | Tarong | Energy Queensland | Winter | Non-coincident | 2022 | POE50 | Operational-demand | 8.736 | 43.1895
QLD | QTRL | Tarong | Energy Queensland | Winter | Non-coincident | 2022 | POE90 | Operational-demand | 7.3185 | NA
QLD | QTRL | Tarong | Energy Queensland | Winter | Coincident_unreconciled | 2023 | POE50 | Operational-demand | 10.7133 | NA
QLD | QTRL | Tarong | Energy Queensland | Winter | Coincident_unreconciled | 2023 | POE90 | Operational-demand | 8.8024 | NA
QLD | QTRL | Tarong | Energy Queensland | Winter | Non-coincident | 2023 | POE50 | Operational-demand | 8.2936 | 43.3552
QLD | QTRL | Tarong | Energy Queensland | Winter | Non-coincident | 2023 | POE90 | Operational-demand | 6.8676 | NA
QLD | QTRL | Tarong | Energy Queensland | Winter | Coincident_unreconciled | 2024 | POE50 | Operational-demand | 10.1911 | NA
QLD | QTRL | Tarong | Energy Queensland | Winter | Coincident_unreconciled | 2024 | POE90 | Operational-demand | 8.2688 | NA
QLD | QTRL | Tarong | Energy Queensland | Winter | Non-coincident | 2024 | POE50 | Operational-demand | 7.9039 | 43.4729
QLD | QTRL | Tarong | Energy Queensland | Winter | Non-coincident | 2024 | POE90 | Operational-demand | 6.4694 | NA
QLD | QTRL | Tarong | Energy Queensland | Winter | Coincident_unreconciled | 2025 | POE50 | Operational-demand | 9.7674 | NA
QLD | QTRL | Tarong | Energy Queensland | Winter | Coincident_unreconciled | 2025 | POE90 | Operational-demand | 7.8336 | NA
QLD | QTRL | Tarong | Energy Queensland | Winter | Non-coincident | 2025 | POE50 | Operational-demand | 7.5877 | 43.5824
QLD | QTRL | Tarong | Energy Queensland | Winter | Non-coincident | 2025 | POE90 | Operational-demand | 6.1446 | NA
QLD | QTRL | Tarong | Energy Queensland | Winter | Coincident_unreconciled | 2026 | POE50 | Operational-demand | 9.3544 | NA
QLD | QTRL | Tarong | Energy Queensland | Winter | Coincident_unreconciled | 2026 | POE90 | Operational-demand | 7.4092 | NA
QLD | QTRL | Tarong | Energy Queensland | Winter | Non-coincident | 2026 | POE50 | Operational-demand | 7.2795 | 43.6871
QLD | QTRL | Tarong | Energy Queensland | Winter | Non-coincident | 2026 | POE90 | Operational-demand | 5.8279 | NA
QLD | QTRL | Tarong | Energy Queensland | Winter | Coincident_unreconciled | 2027 | POE50 | Operational-demand | 9.1433 | NA
QLD | QTRL | Tarong | Energy Queensland | Winter | Coincident_unreconciled | 2027 | POE90 | Operational-demand | 7.1869 | NA
QLD | QTRL | Tarong | Energy Queensland | Winter | Non-coincident | 2027 | POE50 | Operational-demand | 7.122 | 43.7885
QLD | QTRL | Tarong | Energy Queensland | Winter | Non-coincident | 2027 | POE90 | Operational-demand | 5.662 | NA
QLD | QTRL | Tarong | Energy Queensland | Winter | Coincident_unreconciled | 2028 | POE50 | Operational-demand | 8.9714 | NA
QLD | QTRL | Tarong | Energy Queensland | Winter | Coincident_unreconciled | 2028 | POE90 | Operational-demand | 7.0037 | NA
QLD | QTRL | Tarong | Energy Queensland | Winter | Non-coincident | 2028 | POE50 | Operational-demand | 6.9937 | 43.9592
QLD | QTRL | Tarong | Energy Queensland | Winter | Non-coincident | 2028 | POE90 | Operational-demand | 5.5253 | NA
QLD | QTRL | Tarong | Energy Queensland | Winter | Coincident_unreconciled | 2029 | POE50 | Operational-demand | 8.8331 | NA
QLD | QTRL | Tarong | Energy Queensland | Winter | Coincident_unreconciled | 2029 | POE90 | Operational-demand | 6.8542 | NA
QLD | QTRL | Tarong | Energy Queensland | Winter | Non-coincident | 2029 | POE50 | Operational-demand | 6.8904 | 44.2125
QLD | QTRL | Tarong | Energy Queensland | Winter | Non-coincident | 2029 | POE90 | Operational-demand | 5.4137 | NA
QLD | QTRL | Tarong | Energy Queensland | Shoulder | Non-coincident | 2019 | BASEYEARPOE10 | Operational-demand | NA | 41.4261
QLD | QTRL | Tarong | Energy Queensland | Shoulder | Coincident | 2021 | POE10 | Operational-demand | NA | 34.4277
QLD | QTRL | Tarong | Energy Queensland | Shoulder | Coincident | 2021 | POE50 | Operational-demand | NA | 34.9236
QLD | QTRL | Tarong | Energy Queensland | Shoulder | Non-coincident | 2021 | POE10 | Operational-demand | NA | 41.3558
QLD | QTRL | Tarong | Energy Queensland | Shoulder | Coincident | 2022 | POE10 | Operational-demand | NA | 35.4743
QLD | QTRL | Tarong | Energy Queensland | Shoulder | Coincident | 2022 | POE50 | Operational-demand | NA | 35.3836
QLD | QTRL | Tarong | Energy Queensland | Shoulder | Non-coincident | 2022 | POE10 | Operational-demand | NA | 41.469
QLD | QTRL | Tarong | Energy Queensland | Shoulder | Coincident | 2023 | POE10 | Operational-demand | NA | 35.6827
QLD | QTRL | Tarong | Energy Queensland | Shoulder | Coincident | 2023 | POE50 | Operational-demand | NA | 35.7617
QLD | QTRL | Tarong | Energy Queensland | Shoulder | Non-coincident | 2023 | POE10 | Operational-demand | NA | 41.6335
QLD | QTRL | Tarong | Energy Queensland | Shoulder | Coincident | 2024 | POE10 | Operational-demand | NA | 35.9772
QLD | QTRL | Tarong | Energy Queensland | Shoulder | Coincident | 2024 | POE50 | Operational-demand | NA | 36.529
QLD | QTRL | Tarong | Energy Queensland | Shoulder | Non-coincident | 2024 | POE10 | Operational-demand | NA | 41.776
QLD | QTRL | Tarong | Energy Queensland | Shoulder | Coincident | 2025 | POE10 | Operational-demand | NA | 36.1957
QLD | QTRL | Tarong | Energy Queensland | Shoulder | Coincident | 2025 | POE50 | Operational-demand | NA | 36.4818
QLD | QTRL | Tarong | Energy Queensland | Shoulder | Non-coincident | 2025 | POE10 | Operational-demand | NA | 41.8993
QLD | QTRL | Tarong | Energy Queensland | Shoulder | Coincident | 2026 | POE10 | Operational-demand | NA | 36.115
QLD | QTRL | Tarong | Energy Queensland | Shoulder | Coincident | 2026 | POE50 | Operational-demand | NA | 36.5986
QLD | QTRL | Tarong | Energy Queensland | Shoulder | Non-coincident | 2026 | POE10 | Operational-demand | NA | 42.0226
QLD | QTRL | Tarong | Energy Queensland | Shoulder | Coincident | 2027 | POE10 | Operational-demand | NA | 36.0719
QLD | QTRL | Tarong | Energy Queensland | Shoulder | Coincident | 2027 | POE50 | Operational-demand | NA | 36.5167
QLD | QTRL | Tarong | Energy Queensland | Shoulder | Non-coincident | 2027 | POE10 | Operational-demand | NA | 42.1477
QLD | QTRL | Tarong | Energy Queensland | Shoulder | Coincident | 2028 | POE10 | Operational-demand | NA | 36.0719
QLD | QTRL | Tarong | Energy Queensland | Shoulder | Coincident | 2028 | POE50 | Operational-demand | NA | 36.6032
QLD | QTRL | Tarong | Energy Queensland | Shoulder | Non-coincident | 2028 | POE10 | Operational-demand | NA | 42.3082
QLD | QTRL | Tarong | Energy Queensland | Shoulder | Coincident | 2029 | POE10 | Operational-demand | NA | 36.6061
QLD | QTRL | Tarong | Energy Queensland | Shoulder | Coincident | 2029 | POE50 | Operational-demand | NA | 36.9254
QLD | QTRL | Tarong | Energy Queensland | Shoulder | Non-coincident | 2029 | POE10 | Operational-demand | NA | 42.5385
QLD | QTRL | Tarong | Energy Queensland | Shoulder | Coincident | 2030 | POE10 | Operational-demand | NA | 36.8329
QLD | QTRL | Tarong | Energy Queensland | Shoulder | Coincident | 2030 | POE50 | Operational-demand | NA | 37.192
QLD | QTRL | Tarong | Energy Queensland | Shoulder | Non-coincident | 2030 | POE10 | Operational-demand | NA | 42.8048
QLD | QTRL | Tarong | Energy Queensland | Summer | Non-coincident | 2019 | BASEYEARPOE10 | Operational-demand | NA | 48.4099
QLD | QTRL | Tarong | Energy Queensland | Summer | Coincident | 2021 | POE10 | Operational-demand | NA | 43.6168
QLD | QTRL | Tarong | Energy Queensland | Summer | Coincident | 2021 | POE50 | Operational-demand | NA | 42.1922
QLD | QTRL | Tarong | Energy Queensland | Summer | Non-coincident | 2021 | POE10 | Operational-demand | NA | 49.3561
QLD | QTRL | Tarong | Energy Queensland | Summer | Coincident | 2022 | POE10 | Operational-demand | NA | 44.5163
QLD | QTRL | Tarong | Energy Queensland | Summer | Coincident | 2022 | POE50 | Operational-demand | NA | 42.992
QLD | QTRL | Tarong | Energy Queensland | Summer | Non-coincident | 2022 | POE10 | Operational-demand | NA | 49.4754
QLD | QTRL | Tarong | Energy Queensland | Summer | Coincident | 2023 | POE10 | Operational-demand | NA | 44.931
QLD | QTRL | Tarong | Energy Queensland | Summer | Coincident | 2023 | POE50 | Operational-demand | NA | 43.2914
QLD | QTRL | Tarong | Energy Queensland | Summer | Non-coincident | 2023 | POE10 | Operational-demand | NA | 49.6627
QLD | QTRL | Tarong | Energy Queensland | Summer | Coincident | 2024 | POE10 | Operational-demand | NA | 45.6066
QLD | QTRL | Tarong | Energy Queensland | Summer | Coincident | 2024 | POE50 | Operational-demand | NA | 43.9789
QLD | QTRL | Tarong | Energy Queensland | Summer | Non-coincident | 2024 | POE10 | Operational-demand | NA | 49.8362
QLD | QTRL | Tarong | Energy Queensland | Summer | Coincident | 2025 | POE10 | Operational-demand | NA | 45.5425
QLD | QTRL | Tarong | Energy Queensland | Summer | Coincident | 2025 | POE50 | Operational-demand | NA | 44.1371
QLD | QTRL | Tarong | Energy Queensland | Summer | Non-coincident | 2025 | POE10 | Operational-demand | NA | 50.0002
QLD | QTRL | Tarong | Energy Queensland | Summer | Coincident | 2026 | POE10 | Operational-demand | NA | 45.8885
QLD | QTRL | Tarong | Energy Queensland | Summer | Coincident | 2026 | POE50 | Operational-demand | NA | 44.3184
QLD | QTRL | Tarong | Energy Queensland | Summer | Non-coincident | 2026 | POE10 | Operational-demand | NA | 50.1699
QLD | QTRL | Tarong | Energy Queensland | Summer | Coincident | 2027 | POE10 | Operational-demand | NA | 45.6867
QLD | QTRL | Tarong | Energy Queensland | Summer | Coincident | 2027 | POE50 | Operational-demand | NA | 44.27
QLD | QTRL | Tarong | Energy Queensland | Summer | Non-coincident | 2027 | POE10 | Operational-demand | NA | 50.3477
QLD | QTRL | Tarong | Energy Queensland | Summer | Coincident | 2028 | POE10 | Operational-demand | NA | 45.8921
QLD | QTRL | Tarong | Energy Queensland | Summer | Coincident | 2028 | POE50 | Operational-demand | NA | 44.4427
QLD | QTRL | Tarong | Energy Queensland | Summer | Non-coincident | 2028 | POE10 | Operational-demand | NA | 50.5606
QLD | QTRL | Tarong | Energy Queensland | Summer | Coincident | 2029 | POE10 | Operational-demand | NA | 45.9974
QLD | QTRL | Tarong | Energy Queensland | Summer | Coincident | 2029 | POE50 | Operational-demand | NA | 44.7365
QLD | QTRL | Tarong | Energy Queensland | Summer | Non-coincident | 2029 | POE10 | Operational-demand | NA | 50.8337
QLD | QTRL | Tarong | Energy Queensland | Summer | Coincident | 2030 | POE10 | Operational-demand | NA | 46.3054
QLD | QTRL | Tarong | Energy Queensland | Summer | Coincident | 2030 | POE50 | Operational-demand | NA | 44.8008
QLD | QTRL | Tarong | Energy Queensland | Summer | Non-coincident | 2030 | POE10 | Operational-demand | NA | 51.1413
QLD | QTRL | Tarong | Energy Queensland | Winter | Non-coincident | 2019 | BASEYEARPOE10 | Operational-demand | NA | 44.2226
QLD | QTRL | Tarong | Energy Queensland | Winter | Coincident | 2020 | POE10 | Operational-demand | NA | 41.3862
QLD | QTRL | Tarong | Energy Queensland | Winter | Coincident | 2020 | POE50 | Operational-demand | NA | 39.6192
QLD | QTRL | Tarong | Energy Queensland | Winter | Non-coincident | 2020 | POE10 | Operational-demand | NA | 44.3994
QLD | QTRL | Tarong | Energy Queensland | Winter | Coincident | 2021 | POE10 | Operational-demand | NA | 41.0912
QLD | QTRL | Tarong | Energy Queensland | Winter | Coincident | 2021 | POE50 | Operational-demand | NA | 39.3251
QLD | QTRL | Tarong | Energy Queensland | Winter | Non-coincident | 2021 | POE10 | Operational-demand | NA | 44.4564
QLD | QTRL | Tarong | Energy Queensland | Winter | Coincident | 2022 | POE10 | Operational-demand | NA | 42.168
QLD | QTRL | Tarong | Energy Queensland | Winter | Coincident | 2022 | POE50 | Operational-demand | NA | 40.3599
QLD | QTRL | Tarong | Energy Queensland | Winter | Non-coincident | 2022 | POE10 | Operational-demand | NA | 44.6337
QLD | QTRL | Tarong | Energy Queensland | Winter | Coincident | 2023 | POE10 | Operational-demand | NA | 42.7238
QLD | QTRL | Tarong | Energy Queensland | Winter | Coincident | 2023 | POE50 | Operational-demand | NA | 40.8503
QLD | QTRL | Tarong | Energy Queensland | Winter | Non-coincident | 2023 | POE10 | Operational-demand | NA | 44.8081
QLD | QTRL | Tarong | Energy Queensland | Winter | Coincident | 2024 | POE10 | Operational-demand | NA | 43.4837
QLD | QTRL | Tarong | Energy Queensland | Winter | Coincident | 2024 | POE50 | Operational-demand | NA | 41.413
QLD | QTRL | Tarong | Energy Queensland | Winter | Non-coincident | 2024 | POE10 | Operational-demand | NA | 44.9344
QLD | QTRL | Tarong | Energy Queensland | Winter | Coincident | 2025 | POE10 | Operational-demand | NA | 43.4636
QLD | QTRL | Tarong | Energy Queensland | Winter | Coincident | 2025 | POE50 | Operational-demand | NA | 41.4785
QLD | QTRL | Tarong | Energy Queensland | Winter | Non-coincident | 2025 | POE10 | Operational-demand | NA | 45.0525
QLD | QTRL | Tarong | Energy Queensland | Winter | Coincident | 2026 | POE10 | Operational-demand | NA | 43.5436
QLD | QTRL | Tarong | Energy Queensland | Winter | Coincident | 2026 | POE50 | Operational-demand | NA | 41.6287
QLD | QTRL | Tarong | Energy Queensland | Winter | Non-coincident | 2026 | POE10 | Operational-demand | NA | 45.1659
QLD | QTRL | Tarong | Energy Queensland | Winter | Coincident | 2027 | POE10 | Operational-demand | NA | 43.6073
QLD | QTRL | Tarong | Energy Queensland | Winter | Coincident | 2027 | POE50 | Operational-demand | NA | 41.6891
QLD | QTRL | Tarong | Energy Queensland | Winter | Non-coincident | 2027 | POE10 | Operational-demand | NA | 45.2758
QLD | QTRL | Tarong | Energy Queensland | Winter | Coincident | 2028 | POE10 | Operational-demand | NA | 44.2199
QLD | QTRL | Tarong | Energy Queensland | Winter | Coincident | 2028 | POE50 | Operational-demand | NA | 41.9448
QLD | QTRL | Tarong | Energy Queensland | Winter | Non-coincident | 2028 | POE10 | Operational-demand | NA | 45.455
QLD | QTRL | Tarong | Energy Queensland | Winter | Coincident | 2029 | POE10 | Operational-demand | NA | 44.2352
QLD | QTRL | Tarong | Energy Queensland | Winter | Coincident | 2029 | POE50 | Operational-demand | NA | 42.1784
QLD | QTRL | Tarong | Energy Queensland | Winter | Non-coincident | 2029 | POE10 | Operational-demand | NA | 45.7169
QLD | QTUH | Turkinje 132 | Energy Queensland | Shoulder | Coincident | 2017 | ACTUAL_OPG | Operational-demand | 9.4901 | 17.4802
QLD | QTUH | Turkinje 132 | Energy Queensland | Shoulder | Coincident | 2017 | ACTUAL_RAW | Operational-demand | 9.4901 | 17.4802
QLD | QTUH | Turkinje 132 | Energy Queensland | Shoulder | Non-coincident | 2017 | ACTUAL_RAW | Operational-demand | 7.7273 | 20.393
QLD | QTUH | Turkinje 132 | Energy Queensland | Shoulder | Non-coincident | 2017 | ACTUAL_OPG | Operational-demand | 7.7273 | 20.393
QLD | QTUH | Turkinje 132 | Energy Queensland | Shoulder | Non-coincident | 2017 | ACTUAL_ADJUSTEDOPG | Operational-demand | 7.7273 | 20.393
QLD | QTUH | Turkinje 132 | Energy Queensland | Shoulder | Coincident | 2018 | ACTUAL_OPG | Operational-demand | 9.1681 | 17.7781
QLD | QTUH | Turkinje 132 | Energy Queensland | Shoulder | Coincident | 2018 | ACTUAL_RAW | Operational-demand | 9.1681 | 17.7781
QLD | QTUH | Turkinje 132 | Energy Queensland | Shoulder | Non-coincident | 2018 | ACTUAL_RAW | Operational-demand | 7.6856 | 19.7498
QLD | QTUH | Turkinje 132 | Energy Queensland | Shoulder | Non-coincident | 2018 | ACTUAL_OPG | Operational-demand | 7.6856 | 19.7498
QLD | QTUH | Turkinje 132 | Energy Queensland | Shoulder | Non-coincident | 2018 | ACTUAL_ADJUSTEDOPG | Operational-demand | 7.6856 | 19.7498
QLD | QTUH | Turkinje 132 | Energy Queensland | Shoulder | Coincident | 2019 | ACTUAL_OPG | Operational-demand | 11.6606 | 16.6636
QLD | QTUH | Turkinje 132 | Energy Queensland | Shoulder | Coincident | 2019 | ACTUAL_RAW | Operational-demand | 11.6606 | 16.6636
QLD | QTUH | Turkinje 132 | Energy Queensland | Shoulder | Non-coincident | 2019 | ACTUAL_RAW | Operational-demand | 7.6075 | 18.808
QLD | QTUH | Turkinje 132 | Energy Queensland | Shoulder | Non-coincident | 2019 | ACTUAL_OPG | Operational-demand | 7.6075 | 18.808
QLD | QTUH | Turkinje 132 | Energy Queensland | Shoulder | Non-coincident | 2019 | ACTUAL_ADJUSTEDOPG | Operational-demand | 7.6075 | 18.808
QLD | QTUH | Turkinje 132 | Energy Queensland | Shoulder | Non-coincident | 2019 | BASEYEARPOE90 | Operational-demand | 7.5355 | NA
QLD | QTUH | Turkinje 132 | Energy Queensland | Shoulder | Non-coincident | 2019 | BASEYEARPOE50 | Operational-demand | 8.0803 | 18.5972
QLD | QTUH | Turkinje 132 | Energy Queensland | Shoulder | Coincident | 2020 | ACTUAL_OPG | Operational-demand | 9.9572 | 16.0335
QLD | QTUH | Turkinje 132 | Energy Queensland | Shoulder | Coincident | 2020 | ACTUAL_RAW | Operational-demand | 9.9572 | 16.0335
QLD | QTUH | Turkinje 132 | Energy Queensland | Shoulder | Non-coincident | 2020 | ACTUAL_RAW | Operational-demand | 7.5964 | 17.3365
QLD | QTUH | Turkinje 132 | Energy Queensland | Shoulder | Non-coincident | 2020 | ACTUAL_OPG | Operational-demand | 7.5964 | 17.3365
QLD | QTUH | Turkinje 132 | Energy Queensland | Shoulder | Non-coincident | 2020 | ACTUAL_ADJUSTEDOPG | Operational-demand | 7.5964 | 17.3365
QLD | QTUH | Turkinje 132 | Energy Queensland | Shoulder | Coincident_unreconciled | 2021 | POE90 | Operational-demand | 9.5 | NA
QLD | QTUH | Turkinje 132 | Energy Queensland | Shoulder | Coincident_unreconciled | 2021 | POE50 | Operational-demand | 15.0386 | NA
QLD | QTUH | Turkinje 132 | Energy Queensland | Shoulder | Non-coincident | 2021 | POE50 | Operational-demand | 8.1047 | 18.6323
QLD | QTUH | Turkinje 132 | Energy Queensland | Shoulder | Non-coincident | 2021 | POE90 | Operational-demand | 7.5605 | NA
QLD | QTUH | Turkinje 132 | Energy Queensland | Shoulder | Coincident_unreconciled | 2022 | POE90 | Operational-demand | 9.0924 | NA
QLD | QTUH | Turkinje 132 | Energy Queensland | Shoulder | Coincident_unreconciled | 2022 | POE50 | Operational-demand | 14.6329 | NA
QLD | QTUH | Turkinje 132 | Energy Queensland | Shoulder | Non-coincident | 2022 | POE50 | Operational-demand | 8.1222 | 18.6755
QLD | QTUH | Turkinje 132 | Energy Queensland | Shoulder | Non-coincident | 2022 | POE90 | Operational-demand | 7.5767 | NA
QLD | QTUH | Turkinje 132 | Energy Queensland | Shoulder | Coincident_unreconciled | 2023 | POE90 | Operational-demand | 8.6933 | NA
QLD | QTUH | Turkinje 132 | Energy Queensland | Shoulder | Coincident_unreconciled | 2023 | POE50 | Operational-demand | 14.2357 | NA
QLD | QTUH | Turkinje 132 | Energy Queensland | Shoulder | Non-coincident | 2023 | POE50 | Operational-demand | 8.1389 | 18.7164
QLD | QTUH | Turkinje 132 | Energy Queensland | Shoulder | Non-coincident | 2023 | POE90 | Operational-demand | 7.5922 | NA
QLD | QTUH | Turkinje 132 | Energy Queensland | Shoulder | Coincident_unreconciled | 2024 | POE90 | Operational-demand | 8.3067 | NA
QLD | QTUH | Turkinje 132 | Energy Queensland | Shoulder | Coincident_unreconciled | 2024 | POE50 | Operational-demand | 13.851 | NA
QLD | QTUH | Turkinje 132 | Energy Queensland | Shoulder | Non-coincident | 2024 | POE50 | Operational-demand | 8.1538 | 18.7577
QLD | QTUH | Turkinje 132 | Energy Queensland | Shoulder | Non-coincident | 2024 | POE90 | Operational-demand | 7.6059 | NA
QLD | QTUH | Turkinje 132 | Energy Queensland | Shoulder | Coincident_unreconciled | 2025 | POE90 | Operational-demand | 7.926 | NA
QLD | QTUH | Turkinje 132 | Energy Queensland | Shoulder | Coincident_unreconciled | 2025 | POE50 | Operational-demand | 13.4722 | NA
QLD | QTUH | Turkinje 132 | Energy Queensland | Shoulder | Non-coincident | 2025 | POE50 | Operational-demand | 8.1673 | 18.8035
QLD | QTUH | Turkinje 132 | Energy Queensland | Shoulder | Non-coincident | 2025 | POE90 | Operational-demand | 7.6182 | NA
QLD | QTUH | Turkinje 132 | Energy Queensland | Shoulder | Coincident_unreconciled | 2026 | POE90 | Operational-demand | 7.5815 | NA
QLD | QTUH | Turkinje 132 | Energy Queensland | Shoulder | Coincident_unreconciled | 2026 | POE50 | Operational-demand | 13.1296 | NA
QLD | QTUH | Turkinje 132 | Energy Queensland | Shoulder | Non-coincident | 2026 | POE50 | Operational-demand | 8.1805 | 18.8579
QLD | QTUH | Turkinje 132 | Energy Queensland | Shoulder | Non-coincident | 2026 | POE90 | Operational-demand | 7.6302 | NA
QLD | QTUH | Turkinje 132 | Energy Queensland | Shoulder | Coincident_unreconciled | 2027 | POE90 | Operational-demand | 7.335 | NA
QLD | QTUH | Turkinje 132 | Energy Queensland | Shoulder | Coincident_unreconciled | 2027 | POE50 | Operational-demand | 12.8854 | NA
QLD | QTUH | Turkinje 132 | Energy Queensland | Shoulder | Non-coincident | 2027 | POE50 | Operational-demand | 8.2 | 18.9406
QLD | QTUH | Turkinje 132 | Energy Queensland | Shoulder | Non-coincident | 2027 | POE90 | Operational-demand | 7.6482 | NA
QLD | QTUH | Turkinje 132 | Energy Queensland | Shoulder | Coincident_unreconciled | 2028 | POE90 | Operational-demand | 7.1467 | NA
QLD | QTUH | Turkinje 132 | Energy Queensland | Shoulder | Coincident_unreconciled | 2028 | POE50 | Operational-demand | 12.6997 | NA
QLD | QTUH | Turkinje 132 | Energy Queensland | Shoulder | Non-coincident | 2028 | POE50 | Operational-demand | 8.0996 | 19.0567
QLD | QTUH | Turkinje 132 | Energy Queensland | Shoulder | Non-coincident | 2028 | POE90 | Operational-demand | 7.5466 | NA
QLD | QTUH | Turkinje 132 | Energy Queensland | Shoulder | Coincident_unreconciled | 2029 | POE90 | Operational-demand | 7.0113 | NA
QLD | QTUH | Turkinje 132 | Energy Queensland | Shoulder | Coincident_unreconciled | 2029 | POE50 | Operational-demand | 12.567 | NA
QLD | QTUH | Turkinje 132 | Energy Queensland | Shoulder | Non-coincident | 2029 | POE50 | Operational-demand | 8.015 | 19.1994
QLD | QTUH | Turkinje 132 | Energy Queensland | Shoulder | Non-coincident | 2029 | POE90 | Operational-demand | 7.4603 | NA
QLD | QTUH | Turkinje 132 | Energy Queensland | Shoulder | Coincident_unreconciled | 2030 | POE90 | Operational-demand | 6.9281 | NA
QLD | QTUH | Turkinje 132 | Energy Queensland | Shoulder | Coincident_unreconciled | 2030 | POE50 | Operational-demand | 12.4864 | NA
QLD | QTUH | Turkinje 132 | Energy Queensland | Shoulder | Non-coincident | 2030 | POE50 | Operational-demand | 7.9636 | 19.3737
QLD | QTUH | Turkinje 132 | Energy Queensland | Shoulder | Non-coincident | 2030 | POE90 | Operational-demand | 7.4072 | NA
QLD | QTUH | Turkinje 132 | Energy Queensland | Summer | Coincident | 2017 | ACTUAL_OPG | Operational-demand | 11.0164 | 18.3278
QLD | QTUH | Turkinje 132 | Energy Queensland | Summer | Coincident | 2017 | ACTUAL_RAW | Operational-demand | 11.0164 | 18.3278
QLD | QTUH | Turkinje 132 | Energy Queensland | Summer | Non-coincident | 2017 | ACTUAL_RAW | Operational-demand | 9.1841 | 21.2249
QLD | QTUH | Turkinje 132 | Energy Queensland | Summer | Non-coincident | 2017 | ACTUAL_OPG | Operational-demand | 9.1841 | 21.2249
QLD | QTUH | Turkinje 132 | Energy Queensland | Summer | Non-coincident | 2017 | ACTUAL_ADJUSTEDOPG | Operational-demand | 9.1841 | 21.2249
QLD | QTUH | Turkinje 132 | Energy Queensland | Summer | Coincident | 2018 | ACTUAL_OPG | Operational-demand | 10.328 | 17.9146
QLD | QTUH | Turkinje 132 | Energy Queensland | Summer | Coincident | 2018 | ACTUAL_RAW | Operational-demand | 10.328 | 17.9146
QLD | QTUH | Turkinje 132 | Energy Queensland | Summer | Non-coincident | 2018 | ACTUAL_RAW | Operational-demand | 8.5851 | 22.6348
QLD | QTUH | Turkinje 132 | Energy Queensland | Summer | Non-coincident | 2018 | ACTUAL_OPG | Operational-demand | 8.5851 | 22.6348
QLD | QTUH | Turkinje 132 | Energy Queensland | Summer | Non-coincident | 2018 | ACTUAL_ADJUSTEDOPG | Operational-demand | 8.5851 | 22.6348
QLD | QTUH | Turkinje 132 | Energy Queensland | Summer | Coincident | 2019 | ACTUAL_OPG | Operational-demand | 10.8585 | 20.1213
QLD | QTUH | Turkinje 132 | Energy Queensland | Summer | Coincident | 2019 | ACTUAL_RAW | Operational-demand | 10.8585 | 20.1213
QLD | QTUH | Turkinje 132 | Energy Queensland | Summer | Non-coincident | 2019 | ACTUAL_RAW | Operational-demand | 8.2808 | 23.0116
QLD | QTUH | Turkinje 132 | Energy Queensland | Summer | Non-coincident | 2019 | ACTUAL_OPG | Operational-demand | 8.2808 | 23.0116
QLD | QTUH | Turkinje 132 | Energy Queensland | Summer | Non-coincident | 2019 | ACTUAL_ADJUSTEDOPG | Operational-demand | 8.2808 | 23.0116
QLD | QTUH | Turkinje 132 | Energy Queensland | Summer | Non-coincident | 2019 | BASEYEARPOE90 | Operational-demand | 8.6625 | NA
QLD | QTUH | Turkinje 132 | Energy Queensland | Summer | Non-coincident | 2019 | BASEYEARPOE50 | Operational-demand | 9.0949 | 21.578
QLD | QTUH | Turkinje 132 | Energy Queensland | Summer | Coincident | 2020 | ACTUAL_OPG | Operational-demand | 11.6781 | 15.8204
QLD | QTUH | Turkinje 132 | Energy Queensland | Summer | Coincident | 2020 | ACTUAL_RAW | Operational-demand | 11.6781 | 15.8204
QLD | QTUH | Turkinje 132 | Energy Queensland | Summer | Non-coincident | 2020 | ACTUAL_RAW | Operational-demand | 8.2495 | 20.5743
QLD | QTUH | Turkinje 132 | Energy Queensland | Summer | Non-coincident | 2020 | ACTUAL_OPG | Operational-demand | 8.2495 | 20.5743
QLD | QTUH | Turkinje 132 | Energy Queensland | Summer | Non-coincident | 2020 | ACTUAL_ADJUSTEDOPG | Operational-demand | 8.2495 | 20.5743
QLD | QTUH | Turkinje 132 | Energy Queensland | Summer | Coincident_unreconciled | 2021 | POE50 | Operational-demand | 10.8905 | NA
QLD | QTUH | Turkinje 132 | Energy Queensland | Summer | Coincident_unreconciled | 2021 | POE90 | Operational-demand | 9.1681 | NA
QLD | QTUH | Turkinje 132 | Energy Queensland | Summer | Non-coincident | 2021 | POE50 | Operational-demand | 9.0884 | 21.7275
QLD | QTUH | Turkinje 132 | Energy Queensland | Summer | Non-coincident | 2021 | POE90 | Operational-demand | 8.6563 | NA
QLD | QTUH | Turkinje 132 | Energy Queensland | Summer | Coincident_unreconciled | 2022 | POE50 | Operational-demand | 10.5437 | NA
QLD | QTUH | Turkinje 132 | Energy Queensland | Summer | Coincident_unreconciled | 2022 | POE90 | Operational-demand | 8.8172 | NA
QLD | QTUH | Turkinje 132 | Energy Queensland | Summer | Non-coincident | 2022 | POE50 | Operational-demand | 9.1074 | 21.774
QLD | QTUH | Turkinje 132 | Energy Queensland | Summer | Non-coincident | 2022 | POE90 | Operational-demand | 8.6743 | NA
QLD | QTUH | Turkinje 132 | Energy Queensland | Summer | Coincident_unreconciled | 2023 | POE50 | Operational-demand | 10.1902 | NA
QLD | QTUH | Turkinje 132 | Energy Queensland | Summer | Coincident_unreconciled | 2023 | POE90 | Operational-demand | 8.46 | NA
QLD | QTUH | Turkinje 132 | Energy Queensland | Summer | Non-coincident | 2023 | POE50 | Operational-demand | 9.1255 | 21.8183
QLD | QTUH | Turkinje 132 | Energy Queensland | Summer | Non-coincident | 2023 | POE90 | Operational-demand | 8.6915 | NA
QLD | QTUH | Turkinje 132 | Energy Queensland | Summer | Coincident_unreconciled | 2024 | POE50 | Operational-demand | 9.8492 | NA
QLD | QTUH | Turkinje 132 | Energy Queensland | Summer | Coincident_unreconciled | 2024 | POE90 | Operational-demand | 8.1152 | NA
QLD | QTUH | Turkinje 132 | Energy Queensland | Summer | Non-coincident | 2024 | POE50 | Operational-demand | 9.1407 | 21.8599
QLD | QTUH | Turkinje 132 | Energy Queensland | Summer | Non-coincident | 2024 | POE90 | Operational-demand | 8.6573 | NA
QLD | QTUH | Turkinje 132 | Energy Queensland | Summer | Coincident_unreconciled | 2025 | POE50 | Operational-demand | 9.5099 | NA
QLD | QTUH | Turkinje 132 | Energy Queensland | Summer | Coincident_unreconciled | 2025 | POE90 | Operational-demand | 7.772 | NA
QLD | QTUH | Turkinje 132 | Energy Queensland | Summer | Non-coincident | 2025 | POE50 | Operational-demand | 9.1533 | 21.9031
QLD | QTUH | Turkinje 132 | Energy Queensland | Summer | Non-coincident | 2025 | POE90 | Operational-demand | 8.429 | NA
QLD | QTUH | Turkinje 132 | Energy Queensland | Summer | Coincident_unreconciled | 2026 | POE50 | Operational-demand | 9.2073 | NA
QLD | QTUH | Turkinje 132 | Energy Queensland | Summer | Coincident_unreconciled | 2026 | POE90 | Operational-demand | 7.4656 | NA
QLD | QTUH | Turkinje 132 | Energy Queensland | Summer | Non-coincident | 2026 | POE50 | Operational-demand | 9.1645 | 21.9544
QLD | QTUH | Turkinje 132 | Energy Queensland | Summer | Non-coincident | 2026 | POE90 | Operational-demand | 8.2251 | NA
QLD | QTUH | Turkinje 132 | Energy Queensland | Summer | Coincident_unreconciled | 2027 | POE50 | Operational-demand | 8.9996 | NA
QLD | QTUH | Turkinje 132 | Energy Queensland | Summer | Coincident_unreconciled | 2027 | POE90 | Operational-demand | 7.2534 | NA
QLD | QTUH | Turkinje 132 | Energy Queensland | Summer | Non-coincident | 2027 | POE50 | Operational-demand | 9.1819 | 22.0386
QLD | QTUH | Turkinje 132 | Energy Queensland | Summer | Non-coincident | 2027 | POE90 | Operational-demand | 8.0838 | NA
QLD | QTUH | Turkinje 132 | Energy Queensland | Summer | Coincident_unreconciled | 2028 | POE50 | Operational-demand | 8.8454 | NA
QLD | QTUH | Turkinje 132 | Energy Queensland | Summer | Coincident_unreconciled | 2028 | POE90 | Operational-demand | 7.0938 | NA
QLD | QTUH | Turkinje 132 | Energy Queensland | Summer | Non-coincident | 2028 | POE50 | Operational-demand | 9.1432 | 22.1584
QLD | QTUH | Turkinje 132 | Energy Queensland | Summer | Non-coincident | 2028 | POE90 | Operational-demand | 7.9776 | NA
QLD | QTUH | Turkinje 132 | Energy Queensland | Summer | Coincident_unreconciled | 2029 | POE50 | Operational-demand | 8.7421 | NA
QLD | QTUH | Turkinje 132 | Energy Queensland | Summer | Coincident_unreconciled | 2029 | POE90 | Operational-demand | 6.985 | NA
QLD | QTUH | Turkinje 132 | Energy Queensland | Summer | Non-coincident | 2029 | POE50 | Operational-demand | 9.0744 | 22.3045
QLD | QTUH | Turkinje 132 | Energy Queensland | Summer | Non-coincident | 2029 | POE90 | Operational-demand | 7.9053 | NA
QLD | QTUH | Turkinje 132 | Energy Queensland | Summer | Coincident_unreconciled | 2030 | POE50 | Operational-demand | 8.6891 | NA
QLD | QTUH | Turkinje 132 | Energy Queensland | Summer | Coincident_unreconciled | 2030 | POE90 | Operational-demand | 6.9267 | NA
QLD | QTUH | Turkinje 132 | Energy Queensland | Summer | Non-coincident | 2030 | POE50 | Operational-demand | 9.0392 | 22.4774
QLD | QTUH | Turkinje 132 | Energy Queensland | Summer | Non-coincident | 2030 | POE90 | Operational-demand | 7.8665 | NA
QLD | QTUH | Turkinje 132 | Energy Queensland | Winter | Coincident | 2016 | ACTUAL_OPG | Operational-demand | 9.1727 | 17.4776
QLD | QTUH | Turkinje 132 | Energy Queensland | Winter | Coincident | 2016 | ACTUAL_RAW | Operational-demand | 9.1727 | 17.4776
QLD | QTUH | Turkinje 132 | Energy Queensland | Winter | Non-coincident | 2016 | ACTUAL_RAW | Operational-demand | 7.629 | 17.918
QLD | QTUH | Turkinje 132 | Energy Queensland | Winter | Non-coincident | 2016 | ACTUAL_OPG | Operational-demand | 7.629 | 17.918
QLD | QTUH | Turkinje 132 | Energy Queensland | Winter | Non-coincident | 2016 | ACTUAL_ADJUSTEDOPG | Operational-demand | 7.629 | 17.918
QLD | QTUH | Turkinje 132 | Energy Queensland | Winter | Coincident | 2017 | ACTUAL_OPG | Operational-demand | 12.7021 | 14.3942
QLD | QTUH | Turkinje 132 | Energy Queensland | Winter | Coincident | 2017 | ACTUAL_RAW | Operational-demand | 12.7021 | 14.3942
QLD | QTUH | Turkinje 132 | Energy Queensland | Winter | Non-coincident | 2017 | ACTUAL_RAW | Operational-demand | 7.7599 | 17.8778
QLD | QTUH | Turkinje 132 | Energy Queensland | Winter | Non-coincident | 2017 | ACTUAL_OPG | Operational-demand | 7.7599 | 17.8778
QLD | QTUH | Turkinje 132 | Energy Queensland | Winter | Non-coincident | 2017 | ACTUAL_ADJUSTEDOPG | Operational-demand | 7.7599 | 17.8778
QLD | QTUH | Turkinje 132 | Energy Queensland | Winter | Coincident | 2018 | ACTUAL_OPG | Operational-demand | 11.6659 | 15.1535
QLD | QTUH | Turkinje 132 | Energy Queensland | Winter | Coincident | 2018 | ACTUAL_RAW | Operational-demand | 11.6659 | 15.1535
QLD | QTUH | Turkinje 132 | Energy Queensland | Winter | Non-coincident | 2018 | ACTUAL_RAW | Operational-demand | 7.5167 | 16.9333
QLD | QTUH | Turkinje 132 | Energy Queensland | Winter | Non-coincident | 2018 | ACTUAL_OPG | Operational-demand | 7.5167 | 16.9333
QLD | QTUH | Turkinje 132 | Energy Queensland | Winter | Non-coincident | 2018 | ACTUAL_ADJUSTEDOPG | Operational-demand | 7.5167 | 16.9333
QLD | QTUH | Turkinje 132 | Energy Queensland | Winter | Coincident | 2019 | ACTUAL_OPG | Operational-demand | 10.7927 | 13.9491
QLD | QTUH | Turkinje 132 | Energy Queensland | Winter | Coincident | 2019 | ACTUAL_RAW | Operational-demand | 10.7927 | 13.9491
QLD | QTUH | Turkinje 132 | Energy Queensland | Winter | Non-coincident | 2019 | ACTUAL_RAW | Operational-demand | 7.4288 | 16.9528
QLD | QTUH | Turkinje 132 | Energy Queensland | Winter | Non-coincident | 2019 | ACTUAL_OPG | Operational-demand | 7.4288 | 16.9528
QLD | QTUH | Turkinje 132 | Energy Queensland | Winter | Non-coincident | 2019 | ACTUAL_ADJUSTEDOPG | Operational-demand | 7.4288 | 16.9528
QLD | QTUH | Turkinje 132 | Energy Queensland | Winter | Non-coincident | 2019 | BASEYEARPOE90 | Operational-demand | 7.096 | NA
QLD | QTUH | Turkinje 132 | Energy Queensland | Winter | Non-coincident | 2019 | BASEYEARPOE50 | Operational-demand | 7.5968 | 17.401
QLD | QTUH | Turkinje 132 | Energy Queensland | Winter | Coincident_unreconciled | 2020 | POE50 | Operational-demand | 10.566 | NA
QLD | QTUH | Turkinje 132 | Energy Queensland | Winter | Coincident_unreconciled | 2020 | POE90 | Operational-demand | 9.9988 | NA
QLD | QTUH | Turkinje 132 | Energy Queensland | Winter | Non-coincident | 2020 | POE50 | Operational-demand | 7.5638 | 17.3482
QLD | QTUH | Turkinje 132 | Energy Queensland | Winter | Non-coincident | 2020 | POE90 | Operational-demand | 7.0651 | NA
QLD | QTUH | Turkinje 132 | Energy Queensland | Winter | Coincident_unreconciled | 2021 | POE50 | Operational-demand | 10.1761 | NA
QLD | QTUH | Turkinje 132 | Energy Queensland | Winter | Coincident_unreconciled | 2021 | POE90 | Operational-demand | 9.6075 | NA
QLD | QTUH | Turkinje 132 | Energy Queensland | Winter | Non-coincident | 2021 | POE50 | Operational-demand | 7.5816 | 17.3916
QLD | QTUH | Turkinje 132 | Energy Queensland | Winter | Non-coincident | 2021 | POE90 | Operational-demand | 7.0817 | NA
QLD | QTUH | Turkinje 132 | Energy Queensland | Winter | Coincident_unreconciled | 2022 | POE50 | Operational-demand | 9.8919 | NA
QLD | QTUH | Turkinje 132 | Energy Queensland | Winter | Coincident_unreconciled | 2022 | POE90 | Operational-demand | 9.3221 | NA
QLD | QTUH | Turkinje 132 | Energy Queensland | Winter | Non-coincident | 2022 | POE50 | Operational-demand | 7.5969 | 17.4289
QLD | QTUH | Turkinje 132 | Energy Queensland | Winter | Non-coincident | 2022 | POE90 | Operational-demand | 7.0959 | NA
QLD | QTUH | Turkinje 132 | Energy Queensland | Winter | Coincident_unreconciled | 2023 | POE50 | Operational-demand | 9.5731 | NA
QLD | QTUH | Turkinje 132 | Energy Queensland | Winter | Coincident_unreconciled | 2023 | POE90 | Operational-demand | 9.0021 | NA
QLD | QTUH | Turkinje 132 | Energy Queensland | Winter | Non-coincident | 2023 | POE50 | Operational-demand | 7.6125 | 17.4674
QLD | QTUH | Turkinje 132 | Energy Queensland | Winter | Non-coincident | 2023 | POE90 | Operational-demand | 7.1104 | NA
QLD | QTUH | Turkinje 132 | Energy Queensland | Winter | Coincident_unreconciled | 2024 | POE50 | Operational-demand | 9.2996 | NA
QLD | QTUH | Turkinje 132 | Energy Queensland | Winter | Coincident_unreconciled | 2024 | POE90 | Operational-demand | 8.7273 | NA
QLD | QTUH | Turkinje 132 | Energy Queensland | Winter | Non-coincident | 2024 | POE50 | Operational-demand | 7.6251 | 17.5045
QLD | QTUH | Turkinje 132 | Energy Queensland | Winter | Non-coincident | 2024 | POE90 | Operational-demand | 7.1219 | NA
QLD | QTUH | Turkinje 132 | Energy Queensland | Winter | Coincident_unreconciled | 2025 | POE50 | Operational-demand | 8.999 | NA
QLD | QTUH | Turkinje 132 | Energy Queensland | Winter | Coincident_unreconciled | 2025 | POE90 | Operational-demand | 8.4254 | NA
QLD | QTUH | Turkinje 132 | Energy Queensland | Winter | Non-coincident | 2025 | POE50 | Operational-demand | 7.5211 | 17.5482
QLD | QTUH | Turkinje 132 | Energy Queensland | Winter | Non-coincident | 2025 | POE90 | Operational-demand | 7.0417 | NA
QLD | QTUH | Turkinje 132 | Energy Queensland | Winter | Coincident_unreconciled | 2026 | POE50 | Operational-demand | 8.7757 | NA
QLD | QTUH | Turkinje 132 | Energy Queensland | Winter | Coincident_unreconciled | 2026 | POE90 | Operational-demand | 8.2008 | NA
QLD | QTUH | Turkinje 132 | Energy Queensland | Winter | Non-coincident | 2026 | POE50 | Operational-demand | 7.3344 | 17.6024
QLD | QTUH | Turkinje 132 | Energy Queensland | Winter | Non-coincident | 2026 | POE90 | Operational-demand | 6.854 | NA
QLD | QTUH | Turkinje 132 | Energy Queensland | Winter | Coincident_unreconciled | 2027 | POE50 | Operational-demand | 8.6077 | NA
QLD | QTUH | Turkinje 132 | Energy Queensland | Winter | Coincident_unreconciled | 2027 | POE90 | Operational-demand | 8.0311 | NA
QLD | QTUH | Turkinje 132 | Energy Queensland | Winter | Non-coincident | 2027 | POE50 | Operational-demand | 7.194 | 17.6959
QLD | QTUH | Turkinje 132 | Energy Queensland | Winter | Non-coincident | 2027 | POE90 | Operational-demand | 6.7121 | NA
QLD | QTUH | Turkinje 132 | Energy Queensland | Winter | Coincident_unreconciled | 2028 | POE50 | Operational-demand | 8.4864 | NA
QLD | QTUH | Turkinje 132 | Energy Queensland | Winter | Coincident_unreconciled | 2028 | POE90 | Operational-demand | 7.908 | NA
QLD | QTUH | Turkinje 132 | Energy Queensland | Winter | Non-coincident | 2028 | POE50 | Operational-demand | 7.0926 | 17.8149
QLD | QTUH | Turkinje 132 | Energy Queensland | Winter | Non-coincident | 2028 | POE90 | Operational-demand | 6.6092 | NA
QLD | QTUH | Turkinje 132 | Energy Queensland | Winter | Coincident_unreconciled | 2029 | POE50 | Operational-demand | 8.3959 | NA
QLD | QTUH | Turkinje 132 | Energy Queensland | Winter | Coincident_unreconciled | 2029 | POE90 | Operational-demand | 7.8158 | NA
QLD | QTUH | Turkinje 132 | Energy Queensland | Winter | Non-coincident | 2029 | POE50 | Operational-demand | 7.0171 | 17.961
QLD | QTUH | Turkinje 132 | Energy Queensland | Winter | Non-coincident | 2029 | POE90 | Operational-demand | 6.5322 | NA
QLD | QTUH | Turkinje 132 | Energy Queensland | Shoulder | Non-coincident | 2019 | BASEYEARPOE10 | Operational-demand | NA | 19.1179
QLD | QTUH | Turkinje 132 | Energy Queensland | Shoulder | Coincident | 2021 | POE10 | Operational-demand | NA | 17.3003
QLD | QTUH | Turkinje 132 | Energy Queensland | Shoulder | Coincident | 2021 | POE50 | Operational-demand | NA | 17.3639
QLD | QTUH | Turkinje 132 | Energy Queensland | Shoulder | Non-coincident | 2021 | POE10 | Operational-demand | NA | 19.1776
QLD | QTUH | Turkinje 132 | Energy Queensland | Shoulder | Coincident | 2022 | POE10 | Operational-demand | NA | 17.8188
QLD | QTUH | Turkinje 132 | Energy Queensland | Shoulder | Coincident | 2022 | POE50 | Operational-demand | NA | 17.5859
QLD | QTUH | Turkinje 132 | Energy Queensland | Shoulder | Non-coincident | 2022 | POE10 | Operational-demand | NA | 19.222
QLD | QTUH | Turkinje 132 | Energy Queensland | Shoulder | Coincident | 2023 | POE10 | Operational-demand | NA | 17.8918
QLD | QTUH | Turkinje 132 | Energy Queensland | Shoulder | Coincident | 2023 | POE50 | Operational-demand | NA | 17.7434
QLD | QTUH | Turkinje 132 | Energy Queensland | Shoulder | Non-coincident | 2023 | POE10 | Operational-demand | NA | 19.2642
QLD | QTUH | Turkinje 132 | Energy Queensland | Shoulder | Coincident | 2024 | POE10 | Operational-demand | NA | 18.0176
QLD | QTUH | Turkinje 132 | Energy Queensland | Shoulder | Coincident | 2024 | POE50 | Operational-demand | NA | 18.1033
QLD | QTUH | Turkinje 132 | Energy Queensland | Shoulder | Non-coincident | 2024 | POE10 | Operational-demand | NA | 19.3067
QLD | QTUH | Turkinje 132 | Energy Queensland | Shoulder | Coincident | 2025 | POE10 | Operational-demand | NA | 18.1177
QLD | QTUH | Turkinje 132 | Energy Queensland | Shoulder | Coincident | 2025 | POE50 | Operational-demand | NA | 18.0719
QLD | QTUH | Turkinje 132 | Energy Queensland | Shoulder | Non-coincident | 2025 | POE10 | Operational-demand | NA | 19.3536
QLD | QTUH | Turkinje 132 | Energy Queensland | Shoulder | Coincident | 2026 | POE10 | Operational-demand | NA | 18.076
QLD | QTUH | Turkinje 132 | Energy Queensland | Shoulder | Coincident | 2026 | POE50 | Operational-demand | NA | 18.1301
QLD | QTUH | Turkinje 132 | Energy Queensland | Shoulder | Non-coincident | 2026 | POE10 | Operational-demand | NA | 19.4093
QLD | QTUH | Turkinje 132 | Energy Queensland | Shoulder | Coincident | 2027 | POE10 | Operational-demand | NA | 18.0789
QLD | QTUH | Turkinje 132 | Energy Queensland | Shoulder | Coincident | 2027 | POE50 | Operational-demand | NA | 18.1162
QLD | QTUH | Turkinje 132 | Energy Queensland | Shoulder | Non-coincident | 2027 | POE10 | Operational-demand | NA | 19.4934
QLD | QTUH | Turkinje 132 | Energy Queensland | Shoulder | Coincident | 2028 | POE10 | Operational-demand | NA | 18.1191
QLD | QTUH | Turkinje 132 | Energy Queensland | Shoulder | Coincident | 2028 | POE50 | Operational-demand | NA | 18.202
QLD | QTUH | Turkinje 132 | Energy Queensland | Shoulder | Non-coincident | 2028 | POE10 | Operational-demand | NA | 19.6112
QLD | QTUH | Turkinje 132 | Energy Queensland | Shoulder | Coincident | 2029 | POE10 | Operational-demand | NA | 18.4226
QLD | QTUH | Turkinje 132 | Energy Queensland | Shoulder | Coincident | 2029 | POE50 | Operational-demand | NA | 18.4
QLD | QTUH | Turkinje 132 | Energy Queensland | Shoulder | Non-coincident | 2029 | POE10 | Operational-demand | NA | 19.7556
QLD | QTUH | Turkinje 132 | Energy Queensland | Shoulder | Coincident | 2030 | POE10 | Operational-demand | NA | 18.5856
QLD | QTUH | Turkinje 132 | Energy Queensland | Shoulder | Coincident | 2030 | POE50 | Operational-demand | NA | 18.5848
QLD | QTUH | Turkinje 132 | Energy Queensland | Shoulder | Non-coincident | 2030 | POE10 | Operational-demand | NA | 19.9317
QLD | QTUH | Turkinje 132 | Energy Queensland | Summer | Non-coincident | 2019 | BASEYEARPOE10 | Operational-demand | NA | 22.5739
QLD | QTUH | Turkinje 132 | Energy Queensland | Summer | Coincident | 2021 | POE10 | Operational-demand | NA | 17.8991
QLD | QTUH | Turkinje 132 | Energy Queensland | Summer | Coincident | 2021 | POE50 | Operational-demand | NA | 17.6601
QLD | QTUH | Turkinje 132 | Energy Queensland | Summer | Non-coincident | 2021 | POE10 | Operational-demand | NA | 23.0161
QLD | QTUH | Turkinje 132 | Energy Queensland | Summer | Coincident | 2022 | POE10 | Operational-demand | NA | 18.2634
QLD | QTUH | Turkinje 132 | Energy Queensland | Summer | Coincident | 2022 | POE50 | Operational-demand | NA | 17.992
QLD | QTUH | Turkinje 132 | Energy Queensland | Summer | Non-coincident | 2022 | POE10 | Operational-demand | NA | 23.0657
QLD | QTUH | Turkinje 132 | Energy Queensland | Summer | Coincident | 2023 | POE10 | Operational-demand | NA | 18.4015
QLD | QTUH | Turkinje 132 | Energy Queensland | Summer | Coincident | 2023 | POE50 | Operational-demand | NA | 18.0881
QLD | QTUH | Turkinje 132 | Energy Queensland | Summer | Non-coincident | 2023 | POE10 | Operational-demand | NA | 23.1128
QLD | QTUH | Turkinje 132 | Energy Queensland | Summer | Coincident | 2024 | POE10 | Operational-demand | NA | 18.649
QLD | QTUH | Turkinje 132 | Energy Queensland | Summer | Coincident | 2024 | POE50 | Operational-demand | NA | 18.3491
QLD | QTUH | Turkinje 132 | Energy Queensland | Summer | Non-coincident | 2024 | POE10 | Operational-demand | NA | 23.1572
QLD | QTUH | Turkinje 132 | Energy Queensland | Summer | Coincident | 2025 | POE10 | Operational-demand | NA | 18.5986
QLD | QTUH | Turkinje 132 | Energy Queensland | Summer | Coincident | 2025 | POE50 | Operational-demand | NA | 18.394
QLD | QTUH | Turkinje 132 | Energy Queensland | Summer | Non-coincident | 2025 | POE10 | Operational-demand | NA | 23.2032
QLD | QTUH | Turkinje 132 | Energy Queensland | Summer | Coincident | 2026 | POE10 | Operational-demand | NA | 18.7201
QLD | QTUH | Turkinje 132 | Energy Queensland | Summer | Coincident | 2026 | POE50 | Operational-demand | NA | 18.4532
QLD | QTUH | Turkinje 132 | Energy Queensland | Summer | Non-coincident | 2026 | POE10 | Operational-demand | NA | 23.2574
QLD | QTUH | Turkinje 132 | Energy Queensland | Summer | Coincident | 2027 | POE10 | Operational-demand | NA | 18.6419
QLD | QTUH | Turkinje 132 | Energy Queensland | Summer | Coincident | 2027 | POE50 | Operational-demand | NA | 18.441
QLD | QTUH | Turkinje 132 | Energy Queensland | Summer | Non-coincident | 2027 | POE10 | Operational-demand | NA | 23.345
QLD | QTUH | Turkinje 132 | Energy Queensland | Summer | Coincident | 2028 | POE10 | Operational-demand | NA | 18.7458
QLD | QTUH | Turkinje 132 | Energy Queensland | Summer | Coincident | 2028 | POE50 | Operational-demand | NA | 18.5366
QLD | QTUH | Turkinje 132 | Energy Queensland | Summer | Non-coincident | 2028 | POE10 | Operational-demand | NA | 23.4689
QLD | QTUH | Turkinje 132 | Energy Queensland | Summer | Coincident | 2029 | POE10 | Operational-demand | NA | 18.8074
QLD | QTUH | Turkinje 132 | Energy Queensland | Summer | Coincident | 2029 | POE50 | Operational-demand | NA | 18.681
QLD | QTUH | Turkinje 132 | Energy Queensland | Summer | Non-coincident | 2029 | POE10 | Operational-demand | NA | 23.619
QLD | QTUH | Turkinje 132 | Energy Queensland | Summer | Coincident | 2030 | POE10 | Operational-demand | NA | 18.9605
QLD | QTUH | Turkinje 132 | Energy Queensland | Summer | Coincident | 2030 | POE50 | Operational-demand | NA | 18.7382
QLD | QTUH | Turkinje 132 | Energy Queensland | Summer | Non-coincident | 2030 | POE10 | Operational-demand | NA | 23.796
QLD | QTUH | Turkinje 132 | Energy Queensland | Winter | Non-coincident | 2019 | BASEYEARPOE10 | Operational-demand | NA | 17.8039
QLD | QTUH | Turkinje 132 | Energy Queensland | Winter | Coincident | 2020 | POE10 | Operational-demand | NA | 15.0422
QLD | QTUH | Turkinje 132 | Energy Queensland | Winter | Coincident | 2020 | POE50 | Operational-demand | NA | 14.5401
QLD | QTUH | Turkinje 132 | Energy Queensland | Winter | Non-coincident | 2020 | POE10 | Operational-demand | NA | 17.7538
QLD | QTUH | Turkinje 132 | Energy Queensland | Winter | Coincident | 2021 | POE10 | Operational-demand | NA | 14.9532
QLD | QTUH | Turkinje 132 | Energy Queensland | Winter | Coincident | 2021 | POE50 | Operational-demand | NA | 14.4502
QLD | QTUH | Turkinje 132 | Energy Queensland | Winter | Non-coincident | 2021 | POE10 | Operational-demand | NA | 17.7983
QLD | QTUH | Turkinje 132 | Energy Queensland | Winter | Coincident | 2022 | POE10 | Operational-demand | NA | 15.3168
QLD | QTUH | Turkinje 132 | Energy Queensland | Winter | Coincident | 2022 | POE50 | Operational-demand | NA | 14.8041
QLD | QTUH | Turkinje 132 | Energy Queensland | Winter | Non-coincident | 2022 | POE10 | Operational-demand | NA | 17.8364
QLD | QTUH | Turkinje 132 | Energy Queensland | Winter | Coincident | 2023 | POE10 | Operational-demand | NA | 15.4925
QLD | QTUH | Turkinje 132 | Energy Queensland | Winter | Coincident | 2023 | POE50 | Operational-demand | NA | 14.9597
QLD | QTUH | Turkinje 132 | Energy Queensland | Winter | Non-coincident | 2023 | POE10 | Operational-demand | NA | 17.8758
QLD | QTUH | Turkinje 132 | Energy Queensland | Winter | Coincident | 2024 | POE10 | Operational-demand | NA | 15.7572
QLD | QTUH | Turkinje 132 | Energy Queensland | Winter | Coincident | 2024 | POE50 | Operational-demand | NA | 15.1569
QLD | QTUH | Turkinje 132 | Energy Queensland | Winter | Non-coincident | 2024 | POE10 | Operational-demand | NA | 17.9139
QLD | QTUH | Turkinje 132 | Energy Queensland | Winter | Coincident | 2025 | POE10 | Operational-demand | NA | 15.7477
QLD | QTUH | Turkinje 132 | Energy Queensland | Winter | Coincident | 2025 | POE50 | Operational-demand | NA | 15.1805
QLD | QTUH | Turkinje 132 | Energy Queensland | Winter | Non-coincident | 2025 | POE10 | Operational-demand | NA | 17.9585
QLD | QTUH | Turkinje 132 | Energy Queensland | Winter | Coincident | 2026 | POE10 | Operational-demand | NA | 15.7854
QLD | QTUH | Turkinje 132 | Energy Queensland | Winter | Coincident | 2026 | POE50 | Operational-demand | NA | 15.2459
QLD | QTUH | Turkinje 132 | Energy Queensland | Winter | Non-coincident | 2026 | POE10 | Operational-demand | NA | 18.0136
QLD | QTUH | Turkinje 132 | Energy Queensland | Winter | Coincident | 2027 | POE10 | Operational-demand | NA | 15.853
QLD | QTUH | Turkinje 132 | Energy Queensland | Winter | Coincident | 2027 | POE50 | Operational-demand | NA | 15.3136
QLD | QTUH | Turkinje 132 | Energy Queensland | Winter | Non-coincident | 2027 | POE10 | Operational-demand | NA | 18.1083
QLD | QTUH | Turkinje 132 | Energy Queensland | Winter | Coincident | 2028 | POE10 | Operational-demand | NA | 16.1187
QLD | QTUH | Turkinje 132 | Energy Queensland | Winter | Coincident | 2028 | POE50 | Operational-demand | NA | 15.4509
QLD | QTUH | Turkinje 132 | Energy Queensland | Winter | Non-coincident | 2028 | POE10 | Operational-demand | NA | 18.2286
QLD | QTUH | Turkinje 132 | Energy Queensland | Winter | Coincident | 2029 | POE10 | Operational-demand | NA | 16.1615
QLD | QTUH | Turkinje 132 | Energy Queensland | Winter | Coincident | 2029 | POE50 | Operational-demand | NA | 15.5746
QLD | QTUH | Turkinje 132 | Energy Queensland | Winter | Non-coincident | 2029 | POE10 | Operational-demand | NA | 18.3759
QLD | QTUL | Turkinje 66 | Energy Queensland | Shoulder | Coincident | 2017 | ACTUAL_OPG | Operational-demand | 24.5733 | 48.3822
QLD | QTUL | Turkinje 66 | Energy Queensland | Shoulder | Coincident | 2017 | ACTUAL_RAW | Operational-demand | 24.5733 | 48.3822
QLD | QTUL | Turkinje 66 | Energy Queensland | Shoulder | Non-coincident | 2017 | ACTUAL_RAW | Operational-demand | 20.5394 | 55.2006
QLD | QTUL | Turkinje 66 | Energy Queensland | Shoulder | Non-coincident | 2017 | ACTUAL_OPG | Operational-demand | 20.5394 | 55.2006
QLD | QTUL | Turkinje 66 | Energy Queensland | Shoulder | Non-coincident | 2017 | ACTUAL_ADJUSTEDOPG | Operational-demand | 20.5394 | 55.2006
QLD | QTUL | Turkinje 66 | Energy Queensland | Shoulder | Coincident | 2018 | ACTUAL_OPG | Operational-demand | 26.6177 | 49.4662
QLD | QTUL | Turkinje 66 | Energy Queensland | Shoulder | Coincident | 2018 | ACTUAL_RAW | Operational-demand | 26.6177 | 49.4662
QLD | QTUL | Turkinje 66 | Energy Queensland | Shoulder | Non-coincident | 2018 | ACTUAL_RAW | Operational-demand | 20.9447 | 59.5901
QLD | QTUL | Turkinje 66 | Energy Queensland | Shoulder | Non-coincident | 2018 | ACTUAL_OPG | Operational-demand | 20.9447 | 59.5901
QLD | QTUL | Turkinje 66 | Energy Queensland | Shoulder | Non-coincident | 2018 | ACTUAL_ADJUSTEDOPG | Operational-demand | 20.9447 | 59.5901
QLD | QTUL | Turkinje 66 | Energy Queensland | Shoulder | Coincident | 2019 | ACTUAL_OPG | Operational-demand | 31.9871 | 47.8422
QLD | QTUL | Turkinje 66 | Energy Queensland | Shoulder | Coincident | 2019 | ACTUAL_RAW | Operational-demand | 31.9871 | 47.8422
QLD | QTUL | Turkinje 66 | Energy Queensland | Shoulder | Non-coincident | 2019 | ACTUAL_RAW | Operational-demand | 22.4419 | 61.2573
QLD | QTUL | Turkinje 66 | Energy Queensland | Shoulder | Non-coincident | 2019 | ACTUAL_OPG | Operational-demand | 22.4419 | 61.2573
QLD | QTUL | Turkinje 66 | Energy Queensland | Shoulder | Non-coincident | 2019 | ACTUAL_ADJUSTEDOPG | Operational-demand | 22.4419 | 61.2573
QLD | QTUL | Turkinje 66 | Energy Queensland | Shoulder | Non-coincident | 2019 | BASEYEARPOE90 | Operational-demand | 13.5828 | NA
QLD | QTUL | Turkinje 66 | Energy Queensland | Shoulder | Non-coincident | 2019 | BASEYEARPOE50 | Operational-demand | 17.0731 | 61.1758
QLD | QTUL | Turkinje 66 | Energy Queensland | Shoulder | Coincident | 2020 | ACTUAL_OPG | Operational-demand | 25.0114 | 56.2506
QLD | QTUL | Turkinje 66 | Energy Queensland | Shoulder | Coincident | 2020 | ACTUAL_RAW | Operational-demand | 25.0114 | 56.2506
QLD | QTUL | Turkinje 66 | Energy Queensland | Shoulder | Non-coincident | 2020 | ACTUAL_RAW | Operational-demand | 22.0628 | 62.522
QLD | QTUL | Turkinje 66 | Energy Queensland | Shoulder | Non-coincident | 2020 | ACTUAL_OPG | Operational-demand | 22.0628 | 62.522
QLD | QTUL | Turkinje 66 | Energy Queensland | Shoulder | Non-coincident | 2020 | ACTUAL_ADJUSTEDOPG | Operational-demand | 22.0628 | 62.522
QLD | QTUL | Turkinje 66 | Energy Queensland | Shoulder | Coincident_unreconciled | 2021 | POE50 | Operational-demand | 23 | NA
QLD | QTUL | Turkinje 66 | Energy Queensland | Shoulder | Coincident_unreconciled | 2021 | POE90 | Operational-demand | 15.7163 | NA
QLD | QTUL | Turkinje 66 | Energy Queensland | Shoulder | Non-coincident | 2021 | POE50 | Operational-demand | 22 | 62.1109
QLD | QTUL | Turkinje 66 | Energy Queensland | Shoulder | Non-coincident | 2021 | POE90 | Operational-demand | 17.4102 | NA
QLD | QTUL | Turkinje 66 | Energy Queensland | Shoulder | Coincident_unreconciled | 2022 | POE50 | Operational-demand | 20.192 | NA
QLD | QTUL | Turkinje 66 | Energy Queensland | Shoulder | Coincident_unreconciled | 2022 | POE90 | Operational-demand | 12.8627 | NA
QLD | QTUL | Turkinje 66 | Energy Queensland | Shoulder | Non-coincident | 2022 | POE50 | Operational-demand | 20.2306 | 62.4486
QLD | QTUL | Turkinje 66 | Energy Queensland | Shoulder | Non-coincident | 2022 | POE90 | Operational-demand | 15.612 | NA
QLD | QTUL | Turkinje 66 | Energy Queensland | Shoulder | Coincident_unreconciled | 2023 | POE50 | Operational-demand | 18.0084 | NA
QLD | QTUL | Turkinje 66 | Energy Queensland | Shoulder | Coincident_unreconciled | 2023 | POE90 | Operational-demand | 10.6316 | NA
QLD | QTUL | Turkinje 66 | Energy Queensland | Shoulder | Non-coincident | 2023 | POE50 | Operational-demand | 18.8545 | 62.7996
QLD | QTUL | Turkinje 66 | Energy Queensland | Shoulder | Non-coincident | 2023 | POE90 | Operational-demand | 14.2061 | NA
QLD | QTUL | Turkinje 66 | Energy Queensland | Shoulder | Coincident_unreconciled | 2024 | POE50 | Operational-demand | 16.0161 | NA
QLD | QTUL | Turkinje 66 | Energy Queensland | Shoulder | Coincident_unreconciled | 2024 | POE90 | Operational-demand | 8.6199 | NA
QLD | QTUL | Turkinje 66 | Energy Queensland | Shoulder | Non-coincident | 2024 | POE50 | Operational-demand | 17.5991 | 63.1369
QLD | QTUL | Turkinje 66 | Energy Queensland | Shoulder | Non-coincident | 2024 | POE90 | Operational-demand | 12.9207 | NA
QLD | QTUL | Turkinje 66 | Energy Queensland | Shoulder | Coincident_unreconciled | 2025 | POE50 | Operational-demand | 14.2217 | NA
QLD | QTUL | Turkinje 66 | Energy Queensland | Shoulder | Coincident_unreconciled | 2025 | POE90 | Operational-demand | 8.1405 | NA
QLD | QTUL | Turkinje 66 | Energy Queensland | Shoulder | Non-coincident | 2025 | POE50 | Operational-demand | 16.4684 | 63.4691
QLD | QTUL | Turkinje 66 | Energy Queensland | Shoulder | Non-coincident | 2025 | POE90 | Operational-demand | 11.7601 | NA
QLD | QTUL | Turkinje 66 | Energy Queensland | Shoulder | Coincident_unreconciled | 2026 | POE50 | Operational-demand | 18.16 | NA
QLD | QTUL | Turkinje 66 | Energy Queensland | Shoulder | Coincident_unreconciled | 2026 | POE90 | Operational-demand | 10.641 | NA
QLD | QTUL | Turkinje 66 | Energy Queensland | Shoulder | Non-coincident | 2026 | POE50 | Operational-demand | 18.9501 | 64.1673
QLD | QTUL | Turkinje 66 | Energy Queensland | Shoulder | Non-coincident | 2026 | POE90 | Operational-demand | 14.2119 | NA
QLD | QTUL | Turkinje 66 | Energy Queensland | Shoulder | Coincident_unreconciled | 2027 | POE50 | Operational-demand | 22.4558 | NA
QLD | QTUL | Turkinje 66 | Energy Queensland | Shoulder | Coincident_unreconciled | 2027 | POE90 | Operational-demand | 14.8871 | NA
QLD | QTUL | Turkinje 66 | Energy Queensland | Shoulder | Non-coincident | 2027 | POE50 | Operational-demand | 21.6571 | 64.9333
QLD | QTUL | Turkinje 66 | Energy Queensland | Shoulder | Non-coincident | 2027 | POE90 | Operational-demand | 16.8876 | NA
QLD | QTUL | Turkinje 66 | Energy Queensland | Shoulder | Coincident_unreconciled | 2028 | POE50 | Operational-demand | 21.3962 | NA
QLD | QTUL | Turkinje 66 | Energy Queensland | Shoulder | Coincident_unreconciled | 2028 | POE90 | Operational-demand | 13.7762 | NA
QLD | QTUL | Turkinje 66 | Energy Queensland | Shoulder | Non-coincident | 2028 | POE50 | Operational-demand | 20.9894 | 65.4694
QLD | QTUL | Turkinje 66 | Energy Queensland | Shoulder | Non-coincident | 2028 | POE90 | Operational-demand | 16.1876 | NA
QLD | QTUL | Turkinje 66 | Energy Queensland | Shoulder | Coincident_unreconciled | 2029 | POE50 | Operational-demand | 20.4633 | NA
QLD | QTUL | Turkinje 66 | Energy Queensland | Shoulder | Coincident_unreconciled | 2029 | POE90 | Operational-demand | 12.792 | NA
QLD | QTUL | Turkinje 66 | Energy Queensland | Shoulder | Non-coincident | 2029 | POE50 | Operational-demand | 20.4015 | 66.1554
QLD | QTUL | Turkinje 66 | Energy Queensland | Shoulder | Non-coincident | 2029 | POE90 | Operational-demand | 15.5674 | NA
QLD | QTUL | Turkinje 66 | Energy Queensland | Shoulder | Coincident_unreconciled | 2030 | POE50 | Operational-demand | 19.7778 | NA
QLD | QTUL | Turkinje 66 | Energy Queensland | Shoulder | Coincident_unreconciled | 2030 | POE90 | Operational-demand | 12.0553 | NA
QLD | QTUL | Turkinje 66 | Energy Queensland | Shoulder | Non-coincident | 2030 | POE50 | Operational-demand | 19.9695 | 66.9663
QLD | QTUL | Turkinje 66 | Energy Queensland | Shoulder | Non-coincident | 2030 | POE90 | Operational-demand | 15.1032 | NA
QLD | QTUL | Turkinje 66 | Energy Queensland | Summer | Coincident | 2017 | ACTUAL_OPG | Operational-demand | 29.5241 | 39.278
QLD | QTUL | Turkinje 66 | Energy Queensland | Summer | Coincident | 2017 | ACTUAL_RAW | Operational-demand | 29.5241 | 39.278
QLD | QTUL | Turkinje 66 | Energy Queensland | Summer | Non-coincident | 2017 | ACTUAL_RAW | Operational-demand | 19.9865 | 54.1174
QLD | QTUL | Turkinje 66 | Energy Queensland | Summer | Non-coincident | 2017 | ACTUAL_OPG | Operational-demand | 19.9865 | 54.1174
QLD | QTUL | Turkinje 66 | Energy Queensland | Summer | Non-coincident | 2017 | ACTUAL_ADJUSTEDOPG | Operational-demand | 19.9865 | 54.1174
QLD | QTUL | Turkinje 66 | Energy Queensland | Summer | Coincident | 2018 | ACTUAL_OPG | Operational-demand | 27.0698 | 54.5915
QLD | QTUL | Turkinje 66 | Energy Queensland | Summer | Coincident | 2018 | ACTUAL_RAW | Operational-demand | 27.0698 | 54.5915
QLD | QTUL | Turkinje 66 | Energy Queensland | Summer | Non-coincident | 2018 | ACTUAL_RAW | Operational-demand | 24.0245 | 62.0363
QLD | QTUL | Turkinje 66 | Energy Queensland | Summer | Non-coincident | 2018 | ACTUAL_OPG | Operational-demand | 24.0245 | 62.0363
QLD | QTUL | Turkinje 66 | Energy Queensland | Summer | Non-coincident | 2018 | ACTUAL_ADJUSTEDOPG | Operational-demand | 24.0245 | 62.0363
QLD | QTUL | Turkinje 66 | Energy Queensland | Summer | Coincident | 2019 | ACTUAL_OPG | Operational-demand | 30.5883 | 51.4193
QLD | QTUL | Turkinje 66 | Energy Queensland | Summer | Coincident | 2019 | ACTUAL_RAW | Operational-demand | 30.5883 | 51.4193
QLD | QTUL | Turkinje 66 | Energy Queensland | Summer | Non-coincident | 2019 | ACTUAL_RAW | Operational-demand | 19.8583 | 68.3583
QLD | QTUL | Turkinje 66 | Energy Queensland | Summer | Non-coincident | 2019 | ACTUAL_OPG | Operational-demand | 19.8583 | 68.3583
QLD | QTUL | Turkinje 66 | Energy Queensland | Summer | Non-coincident | 2019 | ACTUAL_ADJUSTEDOPG | Operational-demand | 19.8583 | 68.3583
QLD | QTUL | Turkinje 66 | Energy Queensland | Summer | Non-coincident | 2019 | BASEYEARPOE90 | Operational-demand | 16.0816 | NA
QLD | QTUL | Turkinje 66 | Energy Queensland | Summer | Non-coincident | 2019 | BASEYEARPOE50 | Operational-demand | 19.2616 | 64.0335
QLD | QTUL | Turkinje 66 | Energy Queensland | Summer | Coincident | 2020 | ACTUAL_OPG | Operational-demand | 36.6082 | 43.6039
QLD | QTUL | Turkinje 66 | Energy Queensland | Summer | Coincident | 2020 | ACTUAL_RAW | Operational-demand | 36.6082 | 43.6039
QLD | QTUL | Turkinje 66 | Energy Queensland | Summer | Non-coincident | 2020 | ACTUAL_RAW | Operational-demand | 18.0144 | 67.0259
QLD | QTUL | Turkinje 66 | Energy Queensland | Summer | Non-coincident | 2020 | ACTUAL_OPG | Operational-demand | 18.0144 | 67.0259
QLD | QTUL | Turkinje 66 | Energy Queensland | Summer | Non-coincident | 2020 | ACTUAL_ADJUSTEDOPG | Operational-demand | 18.0144 | 67.0259
QLD | QTUL | Turkinje 66 | Energy Queensland | Summer | Coincident_unreconciled | 2021 | POE50 | Operational-demand | 27 | NA
QLD | QTUL | Turkinje 66 | Energy Queensland | Summer | Coincident_unreconciled | 2021 | POE90 | Operational-demand | 19.7141 | NA
QLD | QTUL | Turkinje 66 | Energy Queensland | Summer | Non-coincident | 2021 | POE50 | Operational-demand | 15.4092 | 64.8766
QLD | QTUL | Turkinje 66 | Energy Queensland | Summer | Non-coincident | 2021 | POE90 | Operational-demand | 12.3495 | NA
QLD | QTUL | Turkinje 66 | Energy Queensland | Summer | Coincident_unreconciled | 2022 | POE50 | Operational-demand | 23.1961 | NA
QLD | QTUL | Turkinje 66 | Energy Queensland | Summer | Coincident_unreconciled | 2022 | POE90 | Operational-demand | 15.8664 | NA
QLD | QTUL | Turkinje 66 | Energy Queensland | Summer | Non-coincident | 2022 | POE50 | Operational-demand | 13.8118 | 65.2356
QLD | QTUL | Turkinje 66 | Energy Queensland | Summer | Non-coincident | 2022 | POE90 | Operational-demand | 10.7337 | NA
QLD | QTUL | Turkinje 66 | Energy Queensland | Summer | Coincident_unreconciled | 2023 | POE50 | Operational-demand | 20.1903 | NA
QLD | QTUL | Turkinje 66 | Energy Queensland | Summer | Coincident_unreconciled | 2023 | POE90 | Operational-demand | 12.8151 | NA
QLD | QTUL | Turkinje 66 | Energy Queensland | Summer | Non-coincident | 2023 | POE50 | Operational-demand | 12.5495 | 65.6075
QLD | QTUL | Turkinje 66 | Energy Queensland | Summer | Non-coincident | 2023 | POE90 | Operational-demand | 9.4523 | NA
QLD | QTUL | Turkinje 66 | Energy Queensland | Summer | Coincident_unreconciled | 2024 | POE50 | Operational-demand | 17.4315 | NA
QLD | QTUL | Turkinje 66 | Energy Queensland | Summer | Coincident_unreconciled | 2024 | POE90 | Operational-demand | 10.0109 | NA
QLD | QTUL | Turkinje 66 | Energy Queensland | Summer | Non-coincident | 2024 | POE50 | Operational-demand | 11.391 | 65.9781
QLD | QTUL | Turkinje 66 | Energy Queensland | Summer | Non-coincident | 2024 | POE90 | Operational-demand | 8.2747 | NA
QLD | QTUL | Turkinje 66 | Energy Queensland | Summer | Coincident_unreconciled | 2025 | POE50 | Operational-demand | 14.9689 | NA
QLD | QTUL | Turkinje 66 | Energy Queensland | Summer | Coincident_unreconciled | 2025 | POE90 | Operational-demand | 7.5027 | NA
QLD | QTUL | Turkinje 66 | Energy Queensland | Summer | Non-coincident | 2025 | POE50 | Operational-demand | 10.3568 | 66.3575
QLD | QTUL | Turkinje 66 | Energy Queensland | Summer | Non-coincident | 2025 | POE90 | Operational-demand | 7.2214 | NA
QLD | QTUL | Turkinje 66 | Energy Queensland | Summer | Coincident_unreconciled | 2026 | POE50 | Operational-demand | 18.9463 | NA
QLD | QTUL | Turkinje 66 | Energy Queensland | Summer | Coincident_unreconciled | 2026 | POE90 | Operational-demand | 11.4347 | NA
QLD | QTUL | Turkinje 66 | Energy Queensland | Summer | Non-coincident | 2026 | POE50 | Operational-demand | 12.0271 | 66.8995
QLD | QTUL | Turkinje 66 | Energy Queensland | Summer | Non-coincident | 2026 | POE90 | Operational-demand | 8.8726 | NA
QLD | QTUL | Turkinje 66 | Energy Queensland | Summer | Coincident_unreconciled | 2027 | POE50 | Operational-demand | 21.4033 | NA
QLD | QTUL | Turkinje 66 | Energy Queensland | Summer | Coincident_unreconciled | 2027 | POE90 | Operational-demand | 13.8441 | NA
QLD | QTUL | Turkinje 66 | Energy Queensland | Summer | Non-coincident | 2027 | POE50 | Operational-demand | 13.0589 | 67.4746
QLD | QTUL | Turkinje 66 | Energy Queensland | Summer | Non-coincident | 2027 | POE90 | Operational-demand | 9.8844 | NA
QLD | QTUL | Turkinje 66 | Energy Queensland | Summer | Coincident_unreconciled | 2028 | POE50 | Operational-demand | 20.0653 | NA
QLD | QTUL | Turkinje 66 | Energy Queensland | Summer | Coincident_unreconciled | 2028 | POE90 | Operational-demand | 12.4568 | NA
QLD | QTUL | Turkinje 66 | Energy Queensland | Summer | Non-coincident | 2028 | POE50 | Operational-demand | 12.497 | 68.0826
QLD | QTUL | Turkinje 66 | Energy Queensland | Summer | Non-coincident | 2028 | POE90 | Operational-demand | 9.3019 | NA
QLD | QTUL | Turkinje 66 | Energy Queensland | Summer | Coincident_unreconciled | 2029 | POE50 | Operational-demand | 18.912 | NA
QLD | QTUL | Turkinje 66 | Energy Queensland | Summer | Coincident_unreconciled | 2029 | POE90 | Operational-demand | 11.2543 | NA
QLD | QTUL | Turkinje 66 | Energy Queensland | Summer | Non-coincident | 2029 | POE50 | Operational-demand | 12.0127 | 68.8385
QLD | QTUL | Turkinje 66 | Energy Queensland | Summer | Non-coincident | 2029 | POE90 | Operational-demand | 8.7969 | NA
QLD | QTUL | Turkinje 66 | Energy Queensland | Summer | Coincident_unreconciled | 2030 | POE50 | Operational-demand | 18.1728 | NA
QLD | QTUL | Turkinje 66 | Energy Queensland | Summer | Coincident_unreconciled | 2030 | POE90 | Operational-demand | 10.4661 | NA
QLD | QTUL | Turkinje 66 | Energy Queensland | Summer | Non-coincident | 2030 | POE50 | Operational-demand | 11.7023 | 69.7173
QLD | QTUL | Turkinje 66 | Energy Queensland | Summer | Non-coincident | 2030 | POE90 | Operational-demand | 8.4659 | NA
QLD | QTUL | Turkinje 66 | Energy Queensland | Winter | Coincident | 2016 | ACTUAL_OPG | Operational-demand | 23.3941 | 43.893
QLD | QTUL | Turkinje 66 | Energy Queensland | Winter | Coincident | 2016 | ACTUAL_RAW | Operational-demand | 23.3941 | 43.893
QLD | QTUL | Turkinje 66 | Energy Queensland | Winter | Non-coincident | 2016 | ACTUAL_RAW | Operational-demand | 18.4053 | 47.4257
QLD | QTUL | Turkinje 66 | Energy Queensland | Winter | Non-coincident | 2016 | ACTUAL_OPG | Operational-demand | 18.4053 | 47.4257
QLD | QTUL | Turkinje 66 | Energy Queensland | Winter | Non-coincident | 2016 | ACTUAL_ADJUSTEDOPG | Operational-demand | 18.4053 | 47.4257
QLD | QTUL | Turkinje 66 | Energy Queensland | Winter | Coincident | 2017 | ACTUAL_OPG | Operational-demand | 31.9139 | 43.5259
QLD | QTUL | Turkinje 66 | Energy Queensland | Winter | Coincident | 2017 | ACTUAL_RAW | Operational-demand | 31.9139 | 43.5259
QLD | QTUL | Turkinje 66 | Energy Queensland | Winter | Non-coincident | 2017 | ACTUAL_RAW | Operational-demand | 20.7865 | 56.7853
QLD | QTUL | Turkinje 66 | Energy Queensland | Winter | Non-coincident | 2017 | ACTUAL_OPG | Operational-demand | 20.7865 | 56.7853
QLD | QTUL | Turkinje 66 | Energy Queensland | Winter | Non-coincident | 2017 | ACTUAL_ADJUSTEDOPG | Operational-demand | 20.7865 | 56.7853
QLD | QTUL | Turkinje 66 | Energy Queensland | Winter | Coincident | 2018 | ACTUAL_OPG | Operational-demand | 27.296 | 56.3846
QLD | QTUL | Turkinje 66 | Energy Queensland | Winter | Coincident | 2018 | ACTUAL_RAW | Operational-demand | 27.296 | 56.3846
QLD | QTUL | Turkinje 66 | Energy Queensland | Winter | Non-coincident | 2018 | ACTUAL_RAW | Operational-demand | 22.0029 | 60.6011
QLD | QTUL | Turkinje 66 | Energy Queensland | Winter | Non-coincident | 2018 | ACTUAL_OPG | Operational-demand | 22.0029 | 60.6011
QLD | QTUL | Turkinje 66 | Energy Queensland | Winter | Non-coincident | 2018 | ACTUAL_ADJUSTEDOPG | Operational-demand | 22.0029 | 60.6011
QLD | QTUL | Turkinje 66 | Energy Queensland | Winter | Coincident | 2019 | ACTUAL_OPG | Operational-demand | 25.6347 | 48.7363
QLD | QTUL | Turkinje 66 | Energy Queensland | Winter | Coincident | 2019 | ACTUAL_RAW | Operational-demand | 25.6347 | 48.7363
QLD | QTUL | Turkinje 66 | Energy Queensland | Winter | Non-coincident | 2019 | ACTUAL_RAW | Operational-demand | 17.2365 | 60.7839
QLD | QTUL | Turkinje 66 | Energy Queensland | Winter | Non-coincident | 2019 | ACTUAL_OPG | Operational-demand | 17.2365 | 60.7839
QLD | QTUL | Turkinje 66 | Energy Queensland | Winter | Non-coincident | 2019 | ACTUAL_ADJUSTEDOPG | Operational-demand | 17.2365 | 60.7839
QLD | QTUL | Turkinje 66 | Energy Queensland | Winter | Non-coincident | 2019 | BASEYEARPOE90 | Operational-demand | 7.8041 | NA
QLD | QTUL | Turkinje 66 | Energy Queensland | Winter | Non-coincident | 2019 | BASEYEARPOE50 | Operational-demand | 10.776 | 57.6851
QLD | QTUL | Turkinje 66 | Energy Queensland | Winter | Coincident_unreconciled | 2020 | POE50 | Operational-demand | 23 | NA
QLD | QTUL | Turkinje 66 | Energy Queensland | Winter | Coincident_unreconciled | 2020 | POE90 | Operational-demand | 17.7325 | NA
QLD | QTUL | Turkinje 66 | Energy Queensland | Winter | Non-coincident | 2020 | POE50 | Operational-demand | 17 | 58.7435
QLD | QTUL | Turkinje 66 | Energy Queensland | Winter | Non-coincident | 2020 | POE90 | Operational-demand | 14.0142 | NA
QLD | QTUL | Turkinje 66 | Energy Queensland | Winter | Coincident_unreconciled | 2021 | POE50 | Operational-demand | 18.8205 | NA
QLD | QTUL | Turkinje 66 | Energy Queensland | Winter | Coincident_unreconciled | 2021 | POE90 | Operational-demand | 15.2474 | NA
QLD | QTUL | Turkinje 66 | Energy Queensland | Winter | Non-coincident | 2021 | POE50 | Operational-demand | 14.6309 | 59.0609
QLD | QTUL | Turkinje 66 | Energy Queensland | Winter | Non-coincident | 2021 | POE90 | Operational-demand | 11.6282 | NA
QLD | QTUL | Turkinje 66 | Energy Queensland | Winter | Coincident_unreconciled | 2022 | POE50 | Operational-demand | 16.269 | NA
QLD | QTUL | Turkinje 66 | Energy Queensland | Winter | Coincident_unreconciled | 2022 | POE90 | Operational-demand | 14.9019 | NA
QLD | QTUL | Turkinje 66 | Energy Queensland | Winter | Non-coincident | 2022 | POE50 | Operational-demand | 13.1846 | 59.4076
QLD | QTUL | Turkinje 66 | Energy Queensland | Winter | Non-coincident | 2022 | POE90 | Operational-demand | 10.1635 | NA
QLD | QTUL | Turkinje 66 | Energy Queensland | Winter | Coincident_unreconciled | 2023 | POE50 | Operational-demand | 15.2941 | NA
QLD | QTUL | Turkinje 66 | Energy Queensland | Winter | Coincident_unreconciled | 2023 | POE90 | Operational-demand | 14.5773 | NA
QLD | QTUL | Turkinje 66 | Energy Queensland | Winter | Non-coincident | 2023 | POE50 | Operational-demand | 11.8264 | 59.7494
QLD | QTUL | Turkinje 66 | Energy Queensland | Winter | Non-coincident | 2023 | POE90 | Operational-demand | 8.7868 | NA
QLD | QTUL | Turkinje 66 | Energy Queensland | Winter | Coincident_unreconciled | 2024 | POE50 | Operational-demand | 15.0192 | NA
QLD | QTUL | Turkinje 66 | Energy Queensland | Winter | Coincident_unreconciled | 2024 | POE90 | Operational-demand | 14.298 | NA
QLD | QTUL | Turkinje 66 | Energy Queensland | Winter | Non-coincident | 2024 | POE50 | Operational-demand | 10.6607 | 60.0442
QLD | QTUL | Turkinje 66 | Energy Queensland | Winter | Non-coincident | 2024 | POE90 | Operational-demand | 7.6026 | NA
QLD | QTUL | Turkinje 66 | Energy Queensland | Winter | Coincident_unreconciled | 2025 | POE50 | Operational-demand | 14.7497 | NA
QLD | QTUL | Turkinje 66 | Energy Queensland | Winter | Coincident_unreconciled | 2025 | POE90 | Operational-demand | 14.0242 | NA
QLD | QTUL | Turkinje 66 | Energy Queensland | Winter | Non-coincident | 2025 | POE50 | Operational-demand | 9.518 | 60.339
QLD | QTUL | Turkinje 66 | Energy Queensland | Winter | Non-coincident | 2025 | POE90 | Operational-demand | 6.4415 | NA
QLD | QTUL | Turkinje 66 | Energy Queensland | Winter | Coincident_unreconciled | 2026 | POE50 | Operational-demand | 22.8609 | NA
QLD | QTUL | Turkinje 66 | Energy Queensland | Winter | Coincident_unreconciled | 2026 | POE90 | Operational-demand | 17.4005 | NA
QLD | QTUL | Turkinje 66 | Energy Queensland | Winter | Non-coincident | 2026 | POE50 | Operational-demand | 16.9212 | 62.7761
QLD | QTUL | Turkinje 66 | Energy Queensland | Winter | Non-coincident | 2026 | POE90 | Operational-demand | 13.826 | NA
QLD | QTUL | Turkinje 66 | Energy Queensland | Winter | Coincident_unreconciled | 2027 | POE50 | Operational-demand | 21.5358 | NA
QLD | QTUL | Turkinje 66 | Energy Queensland | Winter | Coincident_unreconciled | 2027 | POE90 | Operational-demand | 16.0403 | NA
QLD | QTUL | Turkinje 66 | Energy Queensland | Winter | Non-coincident | 2027 | POE50 | Operational-demand | 16.17 | 63.1706
QLD | QTUL | Turkinje 66 | Energy Queensland | Winter | Non-coincident | 2027 | POE90 | Operational-demand | 13.055 | NA
QLD | QTUL | Turkinje 66 | Energy Queensland | Winter | Coincident_unreconciled | 2028 | POE50 | Operational-demand | 20.3891 | NA
QLD | QTUL | Turkinje 66 | Energy Queensland | Winter | Coincident_unreconciled | 2028 | POE90 | Operational-demand | 15.4258 | NA
QLD | QTUL | Turkinje 66 | Energy Queensland | Winter | Non-coincident | 2028 | POE50 | Operational-demand | 15.5201 | 63.6931
QLD | QTUL | Turkinje 66 | Energy Queensland | Winter | Non-coincident | 2028 | POE90 | Operational-demand | 12.385 | NA
QLD | QTUL | Turkinje 66 | Energy Queensland | Winter | Coincident_unreconciled | 2029 | POE50 | Operational-demand | 19.3823 | NA
QLD | QTUL | Turkinje 66 | Energy Queensland | Winter | Coincident_unreconciled | 2029 | POE90 | Operational-demand | 15.2865 | NA
QLD | QTUL | Turkinje 66 | Energy Queensland | Winter | Non-coincident | 2029 | POE50 | Operational-demand | 14.9494 | 64.3283
QLD | QTUL | Turkinje 66 | Energy Queensland | Winter | Non-coincident | 2029 | POE90 | Operational-demand | 11.7944 | NA
QLD | QTUL | Turkinje 66 | Energy Queensland | Shoulder | Non-coincident | 2019 | BASEYEARPOE10 | Operational-demand | NA | 62.702
QLD | QTUL | Turkinje 66 | Energy Queensland | Shoulder | Coincident | 2021 | POE10 | Operational-demand | NA | 53.3882
QLD | QTUL | Turkinje 66 | Energy Queensland | Shoulder | Coincident | 2021 | POE50 | Operational-demand | NA | 53.6084
QLD | QTUL | Turkinje 66 | Energy Queensland | Shoulder | Non-coincident | 2021 | POE10 | Operational-demand | NA | 63.8999
QLD | QTUL | Turkinje 66 | Energy Queensland | Shoulder | Coincident | 2022 | POE10 | Operational-demand | NA | 55.1601
QLD | QTUL | Turkinje 66 | Energy Queensland | Shoulder | Coincident | 2022 | POE50 | Operational-demand | NA | 54.4627
QLD | QTUL | Turkinje 66 | Energy Queensland | Shoulder | Non-coincident | 2022 | POE10 | Operational-demand | NA | 64.2483
QLD | QTUL | Turkinje 66 | Energy Queensland | Shoulder | Coincident | 2023 | POE10 | Operational-demand | NA | 55.5766
QLD | QTUL | Turkinje 66 | Energy Queensland | Shoulder | Coincident | 2023 | POE50 | Operational-demand | NA | 55.1385
QLD | QTUL | Turkinje 66 | Energy Queensland | Shoulder | Non-coincident | 2023 | POE10 | Operational-demand | NA | 64.6106
QLD | QTUL | Turkinje 66 | Energy Queensland | Shoulder | Coincident | 2024 | POE10 | Operational-demand | NA | 56.1453
QLD | QTUL | Turkinje 66 | Energy Queensland | Shoulder | Coincident | 2024 | POE50 | Operational-demand | NA | 56.4344
QLD | QTUL | Turkinje 66 | Energy Queensland | Shoulder | Non-coincident | 2024 | POE10 | Operational-demand | NA | 64.9591
QLD | QTUL | Turkinje 66 | Energy Queensland | Shoulder | Coincident | 2025 | POE10 | Operational-demand | NA | 56.6179
QLD | QTUL | Turkinje 66 | Energy Queensland | Shoulder | Coincident | 2025 | POE50 | Operational-demand | NA | 56.4954
QLD | QTUL | Turkinje 66 | Energy Queensland | Shoulder | Non-coincident | 2025 | POE10 | Operational-demand | NA | 65.3024
QLD | QTUL | Turkinje 66 | Energy Queensland | Shoulder | Coincident | 2026 | POE10 | Operational-demand | NA | 56.9376
QLD | QTUL | Turkinje 66 | Energy Queensland | Shoulder | Coincident | 2026 | POE50 | Operational-demand | NA | 57.1354
QLD | QTUL | Turkinje 66 | Energy Queensland | Shoulder | Non-coincident | 2026 | POE10 | Operational-demand | NA | 66.0117
QLD | QTUL | Turkinje 66 | Energy Queensland | Shoulder | Coincident | 2027 | POE10 | Operational-demand | NA | 57.3689
QLD | QTUL | Turkinje 66 | Energy Queensland | Shoulder | Coincident | 2027 | POE50 | Operational-demand | NA | 57.5209
QLD | QTUL | Turkinje 66 | Energy Queensland | Shoulder | Non-coincident | 2027 | POE10 | Operational-demand | NA | 66.7895
QLD | QTUL | Turkinje 66 | Energy Queensland | Shoulder | Coincident | 2028 | POE10 | Operational-demand | NA | 57.6202
QLD | QTUL | Turkinje 66 | Energy Queensland | Shoulder | Coincident | 2028 | POE50 | Operational-demand | NA | 57.9155
QLD | QTUL | Turkinje 66 | Energy Queensland | Shoulder | Non-coincident | 2028 | POE10 | Operational-demand | NA | 67.3377
QLD | QTUL | Turkinje 66 | Energy Queensland | Shoulder | Coincident | 2029 | POE10 | Operational-demand | NA | 58.76
QLD | QTUL | Turkinje 66 | Energy Queensland | Shoulder | Coincident | 2029 | POE50 | Operational-demand | NA | 58.7192
QLD | QTUL | Turkinje 66 | Energy Queensland | Shoulder | Non-coincident | 2029 | POE10 | Operational-demand | NA | 68.0357
QLD | QTUL | Turkinje 66 | Energy Queensland | Shoulder | Coincident | 2030 | POE10 | Operational-demand | NA | 59.4669
QLD | QTUL | Turkinje 66 | Energy Queensland | Shoulder | Coincident | 2030 | POE50 | Operational-demand | NA | 59.4958
QLD | QTUL | Turkinje 66 | Energy Queensland | Shoulder | Non-coincident | 2030 | POE10 | Operational-demand | NA | 68.8587
QLD | QTUL | Turkinje 66 | Energy Queensland | Summer | Non-coincident | 2019 | BASEYEARPOE10 | Operational-demand | NA | 65.841
QLD | QTUL | Turkinje 66 | Energy Queensland | Summer | Coincident | 2021 | POE10 | Operational-demand | NA | 48.7725
QLD | QTUL | Turkinje 66 | Energy Queensland | Summer | Coincident | 2021 | POE50 | Operational-demand | NA | 49.4385
QLD | QTUL | Turkinje 66 | Energy Queensland | Summer | Non-coincident | 2021 | POE10 | Operational-demand | NA | 66.8929
QLD | QTUL | Turkinje 66 | Energy Queensland | Summer | Coincident | 2022 | POE10 | Operational-demand | NA | 49.9336
QLD | QTUL | Turkinje 66 | Energy Queensland | Summer | Coincident | 2022 | POE50 | Operational-demand | NA | 50.5381
QLD | QTUL | Turkinje 66 | Energy Queensland | Summer | Non-coincident | 2022 | POE10 | Operational-demand | NA | 67.2638
QLD | QTUL | Turkinje 66 | Energy Queensland | Summer | Coincident | 2023 | POE10 | Operational-demand | NA | 50.4954
QLD | QTUL | Turkinje 66 | Energy Queensland | Summer | Coincident | 2023 | POE50 | Operational-demand | NA | 50.994
QLD | QTUL | Turkinje 66 | Energy Queensland | Summer | Non-coincident | 2023 | POE10 | Operational-demand | NA | 67.648
QLD | QTUL | Turkinje 66 | Energy Queensland | Summer | Coincident | 2024 | POE10 | Operational-demand | NA | 51.3655
QLD | QTUL | Turkinje 66 | Energy Queensland | Summer | Coincident | 2024 | POE50 | Operational-demand | NA | 51.9231
QLD | QTUL | Turkinje 66 | Energy Queensland | Summer | Non-coincident | 2024 | POE10 | Operational-demand | NA | 68.031
QLD | QTUL | Turkinje 66 | Energy Queensland | Summer | Coincident | 2025 | POE10 | Operational-demand | NA | 51.4195
QLD | QTUL | Turkinje 66 | Energy Queensland | Summer | Coincident | 2025 | POE50 | Operational-demand | NA | 52.2464
QLD | QTUL | Turkinje 66 | Energy Queensland | Summer | Non-coincident | 2025 | POE10 | Operational-demand | NA | 68.4228
QLD | QTUL | Turkinje 66 | Energy Queensland | Summer | Coincident | 2026 | POE10 | Operational-demand | NA | 52.0532
QLD | QTUL | Turkinje 66 | Energy Queensland | Summer | Coincident | 2026 | POE50 | Operational-demand | NA | 52.7191
QLD | QTUL | Turkinje 66 | Energy Queensland | Summer | Non-coincident | 2026 | POE10 | Operational-demand | NA | 68.9771
QLD | QTUL | Turkinje 66 | Energy Queensland | Summer | Coincident | 2027 | POE10 | Operational-demand | NA | 52.0816
QLD | QTUL | Turkinje 66 | Energy Queensland | Summer | Coincident | 2027 | POE50 | Operational-demand | NA | 52.9342
QLD | QTUL | Turkinje 66 | Energy Queensland | Summer | Non-coincident | 2027 | POE10 | Operational-demand | NA | 69.5652
QLD | QTUL | Turkinje 66 | Energy Queensland | Summer | Coincident | 2028 | POE10 | Operational-demand | NA | 52.5607
QLD | QTUL | Turkinje 66 | Energy Queensland | Summer | Coincident | 2028 | POE50 | Operational-demand | NA | 53.398
QLD | QTUL | Turkinje 66 | Energy Queensland | Summer | Non-coincident | 2028 | POE10 | Operational-demand | NA | 70.1865
QLD | QTUL | Turkinje 66 | Energy Queensland | Summer | Coincident | 2029 | POE10 | Operational-demand | NA | 52.9726
QLD | QTUL | Turkinje 66 | Energy Queensland | Summer | Coincident | 2029 | POE50 | Operational-demand | NA | 54.0549
QLD | QTUL | Turkinje 66 | Energy Queensland | Summer | Non-coincident | 2029 | POE10 | Operational-demand | NA | 70.9558
QLD | QTUL | Turkinje 66 | Energy Queensland | Summer | Coincident | 2030 | POE10 | Operational-demand | NA | 53.6731
QLD | QTUL | Turkinje 66 | Energy Queensland | Summer | Coincident | 2030 | POE50 | Operational-demand | NA | 54.4902
QLD | QTUL | Turkinje 66 | Energy Queensland | Summer | Non-coincident | 2030 | POE10 | Operational-demand | NA | 71.848
QLD | QTUL | Turkinje 66 | Energy Queensland | Winter | Non-coincident | 2019 | BASEYEARPOE10 | Operational-demand | NA | 60.1511
QLD | QTUL | Turkinje 66 | Energy Queensland | Winter | Coincident | 2020 | POE10 | Operational-demand | NA | 51.3237
QLD | QTUL | Turkinje 66 | Energy Queensland | Winter | Coincident | 2020 | POE50 | Operational-demand | NA | 48.7637
QLD | QTUL | Turkinje 66 | Energy Queensland | Winter | Non-coincident | 2020 | POE10 | Operational-demand | NA | 61.1609
QLD | QTUL | Turkinje 66 | Energy Queensland | Winter | Coincident | 2021 | POE10 | Operational-demand | NA | 51.168
QLD | QTUL | Turkinje 66 | Energy Queensland | Winter | Coincident | 2021 | POE50 | Operational-demand | NA | 48.6024
QLD | QTUL | Turkinje 66 | Energy Queensland | Winter | Non-coincident | 2021 | POE10 | Operational-demand | NA | 61.492
QLD | QTUL | Turkinje 66 | Energy Queensland | Winter | Coincident | 2022 | POE10 | Operational-demand | NA | 52.6077
QLD | QTUL | Turkinje 66 | Energy Queensland | Winter | Coincident | 2022 | POE50 | Operational-demand | NA | 49.978
QLD | QTUL | Turkinje 66 | Energy Queensland | Winter | Non-coincident | 2022 | POE10 | Operational-demand | NA | 61.8535
QLD | QTUL | Turkinje 66 | Energy Queensland | Winter | Coincident | 2023 | POE10 | Operational-demand | NA | 53.3999
QLD | QTUL | Turkinje 66 | Energy Queensland | Winter | Coincident | 2023 | POE50 | Operational-demand | NA | 50.6819
QLD | QTUL | Turkinje 66 | Energy Queensland | Winter | Non-coincident | 2023 | POE10 | Operational-demand | NA | 62.2102
QLD | QTUL | Turkinje 66 | Energy Queensland | Winter | Coincident | 2024 | POE10 | Operational-demand | NA | 54.4667
QLD | QTUL | Turkinje 66 | Energy Queensland | Winter | Coincident | 2024 | POE50 | Operational-demand | NA | 51.4937
QLD | QTUL | Turkinje 66 | Energy Queensland | Winter | Non-coincident | 2024 | POE10 | Operational-demand | NA | 62.5198
QLD | QTUL | Turkinje 66 | Energy Queensland | Winter | Coincident | 2025 | POE10 | Operational-demand | NA | 54.5678
QLD | QTUL | Turkinje 66 | Energy Queensland | Winter | Coincident | 2025 | POE50 | Operational-demand | NA | 51.6982
QLD | QTUL | Turkinje 66 | Energy Queensland | Winter | Non-coincident | 2025 | POE10 | Operational-demand | NA | 62.8296
QLD | QTUL | Turkinje 66 | Energy Queensland | Winter | Coincident | 2026 | POE10 | Operational-demand | NA | 56.6592
QLD | QTUL | Turkinje 66 | Energy Queensland | Winter | Coincident | 2026 | POE50 | Operational-demand | NA | 53.8517
QLD | QTUL | Turkinje 66 | Energy Queensland | Winter | Non-coincident | 2026 | POE10 | Operational-demand | NA | 65.2816
QLD | QTUL | Turkinje 66 | Energy Queensland | Winter | Coincident | 2027 | POE10 | Operational-demand | NA | 56.9603
QLD | QTUL | Turkinje 66 | Energy Queensland | Winter | Coincident | 2027 | POE50 | Operational-demand | NA | 54.1431
QLD | QTUL | Turkinje 66 | Energy Queensland | Winter | Non-coincident | 2027 | POE10 | Operational-demand | NA | 65.6922
QLD | QTUL | Turkinje 66 | Energy Queensland | Winter | Coincident | 2028 | POE10 | Operational-demand | NA | 58.0044
QLD | QTUL | Turkinje 66 | Energy Queensland | Winter | Coincident | 2028 | POE50 | Operational-demand | NA | 54.7125
QLD | QTUL | Turkinje 66 | Energy Queensland | Winter | Non-coincident | 2028 | POE10 | Operational-demand | NA | 66.2308
QLD | QTUL | Turkinje 66 | Energy Queensland | Winter | Coincident | 2029 | POE10 | Operational-demand | NA | 58.2595
QLD | QTUL | Turkinje 66 | Energy Queensland | Winter | Coincident | 2029 | POE50 | Operational-demand | NA | 55.2475
QLD | QTUL | Turkinje 66 | Energy Queensland | Winter | Non-coincident | 2029 | POE10 | Operational-demand | NA | 66.8821
QLD | QWLG | Woolooga (Energex) | Energy Queensland | Shoulder | Coincident | 2017 | ACTUAL_OPG | Operational-demand | 71.8189 | 115.367
QLD | QWLG | Woolooga (Energex) | Energy Queensland | Shoulder | Coincident | 2017 | ACTUAL_RAW | Operational-demand | 71.8189 | 115.367
QLD | QWLG | Woolooga (Energex) | Energy Queensland | Shoulder | Non-coincident | 2017 | ACTUAL_RAW | Operational-demand | 14.046 | 230.1445
QLD | QWLG | Woolooga (Energex) | Energy Queensland | Shoulder | Non-coincident | 2017 | ACTUAL_OPG | Operational-demand | 14.046 | 230.1445
QLD | QWLG | Woolooga (Energex) | Energy Queensland | Shoulder | Non-coincident | 2017 | ACTUAL_ADJUSTEDOPG | Operational-demand | 14.046 | 230.1445
QLD | QWLG | Woolooga (Energex) | Energy Queensland | Shoulder | Coincident | 2018 | ACTUAL_OPG | Operational-demand | 55.209 | 165.5444
QLD | QWLG | Woolooga (Energex) | Energy Queensland | Shoulder | Coincident | 2018 | ACTUAL_RAW | Operational-demand | 55.209 | 165.5444
QLD | QWLG | Woolooga (Energex) | Energy Queensland | Shoulder | Non-coincident | 2018 | ACTUAL_RAW | Operational-demand | 45.9724 | 177.8942
QLD | QWLG | Woolooga (Energex) | Energy Queensland | Shoulder | Non-coincident | 2018 | ACTUAL_OPG | Operational-demand | 45.9724 | 177.8942
QLD | QWLG | Woolooga (Energex) | Energy Queensland | Shoulder | Non-coincident | 2018 | ACTUAL_ADJUSTEDOPG | Operational-demand | 45.9724 | 177.8942
QLD | QWLG | Woolooga (Energex) | Energy Queensland | Shoulder | Coincident | 2019 | ACTUAL_OPG | Operational-demand | 81.9704 | 162.4858
QLD | QWLG | Woolooga (Energex) | Energy Queensland | Shoulder | Coincident | 2019 | ACTUAL_RAW | Operational-demand | 81.9704 | 162.4858
QLD | QWLG | Woolooga (Energex) | Energy Queensland | Shoulder | Non-coincident | 2019 | ACTUAL_RAW | Operational-demand | 42.4946 | 270.2617
QLD | QWLG | Woolooga (Energex) | Energy Queensland | Shoulder | Non-coincident | 2019 | ACTUAL_OPG | Operational-demand | 42.4946 | 270.2617
QLD | QWLG | Woolooga (Energex) | Energy Queensland | Shoulder | Non-coincident | 2019 | ACTUAL_ADJUSTEDOPG | Operational-demand | 42.4946 | 270.2617
QLD | QWLG | Woolooga (Energex) | Energy Queensland | Shoulder | Non-coincident | 2019 | BASEYEARPOE90 | Operational-demand | 29.6794 | NA
QLD | QWLG | Woolooga (Energex) | Energy Queensland | Shoulder | Non-coincident | 2019 | BASEYEARPOE50 | Operational-demand | 35.7334 | 225.7501
QLD | QWLG | Woolooga (Energex) | Energy Queensland | Shoulder | Coincident | 2020 | ACTUAL_OPG | Operational-demand | 60.2705 | 163.5843
QLD | QWLG | Woolooga (Energex) | Energy Queensland | Shoulder | Coincident | 2020 | ACTUAL_RAW | Operational-demand | 60.2705 | 163.5843
QLD | QWLG | Woolooga (Energex) | Energy Queensland | Shoulder | Non-coincident | 2020 | ACTUAL_RAW | Operational-demand | 54.1754 | 190.4198
QLD | QWLG | Woolooga (Energex) | Energy Queensland | Shoulder | Non-coincident | 2020 | ACTUAL_OPG | Operational-demand | 54.1754 | 190.4198
QLD | QWLG | Woolooga (Energex) | Energy Queensland | Shoulder | Non-coincident | 2020 | ACTUAL_ADJUSTEDOPG | Operational-demand | 54.1754 | 190.4198
QLD | QWLG | Woolooga (Energex) | Energy Queensland | Shoulder | Coincident_unreconciled | 2021 | POE50 | Operational-demand | 55 | NA
QLD | QWLG | Woolooga (Energex) | Energy Queensland | Shoulder | Coincident_unreconciled | 2021 | POE90 | Operational-demand | 45.9743 | NA
QLD | QWLG | Woolooga (Energex) | Energy Queensland | Shoulder | Non-coincident | 2021 | POE50 | Operational-demand | 13.0559 | 228.0439
QLD | QWLG | Woolooga (Energex) | Energy Queensland | Shoulder | Non-coincident | 2021 | POE90 | Operational-demand | -17.3981 | NA
QLD | QWLG | Woolooga (Energex) | Energy Queensland | Shoulder | Coincident_unreconciled | 2022 | POE50 | Operational-demand | 49.0705 | NA
QLD | QWLG | Woolooga (Energex) | Energy Queensland | Shoulder | Coincident_unreconciled | 2022 | POE90 | Operational-demand | 39.9604 | NA
QLD | QWLG | Woolooga (Energex) | Energy Queensland | Shoulder | Non-coincident | 2022 | POE50 | Operational-demand | 9.1397 | 229.9024
QLD | QWLG | Woolooga (Energex) | Energy Queensland | Shoulder | Non-coincident | 2022 | POE90 | Operational-demand | -20.4593 | NA
QLD | QWLG | Woolooga (Energex) | Energy Queensland | Shoulder | Coincident_unreconciled | 2023 | POE50 | Operational-demand | 42.2019 | NA
QLD | QWLG | Woolooga (Energex) | Energy Queensland | Shoulder | Coincident_unreconciled | 2023 | POE90 | Operational-demand | 34.5178 | NA
QLD | QWLG | Woolooga (Energex) | Energy Queensland | Shoulder | Non-coincident | 2023 | POE50 | Operational-demand | 4.6032 | 231.849
QLD | QWLG | Woolooga (Energex) | Energy Queensland | Shoulder | Non-coincident | 2023 | POE90 | Operational-demand | -23.9625 | NA
QLD | QWLG | Woolooga (Energex) | Energy Queensland | Shoulder | Coincident_unreconciled | 2024 | POE50 | Operational-demand | 38.1697 | NA
QLD | QWLG | Woolooga (Energex) | Energy Queensland | Shoulder | Coincident_unreconciled | 2024 | POE90 | Operational-demand | 33.1962 | NA
QLD | QWLG | Woolooga (Energex) | Energy Queensland | Shoulder | Non-coincident | 2024 | POE50 | Operational-demand | 1.9401 | 233.7122
QLD | QWLG | Woolooga (Energex) | Energy Queensland | Shoulder | Non-coincident | 2024 | POE90 | Operational-demand | -26.1407 | NA
QLD | QWLG | Woolooga (Energex) | Energy Queensland | Shoulder | Coincident_unreconciled | 2025 | POE50 | Operational-demand | 35.3421 | NA
QLD | QWLG | Woolooga (Energex) | Energy Queensland | Shoulder | Coincident_unreconciled | 2025 | POE90 | Operational-demand | 32.2613 | NA
QLD | QWLG | Woolooga (Energex) | Energy Queensland | Shoulder | Non-coincident | 2025 | POE50 | Operational-demand | 0.07256 | 235.4183
QLD | QWLG | Woolooga (Energex) | Energy Queensland | Shoulder | Non-coincident | 2025 | POE90 | Operational-demand | -27.7574 | NA
QLD | QWLG | Woolooga (Energex) | Energy Queensland | Shoulder | Coincident_unreconciled | 2026 | POE50 | Operational-demand | 34.3622 | NA
QLD | QWLG | Woolooga (Energex) | Energy Queensland | Shoulder | Coincident_unreconciled | 2026 | POE90 | Operational-demand | 31.3285 | NA
QLD | QWLG | Woolooga (Energex) | Energy Queensland | Shoulder | Non-coincident | 2026 | POE50 | Operational-demand | -1.7906 | 237.0846
QLD | QWLG | Woolooga (Energex) | Energy Queensland | Shoulder | Non-coincident | 2026 | POE90 | Operational-demand | -29.3717 | NA
QLD | QWLG | Woolooga (Energex) | Energy Queensland | Shoulder | Coincident_unreconciled | 2027 | POE50 | Operational-demand | 33.6112 | NA
QLD | QWLG | Woolooga (Energex) | Energy Queensland | Shoulder | Coincident_unreconciled | 2027 | POE90 | Operational-demand | 30.5515 | NA
QLD | QWLG | Woolooga (Energex) | Energy Queensland | Shoulder | Non-coincident | 2027 | POE50 | Operational-demand | -3.3362 | 238.6316
QLD | QWLG | Woolooga (Energex) | Energy Queensland | Shoulder | Non-coincident | 2027 | POE90 | Operational-demand | -30.7544 | NA
QLD | QWLG | Woolooga (Energex) | Energy Queensland | Shoulder | Coincident_unreconciled | 2028 | POE50 | Operational-demand | 32.9038 | NA
QLD | QWLG | Woolooga (Energex) | Energy Queensland | Shoulder | Coincident_unreconciled | 2028 | POE90 | Operational-demand | 29.8194 | NA
QLD | QWLG | Woolooga (Energex) | Energy Queensland | Shoulder | Non-coincident | 2028 | POE50 | Operational-demand | -4.7919 | 240.5011
QLD | QWLG | Woolooga (Energex) | Energy Queensland | Shoulder | Non-coincident | 2028 | POE90 | Operational-demand | -32.0697 | NA
QLD | QWLG | Woolooga (Energex) | Energy Queensland | Shoulder | Coincident_unreconciled | 2029 | POE50 | Operational-demand | 32.2129 | NA
QLD | QWLG | Woolooga (Energex) | Energy Queensland | Shoulder | Coincident_unreconciled | 2029 | POE90 | Operational-demand | 29.1037 | NA
QLD | QWLG | Woolooga (Energex) | Energy Queensland | Shoulder | Non-coincident | 2029 | POE50 | Operational-demand | -6.2136 | 242.7282
QLD | QWLG | Woolooga (Energex) | Energy Queensland | Shoulder | Non-coincident | 2029 | POE90 | Operational-demand | -33.3736 | NA
QLD | QWLG | Woolooga (Energex) | Energy Queensland | Shoulder | Coincident_unreconciled | 2030 | POE50 | Operational-demand | 31.7965 | NA
QLD | QWLG | Woolooga (Energex) | Energy Queensland | Shoulder | Coincident_unreconciled | 2030 | POE90 | Operational-demand | 28.6625 | NA
QLD | QWLG | Woolooga (Energex) | Energy Queensland | Shoulder | Non-coincident | 2030 | POE50 | Operational-demand | -7.0705 | 244.9246
QLD | QWLG | Woolooga (Energex) | Energy Queensland | Shoulder | Non-coincident | 2030 | POE90 | Operational-demand | -34.2975 | NA
QLD | QWLG | Woolooga (Energex) | Energy Queensland | Summer | Coincident | 2017 | ACTUAL_OPG | Operational-demand | 56.0255 | 212.3722
QLD | QWLG | Woolooga (Energex) | Energy Queensland | Summer | Coincident | 2017 | ACTUAL_RAW | Operational-demand | 56.0255 | 212.3722
QLD | QWLG | Woolooga (Energex) | Energy Queensland | Summer | Non-coincident | 2017 | ACTUAL_RAW | Operational-demand | 22.1511 | 217.1733
QLD | QWLG | Woolooga (Energex) | Energy Queensland | Summer | Non-coincident | 2017 | ACTUAL_OPG | Operational-demand | 22.1511 | 217.1733
QLD | QWLG | Woolooga (Energex) | Energy Queensland | Summer | Coincident | 2018 | ACTUAL_OPG | Operational-demand | 77.9241 | 198.945
QLD | QWLG | Woolooga (Energex) | Energy Queensland | Summer | Coincident | 2018 | ACTUAL_RAW | Operational-demand | 77.9241 | 198.945
QLD | QWLG | Woolooga (Energex) | Energy Queensland | Summer | Non-coincident | 2018 | ACTUAL_RAW | Operational-demand | 49.3947 | 243.8082
QLD | QWLG | Woolooga (Energex) | Energy Queensland | Summer | Non-coincident | 2018 | ACTUAL_OPG | Operational-demand | 49.3947 | 243.8082
QLD | QWLG | Woolooga (Energex) | Energy Queensland | Summer | Non-coincident | 2018 | ACTUAL_ADJUSTEDOPG | Operational-demand | 49.3947 | 243.8082
QLD | QWLG | Woolooga (Energex) | Energy Queensland | Summer | Coincident | 2019 | ACTUAL_OPG | Operational-demand | 81.6235 | 199.4118
QLD | QWLG | Woolooga (Energex) | Energy Queensland | Summer | Coincident | 2019 | ACTUAL_RAW | Operational-demand | 81.6235 | 199.4118
QLD | QWLG | Woolooga (Energex) | Energy Queensland | Summer | Non-coincident | 2019 | ACTUAL_RAW | Operational-demand | 42.0346 | 240.8173
QLD | QWLG | Woolooga (Energex) | Energy Queensland | Summer | Non-coincident | 2019 | ACTUAL_OPG | Operational-demand | 42.0346 | 240.8173
QLD | QWLG | Woolooga (Energex) | Energy Queensland | Summer | Non-coincident | 2019 | ACTUAL_ADJUSTEDOPG | Operational-demand | 42.0346 | 240.8173
QLD | QWLG | Woolooga (Energex) | Energy Queensland | Summer | Non-coincident | 2019 | BASEYEARPOE90 | Operational-demand | 27.5985 | NA
QLD | QWLG | Woolooga (Energex) | Energy Queensland | Summer | Non-coincident | 2019 | BASEYEARPOE50 | Operational-demand | 39.3098 | 216.4788
QLD | QWLG | Woolooga (Energex) | Energy Queensland | Summer | Coincident | 2020 | ACTUAL_OPG | Operational-demand | 42.5276 | 220.6942
QLD | QWLG | Woolooga (Energex) | Energy Queensland | Summer | Coincident | 2020 | ACTUAL_RAW | Operational-demand | 42.5276 | 220.6942
QLD | QWLG | Woolooga (Energex) | Energy Queensland | Summer | Non-coincident | 2020 | ACTUAL_RAW | Operational-demand | 33.5989 | 224.1145
QLD | QWLG | Woolooga (Energex) | Energy Queensland | Summer | Non-coincident | 2020 | ACTUAL_OPG | Operational-demand | 33.5989 | 224.1145
QLD | QWLG | Woolooga (Energex) | Energy Queensland | Summer | Non-coincident | 2020 | ACTUAL_ADJUSTEDOPG | Operational-demand | 33.5989 | 224.1145
QLD | QWLG | Woolooga (Energex) | Energy Queensland | Summer | Coincident_unreconciled | 2021 | POE50 | Operational-demand | 45.266 | NA
QLD | QWLG | Woolooga (Energex) | Energy Queensland | Summer | Coincident_unreconciled | 2021 | POE90 | Operational-demand | 27.0107 | NA
QLD | QWLG | Woolooga (Energex) | Energy Queensland | Summer | Non-coincident | 2021 | POE50 | Operational-demand | 31.3317 | 219.1757
QLD | QWLG | Woolooga (Energex) | Energy Queensland | Summer | Non-coincident | 2021 | POE90 | Operational-demand | 18.5051 | NA
QLD | QWLG | Woolooga (Energex) | Energy Queensland | Summer | Coincident_unreconciled | 2022 | POE50 | Operational-demand | 39.3754 | NA
QLD | QWLG | Woolooga (Energex) | Energy Queensland | Summer | Coincident_unreconciled | 2022 | POE90 | Operational-demand | 20.9464 | NA
QLD | QWLG | Woolooga (Energex) | Energy Queensland | Summer | Non-coincident | 2022 | POE50 | Operational-demand | 27.2544 | 220.3308
QLD | QWLG | Woolooga (Energex) | Energy Queensland | Summer | Non-coincident | 2022 | POE90 | Operational-demand | 14.4985 | NA
QLD | QWLG | Woolooga (Energex) | Energy Queensland | Summer | Coincident_unreconciled | 2023 | POE50 | Operational-demand | 32.8301 | NA
QLD | QWLG | Woolooga (Energex) | Energy Queensland | Summer | Coincident_unreconciled | 2023 | POE90 | Operational-demand | 14.225 | NA
QLD | QWLG | Woolooga (Energex) | Energy Queensland | Summer | Non-coincident | 2023 | POE50 | Operational-demand | 22.724 | 221.4614
QLD | QWLG | Woolooga (Energex) | Energy Queensland | Summer | Non-coincident | 2023 | POE90 | Operational-demand | 9.8461 | NA
QLD | QWLG | Woolooga (Energex) | Energy Queensland | Summer | Coincident_unreconciled | 2024 | POE50 | Operational-demand | 29.1987 | NA
QLD | QWLG | Woolooga (Energex) | Energy Queensland | Summer | Coincident_unreconciled | 2024 | POE90 | Operational-demand | 10.4173 | NA
QLD | QWLG | Woolooga (Energex) | Energy Queensland | Summer | Non-coincident | 2024 | POE50 | Operational-demand | 20.2104 | 222.9065
QLD | QWLG | Woolooga (Energex) | Energy Queensland | Summer | Non-coincident | 2024 | POE90 | Operational-demand | 7.2105 | NA
QLD | QWLG | Woolooga (Energex) | Energy Queensland | Summer | Coincident_unreconciled | 2025 | POE50 | Operational-demand | 26.5747 | NA
QLD | QWLG | Woolooga (Energex) | Energy Queensland | Summer | Coincident_unreconciled | 2025 | POE90 | Operational-demand | 7.6171 | NA
QLD | QWLG | Woolooga (Energex) | Energy Queensland | Summer | Non-coincident | 2025 | POE50 | Operational-demand | 18.3942 | 224.4443
QLD | QWLG | Woolooga (Energex) | Energy Queensland | Summer | Non-coincident | 2025 | POE90 | Operational-demand | 5.2723 | NA
QLD | QWLG | Woolooga (Energex) | Energy Queensland | Summer | Coincident_unreconciled | 2026 | POE50 | Operational-demand | 23.8735 | NA
QLD | QWLG | Woolooga (Energex) | Energy Queensland | Summer | Coincident_unreconciled | 2026 | POE90 | Operational-demand | 4.7397 | NA
QLD | QWLG | Woolooga (Energex) | Energy Queensland | Summer | Non-coincident | 2026 | POE50 | Operational-demand | 16.5245 | 226.0112
QLD | QWLG | Woolooga (Energex) | Energy Queensland | Summer | Non-coincident | 2026 | POE90 | Operational-demand | 3.2807 | NA
QLD | QWLG | Woolooga (Energex) | Energy Queensland | Summer | Coincident_unreconciled | 2027 | POE50 | Operational-demand | 21.6015 | NA
QLD | QWLG | Woolooga (Energex) | Energy Queensland | Summer | Coincident_unreconciled | 2027 | POE90 | Operational-demand | 2.3017 | NA
QLD | QWLG | Woolooga (Energex) | Energy Queensland | Summer | Non-coincident | 2027 | POE50 | Operational-demand | 14.9519 | 227.5824
QLD | QWLG | Woolooga (Energex) | Energy Queensland | Summer | Non-coincident | 2027 | POE90 | Operational-demand | 1.5931 | NA
QLD | QWLG | Woolooga (Energex) | Energy Queensland | Summer | Coincident_unreconciled | 2028 | POE50 | Operational-demand | 19.502 | NA
QLD | QWLG | Woolooga (Energex) | Energy Queensland | Summer | Coincident_unreconciled | 2028 | POE90 | Operational-demand | 0.04316 | NA
QLD | QWLG | Woolooga (Energex) | Energy Queensland | Summer | Non-coincident | 2028 | POE50 | Operational-demand | 13.4986 | 229.2906
QLD | QWLG | Woolooga (Energex) | Energy Queensland | Summer | Non-coincident | 2028 | POE90 | Operational-demand | 0.02988 | NA
QLD | QWLG | Woolooga (Energex) | Energy Queensland | Summer | Coincident_unreconciled | 2029 | POE50 | Operational-demand | 17.6214 | NA
QLD | QWLG | Woolooga (Energex) | Energy Queensland | Summer | Coincident_unreconciled | 2029 | POE90 | Operational-demand | -0.76726 | NA
QLD | QWLG | Woolooga (Energex) | Energy Queensland | Summer | Non-coincident | 2029 | POE50 | Operational-demand | 12.197 | 231.1916
QLD | QWLG | Woolooga (Energex) | Energy Queensland | Summer | Non-coincident | 2029 | POE90 | Operational-demand | -1.3818 | NA
QLD | QWLG | Woolooga (Energex) | Energy Queensland | Summer | Coincident_unreconciled | 2030 | POE50 | Operational-demand | 16.4774 | NA
QLD | QWLG | Woolooga (Energex) | Energy Queensland | Summer | Coincident_unreconciled | 2030 | POE90 | Operational-demand | -1.268 | NA
QLD | QWLG | Woolooga (Energex) | Energy Queensland | Summer | Non-coincident | 2030 | POE50 | Operational-demand | 11.4052 | 233.283
QLD | QWLG | Woolooga (Energex) | Energy Queensland | Summer | Non-coincident | 2030 | POE90 | Operational-demand | -2.2836 | NA
QLD | QWLG | Woolooga (Energex) | Energy Queensland | Winter | Coincident | 2016 | ACTUAL_OPG | Operational-demand | 82.1995 | 169.0023
QLD | QWLG | Woolooga (Energex) | Energy Queensland | Winter | Coincident | 2016 | ACTUAL_RAW | Operational-demand | 82.1995 | 169.0023
QLD | QWLG | Woolooga (Energex) | Energy Queensland | Winter | Non-coincident | 2016 | ACTUAL_RAW | Operational-demand | 12.6757 | 181.8481
QLD | QWLG | Woolooga (Energex) | Energy Queensland | Winter | Non-coincident | 2016 | ACTUAL_OPG | Operational-demand | 12.6757 | 181.8481
QLD | QWLG | Woolooga (Energex) | Energy Queensland | Winter | Coincident | 2017 | ACTUAL_OPG | Operational-demand | 33.7719 | 255.5853
QLD | QWLG | Woolooga (Energex) | Energy Queensland | Winter | Coincident | 2017 | ACTUAL_RAW | Operational-demand | 33.7719 | 255.5853
QLD | QWLG | Woolooga (Energex) | Energy Queensland | Winter | Non-coincident | 2017 | ACTUAL_RAW | Operational-demand | 33.7719 | 255.5853
QLD | QWLG | Woolooga (Energex) | Energy Queensland | Winter | Non-coincident | 2017 | ACTUAL_OPG | Operational-demand | 33.7719 | 255.5853
QLD | QWLG | Woolooga (Energex) | Energy Queensland | Winter | Non-coincident | 2017 | ACTUAL_ADJUSTEDOPG | Operational-demand | 33.7719 | 255.5853
QLD | QWLG | Woolooga (Energex) | Energy Queensland | Winter | Coincident | 2018 | ACTUAL_OPG | Operational-demand | 64.8525 | 172.4178
QLD | QWLG | Woolooga (Energex) | Energy Queensland | Winter | Coincident | 2018 | ACTUAL_RAW | Operational-demand | 64.8525 | 172.4178
QLD | QWLG | Woolooga (Energex) | Energy Queensland | Winter | Non-coincident | 2018 | ACTUAL_RAW | Operational-demand | 50.3669 | 195.6354
QLD | QWLG | Woolooga (Energex) | Energy Queensland | Winter | Non-coincident | 2018 | ACTUAL_OPG | Operational-demand | 50.3669 | 195.6354
QLD | QWLG | Woolooga (Energex) | Energy Queensland | Winter | Non-coincident | 2018 | ACTUAL_ADJUSTEDOPG | Operational-demand | 50.3669 | 195.6354
QLD | QWLG | Woolooga (Energex) | Energy Queensland | Winter | Coincident | 2019 | ACTUAL_OPG | Operational-demand | 97.8947 | 281.876
QLD | QWLG | Woolooga (Energex) | Energy Queensland | Winter | Coincident | 2019 | ACTUAL_RAW | Operational-demand | 97.8947 | 281.876
QLD | QWLG | Woolooga (Energex) | Energy Queensland | Winter | Non-coincident | 2019 | ACTUAL_RAW | Operational-demand | 26.5364 | 287.2294
QLD | QWLG | Woolooga (Energex) | Energy Queensland | Winter | Non-coincident | 2019 | ACTUAL_OPG | Operational-demand | 26.5364 | 287.2294
QLD | QWLG | Woolooga (Energex) | Energy Queensland | Winter | Non-coincident | 2019 | ACTUAL_ADJUSTEDOPG | Operational-demand | 26.5364 | 287.2294
QLD | QWLG | Woolooga (Energex) | Energy Queensland | Winter | Non-coincident | 2019 | BASEYEARPOE90 | Operational-demand | -7.1606 | NA
QLD | QWLG | Woolooga (Energex) | Energy Queensland | Winter | Non-coincident | 2019 | BASEYEARPOE50 | Operational-demand | 5.8152 | 264.4057
QLD | QWLG | Woolooga (Energex) | Energy Queensland | Winter | Coincident_unreconciled | 2020 | POE50 | Operational-demand | 55 | NA
QLD | QWLG | Woolooga (Energex) | Energy Queensland | Winter | Coincident_unreconciled | 2020 | POE90 | Operational-demand | 54.7019 | NA
QLD | QWLG | Woolooga (Energex) | Energy Queensland | Winter | Non-coincident | 2020 | POE50 | Operational-demand | -11.5028 | 266.0645
QLD | QWLG | Woolooga (Energex) | Energy Queensland | Winter | Non-coincident | 2020 | POE90 | Operational-demand | -26.2212 | NA
QLD | QWLG | Woolooga (Energex) | Energy Queensland | Winter | Coincident_unreconciled | 2021 | POE50 | Operational-demand | 54.9645 | NA
QLD | QWLG | Woolooga (Energex) | Energy Queensland | Winter | Coincident_unreconciled | 2021 | POE90 | Operational-demand | 54.6636 | NA
QLD | QWLG | Woolooga (Energex) | Energy Queensland | Winter | Non-coincident | 2021 | POE50 | Operational-demand | -13.2576 | 268.2894
QLD | QWLG | Woolooga (Energex) | Energy Queensland | Winter | Non-coincident | 2021 | POE90 | Operational-demand | -28.1128 | NA
QLD | QWLG | Woolooga (Energex) | Energy Queensland | Winter | Coincident_unreconciled | 2022 | POE50 | Operational-demand | 54.861 | NA
QLD | QWLG | Woolooga (Energex) | Energy Queensland | Winter | Coincident_unreconciled | 2022 | POE90 | Operational-demand | 54.5573 | NA
QLD | QWLG | Woolooga (Energex) | Energy Queensland | Winter | Non-coincident | 2022 | POE50 | Operational-demand | -18.3685 | 270.5449
QLD | QWLG | Woolooga (Energex) | Energy Queensland | Winter | Non-coincident | 2022 | POE90 | Operational-demand | -33.3651 | NA
QLD | QWLG | Woolooga (Energex) | Energy Queensland | Winter | Coincident_unreconciled | 2023 | POE50 | Operational-demand | 54.7897 | NA
QLD | QWLG | Woolooga (Energex) | Energy Queensland | Winter | Coincident_unreconciled | 2023 | POE90 | Operational-demand | 54.4832 | NA
QLD | QWLG | Woolooga (Energex) | Energy Queensland | Winter | Non-coincident | 2023 | POE50 | Operational-demand | -21.8856 | 272.9318
QLD | QWLG | Woolooga (Energex) | Energy Queensland | Winter | Non-coincident | 2023 | POE90 | Operational-demand | -37.0235 | NA
QLD | QWLG | Woolooga (Energex) | Energy Queensland | Winter | Coincident_unreconciled | 2024 | POE50 | Operational-demand | 54.7449 | NA
QLD | QWLG | Woolooga (Energex) | Energy Queensland | Winter | Coincident_unreconciled | 2024 | POE90 | Operational-demand | 54.4355 | NA
QLD | QWLG | Woolooga (Energex) | Energy Queensland | Winter | Non-coincident | 2024 | POE50 | Operational-demand | -24.1 | 275.0584
QLD | QWLG | Woolooga (Energex) | Energy Queensland | Winter | Non-coincident | 2024 | POE90 | Operational-demand | -39.3793 | NA
QLD | QWLG | Woolooga (Energex) | Energy Queensland | Winter | Coincident_unreconciled | 2025 | POE50 | Operational-demand | 54.7056 | NA
QLD | QWLG | Woolooga (Energex) | Energy Queensland | Winter | Coincident_unreconciled | 2025 | POE90 | Operational-demand | 54.3933 | NA
QLD | QWLG | Woolooga (Energex) | Energy Queensland | Winter | Non-coincident | 2025 | POE50 | Operational-demand | -26.0408 | 277.1536
QLD | QWLG | Woolooga (Energex) | Energy Queensland | Winter | Non-coincident | 2025 | POE90 | Operational-demand | -41.4615 | NA
QLD | QWLG | Woolooga (Energex) | Energy Queensland | Winter | Coincident_unreconciled | 2026 | POE50 | Operational-demand | 54.6632 | NA
QLD | QWLG | Woolooga (Energex) | Energy Queensland | Winter | Coincident_unreconciled | 2026 | POE90 | Operational-demand | 54.3481 | NA
QLD | QWLG | Woolooga (Energex) | Energy Queensland | Winter | Non-coincident | 2026 | POE50 | Operational-demand | -28.1316 | 279.1979
QLD | QWLG | Woolooga (Energex) | Energy Queensland | Winter | Non-coincident | 2026 | POE90 | Operational-demand | -43.6924 | NA
QLD | QWLG | Woolooga (Energex) | Energy Queensland | Winter | Coincident_unreconciled | 2027 | POE50 | Operational-demand | 54.6345 | NA
QLD | QWLG | Woolooga (Energex) | Energy Queensland | Winter | Coincident_unreconciled | 2027 | POE90 | Operational-demand | 54.3168 | NA
QLD | QWLG | Woolooga (Energex) | Energy Queensland | Winter | Non-coincident | 2027 | POE50 | Operational-demand | -29.5479 | 281.0958
QLD | QWLG | Woolooga (Energex) | Energy Queensland | Winter | Non-coincident | 2027 | POE90 | Operational-demand | -45.2362 | NA
QLD | QWLG | Woolooga (Energex) | Energy Queensland | Winter | Coincident_unreconciled | 2028 | POE50 | Operational-demand | 54.5998 | NA
QLD | QWLG | Woolooga (Energex) | Energy Queensland | Winter | Coincident_unreconciled | 2028 | POE90 | Operational-demand | 54.2794 | NA
QLD | QWLG | Woolooga (Energex) | Energy Queensland | Winter | Non-coincident | 2028 | POE50 | Operational-demand | -31.2663 | 283.6803
QLD | QWLG | Woolooga (Energex) | Energy Queensland | Winter | Non-coincident | 2028 | POE90 | Operational-demand | -47.0821 | NA
QLD | QWLG | Woolooga (Energex) | Energy Queensland | Winter | Coincident_unreconciled | 2029 | POE50 | Operational-demand | 54.5761 | NA
QLD | QWLG | Woolooga (Energex) | Energy Queensland | Winter | Coincident_unreconciled | 2029 | POE90 | Operational-demand | 54.2532 | NA
QLD | QWLG | Woolooga (Energex) | Energy Queensland | Winter | Non-coincident | 2029 | POE50 | Operational-demand | -32.4333 | 286.2447
QLD | QWLG | Woolooga (Energex) | Energy Queensland | Winter | Non-coincident | 2029 | POE90 | Operational-demand | -48.3766 | NA
QLD | QWLG | Woolooga (Energex) | Energy Queensland | Shoulder | Non-coincident | 2019 | BASEYEARPOE10 | Operational-demand | NA | 231.3463
QLD | QWLG | Woolooga (Energex) | Energy Queensland | Shoulder | Coincident | 2021 | POE50 | Operational-demand | NA | 186.7068
QLD | QWLG | Woolooga (Energex) | Energy Queensland | Shoulder | Coincident | 2021 | POE10 | Operational-demand | NA | 187.9125
QLD | QWLG | Woolooga (Energex) | Energy Queensland | Shoulder | Non-coincident | 2021 | POE10 | Operational-demand | NA | 259.99
QLD | QWLG | Woolooga (Energex) | Energy Queensland | Shoulder | Coincident | 2022 | POE50 | Operational-demand | NA | 190.2001
QLD | QWLG | Woolooga (Energex) | Energy Queensland | Shoulder | Coincident | 2022 | POE10 | Operational-demand | NA | 194.6768
QLD | QWLG | Woolooga (Energex) | Energy Queensland | Shoulder | Non-coincident | 2022 | POE10 | Operational-demand | NA | 261.9235
QLD | QWLG | Woolooga (Energex) | Energy Queensland | Shoulder | Coincident | 2023 | POE50 | Operational-demand | NA | 193.111
QLD | QWLG | Woolooga (Energex) | Energy Queensland | Shoulder | Coincident | 2023 | POE10 | Operational-demand | NA | 196.7036
QLD | QWLG | Woolooga (Energex) | Energy Queensland | Shoulder | Non-coincident | 2023 | POE10 | Operational-demand | NA | 263.946
QLD | QWLG | Woolooga (Energex) | Energy Queensland | Shoulder | Coincident | 2024 | POE50 | Operational-demand | NA | 198.1797
QLD | QWLG | Woolooga (Energex) | Energy Queensland | Shoulder | Coincident | 2024 | POE10 | Operational-demand | NA | 199.2466
QLD | QWLG | Woolooga (Energex) | Energy Queensland | Shoulder | Non-coincident | 2024 | POE10 | Operational-demand | NA | 265.8853
QLD | QWLG | Woolooga (Energex) | Energy Queensland | Shoulder | Coincident | 2025 | POE50 | Operational-demand | NA | 198.8014
QLD | QWLG | Woolooga (Energex) | Energy Queensland | Shoulder | Coincident | 2025 | POE10 | Operational-demand | NA | 201.3384
QLD | QWLG | Woolooga (Energex) | Energy Queensland | Shoulder | Non-coincident | 2025 | POE10 | Operational-demand | NA | 267.6673
QLD | QWLG | Woolooga (Energex) | Energy Queensland | Shoulder | Coincident | 2026 | POE50 | Operational-demand | NA | 200.2791
QLD | QWLG | Woolooga (Energex) | Energy Queensland | Shoulder | Coincident | 2026 | POE10 | Operational-demand | NA | 201.7307
QLD | QWLG | Woolooga (Energex) | Energy Queensland | Shoulder | Non-coincident | 2026 | POE10 | Operational-demand | NA | 269.4097
QLD | QWLG | Woolooga (Energex) | Energy Queensland | Shoulder | Coincident | 2027 | POE50 | Operational-demand | NA | 200.5567
QLD | QWLG | Woolooga (Energex) | Energy Queensland | Shoulder | Coincident | 2027 | POE10 | Operational-demand | NA | 202.2159
QLD | QWLG | Woolooga (Energex) | Energy Queensland | Shoulder | Non-coincident | 2027 | POE10 | Operational-demand | NA | 271.0284
QLD | QWLG | Woolooga (Energex) | Energy Queensland | Shoulder | Coincident | 2028 | POE50 | Operational-demand | NA | 201.8538
QLD | QWLG | Woolooga (Energex) | Energy Queensland | Shoulder | Coincident | 2028 | POE10 | Operational-demand | NA | 203.0277
QLD | QWLG | Woolooga (Energex) | Energy Queensland | Shoulder | Non-coincident | 2028 | POE10 | Operational-demand | NA | 272.9665
QLD | QWLG | Woolooga (Energex) | Energy Queensland | Shoulder | Coincident | 2029 | POE50 | Operational-demand | NA | 204.4148
QLD | QWLG | Woolooga (Energex) | Energy Queensland | Shoulder | Coincident | 2029 | POE10 | Operational-demand | NA | 206.8071
QLD | QWLG | Woolooga (Energex) | Energy Queensland | Shoulder | Non-coincident | 2029 | POE10 | Operational-demand | NA | 275.2621
QLD | QWLG | Woolooga (Energex) | Energy Queensland | Shoulder | Coincident | 2030 | POE50 | Operational-demand | NA | 206.4686
QLD | QWLG | Woolooga (Energex) | Energy Queensland | Shoulder | Coincident | 2030 | POE10 | Operational-demand | NA | 208.6567
QLD | QWLG | Woolooga (Energex) | Energy Queensland | Shoulder | Non-coincident | 2030 | POE10 | Operational-demand | NA | 277.5271
QLD | QWLG | Woolooga (Energex) | Energy Queensland | Summer | Non-coincident | 2019 | BASEYEARPOE10 | Operational-demand | NA | 248.2526
QLD | QWLG | Woolooga (Energex) | Energy Queensland | Summer | Coincident | 2021 | POE10 | Operational-demand | NA | 216.5563
QLD | QWLG | Woolooga (Energex) | Energy Queensland | Summer | Coincident | 2021 | POE50 | Operational-demand | NA | 200.0784
QLD | QWLG | Woolooga (Energex) | Energy Queensland | Summer | Non-coincident | 2021 | POE10 | Operational-demand | NA | 232.945
QLD | QWLG | Woolooga (Energex) | Energy Queensland | Summer | Coincident | 2022 | POE10 | Operational-demand | NA | 221.7583
QLD | QWLG | Woolooga (Energex) | Energy Queensland | Summer | Coincident | 2022 | POE50 | Operational-demand | NA | 204.4748
QLD | QWLG | Woolooga (Energex) | Energy Queensland | Summer | Non-coincident | 2022 | POE10 | Operational-demand | NA | 234.3718
QLD | QWLG | Woolooga (Energex) | Energy Queensland | Summer | Coincident | 2023 | POE10 | Operational-demand | NA | 224.2372
QLD | QWLG | Woolooga (Energex) | Energy Queensland | Summer | Coincident | 2023 | POE50 | Operational-demand | NA | 206.2026
QLD | QWLG | Woolooga (Energex) | Energy Queensland | Summer | Non-coincident | 2023 | POE10 | Operational-demand | NA | 235.7783
QLD | QWLG | Woolooga (Energex) | Energy Queensland | Summer | Coincident | 2024 | POE10 | Operational-demand | NA | 228.3733
QLD | QWLG | Woolooga (Energex) | Energy Queensland | Summer | Coincident | 2024 | POE50 | Operational-demand | NA | 210.1424
QLD | QWLG | Woolooga (Energex) | Energy Queensland | Summer | Non-coincident | 2024 | POE10 | Operational-demand | NA | 237.4993
QLD | QWLG | Woolooga (Energex) | Energy Queensland | Summer | Coincident | 2025 | POE10 | Operational-demand | NA | 228.9371
QLD | QWLG | Woolooga (Energex) | Energy Queensland | Summer | Coincident | 2025 | POE50 | Operational-demand | NA | 211.6923
QLD | QWLG | Woolooga (Energex) | Energy Queensland | Summer | Non-coincident | 2025 | POE10 | Operational-demand | NA | 239.3129
QLD | QWLG | Woolooga (Energex) | Energy Queensland | Summer | Coincident | 2026 | POE10 | Operational-demand | NA | 231.5619
QLD | QWLG | Woolooga (Energex) | Energy Queensland | Summer | Coincident | 2026 | POE50 | Operational-demand | NA | 213.3562
QLD | QWLG | Woolooga (Energex) | Energy Queensland | Summer | Non-coincident | 2026 | POE10 | Operational-demand | NA | 241.1556
QLD | QWLG | Woolooga (Energex) | Energy Queensland | Summer | Coincident | 2027 | POE10 | Operational-demand | NA | 231.3718
QLD | QWLG | Woolooga (Energex) | Energy Queensland | Summer | Coincident | 2027 | POE50 | Operational-demand | NA | 213.8773
QLD | QWLG | Woolooga (Energex) | Energy Queensland | Summer | Non-coincident | 2027 | POE10 | Operational-demand | NA | 242.9868
QLD | QWLG | Woolooga (Energex) | Energy Queensland | Summer | Coincident | 2028 | POE10 | Operational-demand | NA | 233.1888
QLD | QWLG | Woolooga (Energex) | Energy Queensland | Summer | Coincident | 2028 | POE50 | Operational-demand | NA | 215.4294
QLD | QWLG | Woolooga (Energex) | Energy Queensland | Summer | Non-coincident | 2028 | POE10 | Operational-demand | NA | 244.9437
QLD | QWLG | Woolooga (Energex) | Energy Queensland | Summer | Coincident | 2029 | POE10 | Operational-demand | NA | 234.391
QLD | QWLG | Woolooga (Energex) | Energy Queensland | Summer | Coincident | 2029 | POE50 | Operational-demand | NA | 217.4732
QLD | QWLG | Woolooga (Energex) | Energy Queensland | Summer | Non-coincident | 2029 | POE10 | Operational-demand | NA | 247.0935
QLD | QWLG | Woolooga (Energex) | Energy Queensland | Summer | Coincident | 2030 | POE10 | Operational-demand | NA | 236.6355
QLD | QWLG | Woolooga (Energex) | Energy Queensland | Summer | Coincident | 2030 | POE50 | Operational-demand | NA | 218.4193
QLD | QWLG | Woolooga (Energex) | Energy Queensland | Summer | Non-coincident | 2030 | POE10 | Operational-demand | NA | 249.4336
QLD | QWLG | Woolooga (Energex) | Energy Queensland | Winter | Non-coincident | 2019 | BASEYEARPOE10 | Operational-demand | NA | 275.6315
QLD | QWLG | Woolooga (Energex) | Energy Queensland | Winter | Coincident | 2020 | POE10 | Operational-demand | NA | 266.8136
QLD | QWLG | Woolooga (Energex) | Energy Queensland | Winter | Coincident | 2020 | POE50 | Operational-demand | NA | 253.0347
QLD | QWLG | Woolooga (Energex) | Energy Queensland | Winter | Non-coincident | 2020 | POE10 | Operational-demand | NA | 277.5286
QLD | QWLG | Woolooga (Energex) | Energy Queensland | Winter | Coincident | 2021 | POE10 | Operational-demand | NA | 266.7942
QLD | QWLG | Woolooga (Energex) | Energy Queensland | Winter | Coincident | 2021 | POE50 | Operational-demand | NA | 252.9398
QLD | QWLG | Woolooga (Energex) | Energy Queensland | Winter | Non-coincident | 2021 | POE10 | Operational-demand | NA | 279.8594
QLD | QWLG | Woolooga (Energex) | Energy Queensland | Winter | Coincident | 2022 | POE10 | Operational-demand | NA | 275.002
QLD | QWLG | Woolooga (Energex) | Energy Queensland | Winter | Coincident | 2022 | POE50 | Operational-demand | NA | 260.755
QLD | QWLG | Woolooga (Energex) | Energy Queensland | Winter | Non-coincident | 2022 | POE10 | Operational-demand | NA | 282.2242
QLD | QWLG | Woolooga (Energex) | Energy Queensland | Winter | Coincident | 2023 | POE10 | Operational-demand | NA | 279.9972
QLD | QWLG | Woolooga (Energex) | Energy Queensland | Winter | Coincident | 2023 | POE50 | Operational-demand | NA | 265.2344
QLD | QWLG | Woolooga (Energex) | Energy Queensland | Winter | Non-coincident | 2023 | POE10 | Operational-demand | NA | 284.7205
QLD | QWLG | Woolooga (Energex) | Energy Queensland | Winter | Coincident | 2024 | POE10 | Operational-demand | NA | 286.4081
QLD | QWLG | Woolooga (Energex) | Energy Queensland | Winter | Coincident | 2024 | POE50 | Operational-demand | NA | 270.2494
QLD | QWLG | Woolooga (Energex) | Energy Queensland | Winter | Non-coincident | 2024 | POE10 | Operational-demand | NA | 286.9565
QLD | QWLG | Woolooga (Energex) | Energy Queensland | Winter | Coincident | 2025 | POE10 | Operational-demand | NA | 287.7187
QLD | QWLG | Woolooga (Energex) | Energy Queensland | Winter | Coincident | 2025 | POE50 | Operational-demand | NA | 272.0534
QLD | QWLG | Woolooga (Energex) | Energy Queensland | Winter | Non-coincident | 2025 | POE10 | Operational-demand | NA | 289.1611
QLD | QWLG | Woolooga (Energex) | Energy Queensland | Winter | Coincident | 2026 | POE10 | Operational-demand | NA | 289.6653
QLD | QWLG | Woolooga (Energex) | Energy Queensland | Winter | Coincident | 2026 | POE50 | Operational-demand | NA | 274.3931
QLD | QWLG | Woolooga (Energex) | Energy Queensland | Winter | Non-coincident | 2026 | POE10 | Operational-demand | NA | 291.3138
QLD | QWLG | Woolooga (Energex) | Energy Queensland | Winter | Coincident | 2027 | POE10 | Operational-demand | NA | 291.368
QLD | QWLG | Woolooga (Energex) | Energy Queensland | Winter | Coincident | 2027 | POE50 | Operational-demand | NA | 276.0186
QLD | QWLG | Woolooga (Energex) | Energy Queensland | Winter | Non-coincident | 2027 | POE10 | Operational-demand | NA | 293.3104
QLD | QWLG | Woolooga (Energex) | Energy Queensland | Winter | Coincident | 2028 | POE10 | Operational-demand | NA | 296.9883
QLD | QWLG | Woolooga (Energex) | Energy Queensland | Winter | Coincident | 2028 | POE50 | Operational-demand | NA | 279.1768
QLD | QWLG | Woolooga (Energex) | Energy Queensland | Winter | Non-coincident | 2028 | POE10 | Operational-demand | NA | 296.9883
QLD | QWLG | Woolooga (Energex) | Energy Queensland | Winter | Coincident | 2029 | POE10 | Operational-demand | NA | 298.0471
QLD | QWLG | Woolooga (Energex) | Energy Queensland | Winter | Coincident | 2029 | POE50 | Operational-demand | NA | 281.6462
QLD | QWLG | Woolooga (Energex) | Energy Queensland | Winter | Non-coincident | 2029 | POE10 | Operational-demand | NA | 298.6566
QLD | QWLN | Woolooga (Ergon) | Energy Queensland | Shoulder | Coincident | 2017 | ACTUAL_OPG | Operational-demand | 1.6193 | 12.7564
QLD | QWLN | Woolooga (Ergon) | Energy Queensland | Shoulder | Coincident | 2017 | ACTUAL_RAW | Operational-demand | 1.6193 | 12.7564
QLD | QWLN | Woolooga (Ergon) | Energy Queensland | Shoulder | Non-coincident | 2017 | ACTUAL_RAW | Operational-demand | -19.0216 | 16.67
QLD | QWLN | Woolooga (Ergon) | Energy Queensland | Shoulder | Non-coincident | 2017 | ACTUAL_OPG | Operational-demand | -19.0216 | 16.67
QLD | QWLN | Woolooga (Ergon) | Energy Queensland | Shoulder | Non-coincident | 2017 | ACTUAL_ADJUSTEDOPG | Operational-demand | 3.3643 | 12.0966
QLD | QWLN | Woolooga (Ergon) | Energy Queensland | Shoulder | Coincident | 2018 | ACTUAL_OPG | Operational-demand | 4.6915 | -5.974
QLD | QWLN | Woolooga (Ergon) | Energy Queensland | Shoulder | Coincident | 2018 | ACTUAL_RAW | Operational-demand | 4.6915 | -5.974
QLD | QWLN | Woolooga (Ergon) | Energy Queensland | Shoulder | Non-coincident | 2018 | ACTUAL_RAW | Operational-demand | -19.6807 | 15.0578
QLD | QWLN | Woolooga (Ergon) | Energy Queensland | Shoulder | Non-coincident | 2018 | ACTUAL_OPG | Operational-demand | -19.6807 | 15.0578
QLD | QWLN | Woolooga (Ergon) | Energy Queensland | Shoulder | Coincident | 2019 | ACTUAL_OPG | Operational-demand | -10.6937 | 8.4526
QLD | QWLN | Woolooga (Ergon) | Energy Queensland | Shoulder | Coincident | 2019 | ACTUAL_RAW | Operational-demand | -10.6937 | 8.4526
QLD | QWLN | Woolooga (Ergon) | Energy Queensland | Shoulder | Non-coincident | 2019 | ACTUAL_RAW | Operational-demand | -19.8557 | 13.8763
QLD | QWLN | Woolooga (Ergon) | Energy Queensland | Shoulder | Non-coincident | 2019 | ACTUAL_OPG | Operational-demand | -19.8557 | 13.8763
QLD | QWLN | Woolooga (Ergon) | Energy Queensland | Shoulder | Non-coincident | 2019 | ACTUAL_ADJUSTEDOPG | Operational-demand | 0.2439 | 12.0815
QLD | QWLN | Woolooga (Ergon) | Energy Queensland | Shoulder | Non-coincident | 2019 | BASEYEARPOE90 | Operational-demand | -0.48239 | NA
QLD | QWLN | Woolooga (Ergon) | Energy Queensland | Shoulder | Non-coincident | 2019 | BASEYEARPOE50 | Operational-demand | 0.51175 | 12.6306
QLD | QWLN | Woolooga (Ergon) | Energy Queensland | Shoulder | Coincident | 2020 | ACTUAL_OPG | Operational-demand | 2.8187 | 13.0089
QLD | QWLN | Woolooga (Ergon) | Energy Queensland | Shoulder | Coincident | 2020 | ACTUAL_RAW | Operational-demand | 2.8187 | 13.0089
QLD | QWLN | Woolooga (Ergon) | Energy Queensland | Shoulder | Non-coincident | 2020 | ACTUAL_RAW | Operational-demand | 2.2477 | 13.8189
QLD | QWLN | Woolooga (Ergon) | Energy Queensland | Shoulder | Non-coincident | 2020 | ACTUAL_OPG | Operational-demand | 2.2477 | 13.8189
QLD | QWLN | Woolooga (Ergon) | Energy Queensland | Shoulder | Non-coincident | 2020 | ACTUAL_ADJUSTEDOPG | Operational-demand | 2.2477 | 13.8189
QLD | QWLN | Woolooga (Ergon) | Energy Queensland | Shoulder | Coincident_unreconciled | 2021 | POE50 | Operational-demand | -0.38912 | NA
QLD | QWLN | Woolooga (Ergon) | Energy Queensland | Shoulder | Coincident_unreconciled | 2021 | POE90 | Operational-demand | -0.67846 | NA
QLD | QWLN | Woolooga (Ergon) | Energy Queensland | Shoulder | Non-coincident | 2021 | POE50 | Operational-demand | -1.5641 | 12.6551
QLD | QWLN | Woolooga (Ergon) | Energy Queensland | Shoulder | Non-coincident | 2021 | POE90 | Operational-demand | -2.7271 | NA
QLD | QWLN | Woolooga (Ergon) | Energy Queensland | Shoulder | Coincident_unreconciled | 2022 | POE50 | Operational-demand | -0.65082 | NA
QLD | QWLN | Woolooga (Ergon) | Energy Queensland | Shoulder | Coincident_unreconciled | 2022 | POE90 | Operational-demand | -0.9413 | NA
QLD | QWLN | Woolooga (Ergon) | Energy Queensland | Shoulder | Non-coincident | 2022 | POE50 | Operational-demand | -2.616 | 12.6992
QLD | QWLN | Woolooga (Ergon) | Energy Queensland | Shoulder | Non-coincident | 2022 | POE90 | Operational-demand | -3.7837 | NA
QLD | QWLN | Woolooga (Ergon) | Energy Queensland | Shoulder | Coincident_unreconciled | 2023 | POE50 | Operational-demand | -0.88345 | NA
QLD | QWLN | Woolooga (Ergon) | Energy Queensland | Shoulder | Coincident_unreconciled | 2023 | POE90 | Operational-demand | -1.1753 | NA
QLD | QWLN | Woolooga (Ergon) | Energy Queensland | Shoulder | Non-coincident | 2023 | POE50 | Operational-demand | -3.5511 | 12.7542
QLD | QWLN | Woolooga (Ergon) | Energy Queensland | Shoulder | Non-coincident | 2023 | POE90 | Operational-demand | -4.7243 | NA
QLD | QWLN | Woolooga (Ergon) | Energy Queensland | Shoulder | Coincident_unreconciled | 2024 | POE50 | Operational-demand | -0.97558 | NA
QLD | QWLN | Woolooga (Ergon) | Energy Queensland | Shoulder | Coincident_unreconciled | 2024 | POE90 | Operational-demand | -1.2688 | NA
QLD | QWLN | Woolooga (Ergon) | Energy Queensland | Shoulder | Non-coincident | 2024 | POE50 | Operational-demand | -3.9214 | 12.7824
QLD | QWLN | Woolooga (Ergon) | Energy Queensland | Shoulder | Non-coincident | 2024 | POE90 | Operational-demand | -5.1002 | NA
QLD | QWLN | Woolooga (Ergon) | Energy Queensland | Shoulder | Coincident_unreconciled | 2025 | POE50 | Operational-demand | -1.0201 | NA
QLD | QWLN | Woolooga (Ergon) | Energy Queensland | Shoulder | Coincident_unreconciled | 2025 | POE90 | Operational-demand | -1.3147 | NA
QLD | QWLN | Woolooga (Ergon) | Energy Queensland | Shoulder | Non-coincident | 2025 | POE50 | Operational-demand | -4.1004 | 12.7841
QLD | QWLN | Woolooga (Ergon) | Energy Queensland | Shoulder | Non-coincident | 2025 | POE90 | Operational-demand | -5.2847 | NA
QLD | QWLN | Woolooga (Ergon) | Energy Queensland | Shoulder | Coincident_unreconciled | 2026 | POE50 | Operational-demand | -1.0622 | NA
QLD | QWLN | Woolooga (Ergon) | Energy Queensland | Shoulder | Coincident_unreconciled | 2026 | POE90 | Operational-demand | -1.3582 | NA
QLD | QWLN | Woolooga (Ergon) | Energy Queensland | Shoulder | Non-coincident | 2026 | POE50 | Operational-demand | -4.2696 | 12.7759
QLD | QWLN | Woolooga (Ergon) | Energy Queensland | Shoulder | Non-coincident | 2026 | POE90 | Operational-demand | -5.4595 | NA
QLD | QWLN | Woolooga (Ergon) | Energy Queensland | Shoulder | Coincident_unreconciled | 2027 | POE50 | Operational-demand | -1.0937 | NA
QLD | QWLN | Woolooga (Ergon) | Energy Queensland | Shoulder | Coincident_unreconciled | 2027 | POE90 | Operational-demand | -1.3911 | NA
QLD | QWLN | Woolooga (Ergon) | Energy Queensland | Shoulder | Non-coincident | 2027 | POE50 | Operational-demand | -4.3963 | 12.7565
QLD | QWLN | Woolooga (Ergon) | Energy Queensland | Shoulder | Non-coincident | 2027 | POE90 | Operational-demand | -5.5917 | NA
QLD | QWLN | Woolooga (Ergon) | Energy Queensland | Shoulder | Coincident_unreconciled | 2028 | POE50 | Operational-demand | -1.1175 | NA
QLD | QWLN | Woolooga (Ergon) | Energy Queensland | Shoulder | Coincident_unreconciled | 2028 | POE90 | Operational-demand | -1.4163 | NA
QLD | QWLN | Woolooga (Ergon) | Energy Queensland | Shoulder | Non-coincident | 2028 | POE50 | Operational-demand | -4.492 | 12.7717
QLD | QWLN | Woolooga (Ergon) | Energy Queensland | Shoulder | Non-coincident | 2028 | POE90 | Operational-demand | -5.6928 | NA
QLD | QWLN | Woolooga (Ergon) | Energy Queensland | Shoulder | Coincident_unreconciled | 2029 | POE50 | Operational-demand | -1.1416 | NA
QLD | QWLN | Woolooga (Ergon) | Energy Queensland | Shoulder | Coincident_unreconciled | 2029 | POE90 | Operational-demand | -1.4417 | NA
QLD | QWLN | Woolooga (Ergon) | Energy Queensland | Shoulder | Non-coincident | 2029 | POE50 | Operational-demand | -4.5887 | 12.833
QLD | QWLN | Woolooga (Ergon) | Energy Queensland | Shoulder | Non-coincident | 2029 | POE90 | Operational-demand | -5.795 | NA
QLD | QWLN | Woolooga (Ergon) | Energy Queensland | Shoulder | Coincident_unreconciled | 2030 | POE50 | Operational-demand | -1.1686 | NA
QLD | QWLN | Woolooga (Ergon) | Energy Queensland | Shoulder | Coincident_unreconciled | 2030 | POE90 | Operational-demand | -1.47 | NA
QLD | QWLN | Woolooga (Ergon) | Energy Queensland | Shoulder | Non-coincident | 2030 | POE50 | Operational-demand | -4.6972 | 12.896
QLD | QWLN | Woolooga (Ergon) | Energy Queensland | Shoulder | Non-coincident | 2030 | POE90 | Operational-demand | -5.9089 | NA
QLD | QWLN | Woolooga (Ergon) | Energy Queensland | Summer | Coincident | 2017 | ACTUAL_OPG | Operational-demand | 10.2825 | -0.7186
QLD | QWLN | Woolooga (Ergon) | Energy Queensland | Summer | Coincident | 2017 | ACTUAL_RAW | Operational-demand | 10.2825 | -0.7186
QLD | QWLN | Woolooga (Ergon) | Energy Queensland | Summer | Non-coincident | 2017 | ACTUAL_RAW | Operational-demand | -16.9871 | 30.3342
QLD | QWLN | Woolooga (Ergon) | Energy Queensland | Summer | Non-coincident | 2017 | ACTUAL_OPG | Operational-demand | -16.9871 | 30.3342
QLD | QWLN | Woolooga (Ergon) | Energy Queensland | Summer | Coincident | 2018 | ACTUAL_OPG | Operational-demand | -2.0485 | 6.6421
QLD | QWLN | Woolooga (Ergon) | Energy Queensland | Summer | Coincident | 2018 | ACTUAL_RAW | Operational-demand | -2.0485 | 6.6421
QLD | QWLN | Woolooga (Ergon) | Energy Queensland | Summer | Non-coincident | 2018 | ACTUAL_RAW | Operational-demand | -19.921 | 18.5224
QLD | QWLN | Woolooga (Ergon) | Energy Queensland | Summer | Non-coincident | 2018 | ACTUAL_OPG | Operational-demand | -19.921 | 18.5224
QLD | QWLN | Woolooga (Ergon) | Energy Queensland | Summer | Coincident | 2019 | ACTUAL_OPG | Operational-demand | 5.4258 | 18.4566
QLD | QWLN | Woolooga (Ergon) | Energy Queensland | Summer | Coincident | 2019 | ACTUAL_RAW | Operational-demand | 5.4258 | 18.4566
QLD | QWLN | Woolooga (Ergon) | Energy Queensland | Summer | Non-coincident | 2019 | ACTUAL_RAW | Operational-demand | 2.2997 | 19.5452
QLD | QWLN | Woolooga (Ergon) | Energy Queensland | Summer | Non-coincident | 2019 | ACTUAL_OPG | Operational-demand | 2.2997 | 19.5452
QLD | QWLN | Woolooga (Ergon) | Energy Queensland | Summer | Non-coincident | 2019 | ACTUAL_ADJUSTEDOPG | Operational-demand | 2.2997 | 19.5452
QLD | QWLN | Woolooga (Ergon) | Energy Queensland | Summer | Non-coincident | 2019 | BASEYEARPOE90 | Operational-demand | 0.72979 | NA
QLD | QWLN | Woolooga (Ergon) | Energy Queensland | Summer | Non-coincident | 2019 | BASEYEARPOE50 | Operational-demand | 1.3581 | 16.8584
QLD | QWLN | Woolooga (Ergon) | Energy Queensland | Summer | Coincident | 2020 | ACTUAL_OPG | Operational-demand | 3.1857 | 11.8718
QLD | QWLN | Woolooga (Ergon) | Energy Queensland | Summer | Coincident | 2020 | ACTUAL_RAW | Operational-demand | 3.1857 | 11.8718
QLD | QWLN | Woolooga (Ergon) | Energy Queensland | Summer | Non-coincident | 2020 | ACTUAL_RAW | Operational-demand | 1.6391 | 23.6564
QLD | QWLN | Woolooga (Ergon) | Energy Queensland | Summer | Non-coincident | 2020 | ACTUAL_OPG | Operational-demand | 1.6391 | 23.6564
QLD | QWLN | Woolooga (Ergon) | Energy Queensland | Summer | Non-coincident | 2020 | ACTUAL_ADJUSTEDOPG | Operational-demand | 1.6391 | 23.6564
QLD | QWLN | Woolooga (Ergon) | Energy Queensland | Summer | Coincident_unreconciled | 2021 | POE50 | Operational-demand | 0.82952 | NA
QLD | QWLN | Woolooga (Ergon) | Energy Queensland | Summer | Coincident_unreconciled | 2021 | POE90 | Operational-demand | -0.09859 | NA
QLD | QWLN | Woolooga (Ergon) | Energy Queensland | Summer | Non-coincident | 2021 | POE50 | Operational-demand | 0.562 | 16.9801
QLD | QWLN | Woolooga (Ergon) | Energy Queensland | Summer | Non-coincident | 2021 | POE90 | Operational-demand | -0.18815 | NA
QLD | QWLN | Woolooga (Ergon) | Energy Queensland | Summer | Coincident_unreconciled | 2022 | POE50 | Operational-demand | -0.25946 | NA
QLD | QWLN | Woolooga (Ergon) | Energy Queensland | Summer | Coincident_unreconciled | 2022 | POE90 | Operational-demand | -0.65409 | NA
QLD | QWLN | Woolooga (Ergon) | Energy Queensland | Summer | Non-coincident | 2022 | POE50 | Operational-demand | -0.49515 | 17.0384
QLD | QWLN | Woolooga (Ergon) | Energy Queensland | Summer | Non-coincident | 2022 | POE90 | Operational-demand | -1.2483 | NA
QLD | QWLN | Woolooga (Ergon) | Energy Queensland | Summer | Coincident_unreconciled | 2023 | POE50 | Operational-demand | -0.74729 | NA
QLD | QWLN | Woolooga (Ergon) | Energy Queensland | Summer | Coincident_unreconciled | 2023 | POE90 | Operational-demand | -1.1438 | NA
QLD | QWLN | Woolooga (Ergon) | Energy Queensland | Summer | Non-coincident | 2023 | POE50 | Operational-demand | -1.4261 | 17.111
QLD | QWLN | Woolooga (Ergon) | Energy Queensland | Summer | Non-coincident | 2023 | POE90 | Operational-demand | -2.1828 | NA
QLD | QWLN | Woolooga (Ergon) | Energy Queensland | Summer | Coincident_unreconciled | 2024 | POE50 | Operational-demand | -0.91845 | NA
QLD | QWLN | Woolooga (Ergon) | Energy Queensland | Summer | Coincident_unreconciled | 2024 | POE90 | Operational-demand | -1.3168 | NA
QLD | QWLN | Woolooga (Ergon) | Energy Queensland | Summer | Non-coincident | 2024 | POE50 | Operational-demand | -1.7528 | 17.1723
QLD | QWLN | Woolooga (Ergon) | Energy Queensland | Summer | Non-coincident | 2024 | POE90 | Operational-demand | -2.513 | NA
QLD | QWLN | Woolooga (Ergon) | Energy Queensland | Summer | Coincident_unreconciled | 2025 | POE50 | Operational-demand | -1.0048 | NA
QLD | QWLN | Woolooga (Ergon) | Energy Queensland | Summer | Coincident_unreconciled | 2025 | POE90 | Operational-demand | -1.405 | NA
QLD | QWLN | Woolooga (Ergon) | Energy Queensland | Summer | Non-coincident | 2025 | POE50 | Operational-demand | -1.9175 | 17.222
QLD | QWLN | Woolooga (Ergon) | Energy Queensland | Summer | Non-coincident | 2025 | POE90 | Operational-demand | -2.6814 | NA
QLD | QWLN | Woolooga (Ergon) | Energy Queensland | Summer | Coincident_unreconciled | 2026 | POE50 | Operational-demand | -1.0873 | NA
QLD | QWLN | Woolooga (Ergon) | Energy Queensland | Summer | Coincident_unreconciled | 2026 | POE90 | Operational-demand | -1.4895 | NA
QLD | QWLN | Woolooga (Ergon) | Energy Queensland | Summer | Non-coincident | 2026 | POE50 | Operational-demand | -2.075 | 17.2713
QLD | QWLN | Woolooga (Ergon) | Energy Queensland | Summer | Non-coincident | 2026 | POE90 | Operational-demand | -2.8425 | NA
QLD | QWLN | Woolooga (Ergon) | Energy Queensland | Summer | Coincident_unreconciled | 2027 | POE50 | Operational-demand | -1.1469 | NA
QLD | QWLN | Woolooga (Ergon) | Energy Queensland | Summer | Coincident_unreconciled | 2027 | POE90 | Operational-demand | -1.5509 | NA
QLD | QWLN | Woolooga (Ergon) | Energy Queensland | Summer | Non-coincident | 2027 | POE50 | Operational-demand | -2.1888 | 17.3242
QLD | QWLN | Woolooga (Ergon) | Energy Queensland | Summer | Non-coincident | 2027 | POE90 | Operational-demand | -2.9598 | NA
QLD | QWLN | Woolooga (Ergon) | Energy Queensland | Summer | Coincident_unreconciled | 2028 | POE50 | Operational-demand | -1.1921 | NA
QLD | QWLN | Woolooga (Ergon) | Energy Queensland | Summer | Coincident_unreconciled | 2028 | POE90 | Operational-demand | -1.5979 | NA
QLD | QWLN | Woolooga (Ergon) | Energy Queensland | Summer | Non-coincident | 2028 | POE50 | Operational-demand | -2.275 | 17.4276
QLD | QWLN | Woolooga (Ergon) | Energy Queensland | Summer | Non-coincident | 2028 | POE90 | Operational-demand | -3.0495 | NA
QLD | QWLN | Woolooga (Ergon) | Energy Queensland | Summer | Coincident_unreconciled | 2029 | POE50 | Operational-demand | -1.2361 | NA
QLD | QWLN | Woolooga (Ergon) | Energy Queensland | Summer | Coincident_unreconciled | 2029 | POE90 | Operational-demand | -1.6438 | NA
QLD | QWLN | Woolooga (Ergon) | Energy Queensland | Summer | Non-coincident | 2029 | POE50 | Operational-demand | -2.3589 | 17.5893
QLD | QWLN | Woolooga (Ergon) | Energy Queensland | Summer | Non-coincident | 2029 | POE90 | Operational-demand | -3.137 | NA
QLD | QWLN | Woolooga (Ergon) | Energy Queensland | Summer | Coincident_unreconciled | 2030 | POE50 | Operational-demand | -1.2797 | NA
QLD | QWLN | Woolooga (Ergon) | Energy Queensland | Summer | Coincident_unreconciled | 2030 | POE90 | Operational-demand | -1.6893 | NA
QLD | QWLN | Woolooga (Ergon) | Energy Queensland | Summer | Non-coincident | 2030 | POE50 | Operational-demand | -2.4423 | 17.7766
QLD | QWLN | Woolooga (Ergon) | Energy Queensland | Summer | Non-coincident | 2030 | POE90 | Operational-demand | -3.2238 | NA
QLD | QWLN | Woolooga (Ergon) | Energy Queensland | Winter | Coincident | 2016 | ACTUAL_OPG | Operational-demand | 6.0469 | 12.6544
QLD | QWLN | Woolooga (Ergon) | Energy Queensland | Winter | Coincident | 2016 | ACTUAL_RAW | Operational-demand | 6.0469 | 12.6544
QLD | QWLN | Woolooga (Ergon) | Energy Queensland | Winter | Non-coincident | 2016 | ACTUAL_RAW | Operational-demand | -0.006398 | 13.6317
QLD | QWLN | Woolooga (Ergon) | Energy Queensland | Winter | Non-coincident | 2016 | ACTUAL_OPG | Operational-demand | -0.006398 | 13.6317
QLD | QWLN | Woolooga (Ergon) | Energy Queensland | Winter | Non-coincident | 2016 | ACTUAL_ADJUSTEDOPG | Operational-demand | -0.006398 | 13.6317
QLD | QWLN | Woolooga (Ergon) | Energy Queensland | Winter | Coincident | 2017 | ACTUAL_OPG | Operational-demand | 9.5304 | -4.6192
QLD | QWLN | Woolooga (Ergon) | Energy Queensland | Winter | Coincident | 2017 | ACTUAL_RAW | Operational-demand | 9.5304 | -4.6192
QLD | QWLN | Woolooga (Ergon) | Energy Queensland | Winter | Non-coincident | 2017 | ACTUAL_RAW | Operational-demand | -21.3597 | 18.7436
QLD | QWLN | Woolooga (Ergon) | Energy Queensland | Winter | Non-coincident | 2017 | ACTUAL_OPG | Operational-demand | -21.3597 | 18.7436
QLD | QWLN | Woolooga (Ergon) | Energy Queensland | Winter | Coincident | 2018 | ACTUAL_OPG | Operational-demand | -4.5914 | 4.7289
QLD | QWLN | Woolooga (Ergon) | Energy Queensland | Winter | Coincident | 2018 | ACTUAL_RAW | Operational-demand | -4.5914 | 4.7289
QLD | QWLN | Woolooga (Ergon) | Energy Queensland | Winter | Non-coincident | 2018 | ACTUAL_RAW | Operational-demand | -24.9337 | 9.8928
QLD | QWLN | Woolooga (Ergon) | Energy Queensland | Winter | Non-coincident | 2018 | ACTUAL_OPG | Operational-demand | -24.9337 | 9.8928
QLD | QWLN | Woolooga (Ergon) | Energy Queensland | Winter | Coincident | 2019 | ACTUAL_OPG | Operational-demand | 3.8866 | 13.259
QLD | QWLN | Woolooga (Ergon) | Energy Queensland | Winter | Coincident | 2019 | ACTUAL_RAW | Operational-demand | 3.8866 | 13.259
QLD | QWLN | Woolooga (Ergon) | Energy Queensland | Winter | Non-coincident | 2019 | ACTUAL_RAW | Operational-demand | 3.0528 | 16.8164
QLD | QWLN | Woolooga (Ergon) | Energy Queensland | Winter | Non-coincident | 2019 | ACTUAL_OPG | Operational-demand | 3.0528 | 16.8164
QLD | QWLN | Woolooga (Ergon) | Energy Queensland | Winter | Non-coincident | 2019 | ACTUAL_ADJUSTEDOPG | Operational-demand | 3.0528 | 16.8164
QLD | QWLN | Woolooga (Ergon) | Energy Queensland | Winter | Non-coincident | 2019 | BASEYEARPOE90 | Operational-demand | -1.5288 | NA
QLD | QWLN | Woolooga (Ergon) | Energy Queensland | Winter | Non-coincident | 2019 | BASEYEARPOE50 | Operational-demand | -0.020712 | 15.7584
QLD | QWLN | Woolooga (Ergon) | Energy Queensland | Winter | Coincident_unreconciled | 2020 | POE50 | Operational-demand | -0.90651 | NA
QLD | QWLN | Woolooga (Ergon) | Energy Queensland | Winter | Coincident_unreconciled | 2020 | POE90 | Operational-demand | -1.9921 | NA
QLD | QWLN | Woolooga (Ergon) | Energy Queensland | Winter | Non-coincident | 2020 | POE50 | Operational-demand | -1.271 | 15.7807
QLD | QWLN | Woolooga (Ergon) | Energy Queensland | Winter | Non-coincident | 2020 | POE90 | Operational-demand | -2.793 | NA
QLD | QWLN | Woolooga (Ergon) | Energy Queensland | Winter | Coincident_unreconciled | 2021 | POE50 | Operational-demand | -1.4698 | NA
QLD | QWLN | Woolooga (Ergon) | Energy Queensland | Winter | Coincident_unreconciled | 2021 | POE90 | Operational-demand | -2.5586 | NA
QLD | QWLN | Woolooga (Ergon) | Energy Queensland | Winter | Non-coincident | 2021 | POE50 | Operational-demand | -2.0608 | 15.8209
QLD | QWLN | Woolooga (Ergon) | Energy Queensland | Winter | Non-coincident | 2021 | POE90 | Operational-demand | -3.5873 | NA
QLD | QWLN | Woolooga (Ergon) | Energy Queensland | Winter | Coincident_unreconciled | 2022 | POE50 | Operational-demand | -2.2112 | NA
QLD | QWLN | Woolooga (Ergon) | Energy Queensland | Winter | Coincident_unreconciled | 2022 | POE90 | Operational-demand | -3.3051 | NA
QLD | QWLN | Woolooga (Ergon) | Energy Queensland | Winter | Non-coincident | 2022 | POE50 | Operational-demand | -3.1002 | 15.8917
QLD | QWLN | Woolooga (Ergon) | Energy Queensland | Winter | Non-coincident | 2022 | POE90 | Operational-demand | -4.634 | NA
QLD | QWLN | Woolooga (Ergon) | Energy Queensland | Winter | Coincident_unreconciled | 2023 | POE50 | Operational-demand | -2.6332 | NA
QLD | QWLN | Woolooga (Ergon) | Energy Queensland | Winter | Coincident_unreconciled | 2023 | POE90 | Operational-demand | -3.7323 | NA
QLD | QWLN | Woolooga (Ergon) | Energy Queensland | Winter | Non-coincident | 2023 | POE50 | Operational-demand | -3.6918 | 15.9563
QLD | QWLN | Woolooga (Ergon) | Energy Queensland | Winter | Non-coincident | 2023 | POE90 | Operational-demand | -5.2329 | NA
QLD | QWLN | Woolooga (Ergon) | Energy Queensland | Winter | Coincident_unreconciled | 2024 | POE50 | Operational-demand | -2.7625 | NA
QLD | QWLN | Woolooga (Ergon) | Energy Queensland | Winter | Coincident_unreconciled | 2024 | POE90 | Operational-demand | -3.8669 | NA
QLD | QWLN | Woolooga (Ergon) | Energy Queensland | Winter | Non-coincident | 2024 | POE50 | Operational-demand | -3.8731 | 15.9763
QLD | QWLN | Woolooga (Ergon) | Energy Queensland | Winter | Non-coincident | 2024 | POE90 | Operational-demand | -5.4215 | NA
QLD | QWLN | Woolooga (Ergon) | Energy Queensland | Winter | Coincident_unreconciled | 2025 | POE50 | Operational-demand | -2.8493 | NA
QLD | QWLN | Woolooga (Ergon) | Energy Queensland | Winter | Coincident_unreconciled | 2025 | POE90 | Operational-demand | -3.9589 | NA
QLD | QWLN | Woolooga (Ergon) | Energy Queensland | Winter | Non-coincident | 2025 | POE50 | Operational-demand | -3.9949 | 15.9841
QLD | QWLN | Woolooga (Ergon) | Energy Queensland | Winter | Non-coincident | 2025 | POE90 | Operational-demand | -5.5506 | NA
QLD | QWLN | Woolooga (Ergon) | Energy Queensland | Winter | Coincident_unreconciled | 2026 | POE50 | Operational-demand | -2.9466 | NA
QLD | QWLN | Woolooga (Ergon) | Energy Queensland | Winter | Coincident_unreconciled | 2026 | POE90 | Operational-demand | -4.0614 | NA
QLD | QWLN | Woolooga (Ergon) | Energy Queensland | Winter | Non-coincident | 2026 | POE50 | Operational-demand | -4.1312 | 15.9811
QLD | QWLN | Woolooga (Ergon) | Energy Queensland | Winter | Non-coincident | 2026 | POE90 | Operational-demand | -5.6942 | NA
QLD | QWLN | Woolooga (Ergon) | Energy Queensland | Winter | Coincident_unreconciled | 2027 | POE50 | Operational-demand | -2.9687 | NA
QLD | QWLN | Woolooga (Ergon) | Energy Queensland | Winter | Coincident_unreconciled | 2027 | POE90 | Operational-demand | -4.0886 | NA
QLD | QWLN | Woolooga (Ergon) | Energy Queensland | Winter | Non-coincident | 2027 | POE50 | Operational-demand | -4.1623 | 15.9676
QLD | QWLN | Woolooga (Ergon) | Energy Queensland | Winter | Non-coincident | 2027 | POE90 | Operational-demand | -5.7324 | NA
QLD | QWLN | Woolooga (Ergon) | Energy Queensland | Winter | Coincident_unreconciled | 2028 | POE50 | Operational-demand | -3.0222 | NA
QLD | QWLN | Woolooga (Ergon) | Energy Queensland | Winter | Coincident_unreconciled | 2028 | POE90 | Operational-demand | -4.1472 | NA
QLD | QWLN | Woolooga (Ergon) | Energy Queensland | Winter | Non-coincident | 2028 | POE50 | Operational-demand | -4.2372 | 16.0324
QLD | QWLN | Woolooga (Ergon) | Energy Queensland | Winter | Non-coincident | 2028 | POE90 | Operational-demand | -5.8145 | NA
QLD | QWLN | Woolooga (Ergon) | Energy Queensland | Winter | Coincident_unreconciled | 2029 | POE50 | Operational-demand | -3.0434 | NA
QLD | QWLN | Woolooga (Ergon) | Energy Queensland | Winter | Coincident_unreconciled | 2029 | POE90 | Operational-demand | -4.1734 | NA
QLD | QWLN | Woolooga (Ergon) | Energy Queensland | Winter | Non-coincident | 2029 | POE50 | Operational-demand | -4.2669 | 16.1126
QLD | QWLN | Woolooga (Ergon) | Energy Queensland | Winter | Non-coincident | 2029 | POE90 | Operational-demand | -5.8513 | NA
QLD | QWLN | Woolooga (Ergon) | Energy Queensland | Shoulder | Non-coincident | 2019 | BASEYEARPOE10 | Operational-demand | NA | 13.1142
QLD | QWLN | Woolooga (Ergon) | Energy Queensland | Shoulder | Coincident | 2021 | POE10 | Operational-demand | NA | 10.1199
QLD | QWLN | Woolooga (Ergon) | Energy Queensland | Shoulder | Coincident | 2021 | POE50 | Operational-demand | NA | 10.0742
QLD | QWLN | Woolooga (Ergon) | Energy Queensland | Shoulder | Non-coincident | 2021 | POE10 | Operational-demand | NA | 13.1326
QLD | QWLN | Woolooga (Ergon) | Energy Queensland | Shoulder | Coincident | 2022 | POE10 | Operational-demand | NA | 10.4354
QLD | QWLN | Woolooga (Ergon) | Energy Queensland | Shoulder | Coincident | 2022 | POE50 | Operational-demand | NA | 10.2149
QLD | QWLN | Woolooga (Ergon) | Energy Queensland | Shoulder | Non-coincident | 2022 | POE10 | Operational-demand | NA | 13.1785
QLD | QWLN | Woolooga (Ergon) | Energy Queensland | Shoulder | Coincident | 2023 | POE10 | Operational-demand | NA | 10.5007
QLD | QWLN | Woolooga (Ergon) | Energy Queensland | Shoulder | Coincident | 2023 | POE50 | Operational-demand | NA | 10.3284
QLD | QWLN | Woolooga (Ergon) | Energy Queensland | Shoulder | Non-coincident | 2023 | POE10 | Operational-demand | NA | 13.2358
QLD | QWLN | Woolooga (Ergon) | Energy Queensland | Shoulder | Coincident | 2024 | POE10 | Operational-demand | NA | 10.5756
QLD | QWLN | Woolooga (Ergon) | Energy Queensland | Shoulder | Coincident | 2024 | POE50 | Operational-demand | NA | 10.5379
QLD | QWLN | Woolooga (Ergon) | Energy Queensland | Shoulder | Non-coincident | 2024 | POE10 | Operational-demand | NA | 13.2663
QLD | QWLN | Woolooga (Ergon) | Energy Queensland | Shoulder | Coincident | 2025 | POE10 | Operational-demand | NA | 10.6117
QLD | QWLN | Woolooga (Ergon) | Energy Queensland | Shoulder | Coincident | 2025 | POE50 | Operational-demand | NA | 10.4954
QLD | QWLN | Woolooga (Ergon) | Energy Queensland | Shoulder | Non-coincident | 2025 | POE10 | Operational-demand | NA | 13.2703
QLD | QWLN | Woolooga (Ergon) | Energy Queensland | Shoulder | Coincident | 2026 | POE10 | Operational-demand | NA | 10.5523
QLD | QWLN | Woolooga (Ergon) | Energy Queensland | Shoulder | Coincident | 2026 | POE50 | Operational-demand | NA | 10.4921
QLD | QWLN | Woolooga (Ergon) | Energy Queensland | Shoulder | Non-coincident | 2026 | POE10 | Operational-demand | NA | 13.2644
QLD | QWLN | Woolooga (Ergon) | Energy Queensland | Shoulder | Coincident | 2027 | POE10 | Operational-demand | NA | 10.4948
QLD | QWLN | Woolooga (Ergon) | Energy Queensland | Shoulder | Coincident | 2027 | POE50 | Operational-demand | NA | 10.4225
QLD | QWLN | Woolooga (Ergon) | Energy Queensland | Shoulder | Non-coincident | 2027 | POE10 | Operational-demand | NA | 13.2473
QLD | QWLN | Woolooga (Ergon) | Energy Queensland | Shoulder | Coincident | 2028 | POE10 | Operational-demand | NA | 10.4688
QLD | QWLN | Woolooga (Ergon) | Energy Queensland | Shoulder | Coincident | 2028 | POE50 | Operational-demand | NA | 10.4205
QLD | QWLN | Woolooga (Ergon) | Energy Queensland | Shoulder | Non-coincident | 2028 | POE10 | Operational-demand | NA | 13.2647
QLD | QWLN | Woolooga (Ergon) | Energy Queensland | Shoulder | Coincident | 2029 | POE10 | Operational-demand | NA | 10.6169
QLD | QWLN | Woolooga (Ergon) | Energy Queensland | Shoulder | Coincident | 2029 | POE50 | Operational-demand | NA | 10.5057
QLD | QWLN | Woolooga (Ergon) | Energy Queensland | Shoulder | Non-coincident | 2029 | POE10 | Operational-demand | NA | 13.3283
QLD | QWLN | Woolooga (Ergon) | Energy Queensland | Shoulder | Coincident | 2030 | POE10 | Operational-demand | NA | 10.6682
QLD | QWLN | Woolooga (Ergon) | Energy Queensland | Shoulder | Coincident | 2030 | POE50 | Operational-demand | NA | 10.5673
QLD | QWLN | Woolooga (Ergon) | Energy Queensland | Shoulder | Non-coincident | 2030 | POE10 | Operational-demand | NA | 13.3935
QLD | QWLN | Woolooga (Ergon) | Energy Queensland | Summer | Non-coincident | 2019 | BASEYEARPOE10 | Operational-demand | NA | 19.0723
QLD | QWLN | Woolooga (Ergon) | Energy Queensland | Summer | Coincident | 2021 | POE10 | Operational-demand | NA | 13.5046
QLD | QWLN | Woolooga (Ergon) | Energy Queensland | Summer | Coincident | 2021 | POE50 | Operational-demand | NA | 12.3159
QLD | QWLN | Woolooga (Ergon) | Energy Queensland | Summer | Non-coincident | 2021 | POE10 | Operational-demand | NA | 19.46
QLD | QWLN | Woolooga (Ergon) | Energy Queensland | Summer | Coincident | 2022 | POE10 | Operational-demand | NA | 13.798
QLD | QWLN | Woolooga (Ergon) | Energy Queensland | Summer | Coincident | 2022 | POE50 | Operational-demand | NA | 12.5634
QLD | QWLN | Woolooga (Ergon) | Energy Queensland | Summer | Non-coincident | 2022 | POE10 | Operational-demand | NA | 19.5281
QLD | QWLN | Woolooga (Ergon) | Energy Queensland | Summer | Coincident | 2023 | POE10 | Operational-demand | NA | 13.934
QLD | QWLN | Woolooga (Ergon) | Energy Queensland | Summer | Coincident | 2023 | POE50 | Operational-demand | NA | 12.6586
QLD | QWLN | Woolooga (Ergon) | Energy Queensland | Summer | Non-coincident | 2023 | POE10 | Operational-demand | NA | 19.6125
QLD | QWLN | Woolooga (Ergon) | Energy Queensland | Summer | Coincident | 2024 | POE10 | Operational-demand | NA | 14.1468
QLD | QWLN | Woolooga (Ergon) | Energy Queensland | Summer | Coincident | 2024 | POE50 | Operational-demand | NA | 12.8628
QLD | QWLN | Woolooga (Ergon) | Energy Queensland | Summer | Non-coincident | 2024 | POE10 | Operational-demand | NA | 19.6856
QLD | QWLN | Woolooga (Ergon) | Energy Queensland | Summer | Coincident | 2025 | POE10 | Operational-demand | NA | 14.1247
QLD | QWLN | Woolooga (Ergon) | Energy Queensland | Summer | Coincident | 2025 | POE50 | Operational-demand | NA | 12.9061
QLD | QWLN | Woolooga (Ergon) | Energy Queensland | Summer | Non-coincident | 2025 | POE10 | Operational-demand | NA | 19.7473
QLD | QWLN | Woolooga (Ergon) | Energy Queensland | Summer | Coincident | 2026 | POE10 | Operational-demand | NA | 14.2278
QLD | QWLN | Woolooga (Ergon) | Energy Queensland | Summer | Coincident | 2026 | POE50 | Operational-demand | NA | 12.9543
QLD | QWLN | Woolooga (Ergon) | Energy Queensland | Summer | Non-coincident | 2026 | POE10 | Operational-demand | NA | 19.8084
QLD | QWLN | Woolooga (Ergon) | Energy Queensland | Summer | Coincident | 2027 | POE10 | Operational-demand | NA | 14.1613
QLD | QWLN | Woolooga (Ergon) | Energy Queensland | Summer | Coincident | 2027 | POE50 | Operational-demand | NA | 12.9359
QLD | QWLN | Woolooga (Ergon) | Energy Queensland | Summer | Non-coincident | 2027 | POE10 | Operational-demand | NA | 19.8731
QLD | QWLN | Woolooga (Ergon) | Energy Queensland | Summer | Coincident | 2028 | POE10 | Operational-demand | NA | 14.247
QLD | QWLN | Woolooga (Ergon) | Energy Queensland | Summer | Coincident | 2028 | POE50 | Operational-demand | NA | 13.0099
QLD | QWLN | Woolooga (Ergon) | Energy Queensland | Summer | Non-coincident | 2028 | POE10 | Operational-demand | NA | 19.9881
QLD | QWLN | Woolooga (Ergon) | Energy Queensland | Summer | Coincident | 2029 | POE10 | Operational-demand | NA | 14.3261
QLD | QWLN | Woolooga (Ergon) | Energy Queensland | Summer | Coincident | 2029 | POE50 | Operational-demand | NA | 13.1461
QLD | QWLN | Woolooga (Ergon) | Energy Queensland | Summer | Non-coincident | 2029 | POE10 | Operational-demand | NA | 20.1613
QLD | QWLN | Woolooga (Ergon) | Energy Queensland | Summer | Coincident | 2030 | POE10 | Operational-demand | NA | 14.4767
QLD | QWLN | Woolooga (Ergon) | Energy Queensland | Summer | Coincident | 2030 | POE50 | Operational-demand | NA | 13.2242
QLD | QWLN | Woolooga (Ergon) | Energy Queensland | Summer | Non-coincident | 2030 | POE10 | Operational-demand | NA | 20.3602
QLD | QWLN | Woolooga (Ergon) | Energy Queensland | Winter | Non-coincident | 2019 | BASEYEARPOE10 | Operational-demand | NA | 16.8004
QLD | QWLN | Woolooga (Ergon) | Energy Queensland | Winter | Coincident | 2020 | POE10 | Operational-demand | NA | 14.5516
QLD | QWLN | Woolooga (Ergon) | Energy Queensland | Winter | Coincident | 2020 | POE50 | Operational-demand | NA | 13.5005
QLD | QWLN | Woolooga (Ergon) | Energy Queensland | Winter | Non-coincident | 2020 | POE10 | Operational-demand | NA | 16.826
QLD | QWLN | Woolooga (Ergon) | Energy Queensland | Winter | Coincident | 2021 | POE10 | Operational-demand | NA | 14.4665
QLD | QWLN | Woolooga (Ergon) | Energy Queensland | Winter | Coincident | 2021 | POE50 | Operational-demand | NA | 13.4176
QLD | QWLN | Woolooga (Ergon) | Energy Queensland | Winter | Non-coincident | 2021 | POE10 | Operational-demand | NA | 16.8693
QLD | QWLN | Woolooga (Ergon) | Energy Queensland | Winter | Coincident | 2022 | POE10 | Operational-demand | NA | 14.853
QLD | QWLN | Woolooga (Ergon) | Energy Queensland | Winter | Coincident | 2022 | POE50 | Operational-demand | NA | 13.7782
QLD | QWLN | Woolooga (Ergon) | Energy Queensland | Winter | Non-coincident | 2022 | POE10 | Operational-demand | NA | 16.9451
QLD | QWLN | Woolooga (Ergon) | Energy Queensland | Winter | Coincident | 2023 | POE10 | Operational-demand | NA | 15.0517
QLD | QWLN | Woolooga (Ergon) | Energy Queensland | Winter | Coincident | 2023 | POE50 | Operational-demand | NA | 13.9488
QLD | QWLN | Woolooga (Ergon) | Energy Queensland | Winter | Non-coincident | 2023 | POE10 | Operational-demand | NA | 17.0146
QLD | QWLN | Woolooga (Ergon) | Energy Queensland | Winter | Coincident | 2024 | POE10 | Operational-demand | NA | 15.2989
QLD | QWLN | Woolooga (Ergon) | Energy Queensland | Winter | Coincident | 2024 | POE50 | Operational-demand | NA | 14.1204
QLD | QWLN | Woolooga (Ergon) | Energy Queensland | Winter | Non-coincident | 2024 | POE10 | Operational-demand | NA | 17.0397
QLD | QWLN | Woolooga (Ergon) | Energy Queensland | Winter | Coincident | 2025 | POE10 | Operational-demand | NA | 15.2632
QLD | QWLN | Woolooga (Ergon) | Energy Queensland | Winter | Coincident | 2025 | POE50 | Operational-demand | NA | 14.114
QLD | QWLN | Woolooga (Ergon) | Energy Queensland | Winter | Non-coincident | 2025 | POE10 | Operational-demand | NA | 17.0525
QLD | QWLN | Woolooga (Ergon) | Energy Queensland | Winter | Coincident | 2026 | POE10 | Operational-demand | NA | 15.2548
QLD | QWLN | Woolooga (Ergon) | Energy Queensland | Winter | Coincident | 2026 | POE50 | Operational-demand | NA | 14.1286
QLD | QWLN | Woolooga (Ergon) | Energy Queensland | Winter | Non-coincident | 2026 | POE10 | Operational-demand | NA | 17.0546
QLD | QWLN | Woolooga (Ergon) | Energy Queensland | Winter | Coincident | 2027 | POE10 | Operational-demand | NA | 15.2323
QLD | QWLN | Woolooga (Ergon) | Energy Queensland | Winter | Coincident | 2027 | POE50 | Operational-demand | NA | 14.1044
QLD | QWLN | Woolooga (Ergon) | Energy Queensland | Winter | Non-coincident | 2027 | POE10 | Operational-demand | NA | 17.046
QLD | QWLN | Woolooga (Ergon) | Energy Queensland | Winter | Coincident | 2028 | POE10 | Operational-demand | NA | 15.4483
QLD | QWLN | Woolooga (Ergon) | Energy Queensland | Winter | Coincident | 2028 | POE50 | Operational-demand | NA | 14.1931
QLD | QWLN | Woolooga (Ergon) | Energy Queensland | Winter | Non-coincident | 2028 | POE10 | Operational-demand | NA | 17.1156
QLD | QWLN | Woolooga (Ergon) | Energy Queensland | Winter | Coincident | 2029 | POE10 | Operational-demand | NA | 15.4414
QLD | QWLN | Woolooga (Ergon) | Energy Queensland | Winter | Coincident | 2029 | POE50 | Operational-demand | NA | 14.2614
QLD | QWLN | Woolooga (Ergon) | Energy Queensland | Winter | Non-coincident | 2029 | POE10 | Operational-demand | NA | 17.2007
QLD | QWRE | Woree | Energy Queensland | Shoulder | Coincident | 2017 | ACTUAL_OPG | Operational-demand | 17.4656 | 32.9804
QLD | QWRE | Woree | Energy Queensland | Shoulder | Coincident | 2017 | ACTUAL_RAW | Operational-demand | 17.4656 | 32.9804
QLD | QWRE | Woree | Energy Queensland | Shoulder | Non-coincident | 2017 | ACTUAL_RAW | Operational-demand | 14.9254 | 36.1928
QLD | QWRE | Woree | Energy Queensland | Shoulder | Non-coincident | 2017 | ACTUAL_OPG | Operational-demand | 14.9254 | 36.1928
QLD | QWRE | Woree | Energy Queensland | Shoulder | Non-coincident | 2017 | ACTUAL_ADJUSTEDOPG | Operational-demand | 14.9254 | 36.1928
QLD | QWRE | Woree | Energy Queensland | Shoulder | Coincident | 2018 | ACTUAL_OPG | Operational-demand | 17.1817 | 31.3414
QLD | QWRE | Woree | Energy Queensland | Shoulder | Coincident | 2018 | ACTUAL_RAW | Operational-demand | 17.1817 | 31.3414
QLD | QWRE | Woree | Energy Queensland | Shoulder | Non-coincident | 2018 | ACTUAL_RAW | Operational-demand | 14.4361 | 38.2949
QLD | QWRE | Woree | Energy Queensland | Shoulder | Non-coincident | 2018 | ACTUAL_OPG | Operational-demand | 14.4361 | 38.2949
QLD | QWRE | Woree | Energy Queensland | Shoulder | Non-coincident | 2018 | ACTUAL_ADJUSTEDOPG | Operational-demand | 14.4361 | 38.2949
QLD | QWRE | Woree | Energy Queensland | Shoulder | Coincident | 2019 | ACTUAL_OPG | Operational-demand | 18.6188 | 30.8692
QLD | QWRE | Woree | Energy Queensland | Shoulder | Coincident | 2019 | ACTUAL_RAW | Operational-demand | 18.6188 | 30.8692
QLD | QWRE | Woree | Energy Queensland | Shoulder | Non-coincident | 2019 | ACTUAL_RAW | Operational-demand | 14.3691 | 36.025
QLD | QWRE | Woree | Energy Queensland | Shoulder | Non-coincident | 2019 | ACTUAL_OPG | Operational-demand | 14.3691 | 36.025
QLD | QWRE | Woree | Energy Queensland | Shoulder | Non-coincident | 2019 | ACTUAL_ADJUSTEDOPG | Operational-demand | 14.3691 | 36.025
QLD | QWRE | Woree | Energy Queensland | Shoulder | Non-coincident | 2019 | BASEYEARPOE90 | Operational-demand | 13.2627 | NA
QLD | QWRE | Woree | Energy Queensland | Shoulder | Non-coincident | 2019 | BASEYEARPOE50 | Operational-demand | 14.3197 | 35.6466
QLD | QWRE | Woree | Energy Queensland | Shoulder | Coincident | 2020 | ACTUAL_OPG | Operational-demand | 14.7815 | 29.704
QLD | QWRE | Woree | Energy Queensland | Shoulder | Coincident | 2020 | ACTUAL_RAW | Operational-demand | 14.7815 | 29.704
QLD | QWRE | Woree | Energy Queensland | Shoulder | Non-coincident | 2020 | ACTUAL_RAW | Operational-demand | 13.896 | 31.312
QLD | QWRE | Woree | Energy Queensland | Shoulder | Non-coincident | 2020 | ACTUAL_OPG | Operational-demand | 13.896 | 31.312
QLD | QWRE | Woree | Energy Queensland | Shoulder | Non-coincident | 2020 | ACTUAL_ADJUSTEDOPG | Operational-demand | 13.896 | 31.312
QLD | QWRE | Woree | Energy Queensland | Shoulder | Coincident_unreconciled | 2021 | POE50 | Operational-demand | 13.5306 | NA
QLD | QWRE | Woree | Energy Queensland | Shoulder | Coincident_unreconciled | 2021 | POE90 | Operational-demand | 11.8802 | NA
QLD | QWRE | Woree | Energy Queensland | Shoulder | Non-coincident | 2021 | POE50 | Operational-demand | 14 | 36.1381
QLD | QWRE | Woree | Energy Queensland | Shoulder | Non-coincident | 2021 | POE90 | Operational-demand | 12.7051 | NA
QLD | QWRE | Woree | Energy Queensland | Shoulder | Coincident_unreconciled | 2022 | POE50 | Operational-demand | 10.492 | NA
QLD | QWRE | Woree | Energy Queensland | Shoulder | Coincident_unreconciled | 2022 | POE90 | Operational-demand | 8.8249 | NA
QLD | QWRE | Woree | Energy Queensland | Shoulder | Non-coincident | 2022 | POE50 | Operational-demand | 11.6158 | 36.5003
QLD | QWRE | Woree | Energy Queensland | Shoulder | Non-coincident | 2022 | POE90 | Operational-demand | 10.3078 | NA
QLD | QWRE | Woree | Energy Queensland | Shoulder | Coincident_unreconciled | 2023 | POE50 | Operational-demand | 7.5867 | NA
QLD | QWRE | Woree | Energy Queensland | Shoulder | Coincident_unreconciled | 2023 | POE90 | Operational-demand | 5.9017 | NA
QLD | QWRE | Woree | Energy Queensland | Shoulder | Non-coincident | 2023 | POE50 | Operational-demand | 9.3363 | 36.887
QLD | QWRE | Woree | Energy Queensland | Shoulder | Non-coincident | 2023 | POE90 | Operational-demand | 8.0143 | NA
QLD | QWRE | Woree | Energy Queensland | Shoulder | Coincident_unreconciled | 2024 | POE50 | Operational-demand | 6.1761 | NA
QLD | QWRE | Woree | Energy Queensland | Shoulder | Coincident_unreconciled | 2024 | POE90 | Operational-demand | 4.4732 | NA
QLD | QWRE | Woree | Energy Queensland | Shoulder | Non-coincident | 2024 | POE50 | Operational-demand | 8.2295 | 37.2737
QLD | QWRE | Woree | Energy Queensland | Shoulder | Non-coincident | 2024 | POE90 | Operational-demand | 6.8934 | NA
QLD | QWRE | Woree | Energy Queensland | Shoulder | Coincident_unreconciled | 2025 | POE50 | Operational-demand | 5.3126 | NA
QLD | QWRE | Woree | Energy Queensland | Shoulder | Coincident_unreconciled | 2025 | POE90 | Operational-demand | 3.5918 | NA
QLD | QWRE | Woree | Energy Queensland | Shoulder | Non-coincident | 2025 | POE50 | Operational-demand | 7.552 | 37.6701
QLD | QWRE | Woree | Energy Queensland | Shoulder | Non-coincident | 2025 | POE90 | Operational-demand | 6.2018 | NA
QLD | QWRE | Woree | Energy Queensland | Shoulder | Coincident_unreconciled | 2026 | POE50 | Operational-demand | 4.6297 | NA
QLD | QWRE | Woree | Energy Queensland | Shoulder | Coincident_unreconciled | 2026 | POE90 | Operational-demand | 2.891 | NA
QLD | QWRE | Woree | Energy Queensland | Shoulder | Non-coincident | 2026 | POE50 | Operational-demand | 7.0162 | 38.0929
QLD | QWRE | Woree | Energy Queensland | Shoulder | Non-coincident | 2026 | POE90 | Operational-demand | 5.652 | NA
QLD | QWRE | Woree | Energy Queensland | Shoulder | Coincident_unreconciled | 2027 | POE50 | Operational-demand | 4.1557 | NA
QLD | QWRE | Woree | Energy Queensland | Shoulder | Coincident_unreconciled | 2027 | POE90 | Operational-demand | 2.3983 | NA
QLD | QWRE | Woree | Energy Queensland | Shoulder | Non-coincident | 2027 | POE50 | Operational-demand | 6.6443 | 38.5841
QLD | QWRE | Woree | Energy Queensland | Shoulder | Non-coincident | 2027 | POE90 | Operational-demand | 5.2654 | NA
QLD | QWRE | Woree | Energy Queensland | Shoulder | Coincident_unreconciled | 2028 | POE50 | Operational-demand | 3.8179 | NA
QLD | QWRE | Woree | Energy Queensland | Shoulder | Coincident_unreconciled | 2028 | POE90 | Operational-demand | 2.0412 | NA
QLD | QWRE | Woree | Energy Queensland | Shoulder | Non-coincident | 2028 | POE50 | Operational-demand | 6.3792 | 39.1441
QLD | QWRE | Woree | Energy Queensland | Shoulder | Non-coincident | 2028 | POE90 | Operational-demand | 4.9852 | NA
QLD | QWRE | Woree | Energy Queensland | Shoulder | Coincident_unreconciled | 2029 | POE50 | Operational-demand | 3.5767 | NA
QLD | QWRE | Woree | Energy Queensland | Shoulder | Coincident_unreconciled | 2029 | POE90 | Operational-demand | 1.7806 | NA
QLD | QWRE | Woree | Energy Queensland | Shoulder | Non-coincident | 2029 | POE50 | Operational-demand | 6.19 | 39.7643
QLD | QWRE | Woree | Energy Queensland | Shoulder | Non-coincident | 2029 | POE90 | Operational-demand | 4.7807 | NA
QLD | QWRE | Woree | Energy Queensland | Shoulder | Coincident_unreconciled | 2030 | POE50 | Operational-demand | 3.3627 | NA
QLD | QWRE | Woree | Energy Queensland | Shoulder | Coincident_unreconciled | 2030 | POE90 | Operational-demand | 1.5473 | NA
QLD | QWRE | Woree | Energy Queensland | Shoulder | Non-coincident | 2030 | POE50 | Operational-demand | 6.0221 | 40.4577
QLD | QWRE | Woree | Energy Queensland | Shoulder | Non-coincident | 2030 | POE90 | Operational-demand | 4.5976 | NA
QLD | QWRE | Woree | Energy Queensland | Summer | Coincident | 2017 | ACTUAL_OPG | Operational-demand | 20.2837 | 32.7615
QLD | QWRE | Woree | Energy Queensland | Summer | Coincident | 2017 | ACTUAL_RAW | Operational-demand | 20.2837 | 32.7615
QLD | QWRE | Woree | Energy Queensland | Summer | Non-coincident | 2017 | ACTUAL_RAW | Operational-demand | 17.6938 | 46.3614
QLD | QWRE | Woree | Energy Queensland | Summer | Non-coincident | 2017 | ACTUAL_OPG | Operational-demand | 17.6938 | 46.3614
QLD | QWRE | Woree | Energy Queensland | Summer | Non-coincident | 2017 | ACTUAL_ADJUSTEDOPG | Operational-demand | 17.6938 | 46.3614
QLD | QWRE | Woree | Energy Queensland | Summer | Coincident | 2018 | ACTUAL_OPG | Operational-demand | 18.098 | 35.9373
QLD | QWRE | Woree | Energy Queensland | Summer | Coincident | 2018 | ACTUAL_RAW | Operational-demand | 18.098 | 35.9373
QLD | QWRE | Woree | Energy Queensland | Summer | Non-coincident | 2018 | ACTUAL_RAW | Operational-demand | 1.0532 | 41.2465
QLD | QWRE | Woree | Energy Queensland | Summer | Non-coincident | 2018 | ACTUAL_OPG | Operational-demand | 1.0532 | 41.2465
QLD | QWRE | Woree | Energy Queensland | Summer | Non-coincident | 2018 | ACTUAL_ADJUSTEDOPG | Operational-demand | 16.6837 | 41.2465
QLD | QWRE | Woree | Energy Queensland | Summer | Coincident | 2019 | ACTUAL_OPG | Operational-demand | 19.6063 | 42.2806
QLD | QWRE | Woree | Energy Queensland | Summer | Coincident | 2019 | ACTUAL_RAW | Operational-demand | 19.6063 | 42.2806
QLD | QWRE | Woree | Energy Queensland | Summer | Non-coincident | 2019 | ACTUAL_RAW | Operational-demand | 16.7343 | 47.7885
QLD | QWRE | Woree | Energy Queensland | Summer | Non-coincident | 2019 | ACTUAL_OPG | Operational-demand | 16.7343 | 47.7885
QLD | QWRE | Woree | Energy Queensland | Summer | Non-coincident | 2019 | ACTUAL_ADJUSTEDOPG | Operational-demand | 16.7343 | 47.7885
QLD | QWRE | Woree | Energy Queensland | Summer | Non-coincident | 2019 | BASEYEARPOE90 | Operational-demand | 15.0535 | NA
QLD | QWRE | Woree | Energy Queensland | Summer | Non-coincident | 2019 | BASEYEARPOE50 | Operational-demand | 17.1531 | 44.9061
QLD | QWRE | Woree | Energy Queensland | Summer | Coincident | 2020 | ACTUAL_OPG | Operational-demand | 18.4412 | 37.1802
QLD | QWRE | Woree | Energy Queensland | Summer | Coincident | 2020 | ACTUAL_RAW | Operational-demand | 18.4412 | 37.1802
QLD | QWRE | Woree | Energy Queensland | Summer | Non-coincident | 2020 | ACTUAL_RAW | Operational-demand | 16.4972 | 46.678
QLD | QWRE | Woree | Energy Queensland | Summer | Non-coincident | 2020 | ACTUAL_OPG | Operational-demand | 16.4972 | 46.678
QLD | QWRE | Woree | Energy Queensland | Summer | Non-coincident | 2020 | ACTUAL_ADJUSTEDOPG | Operational-demand | 16.4972 | 46.678
QLD | QWRE | Woree | Energy Queensland | Summer | Coincident_unreconciled | 2021 | POE50 | Operational-demand | 20.7937 | NA
QLD | QWRE | Woree | Energy Queensland | Summer | Coincident_unreconciled | 2021 | POE90 | Operational-demand | 16.6944 | NA
QLD | QWRE | Woree | Energy Queensland | Summer | Non-coincident | 2021 | POE50 | Operational-demand | 18 | 45.7734
QLD | QWRE | Woree | Energy Queensland | Summer | Non-coincident | 2021 | POE90 | Operational-demand | 15.0783 | NA
QLD | QWRE | Woree | Energy Queensland | Summer | Coincident_unreconciled | 2022 | POE50 | Operational-demand | 17.8088 | NA
QLD | QWRE | Woree | Energy Queensland | Summer | Coincident_unreconciled | 2022 | POE90 | Operational-demand | 13.668 | NA
QLD | QWRE | Woree | Energy Queensland | Summer | Non-coincident | 2022 | POE50 | Operational-demand | 15.8726 | 46.2322
QLD | QWRE | Woree | Energy Queensland | Summer | Non-coincident | 2022 | POE90 | Operational-demand | 12.9214 | NA
QLD | QWRE | Woree | Energy Queensland | Summer | Coincident_unreconciled | 2023 | POE50 | Operational-demand | 14.9196 | NA
QLD | QWRE | Woree | Energy Queensland | Summer | Coincident_unreconciled | 2023 | POE90 | Operational-demand | 10.7345 | NA
QLD | QWRE | Woree | Energy Queensland | Summer | Non-coincident | 2023 | POE50 | Operational-demand | 13.8134 | 46.722
QLD | QWRE | Woree | Energy Queensland | Summer | Non-coincident | 2023 | POE90 | Operational-demand | 10.8306 | NA
QLD | QWRE | Woree | Energy Queensland | Summer | Coincident_unreconciled | 2024 | POE50 | Operational-demand | 13.6772 | NA
QLD | QWRE | Woree | Energy Queensland | Summer | Coincident_unreconciled | 2024 | POE90 | Operational-demand | 9.4477 | NA
QLD | QWRE | Woree | Energy Queensland | Summer | Non-coincident | 2024 | POE50 | Operational-demand | 12.9279 | 47.2119
QLD | QWRE | Woree | Energy Queensland | Summer | Non-coincident | 2024 | POE90 | Operational-demand | 9.9135 | NA
QLD | QWRE | Woree | Energy Queensland | Summer | Coincident_unreconciled | 2025 | POE50 | Operational-demand | 12.8908 | NA
QLD | QWRE | Woree | Energy Queensland | Summer | Coincident_unreconciled | 2025 | POE90 | Operational-demand | 8.6169 | NA
QLD | QWRE | Woree | Energy Queensland | Summer | Non-coincident | 2025 | POE50 | Operational-demand | 12.3674 | 47.7124
QLD | QWRE | Woree | Energy Queensland | Summer | Non-coincident | 2025 | POE90 | Operational-demand | 9.3214 | NA
QLD | QWRE | Woree | Energy Queensland | Summer | Coincident_unreconciled | 2026 | POE50 | Operational-demand | 12.2976 | NA
QLD | QWRE | Woree | Energy Queensland | Summer | Coincident_unreconciled | 2026 | POE90 | Operational-demand | 7.9794 | NA
QLD | QWRE | Woree | Energy Queensland | Summer | Non-coincident | 2026 | POE50 | Operational-demand | 11.9447 | 48.2434
QLD | QWRE | Woree | Energy Queensland | Summer | Non-coincident | 2026 | POE90 | Operational-demand | 8.867 | NA
QLD | QWRE | Woree | Energy Queensland | Summer | Coincident_unreconciled | 2027 | POE50 | Operational-demand | 11.9312 | NA
QLD | QWRE | Woree | Energy Queensland | Summer | Coincident_unreconciled | 2027 | POE90 | Operational-demand | 7.5665 | NA
QLD | QWRE | Woree | Energy Queensland | Summer | Non-coincident | 2027 | POE50 | Operational-demand | 11.6835 | 48.8598
QLD | QWRE | Woree | Energy Queensland | Summer | Non-coincident | 2027 | POE90 | Operational-demand | 8.5728 | NA
QLD | QWRE | Woree | Energy Queensland | Summer | Coincident_unreconciled | 2028 | POE50 | Operational-demand | 11.7059 | NA
QLD | QWRE | Woree | Energy Queensland | Summer | Coincident_unreconciled | 2028 | POE90 | Operational-demand | 7.2933 | NA
QLD | QWRE | Woree | Energy Queensland | Summer | Non-coincident | 2028 | POE50 | Operational-demand | 11.523 | 49.5604
QLD | QWRE | Woree | Energy Queensland | Summer | Non-coincident | 2028 | POE90 | Operational-demand | 8.378 | NA
QLD | QWRE | Woree | Energy Queensland | Summer | Coincident_unreconciled | 2029 | POE50 | Operational-demand | 11.5898 | NA
QLD | QWRE | Woree | Energy Queensland | Summer | Coincident_unreconciled | 2029 | POE90 | Operational-demand | 7.1293 | NA
QLD | QWRE | Woree | Energy Queensland | Summer | Non-coincident | 2029 | POE50 | Operational-demand | 11.4402 | 50.3319
QLD | QWRE | Woree | Energy Queensland | Summer | Non-coincident | 2029 | POE90 | Operational-demand | 8.2611 | NA
QLD | QWRE | Woree | Energy Queensland | Summer | Coincident_unreconciled | 2030 | POE50 | Operational-demand | 11.5282 | NA
QLD | QWRE | Woree | Energy Queensland | Summer | Coincident_unreconciled | 2030 | POE90 | Operational-demand | 7.0197 | NA
QLD | QWRE | Woree | Energy Queensland | Summer | Non-coincident | 2030 | POE50 | Operational-demand | 11.3963 | 51.1831
QLD | QWRE | Woree | Energy Queensland | Summer | Non-coincident | 2030 | POE90 | Operational-demand | 8.183 | NA
QLD | QWRE | Woree | Energy Queensland | Winter | Coincident | 2016 | ACTUAL_OPG | Operational-demand | 17.5984 | 29.1033
QLD | QWRE | Woree | Energy Queensland | Winter | Coincident | 2016 | ACTUAL_RAW | Operational-demand | 17.5984 | 29.1033
QLD | QWRE | Woree | Energy Queensland | Winter | Non-coincident | 2016 | ACTUAL_RAW | Operational-demand | 14.7094 | 32.7258
QLD | QWRE | Woree | Energy Queensland | Winter | Non-coincident | 2016 | ACTUAL_OPG | Operational-demand | 14.7094 | 32.7258
QLD | QWRE | Woree | Energy Queensland | Winter | Non-coincident | 2016 | ACTUAL_ADJUSTEDOPG | Operational-demand | 14.7094 | 32.7258
QLD | QWRE | Woree | Energy Queensland | Winter | Coincident | 2017 | ACTUAL_OPG | Operational-demand | 18.2188 | 26.1237
QLD | QWRE | Woree | Energy Queensland | Winter | Coincident | 2017 | ACTUAL_RAW | Operational-demand | 18.2188 | 26.1237
QLD | QWRE | Woree | Energy Queensland | Winter | Non-coincident | 2017 | ACTUAL_RAW | Operational-demand | 13.6593 | 32.5746
QLD | QWRE | Woree | Energy Queensland | Winter | Non-coincident | 2017 | ACTUAL_OPG | Operational-demand | 13.6593 | 32.5746
QLD | QWRE | Woree | Energy Queensland | Winter | Non-coincident | 2017 | ACTUAL_ADJUSTEDOPG | Operational-demand | 13.6593 | 32.5746
QLD | QWRE | Woree | Energy Queensland | Winter | Coincident | 2018 | ACTUAL_OPG | Operational-demand | 17.4066 | 29.009
QLD | QWRE | Woree | Energy Queensland | Winter | Coincident | 2018 | ACTUAL_RAW | Operational-demand | 17.4066 | 29.009
QLD | QWRE | Woree | Energy Queensland | Winter | Non-coincident | 2018 | ACTUAL_RAW | Operational-demand | 13.5565 | 30.841
QLD | QWRE | Woree | Energy Queensland | Winter | Non-coincident | 2018 | ACTUAL_OPG | Operational-demand | 13.5565 | 30.841
QLD | QWRE | Woree | Energy Queensland | Winter | Non-coincident | 2018 | ACTUAL_ADJUSTEDOPG | Operational-demand | 13.5565 | 30.841
QLD | QWRE | Woree | Energy Queensland | Winter | Coincident | 2019 | ACTUAL_OPG | Operational-demand | 16.7328 | 27.2242
QLD | QWRE | Woree | Energy Queensland | Winter | Coincident | 2019 | ACTUAL_RAW | Operational-demand | 16.7328 | 27.2242
QLD | QWRE | Woree | Energy Queensland | Winter | Non-coincident | 2019 | ACTUAL_RAW | Operational-demand | 13.8051 | 30.5449
QLD | QWRE | Woree | Energy Queensland | Winter | Non-coincident | 2019 | ACTUAL_OPG | Operational-demand | 13.8051 | 30.5449
QLD | QWRE | Woree | Energy Queensland | Winter | Non-coincident | 2019 | ACTUAL_ADJUSTEDOPG | Operational-demand | 13.8051 | 30.5449
QLD | QWRE | Woree | Energy Queensland | Winter | Non-coincident | 2019 | BASEYEARPOE90 | Operational-demand | 12.0081 | NA
QLD | QWRE | Woree | Energy Queensland | Winter | Non-coincident | 2019 | BASEYEARPOE50 | Operational-demand | 13.0284 | 31.7199
QLD | QWRE | Woree | Energy Queensland | Winter | Coincident_unreconciled | 2020 | POE50 | Operational-demand | 16.0234 | NA
QLD | QWRE | Woree | Energy Queensland | Winter | Coincident_unreconciled | 2020 | POE90 | Operational-demand | 14.7745 | NA
QLD | QWRE | Woree | Energy Queensland | Winter | Non-coincident | 2020 | POE50 | Operational-demand | 14 | 32.5538
QLD | QWRE | Woree | Energy Queensland | Winter | Non-coincident | 2020 | POE90 | Operational-demand | 12.9551 | NA
QLD | QWRE | Woree | Energy Queensland | Winter | Coincident_unreconciled | 2021 | POE50 | Operational-demand | 13.4242 | NA
QLD | QWRE | Woree | Energy Queensland | Winter | Coincident_unreconciled | 2021 | POE90 | Operational-demand | 12.164 | NA
QLD | QWRE | Woree | Energy Queensland | Winter | Non-coincident | 2021 | POE50 | Operational-demand | 11.8255 | 32.8544
QLD | QWRE | Woree | Energy Queensland | Winter | Non-coincident | 2021 | POE90 | Operational-demand | 10.7712 | NA
QLD | QWRE | Woree | Energy Queensland | Winter | Coincident_unreconciled | 2022 | POE50 | Operational-demand | 10.3862 | NA
QLD | QWRE | Woree | Energy Queensland | Winter | Coincident_unreconciled | 2022 | POE90 | Operational-demand | 9.1129 | NA
QLD | QWRE | Woree | Energy Queensland | Winter | Non-coincident | 2022 | POE50 | Operational-demand | 9.2839 | 33.2045
QLD | QWRE | Woree | Energy Queensland | Winter | Non-coincident | 2022 | POE90 | Operational-demand | 8.2187 | NA
QLD | QWRE | Woree | Energy Queensland | Winter | Coincident_unreconciled | 2023 | POE50 | Operational-demand | 8.2425 | NA
QLD | QWRE | Woree | Energy Queensland | Winter | Coincident_unreconciled | 2023 | POE90 | Operational-demand | 6.9561 | NA
QLD | QWRE | Woree | Energy Queensland | Winter | Non-coincident | 2023 | POE50 | Operational-demand | 7.4904 | 33.5537
QLD | QWRE | Woree | Energy Queensland | Winter | Non-coincident | 2023 | POE90 | Operational-demand | 6.4143 | NA
QLD | QWRE | Woree | Energy Queensland | Winter | Coincident_unreconciled | 2024 | POE50 | Operational-demand | 7.3539 | NA
QLD | QWRE | Woree | Energy Queensland | Winter | Coincident_unreconciled | 2024 | POE90 | Operational-demand | 6.0544 | NA
QLD | QWRE | Woree | Energy Queensland | Winter | Non-coincident | 2024 | POE50 | Operational-demand | 6.7471 | 33.9055
QLD | QWRE | Woree | Energy Queensland | Winter | Non-coincident | 2024 | POE90 | Operational-demand | 5.6599 | NA
QLD | QWRE | Woree | Energy Queensland | Winter | Coincident_unreconciled | 2025 | POE50 | Operational-demand | 6.5964 | NA
QLD | QWRE | Woree | Energy Queensland | Winter | Coincident_unreconciled | 2025 | POE90 | Operational-demand | 5.2838 | NA
QLD | QWRE | Woree | Energy Queensland | Winter | Non-coincident | 2025 | POE50 | Operational-demand | 6.1134 | 34.2728
QLD | QWRE | Woree | Energy Queensland | Winter | Non-coincident | 2025 | POE90 | Operational-demand | 5.0152 | NA
QLD | QWRE | Woree | Energy Queensland | Winter | Coincident_unreconciled | 2026 | POE50 | Operational-demand | 6.0297 | NA
QLD | QWRE | Woree | Energy Queensland | Winter | Coincident_unreconciled | 2026 | POE90 | Operational-demand | 4.7039 | NA
QLD | QWRE | Woree | Energy Queensland | Winter | Non-coincident | 2026 | POE50 | Operational-demand | 5.6393 | 34.6768
QLD | QWRE | Woree | Energy Queensland | Winter | Non-coincident | 2026 | POE90 | Operational-demand | 4.5301 | NA
QLD | QWRE | Woree | Energy Queensland | Winter | Coincident_unreconciled | 2027 | POE50 | Operational-demand | 5.6482 | NA
QLD | QWRE | Woree | Energy Queensland | Winter | Coincident_unreconciled | 2027 | POE90 | Operational-demand | 4.3083 | NA
QLD | QWRE | Woree | Energy Queensland | Winter | Non-coincident | 2027 | POE50 | Operational-demand | 5.3201 | 35.1631
QLD | QWRE | Woree | Energy Queensland | Winter | Non-coincident | 2027 | POE90 | Operational-demand | 4.199 | NA
QLD | QWRE | Woree | Energy Queensland | Winter | Coincident_unreconciled | 2028 | POE50 | Operational-demand | 5.3704 | NA
QLD | QWRE | Woree | Energy Queensland | Winter | Coincident_unreconciled | 2028 | POE90 | Operational-demand | 4.0633 | NA
QLD | QWRE | Woree | Energy Queensland | Winter | Non-coincident | 2028 | POE50 | Operational-demand | 5.0876 | 35.7039
QLD | QWRE | Woree | Energy Queensland | Winter | Non-coincident | 2028 | POE90 | Operational-demand | 3.9547 | NA
QLD | QWRE | Woree | Energy Queensland | Winter | Coincident_unreconciled | 2029 | POE50 | Operational-demand | 5.1696 | NA
QLD | QWRE | Woree | Energy Queensland | Winter | Coincident_unreconciled | 2029 | POE90 | Operational-demand | 3.9186 | NA
QLD | QWRE | Woree | Energy Queensland | Winter | Non-coincident | 2029 | POE50 | Operational-demand | 4.9197 | 36.3113
QLD | QWRE | Woree | Energy Queensland | Winter | Non-coincident | 2029 | POE90 | Operational-demand | 3.7749 | NA
QLD | QWRE | Woree | Energy Queensland | Shoulder | Non-coincident | 2019 | BASEYEARPOE10 | Operational-demand | NA | 37.2358
QLD | QWRE | Woree | Energy Queensland | Shoulder | Coincident | 2021 | POE10 | Operational-demand | NA | 32.9431
QLD | QWRE | Woree | Energy Queensland | Shoulder | Coincident | 2021 | POE50 | Operational-demand | NA | 32.5967
QLD | QWRE | Woree | Energy Queensland | Shoulder | Non-coincident | 2021 | POE10 | Operational-demand | NA | 37.7291
QLD | QWRE | Woree | Energy Queensland | Shoulder | Coincident | 2022 | POE10 | Operational-demand | NA | 34.1912
QLD | QWRE | Woree | Energy Queensland | Shoulder | Coincident | 2022 | POE50 | Operational-demand | NA | 33.2672
QLD | QWRE | Woree | Energy Queensland | Shoulder | Non-coincident | 2022 | POE10 | Operational-demand | NA | 38.1073
QLD | QWRE | Woree | Energy Queensland | Shoulder | Coincident | 2023 | POE10 | Operational-demand | NA | 34.6193
QLD | QWRE | Woree | Energy Queensland | Shoulder | Coincident | 2023 | POE50 | Operational-demand | NA | 33.8465
QLD | QWRE | Woree | Energy Queensland | Shoulder | Non-coincident | 2023 | POE10 | Operational-demand | NA | 38.5112
QLD | QWRE | Woree | Energy Queensland | Shoulder | Coincident | 2024 | POE10 | Operational-demand | NA | 35.1507
QLD | QWRE | Woree | Energy Queensland | Shoulder | Coincident | 2024 | POE50 | Operational-demand | NA | 34.8181
QLD | QWRE | Woree | Energy Queensland | Shoulder | Non-coincident | 2024 | POE10 | Operational-demand | NA | 38.9151
QLD | QWRE | Woree | Energy Queensland | Shoulder | Coincident | 2025 | POE10 | Operational-demand | NA | 35.635
QLD | QWRE | Woree | Energy Queensland | Shoulder | Coincident | 2025 | POE50 | Operational-demand | NA | 35.0421
QLD | QWRE | Woree | Energy Queensland | Shoulder | Non-coincident | 2025 | POE10 | Operational-demand | NA | 39.3287
QLD | QWRE | Woree | Energy Queensland | Shoulder | Coincident | 2026 | POE10 | Operational-demand | NA | 35.8477
QLD | QWRE | Woree | Energy Queensland | Shoulder | Coincident | 2026 | POE50 | Operational-demand | NA | 35.447
QLD | QWRE | Woree | Energy Queensland | Shoulder | Non-coincident | 2026 | POE10 | Operational-demand | NA | 39.7687
QLD | QWRE | Woree | Energy Queensland | Shoulder | Coincident | 2027 | POE10 | Operational-demand | NA | 36.1557
QLD | QWRE | Woree | Energy Queensland | Shoulder | Coincident | 2027 | POE50 | Operational-demand | NA | 35.7198
QLD | QWRE | Woree | Energy Queensland | Shoulder | Non-coincident | 2027 | POE10 | Operational-demand | NA | 40.2779
QLD | QWRE | Woree | Energy Queensland | Shoulder | Coincident | 2028 | POE10 | Operational-demand | NA | 36.5359
QLD | QWRE | Woree | Energy Queensland | Shoulder | Coincident | 2028 | POE50 | Operational-demand | NA | 36.1881
QLD | QWRE | Woree | Energy Queensland | Shoulder | Non-coincident | 2028 | POE10 | Operational-demand | NA | 40.8564
QLD | QWRE | Woree | Energy Queensland | Shoulder | Coincident | 2029 | POE10 | Operational-demand | NA | 37.4528
QLD | QWRE | Woree | Energy Queensland | Shoulder | Coincident | 2029 | POE50 | Operational-demand | NA | 36.885
QLD | QWRE | Woree | Energy Queensland | Shoulder | Non-coincident | 2029 | POE10 | Operational-demand | NA | 41.4952
QLD | QWRE | Woree | Energy Queensland | Shoulder | Coincident | 2030 | POE10 | Operational-demand | NA | 38.093
QLD | QWRE | Woree | Energy Queensland | Shoulder | Coincident | 2030 | POE50 | Operational-demand | NA | 37.5641
QLD | QWRE | Woree | Energy Queensland | Shoulder | Non-coincident | 2030 | POE10 | Operational-demand | NA | 42.2072
QLD | QWRE | Woree | Energy Queensland | Summer | Non-coincident | 2019 | BASEYEARPOE10 | Operational-demand | NA | 49.072
QLD | QWRE | Woree | Energy Queensland | Summer | Coincident | 2021 | POE10 | Operational-demand | NA | 40.9236
QLD | QWRE | Woree | Energy Queensland | Summer | Coincident | 2021 | POE50 | Operational-demand | NA | 39.0038
QLD | QWRE | Woree | Energy Queensland | Summer | Non-coincident | 2021 | POE10 | Operational-demand | NA | 50.1953
QLD | QWRE | Woree | Energy Queensland | Summer | Coincident | 2022 | POE10 | Operational-demand | NA | 42.0848
QLD | QWRE | Woree | Energy Queensland | Summer | Coincident | 2022 | POE50 | Operational-demand | NA | 40.0493
QLD | QWRE | Woree | Energy Queensland | Summer | Non-coincident | 2022 | POE10 | Operational-demand | NA | 50.6987
QLD | QWRE | Woree | Energy Queensland | Summer | Coincident | 2023 | POE10 | Operational-demand | NA | 42.7651
QLD | QWRE | Woree | Energy Queensland | Summer | Coincident | 2023 | POE50 | Operational-demand | NA | 40.6072
QLD | QWRE | Woree | Energy Queensland | Summer | Non-coincident | 2023 | POE10 | Operational-demand | NA | 51.2362
QLD | QWRE | Woree | Energy Queensland | Summer | Coincident | 2024 | POE10 | Operational-demand | NA | 43.7109
QLD | QWRE | Woree | Energy Queensland | Summer | Coincident | 2024 | POE50 | Operational-demand | NA | 41.5459
QLD | QWRE | Woree | Energy Queensland | Summer | Non-coincident | 2024 | POE10 | Operational-demand | NA | 51.7737
QLD | QWRE | Woree | Energy Queensland | Summer | Coincident | 2025 | POE10 | Operational-demand | NA | 43.967
QLD | QWRE | Woree | Energy Queensland | Summer | Coincident | 2025 | POE50 | Operational-demand | NA | 42.0063
QLD | QWRE | Woree | Energy Queensland | Summer | Non-coincident | 2025 | POE10 | Operational-demand | NA | 52.322
QLD | QWRE | Woree | Energy Queensland | Summer | Coincident | 2026 | POE10 | Operational-demand | NA | 44.6394
QLD | QWRE | Woree | Energy Queensland | Summer | Coincident | 2026 | POE50 | Operational-demand | NA | 42.5108
QLD | QWRE | Woree | Energy Queensland | Summer | Non-coincident | 2026 | POE10 | Operational-demand | NA | 52.9006
QLD | QWRE | Woree | Energy Queensland | Summer | Coincident | 2027 | POE10 | Operational-demand | NA | 44.8439
QLD | QWRE | Woree | Energy Queensland | Summer | Coincident | 2027 | POE50 | Operational-demand | NA | 42.8611
QLD | QWRE | Woree | Energy Queensland | Summer | Non-coincident | 2027 | POE10 | Operational-demand | NA | 53.5668
QLD | QWRE | Woree | Energy Queensland | Summer | Coincident | 2028 | POE10 | Operational-demand | NA | 45.4857
QLD | QWRE | Woree | Energy Queensland | Summer | Coincident | 2028 | POE50 | Operational-demand | NA | 43.4649
QLD | QWRE | Woree | Energy Queensland | Summer | Non-coincident | 2028 | POE10 | Operational-demand | NA | 54.3189
QLD | QWRE | Woree | Energy Queensland | Summer | Coincident | 2029 | POE10 | Operational-demand | NA | 46.0322
QLD | QWRE | Woree | Energy Queensland | Summer | Coincident | 2029 | POE50 | Operational-demand | NA | 44.1939
QLD | QWRE | Woree | Energy Queensland | Summer | Non-coincident | 2029 | POE10 | Operational-demand | NA | 55.142
QLD | QWRE | Woree | Energy Queensland | Summer | Coincident | 2030 | POE10 | Operational-demand | NA | 46.8158
QLD | QWRE | Woree | Energy Queensland | Summer | Coincident | 2030 | POE50 | Operational-demand | NA | 44.7322
QLD | QWRE | Woree | Energy Queensland | Summer | Non-coincident | 2030 | POE10 | Operational-demand | NA | 56.0447
QLD | QWRE | Woree | Energy Queensland | Winter | Non-coincident | 2019 | BASEYEARPOE10 | Operational-demand | NA | 32.2223
QLD | QWRE | Woree | Energy Queensland | Winter | Coincident | 2020 | POE10 | Operational-demand | NA | 29.7365
QLD | QWRE | Woree | Energy Queensland | Winter | Coincident | 2020 | POE50 | Operational-demand | NA | 28.4848
QLD | QWRE | Woree | Energy Queensland | Winter | Non-coincident | 2020 | POE10 | Operational-demand | NA | 33.618
QLD | QWRE | Woree | Energy Queensland | Winter | Coincident | 2021 | POE10 | Operational-demand | NA | 29.7546
QLD | QWRE | Woree | Energy Queensland | Winter | Coincident | 2021 | POE50 | Operational-demand | NA | 28.4987
QLD | QWRE | Woree | Energy Queensland | Winter | Non-coincident | 2021 | POE10 | Operational-demand | NA | 33.9235
QLD | QWRE | Woree | Energy Queensland | Winter | Coincident | 2022 | POE10 | Operational-demand | NA | 30.7319
QLD | QWRE | Woree | Energy Queensland | Winter | Coincident | 2022 | POE50 | Operational-demand | NA | 29.4447
QLD | QWRE | Woree | Energy Queensland | Winter | Non-coincident | 2022 | POE10 | Operational-demand | NA | 34.2792
QLD | QWRE | Woree | Energy Queensland | Winter | Coincident | 2023 | POE10 | Operational-demand | NA | 31.3369
QLD | QWRE | Woree | Energy Queensland | Winter | Coincident | 2023 | POE50 | Operational-demand | NA | 30.0009
QLD | QWRE | Woree | Energy Queensland | Winter | Non-coincident | 2023 | POE10 | Operational-demand | NA | 34.6341
QLD | QWRE | Woree | Energy Queensland | Winter | Coincident | 2024 | POE10 | Operational-demand | NA | 32.1328
QLD | QWRE | Woree | Energy Queensland | Winter | Coincident | 2024 | POE50 | Operational-demand | NA | 30.6497
QLD | QWRE | Woree | Energy Queensland | Winter | Non-coincident | 2024 | POE10 | Operational-demand | NA | 34.9915
QLD | QWRE | Woree | Energy Queensland | Winter | Coincident | 2025 | POE10 | Operational-demand | NA | 32.3752
QLD | QWRE | Woree | Energy Queensland | Winter | Coincident | 2025 | POE50 | Operational-demand | NA | 30.9528
QLD | QWRE | Woree | Energy Queensland | Winter | Non-coincident | 2025 | POE10 | Operational-demand | NA | 35.3645
QLD | QWRE | Woree | Energy Queensland | Winter | Coincident | 2026 | POE10 | Operational-demand | NA | 32.7282
QLD | QWRE | Woree | Energy Queensland | Winter | Coincident | 2026 | POE50 | Operational-demand | NA | 31.3558
QLD | QWRE | Woree | Energy Queensland | Winter | Non-coincident | 2026 | POE10 | Operational-demand | NA | 35.7742
QLD | QWRE | Woree | Energy Queensland | Winter | Coincident | 2027 | POE10 | Operational-demand | NA | 33.1466
QLD | QWRE | Woree | Energy Queensland | Winter | Coincident | 2027 | POE50 | Operational-demand | NA | 31.7679
QLD | QWRE | Woree | Energy Queensland | Winter | Non-coincident | 2027 | POE10 | Operational-demand | NA | 36.2666
QLD | QWRE | Woree | Energy Queensland | Winter | Coincident | 2028 | POE10 | Operational-demand | NA | 33.9846
QLD | QWRE | Woree | Energy Queensland | Winter | Coincident | 2028 | POE50 | Operational-demand | NA | 32.3283
QLD | QWRE | Woree | Energy Queensland | Winter | Non-coincident | 2028 | POE10 | Operational-demand | NA | 36.8136
QLD | QWRE | Woree | Energy Queensland | Winter | Coincident | 2029 | POE10 | Operational-demand | NA | 34.365
QLD | QWRE | Woree | Energy Queensland | Winter | Coincident | 2029 | POE50 | Operational-demand | NA | 32.872
QLD | QWRE | Woree | Energy Queensland | Winter | Non-coincident | 2029 | POE10 | Operational-demand | NA | 37.4271
QLD | QYAE | Yarwun - Boat Creek | Energy Queensland | Shoulder | Coincident | 2017 | ACTUAL_OPG | Operational-demand | 11.4864 | 35.4901
QLD | QYAE | Yarwun - Boat Creek | Energy Queensland | Shoulder | Coincident | 2017 | ACTUAL_RAW | Operational-demand | 11.4864 | 35.4901
QLD | QYAE | Yarwun - Boat Creek | Energy Queensland | Shoulder | Non-coincident | 2017 | ACTUAL_RAW | Operational-demand | 11.175 | 42.4506
QLD | QYAE | Yarwun - Boat Creek | Energy Queensland | Shoulder | Non-coincident | 2017 | ACTUAL_OPG | Operational-demand | 11.175 | 42.4506
QLD | QYAE | Yarwun - Boat Creek | Energy Queensland | Shoulder | Non-coincident | 2017 | ACTUAL_ADJUSTEDOPG | Operational-demand | 11.175 | 42.4506
QLD | QYAE | Yarwun - Boat Creek | Energy Queensland | Shoulder | Coincident | 2018 | ACTUAL_OPG | Operational-demand | 34.7069 | 24.0185
QLD | QYAE | Yarwun - Boat Creek | Energy Queensland | Shoulder | Coincident | 2018 | ACTUAL_RAW | Operational-demand | 34.7069 | 24.0185
QLD | QYAE | Yarwun - Boat Creek | Energy Queensland | Shoulder | Non-coincident | 2018 | ACTUAL_RAW | Operational-demand | 13.589 | 40.6901
QLD | QYAE | Yarwun - Boat Creek | Energy Queensland | Shoulder | Non-coincident | 2018 | ACTUAL_OPG | Operational-demand | 13.589 | 40.6901
QLD | QYAE | Yarwun - Boat Creek | Energy Queensland | Shoulder | Non-coincident | 2018 | ACTUAL_ADJUSTEDOPG | Operational-demand | 13.589 | 40.6901
QLD | QYAE | Yarwun - Boat Creek | Energy Queensland | Shoulder | Coincident | 2019 | ACTUAL_OPG | Operational-demand | 37.4493 | 38.2514
QLD | QYAE | Yarwun - Boat Creek | Energy Queensland | Shoulder | Coincident | 2019 | ACTUAL_RAW | Operational-demand | 37.4493 | 38.2514
QLD | QYAE | Yarwun - Boat Creek | Energy Queensland | Shoulder | Non-coincident | 2019 | ACTUAL_RAW | Operational-demand | 13.0196 | 40.4993
QLD | QYAE | Yarwun - Boat Creek | Energy Queensland | Shoulder | Non-coincident | 2019 | ACTUAL_OPG | Operational-demand | 13.0196 | 40.4993
QLD | QYAE | Yarwun - Boat Creek | Energy Queensland | Shoulder | Non-coincident | 2019 | ACTUAL_ADJUSTEDOPG | Operational-demand | 13.0196 | 40.4993
QLD | QYAE | Yarwun - Boat Creek | Energy Queensland | Shoulder | Non-coincident | 2019 | BASEYEARPOE90 | Operational-demand | 10.5941 | NA
QLD | QYAE | Yarwun - Boat Creek | Energy Queensland | Shoulder | Non-coincident | 2019 | BASEYEARPOE50 | Operational-demand | 13.7699 | 43.8102
QLD | QYAE | Yarwun - Boat Creek | Energy Queensland | Shoulder | Coincident | 2020 | ACTUAL_OPG | Operational-demand | 33.1613 | 40.7509
QLD | QYAE | Yarwun - Boat Creek | Energy Queensland | Shoulder | Coincident | 2020 | ACTUAL_RAW | Operational-demand | 33.1613 | 40.7509
QLD | QYAE | Yarwun - Boat Creek | Energy Queensland | Shoulder | Non-coincident | 2020 | ACTUAL_RAW | Operational-demand | 12.8666 | 43.8694
QLD | QYAE | Yarwun - Boat Creek | Energy Queensland | Shoulder | Non-coincident | 2020 | ACTUAL_OPG | Operational-demand | 12.8666 | 43.8694
QLD | QYAE | Yarwun - Boat Creek | Energy Queensland | Shoulder | Non-coincident | 2020 | ACTUAL_ADJUSTEDOPG | Operational-demand | 12.8666 | 43.8694
QLD | QYAE | Yarwun - Boat Creek | Energy Queensland | Shoulder | Coincident_unreconciled | 2021 | POE50 | Operational-demand | 30 | NA
QLD | QYAE | Yarwun - Boat Creek | Energy Queensland | Shoulder | Coincident_unreconciled | 2021 | POE90 | Operational-demand | 20.5064 | NA
QLD | QYAE | Yarwun - Boat Creek | Energy Queensland | Shoulder | Non-coincident | 2021 | POE50 | Operational-demand | 13.797 | 43.9176
QLD | QYAE | Yarwun - Boat Creek | Energy Queensland | Shoulder | Non-coincident | 2021 | POE90 | Operational-demand | 10.6167 | NA
QLD | QYAE | Yarwun - Boat Creek | Energy Queensland | Shoulder | Coincident_unreconciled | 2022 | POE50 | Operational-demand | 29.55 | NA
QLD | QYAE | Yarwun - Boat Creek | Energy Queensland | Shoulder | Coincident_unreconciled | 2022 | POE90 | Operational-demand | 20.0206 | NA
QLD | QYAE | Yarwun - Boat Creek | Energy Queensland | Shoulder | Non-coincident | 2022 | POE50 | Operational-demand | 13.8094 | 44.0785
QLD | QYAE | Yarwun - Boat Creek | Energy Queensland | Shoulder | Non-coincident | 2022 | POE90 | Operational-demand | 10.6522 | NA
QLD | QYAE | Yarwun - Boat Creek | Energy Queensland | Shoulder | Coincident_unreconciled | 2023 | POE50 | Operational-demand | 29.2456 | NA
QLD | QYAE | Yarwun - Boat Creek | Energy Queensland | Shoulder | Coincident_unreconciled | 2023 | POE90 | Operational-demand | 19.6564 | NA
QLD | QYAE | Yarwun - Boat Creek | Energy Queensland | Shoulder | Non-coincident | 2023 | POE50 | Operational-demand | 13.8545 | 44.3513
QLD | QYAE | Yarwun - Boat Creek | Energy Queensland | Shoulder | Non-coincident | 2023 | POE90 | Operational-demand | 10.715 | NA
QLD | QYAE | Yarwun - Boat Creek | Energy Queensland | Shoulder | Coincident_unreconciled | 2024 | POE50 | Operational-demand | 29.507 | NA
QLD | QYAE | Yarwun - Boat Creek | Energy Queensland | Shoulder | Coincident_unreconciled | 2024 | POE90 | Operational-demand | 19.8598 | NA
QLD | QYAE | Yarwun - Boat Creek | Energy Queensland | Shoulder | Non-coincident | 2024 | POE50 | Operational-demand | 13.9373 | 44.6143
QLD | QYAE | Yarwun - Boat Creek | Energy Queensland | Shoulder | Non-coincident | 2024 | POE90 | Operational-demand | 10.7743 | NA
QLD | QYAE | Yarwun - Boat Creek | Energy Queensland | Shoulder | Coincident_unreconciled | 2025 | POE50 | Operational-demand | 29.9097 | NA
QLD | QYAE | Yarwun - Boat Creek | Energy Queensland | Shoulder | Coincident_unreconciled | 2025 | POE90 | Operational-demand | 20.209 | NA
QLD | QYAE | Yarwun - Boat Creek | Energy Queensland | Shoulder | Non-coincident | 2025 | POE50 | Operational-demand | 14.03 | 44.8536
QLD | QYAE | Yarwun - Boat Creek | Energy Queensland | Shoulder | Non-coincident | 2025 | POE90 | Operational-demand | 10.8253 | NA
QLD | QYAE | Yarwun - Boat Creek | Energy Queensland | Shoulder | Coincident_unreconciled | 2026 | POE50 | Operational-demand | 30.3844 | NA
QLD | QYAE | Yarwun - Boat Creek | Energy Queensland | Shoulder | Coincident_unreconciled | 2026 | POE90 | Operational-demand | 20.6239 | NA
QLD | QYAE | Yarwun - Boat Creek | Energy Queensland | Shoulder | Non-coincident | 2026 | POE50 | Operational-demand | 14.138 | 45.119
QLD | QYAE | Yarwun - Boat Creek | Energy Queensland | Shoulder | Non-coincident | 2026 | POE90 | Operational-demand | 10.8805 | NA
QLD | QYAE | Yarwun - Boat Creek | Energy Queensland | Shoulder | Coincident_unreconciled | 2027 | POE50 | Operational-demand | 30.9559 | NA
QLD | QYAE | Yarwun - Boat Creek | Energy Queensland | Shoulder | Coincident_unreconciled | 2027 | POE90 | Operational-demand | 21.1311 | NA
QLD | QYAE | Yarwun - Boat Creek | Energy Queensland | Shoulder | Non-coincident | 2027 | POE50 | Operational-demand | 14.2631 | 45.4014
QLD | QYAE | Yarwun - Boat Creek | Energy Queensland | Shoulder | Non-coincident | 2027 | POE90 | Operational-demand | 10.9369 | NA
QLD | QYAE | Yarwun - Boat Creek | Energy Queensland | Shoulder | Coincident_unreconciled | 2028 | POE50 | Operational-demand | 31.5162 | NA
QLD | QYAE | Yarwun - Boat Creek | Energy Queensland | Shoulder | Coincident_unreconciled | 2028 | POE90 | Operational-demand | 21.6272 | NA
QLD | QYAE | Yarwun - Boat Creek | Energy Queensland | Shoulder | Non-coincident | 2028 | POE50 | Operational-demand | 14.3837 | 45.6865
QLD | QYAE | Yarwun - Boat Creek | Energy Queensland | Shoulder | Non-coincident | 2028 | POE90 | Operational-demand | 10.9962 | NA
QLD | QYAE | Yarwun - Boat Creek | Energy Queensland | Shoulder | Coincident_unreconciled | 2029 | POE50 | Operational-demand | 32.0821 | NA
QLD | QYAE | Yarwun - Boat Creek | Energy Queensland | Shoulder | Coincident_unreconciled | 2029 | POE90 | Operational-demand | 22.1226 | NA
QLD | QYAE | Yarwun - Boat Creek | Energy Queensland | Shoulder | Non-coincident | 2029 | POE50 | Operational-demand | 14.5046 | 46.0052
QLD | QYAE | Yarwun - Boat Creek | Energy Queensland | Shoulder | Non-coincident | 2029 | POE90 | Operational-demand | 11.0675 | NA
QLD | QYAE | Yarwun - Boat Creek | Energy Queensland | Shoulder | Coincident_unreconciled | 2030 | POE50 | Operational-demand | 32.5723 | NA
QLD | QYAE | Yarwun - Boat Creek | Energy Queensland | Shoulder | Coincident_unreconciled | 2030 | POE90 | Operational-demand | 22.544 | NA
QLD | QYAE | Yarwun - Boat Creek | Energy Queensland | Shoulder | Non-coincident | 2030 | POE50 | Operational-demand | 14.6257 | 46.3118
QLD | QYAE | Yarwun - Boat Creek | Energy Queensland | Shoulder | Non-coincident | 2030 | POE90 | Operational-demand | 11.1332 | NA
QLD | QYAE | Yarwun - Boat Creek | Energy Queensland | Summer | Coincident | 2017 | ACTUAL_OPG | Operational-demand | 31.2553 | 25.9646
QLD | QYAE | Yarwun - Boat Creek | Energy Queensland | Summer | Coincident | 2017 | ACTUAL_RAW | Operational-demand | 31.2553 | 25.9646
QLD | QYAE | Yarwun - Boat Creek | Energy Queensland | Summer | Non-coincident | 2017 | ACTUAL_RAW | Operational-demand | 9.1698 | 36.6336
QLD | QYAE | Yarwun - Boat Creek | Energy Queensland | Summer | Non-coincident | 2017 | ACTUAL_OPG | Operational-demand | 9.1698 | 36.6336
QLD | QYAE | Yarwun - Boat Creek | Energy Queensland | Summer | Non-coincident | 2017 | ACTUAL_ADJUSTEDOPG | Operational-demand | 9.1698 | 36.6336
QLD | QYAE | Yarwun - Boat Creek | Energy Queensland | Summer | Coincident | 2018 | ACTUAL_OPG | Operational-demand | 24.4541 | 35.2585
QLD | QYAE | Yarwun - Boat Creek | Energy Queensland | Summer | Coincident | 2018 | ACTUAL_RAW | Operational-demand | 24.4541 | 35.2585
QLD | QYAE | Yarwun - Boat Creek | Energy Queensland | Summer | Non-coincident | 2018 | ACTUAL_RAW | Operational-demand | 12.4579 | 41.2149
QLD | QYAE | Yarwun - Boat Creek | Energy Queensland | Summer | Non-coincident | 2018 | ACTUAL_OPG | Operational-demand | 12.4579 | 41.2149
QLD | QYAE | Yarwun - Boat Creek | Energy Queensland | Summer | Non-coincident | 2018 | ACTUAL_ADJUSTEDOPG | Operational-demand | 12.4579 | 41.2149
QLD | QYAE | Yarwun - Boat Creek | Energy Queensland | Summer | Coincident | 2019 | ACTUAL_OPG | Operational-demand | 27.5002 | 25.2676
QLD | QYAE | Yarwun - Boat Creek | Energy Queensland | Summer | Coincident | 2019 | ACTUAL_RAW | Operational-demand | 27.5002 | 25.2676
QLD | QYAE | Yarwun - Boat Creek | Energy Queensland | Summer | Non-coincident | 2019 | ACTUAL_RAW | Operational-demand | 11.5841 | 41.83
QLD | QYAE | Yarwun - Boat Creek | Energy Queensland | Summer | Non-coincident | 2019 | ACTUAL_OPG | Operational-demand | 11.5841 | 41.83
QLD | QYAE | Yarwun - Boat Creek | Energy Queensland | Summer | Non-coincident | 2019 | ACTUAL_ADJUSTEDOPG | Operational-demand | 11.5841 | 41.83
QLD | QYAE | Yarwun - Boat Creek | Energy Queensland | Summer | Non-coincident | 2019 | BASEYEARPOE90 | Operational-demand | 12.761 | NA
QLD | QYAE | Yarwun - Boat Creek | Energy Queensland | Summer | Non-coincident | 2019 | BASEYEARPOE50 | Operational-demand | 13.7368 | 42.1205
QLD | QYAE | Yarwun - Boat Creek | Energy Queensland | Summer | Coincident | 2020 | ACTUAL_OPG | Operational-demand | 31.7681 | 36.4476
QLD | QYAE | Yarwun - Boat Creek | Energy Queensland | Summer | Coincident | 2020 | ACTUAL_RAW | Operational-demand | 31.7681 | 36.4476
QLD | QYAE | Yarwun - Boat Creek | Energy Queensland | Summer | Non-coincident | 2020 | ACTUAL_RAW | Operational-demand | 11.8241 | 41.1892
QLD | QYAE | Yarwun - Boat Creek | Energy Queensland | Summer | Non-coincident | 2020 | ACTUAL_OPG | Operational-demand | 11.8241 | 41.1892
QLD | QYAE | Yarwun - Boat Creek | Energy Queensland | Summer | Non-coincident | 2020 | ACTUAL_ADJUSTEDOPG | Operational-demand | 11.8241 | 41.1892
QLD | QYAE | Yarwun - Boat Creek | Energy Queensland | Summer | Coincident_unreconciled | 2021 | POE50 | Operational-demand | 27 | NA
QLD | QYAE | Yarwun - Boat Creek | Energy Queensland | Summer | Coincident_unreconciled | 2021 | POE90 | Operational-demand | 24.2295 | NA
QLD | QYAE | Yarwun - Boat Creek | Energy Queensland | Summer | Non-coincident | 2021 | POE50 | Operational-demand | 13.7358 | 42.232
QLD | QYAE | Yarwun - Boat Creek | Energy Queensland | Summer | Non-coincident | 2021 | POE90 | Operational-demand | 12.7409 | NA
QLD | QYAE | Yarwun - Boat Creek | Energy Queensland | Summer | Coincident_unreconciled | 2022 | POE50 | Operational-demand | 26.6423 | NA
QLD | QYAE | Yarwun - Boat Creek | Energy Queensland | Summer | Coincident_unreconciled | 2022 | POE90 | Operational-demand | 23.8613 | NA
QLD | QYAE | Yarwun - Boat Creek | Energy Queensland | Summer | Non-coincident | 2022 | POE50 | Operational-demand | 13.6828 | 42.3851
QLD | QYAE | Yarwun - Boat Creek | Energy Queensland | Summer | Non-coincident | 2022 | POE90 | Operational-demand | 12.6841 | NA
QLD | QYAE | Yarwun - Boat Creek | Energy Queensland | Summer | Coincident_unreconciled | 2023 | POE50 | Operational-demand | 26.3927 | NA
QLD | QYAE | Yarwun - Boat Creek | Energy Queensland | Summer | Coincident_unreconciled | 2023 | POE90 | Operational-demand | 23.5943 | NA
QLD | QYAE | Yarwun - Boat Creek | Energy Queensland | Summer | Non-coincident | 2023 | POE50 | Operational-demand | 13.6607 | 42.6462
QLD | QYAE | Yarwun - Boat Creek | Energy Queensland | Summer | Non-coincident | 2023 | POE90 | Operational-demand | 12.6557 | NA
QLD | QYAE | Yarwun - Boat Creek | Energy Queensland | Summer | Coincident_unreconciled | 2024 | POE50 | Operational-demand | 26.6228 | NA
QLD | QYAE | Yarwun - Boat Creek | Energy Queensland | Summer | Coincident_unreconciled | 2024 | POE90 | Operational-demand | 23.8075 | NA
QLD | QYAE | Yarwun - Boat Creek | Energy Queensland | Summer | Non-coincident | 2024 | POE50 | Operational-demand | 13.7261 | 42.8972
QLD | QYAE | Yarwun - Boat Creek | Energy Queensland | Summer | Non-coincident | 2024 | POE90 | Operational-demand | 12.7151 | NA
QLD | QYAE | Yarwun - Boat Creek | Energy Queensland | Summer | Coincident_unreconciled | 2025 | POE50 | Operational-demand | 26.9339 | NA
QLD | QYAE | Yarwun - Boat Creek | Energy Queensland | Summer | Coincident_unreconciled | 2025 | POE90 | Operational-demand | 24.103 | NA
QLD | QYAE | Yarwun - Boat Creek | Energy Queensland | Summer | Non-coincident | 2025 | POE50 | Operational-demand | 13.8033 | 43.1241
QLD | QYAE | Yarwun - Boat Creek | Energy Queensland | Summer | Non-coincident | 2025 | POE90 | Operational-demand | 12.7866 | NA
QLD | QYAE | Yarwun - Boat Creek | Energy Queensland | Summer | Coincident_unreconciled | 2026 | POE50 | Operational-demand | 27.3014 | NA
QLD | QYAE | Yarwun - Boat Creek | Energy Queensland | Summer | Coincident_unreconciled | 2026 | POE90 | Operational-demand | 24.453 | NA
QLD | QYAE | Yarwun - Boat Creek | Energy Queensland | Summer | Non-coincident | 2026 | POE50 | Operational-demand | 13.8924 | 43.3752
QLD | QYAE | Yarwun - Boat Creek | Energy Queensland | Summer | Non-coincident | 2026 | POE90 | Operational-demand | 12.8695 | NA
QLD | QYAE | Yarwun - Boat Creek | Energy Queensland | Summer | Coincident_unreconciled | 2027 | POE50 | Operational-demand | 27.7466 | NA
QLD | QYAE | Yarwun - Boat Creek | Energy Queensland | Summer | Coincident_unreconciled | 2027 | POE90 | Operational-demand | 24.8794 | NA
QLD | QYAE | Yarwun - Boat Creek | Energy Queensland | Summer | Non-coincident | 2027 | POE50 | Operational-demand | 13.9962 | 43.641
QLD | QYAE | Yarwun - Boat Creek | Energy Queensland | Summer | Non-coincident | 2027 | POE90 | Operational-demand | 12.9666 | NA
QLD | QYAE | Yarwun - Boat Creek | Energy Queensland | Summer | Coincident_unreconciled | 2028 | POE50 | Operational-demand | 28.1773 | NA
QLD | QYAE | Yarwun - Boat Creek | Energy Queensland | Summer | Coincident_unreconciled | 2028 | POE90 | Operational-demand | 25.2914 | NA
QLD | QYAE | Yarwun - Boat Creek | Energy Queensland | Summer | Non-coincident | 2028 | POE50 | Operational-demand | 14.0986 | 43.9114
QLD | QYAE | Yarwun - Boat Creek | Energy Queensland | Summer | Non-coincident | 2028 | POE90 | Operational-demand | 13.0623 | NA
QLD | QYAE | Yarwun - Boat Creek | Energy Queensland | Summer | Coincident_unreconciled | 2029 | POE50 | Operational-demand | 28.6126 | NA
QLD | QYAE | Yarwun - Boat Creek | Energy Queensland | Summer | Coincident_unreconciled | 2029 | POE90 | Operational-demand | 25.7061 | NA
QLD | QYAE | Yarwun - Boat Creek | Energy Queensland | Summer | Non-coincident | 2029 | POE50 | Operational-demand | 14.2062 | 44.2154
QLD | QYAE | Yarwun - Boat Creek | Energy Queensland | Summer | Non-coincident | 2029 | POE90 | Operational-demand | 13.1625 | NA
QLD | QYAE | Yarwun - Boat Creek | Energy Queensland | Summer | Coincident_unreconciled | 2030 | POE50 | Operational-demand | 29.0071 | NA
QLD | QYAE | Yarwun - Boat Creek | Energy Queensland | Summer | Coincident_unreconciled | 2030 | POE90 | Operational-demand | 26.0805 | NA
QLD | QYAE | Yarwun - Boat Creek | Energy Queensland | Summer | Non-coincident | 2030 | POE50 | Operational-demand | 14.3033 | 44.5061
QLD | QYAE | Yarwun - Boat Creek | Energy Queensland | Summer | Non-coincident | 2030 | POE90 | Operational-demand | 13.2523 | NA
QLD | QYAE | Yarwun - Boat Creek | Energy Queensland | Winter | Coincident | 2016 | ACTUAL_OPG | Operational-demand | 27.2668 | 24.0353
QLD | QYAE | Yarwun - Boat Creek | Energy Queensland | Winter | Coincident | 2016 | ACTUAL_RAW | Operational-demand | 27.2668 | 24.0353
QLD | QYAE | Yarwun - Boat Creek | Energy Queensland | Winter | Non-coincident | 2016 | ACTUAL_RAW | Operational-demand | 11.4958 | 35.6719
QLD | QYAE | Yarwun - Boat Creek | Energy Queensland | Winter | Non-coincident | 2016 | ACTUAL_OPG | Operational-demand | 11.4958 | 35.6719
QLD | QYAE | Yarwun - Boat Creek | Energy Queensland | Winter | Non-coincident | 2016 | ACTUAL_ADJUSTEDOPG | Operational-demand | 11.4958 | 35.6719
QLD | QYAE | Yarwun - Boat Creek | Energy Queensland | Winter | Coincident | 2017 | ACTUAL_OPG | Operational-demand | 22.3163 | 34.5779
QLD | QYAE | Yarwun - Boat Creek | Energy Queensland | Winter | Coincident | 2017 | ACTUAL_RAW | Operational-demand | 22.3163 | 34.5779
QLD | QYAE | Yarwun - Boat Creek | Energy Queensland | Winter | Non-coincident | 2017 | ACTUAL_RAW | Operational-demand | 10.2603 | 37.478
QLD | QYAE | Yarwun - Boat Creek | Energy Queensland | Winter | Non-coincident | 2017 | ACTUAL_OPG | Operational-demand | 10.2603 | 37.478
QLD | QYAE | Yarwun - Boat Creek | Energy Queensland | Winter | Non-coincident | 2017 | ACTUAL_ADJUSTEDOPG | Operational-demand | 10.2603 | 37.478
QLD | QYAE | Yarwun - Boat Creek | Energy Queensland | Winter | Coincident | 2018 | ACTUAL_OPG | Operational-demand | 37.9307 | 34.5854
QLD | QYAE | Yarwun - Boat Creek | Energy Queensland | Winter | Coincident | 2018 | ACTUAL_RAW | Operational-demand | 37.9307 | 34.5854
QLD | QYAE | Yarwun - Boat Creek | Energy Queensland | Winter | Non-coincident | 2018 | ACTUAL_RAW | Operational-demand | 11.9321 | 43.2591
QLD | QYAE | Yarwun - Boat Creek | Energy Queensland | Winter | Non-coincident | 2018 | ACTUAL_OPG | Operational-demand | 11.9321 | 43.2591
QLD | QYAE | Yarwun - Boat Creek | Energy Queensland | Winter | Non-coincident | 2018 | ACTUAL_ADJUSTEDOPG | Operational-demand | 11.9321 | 43.2591
QLD | QYAE | Yarwun - Boat Creek | Energy Queensland | Winter | Coincident | 2019 | ACTUAL_OPG | Operational-demand | 37.6158 | 26.9988
QLD | QYAE | Yarwun - Boat Creek | Energy Queensland | Winter | Coincident | 2019 | ACTUAL_RAW | Operational-demand | 37.6158 | 26.9988
QLD | QYAE | Yarwun - Boat Creek | Energy Queensland | Winter | Non-coincident | 2019 | ACTUAL_RAW | Operational-demand | 11.5675 | 42.2395
QLD | QYAE | Yarwun - Boat Creek | Energy Queensland | Winter | Non-coincident | 2019 | ACTUAL_OPG | Operational-demand | 11.5675 | 42.2395
QLD | QYAE | Yarwun - Boat Creek | Energy Queensland | Winter | Non-coincident | 2019 | ACTUAL_ADJUSTEDOPG | Operational-demand | 11.5675 | 42.2395
QLD | QYAE | Yarwun - Boat Creek | Energy Queensland | Winter | Non-coincident | 2019 | BASEYEARPOE90 | Operational-demand | 9.2083 | NA
QLD | QYAE | Yarwun - Boat Creek | Energy Queensland | Winter | Non-coincident | 2019 | BASEYEARPOE50 | Operational-demand | 9.8379 | 43.2367
QLD | QYAE | Yarwun - Boat Creek | Energy Queensland | Winter | Coincident_unreconciled | 2020 | POE50 | Operational-demand | 30 | NA
QLD | QYAE | Yarwun - Boat Creek | Energy Queensland | Winter | Coincident_unreconciled | 2020 | POE90 | Operational-demand | 26.1827 | NA
QLD | QYAE | Yarwun - Boat Creek | Energy Queensland | Winter | Non-coincident | 2020 | POE50 | Operational-demand | 11 | 43.4173
QLD | QYAE | Yarwun - Boat Creek | Energy Queensland | Winter | Non-coincident | 2020 | POE90 | Operational-demand | 10.3826 | NA
QLD | QYAE | Yarwun - Boat Creek | Energy Queensland | Winter | Coincident_unreconciled | 2021 | POE50 | Operational-demand | 29.5822 | NA
QLD | QYAE | Yarwun - Boat Creek | Energy Queensland | Winter | Coincident_unreconciled | 2021 | POE90 | Operational-demand | 25.7591 | NA
QLD | QYAE | Yarwun - Boat Creek | Energy Queensland | Winter | Non-coincident | 2021 | POE50 | Operational-demand | 11.0046 | 43.4781
QLD | QYAE | Yarwun - Boat Creek | Energy Queensland | Winter | Non-coincident | 2021 | POE90 | Operational-demand | 10.3263 | NA
QLD | QYAE | Yarwun - Boat Creek | Energy Queensland | Winter | Coincident_unreconciled | 2022 | POE50 | Operational-demand | 28.947 | NA
QLD | QYAE | Yarwun - Boat Creek | Energy Queensland | Winter | Coincident_unreconciled | 2022 | POE90 | Operational-demand | 25.102 | NA
QLD | QYAE | Yarwun - Boat Creek | Energy Queensland | Winter | Non-coincident | 2022 | POE50 | Operational-demand | 10.8998 | 43.7211
QLD | QYAE | Yarwun - Boat Creek | Energy Queensland | Winter | Non-coincident | 2022 | POE90 | Operational-demand | 10.2081 | NA
QLD | QYAE | Yarwun - Boat Creek | Energy Queensland | Winter | Coincident_unreconciled | 2023 | POE50 | Operational-demand | 28.7812 | NA
QLD | QYAE | Yarwun - Boat Creek | Energy Queensland | Winter | Coincident_unreconciled | 2023 | POE90 | Operational-demand | 24.9107 | NA
QLD | QYAE | Yarwun - Boat Creek | Energy Queensland | Winter | Non-coincident | 2023 | POE50 | Operational-demand | 10.8699 | 44.0071
QLD | QYAE | Yarwun - Boat Creek | Energy Queensland | Winter | Non-coincident | 2023 | POE90 | Operational-demand | 10.1737 | NA
QLD | QYAE | Yarwun - Boat Creek | Energy Queensland | Winter | Coincident_unreconciled | 2024 | POE50 | Operational-demand | 29.1341 | NA
QLD | QYAE | Yarwun - Boat Creek | Energy Queensland | Winter | Coincident_unreconciled | 2024 | POE90 | Operational-demand | 25.242 | NA
QLD | QYAE | Yarwun - Boat Creek | Energy Queensland | Winter | Non-coincident | 2024 | POE50 | Operational-demand | 10.9334 | 44.2428
QLD | QYAE | Yarwun - Boat Creek | Energy Queensland | Winter | Non-coincident | 2024 | POE90 | Operational-demand | 10.2333 | NA
QLD | QYAE | Yarwun - Boat Creek | Energy Queensland | Winter | Coincident_unreconciled | 2025 | POE50 | Operational-demand | 29.5038 | NA
QLD | QYAE | Yarwun - Boat Creek | Energy Queensland | Winter | Coincident_unreconciled | 2025 | POE90 | Operational-demand | 25.5898 | NA
QLD | QYAE | Yarwun - Boat Creek | Energy Queensland | Winter | Non-coincident | 2025 | POE50 | Operational-demand | 11 | 44.4794
QLD | QYAE | Yarwun - Boat Creek | Energy Queensland | Winter | Non-coincident | 2025 | POE90 | Operational-demand | 10.2959 | NA
QLD | QYAE | Yarwun - Boat Creek | Energy Queensland | Winter | Coincident_unreconciled | 2026 | POE50 | Operational-demand | 29.9961 | NA
QLD | QYAE | Yarwun - Boat Creek | Energy Queensland | Winter | Coincident_unreconciled | 2026 | POE90 | Operational-demand | 26.0562 | NA
QLD | QYAE | Yarwun - Boat Creek | Energy Queensland | Winter | Non-coincident | 2026 | POE50 | Operational-demand | 11.0885 | 44.7571
QLD | QYAE | Yarwun - Boat Creek | Energy Queensland | Winter | Non-coincident | 2026 | POE90 | Operational-demand | 10.3798 | NA
QLD | QYAE | Yarwun - Boat Creek | Energy Queensland | Winter | Coincident_unreconciled | 2027 | POE50 | Operational-demand | 30.5695 | NA
QLD | QYAE | Yarwun - Boat Creek | Energy Queensland | Winter | Coincident_unreconciled | 2027 | POE90 | Operational-demand | 26.6037 | NA
QLD | QYAE | Yarwun - Boat Creek | Energy Queensland | Winter | Non-coincident | 2027 | POE50 | Operational-demand | 11.1916 | 45.0301
QLD | QYAE | Yarwun - Boat Creek | Energy Queensland | Winter | Non-coincident | 2027 | POE90 | Operational-demand | 10.4783 | NA
QLD | QYAE | Yarwun - Boat Creek | Energy Queensland | Winter | Coincident_unreconciled | 2028 | POE50 | Operational-demand | 31.0439 | NA
QLD | QYAE | Yarwun - Boat Creek | Energy Queensland | Winter | Coincident_unreconciled | 2028 | POE90 | Operational-demand | 27.0518 | NA
QLD | QYAE | Yarwun - Boat Creek | Energy Queensland | Winter | Non-coincident | 2028 | POE50 | Operational-demand | 11.277 | 45.3182
QLD | QYAE | Yarwun - Boat Creek | Energy Queensland | Winter | Non-coincident | 2028 | POE90 | Operational-demand | 10.5589 | NA
QLD | QYAE | Yarwun - Boat Creek | Energy Queensland | Winter | Coincident_unreconciled | 2029 | POE50 | Operational-demand | 31.5728 | NA
QLD | QYAE | Yarwun - Boat Creek | Energy Queensland | Winter | Coincident_unreconciled | 2029 | POE90 | Operational-demand | 27.551 | NA
QLD | QYAE | Yarwun - Boat Creek | Energy Queensland | Winter | Non-coincident | 2029 | POE50 | Operational-demand | 11.3721 | 45.6479
QLD | QYAE | Yarwun - Boat Creek | Energy Queensland | Winter | Non-coincident | 2029 | POE90 | Operational-demand | 10.6487 | NA
QLD | QYAE | Yarwun - Boat Creek | Energy Queensland | Shoulder | Non-coincident | 2019 | BASEYEARPOE10 | Operational-demand | NA | 44.4382
QLD | QYAE | Yarwun - Boat Creek | Energy Queensland | Shoulder | Coincident | 2021 | POE10 | Operational-demand | NA | 35.9164
QLD | QYAE | Yarwun - Boat Creek | Energy Queensland | Shoulder | Coincident | 2021 | POE50 | Operational-demand | NA | 35.5479
QLD | QYAE | Yarwun - Boat Creek | Energy Queensland | Shoulder | Non-coincident | 2021 | POE10 | Operational-demand | NA | 44.5471
QLD | QYAE | Yarwun - Boat Creek | Energy Queensland | Shoulder | Coincident | 2022 | POE10 | Operational-demand | NA | 36.0455
QLD | QYAE | Yarwun - Boat Creek | Energy Queensland | Shoulder | Coincident | 2022 | POE50 | Operational-demand | NA | 35.6757
QLD | QYAE | Yarwun - Boat Creek | Energy Queensland | Shoulder | Non-coincident | 2022 | POE10 | Operational-demand | NA | 44.7104
QLD | QYAE | Yarwun - Boat Creek | Energy Queensland | Shoulder | Coincident | 2023 | POE10 | Operational-demand | NA | 36.2663
QLD | QYAE | Yarwun - Boat Creek | Energy Queensland | Shoulder | Coincident | 2023 | POE50 | Operational-demand | NA | 35.8942
QLD | QYAE | Yarwun - Boat Creek | Energy Queensland | Shoulder | Non-coincident | 2023 | POE10 | Operational-demand | NA | 44.9872
QLD | QYAE | Yarwun - Boat Creek | Energy Queensland | Shoulder | Coincident | 2024 | POE10 | Operational-demand | NA | 36.4783
QLD | QYAE | Yarwun - Boat Creek | Energy Queensland | Shoulder | Coincident | 2024 | POE50 | Operational-demand | NA | 36.1039
QLD | QYAE | Yarwun - Boat Creek | Energy Queensland | Shoulder | Non-coincident | 2024 | POE10 | Operational-demand | NA | 45.2541
QLD | QYAE | Yarwun - Boat Creek | Energy Queensland | Shoulder | Coincident | 2025 | POE10 | Operational-demand | NA | 36.6691
QLD | QYAE | Yarwun - Boat Creek | Energy Queensland | Shoulder | Coincident | 2025 | POE50 | Operational-demand | NA | 36.2927
QLD | QYAE | Yarwun - Boat Creek | Energy Queensland | Shoulder | Non-coincident | 2025 | POE10 | Operational-demand | NA | 45.4969
QLD | QYAE | Yarwun - Boat Creek | Energy Queensland | Shoulder | Coincident | 2026 | POE10 | Operational-demand | NA | 36.88
QLD | QYAE | Yarwun - Boat Creek | Energy Queensland | Shoulder | Coincident | 2026 | POE50 | Operational-demand | NA | 36.5012
QLD | QYAE | Yarwun - Boat Creek | Energy Queensland | Shoulder | Non-coincident | 2026 | POE10 | Operational-demand | NA | 45.7663
QLD | QYAE | Yarwun - Boat Creek | Energy Queensland | Shoulder | Coincident | 2027 | POE10 | Operational-demand | NA | 37.1029
QLD | QYAE | Yarwun - Boat Creek | Energy Queensland | Shoulder | Coincident | 2027 | POE50 | Operational-demand | NA | 36.7216
QLD | QYAE | Yarwun - Boat Creek | Energy Queensland | Shoulder | Non-coincident | 2027 | POE10 | Operational-demand | NA | 46.0529
QLD | QYAE | Yarwun - Boat Creek | Energy Queensland | Shoulder | Coincident | 2028 | POE10 | Operational-demand | NA | 37.3296
QLD | QYAE | Yarwun - Boat Creek | Energy Queensland | Shoulder | Coincident | 2028 | POE50 | Operational-demand | NA | 36.9458
QLD | QYAE | Yarwun - Boat Creek | Energy Queensland | Shoulder | Non-coincident | 2028 | POE10 | Operational-demand | NA | 46.3423
QLD | QYAE | Yarwun - Boat Creek | Energy Queensland | Shoulder | Coincident | 2029 | POE10 | Operational-demand | NA | 37.5865
QLD | QYAE | Yarwun - Boat Creek | Energy Queensland | Shoulder | Coincident | 2029 | POE50 | Operational-demand | NA | 37.2
QLD | QYAE | Yarwun - Boat Creek | Energy Queensland | Shoulder | Non-coincident | 2029 | POE10 | Operational-demand | NA | 46.6656
QLD | QYAE | Yarwun - Boat Creek | Energy Queensland | Shoulder | Coincident | 2030 | POE10 | Operational-demand | NA | 37.8318
QLD | QYAE | Yarwun - Boat Creek | Energy Queensland | Shoulder | Coincident | 2030 | POE50 | Operational-demand | NA | 37.4426
QLD | QYAE | Yarwun - Boat Creek | Energy Queensland | Shoulder | Non-coincident | 2030 | POE10 | Operational-demand | NA | 46.9768
QLD | QYAE | Yarwun - Boat Creek | Energy Queensland | Summer | Non-coincident | 2019 | BASEYEARPOE10 | Operational-demand | NA | 43.0726
QLD | QYAE | Yarwun - Boat Creek | Energy Queensland | Summer | Coincident | 2021 | POE10 | Operational-demand | NA | 33.5628
QLD | QYAE | Yarwun - Boat Creek | Energy Queensland | Summer | Coincident | 2021 | POE50 | Operational-demand | NA | 33.1984
QLD | QYAE | Yarwun - Boat Creek | Energy Queensland | Summer | Non-coincident | 2021 | POE10 | Operational-demand | NA | 43.1327
QLD | QYAE | Yarwun - Boat Creek | Energy Queensland | Summer | Coincident | 2022 | POE10 | Operational-demand | NA | 33.6845
QLD | QYAE | Yarwun - Boat Creek | Energy Queensland | Summer | Coincident | 2022 | POE50 | Operational-demand | NA | 33.3188
QLD | QYAE | Yarwun - Boat Creek | Energy Queensland | Summer | Non-coincident | 2022 | POE10 | Operational-demand | NA | 43.1757
QLD | QYAE | Yarwun - Boat Creek | Energy Queensland | Summer | Coincident | 2023 | POE10 | Operational-demand | NA | 33.892
QLD | QYAE | Yarwun - Boat Creek | Energy Queensland | Summer | Coincident | 2023 | POE50 | Operational-demand | NA | 33.524
QLD | QYAE | Yarwun - Boat Creek | Energy Queensland | Summer | Non-coincident | 2023 | POE10 | Operational-demand | NA | 43.3233
QLD | QYAE | Yarwun - Boat Creek | Energy Queensland | Summer | Coincident | 2024 | POE10 | Operational-demand | NA | 34.0915
QLD | QYAE | Yarwun - Boat Creek | Energy Queensland | Summer | Coincident | 2024 | POE50 | Operational-demand | NA | 33.7213
QLD | QYAE | Yarwun - Boat Creek | Energy Queensland | Summer | Non-coincident | 2024 | POE10 | Operational-demand | NA | 43.5687
QLD | QYAE | Yarwun - Boat Creek | Energy Queensland | Summer | Coincident | 2025 | POE10 | Operational-demand | NA | 34.272
QLD | QYAE | Yarwun - Boat Creek | Energy Queensland | Summer | Coincident | 2025 | POE50 | Operational-demand | NA | 33.8997
QLD | QYAE | Yarwun - Boat Creek | Energy Queensland | Summer | Non-coincident | 2025 | POE10 | Operational-demand | NA | 43.8169
QLD | QYAE | Yarwun - Boat Creek | Energy Queensland | Summer | Coincident | 2026 | POE10 | Operational-demand | NA | 34.4716
QLD | QYAE | Yarwun - Boat Creek | Energy Queensland | Summer | Coincident | 2026 | POE50 | Operational-demand | NA | 34.0971
QLD | QYAE | Yarwun - Boat Creek | Energy Queensland | Summer | Non-coincident | 2026 | POE10 | Operational-demand | NA | 44.0986
QLD | QYAE | Yarwun - Boat Creek | Energy Queensland | Summer | Coincident | 2027 | POE10 | Operational-demand | NA | 34.6831
QLD | QYAE | Yarwun - Boat Creek | Energy Queensland | Summer | Coincident | 2027 | POE50 | Operational-demand | NA | 34.3061
QLD | QYAE | Yarwun - Boat Creek | Energy Queensland | Summer | Non-coincident | 2027 | POE10 | Operational-demand | NA | 44.4127
QLD | QYAE | Yarwun - Boat Creek | Energy Queensland | Summer | Coincident | 2028 | POE10 | Operational-demand | NA | 34.8981
QLD | QYAE | Yarwun - Boat Creek | Energy Queensland | Summer | Coincident | 2028 | POE50 | Operational-demand | NA | 34.5186
QLD | QYAE | Yarwun - Boat Creek | Energy Queensland | Summer | Non-coincident | 2028 | POE10 | Operational-demand | NA | 44.7234
QLD | QYAE | Yarwun - Boat Creek | Energy Queensland | Summer | Coincident | 2029 | POE10 | Operational-demand | NA | 35.1398
QLD | QYAE | Yarwun - Boat Creek | Energy Queensland | Summer | Coincident | 2029 | POE50 | Operational-demand | NA | 34.7575
QLD | QYAE | Yarwun - Boat Creek | Energy Queensland | Summer | Non-coincident | 2029 | POE10 | Operational-demand | NA | 45.0559
QLD | QYAE | Yarwun - Boat Creek | Energy Queensland | Summer | Coincident | 2030 | POE10 | Operational-demand | NA | 35.371
QLD | QYAE | Yarwun - Boat Creek | Energy Queensland | Summer | Coincident | 2030 | POE50 | Operational-demand | NA | 34.9861
QLD | QYAE | Yarwun - Boat Creek | Energy Queensland | Summer | Non-coincident | 2030 | POE10 | Operational-demand | NA | 45.3741
QLD | QYAE | Yarwun - Boat Creek | Energy Queensland | Winter | Non-coincident | 2019 | BASEYEARPOE10 | Operational-demand | NA | 44.6005
QLD | QYAE | Yarwun - Boat Creek | Energy Queensland | Winter | Coincident | 2020 | POE10 | Operational-demand | NA | 35.0298
QLD | QYAE | Yarwun - Boat Creek | Energy Queensland | Winter | Coincident | 2020 | POE50 | Operational-demand | NA | 34.431
QLD | QYAE | Yarwun - Boat Creek | Energy Queensland | Winter | Non-coincident | 2020 | POE10 | Operational-demand | NA | 44.7869
QLD | QYAE | Yarwun - Boat Creek | Energy Queensland | Winter | Coincident | 2021 | POE10 | Operational-demand | NA | 35.078
QLD | QYAE | Yarwun - Boat Creek | Energy Queensland | Winter | Coincident | 2021 | POE50 | Operational-demand | NA | 34.4783
QLD | QYAE | Yarwun - Boat Creek | Energy Queensland | Winter | Non-coincident | 2021 | POE10 | Operational-demand | NA | 44.8498
QLD | QYAE | Yarwun - Boat Creek | Energy Queensland | Winter | Coincident | 2022 | POE10 | Operational-demand | NA | 35.2731
QLD | QYAE | Yarwun - Boat Creek | Energy Queensland | Winter | Coincident | 2022 | POE50 | Operational-demand | NA | 34.67
QLD | QYAE | Yarwun - Boat Creek | Energy Queensland | Winter | Non-coincident | 2022 | POE10 | Operational-demand | NA | 45.1007
QLD | QYAE | Yarwun - Boat Creek | Energy Queensland | Winter | Coincident | 2023 | POE10 | Operational-demand | NA | 35.503
QLD | QYAE | Yarwun - Boat Creek | Energy Queensland | Winter | Coincident | 2023 | POE50 | Operational-demand | NA | 34.8959
QLD | QYAE | Yarwun - Boat Creek | Energy Queensland | Winter | Non-coincident | 2023 | POE10 | Operational-demand | NA | 45.3958
QLD | QYAE | Yarwun - Boat Creek | Energy Queensland | Winter | Coincident | 2024 | POE10 | Operational-demand | NA | 35.6915
QLD | QYAE | Yarwun - Boat Creek | Energy Queensland | Winter | Coincident | 2024 | POE50 | Operational-demand | NA | 35.081
QLD | QYAE | Yarwun - Boat Creek | Energy Queensland | Winter | Non-coincident | 2024 | POE10 | Operational-demand | NA | 45.6392
QLD | QYAE | Yarwun - Boat Creek | Energy Queensland | Winter | Coincident | 2025 | POE10 | Operational-demand | NA | 35.8805
QLD | QYAE | Yarwun - Boat Creek | Energy Queensland | Winter | Coincident | 2025 | POE50 | Operational-demand | NA | 35.2665
QLD | QYAE | Yarwun - Boat Creek | Energy Queensland | Winter | Non-coincident | 2025 | POE10 | Operational-demand | NA | 45.8837
QLD | QYAE | Yarwun - Boat Creek | Energy Queensland | Winter | Coincident | 2026 | POE10 | Operational-demand | NA | 36.1022
QLD | QYAE | Yarwun - Boat Creek | Energy Queensland | Winter | Coincident | 2026 | POE50 | Operational-demand | NA | 35.4842
QLD | QYAE | Yarwun - Boat Creek | Energy Queensland | Winter | Non-coincident | 2026 | POE10 | Operational-demand | NA | 46.1707
QLD | QYAE | Yarwun - Boat Creek | Energy Queensland | Winter | Coincident | 2027 | POE10 | Operational-demand | NA | 36.3197
QLD | QYAE | Yarwun - Boat Creek | Energy Queensland | Winter | Coincident | 2027 | POE50 | Operational-demand | NA | 35.6976
QLD | QYAE | Yarwun - Boat Creek | Energy Queensland | Winter | Non-coincident | 2027 | POE10 | Operational-demand | NA | 46.4531
QLD | QYAE | Yarwun - Boat Creek | Energy Queensland | Winter | Coincident | 2028 | POE10 | Operational-demand | NA | 36.5507
QLD | QYAE | Yarwun - Boat Creek | Energy Queensland | Winter | Coincident | 2028 | POE50 | Operational-demand | NA | 35.9245
QLD | QYAE | Yarwun - Boat Creek | Energy Queensland | Winter | Non-coincident | 2028 | POE10 | Operational-demand | NA | 46.7506
QLD | QYAE | Yarwun - Boat Creek | Energy Queensland | Winter | Coincident | 2029 | POE10 | Operational-demand | NA | 36.8151
QLD | QYAE | Yarwun - Boat Creek | Energy Queensland | Winter | Coincident | 2029 | POE50 | Operational-demand | NA | 36.1843
QLD | QYAE | Yarwun - Boat Creek | Energy Queensland | Winter | Non-coincident | 2029 | POE10 | Operational-demand | NA | 47.091
QLD | Rockhampton | Rockhampton Mesh | Energy Queensland | Shoulder | Coincident | 2017 | ACTUAL_OPG | Operational-demand | 68.8627 | 125.0071
QLD | Rockhampton | Rockhampton Mesh | Energy Queensland | Shoulder | Coincident | 2017 | ACTUAL_RAW | Operational-demand | 68.8627 | 125.0071
QLD | Rockhampton | Rockhampton Mesh | Energy Queensland | Shoulder | Non-coincident | 2017 | ACTUAL_RAW | Operational-demand | 52.2421 | 125.0467
QLD | Rockhampton | Rockhampton Mesh | Energy Queensland | Shoulder | Non-coincident | 2017 | ACTUAL_OPG | Operational-demand | 52.2421 | 125.0467
QLD | Rockhampton | Rockhampton Mesh | Energy Queensland | Shoulder | Non-coincident | 2017 | ACTUAL_ADJUSTEDOPG | Operational-demand | 52.2421 | 125.0467
QLD | Rockhampton | Rockhampton Mesh | Energy Queensland | Shoulder | Coincident | 2018 | ACTUAL_OPG | Operational-demand | 56.3876 | 142.0449
QLD | Rockhampton | Rockhampton Mesh | Energy Queensland | Shoulder | Coincident | 2018 | ACTUAL_RAW | Operational-demand | 56.3876 | 142.0449
QLD | Rockhampton | Rockhampton Mesh | Energy Queensland | Shoulder | Non-coincident | 2018 | ACTUAL_RAW | Operational-demand | 54.3381 | 143.5544
QLD | Rockhampton | Rockhampton Mesh | Energy Queensland | Shoulder | Non-coincident | 2018 | ACTUAL_OPG | Operational-demand | 54.3381 | 143.5544
QLD | Rockhampton | Rockhampton Mesh | Energy Queensland | Shoulder | Non-coincident | 2018 | ACTUAL_ADJUSTEDOPG | Operational-demand | 54.3381 | 143.5544
QLD | Rockhampton | Rockhampton Mesh | Energy Queensland | Shoulder | Coincident | 2019 | ACTUAL_OPG | Operational-demand | 71.7426 | 147.3218
QLD | Rockhampton | Rockhampton Mesh | Energy Queensland | Shoulder | Coincident | 2019 | ACTUAL_RAW | Operational-demand | 71.7426 | 147.3218
QLD | Rockhampton | Rockhampton Mesh | Energy Queensland | Shoulder | Non-coincident | 2019 | ACTUAL_RAW | Operational-demand | 57.5661 | 147.9678
QLD | Rockhampton | Rockhampton Mesh | Energy Queensland | Shoulder | Non-coincident | 2019 | ACTUAL_OPG | Operational-demand | 57.5661 | 147.9678
QLD | Rockhampton | Rockhampton Mesh | Energy Queensland | Shoulder | Non-coincident | 2019 | ACTUAL_ADJUSTEDOPG | Operational-demand | 57.5661 | 147.9678
QLD | Rockhampton | Rockhampton Mesh | Energy Queensland | Shoulder | Non-coincident | 2019 | BASEYEARPOE90 | Operational-demand | 47.115 | NA
QLD | Rockhampton | Rockhampton Mesh | Energy Queensland | Shoulder | Non-coincident | 2019 | BASEYEARPOE50 | Operational-demand | 51.2073 | 137.6251
QLD | Rockhampton | Rockhampton Mesh | Energy Queensland | Shoulder | Coincident | 2020 | ACTUAL_OPG | Operational-demand | 59.4918 | 146.2128
QLD | Rockhampton | Rockhampton Mesh | Energy Queensland | Shoulder | Coincident | 2020 | ACTUAL_RAW | Operational-demand | 59.4918 | 146.2128
QLD | Rockhampton | Rockhampton Mesh | Energy Queensland | Shoulder | Non-coincident | 2020 | ACTUAL_RAW | Operational-demand | 51.41 | 153.3755
QLD | Rockhampton | Rockhampton Mesh | Energy Queensland | Shoulder | Non-coincident | 2020 | ACTUAL_OPG | Operational-demand | 51.41 | 153.3755
QLD | Rockhampton | Rockhampton Mesh | Energy Queensland | Shoulder | Non-coincident | 2020 | ACTUAL_ADJUSTEDOPG | Operational-demand | 51.41 | 153.3755
QLD | Rockhampton | Rockhampton Mesh | Energy Queensland | Shoulder | Coincident_unreconciled | 2021 | POE50 | Operational-demand | 63.0673 | NA
QLD | Rockhampton | Rockhampton Mesh | Energy Queensland | Shoulder | Coincident_unreconciled | 2021 | POE90 | Operational-demand | 58.0477 | NA
QLD | Rockhampton | Rockhampton Mesh | Energy Queensland | Shoulder | Non-coincident | 2021 | POE50 | Operational-demand | 44.5254 | 140.0598
QLD | Rockhampton | Rockhampton Mesh | Energy Queensland | Shoulder | Non-coincident | 2021 | POE90 | Operational-demand | 40.9816 | NA
QLD | Rockhampton | Rockhampton Mesh | Energy Queensland | Shoulder | Coincident_unreconciled | 2022 | POE50 | Operational-demand | 58.3663 | NA
QLD | Rockhampton | Rockhampton Mesh | Energy Queensland | Shoulder | Coincident_unreconciled | 2022 | POE90 | Operational-demand | 53.2899 | NA
QLD | Rockhampton | Rockhampton Mesh | Energy Queensland | Shoulder | Non-coincident | 2022 | POE50 | Operational-demand | 41.2066 | 142.416
QLD | Rockhampton | Rockhampton Mesh | Energy Queensland | Shoulder | Non-coincident | 2022 | POE90 | Operational-demand | 37.6226 | NA
QLD | Rockhampton | Rockhampton Mesh | Energy Queensland | Shoulder | Coincident_unreconciled | 2023 | POE50 | Operational-demand | 54.3458 | NA
QLD | Rockhampton | Rockhampton Mesh | Energy Queensland | Shoulder | Coincident_unreconciled | 2023 | POE90 | Operational-demand | 49.2019 | NA
QLD | Rockhampton | Rockhampton Mesh | Energy Queensland | Shoulder | Non-coincident | 2023 | POE50 | Operational-demand | 38.3681 | 144.4543
QLD | Rockhampton | Rockhampton Mesh | Energy Queensland | Shoulder | Non-coincident | 2023 | POE90 | Operational-demand | 34.7365 | NA
QLD | Rockhampton | Rockhampton Mesh | Energy Queensland | Shoulder | Coincident_unreconciled | 2024 | POE50 | Operational-demand | 51.8419 | NA
QLD | Rockhampton | Rockhampton Mesh | Energy Queensland | Shoulder | Coincident_unreconciled | 2024 | POE90 | Operational-demand | 46.6305 | NA
QLD | Rockhampton | Rockhampton Mesh | Energy Queensland | Shoulder | Non-coincident | 2024 | POE50 | Operational-demand | 36.6004 | 148.1249
QLD | Rockhampton | Rockhampton Mesh | Energy Queensland | Shoulder | Non-coincident | 2024 | POE90 | Operational-demand | 32.9211 | NA
QLD | Rockhampton | Rockhampton Mesh | Energy Queensland | Shoulder | Coincident_unreconciled | 2025 | POE50 | Operational-demand | 49.6474 | NA
QLD | Rockhampton | Rockhampton Mesh | Energy Queensland | Shoulder | Coincident_unreconciled | 2025 | POE90 | Operational-demand | 44.3685 | NA
QLD | Rockhampton | Rockhampton Mesh | Energy Queensland | Shoulder | Non-coincident | 2025 | POE50 | Operational-demand | 35.051 | 148.5507
QLD | Rockhampton | Rockhampton Mesh | Energy Queensland | Shoulder | Non-coincident | 2025 | POE90 | Operational-demand | 31.3241 | NA
QLD | Rockhampton | Rockhampton Mesh | Energy Queensland | Shoulder | Coincident_unreconciled | 2026 | POE50 | Operational-demand | 47.5949 | NA
QLD | Rockhampton | Rockhampton Mesh | Energy Queensland | Shoulder | Coincident_unreconciled | 2026 | POE90 | Operational-demand | 42.2485 | NA
QLD | Rockhampton | Rockhampton Mesh | Energy Queensland | Shoulder | Non-coincident | 2026 | POE50 | Operational-demand | 33.6019 | 149.6732
QLD | Rockhampton | Rockhampton Mesh | Energy Queensland | Shoulder | Non-coincident | 2026 | POE90 | Operational-demand | 29.8274 | NA
QLD | Rockhampton | Rockhampton Mesh | Energy Queensland | Shoulder | Coincident_unreconciled | 2027 | POE50 | Operational-demand | 46.1758 | NA
QLD | Rockhampton | Rockhampton Mesh | Energy Queensland | Shoulder | Coincident_unreconciled | 2027 | POE90 | Operational-demand | 40.7522 | NA
QLD | Rockhampton | Rockhampton Mesh | Energy Queensland | Shoulder | Non-coincident | 2027 | POE50 | Operational-demand | 32.6001 | 150.2003
QLD | Rockhampton | Rockhampton Mesh | Energy Queensland | Shoulder | Non-coincident | 2027 | POE90 | Operational-demand | 28.771 | NA
QLD | Rockhampton | Rockhampton Mesh | Energy Queensland | Shoulder | Coincident_unreconciled | 2028 | POE50 | Operational-demand | 45.239 | NA
QLD | Rockhampton | Rockhampton Mesh | Energy Queensland | Shoulder | Coincident_unreconciled | 2028 | POE90 | Operational-demand | 39.7312 | NA
QLD | Rockhampton | Rockhampton Mesh | Energy Queensland | Shoulder | Non-coincident | 2028 | POE50 | Operational-demand | 31.9387 | 151.5532
QLD | Rockhampton | Rockhampton Mesh | Energy Queensland | Shoulder | Non-coincident | 2028 | POE90 | Operational-demand | 28.0502 | NA
QLD | Rockhampton | Rockhampton Mesh | Energy Queensland | Shoulder | Coincident_unreconciled | 2029 | POE50 | Operational-demand | 44.489 | NA
QLD | Rockhampton | Rockhampton Mesh | Energy Queensland | Shoulder | Coincident_unreconciled | 2029 | POE90 | Operational-demand | 38.8971 | NA
QLD | Rockhampton | Rockhampton Mesh | Energy Queensland | Shoulder | Non-coincident | 2029 | POE50 | Operational-demand | 31.4093 | 153.8293
QLD | Rockhampton | Rockhampton Mesh | Energy Queensland | Shoulder | Non-coincident | 2029 | POE90 | Operational-demand | 27.4613 | NA
QLD | Rockhampton | Rockhampton Mesh | Energy Queensland | Shoulder | Coincident_unreconciled | 2030 | POE50 | Operational-demand | 44.0566 | NA
QLD | Rockhampton | Rockhampton Mesh | Energy Queensland | Shoulder | Coincident_unreconciled | 2030 | POE90 | Operational-demand | 38.3805 | NA
QLD | Rockhampton | Rockhampton Mesh | Energy Queensland | Shoulder | Non-coincident | 2030 | POE50 | Operational-demand | 31.104 | 155.8688
QLD | Rockhampton | Rockhampton Mesh | Energy Queensland | Shoulder | Non-coincident | 2030 | POE90 | Operational-demand | 27.0966 | NA
QLD | Rockhampton | Rockhampton Mesh | Energy Queensland | Summer | Coincident | 2017 | ACTUAL_OPG | Operational-demand | 65.6522 | 153.3392
QLD | Rockhampton | Rockhampton Mesh | Energy Queensland | Summer | Coincident | 2017 | ACTUAL_RAW | Operational-demand | 65.6522 | 153.3392
QLD | Rockhampton | Rockhampton Mesh | Energy Queensland | Summer | Non-coincident | 2017 | ACTUAL_RAW | Operational-demand | 58.6848 | 182.6136
QLD | Rockhampton | Rockhampton Mesh | Energy Queensland | Summer | Non-coincident | 2017 | ACTUAL_OPG | Operational-demand | 58.6848 | 182.6136
QLD | Rockhampton | Rockhampton Mesh | Energy Queensland | Summer | Coincident | 2018 | ACTUAL_OPG | Operational-demand | 57.2754 | 198.7909
QLD | Rockhampton | Rockhampton Mesh | Energy Queensland | Summer | Coincident | 2018 | ACTUAL_RAW | Operational-demand | 57.2754 | 198.7909
QLD | Rockhampton | Rockhampton Mesh | Energy Queensland | Summer | Non-coincident | 2018 | ACTUAL_RAW | Operational-demand | 55.3448 | 210.2702
QLD | Rockhampton | Rockhampton Mesh | Energy Queensland | Summer | Non-coincident | 2018 | ACTUAL_OPG | Operational-demand | 55.3448 | 210.2702
QLD | Rockhampton | Rockhampton Mesh | Energy Queensland | Summer | Non-coincident | 2018 | ACTUAL_ADJUSTEDOPG | Operational-demand | 55.3448 | 210.2702
QLD | Rockhampton | Rockhampton Mesh | Energy Queensland | Summer | Coincident | 2019 | ACTUAL_OPG | Operational-demand | 71.7285 | 188.9548
QLD | Rockhampton | Rockhampton Mesh | Energy Queensland | Summer | Coincident | 2019 | ACTUAL_RAW | Operational-demand | 71.7285 | 188.9548
QLD | Rockhampton | Rockhampton Mesh | Energy Queensland | Summer | Non-coincident | 2019 | ACTUAL_RAW | Operational-demand | 60.4587 | 203.2081
QLD | Rockhampton | Rockhampton Mesh | Energy Queensland | Summer | Non-coincident | 2019 | ACTUAL_OPG | Operational-demand | 60.4587 | 203.2081
QLD | Rockhampton | Rockhampton Mesh | Energy Queensland | Summer | Non-coincident | 2019 | ACTUAL_ADJUSTEDOPG | Operational-demand | 60.4587 | 203.2081
QLD | Rockhampton | Rockhampton Mesh | Energy Queensland | Summer | Non-coincident | 2019 | BASEYEARPOE90 | Operational-demand | 51.0103 | NA
QLD | Rockhampton | Rockhampton Mesh | Energy Queensland | Summer | Non-coincident | 2019 | BASEYEARPOE50 | Operational-demand | 54.8298 | 188.0463
QLD | Rockhampton | Rockhampton Mesh | Energy Queensland | Summer | Coincident | 2020 | ACTUAL_OPG | Operational-demand | 56.7768 | 177.843
QLD | Rockhampton | Rockhampton Mesh | Energy Queensland | Summer | Coincident | 2020 | ACTUAL_RAW | Operational-demand | 56.7768 | 177.843
QLD | Rockhampton | Rockhampton Mesh | Energy Queensland | Summer | Non-coincident | 2020 | ACTUAL_RAW | Operational-demand | 56.7768 | 186.8842
QLD | Rockhampton | Rockhampton Mesh | Energy Queensland | Summer | Non-coincident | 2020 | ACTUAL_OPG | Operational-demand | 56.7768 | 186.8842
QLD | Rockhampton | Rockhampton Mesh | Energy Queensland | Summer | Non-coincident | 2020 | ACTUAL_ADJUSTEDOPG | Operational-demand | 56.7768 | 186.8842
QLD | Rockhampton | Rockhampton Mesh | Energy Queensland | Summer | Coincident_unreconciled | 2021 | POE50 | Operational-demand | 74.3111 | NA
QLD | Rockhampton | Rockhampton Mesh | Energy Queensland | Summer | Coincident_unreconciled | 2021 | POE90 | Operational-demand | 62.0893 | NA
QLD | Rockhampton | Rockhampton Mesh | Energy Queensland | Summer | Non-coincident | 2021 | POE50 | Operational-demand | 53.6961 | 192.1207
QLD | Rockhampton | Rockhampton Mesh | Energy Queensland | Summer | Non-coincident | 2021 | POE90 | Operational-demand | 38.1765 | NA
QLD | Rockhampton | Rockhampton Mesh | Energy Queensland | Summer | Coincident_unreconciled | 2022 | POE50 | Operational-demand | 70.3073 | NA
QLD | Rockhampton | Rockhampton Mesh | Energy Queensland | Summer | Coincident_unreconciled | 2022 | POE90 | Operational-demand | 58.0038 | NA
QLD | Rockhampton | Rockhampton Mesh | Energy Queensland | Summer | Non-coincident | 2022 | POE50 | Operational-demand | 52.5119 | 193.1716
QLD | Rockhampton | Rockhampton Mesh | Energy Queensland | Summer | Non-coincident | 2022 | POE90 | Operational-demand | 36.9589 | NA
QLD | Rockhampton | Rockhampton Mesh | Energy Queensland | Summer | Coincident_unreconciled | 2023 | POE50 | Operational-demand | 66.9709 | NA
QLD | Rockhampton | Rockhampton Mesh | Energy Queensland | Summer | Coincident_unreconciled | 2023 | POE90 | Operational-demand | 54.5705 | NA
QLD | Rockhampton | Rockhampton Mesh | Energy Queensland | Summer | Non-coincident | 2023 | POE50 | Operational-demand | 50.02 | 194.4836
QLD | Rockhampton | Rockhampton Mesh | Energy Queensland | Summer | Non-coincident | 2023 | POE90 | Operational-demand | 35.975 | NA
QLD | Rockhampton | Rockhampton Mesh | Energy Queensland | Summer | Coincident_unreconciled | 2024 | POE50 | Operational-demand | 65.0164 | NA
QLD | Rockhampton | Rockhampton Mesh | Energy Queensland | Summer | Coincident_unreconciled | 2024 | POE90 | Operational-demand | 52.519 | NA
QLD | Rockhampton | Rockhampton Mesh | Energy Queensland | Summer | Non-coincident | 2024 | POE50 | Operational-demand | 48.5602 | 195.8446
QLD | Rockhampton | Rockhampton Mesh | Energy Queensland | Summer | Non-coincident | 2024 | POE90 | Operational-demand | 35.4466 | NA
QLD | Rockhampton | Rockhampton Mesh | Energy Queensland | Summer | Coincident_unreconciled | 2025 | POE50 | Operational-demand | 63.2551 | NA
QLD | Rockhampton | Rockhampton Mesh | Energy Queensland | Summer | Coincident_unreconciled | 2025 | POE90 | Operational-demand | 50.6609 | NA
QLD | Rockhampton | Rockhampton Mesh | Energy Queensland | Summer | Non-coincident | 2025 | POE50 | Operational-demand | 47.2447 | 197.2258
QLD | Rockhampton | Rockhampton Mesh | Energy Queensland | Summer | Non-coincident | 2025 | POE90 | Operational-demand | 34.9879 | NA
QLD | Rockhampton | Rockhampton Mesh | Energy Queensland | Summer | Coincident_unreconciled | 2026 | POE50 | Operational-demand | 61.6251 | NA
QLD | Rockhampton | Rockhampton Mesh | Energy Queensland | Summer | Coincident_unreconciled | 2026 | POE90 | Operational-demand | 48.934 | NA
QLD | Rockhampton | Rockhampton Mesh | Energy Queensland | Summer | Non-coincident | 2026 | POE50 | Operational-demand | 46.0273 | 198.6711
QLD | Rockhampton | Rockhampton Mesh | Energy Queensland | Summer | Non-coincident | 2026 | POE90 | Operational-demand | 34.5769 | NA
QLD | Rockhampton | Rockhampton Mesh | Energy Queensland | Summer | Coincident_unreconciled | 2027 | POE50 | Operational-demand | 60.5927 | NA
QLD | Rockhampton | Rockhampton Mesh | Energy Queensland | Summer | Coincident_unreconciled | 2027 | POE90 | Operational-demand | 47.7908 | NA
QLD | Rockhampton | Rockhampton Mesh | Energy Queensland | Summer | Non-coincident | 2027 | POE50 | Operational-demand | 45.2562 | 200.4391
QLD | Rockhampton | Rockhampton Mesh | Energy Queensland | Summer | Non-coincident | 2027 | POE90 | Operational-demand | 34.3772 | NA
QLD | Rockhampton | Rockhampton Mesh | Energy Queensland | Summer | Coincident_unreconciled | 2028 | POE50 | Operational-demand | 59.9871 | NA
QLD | Rockhampton | Rockhampton Mesh | Energy Queensland | Summer | Coincident_unreconciled | 2028 | POE90 | Operational-demand | 47.0643 | NA
QLD | Rockhampton | Rockhampton Mesh | Energy Queensland | Summer | Non-coincident | 2028 | POE50 | Operational-demand | 44.8039 | 202.497
QLD | Rockhampton | Rockhampton Mesh | Energy Queensland | Summer | Non-coincident | 2028 | POE90 | Operational-demand | 34.3139 | NA
QLD | Rockhampton | Rockhampton Mesh | Energy Queensland | Summer | Coincident_unreconciled | 2029 | POE50 | Operational-demand | 59.5651 | NA
QLD | Rockhampton | Rockhampton Mesh | Energy Queensland | Summer | Coincident_unreconciled | 2029 | POE90 | Operational-demand | 46.5215 | NA
QLD | Rockhampton | Rockhampton Mesh | Energy Queensland | Summer | Non-coincident | 2029 | POE50 | Operational-demand | 44.4887 | 204.7101
QLD | Rockhampton | Rockhampton Mesh | Energy Queensland | Summer | Non-coincident | 2029 | POE90 | Operational-demand | 34.2972 | NA
QLD | Rockhampton | Rockhampton Mesh | Energy Queensland | Summer | Coincident_unreconciled | 2030 | POE50 | Operational-demand | 59.4546 | NA
QLD | Rockhampton | Rockhampton Mesh | Energy Queensland | Summer | Coincident_unreconciled | 2030 | POE90 | Operational-demand | 46.2901 | NA
QLD | Rockhampton | Rockhampton Mesh | Energy Queensland | Summer | Non-coincident | 2030 | POE50 | Operational-demand | 44.4062 | 207.0861
QLD | Rockhampton | Rockhampton Mesh | Energy Queensland | Summer | Non-coincident | 2030 | POE90 | Operational-demand | 34.3956 | NA
QLD | Rockhampton | Rockhampton Mesh | Energy Queensland | Winter | Coincident | 2016 | ACTUAL_OPG | Operational-demand | 55.832 | 121.2816
QLD | Rockhampton | Rockhampton Mesh | Energy Queensland | Winter | Coincident | 2016 | ACTUAL_RAW | Operational-demand | 55.832 | 121.2816
QLD | Rockhampton | Rockhampton Mesh | Energy Queensland | Winter | Non-coincident | 2016 | ACTUAL_RAW | Operational-demand | 53.5325 | 134.3081
QLD | Rockhampton | Rockhampton Mesh | Energy Queensland | Winter | Non-coincident | 2016 | ACTUAL_OPG | Operational-demand | 53.5325 | 134.3081
QLD | Rockhampton | Rockhampton Mesh | Energy Queensland | Winter | Coincident | 2017 | ACTUAL_OPG | Operational-demand | 54.3703 | 107.2645
QLD | Rockhampton | Rockhampton Mesh | Energy Queensland | Winter | Coincident | 2017 | ACTUAL_RAW | Operational-demand | 54.3703 | 107.2645
QLD | Rockhampton | Rockhampton Mesh | Energy Queensland | Winter | Non-coincident | 2017 | ACTUAL_RAW | Operational-demand | 53.9549 | 125.3119
QLD | Rockhampton | Rockhampton Mesh | Energy Queensland | Winter | Non-coincident | 2017 | ACTUAL_OPG | Operational-demand | 53.9549 | 125.3119
QLD | Rockhampton | Rockhampton Mesh | Energy Queensland | Winter | Non-coincident | 2017 | ACTUAL_ADJUSTEDOPG | Operational-demand | 53.9549 | 125.3119
QLD | Rockhampton | Rockhampton Mesh | Energy Queensland | Winter | Coincident | 2018 | ACTUAL_OPG | Operational-demand | 71.5357 | 130.8524
QLD | Rockhampton | Rockhampton Mesh | Energy Queensland | Winter | Coincident | 2018 | ACTUAL_RAW | Operational-demand | 71.5357 | 130.8524
QLD | Rockhampton | Rockhampton Mesh | Energy Queensland | Winter | Non-coincident | 2018 | ACTUAL_RAW | Operational-demand | 54.5451 | 134.6124
QLD | Rockhampton | Rockhampton Mesh | Energy Queensland | Winter | Non-coincident | 2018 | ACTUAL_OPG | Operational-demand | 54.5451 | 134.6124
QLD | Rockhampton | Rockhampton Mesh | Energy Queensland | Winter | Non-coincident | 2018 | ACTUAL_ADJUSTEDOPG | Operational-demand | 54.5451 | 134.6124
QLD | Rockhampton | Rockhampton Mesh | Energy Queensland | Winter | Coincident | 2019 | ACTUAL_OPG | Operational-demand | 55.4207 | 135.5516
QLD | Rockhampton | Rockhampton Mesh | Energy Queensland | Winter | Coincident | 2019 | ACTUAL_RAW | Operational-demand | 55.4207 | 135.5516
QLD | Rockhampton | Rockhampton Mesh | Energy Queensland | Winter | Non-coincident | 2019 | ACTUAL_RAW | Operational-demand | 50.6249 | 139.6442
QLD | Rockhampton | Rockhampton Mesh | Energy Queensland | Winter | Non-coincident | 2019 | ACTUAL_OPG | Operational-demand | 50.6249 | 139.6442
QLD | Rockhampton | Rockhampton Mesh | Energy Queensland | Winter | Non-coincident | 2019 | ACTUAL_ADJUSTEDOPG | Operational-demand | 50.6249 | 139.6442
QLD | Rockhampton | Rockhampton Mesh | Energy Queensland | Winter | Non-coincident | 2019 | BASEYEARPOE90 | Operational-demand | 45.5522 | NA
QLD | Rockhampton | Rockhampton Mesh | Energy Queensland | Winter | Non-coincident | 2019 | BASEYEARPOE50 | Operational-demand | 48.5935 | 123.7172
QLD | Rockhampton | Rockhampton Mesh | Energy Queensland | Winter | Coincident_unreconciled | 2020 | POE50 | Operational-demand | 60.2822 | NA
QLD | Rockhampton | Rockhampton Mesh | Energy Queensland | Winter | Coincident_unreconciled | 2020 | POE90 | Operational-demand | 56.1778 | NA
QLD | Rockhampton | Rockhampton Mesh | Energy Queensland | Winter | Non-coincident | 2020 | POE50 | Operational-demand | 46 | 124.9123
QLD | Rockhampton | Rockhampton Mesh | Energy Queensland | Winter | Non-coincident | 2020 | POE90 | Operational-demand | 43.1228 | NA
QLD | Rockhampton | Rockhampton Mesh | Energy Queensland | Winter | Coincident_unreconciled | 2021 | POE50 | Operational-demand | 56.1709 | NA
QLD | Rockhampton | Rockhampton Mesh | Energy Queensland | Winter | Coincident_unreconciled | 2021 | POE90 | Operational-demand | 52.0454 | NA
QLD | Rockhampton | Rockhampton Mesh | Energy Queensland | Winter | Non-coincident | 2021 | POE50 | Operational-demand | 43.118 | 125.52
QLD | Rockhampton | Rockhampton Mesh | Energy Queensland | Winter | Non-coincident | 2021 | POE90 | Operational-demand | 40.226 | NA
QLD | Rockhampton | Rockhampton Mesh | Energy Queensland | Winter | Coincident_unreconciled | 2022 | POE50 | Operational-demand | 51.5593 | NA
QLD | Rockhampton | Rockhampton Mesh | Energy Queensland | Winter | Coincident_unreconciled | 2022 | POE90 | Operational-demand | 47.4014 | NA
QLD | Rockhampton | Rockhampton Mesh | Energy Queensland | Winter | Non-coincident | 2022 | POE50 | Operational-demand | 39.8853 | 126.4548
QLD | Rockhampton | Rockhampton Mesh | Energy Queensland | Winter | Non-coincident | 2022 | POE90 | Operational-demand | 36.9706 | NA
QLD | Rockhampton | Rockhampton Mesh | Energy Queensland | Winter | Coincident_unreconciled | 2023 | POE50 | Operational-demand | 48.574 | NA
QLD | Rockhampton | Rockhampton Mesh | Energy Queensland | Winter | Coincident_unreconciled | 2023 | POE90 | Operational-demand | 44.3837 | NA
QLD | Rockhampton | Rockhampton Mesh | Energy Queensland | Winter | Non-coincident | 2023 | POE50 | Operational-demand | 37.7926 | 127.3942
QLD | Rockhampton | Rockhampton Mesh | Energy Queensland | Winter | Non-coincident | 2023 | POE90 | Operational-demand | 34.8552 | NA
QLD | Rockhampton | Rockhampton Mesh | Energy Queensland | Winter | Coincident_unreconciled | 2024 | POE50 | Operational-demand | 46.4141 | NA
QLD | Rockhampton | Rockhampton Mesh | Energy Queensland | Winter | Coincident_unreconciled | 2024 | POE90 | Operational-demand | 42.1914 | NA
QLD | Rockhampton | Rockhampton Mesh | Energy Queensland | Winter | Non-coincident | 2024 | POE50 | Operational-demand | 36.2785 | 128.2906
QLD | Rockhampton | Rockhampton Mesh | Energy Queensland | Winter | Non-coincident | 2024 | POE90 | Operational-demand | 33.3184 | NA
QLD | Rockhampton | Rockhampton Mesh | Energy Queensland | Winter | Coincident_unreconciled | 2025 | POE50 | Operational-demand | 44.3135 | NA
QLD | Rockhampton | Rockhampton Mesh | Energy Queensland | Winter | Coincident_unreconciled | 2025 | POE90 | Operational-demand | 40.0584 | NA
QLD | Rockhampton | Rockhampton Mesh | Energy Queensland | Winter | Non-coincident | 2025 | POE50 | Operational-demand | 34.806 | 129.2003
QLD | Rockhampton | Rockhampton Mesh | Energy Queensland | Winter | Non-coincident | 2025 | POE90 | Operational-demand | 31.8232 | NA
QLD | Rockhampton | Rockhampton Mesh | Energy Queensland | Winter | Coincident_unreconciled | 2026 | POE50 | Operational-demand | 42.4374 | NA
QLD | Rockhampton | Rockhampton Mesh | Energy Queensland | Winter | Coincident_unreconciled | 2026 | POE90 | Operational-demand | 38.1493 | NA
QLD | Rockhampton | Rockhampton Mesh | Energy Queensland | Winter | Non-coincident | 2026 | POE50 | Operational-demand | 33.4909 | 130.1797
QLD | Rockhampton | Rockhampton Mesh | Energy Queensland | Winter | Non-coincident | 2026 | POE90 | Operational-demand | 30.4849 | NA
QLD | Rockhampton | Rockhampton Mesh | Energy Queensland | Winter | Coincident_unreconciled | 2027 | POE50 | Operational-demand | 41.4077 | NA
QLD | Rockhampton | Rockhampton Mesh | Energy Queensland | Winter | Coincident_unreconciled | 2027 | POE90 | Operational-demand | 37.0792 | NA
QLD | Rockhampton | Rockhampton Mesh | Energy Queensland | Winter | Non-coincident | 2027 | POE50 | Operational-demand | 32.769 | 131.46
QLD | Rockhampton | Rockhampton Mesh | Energy Queensland | Winter | Non-coincident | 2027 | POE90 | Operational-demand | 29.7347 | NA
QLD | Rockhampton | Rockhampton Mesh | Energy Queensland | Winter | Coincident_unreconciled | 2028 | POE50 | Operational-demand | 40.5695 | NA
QLD | Rockhampton | Rockhampton Mesh | Energy Queensland | Winter | Coincident_unreconciled | 2028 | POE90 | Operational-demand | 36.2006 | NA
QLD | Rockhampton | Rockhampton Mesh | Energy Queensland | Winter | Non-coincident | 2028 | POE50 | Operational-demand | 32.1814 | 132.9412
QLD | Rockhampton | Rockhampton Mesh | Energy Queensland | Winter | Non-coincident | 2028 | POE90 | Operational-demand | 29.1188 | NA
QLD | Rockhampton | Rockhampton Mesh | Energy Queensland | Winter | Coincident_unreconciled | 2029 | POE50 | Operational-demand | 39.9874 | NA
QLD | Rockhampton | Rockhampton Mesh | Energy Queensland | Winter | Coincident_unreconciled | 2029 | POE90 | Operational-demand | 35.5782 | NA
QLD | Rockhampton | Rockhampton Mesh | Energy Queensland | Winter | Non-coincident | 2029 | POE50 | Operational-demand | 31.7734 | 134.5862
QLD | Rockhampton | Rockhampton Mesh | Energy Queensland | Winter | Non-coincident | 2029 | POE90 | Operational-demand | 28.6825 | NA
QLD | Rockhampton | Rockhampton Mesh | Energy Queensland | Shoulder | Non-coincident | 2019 | BASEYEARPOE10 | Operational-demand | NA | 151.2252
QLD | Rockhampton | Rockhampton Mesh | Energy Queensland | Shoulder | Coincident | 2021 | POE10 | Operational-demand | NA | 153.4764
QLD | Rockhampton | Rockhampton Mesh | Energy Queensland | Shoulder | Coincident | 2021 | POE50 | Operational-demand | NA | 140.0598
QLD | Rockhampton | Rockhampton Mesh | Energy Queensland | Shoulder | Non-coincident | 2021 | POE10 | Operational-demand | NA | 156.9624
QLD | Rockhampton | Rockhampton Mesh | Energy Queensland | Shoulder | Coincident | 2022 | POE10 | Operational-demand | NA | 158.719
QLD | Rockhampton | Rockhampton Mesh | Energy Queensland | Shoulder | Coincident | 2022 | POE50 | Operational-demand | NA | 142.416
QLD | Rockhampton | Rockhampton Mesh | Energy Queensland | Shoulder | Non-coincident | 2022 | POE10 | Operational-demand | NA | 158.719
QLD | Rockhampton | Rockhampton Mesh | Energy Queensland | Shoulder | Coincident | 2023 | POE10 | Operational-demand | NA | 160.2298
QLD | Rockhampton | Rockhampton Mesh | Energy Queensland | Shoulder | Coincident | 2023 | POE50 | Operational-demand | NA | 144.4543
QLD | Rockhampton | Rockhampton Mesh | Energy Queensland | Shoulder | Non-coincident | 2023 | POE10 | Operational-demand | NA | 160.2298
QLD | Rockhampton | Rockhampton Mesh | Energy Queensland | Shoulder | Coincident | 2024 | POE10 | Operational-demand | NA | 162.1857
QLD | Rockhampton | Rockhampton Mesh | Energy Queensland | Shoulder | Coincident | 2024 | POE50 | Operational-demand | NA | 148.1249
QLD | Rockhampton | Rockhampton Mesh | Energy Queensland | Shoulder | Non-coincident | 2024 | POE10 | Operational-demand | NA | 162.1857
QLD | Rockhampton | Rockhampton Mesh | Energy Queensland | Shoulder | Coincident | 2025 | POE10 | Operational-demand | NA | 163.8607
QLD | Rockhampton | Rockhampton Mesh | Energy Queensland | Shoulder | Coincident | 2025 | POE50 | Operational-demand | NA | 148.5507
QLD | Rockhampton | Rockhampton Mesh | Energy Queensland | Shoulder | Non-coincident | 2025 | POE10 | Operational-demand | NA | 163.8607
QLD | Rockhampton | Rockhampton Mesh | Energy Queensland | Shoulder | Coincident | 2026 | POE10 | Operational-demand | NA | 164.2098
QLD | Rockhampton | Rockhampton Mesh | Energy Queensland | Shoulder | Coincident | 2026 | POE50 | Operational-demand | NA | 149.6732
QLD | Rockhampton | Rockhampton Mesh | Energy Queensland | Shoulder | Non-coincident | 2026 | POE10 | Operational-demand | NA | 164.2098
QLD | Rockhampton | Rockhampton Mesh | Energy Queensland | Shoulder | Coincident | 2027 | POE10 | Operational-demand | NA | 164.9583
QLD | Rockhampton | Rockhampton Mesh | Energy Queensland | Shoulder | Coincident | 2027 | POE50 | Operational-demand | NA | 150.2003
QLD | Rockhampton | Rockhampton Mesh | Energy Queensland | Shoulder | Non-coincident | 2027 | POE10 | Operational-demand | NA | 164.9583
QLD | Rockhampton | Rockhampton Mesh | Energy Queensland | Shoulder | Coincident | 2028 | POE10 | Operational-demand | NA | 166.0328
QLD | Rockhampton | Rockhampton Mesh | Energy Queensland | Shoulder | Coincident | 2028 | POE50 | Operational-demand | NA | 151.5532
QLD | Rockhampton | Rockhampton Mesh | Energy Queensland | Shoulder | Non-coincident | 2028 | POE10 | Operational-demand | NA | 166.0328
QLD | Rockhampton | Rockhampton Mesh | Energy Queensland | Shoulder | Coincident | 2029 | POE10 | Operational-demand | NA | 169.491
QLD | Rockhampton | Rockhampton Mesh | Energy Queensland | Shoulder | Coincident | 2029 | POE50 | Operational-demand | NA | 153.8293
QLD | Rockhampton | Rockhampton Mesh | Energy Queensland | Shoulder | Non-coincident | 2029 | POE10 | Operational-demand | NA | 169.491
QLD | Rockhampton | Rockhampton Mesh | Energy Queensland | Shoulder | Coincident | 2030 | POE10 | Operational-demand | NA | 171.5122
QLD | Rockhampton | Rockhampton Mesh | Energy Queensland | Shoulder | Coincident | 2030 | POE50 | Operational-demand | NA | 155.8688
QLD | Rockhampton | Rockhampton Mesh | Energy Queensland | Shoulder | Non-coincident | 2030 | POE10 | Operational-demand | NA | 171.5122
QLD | Rockhampton | Rockhampton Mesh | Energy Queensland | Summer | Non-coincident | 2019 | BASEYEARPOE10 | Operational-demand | NA | 200.9274
QLD | Rockhampton | Rockhampton Mesh | Energy Queensland | Summer | Coincident | 2021 | POE10 | Operational-demand | NA | 184.0173
QLD | Rockhampton | Rockhampton Mesh | Energy Queensland | Summer | Coincident | 2021 | POE50 | Operational-demand | NA | 181.3019
QLD | Rockhampton | Rockhampton Mesh | Energy Queensland | Summer | Non-coincident | 2021 | POE10 | Operational-demand | NA | 203.8044
QLD | Rockhampton | Rockhampton Mesh | Energy Queensland | Summer | Coincident | 2022 | POE10 | Operational-demand | NA | 188.4089
QLD | Rockhampton | Rockhampton Mesh | Energy Queensland | Summer | Coincident | 2022 | POE50 | Operational-demand | NA | 185.3226
QLD | Rockhampton | Rockhampton Mesh | Energy Queensland | Summer | Non-coincident | 2022 | POE10 | Operational-demand | NA | 204.946
QLD | Rockhampton | Rockhampton Mesh | Energy Queensland | Summer | Coincident | 2023 | POE10 | Operational-demand | NA | 190.7588
QLD | Rockhampton | Rockhampton Mesh | Energy Queensland | Summer | Coincident | 2023 | POE50 | Operational-demand | NA | 187.1972
QLD | Rockhampton | Rockhampton Mesh | Energy Queensland | Summer | Non-coincident | 2023 | POE10 | Operational-demand | NA | 206.3656
QLD | Rockhampton | Rockhampton Mesh | Energy Queensland | Summer | Coincident | 2024 | POE10 | Operational-demand | NA | 194.3265
QLD | Rockhampton | Rockhampton Mesh | Energy Queensland | Summer | Coincident | 2024 | POE50 | Operational-demand | NA | 190.8635
QLD | Rockhampton | Rockhampton Mesh | Energy Queensland | Summer | Non-coincident | 2024 | POE10 | Operational-demand | NA | 207.8342
QLD | Rockhampton | Rockhampton Mesh | Energy Queensland | Summer | Coincident | 2025 | POE10 | Operational-demand | NA | 194.8024
QLD | Rockhampton | Rockhampton Mesh | Energy Queensland | Summer | Coincident | 2025 | POE50 | Operational-demand | NA | 192.3005
QLD | Rockhampton | Rockhampton Mesh | Energy Queensland | Summer | Non-coincident | 2025 | POE10 | Operational-demand | NA | 209.3229
QLD | Rockhampton | Rockhampton Mesh | Energy Queensland | Summer | Coincident | 2026 | POE10 | Operational-demand | NA | 197.0696
QLD | Rockhampton | Rockhampton Mesh | Energy Queensland | Summer | Coincident | 2026 | POE50 | Operational-demand | NA | 193.8787
QLD | Rockhampton | Rockhampton Mesh | Energy Queensland | Summer | Non-coincident | 2026 | POE10 | Operational-demand | NA | 210.8758
QLD | Rockhampton | Rockhampton Mesh | Energy Queensland | Summer | Coincident | 2027 | POE10 | Operational-demand | NA | 197.2634
QLD | Rockhampton | Rockhampton Mesh | Energy Queensland | Summer | Coincident | 2027 | POE50 | Operational-demand | NA | 194.7281
QLD | Rockhampton | Rockhampton Mesh | Energy Queensland | Summer | Non-coincident | 2027 | POE10 | Operational-demand | NA | 212.767
QLD | Rockhampton | Rockhampton Mesh | Energy Queensland | Summer | Coincident | 2028 | POE10 | Operational-demand | NA | 199.3488
QLD | Rockhampton | Rockhampton Mesh | Energy Queensland | Summer | Coincident | 2028 | POE50 | Operational-demand | NA | 196.6789
QLD | Rockhampton | Rockhampton Mesh | Energy Queensland | Summer | Non-coincident | 2028 | POE10 | Operational-demand | NA | 214.9591
QLD | Rockhampton | Rockhampton Mesh | Energy Queensland | Summer | Coincident | 2029 | POE10 | Operational-demand | NA | 200.903
QLD | Rockhampton | Rockhampton Mesh | Energy Queensland | Summer | Coincident | 2029 | POE50 | Operational-demand | NA | 199.0643
QLD | Rockhampton | Rockhampton Mesh | Energy Queensland | Summer | Non-coincident | 2029 | POE10 | Operational-demand | NA | 217.3064
QLD | Rockhampton | Rockhampton Mesh | Energy Queensland | Summer | Coincident | 2030 | POE10 | Operational-demand | NA | 203.3541
QLD | Rockhampton | Rockhampton Mesh | Energy Queensland | Summer | Coincident | 2030 | POE50 | Operational-demand | NA | 200.4376
QLD | Rockhampton | Rockhampton Mesh | Energy Queensland | Summer | Non-coincident | 2030 | POE10 | Operational-demand | NA | 219.8167
QLD | Rockhampton | Rockhampton Mesh | Energy Queensland | Winter | Non-coincident | 2019 | BASEYEARPOE10 | Operational-demand | NA | 126.3131
QLD | Rockhampton | Rockhampton Mesh | Energy Queensland | Winter | Coincident | 2020 | POE10 | Operational-demand | NA | 119.4926
QLD | Rockhampton | Rockhampton Mesh | Energy Queensland | Winter | Coincident | 2020 | POE50 | Operational-demand | NA | 116.1415
QLD | Rockhampton | Rockhampton Mesh | Energy Queensland | Winter | Non-coincident | 2020 | POE10 | Operational-demand | NA | 127.131
QLD | Rockhampton | Rockhampton Mesh | Energy Queensland | Winter | Coincident | 2021 | POE10 | Operational-demand | NA | 119.0694
QLD | Rockhampton | Rockhampton Mesh | Energy Queensland | Winter | Coincident | 2021 | POE50 | Operational-demand | NA | 115.6954
QLD | Rockhampton | Rockhampton Mesh | Energy Queensland | Winter | Non-coincident | 2021 | POE10 | Operational-demand | NA | 127.754
QLD | Rockhampton | Rockhampton Mesh | Energy Queensland | Winter | Coincident | 2022 | POE10 | Operational-demand | NA | 122.6169
QLD | Rockhampton | Rockhampton Mesh | Energy Queensland | Winter | Coincident | 2022 | POE50 | Operational-demand | NA | 119.1565
QLD | Rockhampton | Rockhampton Mesh | Energy Queensland | Winter | Non-coincident | 2022 | POE10 | Operational-demand | NA | 128.7121
QLD | Rockhampton | Rockhampton Mesh | Energy Queensland | Winter | Coincident | 2023 | POE10 | Operational-demand | NA | 124.6752
QLD | Rockhampton | Rockhampton Mesh | Energy Queensland | Winter | Coincident | 2023 | POE50 | Operational-demand | NA | 121.036
QLD | Rockhampton | Rockhampton Mesh | Energy Queensland | Winter | Non-coincident | 2023 | POE10 | Operational-demand | NA | 129.6749
QLD | Rockhampton | Rockhampton Mesh | Energy Queensland | Winter | Coincident | 2024 | POE10 | Operational-demand | NA | 127.4336
QLD | Rockhampton | Rockhampton Mesh | Energy Queensland | Winter | Coincident | 2024 | POE50 | Operational-demand | NA | 123.2321
QLD | Rockhampton | Rockhampton Mesh | Energy Queensland | Winter | Non-coincident | 2024 | POE10 | Operational-demand | NA | 130.5946
QLD | Rockhampton | Rockhampton Mesh | Energy Queensland | Winter | Coincident | 2025 | POE10 | Operational-demand | NA | 127.9484
QLD | Rockhampton | Rockhampton Mesh | Energy Queensland | Winter | Coincident | 2025 | POE50 | Operational-demand | NA | 123.9899
QLD | Rockhampton | Rockhampton Mesh | Energy Queensland | Winter | Non-coincident | 2025 | POE10 | Operational-demand | NA | 131.5277
QLD | Rockhampton | Rockhampton Mesh | Energy Queensland | Winter | Coincident | 2026 | POE10 | Operational-demand | NA | 128.8374
QLD | Rockhampton | Rockhampton Mesh | Energy Queensland | Winter | Coincident | 2026 | POE50 | Operational-demand | NA | 125.0816
QLD | Rockhampton | Rockhampton Mesh | Energy Queensland | Winter | Non-coincident | 2026 | POE10 | Operational-demand | NA | 132.531
QLD | Rockhampton | Rockhampton Mesh | Energy Queensland | Winter | Coincident | 2027 | POE10 | Operational-demand | NA | 129.9843
QLD | Rockhampton | Rockhampton Mesh | Energy Queensland | Winter | Coincident | 2027 | POE50 | Operational-demand | NA | 126.2022
QLD | Rockhampton | Rockhampton Mesh | Energy Queensland | Winter | Non-coincident | 2027 | POE10 | Operational-demand | NA | 133.8404
QLD | Rockhampton | Rockhampton Mesh | Energy Queensland | Winter | Coincident | 2028 | POE10 | Operational-demand | NA | 132.7722
QLD | Rockhampton | Rockhampton Mesh | Energy Queensland | Winter | Coincident | 2028 | POE50 | Operational-demand | NA | 127.9084
QLD | Rockhampton | Rockhampton Mesh | Energy Queensland | Winter | Non-coincident | 2028 | POE10 | Operational-demand | NA | 135.3508
QLD | Rockhampton | Rockhampton Mesh | Energy Queensland | Winter | Coincident | 2029 | POE10 | Operational-demand | NA | 133.6909
QLD | Rockhampton | Rockhampton Mesh | Energy Queensland | Winter | Coincident | 2029 | POE50 | Operational-demand | NA | 129.4662
QLD | Rockhampton | Rockhampton Mesh | Energy Queensland | Winter | Non-coincident | 2029 | POE10 | Operational-demand | NA | 137.025

## DataSelection (hidden)
DATA LAST UPDATED 02/12/2020
Demand selected
State/DB Selection | Region | cpID | Name | DB/DNSP | Season | reconciled | Year | Percentile | MW min | MW max | State/CP |  | Unique State/CP | CP Selection | Region | cpID | Name | DB/DNSP | Season | reconciled | Year | Percentile | MW min | MW max |  | 1 | MAXIMUM DEMAND
State/DB | [12 empty] | 73 | CP List #
1 | [13 empty] | 1
QLD - ALL | [13 empty] | CP NAME
QLD | [13 empty] | QLD Abermain - Middle Ridge Loop
ALL | [13 empty] | Abermain - Middle Ridge Loop
ALL | [13 empty] | QABRQMRXloop | [21 empty] | This is done because summing #N/A values also returns zero.
FALSE | #N/A | #N/A | #N/A | #N/A | #N/A | #N/A | #N/A | #N/A | #N/A | #N/A |  | 1 | QLD Abermain - Middle Ridge Loop | FALSE | #N/A | #N/A | #N/A | #N/A | #N/A | #N/A | #N/A | #N/A | #N/A | #N/A
FALSE | #N/A | #N/A | #N/A | #N/A | #N/A | #N/A | #N/A | #N/A | #N/A | #N/A |  | 2 | QLD Abermain 33 | FALSE | #N/A | #N/A | #N/A | #N/A | #N/A | #N/A | #N/A | #N/A | #N/A | #N/A
FALSE | #N/A | #N/A | #N/A | #N/A | #N/A | #N/A | #N/A | #N/A | #N/A | #N/A |  | 3 | QLD Alan Sherriff | FALSE | #N/A | #N/A | #N/A | #N/A | #N/A | #N/A | #N/A | #N/A | #N/A | #N/A | DATA REPORTED |  | Identifiers |  | Summer / Shoulder | 2000/01 | 2001/02 | 2002/03 | 2003/04 | 2004/05 | 2005/06 | 2006/07 | 2007/08 | 2008/09 | 2009/10 | 2010/11 | 2011/12 | 2012/13 | 2013/14 | 2014/15 | 2015/16 | 2016/17 | 2017/18 | 2018/19 | 2019/20 | 2020/21 | 2021/22 | 2022/23 | 2023/24 | 2024/25 | 2025/26 | 2026/27 | 2027/28 | 2028/29 | 2029/30 | 2030/31 | 2031/32
FALSE | #N/A | #N/A | #N/A | #N/A | #N/A | #N/A | #N/A | #N/A | #N/A | #N/A |  | 4 | QLD Algester | FALSE | #N/A | #N/A | #N/A | #N/A | #N/A | #N/A | #N/A | #N/A | #N/A | #N/A |  |  |  |  | Summer / Shoulder | 2001 | 2002 | 2003 | 2004 | 2005 | 2006 | 2007 | 2008 | 2009 | 2010 | 2011 | 2012 | 2013 | 2014 | 2015 | 2016 | 2017 | 2018 | 2019 | 2020 | 2021 | 2022 | 2023 | 2024 | 2025 | 2026 | 2027 | 2028 | 2029 | 2030 | 2031 | 2032
FALSE | #N/A | #N/A | #N/A | #N/A | #N/A | #N/A | #N/A | #N/A | #N/A | #N/A |  | 5 | QLD Alligator Creek 33 | FALSE | #N/A | #N/A | #N/A | #N/A | #N/A | #N/A | #N/A | #N/A | #N/A | #N/A |  |  |  |  | Winter | 2000 | 2001 | 2002 | 2003 | 2004 | 2005 | 2006 | 2007 | 2008 | 2009 | 2010 | 2011 | 2012 | 2013 | 2014 | 2015 | 2016 | 2017 | 2018 | 2019 | 2020 | 2021 | 2022 | 2023 | 2024 | 2025 | 2026 | 2027 | 2028 | 2029 | 2030 | 2031
FALSE | #N/A | #N/A | #N/A | #N/A | #N/A | #N/A | #N/A | #N/A | #N/A | #N/A |  | 6 | QLD Ashgrove West 110 | FALSE | #N/A | #N/A | #N/A | #N/A | #N/A | #N/A | #N/A | #N/A | #N/A | #N/A | MAXIMUM (MW) | [36 empty] | `
TRUE | QLD | QMGL | Mudgeeraba 33 | Energy Queensland | Shoulder | Coincident | 2017 | ACTUAL_OPG | 5.1603 | 11.4089 | QLD Mudgeeraba 33 | 7 | QLD Ashgrove West 33 | FALSE | #N/A | #N/A | #N/A | #N/A | #N/A | #N/A | #N/A | #N/A | #N/A | #N/A | Non-coincident Max Actual |  | Summer | Non-coincident | ACTUAL_OPG | #N/A | #N/A | #N/A | #N/A | #N/A | #N/A | #N/A | #N/A | #N/A | #N/A | #N/A | #N/A | #N/A | #N/A | #N/A | #N/A | 102.0874 | 98.7383 | 104.936 | 102.0052 | #N/A | #N/A | #N/A | #N/A | #N/A | #N/A | #N/A | #N/A | #N/A | #N/A | #N/A | #N/A
TRUE | QLD | QMGL | Mudgeeraba 33 | Energy Queensland | Shoulder | Coincident | 2017 | ACTUAL_RAW | 5.1603 | 11.4089 | QLD Mudgeeraba 33 | 8 | QLD Belmont Wecker Road 110 | FALSE | #N/A | #N/A | #N/A | #N/A | #N/A | #N/A | #N/A | #N/A | #N/A | #N/A | Non-coincident Max Actual Adj |  | Summer | Non-coincident | ACTUAL_ADJUSTEDOPG | #N/A | #N/A | #N/A | #N/A | #N/A | #N/A | #N/A | #N/A | #N/A | #N/A | #N/A | #N/A | #N/A | #N/A | #N/A | #N/A | 102.0874 | 98.7383 | 104.936 | 102.0052 | #N/A | #N/A | #N/A | #N/A | #N/A | #N/A | #N/A | #N/A | #N/A | #N/A | #N/A | #N/A
TRUE | QLD | QMGL | Mudgeeraba 33 | Energy Queensland | Shoulder | Non-coincident | 2017 | ACTUAL_RAW | 0 | 13.1151 | QLD Mudgeeraba 33 | 9 | QLD Belmont Wecker Road 33 | FALSE | #N/A | #N/A | #N/A | #N/A | #N/A | #N/A | #N/A | #N/A | #N/A | #N/A | Non-coincident Max POE10 |  | Summer | Non-coincident | POE10 | #N/A | #N/A | #N/A | #N/A | #N/A | #N/A | #N/A | #N/A | #N/A | #N/A | #N/A | #N/A | #N/A | #N/A | #N/A | #N/A | #N/A | #N/A | #N/A | #N/A | 105.8148 | 107.3475 | 108.8591 | 110.3331 | 111.77 | 113.2024 | 114.7086 | 116.3351 | 118.0532 | 119.8231 | #N/A | #N/A
TRUE | QLD | QMGL | Mudgeeraba 33 | Energy Queensland | Shoulder | Non-coincident | 2017 | ACTUAL_OPG | 0 | 13.1151 | QLD Mudgeeraba 33 | 10 | QLD Biloela | FALSE | #N/A | #N/A | #N/A | #N/A | #N/A | #N/A | #N/A | #N/A | #N/A | #N/A | Non-coincident Max POE50 |  | Summer | Non-coincident | POE50 | #N/A | #N/A | #N/A | #N/A | #N/A | #N/A | #N/A | #N/A | #N/A | #N/A | #N/A | #N/A | #N/A | #N/A | #N/A | #N/A | #N/A | #N/A | #N/A | #N/A | 95.7251 | 97.7976 | 99.5032 | 102.1085 | 103.4809 | 104.892 | 105.8113 | 107.2958 | 109.0289 | 110.1727 | #N/A | #N/A
TRUE | QLD | QMGL | Mudgeeraba 33 | Energy Queensland | Shoulder | Non-coincident | 2017 | ACTUAL_ADJUSTEDOPG | 0 | 13.1151 | QLD Mudgeeraba 33 | 11 | QLD Blackstone | FALSE | #N/A | #N/A | #N/A | #N/A | #N/A | #N/A | #N/A | #N/A | #N/A | #N/A | Non-coincident Max Actual |  | Winter | Non-coincident | ACTUAL_OPG | #N/A | #N/A | #N/A | #N/A | #N/A | #N/A | #N/A | #N/A | #N/A | #N/A | #N/A | #N/A | #N/A | #N/A | #N/A | #N/A | 73.9946 | 74.0195 | 78.6784 | 75.5425 | #N/A | #N/A | #N/A | #N/A | #N/A | #N/A | #N/A | #N/A | #N/A | #N/A | #N/A | #N/A
TRUE | QLD | QMGL | Mudgeeraba 33 | Energy Queensland | Shoulder | Coincident | 2018 | ACTUAL_OPG | 4.8249 | 11.5209 | QLD Mudgeeraba 33 | 12 | QLD Blackwater 132 - Ergon | FALSE | #N/A | #N/A | #N/A | #N/A | #N/A | #N/A | #N/A | #N/A | #N/A | #N/A | Non-coincident Max Actual Adj |  | Winter | Non-coincident | ACTUAL_ADJUSTEDOPG | #N/A | #N/A | #N/A | #N/A | #N/A | #N/A | #N/A | #N/A | #N/A | #N/A | #N/A | #N/A | #N/A | #N/A | #N/A | #N/A | #N/A | 74.0195 | 78.6784 | 75.5425 | #N/A | #N/A | #N/A | #N/A | #N/A | #N/A | #N/A | #N/A | #N/A | #N/A | #N/A | #N/A
TRUE | QLD | QMGL | Mudgeeraba 33 | Energy Queensland | Shoulder | Coincident | 2018 | ACTUAL_RAW | 4.8249 | 11.5209 | QLD Mudgeeraba 33 | 13 | QLD Blackwater 66 | FALSE | #N/A | #N/A | #N/A | #N/A | #N/A | #N/A | #N/A | #N/A | #N/A | #N/A | Non-coincident Max POE10 |  | Winter | Non-coincident | POE10 | #N/A | #N/A | #N/A | #N/A | #N/A | #N/A | #N/A | #N/A | #N/A | #N/A | #N/A | #N/A | #N/A | #N/A | #N/A | #N/A | #N/A | #N/A | #N/A | #N/A | 78.5319 | 79.7132 | 80.8685 | 82.0059 | 83.0069 | 83.9723 | 84.9069 | 85.9829 | 87.138 | 88.3645 | #N/A | #N/A
TRUE | QLD | QMGL | Mudgeeraba 33 | Energy Queensland | Shoulder | Non-coincident | 2018 | ACTUAL_RAW | 0 | 14.378 | QLD Mudgeeraba 33 | 14 | QLD Bowen North | FALSE | #N/A | #N/A | #N/A | #N/A | #N/A | #N/A | #N/A | #N/A | #N/A | #N/A | Non-coincident Max POE50 |  | Winter | Non-coincident | POE50 | #N/A | #N/A | #N/A | #N/A | #N/A | #N/A | #N/A | #N/A | #N/A | #N/A | #N/A | #N/A | #N/A | #N/A | #N/A | #N/A | #N/A | #N/A | #N/A | #N/A | 75.4659 | 76.6019 | 77.7132 | 78.8065 | 79.7634 | 80.6847 | 81.5753 | 82.6066 | 83.717 | 84.8989 | #N/A | #N/A
TRUE | QLD | QMGL | Mudgeeraba 33 | Energy Queensland | Shoulder | Non-coincident | 2018 | ACTUAL_OPG | 0 | 14.378 | QLD Mudgeeraba 33 | 15 | QLD Bulli Creek | FALSE | #N/A | #N/A | #N/A | #N/A | #N/A | #N/A | #N/A | #N/A | #N/A | #N/A | Non-coincident Max Actual |  | Shoulder | Non-coincident | ACTUAL_OPG | #N/A | #N/A | #N/A | #N/A | #N/A | #N/A | #N/A | #N/A | #N/A | #N/A | #N/A | #N/A | #N/A | #N/A | #N/A | #N/A | 65.0862 | 76.0923 | 67.6021 | 82.0429 | #N/A | #N/A | #N/A | #N/A | #N/A | #N/A | #N/A | #N/A | #N/A | #N/A | #N/A | #N/A
TRUE | QLD | QMGL | Mudgeeraba 33 | Energy Queensland | Shoulder | Non-coincident | 2018 | ACTUAL_ADJUSTEDOPG | 0.5777 | 14.378 | QLD Mudgeeraba 33 | 16 | QLD Bundamba | FALSE | #N/A | #N/A | #N/A | #N/A | #N/A | #N/A | #N/A | #N/A | #N/A | #N/A | Non-coincident Max Actual Adj |  | Shoulder | Non-coincident | ACTUAL_ADJUSTEDOPG | #N/A | #N/A | #N/A | #N/A | #N/A | #N/A | #N/A | #N/A | #N/A | #N/A | #N/A | #N/A | #N/A | #N/A | #N/A | #N/A | 65.0862 | 76.0923 | 67.6021 | 82.0429 | #N/A | #N/A | #N/A | #N/A | #N/A | #N/A | #N/A | #N/A | #N/A | #N/A | #N/A | #N/A
TRUE | QLD | QMGL | Mudgeeraba 33 | Energy Queensland | Shoulder | Coincident | 2019 | ACTUAL_OPG | 0.98397 | 10.5276 | QLD Mudgeeraba 33 | 17 | QLD Cairns | FALSE | #N/A | #N/A | #N/A | #N/A | #N/A | #N/A | #N/A | #N/A | #N/A | #N/A | Non-coincident Max POE10 |  | Shoulder | Non-coincident | POE10 | #N/A | #N/A | #N/A | #N/A | #N/A | #N/A | #N/A | #N/A | #N/A | #N/A | #N/A | #N/A | #N/A | #N/A | #N/A | #N/A | #N/A | #N/A | #N/A | #N/A | 77.1971 | 78.3326 | 79.4559 | 80.5004 | 81.4674 | 82.4065 | 83.3937 | 84.5008 | 85.6865 | 86.9013 | #N/A | #N/A
TRUE | QLD | QMGL | Mudgeeraba 33 | Energy Queensland | Shoulder | Coincident | 2019 | ACTUAL_RAW | 0.98397 | 10.5276 | QLD Mudgeeraba 33 | 18 | QLD Cairns City | FALSE | #N/A | #N/A | #N/A | #N/A | #N/A | #N/A | #N/A | #N/A | #N/A | #N/A | Non-coincident Max POE50 |  | Shoulder | Non-coincident | POE50 | #N/A | #N/A | #N/A | #N/A | #N/A | #N/A | #N/A | #N/A | #N/A | #N/A | #N/A | #N/A | #N/A | #N/A | #N/A | #N/A | #N/A | #N/A | #N/A | #N/A | 71.9382 | 72.9982 | 74.047 | 75.0169 | 75.9093 | 76.7738 | 77.6859 | 78.7175 | 79.8278 | 80.9671 | #N/A | #N/A
TRUE | QLD | QMGL | Mudgeeraba 33 | Energy Queensland | Shoulder | Non-coincident | 2019 | ACTUAL_RAW | -0.47513 | 19.3559 | QLD Mudgeeraba 33 | 19 | QLD Cardwell | FALSE | #N/A | #N/A | #N/A | #N/A | #N/A | #N/A | #N/A | #N/A | #N/A | #N/A | MINIMUM (MW)
TRUE | QLD | QMGL | Mudgeeraba 33 | Energy Queensland | Shoulder | Non-coincident | 2019 | ACTUAL_OPG | -0.47513 | 19.3559 | QLD Mudgeeraba 33 | 20 | QLD Chinchilla | FALSE | #N/A | #N/A | #N/A | #N/A | #N/A | #N/A | #N/A | #N/A | #N/A | #N/A | Non-coincident Min Actual |  | Summer | Non-coincident | ACTUAL_OPG | #N/A | #N/A | #N/A | #N/A | #N/A | #N/A | #N/A | #N/A | #N/A | #N/A | #N/A | #N/A | #N/A | #N/A | #N/A | #N/A | 22.2031 | 17.0136 | 6.5328 | 12.0025 | #N/A | #N/A | #N/A | #N/A | #N/A | #N/A | #N/A | #N/A | #N/A | #N/A | #N/A | #N/A
TRUE | QLD | QMGL | Mudgeeraba 33 | Energy Queensland | Shoulder | Non-coincident | 2019 | ACTUAL_ADJUSTEDOPG | -0.47513 | 15.6671 | QLD Mudgeeraba 33 | 21 | QLD Clare | FALSE | #N/A | #N/A | #N/A | #N/A | #N/A | #N/A | #N/A | #N/A | #N/A | #N/A | Non-coincident Min Actual Adj |  | Summer | Non-coincident | ACTUAL_ADJUSTEDOPG | #N/A | #N/A | #N/A | #N/A | #N/A | #N/A | #N/A | #N/A | #N/A | #N/A | #N/A | #N/A | #N/A | #N/A | #N/A | #N/A | 22.2031 | 17.0136 | 6.5328 | 12.0025 | #N/A | #N/A | #N/A | #N/A | #N/A | #N/A | #N/A | #N/A | #N/A | #N/A | #N/A | #N/A
TRUE | QLD | QMGL | Mudgeeraba 33 | Energy Queensland | Shoulder | Non-coincident | 2019 | BASEYEARPOE90 | -1.7298 | NA | QLD Mudgeeraba 33 | 22 | QLD Collinsville North | FALSE | #N/A | #N/A | #N/A | #N/A | #N/A | #N/A | #N/A | #N/A | #N/A | #N/A | Non-coincident Min POE50 |  | Summer | Non-coincident | POE50 | #N/A | #N/A | #N/A | #N/A | #N/A | #N/A | #N/A | #N/A | #N/A | #N/A | #N/A | #N/A | #N/A | #N/A | #N/A | #N/A | #N/A | #N/A | #N/A | #N/A | 4.3292 | 0.63006 | -3.6135 | -5.0179 | -5.5812 | -6.1755 | -6.7485 | -7.1559 | -7.4703 | -7.6029 | #N/A | #N/A
TRUE | QLD | QMGL | Mudgeeraba 33 | Energy Queensland | Shoulder | Non-coincident | 2019 | BASEYEARPOE50 | -0.89641 | 14.1012 | QLD Mudgeeraba 33 | 23 | QLD Columboola | FALSE | #N/A | #N/A | #N/A | #N/A | #N/A | #N/A | #N/A | #N/A | #N/A | #N/A | Non-coincident Min POE90 |  | Summer | Non-coincident | POE90 | #N/A | #N/A | #N/A | #N/A | #N/A | #N/A | #N/A | #N/A | #N/A | #N/A | #N/A | #N/A | #N/A | #N/A | #N/A | #N/A | #N/A | #N/A | #N/A | #N/A | -0.42079 | -4.188 | -8.4989 | -9.9707 | -10.6014 | -11.263 | -11.9038 | -12.3795 | -12.762 | -12.9628 | #N/A | #N/A
TRUE | QLD | QMGL | Mudgeeraba 33 | Energy Queensland | Shoulder | Coincident | 2020 | ACTUAL_OPG | 0.3245 | 14.0786 | QLD Mudgeeraba 33 | 24 | QLD Dysart | FALSE | #N/A | #N/A | #N/A | #N/A | #N/A | #N/A | #N/A | #N/A | #N/A | #N/A | Non-coincident Min Actual |  | Winter | Non-coincident | ACTUAL_OPG | #N/A | #N/A | #N/A | #N/A | #N/A | #N/A | #N/A | #N/A | #N/A | #N/A | #N/A | #N/A | #N/A | #N/A | #N/A | #N/A | 16.6388 | 17.5754 | 14.1255 | 14.3731 | #N/A | #N/A | #N/A | #N/A | #N/A | #N/A | #N/A | #N/A | #N/A | #N/A | #N/A | #N/A
TRUE | QLD | QMGL | Mudgeeraba 33 | Energy Queensland | Shoulder | Coincident | 2020 | ACTUAL_RAW | 0.3245 | 14.0786 | QLD Mudgeeraba 33 | 25 | QLD Edmonton | FALSE | #N/A | #N/A | #N/A | #N/A | #N/A | #N/A | #N/A | #N/A | #N/A | #N/A | Non-coincident Min Actual Adj |  | Winter | Non-coincident | ACTUAL_ADJUSTEDOPG | #N/A | #N/A | #N/A | #N/A | #N/A | #N/A | #N/A | #N/A | #N/A | #N/A | #N/A | #N/A | #N/A | #N/A | #N/A | #N/A | #N/A | 17.5754 | 14.1255 | 14.3731 | #N/A | #N/A | #N/A | #N/A | #N/A | #N/A | #N/A | #N/A | #N/A | #N/A | #N/A | #N/A
TRUE | QLD | QMGL | Mudgeeraba 33 | Energy Queensland | Shoulder | Non-coincident | 2020 | ACTUAL_RAW | -2.0204 | 14.1549 | QLD Mudgeeraba 33 | 26 | QLD El Arish | FALSE | #N/A | #N/A | #N/A | #N/A | #N/A | #N/A | #N/A | #N/A | #N/A | #N/A | Non-coincident Min POE50 |  | Winter | Non-coincident | POE50 | #N/A | #N/A | #N/A | #N/A | #N/A | #N/A | #N/A | #N/A | #N/A | #N/A | #N/A | #N/A | #N/A | #N/A | #N/A | #N/A | #N/A | #N/A | #N/A | #N/A | 14.0284 | 12.1671 | 7.7759 | 4.9194 | 4.2784 | 3.8557 | 3.2679 | 2.879 | 2.6022 | 2.4356 | #N/A | #N/A
TRUE | QLD | QMGL | Mudgeeraba 33 | Energy Queensland | Shoulder | Non-coincident | 2020 | ACTUAL_OPG | -2.0204 | 14.1549 | QLD Mudgeeraba 33 | 27 | QLD Gin Gin | FALSE | #N/A | #N/A | #N/A | #N/A | #N/A | #N/A | #N/A | #N/A | #N/A | #N/A | Non-coincident Min POE90 |  | Winter | Non-coincident | POE90 | #N/A | #N/A | #N/A | #N/A | #N/A | #N/A | #N/A | #N/A | #N/A | #N/A | #N/A | #N/A | #N/A | #N/A | #N/A | #N/A | #N/A | #N/A | #N/A | #N/A | 11.2205 | 9.3178 | 4.8863 | 1.9894 | 1.308 | 0.84498 | 0.21679 | -0.21303 | -0.53069 | -0.73813 | #N/A | #N/A
TRUE | QLD | QMGL | Mudgeeraba 33 | Energy Queensland | Shoulder | Non-coincident | 2020 | ACTUAL_ADJUSTEDOPG | -2.0204 | 14.1549 | QLD Mudgeeraba 33 | 28 | QLD Gladstone Mesh | FALSE | #N/A | #N/A | #N/A | #N/A | #N/A | #N/A | #N/A | #N/A | #N/A | #N/A | Non-coincident Min Actual |  | Shoulder | Non-coincident | ACTUAL_OPG | #N/A | #N/A | #N/A | #N/A | #N/A | #N/A | #N/A | #N/A | #N/A | #N/A | #N/A | #N/A | #N/A | #N/A | #N/A | #N/A | 14.2825 | 9.7751 | 8.5458 | 6.8838 | #N/A | #N/A | #N/A | #N/A | #N/A | #N/A | #N/A | #N/A | #N/A | #N/A | #N/A | #N/A
TRUE | QLD | QMGL | Mudgeeraba 33 | Energy Queensland | Shoulder | Coincident_unreconciled | 2021 | POE90 | 0.2934 | NA | QLD Mudgeeraba 33 | 29 | QLD Goodna | FALSE | #N/A | #N/A | #N/A | #N/A | #N/A | #N/A | #N/A | #N/A | #N/A | #N/A | Non-coincident Min Actual Adj |  | Shoulder | Non-coincident | ACTUAL_ADJUSTEDOPG | #N/A | #N/A | #N/A | #N/A | #N/A | #N/A | #N/A | #N/A | #N/A | #N/A | #N/A | #N/A | #N/A | #N/A | #N/A | #N/A | 14.2825 | 9.7751 | 8.5458 | 6.8838 | #N/A | #N/A | #N/A | #N/A | #N/A | #N/A | #N/A | #N/A | #N/A | #N/A | #N/A | #N/A
TRUE | QLD | QMGL | Mudgeeraba 33 | Energy Queensland | Shoulder | Coincident_unreconciled | 2021 | POE50 | 0.98245 | NA | QLD Mudgeeraba 33 | 30 | QLD Ingham | FALSE | #N/A | #N/A | #N/A | #N/A | #N/A | #N/A | #N/A | #N/A | #N/A | #N/A | Non-coincident Min POE50 |  | Shoulder | Non-coincident | POE50 | #N/A | #N/A | #N/A | #N/A | #N/A | #N/A | #N/A | #N/A | #N/A | #N/A | #N/A | #N/A | #N/A | #N/A | #N/A | #N/A | #N/A | #N/A | #N/A | #N/A | 5.0472 | 1.3339 | -2.9358 | -4.5821 | -5.2214 | -5.8743 | -6.5055 | -6.9929 | -7.3876 | -7.6002 | #N/A | #N/A
TRUE | QLD | QMGL | Mudgeeraba 33 | Energy Queensland | Shoulder | Non-coincident | 2021 | POE90 | -3.3134 | NA | QLD Mudgeeraba 33 | 31 | QLD Innisfail | FALSE | #N/A | #N/A | #N/A | #N/A | #N/A | #N/A | #N/A | #N/A | #N/A | #N/A | Non-coincident Min POE90 |  | Shoulder | Non-coincident | POE90 | #N/A | #N/A | #N/A | #N/A | #N/A | #N/A | #N/A | #N/A | #N/A | #N/A | #N/A | #N/A | #N/A | #N/A | #N/A | #N/A | #N/A | #N/A | #N/A | #N/A | -2.2853 | -6.1038 | -10.4775 | -12.2277 | -12.9711 | -13.7279 | -14.4638 | -15.0566 | -15.5565 | -15.8743 | #N/A | #N/A
TRUE | QLD | QMGL | Mudgeeraba 33 | Energy Queensland | Shoulder | Non-coincident | 2021 | POE50 | -1.9825 | 14.2012 | QLD Mudgeeraba 33 | 32 | QLD Kamerunga | FALSE | #N/A | #N/A | #N/A | #N/A | #N/A | #N/A | #N/A | #N/A | #N/A | #N/A
TRUE | QLD | QMGL | Mudgeeraba 33 | Energy Queensland | Shoulder | Coincident_unreconciled | 2022 | POE90 | 0.27258 | NA | QLD Mudgeeraba 33 | 33 | QLD Lilyvale 132 | FALSE | #N/A | #N/A | #N/A | #N/A | #N/A | #N/A | #N/A | #N/A | #N/A | #N/A
TRUE | QLD | QMGL | Mudgeeraba 33 | Energy Queensland | Shoulder | Coincident_unreconciled | 2022 | POE50 | 0.91275 | NA | QLD Mudgeeraba 33 | 34 | QLD Lilyvale 66 | FALSE | #N/A | #N/A | #N/A | #N/A | #N/A | #N/A | #N/A | #N/A | #N/A | #N/A | [17 empty] | SUMMER (MW) |  |  |  | 2016/17 | 2017/18 | 2018/19 | 2019/20 | 2020/21 | 2021/22 | 2022/23 | 2023/24 | 2024/25 | 2025/26 | 2026/27 | 2027/28 | 2028/29 | 2029/30 | Linear growth rate (MW/yr)
TRUE | QLD | QMGL | Mudgeeraba 33 | Energy Queensland | Shoulder | Non-coincident | 2022 | POE90 | -3.5485 | NA | QLD Mudgeeraba 33 | 35 | QLD Loganlea 110 | FALSE | #N/A | #N/A | #N/A | #N/A | #N/A | #N/A | #N/A | #N/A | #N/A | #N/A | [17 empty] | Non-coincident Max Actual |  |  |  | 2016/17: 102.0874; 2017/18: 98.7383; 2018/19: 104.936; 2019/20: 102.0052
TRUE | QLD | QMGL | Mudgeeraba 33 | Energy Queensland | Shoulder | Non-coincident | 2022 | POE50 | -2.1231 | 14.2996 | QLD Mudgeeraba 33 | 36 | QLD Loganlea 33 | FALSE | #N/A | #N/A | #N/A | #N/A | #N/A | #N/A | #N/A | #N/A | #N/A | #N/A | [17 empty] | Non-coincident Max Actual Adj |  |  |  | 2016/17: 102.0874; 2017/18: 98.7383; 2018/19: 104.936; 2019/20: 102.0052
TRUE | QLD | QMGL | Mudgeeraba 33 | Energy Queensland | Shoulder | Coincident_unreconciled | 2023 | POE90 | 0.25325 | NA | QLD Mudgeeraba 33 | 37 | QLD Mackay | FALSE | #N/A | #N/A | #N/A | #N/A | #N/A | #N/A | #N/A | #N/A | #N/A | #N/A | [17 empty] | Non-coincident Max POE10 | [7 empty] | 105.8148 | 107.3475 | 108.8591 | 110.3331 | 111.77 | 113.2024 | 114.7086 | 116.3351 | 118.0532 | 119.8231 | 1.5331
TRUE | QLD | QMGL | Mudgeeraba 33 | Energy Queensland | Shoulder | Coincident_unreconciled | 2023 | POE50 | 0.848 | NA | QLD Mudgeeraba 33 | 38 | QLD Middle Ridge (Ergon) | FALSE | #N/A | #N/A | #N/A | #N/A | #N/A | #N/A | #N/A | #N/A | #N/A | #N/A | [17 empty] | Non-coincident Max POE50 | [7 empty] | 95.7251 | 97.7976 | 99.5032 | 102.1085 | 103.4809 | 104.892 | 105.8113 | 107.2958 | 109.0289 | 110.1727 | 1.5766
TRUE | QLD | QMGL | Mudgeeraba 33 | Energy Queensland | Shoulder | Non-coincident | 2023 | POE90 | -3.8002 | NA | QLD Mudgeeraba 33 | 39 | QLD Molendinar | FALSE | #N/A | #N/A | #N/A | #N/A | #N/A | #N/A | #N/A | #N/A | #N/A | #N/A | [17 empty] | WINTER (MW) |  |  |  | 2016 | 2017 | 2018 | 2019 | 2020 | 2021 | 2022 | 2023 | 2024 | 2025 | 2026 | 2027 | 2028 | 2029 | Linear growth rate (MW/yr)
TRUE | QLD | QMGL | Mudgeeraba 33 | Energy Queensland | Shoulder | Non-coincident | 2023 | POE50 | -2.2737 | 14.3978 | QLD Mudgeeraba 33 | 40 | QLD Moranbah 11 | FALSE | #N/A | #N/A | #N/A | #N/A | #N/A | #N/A | #N/A | #N/A | #N/A | #N/A | [17 empty] | Non-coincident Max Actual |  |  |  | 2016: 73.9946; 2017: 74.0195; 2018: 78.6784; 2019: 75.5425
TRUE | QLD | QMGL | Mudgeeraba 33 | Energy Queensland | Shoulder | Coincident_unreconciled | 2024 | POE90 | 0.23528 | NA | QLD Mudgeeraba 33 | 41 | QLD Moranbah 132 | FALSE | #N/A | #N/A | #N/A | #N/A | #N/A | #N/A | #N/A | #N/A | #N/A | #N/A | [17 empty] | Non-coincident Max Actual Adj |  |  |  | 2017: 74.0195; 2018: 78.6784; 2019: 75.5425
TRUE | QLD | QMGL | Mudgeeraba 33 | Energy Queensland | Shoulder | Coincident_unreconciled | 2024 | POE50 | 0.78783 | NA | QLD Mudgeeraba 33 | 42 | QLD Moranbah 66 | FALSE | #N/A | #N/A | #N/A | #N/A | #N/A | #N/A | #N/A | #N/A | #N/A | #N/A | [17 empty] | Non-coincident Max POE10 | [7 empty] | 78.5319 | 79.7132 | 80.8685 | 82.0059 | 83.0069 | 83.9723 | 84.9069 | 85.9829 | 87.138 | 88.3645 | 1.0649
TRUE | QLD | QMGL | Mudgeeraba 33 | Energy Queensland | Shoulder | Non-coincident | 2024 | POE90 | -4.0698 | NA | QLD Mudgeeraba 33 | 43 | QLD Moura | FALSE | #N/A | #N/A | #N/A | #N/A | #N/A | #N/A | #N/A | #N/A | #N/A | #N/A | [17 empty] | Non-coincident Max POE50 | [7 empty] | 75.4659 | 76.6019 | 77.7132 | 78.8065 | 79.7634 | 80.6847 | 81.5753 | 82.6066 | 83.717 | 84.8989 | 1.0206
TRUE | QLD | QMGL | Mudgeeraba 33 | Energy Queensland | Shoulder | Non-coincident | 2024 | POE50 | -2.435 | 14.4959 | QLD Mudgeeraba 33 | 44 | QLD Mudgeeraba 110 | FALSE | #N/A | #N/A | #N/A | #N/A | #N/A | #N/A | #N/A | #N/A | #N/A | #N/A | [17 empty] | SHOULDER (MW) |  |  |  | 2016/17 | 2017/18 | 2018/19 | 2019/20 | 2020/21 | 2021/22 | 2022/23 | 2023/24 | 2024/25 | 2025/26 | 2026/27 | 2027/28 | 2028/29 | 2029/30 | Linear growth rate (MW/yr)
TRUE | QLD | QMGL | Mudgeeraba 33 | Energy Queensland | Shoulder | Coincident_unreconciled | 2025 | POE90 | 0.21859 | NA | QLD Mudgeeraba 33 | 45 | QLD Mudgeeraba 33 | FALSE | #N/A | #N/A | #N/A | #N/A | #N/A | #N/A | #N/A | #N/A | #N/A | #N/A | [17 empty] | Non-coincident Max Actual |  |  |  | 2016/17: 65.0862; 2017/18: 76.0923; 2018/19: 67.6021; 2019/20: 82.0429
TRUE | QLD | QMGL | Mudgeeraba 33 | Energy Queensland | Shoulder | Coincident_unreconciled | 2025 | POE50 | 0.73194 | NA | QLD Mudgeeraba 33 | 46 | QLD Murarrie (Belmont) | FALSE | #N/A | #N/A | #N/A | #N/A | #N/A | #N/A | #N/A | #N/A | #N/A | #N/A | [17 empty] | Non-coincident Max Actual Adj |  |  |  | 2016/17: 65.0862; 2017/18: 76.0923; 2018/19: 67.6021; 2019/20: 82.0429
TRUE | QLD | QMGL | Mudgeeraba 33 | Energy Queensland | Shoulder | Non-coincident | 2025 | POE90 | -4.3586 | NA | QLD Mudgeeraba 33 | 47 | QLD Nebo | FALSE | #N/A | #N/A | #N/A | #N/A | #N/A | #N/A | #N/A | #N/A | #N/A | #N/A | [17 empty] | Non-coincident Max POE10 | [7 empty] | 77.1971 | 78.3326 | 79.4559 | 80.5004 | 81.4674 | 82.4065 | 83.3937 | 84.5008 | 85.6865 | 86.9013 | 1.0525
TRUE | QLD | QMGL | Mudgeeraba 33 | Energy Queensland | Shoulder | Non-coincident | 2025 | POE50 | -2.6078 | 14.594 | QLD Mudgeeraba 33 | 48 | QLD Newlands | FALSE | #N/A | #N/A | #N/A | #N/A | #N/A | #N/A | #N/A | #N/A | #N/A | #N/A | [17 empty] | Non-coincident Max POE50 | [7 empty] | 71.9382 | 72.9982 | 74.047 | 75.0169 | 75.9093 | 76.7738 | 77.6859 | 78.7175 | 79.8278 | 80.9671 | 0.97752
TRUE | QLD | QMGL | Mudgeeraba 33 | Energy Queensland | Shoulder | Coincident_unreconciled | 2026 | POE90 | 0.20308 | NA | QLD Mudgeeraba 33 | 49 | QLD Oakey | FALSE | #N/A | #N/A | #N/A | #N/A | #N/A | #N/A | #N/A | #N/A | #N/A | #N/A
TRUE | QLD | QMGL | Mudgeeraba 33 | Energy Queensland | Shoulder | Coincident_unreconciled | 2026 | POE50 | 0.68001 | NA | QLD Mudgeeraba 33 | 50 | QLD Palmwoods | FALSE | #N/A | #N/A | #N/A | #N/A | #N/A | #N/A | #N/A | #N/A | #N/A | #N/A
TRUE | QLD | QMGL | Mudgeeraba 33 | Energy Queensland | Shoulder | Non-coincident | 2026 | POE90 | -4.6678 | NA | QLD Mudgeeraba 33 | 51 | QLD Pioneer Valley | FALSE | #N/A | #N/A | #N/A | #N/A | #N/A | #N/A | #N/A | #N/A | #N/A | #N/A |  |  |  |  | SUMMER | 2000/01 | 2001/02 | 2002/03 | 2003/04 | 2004/05 | 2005/06 | 2006/07 | 2007/08 | 2008/09 | 2009/10 | 2010/11 | 2011/12 | 2012/13 | 2013/14 | 2014/15 | 2015/16 | 2016/17 | 2017/18 | 2018/19 | 2019/20 | 2020/21 | 2021/22 | 2022/23 | 2023/24 | 2024/25 | 2025/26 | 2026/27 | 2027/28 | 2028/29 | 2029/30 | 2030/31 | 2031/32
TRUE | QLD | QMGL | Mudgeeraba 33 | Energy Queensland | Shoulder | Non-coincident | 2026 | POE50 | -2.7928 | 14.6921 | QLD Mudgeeraba 33 | 52 | QLD Proserpine | FALSE | #N/A | #N/A | #N/A | #N/A | #N/A | #N/A | #N/A | #N/A | #N/A | #N/A |  |  |  |  | ACTUAL_OPG | #N/A | #N/A | #N/A | #N/A | #N/A | #N/A | #N/A | #N/A | #N/A | #N/A | #N/A | #N/A | #N/A | #N/A | #N/A | #N/A | 102.0874 | 98.7383 | 104.936 | 102.0052 | #N/A | #N/A | #N/A | #N/A | #N/A | #N/A | #N/A | #N/A | #N/A | #N/A | #N/A | #N/A
TRUE | QLD | QMGL | Mudgeeraba 33 | Energy Queensland | Shoulder | Coincident_unreconciled | 2027 | POE90 | 0.18867 | NA | QLD Mudgeeraba 33 | 53 | QLD Redbank Plains | FALSE | #N/A | #N/A | #N/A | #N/A | #N/A | #N/A | #N/A | #N/A | #N/A | #N/A |  |  |  |  | ACTUAL_ADJUSTEDOPG | #N/A | #N/A | #N/A | #N/A | #N/A | #N/A | #N/A | #N/A | #N/A | #N/A | #N/A | #N/A | #N/A | #N/A | #N/A | #N/A | 102.0874 | 98.7383 | 104.936 | 102.0052 | #N/A | #N/A | #N/A | #N/A | #N/A | #N/A | #N/A | #N/A | #N/A | #N/A | #N/A | #N/A
TRUE | QLD | QMGL | Mudgeeraba 33 | Energy Queensland | Shoulder | Coincident_unreconciled | 2027 | POE50 | 0.63177 | NA | QLD Mudgeeraba 33 | 54 | QLD Richlands | FALSE | #N/A | #N/A | #N/A | #N/A | #N/A | #N/A | #N/A | #N/A | #N/A | #N/A |  |  |  |  | POE10 | #N/A | #N/A | #N/A | #N/A | #N/A | #N/A | #N/A | #N/A | #N/A | #N/A | #N/A | #N/A | #N/A | #N/A | #N/A | #N/A | #N/A | #N/A | #N/A | #N/A | 105.8148 | 107.3475 | 108.8591 | 110.3331 | 111.77 | 113.2024 | 114.7086 | 116.3351 | 118.0532 | 119.8231 | #N/A | #N/A
TRUE | QLD | QMGL | Mudgeeraba 33 | Energy Queensland | Shoulder | Non-coincident | 2027 | POE90 | -4.9989 | NA | QLD Mudgeeraba 33 | 55 | QLD Rockhampton Mesh | FALSE | #N/A | #N/A | #N/A | #N/A | #N/A | #N/A | #N/A | #N/A | #N/A | #N/A |  |  |  |  | POE50 | #N/A | #N/A | #N/A | #N/A | #N/A | #N/A | #N/A | #N/A | #N/A | #N/A | #N/A | #N/A | #N/A | #N/A | #N/A | #N/A | #N/A | #N/A | #N/A | #N/A | 95.7251 | 97.7976 | 99.5032 | 102.1085 | 103.4809 | 104.892 | 105.8113 | 107.2958 | 109.0289 | 110.1727 | #N/A | #N/A
TRUE | QLD | QMGL | Mudgeeraba 33 | Energy Queensland | Shoulder | Non-coincident | 2027 | POE50 | -2.9909 | 14.7908 | QLD Mudgeeraba 33 | 56 | QLD Rocklea (Archerfield) | FALSE | #N/A | #N/A | #N/A | #N/A | #N/A | #N/A | #N/A | #N/A | #N/A | #N/A
TRUE | QLD | QMGL | Mudgeeraba 33 | Energy Queensland | Shoulder | Coincident_unreconciled | 2028 | POE90 | 0.17529 | NA | QLD Mudgeeraba 33 | 57 | QLD Ross | FALSE | #N/A | #N/A | #N/A | #N/A | #N/A | #N/A | #N/A | #N/A | #N/A | #N/A |  |  |  |  | WINTER | 2000 | 2001 | 2002 | 2003 | 2004 | 2005 | 2006 | 2007 | 2008 | 2009 | 2010 | 2011 | 2012 | 2013 | 2014 | 2015 | 2016 | 2017 | 2018 | 2019 | 2020 | 2021 | 2022 | 2023 | 2024 | 2025 | 2026 | 2027 | 2028 | 2029 | 2030 | 2031
TRUE | QLD | QMGL | Mudgeeraba 33 | Energy Queensland | Shoulder | Coincident_unreconciled | 2028 | POE50 | 0.58695 | NA | QLD Mudgeeraba 33 | 58 | QLD Runcorn | FALSE | #N/A | #N/A | #N/A | #N/A | #N/A | #N/A | #N/A | #N/A | #N/A | #N/A |  |  |  |  | ACTUAL_OPG | #N/A | #N/A | #N/A | #N/A | #N/A | #N/A | #N/A | #N/A | #N/A | #N/A | #N/A | #N/A | #N/A | #N/A | #N/A | #N/A | 73.9946 | 74.0195 | 78.6784 | 75.5425 | #N/A | #N/A | #N/A | #N/A | #N/A | #N/A | #N/A | #N/A | #N/A | #N/A | #N/A | #N/A
TRUE | QLD | QMGL | Mudgeeraba 33 | Energy Queensland | Shoulder | Non-coincident | 2028 | POE90 | -5.3536 | NA | QLD Mudgeeraba 33 | 59 | QLD South Pine | FALSE | #N/A | #N/A | #N/A | #N/A | #N/A | #N/A | #N/A | #N/A | #N/A | #N/A |  |  |  |  | ACTUAL_ADJUSTEDOPG | #N/A | #N/A | #N/A | #N/A | #N/A | #N/A | #N/A | #N/A | #N/A | #N/A | #N/A | #N/A | #N/A | #N/A | #N/A | #N/A | #N/A | 74.0195 | 78.6784 | 75.5425 | #N/A | #N/A | #N/A | #N/A | #N/A | #N/A | #N/A | #N/A | #N/A | #N/A | #N/A | #N/A
TRUE | QLD | QMGL | Mudgeeraba 33 | Energy Queensland | Shoulder | Non-coincident | 2028 | POE50 | -3.2031 | 14.8898 | QLD Mudgeeraba 33 | 60 | QLD Stony Creek | FALSE | #N/A | #N/A | #N/A | #N/A | #N/A | #N/A | #N/A | #N/A | #N/A | #N/A |  |  |  |  | POE10 | #N/A | #N/A | #N/A | #N/A | #N/A | #N/A | #N/A | #N/A | #N/A | #N/A | #N/A | #N/A | #N/A | #N/A | #N/A | #N/A | #N/A | #N/A | #N/A | #N/A | 78.5319 | 79.7132 | 80.8685 | 82.0059 | 83.0069 | 83.9723 | 84.9069 | 85.9829 | 87.138 | 88.3645 | #N/A | #N/A
TRUE | QLD | QMGL | Mudgeeraba 33 | Energy Queensland | Shoulder | Coincident_unreconciled | 2029 | POE90 | 0.16285 | NA | QLD Mudgeeraba 33 | 61 | QLD Sumner | FALSE | #N/A | #N/A | #N/A | #N/A | #N/A | #N/A | #N/A | #N/A | #N/A | #N/A |  |  |  |  | POE50 | #N/A | #N/A | #N/A | #N/A | #N/A | #N/A | #N/A | #N/A | #N/A | #N/A | #N/A | #N/A | #N/A | #N/A | #N/A | #N/A | #N/A | #N/A | #N/A | #N/A | 75.4659 | 76.6019 | 77.7132 | 78.8065 | 79.7634 | 80.6847 | 81.5753 | 82.6066 | 83.717 | 84.8989 | #N/A | #N/A
TRUE | QLD | QMGL | Mudgeeraba 33 | Energy Queensland | Shoulder | Coincident_unreconciled | 2029 | POE50 | 0.54531 | NA | QLD Mudgeeraba 33 | 62 | QLD Tangkam | FALSE | #N/A | #N/A | #N/A | #N/A | #N/A | #N/A | #N/A | #N/A | #N/A | #N/A
TRUE | QLD | QMGL | Mudgeeraba 33 | Energy Queensland | Shoulder | Non-coincident | 2029 | POE90 | -5.7334 | NA | QLD Mudgeeraba 33 | 63 | QLD Tarong | FALSE | #N/A | #N/A | #N/A | #N/A | #N/A | #N/A | #N/A | #N/A | #N/A | #N/A |  |  |  |  | SHOULDER | 2000/01 | 2001/02 | 2002/03 | 2003/04 | 2004/05 | 2005/06 | 2006/07 | 2007/08 | 2008/09 | 2009/10 | 2010/11 | 2011/12 | 2012/13 | 2013/14 | 2014/15 | 2015/16 | 2016/17 | 2017/18 | 2018/19 | 2019/20 | 2020/21 | 2021/22 | 2022/23 | 2023/24 | 2024/25 | 2025/26 | 2026/27 | 2027/28 | 2028/29 | 2029/30 | 2030/31 | 2031/32
TRUE | QLD | QMGL | Mudgeeraba 33 | Energy Queensland | Shoulder | Non-coincident | 2029 | POE50 | -3.4304 | 14.9888 | QLD Mudgeeraba 33 | 64 | QLD Teebar Creek | FALSE | #N/A | #N/A | #N/A | #N/A | #N/A | #N/A | #N/A | #N/A | #N/A | #N/A |  |  |  |  | ACTUAL_OPG | #N/A | #N/A | #N/A | #N/A | #N/A | #N/A | #N/A | #N/A | #N/A | #N/A | #N/A | #N/A | #N/A | #N/A | #N/A | #N/A | 65.0862 | 76.0923 | 67.6021 | 82.0429 | #N/A | #N/A | #N/A | #N/A | #N/A | #N/A | #N/A | #N/A | #N/A | #N/A | #N/A | #N/A
TRUE | QLD | QMGL | Mudgeeraba 33 | Energy Queensland | Shoulder | Coincident_unreconciled | 2030 | POE90 | 0.1513 | NA | QLD Mudgeeraba 33 | 65 | QLD Tennyson | FALSE | #N/A | #N/A | #N/A | #N/A | #N/A | #N/A | #N/A | #N/A | #N/A | #N/A |  |  |  |  | ACTUAL_ADJUSTEDOPG | #N/A | #N/A | #N/A | #N/A | #N/A | #N/A | #N/A | #N/A | #N/A | #N/A | #N/A | #N/A | #N/A | #N/A | #N/A | #N/A | 65.0862 | 76.0923 | 67.6021 | 82.0429 | #N/A | #N/A | #N/A | #N/A | #N/A | #N/A | #N/A | #N/A | #N/A | #N/A | #N/A | #N/A
TRUE | QLD | QMGL | Mudgeeraba 33 | Energy Queensland | Shoulder | Coincident_unreconciled | 2030 | POE50 | 0.50662 | NA | QLD Mudgeeraba 33 | 66 | QLD Townsville Mesh | FALSE | #N/A | #N/A | #N/A | #N/A | #N/A | #N/A | #N/A | #N/A | #N/A | #N/A |  |  |  |  | POE10 | #N/A | #N/A | #N/A | #N/A | #N/A | #N/A | #N/A | #N/A | #N/A | #N/A | #N/A | #N/A | #N/A | #N/A | #N/A | #N/A | #N/A | #N/A | #N/A | #N/A | 77.1971 | 78.3326 | 79.4559 | 80.5004 | 81.4674 | 82.4065 | 83.3937 | 84.5008 | 85.6865 | 86.9013 | #N/A | #N/A
TRUE | QLD | QMGL | Mudgeeraba 33 | Energy Queensland | Shoulder | Non-coincident | 2030 | POE90 | -6.1401 | NA | QLD Mudgeeraba 33 | 67 | QLD Tully | FALSE | #N/A | #N/A | #N/A | #N/A | #N/A | #N/A | #N/A | #N/A | #N/A | #N/A |  |  |  |  | POE50 | #N/A | #N/A | #N/A | #N/A | #N/A | #N/A | #N/A | #N/A | #N/A | #N/A | #N/A | #N/A | #N/A | #N/A | #N/A | #N/A | #N/A | #N/A | #N/A | #N/A | 71.9382 | 72.9982 | 74.047 | 75.0169 | 75.9093 | 76.7738 | 77.6859 | 78.7175 | 79.8278 | 80.9671 | #N/A | #N/A
TRUE | QLD | QMGL | Mudgeeraba 33 | Energy Queensland | Shoulder | Non-coincident | 2030 | POE50 | -3.6737 | 15.0878 | QLD Mudgeeraba 33 | 68 | QLD Turkinje 132 | FALSE | #N/A | #N/A | #N/A | #N/A | #N/A | #N/A | #N/A | #N/A | #N/A | #N/A
TRUE | QLD | QMGL | Mudgeeraba 33 | Energy Queensland | Summer | Coincident | 2017 | ACTUAL_OPG | 5.4018 | 22.6577 | QLD Mudgeeraba 33 | 69 | QLD Turkinje 66 | FALSE | #N/A | #N/A | #N/A | #N/A | #N/A | #N/A | #N/A | #N/A | #N/A | #N/A
TRUE | QLD | QMGL | Mudgeeraba 33 | Energy Queensland | Summer | Coincident | 2017 | ACTUAL_RAW | 5.4018 | 22.6577 | QLD Mudgeeraba 33 | 70 | QLD Woolooga (Energex) | FALSE | #N/A | #N/A | #N/A | #N/A | #N/A | #N/A | #N/A | #N/A | #N/A | #N/A
TRUE | QLD | QMGL | Mudgeeraba 33 | Energy Queensland | Summer | Non-coincident | 2017 | ACTUAL_RAW | 1.4762 | 24.7015 | QLD Mudgeeraba 33 | 71 | QLD Woolooga (Ergon) | FALSE | #N/A | #N/A | #N/A | #N/A | #N/A | #N/A | #N/A | #N/A | #N/A | #N/A
TRUE | QLD | QMGL | Mudgeeraba 33 | Energy Queensland | Summer | Non-coincident | 2017 | ACTUAL_OPG | 1.4762 | 24.7015 | QLD Mudgeeraba 33 | 72 | QLD Woree | FALSE | #N/A | #N/A | #N/A | #N/A | #N/A | #N/A | #N/A | #N/A | #N/A | #N/A
TRUE | QLD | QMGL | Mudgeeraba 33 | Energy Queensland | Summer | Non-coincident | 2017 | ACTUAL_ADJUSTEDOPG | 1.4762 | 24.7015 | QLD Mudgeeraba 33 | 73 | QLD Yarwun - Boat Creek | FALSE | #N/A | #N/A | #N/A | #N/A | #N/A | #N/A | #N/A | #N/A | #N/A | #N/A
TRUE | QLD | QMGL | Mudgeeraba 33 | Energy Queensland | Summer | Coincident | 2018 | ACTUAL_OPG | 4.36 | 19.94 | QLD Mudgeeraba 33 | 74 | 0 | FALSE | #N/A | #N/A | #N/A | #N/A | #N/A | #N/A | #N/A | #N/A | #N/A | #N/A
TRUE | QLD | QMGL | Mudgeeraba 33 | Energy Queensland | Summer | Coincident | 2018 | ACTUAL_RAW | 4.36 | 19.94 | QLD Mudgeeraba 33 | 75 | 0 | FALSE | #N/A | #N/A | #N/A | #N/A | #N/A | #N/A | #N/A | #N/A | #N/A | #N/A
TRUE | QLD | QMGL | Mudgeeraba 33 | Energy Queensland | Summer | Non-coincident | 2018 | ACTUAL_RAW | 1.0798 | 21.7262 | QLD Mudgeeraba 33 | 76 | 0 | FALSE | #N/A | #N/A | #N/A | #N/A | #N/A | #N/A | #N/A | #N/A | #N/A | #N/A
TRUE | QLD | QMGL | Mudgeeraba 33 | Energy Queensland | Summer | Non-coincident | 2018 | ACTUAL_OPG | 1.0798 | 21.7262 | QLD Mudgeeraba 33 | 77 | 0 | FALSE | #N/A | #N/A | #N/A | #N/A | #N/A | #N/A | #N/A | #N/A | #N/A | #N/A
TRUE | QLD | QMGL | Mudgeeraba 33 | Energy Queensland | Summer | Non-coincident | 2018 | ACTUAL_ADJUSTEDOPG | 1.0798 | 21.7262 | QLD Mudgeeraba 33 | 78 | 0 | FALSE | #N/A | #N/A | #N/A | #N/A | #N/A | #N/A | #N/A | #N/A | #N/A | #N/A
TRUE | QLD | QMGL | Mudgeeraba 33 | Energy Queensland | Summer | Coincident | 2019 | ACTUAL_OPG | 5.2143 | 22.6027 | QLD Mudgeeraba 33 | 79 | 0 | FALSE | #N/A | #N/A | #N/A | #N/A | #N/A | #N/A | #N/A | #N/A | #N/A | #N/A
TRUE | QLD | QMGL | Mudgeeraba 33 | Energy Queensland | Summer | Coincident | 2019 | ACTUAL_RAW | 5.2143 | 22.6027 | QLD Mudgeeraba 33 | 80 | 0 | FALSE | #N/A | #N/A | #N/A | #N/A | #N/A | #N/A | #N/A | #N/A | #N/A | #N/A
TRUE | QLD | QMGL | Mudgeeraba 33 | Energy Queensland | Summer | Non-coincident | 2019 | ACTUAL_RAW | -0.49964 | 23.6175 | QLD Mudgeeraba 33 | 81 | 0 | FALSE | #N/A | #N/A | #N/A | #N/A | #N/A | #N/A | #N/A | #N/A | #N/A | #N/A
TRUE | QLD | QMGL | Mudgeeraba 33 | Energy Queensland | Summer | Non-coincident | 2019 | ACTUAL_OPG | -0.49964 | 23.6175 | QLD Mudgeeraba 33 | 82 | 0 | FALSE | #N/A | #N/A | #N/A | #N/A | #N/A | #N/A | #N/A | #N/A | #N/A | #N/A
TRUE | QLD | QMGL | Mudgeeraba 33 | Energy Queensland | Summer | Non-coincident | 2019 | ACTUAL_ADJUSTEDOPG | -0.49964 | 23.6175 | QLD Mudgeeraba 33 | 83 | 0 | FALSE | #N/A | #N/A | #N/A | #N/A | #N/A | #N/A | #N/A | #N/A | #N/A | #N/A
TRUE | QLD | QMGL | Mudgeeraba 33 | Energy Queensland | Summer | Non-coincident | 2019 | BASEYEARPOE90 | -0.85221 | NA | QLD Mudgeeraba 33 | 84 | 0 | FALSE | #N/A | #N/A | #N/A | #N/A | #N/A | #N/A | #N/A | #N/A | #N/A | #N/A
TRUE | QLD | QMGL | Mudgeeraba 33 | Energy Queensland | Summer | Non-coincident | 2019 | BASEYEARPOE50 | 0.26272 | 20.7048 | QLD Mudgeeraba 33 | 85 | 0 | FALSE | #N/A | #N/A | #N/A | #N/A | #N/A | #N/A | #N/A | #N/A | #N/A | #N/A
TRUE | QLD | QMGL | Mudgeeraba 33 | Energy Queensland | Summer | Coincident | 2020 | ACTUAL_OPG | 0.59141 | 23.0584 | QLD Mudgeeraba 33 | 86 | 0 | FALSE | #N/A | #N/A | #N/A | #N/A | #N/A | #N/A | #N/A | #N/A | #N/A | #N/A
TRUE | QLD | QMGL | Mudgeeraba 33 | Energy Queensland | Summer | Coincident | 2020 | ACTUAL_RAW | 0.59141 | 23.0584 | QLD Mudgeeraba 33 | 87 | 0 | FALSE | #N/A | #N/A | #N/A | #N/A | #N/A | #N/A | #N/A | #N/A | #N/A | #N/A
TRUE | QLD | QMGL | Mudgeeraba 33 | Energy Queensland | Summer | Non-coincident | 2020 | ACTUAL_RAW | -1.9018 | 25.6335 | QLD Mudgeeraba 33 | 88 | 0 | FALSE | #N/A | #N/A | #N/A | #N/A | #N/A | #N/A | #N/A | #N/A | #N/A | #N/A
TRUE | QLD | QMGL | Mudgeeraba 33 | Energy Queensland | Summer | Non-coincident | 2020 | ACTUAL_OPG | -1.9018 | 25.6335 | QLD Mudgeeraba 33 | 89 | 0 | FALSE | #N/A | #N/A | #N/A | #N/A | #N/A | #N/A | #N/A | #N/A | #N/A | #N/A
TRUE | QLD | QMGL | Mudgeeraba 33 | Energy Queensland | Summer | Non-coincident | 2020 | ACTUAL_ADJUSTEDOPG | -1.9018 | 25.6335 | QLD Mudgeeraba 33 | 90 | 0 | FALSE | #N/A | #N/A | #N/A | #N/A | #N/A | #N/A | #N/A | #N/A | #N/A | #N/A
TRUE | QLD | QMGL | Mudgeeraba 33 | Energy Queensland | Summer | Coincident_unreconciled | 2021 | POE50 | 0.62758 | NA | QLD Mudgeeraba 33 | 91 | 0 | FALSE | #N/A | #N/A | #N/A | #N/A | #N/A | #N/A | #N/A | #N/A | #N/A | #N/A
TRUE | QLD | QMGL | Mudgeeraba 33 | Energy Queensland | Summer | Coincident_unreconciled | 2021 | POE90 | 0.32332 | NA | QLD Mudgeeraba 33 | 92 | 0 | FALSE | #N/A | #N/A | #N/A | #N/A | #N/A | #N/A | #N/A | #N/A | #N/A | #N/A
TRUE | QLD | QMGL | Mudgeeraba 33 | Energy Queensland | Summer | Non-coincident | 2021 | POE90 | -3.3134 | NA | QLD Mudgeeraba 33 | 93 | 0 | FALSE | #N/A | #N/A | #N/A | #N/A | #N/A | #N/A | #N/A | #N/A | #N/A | #N/A
TRUE | QLD | QMGL | Mudgeeraba 33 | Energy Queensland | Summer | Non-coincident | 2021 | POE50 | -2.5825 | 24.1739 | QLD Mudgeeraba 33 | 94 | 0 | FALSE | #N/A | #N/A | #N/A | #N/A | #N/A | #N/A | #N/A | #N/A | #N/A | #N/A
TRUE | QLD | QMGL | Mudgeeraba 33 | Energy Queensland | Summer | Coincident_unreconciled | 2022 | POE50 | 0.58305 | NA | QLD Mudgeeraba 33 | 95 | 0 | FALSE | #N/A | #N/A | #N/A | #N/A | #N/A | #N/A | #N/A | #N/A | #N/A | #N/A
TRUE | QLD | QMGL | Mudgeeraba 33 | Energy Queensland | Summer | Coincident_unreconciled | 2022 | POE90 | 0.30038 | NA | QLD Mudgeeraba 33 | 96 | 0 | FALSE | #N/A | #N/A | #N/A | #N/A | #N/A | #N/A | #N/A | #N/A | #N/A | #N/A
TRUE | QLD | QMGL | Mudgeeraba 33 | Energy Queensland | Summer | Non-coincident | 2022 | POE90 | -3.5485 | NA | QLD Mudgeeraba 33 | 97 | 0 | FALSE | #N/A | #N/A | #N/A | #N/A | #N/A | #N/A | #N/A | #N/A | #N/A | #N/A
TRUE | QLD | QMGL | Mudgeeraba 33 | Energy Queensland | Summer | Non-coincident | 2022 | POE50 | -2.7657 | 24.3184 | QLD Mudgeeraba 33 | 98 | 0 | FALSE | #N/A | #N/A | #N/A | #N/A | #N/A | #N/A | #N/A | #N/A | #N/A | #N/A
TRUE | QLD | QMGL | Mudgeeraba 33 | Energy Queensland | Summer | Coincident_unreconciled | 2023 | POE50 | 0.54169 | NA | QLD Mudgeeraba 33 | 99 | 0 | FALSE | #N/A | #N/A | #N/A | #N/A | #N/A | #N/A | #N/A | #N/A | #N/A | #N/A
TRUE | QLD | QMGL | Mudgeeraba 33 | Energy Queensland | Summer | Coincident_unreconciled | 2023 | POE90 | 0.27907 | NA | QLD Mudgeeraba 33 | 100 | 0 | FALSE | #N/A | #N/A | #N/A | #N/A | #N/A | #N/A | #N/A | #N/A | #N/A | #N/A
TRUE | QLD | QMGL | Mudgeeraba 33 | Energy Queensland | Summer | Non-coincident | 2023 | POE90 | -3.8002 | NA | QLD Mudgeeraba 33 |  |  | FALSE | #N/A | #N/A | #N/A | #N/A | #N/A | #N/A | #N/A | #N/A | #N/A | #N/A
TRUE | QLD | QMGL | Mudgeeraba 33 | Energy Queensland | Summer | Non-coincident | 2023 | POE50 | -2.9619 | 24.4625 | QLD Mudgeeraba 33 |  |  | FALSE | #N/A | #N/A | #N/A | #N/A | #N/A | #N/A | #N/A | #N/A | #N/A | #N/A
TRUE | QLD | QMGL | Mudgeeraba 33 | Energy Queensland | Summer | Coincident_unreconciled | 2024 | POE50 | 0.50326 | NA | QLD Mudgeeraba 33 |  |  | FALSE | #N/A | #N/A | #N/A | #N/A | #N/A | #N/A | #N/A | #N/A | #N/A | #N/A
TRUE | QLD | QMGL | Mudgeeraba 33 | Energy Queensland | Summer | Coincident_unreconciled | 2024 | POE90 | 0.25927 | NA | QLD Mudgeeraba 33 |  |  | FALSE | #N/A | #N/A | #N/A | #N/A | #N/A | #N/A | #N/A | #N/A | #N/A | #N/A
TRUE | QLD | QMGL | Mudgeeraba 33 | Energy Queensland | Summer | Non-coincident | 2024 | POE90 | -4.0698 | NA | QLD Mudgeeraba 33 |  |  | FALSE | #N/A | #N/A | #N/A | #N/A | #N/A | #N/A | #N/A | #N/A | #N/A | #N/A
TRUE | QLD | QMGL | Mudgeeraba 33 | Energy Queensland | Summer | Non-coincident | 2024 | POE50 | -3.172 | 24.6065 | QLD Mudgeeraba 33 |  |  | FALSE | #N/A | #N/A | #N/A | #N/A | #N/A | #N/A | #N/A | #N/A | #N/A | #N/A
TRUE | QLD | QMGL | Mudgeeraba 33 | Energy Queensland | Summer | Coincident_unreconciled | 2025 | POE50 | 0.46755 | NA | QLD Mudgeeraba 33 |  |  | FALSE | #N/A | #N/A | #N/A | #N/A | #N/A | #N/A | #N/A | #N/A | #N/A | #N/A
TRUE | QLD | QMGL | Mudgeeraba 33 | Energy Queensland | Summer | Coincident_unreconciled | 2025 | POE90 | 0.24088 | NA | QLD Mudgeeraba 33 |  |  | FALSE | #N/A | #N/A | #N/A | #N/A | #N/A | #N/A | #N/A | #N/A | #N/A | #N/A
TRUE | QLD | QMGL | Mudgeeraba 33 | Energy Queensland | Summer | Non-coincident | 2025 | POE90 | -4.3586 | NA | QLD Mudgeeraba 33 |  |  | FALSE | #N/A | #N/A | #N/A | #N/A | #N/A | #N/A | #N/A | #N/A | #N/A | #N/A
TRUE | QLD | QMGL | Mudgeeraba 33 | Energy Queensland | Summer | Non-coincident | 2025 | POE50 | -3.397 | 24.7506 | QLD Mudgeeraba 33 |  |  | FALSE | #N/A | #N/A | #N/A | #N/A | #N/A | #N/A | #N/A | #N/A | #N/A | #N/A
TRUE | QLD | QMGL | Mudgeeraba 33 | Energy Queensland | Summer | Coincident_unreconciled | 2026 | POE50 | 0.43438 | NA | QLD Mudgeeraba 33 |  |  | FALSE | #N/A | #N/A | #N/A | #N/A | #N/A | #N/A | #N/A | #N/A | #N/A | #N/A
TRUE | QLD | QMGL | Mudgeeraba 33 | Energy Queensland | Summer | Coincident_unreconciled | 2026 | POE90 | 0.22379 | NA | QLD Mudgeeraba 33 |  |  | FALSE | #N/A | #N/A | #N/A | #N/A | #N/A | #N/A | #N/A | #N/A | #N/A | #N/A
TRUE | QLD | QMGL | Mudgeeraba 33 | Energy Queensland | Summer | Non-coincident | 2026 | POE90 | -4.6678 | NA | QLD Mudgeeraba 33 |  |  | FALSE | #N/A | #N/A | #N/A | #N/A | #N/A | #N/A | #N/A | #N/A | #N/A | #N/A
TRUE | QLD | QMGL | Mudgeeraba 33 | Energy Queensland | Summer | Non-coincident | 2026 | POE50 | -3.638 | 24.8947 | QLD Mudgeeraba 33 |  |  | FALSE | #N/A | #N/A | #N/A | #N/A | #N/A | #N/A | #N/A | #N/A | #N/A | #N/A
TRUE | QLD | QMGL | Mudgeeraba 33 | Energy Queensland | Summer | Coincident_unreconciled | 2027 | POE50 | 0.40357 | NA | QLD Mudgeeraba 33 |  |  | FALSE | #N/A | #N/A | #N/A | #N/A | #N/A | #N/A | #N/A | #N/A | #N/A | #N/A
TRUE | QLD | QMGL | Mudgeeraba 33 | Energy Queensland | Summer | Coincident_unreconciled | 2027 | POE90 | 0.20791 | NA | QLD Mudgeeraba 33 |  |  | FALSE | #N/A | #N/A | #N/A | #N/A | #N/A | #N/A | #N/A | #N/A | #N/A | #N/A
TRUE | QLD | QMGL | Mudgeeraba 33 | Energy Queensland | Summer | Non-coincident | 2027 | POE90 | -4.9989 | NA | QLD Mudgeeraba 33 |  |  | FALSE | #N/A | #N/A | #N/A | #N/A | #N/A | #N/A | #N/A | #N/A | #N/A | #N/A
TRUE | QLD | QMGL | Mudgeeraba 33 | Energy Queensland | Summer | Non-coincident | 2027 | POE50 | -3.8961 | 25.0395 | QLD Mudgeeraba 33 |  |  | FALSE | #N/A | #N/A | #N/A | #N/A | #N/A | #N/A | #N/A | #N/A | #N/A | #N/A
TRUE | QLD | QMGL | Mudgeeraba 33 | Energy Queensland | Summer | Coincident_unreconciled | 2028 | POE50 | 0.37493 | NA | QLD Mudgeeraba 33 |  |  | FALSE | #N/A | #N/A | #N/A | #N/A | #N/A | #N/A | #N/A | #N/A | #N/A | #N/A
TRUE | QLD | QMGL | Mudgeeraba 33 | Energy Queensland | Summer | Coincident_unreconciled | 2028 | POE90 | 0.19316 | NA | QLD Mudgeeraba 33 |  |  | FALSE | #N/A | #N/A | #N/A | #N/A | #N/A | #N/A | #N/A | #N/A | #N/A | #N/A
TRUE | QLD | QMGL | Mudgeeraba 33 | Energy Queensland | Summer | Non-coincident | 2028 | POE90 | -5.3536 | NA | QLD Mudgeeraba 33 |  |  | FALSE | #N/A | #N/A | #N/A | #N/A | #N/A | #N/A | #N/A | #N/A | #N/A | #N/A
TRUE | QLD | QMGL | Mudgeeraba 33 | Energy Queensland | Summer | Non-coincident | 2028 | POE50 | -4.1726 | 25.1849 | QLD Mudgeeraba 33 |  |  | FALSE | #N/A | #N/A | #N/A | #N/A | #N/A | #N/A | #N/A | #N/A | #N/A | #N/A
TRUE | QLD | QMGL | Mudgeeraba 33 | Energy Queensland | Summer | Coincident_unreconciled | 2029 | POE50 | 0.34833 | NA | QLD Mudgeeraba 33 |  |  | FALSE | #N/A | #N/A | #N/A | #N/A | #N/A | #N/A | #N/A | #N/A | #N/A | #N/A
TRUE | QLD | QMGL | Mudgeeraba 33 | Energy Queensland | Summer | Coincident_unreconciled | 2029 | POE90 | 0.17946 | NA | QLD Mudgeeraba 33 |  |  | FALSE | #N/A | #N/A | #N/A | #N/A | #N/A | #N/A | #N/A | #N/A | #N/A | #N/A
TRUE | QLD | QMGL | Mudgeeraba 33 | Energy Queensland | Summer | Non-coincident | 2029 | POE90 | -5.7334 | NA | QLD Mudgeeraba 33 |  |  | FALSE | #N/A | #N/A | #N/A | #N/A | #N/A | #N/A | #N/A | #N/A | #N/A | #N/A
TRUE | QLD | QMGL | Mudgeeraba 33 | Energy Queensland | Summer | Non-coincident | 2029 | POE50 | -4.4686 | 25.3303 | QLD Mudgeeraba 33 |  |  | FALSE | #N/A | #N/A | #N/A | #N/A | #N/A | #N/A | #N/A | #N/A | #N/A | #N/A
TRUE | QLD | QMGL | Mudgeeraba 33 | Energy Queensland | Summer | Coincident_unreconciled | 2030 | POE50 | 0.32362 | NA | QLD Mudgeeraba 33 |  |  | FALSE | #N/A | #N/A | #N/A | #N/A | #N/A | #N/A | #N/A | #N/A | #N/A | #N/A
TRUE | QLD | QMGL | Mudgeeraba 33 | Energy Queensland | Summer | Coincident_unreconciled | 2030 | POE90 | 0.16673 | NA | QLD Mudgeeraba 33 |  |  | FALSE | #N/A | #N/A | #N/A | #N/A | #N/A | #N/A | #N/A | #N/A | #N/A | #N/A
TRUE | QLD | QMGL | Mudgeeraba 33 | Energy Queensland | Summer | Non-coincident | 2030 | POE90 | -6.1401 | NA | QLD Mudgeeraba 33 |  |  | FALSE | #N/A | #N/A | #N/A | #N/A | #N/A | #N/A | #N/A | #N/A | #N/A | #N/A
TRUE | QLD | QMGL | Mudgeeraba 33 | Energy Queensland | Summer | Non-coincident | 2030 | POE50 | -4.7856 | 25.4757 | QLD Mudgeeraba 33 |  |  | FALSE | #N/A | #N/A | #N/A | #N/A | #N/A | #N/A | #N/A | #N/A | #N/A | #N/A
TRUE | QLD | QMGL | Mudgeeraba 33 | Energy Queensland | Winter | Coincident | 2016 | ACTUAL_OPG | 5.6238 | 16.3796 | QLD Mudgeeraba 33 |  |  | FALSE | #N/A | #N/A | #N/A | #N/A | #N/A | #N/A | #N/A | #N/A | #N/A | #N/A
TRUE | QLD | QMGL | Mudgeeraba 33 | Energy Queensland | Winter | Coincident | 2016 | ACTUAL_RAW | 5.6238 | 16.3796 | QLD Mudgeeraba 33 |  |  | FALSE | #N/A | #N/A | #N/A | #N/A | #N/A | #N/A | #N/A | #N/A | #N/A | #N/A
TRUE | QLD | QMGL | Mudgeeraba 33 | Energy Queensland | Winter | Non-coincident | 2016 | ACTUAL_RAW | 1.4097 | 17.4257 | QLD Mudgeeraba 33 |  |  | FALSE | #N/A | #N/A | #N/A | #N/A | #N/A | #N/A | #N/A | #N/A | #N/A | #N/A
TRUE | QLD | QMGL | Mudgeeraba 33 | Energy Queensland | Winter | Non-coincident | 2016 | ACTUAL_OPG | 1.4097 | 17.4257 | QLD Mudgeeraba 33 |  |  | FALSE | #N/A | #N/A | #N/A | #N/A | #N/A | #N/A | #N/A | #N/A | #N/A | #N/A
TRUE | QLD | QMGL | Mudgeeraba 33 | Energy Queensland | Winter | Non-coincident | 2016 | ACTUAL_ADJUSTEDOPG | 1.4097 | 17.4257 | QLD Mudgeeraba 33 |  |  | FALSE | #N/A | #N/A | #N/A | #N/A | #N/A | #N/A | #N/A | #N/A | #N/A | #N/A
TRUE | QLD | QMGL | Mudgeeraba 33 | Energy Queensland | Winter | Coincident | 2017 | ACTUAL_OPG | 2.2787 | 15.2803 | QLD Mudgeeraba 33 |  |  | FALSE | #N/A | #N/A | #N/A | #N/A | #N/A | #N/A | #N/A | #N/A | #N/A | #N/A
TRUE | QLD | QMGL | Mudgeeraba 33 | Energy Queensland | Winter | Coincident | 2017 | ACTUAL_RAW | 2.2787 | 15.2803 | QLD Mudgeeraba 33 |  |  | FALSE | #N/A | #N/A | #N/A | #N/A | #N/A | #N/A | #N/A | #N/A | #N/A | #N/A
TRUE | QLD | QMGL | Mudgeeraba 33 | Energy Queensland | Winter | Non-coincident | 2017 | ACTUAL_RAW | 0.63189 | 16.4546 | QLD Mudgeeraba 33 |  |  | FALSE | #N/A | #N/A | #N/A | #N/A | #N/A | #N/A | #N/A | #N/A | #N/A | #N/A
TRUE | QLD | QMGL | Mudgeeraba 33 | Energy Queensland | Winter | Non-coincident | 2017 | ACTUAL_OPG | 0.63189 | 16.4546 | QLD Mudgeeraba 33 |  |  | FALSE | #N/A | #N/A | #N/A | #N/A | #N/A | #N/A | #N/A | #N/A | #N/A | #N/A
TRUE | QLD | QMGL | Mudgeeraba 33 | Energy Queensland | Winter | Non-coincident | 2017 | ACTUAL_ADJUSTEDOPG | 0.63189 | 16.4546 | QLD Mudgeeraba 33 |  |  | FALSE | #N/A | #N/A | #N/A | #N/A | #N/A | #N/A | #N/A | #N/A | #N/A | #N/A
TRUE | QLD | QMGL | Mudgeeraba 33 | Energy Queensland | Winter | Coincident | 2018 | ACTUAL_OPG | 2.1332 | 17.948 | QLD Mudgeeraba 33 |  |  | FALSE | #N/A | #N/A | #N/A | #N/A | #N/A | #N/A | #N/A | #N/A | #N/A | #N/A
TRUE | QLD | QMGL | Mudgeeraba 33 | Energy Queensland | Winter | Coincident | 2018 | ACTUAL_RAW | 2.1332 | 17.948 | QLD Mudgeeraba 33 |  |  | FALSE | #N/A | #N/A | #N/A | #N/A | #N/A | #N/A | #N/A | #N/A | #N/A | #N/A
TRUE | QLD | QMGL | Mudgeeraba 33 | Energy Queensland | Winter | Non-coincident | 2018 | ACTUAL_RAW | 0.075318 | 18.1724 | QLD Mudgeeraba 33 |  |  | FALSE | #N/A | #N/A | #N/A | #N/A | #N/A | #N/A | #N/A | #N/A | #N/A | #N/A
TRUE | QLD | QMGL | Mudgeeraba 33 | Energy Queensland | Winter | Non-coincident | 2018 | ACTUAL_OPG | 0.075318 | 18.1724 | QLD Mudgeeraba 33 |  |  | FALSE | #N/A | #N/A | #N/A | #N/A | #N/A | #N/A | #N/A | #N/A | #N/A | #N/A
TRUE | QLD | QMGL | Mudgeeraba 33 | Energy Queensland | Winter | Non-coincident | 2018 | ACTUAL_ADJUSTEDOPG | 0.075318 | 18.1724 | QLD Mudgeeraba 33 |  |  | FALSE | #N/A | #N/A | #N/A | #N/A | #N/A | #N/A | #N/A | #N/A | #N/A | #N/A
TRUE | QLD | QMGL | Mudgeeraba 33 | Energy Queensland | Winter | Coincident | 2019 | ACTUAL_OPG | 0.85688 | 16.9441 | QLD Mudgeeraba 33 |  |  | FALSE | #N/A | #N/A | #N/A | #N/A | #N/A | #N/A | #N/A | #N/A | #N/A | #N/A
TRUE | QLD | QMGL | Mudgeeraba 33 | Energy Queensland | Winter | Coincident | 2019 | ACTUAL_RAW | 0.85688 | 16.9441 | QLD Mudgeeraba 33 |  |  | FALSE | #N/A | #N/A | #N/A | #N/A | #N/A | #N/A | #N/A | #N/A | #N/A | #N/A
TRUE | QLD | QMGL | Mudgeeraba 33 | Energy Queensland | Winter | Non-coincident | 2019 | ACTUAL_RAW | -0.82656 | 18.128 | QLD Mudgeeraba 33 |  |  | FALSE | #N/A | #N/A | #N/A | #N/A | #N/A | #N/A | #N/A | #N/A | #N/A | #N/A
TRUE | QLD | QMGL | Mudgeeraba 33 | Energy Queensland | Winter | Non-coincident | 2019 | ACTUAL_OPG | -0.82656 | 18.128 | QLD Mudgeeraba 33 |  |  | FALSE | #N/A | #N/A | #N/A | #N/A | #N/A | #N/A | #N/A | #N/A | #N/A | #N/A
TRUE | QLD | QMGL | Mudgeeraba 33 | Energy Queensland | Winter | Non-coincident | 2019 | ACTUAL_ADJUSTEDOPG | -0.82656 | 18.128 | QLD Mudgeeraba 33 |  |  | FALSE | #N/A | #N/A | #N/A | #N/A | #N/A | #N/A | #N/A | #N/A | #N/A | #N/A
TRUE | QLD | QMGL | Mudgeeraba 33 | Energy Queensland | Winter | Non-coincident | 2019 | BASEYEARPOE90 | -0.46276 | NA | QLD Mudgeeraba 33 |  |  | FALSE | #N/A | #N/A | #N/A | #N/A | #N/A | #N/A | #N/A | #N/A | #N/A | #N/A
TRUE | QLD | QMGL | Mudgeeraba 33 | Energy Queensland | Winter | Non-coincident | 2019 | BASEYEARPOE50 | 0.22669 | 17.4638 | QLD Mudgeeraba 33 |  |  | FALSE | #N/A | #N/A | #N/A | #N/A | #N/A | #N/A | #N/A | #N/A | #N/A | #N/A
TRUE | QLD | QMGL | Mudgeeraba 33 | Energy Queensland | Winter | Coincident_unreconciled | 2020 | POE50 | 0.71519 | NA | QLD Mudgeeraba 33 |  |  | FALSE | #N/A | #N/A | #N/A | #N/A | #N/A | #N/A | #N/A | #N/A | #N/A | #N/A
TRUE | QLD | QMGL | Mudgeeraba 33 | Energy Queensland | Winter | Coincident_unreconciled | 2020 | POE90 | 0.53122 | NA | QLD Mudgeeraba 33 |  |  | FALSE | #N/A | #N/A | #N/A | #N/A | #N/A | #N/A | #N/A | #N/A | #N/A | #N/A
TRUE | QLD | QMGL | Mudgeeraba 33 | Energy Queensland | Winter | Non-coincident | 2020 | POE90 | -1.8945 | NA | QLD Mudgeeraba 33 |  |  | FALSE | #N/A | #N/A | #N/A | #N/A | #N/A | #N/A | #N/A | #N/A | #N/A | #N/A
TRUE | QLD | QMGL | Mudgeeraba 33 | Energy Queensland | Winter | Non-coincident | 2020 | POE50 | -1.0943 | 17.5911 | QLD Mudgeeraba 33 |  |  | FALSE | #N/A | #N/A | #N/A | #N/A | #N/A | #N/A | #N/A | #N/A | #N/A | #N/A
TRUE | QLD | QMGL | Mudgeeraba 33 | Energy Queensland | Winter | Coincident_unreconciled | 2021 | POE50 | 0.66445 | NA | QLD Mudgeeraba 33 |  |  | FALSE | #N/A | #N/A | #N/A | #N/A | #N/A | #N/A | #N/A | #N/A | #N/A | #N/A
TRUE | QLD | QMGL | Mudgeeraba 33 | Energy Queensland | Winter | Coincident_unreconciled | 2021 | POE90 | 0.49354 | NA | QLD Mudgeeraba 33 |  |  | FALSE | #N/A | #N/A | #N/A | #N/A | #N/A | #N/A | #N/A | #N/A | #N/A | #N/A
TRUE | QLD | QMGL | Mudgeeraba 33 | Energy Queensland | Winter | Non-coincident | 2021 | POE90 | -2.0289 | NA | QLD Mudgeeraba 33 |  |  | FALSE | #N/A | #N/A | #N/A | #N/A | #N/A | #N/A | #N/A | #N/A | #N/A | #N/A
TRUE | QLD | QMGL | Mudgeeraba 33 | Energy Queensland | Winter | Non-coincident | 2021 | POE50 | -1.172 | 17.7148 | QLD Mudgeeraba 33 |  |  | FALSE | #N/A | #N/A | #N/A | #N/A | #N/A | #N/A | #N/A | #N/A | #N/A | #N/A
TRUE | QLD | QMGL | Mudgeeraba 33 | Energy Queensland | Winter | Coincident_unreconciled | 2022 | POE50 | 0.61731 | NA | QLD Mudgeeraba 33 |  |  | FALSE | #N/A | #N/A | #N/A | #N/A | #N/A | #N/A | #N/A | #N/A | #N/A | #N/A
TRUE | QLD | QMGL | Mudgeeraba 33 | Energy Queensland | Winter | Coincident_unreconciled | 2022 | POE90 | 0.45852 | NA | QLD Mudgeeraba 33 |  |  | FALSE | #N/A | #N/A | #N/A | #N/A | #N/A | #N/A | #N/A | #N/A | #N/A | #N/A
TRUE | QLD | QMGL | Mudgeeraba 33 | Energy Queensland | Winter | Non-coincident | 2022 | POE90 | -2.1728 | NA | QLD Mudgeeraba 33 |  |  | FALSE | #N/A | #N/A | #N/A | #N/A | #N/A | #N/A | #N/A | #N/A | #N/A | #N/A
TRUE | QLD | QMGL | Mudgeeraba 33 | Energy Queensland | Winter | Non-coincident | 2022 | POE50 | -1.2551 | 17.8378 | QLD Mudgeeraba 33 |  |  | FALSE | #N/A | #N/A | #N/A | #N/A | #N/A | #N/A | #N/A | #N/A | #N/A | #N/A
TRUE | QLD | QMGL | Mudgeeraba 33 | Energy Queensland | Winter | Coincident_unreconciled | 2023 | POE50 | 0.57352 | NA | QLD Mudgeeraba 33 |  |  | FALSE | #N/A | #N/A | #N/A | #N/A | #N/A | #N/A | #N/A | #N/A | #N/A | #N/A
TRUE | QLD | QMGL | Mudgeeraba 33 | Energy Queensland | Winter | Coincident_unreconciled | 2023 | POE90 | 0.42599 | NA | QLD Mudgeeraba 33 |  |  | FALSE | #N/A | #N/A | #N/A | #N/A | #N/A | #N/A | #N/A | #N/A | #N/A | #N/A
TRUE | QLD | QMGL | Mudgeeraba 33 | Energy Queensland | Winter | Non-coincident | 2023 | POE90 | -2.327 | NA | QLD Mudgeeraba 33 |  |  | FALSE | #N/A | #N/A | #N/A | #N/A | #N/A | #N/A | #N/A | #N/A | #N/A | #N/A
TRUE | QLD | QMGL | Mudgeeraba 33 | Energy Queensland | Winter | Non-coincident | 2023 | POE50 | -1.3442 | 17.9609 | QLD Mudgeeraba 33 |  |  | FALSE | #N/A | #N/A | #N/A | #N/A | #N/A | #N/A | #N/A | #N/A | #N/A | #N/A
TRUE | QLD | QMGL | Mudgeeraba 33 | Energy Queensland | Winter | Coincident_unreconciled | 2024 | POE50 | 0.53283 | NA | QLD Mudgeeraba 33 |  |  | FALSE | #N/A | #N/A | #N/A | #N/A | #N/A | #N/A | #N/A | #N/A | #N/A | #N/A
TRUE | QLD | QMGL | Mudgeeraba 33 | Energy Queensland | Winter | Coincident_unreconciled | 2024 | POE90 | 0.39577 | NA | QLD Mudgeeraba 33 |  |  | FALSE | #N/A | #N/A | #N/A | #N/A | #N/A | #N/A | #N/A | #N/A | #N/A | #N/A
TRUE | QLD | QMGL | Mudgeeraba 33 | Energy Queensland | Winter | Non-coincident | 2024 | POE90 | -2.4921 | NA | QLD Mudgeeraba 33 |  |  | FALSE | #N/A | #N/A | #N/A | #N/A | #N/A | #N/A | #N/A | #N/A | #N/A | #N/A
TRUE | QLD | QMGL | Mudgeeraba 33 | Energy Queensland | Winter | Non-coincident | 2024 | POE50 | -1.4395 | 18.0839 | QLD Mudgeeraba 33 |  |  | FALSE | #N/A | #N/A | #N/A | #N/A | #N/A | #N/A | #N/A | #N/A | #N/A | #N/A
TRUE | QLD | QMGL | Mudgeeraba 33 | Energy Queensland | Winter | Coincident_unreconciled | 2025 | POE50 | 0.49503 | NA | QLD Mudgeeraba 33 |  |  | FALSE | #N/A | #N/A | #N/A | #N/A | #N/A | #N/A | #N/A | #N/A | #N/A | #N/A
TRUE | QLD | QMGL | Mudgeeraba 33 | Energy Queensland | Winter | Coincident_unreconciled | 2025 | POE90 | 0.36769 | NA | QLD Mudgeeraba 33 |  |  | FALSE | #N/A | #N/A | #N/A | #N/A | #N/A | #N/A | #N/A | #N/A | #N/A | #N/A
TRUE | QLD | QMGL | Mudgeeraba 33 | Energy Queensland | Winter | Non-coincident | 2025 | POE90 | -2.6689 | NA | QLD Mudgeeraba 33 |  |  | FALSE | #N/A | #N/A | #N/A | #N/A | #N/A | #N/A | #N/A | #N/A | #N/A | #N/A
TRUE | QLD | QMGL | Mudgeeraba 33 | Energy Queensland | Winter | Non-coincident | 2025 | POE50 | -1.5417 | 18.2069 | QLD Mudgeeraba 33 |  |  | FALSE | #N/A | #N/A | #N/A | #N/A | #N/A | #N/A | #N/A | #N/A | #N/A | #N/A
TRUE | QLD | QMGL | Mudgeeraba 33 | Energy Queensland | Winter | Coincident_unreconciled | 2026 | POE50 | 0.45991 | NA | QLD Mudgeeraba 33 |  |  | FALSE | #N/A | #N/A | #N/A | #N/A | #N/A | #N/A | #N/A | #N/A | #N/A | #N/A
TRUE | QLD | QMGL | Mudgeeraba 33 | Energy Queensland | Winter | Coincident_unreconciled | 2026 | POE90 | 0.34161 | NA | QLD Mudgeeraba 33 |  |  | FALSE | #N/A | #N/A | #N/A | #N/A | #N/A | #N/A | #N/A | #N/A | #N/A | #N/A
TRUE | QLD | QMGL | Mudgeeraba 33 | Energy Queensland | Winter | Non-coincident | 2026 | POE90 | -2.8582 | NA | QLD Mudgeeraba 33 |  |  | FALSE | #N/A | #N/A | #N/A | #N/A | #N/A | #N/A | #N/A | #N/A | #N/A | #N/A
TRUE | QLD | QMGL | Mudgeeraba 33 | Energy Queensland | Winter | Non-coincident | 2026 | POE50 | -1.651 | 18.33 | QLD Mudgeeraba 33 |  |  | FALSE | #N/A | #N/A | #N/A | #N/A | #N/A | #N/A | #N/A | #N/A | #N/A | #N/A
TRUE | QLD | QMGL | Mudgeeraba 33 | Energy Queensland | Winter | Coincident_unreconciled | 2027 | POE50 | 0.42728 | NA | QLD Mudgeeraba 33 |  |  | FALSE | #N/A | #N/A | #N/A | #N/A | #N/A | #N/A | #N/A | #N/A | #N/A | #N/A
TRUE | QLD | QMGL | Mudgeeraba 33 | Energy Queensland | Winter | Coincident_unreconciled | 2027 | POE90 | 0.31737 | NA | QLD Mudgeeraba 33 |  |  | FALSE | #N/A | #N/A | #N/A | #N/A | #N/A | #N/A | #N/A | #N/A | #N/A | #N/A
TRUE | QLD | QMGL | Mudgeeraba 33 | Energy Queensland | Winter | Non-coincident | 2027 | POE90 | -3.061 | NA | QLD Mudgeeraba 33 |  |  | FALSE | #N/A | #N/A | #N/A | #N/A | #N/A | #N/A | #N/A | #N/A | #N/A | #N/A
TRUE | QLD | QMGL | Mudgeeraba 33 | Energy Queensland | Winter | Non-coincident | 2027 | POE50 | -1.7682 | 18.4541 | QLD Mudgeeraba 33 |  |  | FALSE | #N/A | #N/A | #N/A | #N/A | #N/A | #N/A | #N/A | #N/A | #N/A | #N/A
TRUE | QLD | QMGL | Mudgeeraba 33 | Energy Queensland | Winter | Coincident_unreconciled | 2028 | POE50 | 0.39697 | NA | QLD Mudgeeraba 33 |  |  | FALSE | #N/A | #N/A | #N/A | #N/A | #N/A | #N/A | #N/A | #N/A | #N/A | #N/A
TRUE | QLD | QMGL | Mudgeeraba 33 | Energy Queensland | Winter | Coincident_unreconciled | 2028 | POE90 | 0.29486 | NA | QLD Mudgeeraba 33 |  |  | FALSE | #N/A | #N/A | #N/A | #N/A | #N/A | #N/A | #N/A | #N/A | #N/A | #N/A
TRUE | QLD | QMGL | Mudgeeraba 33 | Energy Queensland | Winter | Non-coincident | 2028 | POE90 | -3.2782 | NA | QLD Mudgeeraba 33 |  |  | FALSE | #N/A | #N/A | #N/A | #N/A | #N/A | #N/A | #N/A | #N/A | #N/A | #N/A
TRUE | QLD | QMGL | Mudgeeraba 33 | Energy Queensland | Winter | Non-coincident | 2028 | POE50 | -1.8936 | 18.5782 | QLD Mudgeeraba 33 |  |  | FALSE | #N/A | #N/A | #N/A | #N/A | #N/A | #N/A | #N/A | #N/A | #N/A | #N/A
TRUE | QLD | QMGL | Mudgeeraba 33 | Energy Queensland | Winter | Coincident_unreconciled | 2029 | POE50 | 0.3688 | NA | QLD Mudgeeraba 33 |  |  | FALSE | #N/A | #N/A | #N/A | #N/A | #N/A | #N/A | #N/A | #N/A | #N/A | #N/A
TRUE | QLD | QMGL | Mudgeeraba 33 | Energy Queensland | Winter | Coincident_unreconciled | 2029 | POE90 | 0.27394 | NA | QLD Mudgeeraba 33 |  |  | FALSE | #N/A | #N/A | #N/A | #N/A | #N/A | #N/A | #N/A | #N/A | #N/A | #N/A
TRUE | QLD | QMGL | Mudgeeraba 33 | Energy Queensland | Winter | Non-coincident | 2029 | POE90 | -3.5107 | NA | QLD Mudgeeraba 33 |  |  | FALSE | #N/A | #N/A | #N/A | #N/A | #N/A | #N/A | #N/A | #N/A | #N/A | #N/A
TRUE | QLD | QMGL | Mudgeeraba 33 | Energy Queensland | Winter | Non-coincident | 2029 | POE50 | -2.028 | 18.7023 | QLD Mudgeeraba 33 |  |  | FALSE | #N/A | #N/A | #N/A | #N/A | #N/A | #N/A | #N/A | #N/A | #N/A | #N/A
TRUE | QLD | QMGL | Mudgeeraba 33 | Energy Queensland | Shoulder | Non-coincident | 2019 | BASEYEARPOE10 | NA | 14.5483 | QLD Mudgeeraba 33 |  |  | FALSE | #N/A | #N/A | #N/A | #N/A | #N/A | #N/A | #N/A | #N/A | #N/A | #N/A
TRUE | QLD | QMGL | Mudgeeraba 33 | Energy Queensland | Shoulder | Coincident | 2021 | POE10 | NA | 12.0319 | QLD Mudgeeraba 33 |  |  | FALSE | #N/A | #N/A | #N/A | #N/A | #N/A | #N/A | #N/A | #N/A | #N/A | #N/A
TRUE | QLD | QMGL | Mudgeeraba 33 | Energy Queensland | Shoulder | Coincident | 2021 | POE50 | NA | 12.0475 | QLD Mudgeeraba 33 |  |  | FALSE | #N/A | #N/A | #N/A | #N/A | #N/A | #N/A | #N/A | #N/A | #N/A | #N/A
TRUE | QLD | QMGL | Mudgeeraba 33 | Energy Queensland | Shoulder | Non-coincident | 2021 | POE10 | NA | 14.6515 | QLD Mudgeeraba 33 |  |  | FALSE | #N/A | #N/A | #N/A | #N/A | #N/A | #N/A | #N/A | #N/A | #N/A | #N/A
TRUE | QLD | QMGL | Mudgeeraba 33 | Energy Queensland | Shoulder | Coincident | 2022 | POE10 | NA | 12.4494 | QLD Mudgeeraba 33 |  |  | FALSE | #N/A | #N/A | #N/A | #N/A | #N/A | #N/A | #N/A | #N/A | #N/A | #N/A
TRUE | QLD | QMGL | Mudgeeraba 33 | Energy Queensland | Shoulder | Coincident | 2022 | POE50 | NA | 12.2577 | QLD Mudgeeraba 33 |  |  | FALSE | #N/A | #N/A | #N/A | #N/A | #N/A | #N/A | #N/A | #N/A | #N/A | #N/A
TRUE | QLD | QMGL | Mudgeeraba 33 | Energy Queensland | Shoulder | Non-coincident | 2022 | POE10 | NA | 14.753 | QLD Mudgeeraba 33 |  |  | FALSE | #N/A | #N/A | #N/A | #N/A | #N/A | #N/A | #N/A | #N/A | #N/A | #N/A
TRUE | QLD | QMGL | Mudgeeraba 33 | Energy Queensland | Shoulder | Coincident | 2023 | POE10 | NA | 12.5587 | QLD Mudgeeraba 33 |  |  | FALSE | #N/A | #N/A | #N/A | #N/A | #N/A | #N/A | #N/A | #N/A | #N/A | #N/A
TRUE | QLD | QMGL | Mudgeeraba 33 | Energy Queensland | Shoulder | Coincident | 2023 | POE50 | NA | 12.4251 | QLD Mudgeeraba 33 |  |  | FALSE | #N/A | #N/A | #N/A | #N/A | #N/A | #N/A | #N/A | #N/A | #N/A | #N/A
TRUE | QLD | QMGL | Mudgeeraba 33 | Energy Queensland | Shoulder | Non-coincident | 2023 | POE10 | NA | 14.8542 | QLD Mudgeeraba 33 |  |  | FALSE | #N/A | #N/A | #N/A | #N/A | #N/A | #N/A | #N/A | #N/A | #N/A | #N/A
TRUE | QLD | QMGL | Mudgeeraba 33 | Energy Queensland | Shoulder | Coincident | 2024 | POE10 | NA | 12.7051 | QLD Mudgeeraba 33 |  |  | FALSE | #N/A | #N/A | #N/A | #N/A | #N/A | #N/A | #N/A | #N/A | #N/A | #N/A
TRUE | QLD | QMGL | Mudgeeraba 33 | Energy Queensland | Shoulder | Coincident | 2024 | POE50 | NA | 12.7354 | QLD Mudgeeraba 33 |  |  | FALSE | #N/A | #N/A | #N/A | #N/A | #N/A | #N/A | #N/A | #N/A | #N/A | #N/A
TRUE | QLD | QMGL | Mudgeeraba 33 | Energy Queensland | Shoulder | Non-coincident | 2024 | POE10 | NA | 14.9554 | QLD Mudgeeraba 33 |  |  | FALSE | #N/A | #N/A | #N/A | #N/A | #N/A | #N/A | #N/A | #N/A | #N/A | #N/A
TRUE | QLD | QMGL | Mudgeeraba 33 | Energy Queensland | Shoulder | Coincident | 2025 | POE10 | NA | 12.831 | QLD Mudgeeraba 33 |  |  | FALSE | #N/A | #N/A | #N/A | #N/A | #N/A | #N/A | #N/A | #N/A | #N/A | #N/A
TRUE | QLD | QMGL | Mudgeeraba 33 | Energy Queensland | Shoulder | Coincident | 2025 | POE50 | NA | 12.7683 | QLD Mudgeeraba 33 |  |  | FALSE | #N/A | #N/A | #N/A | #N/A | #N/A | #N/A | #N/A | #N/A | #N/A | #N/A
TRUE | QLD | QMGL | Mudgeeraba 33 | Energy Queensland | Shoulder | Non-coincident | 2025 | POE10 | NA | 15.0567 | QLD Mudgeeraba 33 |  |  | FALSE | #N/A | #N/A | #N/A | #N/A | #N/A | #N/A | #N/A | #N/A | #N/A | #N/A
TRUE | QLD | QMGL | Mudgeeraba 33 | Energy Queensland | Shoulder | Coincident | 2026 | POE10 | NA | 12.8506 | QLD Mudgeeraba 33 |  |  | FALSE | #N/A | #N/A | #N/A | #N/A | #N/A | #N/A | #N/A | #N/A | #N/A | #N/A
TRUE | QLD | QMGL | Mudgeeraba 33 | Energy Queensland | Shoulder | Coincident | 2026 | POE50 | NA | 12.8583 | QLD Mudgeeraba 33 |  |  | FALSE | #N/A | #N/A | #N/A | #N/A | #N/A | #N/A | #N/A | #N/A | #N/A | #N/A
TRUE | QLD | QMGL | Mudgeeraba 33 | Energy Queensland | Shoulder | Non-coincident | 2026 | POE10 | NA | 15.1579 | QLD Mudgeeraba 33 |  |  | FALSE | #N/A | #N/A | #N/A | #N/A | #N/A | #N/A | #N/A | #N/A | #N/A | #N/A
TRUE | QLD | QMGL | Mudgeeraba 33 | Energy Queensland | Shoulder | Coincident | 2027 | POE10 | NA | 12.8831 | QLD Mudgeeraba 33 |  |  | FALSE | #N/A | #N/A | #N/A | #N/A | #N/A | #N/A | #N/A | #N/A | #N/A | #N/A
TRUE | QLD | QMGL | Mudgeeraba 33 | Energy Queensland | Shoulder | Coincident | 2027 | POE50 | NA | 12.8782 | QLD Mudgeeraba 33 |  |  | FALSE | #N/A | #N/A | #N/A | #N/A | #N/A | #N/A | #N/A | #N/A | #N/A | #N/A
TRUE | QLD | QMGL | Mudgeeraba 33 | Energy Queensland | Shoulder | Non-coincident | 2027 | POE10 | NA | 15.2597 | QLD Mudgeeraba 33 |  |  | FALSE | #N/A | #N/A | #N/A | #N/A | #N/A | #N/A | #N/A | #N/A | #N/A | #N/A
TRUE | QLD | QMGL | Mudgeeraba 33 | Energy Queensland | Shoulder | Coincident | 2028 | POE10 | NA | 12.9201 | QLD Mudgeeraba 33 |  |  | FALSE | #N/A | #N/A | #N/A | #N/A | #N/A | #N/A | #N/A | #N/A | #N/A | #N/A
TRUE | QLD | QMGL | Mudgeeraba 33 | Energy Queensland | Shoulder | Coincident | 2028 | POE50 | NA | 12.9465 | QLD Mudgeeraba 33 |  |  | FALSE | #N/A | #N/A | #N/A | #N/A | #N/A | #N/A | #N/A | #N/A | #N/A | #N/A
TRUE | QLD | QMGL | Mudgeeraba 33 | Energy Queensland | Shoulder | Non-coincident | 2028 | POE10 | NA | 15.3618 | QLD Mudgeeraba 33 |  |  | FALSE | #N/A | #N/A | #N/A | #N/A | #N/A | #N/A | #N/A | #N/A | #N/A | #N/A
TRUE | QLD | QMGL | Mudgeeraba 33 | Energy Queensland | Shoulder | Coincident | 2029 | POE10 | NA | 13.1272 | QLD Mudgeeraba 33 |  |  | FALSE | #N/A | #N/A | #N/A | #N/A | #N/A | #N/A | #N/A | #N/A | #N/A | #N/A
TRUE | QLD | QMGL | Mudgeeraba 33 | Energy Queensland | Shoulder | Coincident | 2029 | POE50 | NA | 13.0764 | QLD Mudgeeraba 33 |  |  | FALSE | #N/A | #N/A | #N/A | #N/A | #N/A | #N/A | #N/A | #N/A | #N/A | #N/A
TRUE | QLD | QMGL | Mudgeeraba 33 | Energy Queensland | Shoulder | Non-coincident | 2029 | POE10 | NA | 15.464 | QLD Mudgeeraba 33 |  |  | FALSE | #N/A | #N/A | #N/A | #N/A | #N/A | #N/A | #N/A | #N/A | #N/A | #N/A
TRUE | QLD | QMGL | Mudgeeraba 33 | Energy Queensland | Shoulder | Coincident | 2030 | POE10 | NA | 13.2131 | QLD Mudgeeraba 33 |  |  | FALSE | #N/A | #N/A | #N/A | #N/A | #N/A | #N/A | #N/A | #N/A | #N/A | #N/A
TRUE | QLD | QMGL | Mudgeeraba 33 | Energy Queensland | Shoulder | Coincident | 2030 | POE50 | NA | 13.1754 | QLD Mudgeeraba 33 |  |  | FALSE | #N/A | #N/A | #N/A | #N/A | #N/A | #N/A | #N/A | #N/A | #N/A | #N/A
TRUE | QLD | QMGL | Mudgeeraba 33 | Energy Queensland | Shoulder | Non-coincident | 2030 | POE10 | NA | 15.5661 | QLD Mudgeeraba 33 |  |  | FALSE | #N/A | #N/A | #N/A | #N/A | #N/A | #N/A | #N/A | #N/A | #N/A | #N/A
TRUE | QLD | QMGL | Mudgeeraba 33 | Energy Queensland | Summer | Non-coincident | 2019 | BASEYEARPOE10 | NA | 22.1396 | QLD Mudgeeraba 33 |  |  | FALSE | #N/A | #N/A | #N/A | #N/A | #N/A | #N/A | #N/A | #N/A | #N/A | #N/A
TRUE | QLD | QMGL | Mudgeeraba 33 | Energy Queensland | Summer | Coincident | 2021 | POE10 | NA | 19.7579 | QLD Mudgeeraba 33 |  |  | FALSE | #N/A | #N/A | #N/A | #N/A | #N/A | #N/A | #N/A | #N/A | #N/A | #N/A
TRUE | QLD | QMGL | Mudgeeraba 33 | Energy Queensland | Summer | Coincident | 2021 | POE50 | NA | 19.3119 | QLD Mudgeeraba 33 |  |  | FALSE | #N/A | #N/A | #N/A | #N/A | #N/A | #N/A | #N/A | #N/A | #N/A | #N/A
TRUE | QLD | QMGL | Mudgeeraba 33 | Energy Queensland | Summer | Non-coincident | 2021 | POE10 | NA | 25.6189 | QLD Mudgeeraba 33 |  |  | FALSE | #N/A | #N/A | #N/A | #N/A | #N/A | #N/A | #N/A | #N/A | #N/A | #N/A
TRUE | QLD | QMGL | Mudgeeraba 33 | Energy Queensland | Summer | Coincident | 2022 | POE10 | NA | 20.2561 | QLD Mudgeeraba 33 |  |  | FALSE | #N/A | #N/A | #N/A | #N/A | #N/A | #N/A | #N/A | #N/A | #N/A | #N/A
TRUE | QLD | QMGL | Mudgeeraba 33 | Energy Queensland | Summer | Coincident | 2022 | POE50 | NA | 19.7688 | QLD Mudgeeraba 33 |  |  | FALSE | #N/A | #N/A | #N/A | #N/A | #N/A | #N/A | #N/A | #N/A | #N/A | #N/A
TRUE | QLD | QMGL | Mudgeeraba 33 | Energy Queensland | Summer | Non-coincident | 2022 | POE10 | NA | 25.7734 | QLD Mudgeeraba 33 |  |  | FALSE | #N/A | #N/A | #N/A | #N/A | #N/A | #N/A | #N/A | #N/A | #N/A | #N/A
TRUE | QLD | QMGL | Mudgeeraba 33 | Energy Queensland | Summer | Coincident | 2023 | POE10 | NA | 20.5074 | QLD Mudgeeraba 33 |  |  | FALSE | #N/A | #N/A | #N/A | #N/A | #N/A | #N/A | #N/A | #N/A | #N/A | #N/A
TRUE | QLD | QMGL | Mudgeeraba 33 | Energy Queensland | Summer | Coincident | 2023 | POE50 | NA | 19.9702 | QLD Mudgeeraba 33 |  |  | FALSE | #N/A | #N/A | #N/A | #N/A | #N/A | #N/A | #N/A | #N/A | #N/A | #N/A
TRUE | QLD | QMGL | Mudgeeraba 33 | Energy Queensland | Summer | Non-coincident | 2023 | POE10 | NA | 25.9274 | QLD Mudgeeraba 33 |  |  | FALSE | #N/A | #N/A | #N/A | #N/A | #N/A | #N/A | #N/A | #N/A | #N/A | #N/A
TRUE | QLD | QMGL | Mudgeeraba 33 | Energy Queensland | Summer | Coincident | 2024 | POE10 | NA | 20.8847 | QLD Mudgeeraba 33 |  |  | FALSE | #N/A | #N/A | #N/A | #N/A | #N/A | #N/A | #N/A | #N/A | #N/A | #N/A
TRUE | QLD | QMGL | Mudgeeraba 33 | Energy Queensland | Summer | Coincident | 2024 | POE50 | NA | 20.3576 | QLD Mudgeeraba 33 |  |  | FALSE | #N/A | #N/A | #N/A | #N/A | #N/A | #N/A | #N/A | #N/A | #N/A | #N/A
TRUE | QLD | QMGL | Mudgeeraba 33 | Energy Queensland | Summer | Non-coincident | 2024 | POE10 | NA | 26.0815 | QLD Mudgeeraba 33 |  |  | FALSE | #N/A | #N/A | #N/A | #N/A | #N/A | #N/A | #N/A | #N/A | #N/A | #N/A
TRUE | QLD | QMGL | Mudgeeraba 33 | Energy Queensland | Summer | Coincident | 2025 | POE10 | NA | 20.9277 | QLD Mudgeeraba 33 |  |  | FALSE | #N/A | #N/A | #N/A | #N/A | #N/A | #N/A | #N/A | #N/A | #N/A | #N/A
TRUE | QLD | QMGL | Mudgeeraba 33 | Energy Queensland | Summer | Coincident | 2025 | POE50 | NA | 20.5051 | QLD Mudgeeraba 33 |  |  | FALSE | #N/A | #N/A | #N/A | #N/A | #N/A | #N/A | #N/A | #N/A | #N/A | #N/A
TRUE | QLD | QMGL | Mudgeeraba 33 | Energy Queensland | Summer | Non-coincident | 2025 | POE10 | NA | 26.2356 | QLD Mudgeeraba 33 |  |  | FALSE | #N/A | #N/A | #N/A | #N/A | #N/A | #N/A | #N/A | #N/A | #N/A | #N/A
TRUE | QLD | QMGL | Mudgeeraba 33 | Energy Queensland | Summer | Coincident | 2026 | POE10 | NA | 21.1566 | QLD Mudgeeraba 33 |  |  | FALSE | #N/A | #N/A | #N/A | #N/A | #N/A | #N/A | #N/A | #N/A | #N/A | #N/A
TRUE | QLD | QMGL | Mudgeeraba 33 | Energy Queensland | Summer | Coincident | 2026 | POE50 | NA | 20.661 | QLD Mudgeeraba 33 |  |  | FALSE | #N/A | #N/A | #N/A | #N/A | #N/A | #N/A | #N/A | #N/A | #N/A | #N/A
TRUE | QLD | QMGL | Mudgeeraba 33 | Energy Queensland | Summer | Non-coincident | 2026 | POE10 | NA | 26.3896 | QLD Mudgeeraba 33 |  |  | FALSE | #N/A | #N/A | #N/A | #N/A | #N/A | #N/A | #N/A | #N/A | #N/A | #N/A
TRUE | QLD | QMGL | Mudgeeraba 33 | Energy Queensland | Summer | Coincident | 2027 | POE10 | NA | 21.1301 | QLD Mudgeeraba 33 |  |  | FALSE | #N/A | #N/A | #N/A | #N/A | #N/A | #N/A | #N/A | #N/A | #N/A | #N/A
TRUE | QLD | QMGL | Mudgeeraba 33 | Energy Queensland | Summer | Coincident | 2027 | POE50 | NA | 20.7065 | QLD Mudgeeraba 33 |  |  | FALSE | #N/A | #N/A | #N/A | #N/A | #N/A | #N/A | #N/A | #N/A | #N/A | #N/A
TRUE | QLD | QMGL | Mudgeeraba 33 | Energy Queensland | Summer | Non-coincident | 2027 | POE10 | NA | 26.5445 | QLD Mudgeeraba 33 |  |  | FALSE | #N/A | #N/A | #N/A | #N/A | #N/A | #N/A | #N/A | #N/A | #N/A | #N/A
TRUE | QLD | QMGL | Mudgeeraba 33 | Energy Queensland | Summer | Coincident | 2028 | POE10 | NA | 21.2772 | QLD Mudgeeraba 33 |  |  | FALSE | #N/A | #N/A | #N/A | #N/A | #N/A | #N/A | #N/A | #N/A | #N/A | #N/A
TRUE | QLD | QMGL | Mudgeeraba 33 | Energy Queensland | Summer | Coincident | 2028 | POE50 | NA | 20.84 | QLD Mudgeeraba 33 |  |  | FALSE | #N/A | #N/A | #N/A | #N/A | #N/A | #N/A | #N/A | #N/A | #N/A | #N/A
TRUE | QLD | QMGL | Mudgeeraba 33 | Energy Queensland | Summer | Non-coincident | 2028 | POE10 | NA | 26.6999 | QLD Mudgeeraba 33 |  |  | FALSE | #N/A | #N/A | #N/A | #N/A | #N/A | #N/A | #N/A | #N/A | #N/A | #N/A
TRUE | QLD | QMGL | Mudgeeraba 33 | Energy Queensland | Summer | Coincident | 2029 | POE10 | NA | 21.3525 | QLD Mudgeeraba 33 |  |  | FALSE | #N/A | #N/A | #N/A | #N/A | #N/A | #N/A | #N/A | #N/A | #N/A | #N/A
TRUE | QLD | QMGL | Mudgeeraba 33 | Energy Queensland | Summer | Coincident | 2029 | POE50 | NA | 21.0034 | QLD Mudgeeraba 33 |  |  | FALSE | #N/A | #N/A | #N/A | #N/A | #N/A | #N/A | #N/A | #N/A | #N/A | #N/A
TRUE | QLD | QMGL | Mudgeeraba 33 | Energy Queensland | Summer | Non-coincident | 2029 | POE10 | NA | 26.8554 | QLD Mudgeeraba 33 |  |  | FALSE | #N/A | #N/A | #N/A | #N/A | #N/A | #N/A | #N/A | #N/A | #N/A | #N/A
TRUE | QLD | QMGL | Mudgeeraba 33 | Energy Queensland | Summer | Coincident | 2030 | POE10 | NA | 21.5073 | QLD Mudgeeraba 33 |  |  | FALSE | #N/A | #N/A | #N/A | #N/A | #N/A | #N/A | #N/A | #N/A | #N/A | #N/A
TRUE | QLD | QMGL | Mudgeeraba 33 | Energy Queensland | Summer | Coincident | 2030 | POE50 | NA | 21.0438 | QLD Mudgeeraba 33 |  |  | FALSE | #N/A | #N/A | #N/A | #N/A | #N/A | #N/A | #N/A | #N/A | #N/A | #N/A
TRUE | QLD | QMGL | Mudgeeraba 33 | Energy Queensland | Summer | Non-coincident | 2030 | POE10 | NA | 27.0108 | QLD Mudgeeraba 33 |  |  | FALSE | #N/A | #N/A | #N/A | #N/A | #N/A | #N/A | #N/A | #N/A | #N/A | #N/A
TRUE | QLD | QMGL | Mudgeeraba 33 | Energy Queensland | Winter | Non-coincident | 2019 | BASEYEARPOE10 | NA | 18.0597 | QLD Mudgeeraba 33 |  |  | FALSE | #N/A | #N/A | #N/A | #N/A | #N/A | #N/A | #N/A | #N/A | #N/A | #N/A
TRUE | QLD | QMGL | Mudgeeraba 33 | Energy Queensland | Winter | Coincident | 2020 | POE10 | NA | 17.4175 | QLD Mudgeeraba 33 |  |  | FALSE | #N/A | #N/A | #N/A | #N/A | #N/A | #N/A | #N/A | #N/A | #N/A | #N/A
TRUE | QLD | QMGL | Mudgeeraba 33 | Energy Queensland | Winter | Coincident | 2020 | POE50 | NA | 16.6613 | QLD Mudgeeraba 33 |  |  | FALSE | #N/A | #N/A | #N/A | #N/A | #N/A | #N/A | #N/A | #N/A | #N/A | #N/A
TRUE | QLD | QMGL | Mudgeeraba 33 | Energy Queensland | Winter | Non-coincident | 2020 | POE10 | NA | 18.1913 | QLD Mudgeeraba 33 |  |  | FALSE | #N/A | #N/A | #N/A | #N/A | #N/A | #N/A | #N/A | #N/A | #N/A | #N/A
TRUE | QLD | QMGL | Mudgeeraba 33 | Energy Queensland | Winter | Coincident | 2021 | POE10 | NA | 17.3926 | QLD Mudgeeraba 33 |  |  | FALSE | #N/A | #N/A | #N/A | #N/A | #N/A | #N/A | #N/A | #N/A | #N/A | #N/A
TRUE | QLD | QMGL | Mudgeeraba 33 | Energy Queensland | Winter | Coincident | 2021 | POE50 | NA | 16.633 | QLD Mudgeeraba 33 |  |  | FALSE | #N/A | #N/A | #N/A | #N/A | #N/A | #N/A | #N/A | #N/A | #N/A | #N/A
TRUE | QLD | QMGL | Mudgeeraba 33 | Energy Queensland | Winter | Non-coincident | 2021 | POE10 | NA | 18.3193 | QLD Mudgeeraba 33 |  |  | FALSE | #N/A | #N/A | #N/A | #N/A | #N/A | #N/A | #N/A | #N/A | #N/A | #N/A
TRUE | QLD | QMGL | Mudgeeraba 33 | Energy Queensland | Winter | Coincident | 2022 | POE10 | NA | 17.9009 | QLD Mudgeeraba 33 |  |  | FALSE | #N/A | #N/A | #N/A | #N/A | #N/A | #N/A | #N/A | #N/A | #N/A | #N/A
TRUE | QLD | QMGL | Mudgeeraba 33 | Energy Queensland | Winter | Coincident | 2022 | POE50 | NA | 17.1221 | QLD Mudgeeraba 33 |  |  | FALSE | #N/A | #N/A | #N/A | #N/A | #N/A | #N/A | #N/A | #N/A | #N/A | #N/A
TRUE | QLD | QMGL | Mudgeeraba 33 | Energy Queensland | Winter | Non-coincident | 2022 | POE10 | NA | 18.4465 | QLD Mudgeeraba 33 |  |  | FALSE | #N/A | #N/A | #N/A | #N/A | #N/A | #N/A | #N/A | #N/A | #N/A | #N/A
TRUE | QLD | QMGL | Mudgeeraba 33 | Energy Queensland | Winter | Coincident | 2023 | POE10 | NA | 18.1909 | QLD Mudgeeraba 33 |  |  | FALSE | #N/A | #N/A | #N/A | #N/A | #N/A | #N/A | #N/A | #N/A | #N/A | #N/A
TRUE | QLD | QMGL | Mudgeeraba 33 | Energy Queensland | Winter | Coincident | 2023 | POE50 | NA | 17.383 | QLD Mudgeeraba 33 |  |  | FALSE | #N/A | #N/A | #N/A | #N/A | #N/A | #N/A | #N/A | #N/A | #N/A | #N/A
TRUE | QLD | QMGL | Mudgeeraba 33 | Energy Queensland | Winter | Non-coincident | 2023 | POE10 | NA | 18.5737 | QLD Mudgeeraba 33 |  |  | FALSE | #N/A | #N/A | #N/A | #N/A | #N/A | #N/A | #N/A | #N/A | #N/A | #N/A
TRUE | QLD | QMGL | Mudgeeraba 33 | Energy Queensland | Winter | Coincident | 2024 | POE10 | NA | 18.5888 | QLD Mudgeeraba 33 |  |  | FALSE | #N/A | #N/A | #N/A | #N/A | #N/A | #N/A | #N/A | #N/A | #N/A | #N/A
TRUE | QLD | QMGL | Mudgeeraba 33 | Energy Queensland | Winter | Coincident | 2024 | POE50 | NA | 17.695 | QLD Mudgeeraba 33 |  |  | FALSE | #N/A | #N/A | #N/A | #N/A | #N/A | #N/A | #N/A | #N/A | #N/A | #N/A
TRUE | QLD | QMGL | Mudgeeraba 33 | Energy Queensland | Winter | Non-coincident | 2024 | POE10 | NA | 18.7009 | QLD Mudgeeraba 33 |  |  | FALSE | #N/A | #N/A | #N/A | #N/A | #N/A | #N/A | #N/A | #N/A | #N/A | #N/A
TRUE | QLD | QMGL | Mudgeeraba 33 | Energy Queensland | Winter | Coincident | 2025 | POE10 | NA | 18.6576 | QLD Mudgeeraba 33 |  |  | FALSE | #N/A | #N/A | #N/A | #N/A | #N/A | #N/A | #N/A | #N/A | #N/A | #N/A
TRUE | QLD | QMGL | Mudgeeraba 33 | Energy Queensland | Winter | Coincident | 2025 | POE50 | NA | 17.7987 | QLD Mudgeeraba 33 |  |  | FALSE | #N/A | #N/A | #N/A | #N/A | #N/A | #N/A | #N/A | #N/A | #N/A | #N/A
TRUE | QLD | QMGL | Mudgeeraba 33 | Energy Queensland | Winter | Non-coincident | 2025 | POE10 | NA | 18.8281 | QLD Mudgeeraba 33 |  |  | FALSE | #N/A | #N/A | #N/A | #N/A | #N/A | #N/A | #N/A | #N/A | #N/A | #N/A
TRUE | QLD | QMGL | Mudgeeraba 33 | Energy Queensland | Winter | Coincident | 2026 | POE10 | NA | 18.7711 | QLD Mudgeeraba 33 |  |  | FALSE | #N/A | #N/A | #N/A | #N/A | #N/A | #N/A | #N/A | #N/A | #N/A | #N/A
TRUE | QLD | QMGL | Mudgeeraba 33 | Energy Queensland | Winter | Coincident | 2026 | POE50 | NA | 17.9409 | QLD Mudgeeraba 33 |  |  | FALSE | #N/A | #N/A | #N/A | #N/A | #N/A | #N/A | #N/A | #N/A | #N/A | #N/A
TRUE | QLD | QMGL | Mudgeeraba 33 | Energy Queensland | Winter | Non-coincident | 2026 | POE10 | NA | 18.9554 | QLD Mudgeeraba 33 |  |  | FALSE | #N/A | #N/A | #N/A | #N/A | #N/A | #N/A | #N/A | #N/A | #N/A | #N/A
TRUE | QLD | QMGL | Mudgeeraba 33 | Energy Queensland | Winter | Coincident | 2027 | POE10 | NA | 18.8798 | QLD Mudgeeraba 33 |  |  | FALSE | #N/A | #N/A | #N/A | #N/A | #N/A | #N/A | #N/A | #N/A | #N/A | #N/A
TRUE | QLD | QMGL | Mudgeeraba 33 | Energy Queensland | Winter | Coincident | 2027 | POE50 | NA | 18.0467 | QLD Mudgeeraba 33 |  |  | FALSE | #N/A | #N/A | #N/A | #N/A | #N/A | #N/A | #N/A | #N/A | #N/A | #N/A
TRUE | QLD | QMGL | Mudgeeraba 33 | Energy Queensland | Winter | Non-coincident | 2027 | POE10 | NA | 19.0837 | QLD Mudgeeraba 33 |  |  | FALSE | #N/A | #N/A | #N/A | #N/A | #N/A | #N/A | #N/A | #N/A | #N/A | #N/A
TRUE | QLD | QMGL | Mudgeeraba 33 | Energy Queensland | Winter | Coincident | 2028 | POE10 | NA | 19.1978 | QLD Mudgeeraba 33 |  |  | FALSE | #N/A | #N/A | #N/A | #N/A | #N/A | #N/A | #N/A | #N/A | #N/A | #N/A
TRUE | QLD | QMGL | Mudgeeraba 33 | Energy Queensland | Winter | Coincident | 2028 | POE50 | NA | 18.2085 | QLD Mudgeeraba 33 |  |  | FALSE | #N/A | #N/A | #N/A | #N/A | #N/A | #N/A | #N/A | #N/A | #N/A | #N/A
TRUE | QLD | QMGL | Mudgeeraba 33 | Energy Queensland | Winter | Non-coincident | 2028 | POE10 | NA | 19.2121 | QLD Mudgeeraba 33 |  |  | FALSE | #N/A | #N/A | #N/A | #N/A | #N/A | #N/A | #N/A | #N/A | #N/A | #N/A
TRUE | QLD | QMGL | Mudgeeraba 33 | Energy Queensland | Winter | Coincident | 2029 | POE10 | NA | 19.222 | QLD Mudgeeraba 33 |  |  | FALSE | #N/A | #N/A | #N/A | #N/A | #N/A | #N/A | #N/A | #N/A | #N/A | #N/A
TRUE | QLD | QMGL | Mudgeeraba 33 | Energy Queensland | Winter | Coincident | 2029 | POE50 | NA | 18.3266 | QLD Mudgeeraba 33 |  |  | FALSE | #N/A | #N/A | #N/A | #N/A | #N/A | #N/A | #N/A | #N/A | #N/A | #N/A
TRUE | QLD | QMGL | Mudgeeraba 33 | Energy Queensland | Winter | Non-coincident | 2029 | POE10 | NA | 19.3404 | QLD Mudgeeraba 33 |  |  | FALSE | #N/A | #N/A | #N/A | #N/A | #N/A | #N/A | #N/A | #N/A | #N/A | #N/A
TRUE | QLD | QMKA | Mackay | Energy Queensland | Shoulder | Coincident | 2017 | ACTUAL_OPG | 29.2257 | 55.4292 | QLD Mackay |  |  | FALSE | #N/A | #N/A | #N/A | #N/A | #N/A | #N/A | #N/A | #N/A | #N/A | #N/A
TRUE | QLD | QMKA | Mackay | Energy Queensland | Shoulder | Coincident | 2017 | ACTUAL_RAW | 29.2257 | 55.4292 | QLD Mackay |  |  | FALSE | #N/A | #N/A | #N/A | #N/A | #N/A | #N/A | #N/A | #N/A | #N/A | #N/A
TRUE | QLD | QMKA | Mackay | Energy Queensland | Shoulder | Non-coincident | 2017 | ACTUAL_RAW | 13.0331 | 66.0244 | QLD Mackay |  |  | FALSE | #N/A | #N/A | #N/A | #N/A | #N/A | #N/A | #N/A | #N/A | #N/A | #N/A
TRUE | QLD | QMKA | Mackay | Energy Queensland | Shoulder | Non-coincident | 2017 | ACTUAL_OPG | 25.4394 | 66.0244 | QLD Mackay |  |  | FALSE | #N/A | #N/A | #N/A | #N/A | #N/A | #N/A | #N/A | #N/A | #N/A | #N/A
TRUE | QLD | QMKA | Mackay | Energy Queensland | Shoulder | Non-coincident | 2017 | ACTUAL_ADJUSTEDOPG | 25.4394 | 66.0244 | QLD Mackay |  |  | FALSE | #N/A | #N/A | #N/A | #N/A | #N/A | #N/A | #N/A | #N/A | #N/A | #N/A
TRUE | QLD | QMKA | Mackay | Energy Queensland | Shoulder | Coincident | 2018 | ACTUAL_OPG | 29.6612 | 65.8389 | QLD Mackay |  |  | FALSE | #N/A | #N/A | #N/A | #N/A | #N/A | #N/A | #N/A | #N/A | #N/A | #N/A
TRUE | QLD | QMKA | Mackay | Energy Queensland | Shoulder | Coincident | 2018 | ACTUAL_RAW | 29.6612 | 65.8389 | QLD Mackay |  |  | FALSE | #N/A | #N/A | #N/A | #N/A | #N/A | #N/A | #N/A | #N/A | #N/A | #N/A
TRUE | QLD | QMKA | Mackay | Energy Queensland | Shoulder | Non-coincident | 2018 | ACTUAL_RAW | 12.2706 | 75.599 | QLD Mackay |  |  | FALSE | #N/A | #N/A | #N/A | #N/A | #N/A | #N/A | #N/A | #N/A | #N/A | #N/A
TRUE | QLD | QMKA | Mackay | Energy Queensland | Shoulder | Non-coincident | 2018 | ACTUAL_OPG | 12.2701 | 75.599 | QLD Mackay |  |  | FALSE | #N/A | #N/A | #N/A | #N/A | #N/A | #N/A | #N/A | #N/A | #N/A | #N/A
TRUE | QLD | QMKA | Mackay | Energy Queensland | Shoulder | Non-coincident | 2018 | ACTUAL_ADJUSTEDOPG | 26.288 | 75.599 | QLD Mackay |  |  | FALSE | #N/A | #N/A | #N/A | #N/A | #N/A | #N/A | #N/A | #N/A | #N/A | #N/A
TRUE | QLD | QMKA | Mackay | Energy Queensland | Shoulder | Coincident | 2019 | ACTUAL_OPG | 31.7767 | 58.3536 | QLD Mackay |  |  | FALSE | #N/A | #N/A | #N/A | #N/A | #N/A | #N/A | #N/A | #N/A | #N/A | #N/A
TRUE | QLD | QMKA | Mackay | Energy Queensland | Shoulder | Coincident | 2019 | ACTUAL_RAW | 31.7767 | 58.3536 | QLD Mackay |  |  | FALSE | #N/A | #N/A | #N/A | #N/A | #N/A | #N/A | #N/A | #N/A | #N/A | #N/A
TRUE | QLD | QMKA | Mackay | Energy Queensland | Shoulder | Non-coincident | 2019 | ACTUAL_RAW | 16.0176 | 68.5129 | QLD Mackay |  |  | FALSE | #N/A | #N/A | #N/A | #N/A | #N/A | #N/A | #N/A | #N/A | #N/A | #N/A
TRUE | QLD | QMKA | Mackay | Energy Queensland | Shoulder | Non-coincident | 2019 | ACTUAL_OPG | 24.9884 | 68.5129 | QLD Mackay |  |  | FALSE | #N/A | #N/A | #N/A | #N/A | #N/A | #N/A | #N/A | #N/A | #N/A | #N/A
TRUE | QLD | QMKA | Mackay | Energy Queensland | Shoulder | Non-coincident | 2019 | ACTUAL_ADJUSTEDOPG | 24.9884 | 68.5129 | QLD Mackay |  |  | FALSE | #N/A | #N/A | #N/A | #N/A | #N/A | #N/A | #N/A | #N/A | #N/A | #N/A
TRUE | QLD | QMKA | Mackay | Energy Queensland | Shoulder | Non-coincident | 2019 | BASEYEARPOE90 | 13.3035 | NA | QLD Mackay |  |  | FALSE | #N/A | #N/A | #N/A | #N/A | #N/A | #N/A | #N/A | #N/A | #N/A | #N/A
TRUE | QLD | QMKA | Mackay | Energy Queensland | Shoulder | Non-coincident | 2019 | BASEYEARPOE50 | 18.0164 | 72.7229 | QLD Mackay |  |  | FALSE | #N/A | #N/A | #N/A | #N/A | #N/A | #N/A | #N/A | #N/A | #N/A | #N/A
TRUE | QLD | QMKA | Mackay | Energy Queensland | Shoulder | Coincident | 2020 | ACTUAL_OPG | 25.895 | 58.4076 | QLD Mackay |  |  | FALSE | #N/A | #N/A | #N/A | #N/A | #N/A | #N/A | #N/A | #N/A | #N/A | #N/A
TRUE | QLD | QMKA | Mackay | Energy Queensland | Shoulder | Coincident | 2020 | ACTUAL_RAW | 25.895 | 58.4076 | QLD Mackay |  |  | FALSE | #N/A | #N/A | #N/A | #N/A | #N/A | #N/A | #N/A | #N/A | #N/A | #N/A
TRUE | QLD | QMKA | Mackay | Energy Queensland | Shoulder | Non-coincident | 2020 | ACTUAL_RAW | 22.3747 | 60.726 | QLD Mackay |  |  | FALSE | #N/A | #N/A | #N/A | #N/A | #N/A | #N/A | #N/A | #N/A | #N/A | #N/A
TRUE | QLD | QMKA | Mackay | Energy Queensland | Shoulder | Non-coincident | 2020 | ACTUAL_OPG | 24.2516 | 60.726 | QLD Mackay |  |  | FALSE | #N/A | #N/A | #N/A | #N/A | #N/A | #N/A | #N/A | #N/A | #N/A | #N/A
TRUE | QLD | QMKA | Mackay | Energy Queensland | Shoulder | Non-coincident | 2020 | ACTUAL_ADJUSTEDOPG | 24.2516 | 60.726 | QLD Mackay |  |  | FALSE | #N/A | #N/A | #N/A | #N/A | #N/A | #N/A | #N/A | #N/A | #N/A | #N/A
TRUE | QLD | QMKA | Mackay | Energy Queensland | Shoulder | Coincident_unreconciled | 2021 | POE50 | 20 | NA | QLD Mackay |  |  | FALSE | #N/A | #N/A | #N/A | #N/A | #N/A | #N/A | #N/A | #N/A | #N/A | #N/A
TRUE | QLD | QMKA | Mackay | Energy Queensland | Shoulder | Coincident_unreconciled | 2021 | POE90 | 9.6719 | NA | QLD Mackay |  |  | FALSE | #N/A | #N/A | #N/A | #N/A | #N/A | #N/A | #N/A | #N/A | #N/A | #N/A
TRUE | QLD | QMKA | Mackay | Energy Queensland | Shoulder | Non-coincident | 2021 | POE50 | 11.1578 | 72.1895 | QLD Mackay |  |  | FALSE | #N/A | #N/A | #N/A | #N/A | #N/A | #N/A | #N/A | #N/A | #N/A | #N/A
TRUE | QLD | QMKA | Mackay | Energy Queensland | Shoulder | Non-coincident | 2021 | POE90 | 2.829 | NA | QLD Mackay |  |  | FALSE | #N/A | #N/A | #N/A | #N/A | #N/A | #N/A | #N/A | #N/A | #N/A | #N/A
TRUE | QLD | QMKA | Mackay | Energy Queensland | Shoulder | Coincident_unreconciled | 2022 | POE50 | 16.422 | NA | QLD Mackay |  |  | FALSE | #N/A | #N/A | #N/A | #N/A | #N/A | #N/A | #N/A | #N/A | #N/A | #N/A
TRUE | QLD | QMKA | Mackay | Energy Queensland | Shoulder | Coincident_unreconciled | 2022 | POE90 | 6.0781 | NA | QLD Mackay |  |  | FALSE | #N/A | #N/A | #N/A | #N/A | #N/A | #N/A | #N/A | #N/A | #N/A | #N/A
TRUE | QLD | QMKA | Mackay | Energy Queensland | Shoulder | Non-coincident | 2022 | POE50 | 8.2724 | 71.9482 | QLD Mackay |  |  | FALSE | #N/A | #N/A | #N/A | #N/A | #N/A | #N/A | #N/A | #N/A | #N/A | #N/A
TRUE | QLD | QMKA | Mackay | Energy Queensland | Shoulder | Non-coincident | 2022 | POE90 | -0.11293 | NA | QLD Mackay |  |  | FALSE | #N/A | #N/A | #N/A | #N/A | #N/A | #N/A | #N/A | #N/A | #N/A | #N/A
TRUE | QLD | QMKA | Mackay | Energy Queensland | Shoulder | Coincident_unreconciled | 2023 | POE50 | 13.493 | NA | QLD Mackay |  |  | FALSE | #N/A | #N/A | #N/A | #N/A | #N/A | #N/A | #N/A | #N/A | #N/A | #N/A
TRUE | QLD | QMKA | Mackay | Energy Queensland | Shoulder | Coincident_unreconciled | 2023 | POE90 | 4.2367 | NA | QLD Mackay |  |  | FALSE | #N/A | #N/A | #N/A | #N/A | #N/A | #N/A | #N/A | #N/A | #N/A | #N/A
TRUE | QLD | QMKA | Mackay | Energy Queensland | Shoulder | Non-coincident | 2023 | POE50 | 5.9104 | 71.8765 | QLD Mackay |  |  | FALSE | #N/A | #N/A | #N/A | #N/A | #N/A | #N/A | #N/A | #N/A | #N/A | #N/A
TRUE | QLD | QMKA | Mackay | Energy Queensland | Shoulder | Non-coincident | 2023 | POE90 | -2.5359 | NA | QLD Mackay |  |  | FALSE | #N/A | #N/A | #N/A | #N/A | #N/A | #N/A | #N/A | #N/A | #N/A | #N/A
TRUE | QLD | QMKA | Mackay | Energy Queensland | Shoulder | Coincident_unreconciled | 2024 | POE50 | 10.9645 | NA | QLD Mackay |  |  | FALSE | #N/A | #N/A | #N/A | #N/A | #N/A | #N/A | #N/A | #N/A | #N/A | #N/A
TRUE | QLD | QMKA | Mackay | Energy Queensland | Shoulder | Coincident_unreconciled | 2024 | POE90 | 2.6409 | NA | QLD Mackay |  |  | FALSE | #N/A | #N/A | #N/A | #N/A | #N/A | #N/A | #N/A | #N/A | #N/A | #N/A
TRUE | QLD | QMKA | Mackay | Energy Queensland | Shoulder | Non-coincident | 2024 | POE50 | 3.8714 | 71.8944 | QLD Mackay |  |  | FALSE | #N/A | #N/A | #N/A | #N/A | #N/A | #N/A | #N/A | #N/A | #N/A | #N/A
TRUE | QLD | QMKA | Mackay | Energy Queensland | Shoulder | Non-coincident | 2024 | POE90 | -4.6358 | NA | QLD Mackay |  |  | FALSE | #N/A | #N/A | #N/A | #N/A | #N/A | #N/A | #N/A | #N/A | #N/A | #N/A
TRUE | QLD | QMKA | Mackay | Energy Queensland | Shoulder | Coincident_unreconciled | 2025 | POE50 | 8.7025 | NA | QLD Mackay |  |  | FALSE | #N/A | #N/A | #N/A | #N/A | #N/A | #N/A | #N/A | #N/A | #N/A | #N/A
TRUE | QLD | QMKA | Mackay | Energy Queensland | Shoulder | Coincident_unreconciled | 2025 | POE90 | 1.2083 | NA | QLD Mackay |  |  | FALSE | #N/A | #N/A | #N/A | #N/A | #N/A | #N/A | #N/A | #N/A | #N/A | #N/A
TRUE | QLD | QMKA | Mackay | Energy Queensland | Shoulder | Non-coincident | 2025 | POE50 | 2.0472 | 71.9959 | QLD Mackay |  |  | FALSE | #N/A | #N/A | #N/A | #N/A | #N/A | #N/A | #N/A | #N/A | #N/A | #N/A
TRUE | QLD | QMKA | Mackay | Energy Queensland | Shoulder | Non-coincident | 2025 | POE90 | -6.5209 | NA | QLD Mackay |  |  | FALSE | #N/A | #N/A | #N/A | #N/A | #N/A | #N/A | #N/A | #N/A | #N/A | #N/A
TRUE | QLD | QMKA | Mackay | Energy Queensland | Shoulder | Coincident_unreconciled | 2026 | POE50 | 6.7632 | NA | QLD Mackay |  |  | FALSE | #N/A | #N/A | #N/A | #N/A | #N/A | #N/A | #N/A | #N/A | #N/A | #N/A
TRUE | QLD | QMKA | Mackay | Energy Queensland | Shoulder | Coincident_unreconciled | 2026 | POE90 | -0.02659 | NA | QLD Mackay |  |  | FALSE | #N/A | #N/A | #N/A | #N/A | #N/A | #N/A | #N/A | #N/A | #N/A | #N/A
TRUE | QLD | QMKA | Mackay | Energy Queensland | Shoulder | Non-coincident | 2026 | POE50 | 0.48329 | 72.2224 | QLD Mackay |  |  | FALSE | #N/A | #N/A | #N/A | #N/A | #N/A | #N/A | #N/A | #N/A | #N/A | #N/A
TRUE | QLD | QMKA | Mackay | Energy Queensland | Shoulder | Non-coincident | 2026 | POE90 | -8.1458 | NA | QLD Mackay |  |  | FALSE | #N/A | #N/A | #N/A | #N/A | #N/A | #N/A | #N/A | #N/A | #N/A | #N/A
TRUE | QLD | QMKA | Mackay | Energy Queensland | Shoulder | Coincident_unreconciled | 2027 | POE50 | 5.6117 | NA | QLD Mackay |  |  | FALSE | #N/A | #N/A | #N/A | #N/A | #N/A | #N/A | #N/A | #N/A | #N/A | #N/A
TRUE | QLD | QMKA | Mackay | Energy Queensland | Shoulder | Coincident_unreconciled | 2027 | POE90 | -0.99781 | NA | QLD Mackay |  |  | FALSE | #N/A | #N/A | #N/A | #N/A | #N/A | #N/A | #N/A | #N/A | #N/A | #N/A
TRUE | QLD | QMKA | Mackay | Energy Queensland | Shoulder | Non-coincident | 2027 | POE50 | -0.72659 | 72.6924 | QLD Mackay |  |  | FALSE | #N/A | #N/A | #N/A | #N/A | #N/A | #N/A | #N/A | #N/A | #N/A | #N/A
TRUE | QLD | QMKA | Mackay | Energy Queensland | Shoulder | Non-coincident | 2027 | POE90 | -9.4238 | NA | QLD Mackay |  |  | FALSE | #N/A | #N/A | #N/A | #N/A | #N/A | #N/A | #N/A | #N/A | #N/A | #N/A
TRUE | QLD | QMKA | Mackay | Energy Queensland | Shoulder | Coincident_unreconciled | 2028 | POE50 | 4.8635 | NA | QLD Mackay |  |  | FALSE | #N/A | #N/A | #N/A | #N/A | #N/A | #N/A | #N/A | #N/A | #N/A | #N/A
TRUE | QLD | QMKA | Mackay | Energy Queensland | Shoulder | Coincident_unreconciled | 2028 | POE90 | -1.8017 | NA | QLD Mackay |  |  | FALSE | #N/A | #N/A | #N/A | #N/A | #N/A | #N/A | #N/A | #N/A | #N/A | #N/A
TRUE | QLD | QMKA | Mackay | Energy Queensland | Shoulder | Non-coincident | 2028 | POE50 | -1.7111 | 73.3634 | QLD Mackay |  |  | FALSE | #N/A | #N/A | #N/A | #N/A | #N/A | #N/A | #N/A | #N/A | #N/A | #N/A
TRUE | QLD | QMKA | Mackay | Energy Queensland | Shoulder | Non-coincident | 2028 | POE90 | -10.4816 | NA | QLD Mackay |  |  | FALSE | #N/A | #N/A | #N/A | #N/A | #N/A | #N/A | #N/A | #N/A | #N/A | #N/A
TRUE | QLD | QMKA | Mackay | Energy Queensland | Shoulder | Coincident_unreconciled | 2029 | POE50 | 4.1899 | NA | QLD Mackay |  |  | FALSE | #N/A | #N/A | #N/A | #N/A | #N/A | #N/A | #N/A | #N/A | #N/A | #N/A
TRUE | QLD | QMKA | Mackay | Energy Queensland | Shoulder | Coincident_unreconciled | 2029 | POE90 | -2.5311 | NA | QLD Mackay |  |  | FALSE | #N/A | #N/A | #N/A | #N/A | #N/A | #N/A | #N/A | #N/A | #N/A | #N/A
TRUE | QLD | QMKA | Mackay | Energy Queensland | Shoulder | Non-coincident | 2029 | POE50 | -2.5975 | 74.169 | QLD Mackay |  |  | FALSE | #N/A | #N/A | #N/A | #N/A | #N/A | #N/A | #N/A | #N/A | #N/A | #N/A
TRUE | QLD | QMKA | Mackay | Energy Queensland | Shoulder | Non-coincident | 2029 | POE90 | -11.4413 | NA | QLD Mackay |  |  | FALSE | #N/A | #N/A | #N/A | #N/A | #N/A | #N/A | #N/A | #N/A | #N/A | #N/A
TRUE | QLD | QMKA | Mackay | Energy Queensland | Shoulder | Coincident_unreconciled | 2030 | POE50 | 3.5757 | NA | QLD Mackay |  |  | FALSE | #N/A | #N/A | #N/A | #N/A | #N/A | #N/A | #N/A | #N/A | #N/A | #N/A
TRUE | QLD | QMKA | Mackay | Energy Queensland | Shoulder | Coincident_unreconciled | 2030 | POE90 | -3.201 | NA | QLD Mackay |  |  | FALSE | #N/A | #N/A | #N/A | #N/A | #N/A | #N/A | #N/A | #N/A | #N/A | #N/A
TRUE | QLD | QMKA | Mackay | Energy Queensland | Shoulder | Non-coincident | 2030 | POE50 | -3.4057 | 75.1783 | QLD Mackay |  |  | FALSE | #N/A | #N/A | #N/A | #N/A | #N/A | #N/A | #N/A | #N/A | #N/A | #N/A
TRUE | QLD | QMKA | Mackay | Energy Queensland | Shoulder | Non-coincident | 2030 | POE90 | -12.3228 | NA | QLD Mackay |  |  | FALSE | #N/A | #N/A | #N/A | #N/A | #N/A | #N/A | #N/A | #N/A | #N/A | #N/A
TRUE | QLD | QMKA | Mackay | Energy Queensland | Summer | Coincident | 2017 | ACTUAL_OPG | 32.1319 | 71.4491 | QLD Mackay |  |  | FALSE | #N/A | #N/A | #N/A | #N/A | #N/A | #N/A | #N/A | #N/A | #N/A | #N/A
TRUE | QLD | QMKA | Mackay | Energy Queensland | Summer | Coincident | 2017 | ACTUAL_RAW | 32.1319 | 71.4491 | QLD Mackay |  |  | FALSE | #N/A | #N/A | #N/A | #N/A | #N/A | #N/A | #N/A | #N/A | #N/A | #N/A
TRUE | QLD | QMKA | Mackay | Energy Queensland | Summer | Non-coincident | 2017 | ACTUAL_RAW | 15.8892 | 93.9356 | QLD Mackay |  |  | FALSE | #N/A | #N/A | #N/A | #N/A | #N/A | #N/A | #N/A | #N/A | #N/A | #N/A
TRUE | QLD | QMKA | Mackay | Energy Queensland | Summer | Non-coincident | 2017 | ACTUAL_OPG | 15.8892 | 93.9356 | QLD Mackay |  |  | FALSE | #N/A | #N/A | #N/A | #N/A | #N/A | #N/A | #N/A | #N/A | #N/A | #N/A
TRUE | QLD | QMKA | Mackay | Energy Queensland | Summer | Non-coincident | 2017 | ACTUAL_ADJUSTEDOPG | 26.0131 | 93.9356 | QLD Mackay |  |  | FALSE | #N/A | #N/A | #N/A | #N/A | #N/A | #N/A | #N/A | #N/A | #N/A | #N/A
TRUE | QLD | QMKA | Mackay | Energy Queensland | Summer | Coincident | 2018 | ACTUAL_OPG | 29.7969 | 85.6034 | QLD Mackay |  |  | FALSE | #N/A | #N/A | #N/A | #N/A | #N/A | #N/A | #N/A | #N/A | #N/A | #N/A
TRUE | QLD | QMKA | Mackay | Energy Queensland | Summer | Coincident | 2018 | ACTUAL_RAW | 29.7969 | 85.6034 | QLD Mackay |  |  | FALSE | #N/A | #N/A | #N/A | #N/A | #N/A | #N/A | #N/A | #N/A | #N/A | #N/A
TRUE | QLD | QMKA | Mackay | Energy Queensland | Summer | Non-coincident | 2018 | ACTUAL_RAW | 23.8747 | 89.2393 | QLD Mackay |  |  | FALSE | #N/A | #N/A | #N/A | #N/A | #N/A | #N/A | #N/A | #N/A | #N/A | #N/A
TRUE | QLD | QMKA | Mackay | Energy Queensland | Summer | Non-coincident | 2018 | ACTUAL_OPG | 26.9495 | 89.2393 | QLD Mackay |  |  | FALSE | #N/A | #N/A | #N/A | #N/A | #N/A | #N/A | #N/A | #N/A | #N/A | #N/A
TRUE | QLD | QMKA | Mackay | Energy Queensland | Summer | Non-coincident | 2018 | ACTUAL_ADJUSTEDOPG | 26.9495 | 89.2393 | QLD Mackay |  |  | FALSE | #N/A | #N/A | #N/A | #N/A | #N/A | #N/A | #N/A | #N/A | #N/A | #N/A
TRUE | QLD | QMKA | Mackay | Energy Queensland | Summer | Coincident | 2019 | ACTUAL_OPG | 31.8899 | 88.5774 | QLD Mackay |  |  | FALSE | #N/A | #N/A | #N/A | #N/A | #N/A | #N/A | #N/A | #N/A | #N/A | #N/A
TRUE | QLD | QMKA | Mackay | Energy Queensland | Summer | Coincident | 2019 | ACTUAL_RAW | 31.8899 | 88.5774 | QLD Mackay |  |  | FALSE | #N/A | #N/A | #N/A | #N/A | #N/A | #N/A | #N/A | #N/A | #N/A | #N/A
TRUE | QLD | QMKA | Mackay | Energy Queensland | Summer | Non-coincident | 2019 | ACTUAL_RAW | 26.7542 | 97.5613 | QLD Mackay |  |  | FALSE | #N/A | #N/A | #N/A | #N/A | #N/A | #N/A | #N/A | #N/A | #N/A | #N/A
TRUE | QLD | QMKA | Mackay | Energy Queensland | Summer | Non-coincident | 2019 | ACTUAL_OPG | 30.0756 | 97.5613 | QLD Mackay |  |  | FALSE | #N/A | #N/A | #N/A | #N/A | #N/A | #N/A | #N/A | #N/A | #N/A | #N/A
TRUE | QLD | QMKA | Mackay | Energy Queensland | Summer | Non-coincident | 2019 | ACTUAL_ADJUSTEDOPG | 30.0756 | 97.5613 | QLD Mackay |  |  | FALSE | #N/A | #N/A | #N/A | #N/A | #N/A | #N/A | #N/A | #N/A | #N/A | #N/A
TRUE | QLD | QMKA | Mackay | Energy Queensland | Summer | Non-coincident | 2019 | BASEYEARPOE90 | 17.5321 | NA | QLD Mackay |  |  | FALSE | #N/A | #N/A | #N/A | #N/A | #N/A | #N/A | #N/A | #N/A | #N/A | #N/A
TRUE | QLD | QMKA | Mackay | Energy Queensland | Summer | Non-coincident | 2019 | BASEYEARPOE50 | 23.3869 | 94.955 | QLD Mackay |  |  | FALSE | #N/A | #N/A | #N/A | #N/A | #N/A | #N/A | #N/A | #N/A | #N/A | #N/A
TRUE | QLD | QMKA | Mackay | Energy Queensland | Summer | Coincident | 2020 | ACTUAL_OPG | 31.7355 | 68.788 | QLD Mackay |  |  | FALSE | #N/A | #N/A | #N/A | #N/A | #N/A | #N/A | #N/A | #N/A | #N/A | #N/A
TRUE | QLD | QMKA | Mackay | Energy Queensland | Summer | Coincident | 2020 | ACTUAL_RAW | 31.7355 | 68.788 | QLD Mackay |  |  | FALSE | #N/A | #N/A | #N/A | #N/A | #N/A | #N/A | #N/A | #N/A | #N/A | #N/A
TRUE | QLD | QMKA | Mackay | Energy Queensland | Summer | Non-coincident | 2020 | ACTUAL_RAW | 18.6861 | 89.4743 | QLD Mackay |  |  | FALSE | #N/A | #N/A | #N/A | #N/A | #N/A | #N/A | #N/A | #N/A | #N/A | #N/A
TRUE | QLD | QMKA | Mackay | Energy Queensland | Summer | Non-coincident | 2020 | ACTUAL_OPG | 18.6861 | 89.4743 | QLD Mackay |  |  | FALSE | #N/A | #N/A | #N/A | #N/A | #N/A | #N/A | #N/A | #N/A | #N/A | #N/A
TRUE | QLD | QMKA | Mackay | Energy Queensland | Summer | Non-coincident | 2020 | ACTUAL_ADJUSTEDOPG | 18.6861 | 89.4743 | QLD Mackay |  |  | FALSE | #N/A | #N/A | #N/A | #N/A | #N/A | #N/A | #N/A | #N/A | #N/A | #N/A
TRUE | QLD | QMKA | Mackay | Energy Queensland | Summer | Coincident_unreconciled | 2021 | POE50 | 30 | NA | QLD Mackay |  |  | FALSE | #N/A | #N/A | #N/A | #N/A | #N/A | #N/A | #N/A | #N/A | #N/A | #N/A
TRUE | QLD | QMKA | Mackay | Energy Queensland | Summer | Coincident_unreconciled | 2021 | POE90 | 18.6408 | NA | QLD Mackay |  |  | FALSE | #N/A | #N/A | #N/A | #N/A | #N/A | #N/A | #N/A | #N/A | #N/A | #N/A
TRUE | QLD | QMKA | Mackay | Energy Queensland | Summer | Non-coincident | 2021 | POE50 | 28 | 97.1248 | QLD Mackay |  |  | FALSE | #N/A | #N/A | #N/A | #N/A | #N/A | #N/A | #N/A | #N/A | #N/A | #N/A
TRUE | QLD | QMKA | Mackay | Energy Queensland | Summer | Non-coincident | 2021 | POE90 | 16.3509 | NA | QLD Mackay |  |  | FALSE | #N/A | #N/A | #N/A | #N/A | #N/A | #N/A | #N/A | #N/A | #N/A | #N/A
TRUE | QLD | QMKA | Mackay | Energy Queensland | Summer | Coincident_unreconciled | 2022 | POE50 | 26.5743 | NA | QLD Mackay |  |  | FALSE | #N/A | #N/A | #N/A | #N/A | #N/A | #N/A | #N/A | #N/A | #N/A | #N/A
TRUE | QLD | QMKA | Mackay | Energy Queensland | Summer | Coincident_unreconciled | 2022 | POE90 | 15.138 | NA | QLD Mackay |  |  | FALSE | #N/A | #N/A | #N/A | #N/A | #N/A | #N/A | #N/A | #N/A | #N/A | #N/A
TRUE | QLD | QMKA | Mackay | Energy Queensland | Summer | Non-coincident | 2022 | POE50 | 25.3091 | 97.5388 | QLD Mackay |  |  | FALSE | #N/A | #N/A | #N/A | #N/A | #N/A | #N/A | #N/A | #N/A | #N/A | #N/A
TRUE | QLD | QMKA | Mackay | Energy Queensland | Summer | Non-coincident | 2022 | POE90 | 15.3418 | NA | QLD Mackay |  |  | FALSE | #N/A | #N/A | #N/A | #N/A | #N/A | #N/A | #N/A | #N/A | #N/A | #N/A
TRUE | QLD | QMKA | Mackay | Energy Queensland | Summer | Coincident_unreconciled | 2023 | POE50 | 23.7616 | NA | QLD Mackay |  |  | FALSE | #N/A | #N/A | #N/A | #N/A | #N/A | #N/A | #N/A | #N/A | #N/A | #N/A
TRUE | QLD | QMKA | Mackay | Energy Queensland | Summer | Coincident_unreconciled | 2023 | POE90 | 12.2422 | NA | QLD Mackay |  |  | FALSE | #N/A | #N/A | #N/A | #N/A | #N/A | #N/A | #N/A | #N/A | #N/A | #N/A
TRUE | QLD | QMKA | Mackay | Energy Queensland | Summer | Non-coincident | 2023 | POE50 | 23.0998 | 98.0484 | QLD Mackay |  |  | FALSE | #N/A | #N/A | #N/A | #N/A | #N/A | #N/A | #N/A | #N/A | #N/A | #N/A
TRUE | QLD | QMKA | Mackay | Energy Queensland | Summer | Non-coincident | 2023 | POE90 | 14.0515 | NA | QLD Mackay |  |  | FALSE | #N/A | #N/A | #N/A | #N/A | #N/A | #N/A | #N/A | #N/A | #N/A | #N/A
TRUE | QLD | QMKA | Mackay | Energy Queensland | Summer | Coincident_unreconciled | 2024 | POE50 | 21.3445 | NA | QLD Mackay |  |  | FALSE | #N/A | #N/A | #N/A | #N/A | #N/A | #N/A | #N/A | #N/A | #N/A | #N/A
TRUE | QLD | QMKA | Mackay | Energy Queensland | Summer | Coincident_unreconciled | 2024 | POE90 | 9.7421 | NA | QLD Mackay |  |  | FALSE | #N/A | #N/A | #N/A | #N/A | #N/A | #N/A | #N/A | #N/A | #N/A | #N/A
TRUE | QLD | QMKA | Mackay | Energy Queensland | Summer | Non-coincident | 2024 | POE50 | 21.2012 | 98.5928 | QLD Mackay |  |  | FALSE | #N/A | #N/A | #N/A | #N/A | #N/A | #N/A | #N/A | #N/A | #N/A | #N/A
TRUE | QLD | QMKA | Mackay | Energy Queensland | Summer | Non-coincident | 2024 | POE90 | 12.0876 | NA | QLD Mackay |  |  | FALSE | #N/A | #N/A | #N/A | #N/A | #N/A | #N/A | #N/A | #N/A | #N/A | #N/A
TRUE | QLD | QMKA | Mackay | Energy Queensland | Summer | Coincident_unreconciled | 2025 | POE50 | 19.1734 | NA | QLD Mackay |  |  | FALSE | #N/A | #N/A | #N/A | #N/A | #N/A | #N/A | #N/A | #N/A | #N/A | #N/A
TRUE | QLD | QMKA | Mackay | Energy Queensland | Summer | Coincident_unreconciled | 2025 | POE90 | 7.4879 | NA | QLD Mackay |  |  | FALSE | #N/A | #N/A | #N/A | #N/A | #N/A | #N/A | #N/A | #N/A | #N/A | #N/A
TRUE | QLD | QMKA | Mackay | Energy Queensland | Summer | Non-coincident | 2025 | POE50 | 19.4959 | 99.184 | QLD Mackay |  |  | FALSE | #N/A | #N/A | #N/A | #N/A | #N/A | #N/A | #N/A | #N/A | #N/A | #N/A
TRUE | QLD | QMKA | Mackay | Energy Queensland | Summer | Non-coincident | 2025 | POE90 | 10.317 | NA | QLD Mackay |  |  | FALSE | #N/A | #N/A | #N/A | #N/A | #N/A | #N/A | #N/A | #N/A | #N/A | #N/A
TRUE | QLD | QMKA | Mackay | Energy Queensland | Summer | Coincident_unreconciled | 2026 | POE50 | 17.3465 | NA | QLD Mackay |  |  | FALSE | #N/A | #N/A | #N/A | #N/A | #N/A | #N/A | #N/A | #N/A | #N/A | #N/A
TRUE | QLD | QMKA | Mackay | Energy Queensland | Summer | Coincident_unreconciled | 2026 | POE90 | 5.5778 | NA | QLD Mackay |  |  | FALSE | #N/A | #N/A | #N/A | #N/A | #N/A | #N/A | #N/A | #N/A | #N/A | #N/A
TRUE | QLD | QMKA | Mackay | Energy Queensland | Summer | Non-coincident | 2026 | POE50 | 18.0609 | 99.8614 | QLD Mackay |  |  | FALSE | #N/A | #N/A | #N/A | #N/A | #N/A | #N/A | #N/A | #N/A | #N/A | #N/A
TRUE | QLD | QMKA | Mackay | Energy Queensland | Summer | Non-coincident | 2026 | POE90 | 8.8167 | NA | QLD Mackay |  |  | FALSE | #N/A | #N/A | #N/A | #N/A | #N/A | #N/A | #N/A | #N/A | #N/A | #N/A
TRUE | QLD | QMKA | Mackay | Energy Queensland | Summer | Coincident_unreconciled | 2027 | POE50 | 15.9974 | NA | QLD Mackay |  |  | FALSE | #N/A | #N/A | #N/A | #N/A | #N/A | #N/A | #N/A | #N/A | #N/A | #N/A
TRUE | QLD | QMKA | Mackay | Energy Queensland | Summer | Coincident_unreconciled | 2027 | POE90 | 4.1358 | NA | QLD Mackay |  |  | FALSE | #N/A | #N/A | #N/A | #N/A | #N/A | #N/A | #N/A | #N/A | #N/A | #N/A
TRUE | QLD | QMKA | Mackay | Energy Queensland | Summer | Non-coincident | 2027 | POE50 | 17.0011 | 100.7495 | QLD Mackay |  |  | FALSE | #N/A | #N/A | #N/A | #N/A | #N/A | #N/A | #N/A | #N/A | #N/A | #N/A
TRUE | QLD | QMKA | Mackay | Energy Queensland | Summer | Non-coincident | 2027 | POE90 | 7.6839 | NA | QLD Mackay |  |  | FALSE | #N/A | #N/A | #N/A | #N/A | #N/A | #N/A | #N/A | #N/A | #N/A | #N/A
TRUE | QLD | QMKA | Mackay | Energy Queensland | Summer | Coincident_unreconciled | 2028 | POE50 | 14.9311 | NA | QLD Mackay |  |  | FALSE | #N/A | #N/A | #N/A | #N/A | #N/A | #N/A | #N/A | #N/A | #N/A | #N/A
TRUE | QLD | QMKA | Mackay | Energy Queensland | Summer | Coincident_unreconciled | 2028 | POE90 | 3.285 | NA | QLD Mackay |  |  | FALSE | #N/A | #N/A | #N/A | #N/A | #N/A | #N/A | #N/A | #N/A | #N/A | #N/A
TRUE | QLD | QMKA | Mackay | Energy Queensland | Summer | Non-coincident | 2028 | POE50 | 16.1635 | 101.818 | QLD Mackay |  |  | FALSE | #N/A | #N/A | #N/A | #N/A | #N/A | #N/A | #N/A | #N/A | #N/A | #N/A
TRUE | QLD | QMKA | Mackay | Energy Queensland | Summer | Non-coincident | 2028 | POE90 | 6.7679 | NA | QLD Mackay |  |  | FALSE | #N/A | #N/A | #N/A | #N/A | #N/A | #N/A | #N/A | #N/A | #N/A | #N/A
TRUE | QLD | QMKA | Mackay | Energy Queensland | Summer | Coincident_unreconciled | 2029 | POE50 | 13.995 | NA | QLD Mackay |  |  | FALSE | #N/A | #N/A | #N/A | #N/A | #N/A | #N/A | #N/A | #N/A | #N/A | #N/A
TRUE | QLD | QMKA | Mackay | Energy Queensland | Summer | Coincident_unreconciled | 2029 | POE90 | 2.6935 | NA | QLD Mackay |  |  | FALSE | #N/A | #N/A | #N/A | #N/A | #N/A | #N/A | #N/A | #N/A | #N/A | #N/A
TRUE | QLD | QMKA | Mackay | Energy Queensland | Summer | Non-coincident | 2029 | POE50 | 15.4283 | 103.0047 | QLD Mackay |  |  | FALSE | #N/A | #N/A | #N/A | #N/A | #N/A | #N/A | #N/A | #N/A | #N/A | #N/A
TRUE | QLD | QMKA | Mackay | Energy Queensland | Summer | Non-coincident | 2029 | POE90 | 5.9541 | NA | QLD Mackay |  |  | FALSE | #N/A | #N/A | #N/A | #N/A | #N/A | #N/A | #N/A | #N/A | #N/A | #N/A
TRUE | QLD | QMKA | Mackay | Energy Queensland | Summer | Coincident_unreconciled | 2030 | POE50 | 13.193 | NA | QLD Mackay |  |  | FALSE | #N/A | #N/A | #N/A | #N/A | #N/A | #N/A | #N/A | #N/A | #N/A | #N/A
TRUE | QLD | QMKA | Mackay | Energy Queensland | Summer | Coincident_unreconciled | 2030 | POE90 | 2.1784 | NA | QLD Mackay |  |  | FALSE | #N/A | #N/A | #N/A | #N/A | #N/A | #N/A | #N/A | #N/A | #N/A | #N/A
TRUE | QLD | QMKA | Mackay | Energy Queensland | Summer | Non-coincident | 2030 | POE50 | 14.7983 | 104.3842 | QLD Mackay |  |  | FALSE | #N/A | #N/A | #N/A | #N/A | #N/A | #N/A | #N/A | #N/A | #N/A | #N/A
TRUE | QLD | QMKA | Mackay | Energy Queensland | Summer | Non-coincident | 2030 | POE90 | 5.2455 | NA | QLD Mackay |  |  | FALSE | #N/A | #N/A | #N/A | #N/A | #N/A | #N/A | #N/A | #N/A | #N/A | #N/A
TRUE | QLD | QMKA | Mackay | Energy Queensland | Winter | Coincident | 2016 | ACTUAL_OPG | 28.5734 | 48.8422 | QLD Mackay |  |  | FALSE | #N/A | #N/A | #N/A | #N/A | #N/A | #N/A | #N/A | #N/A | #N/A | #N/A
TRUE | QLD | QMKA | Mackay | Energy Queensland | Winter | Coincident | 2016 | ACTUAL_RAW | 28.5734 | 48.8422 | QLD Mackay |  |  | FALSE | #N/A | #N/A | #N/A | #N/A | #N/A | #N/A | #N/A | #N/A | #N/A | #N/A
TRUE | QLD | QMKA | Mackay | Energy Queensland | Winter | Non-coincident | 2016 | ACTUAL_RAW | 13.5749 | 60.7922 | QLD Mackay |  |  | FALSE | #N/A | #N/A | #N/A | #N/A | #N/A | #N/A | #N/A | #N/A | #N/A | #N/A
TRUE | QLD | QMKA | Mackay | Energy Queensland | Winter | Non-coincident | 2016 | ACTUAL_OPG | 24.9716 | 60.7922 | QLD Mackay |  |  | FALSE | #N/A | #N/A | #N/A | #N/A | #N/A | #N/A | #N/A | #N/A | #N/A | #N/A
TRUE | QLD | QMKA | Mackay | Energy Queensland | Winter | Non-coincident | 2016 | ACTUAL_ADJUSTEDOPG | 24.9716 | 60.7922 | QLD Mackay |  |  | FALSE | #N/A | #N/A | #N/A | #N/A | #N/A | #N/A | #N/A | #N/A | #N/A | #N/A
TRUE | QLD | QMKA | Mackay | Energy Queensland | Winter | Coincident | 2017 | ACTUAL_OPG | 29.7032 | 53.3827 | QLD Mackay |  |  | FALSE | #N/A | #N/A | #N/A | #N/A | #N/A | #N/A | #N/A | #N/A | #N/A | #N/A
TRUE | QLD | QMKA | Mackay | Energy Queensland | Winter | Coincident | 2017 | ACTUAL_RAW | 29.7032 | 53.3827 | QLD Mackay |  |  | FALSE | #N/A | #N/A | #N/A | #N/A | #N/A | #N/A | #N/A | #N/A | #N/A | #N/A
TRUE | QLD | QMKA | Mackay | Energy Queensland | Winter | Non-coincident | 2017 | ACTUAL_RAW | 24.6432 | 63.6966 | QLD Mackay |  |  | FALSE | #N/A | #N/A | #N/A | #N/A | #N/A | #N/A | #N/A | #N/A | #N/A | #N/A
TRUE | QLD | QMKA | Mackay | Energy Queensland | Winter | Non-coincident | 2017 | ACTUAL_OPG | 24.6432 | 63.6966 | QLD Mackay |  |  | FALSE | #N/A | #N/A | #N/A | #N/A | #N/A | #N/A | #N/A | #N/A | #N/A | #N/A
TRUE | QLD | QMKA | Mackay | Energy Queensland | Winter | Non-coincident | 2017 | ACTUAL_ADJUSTEDOPG | 24.6432 | 63.6966 | QLD Mackay |  |  | FALSE | #N/A | #N/A | #N/A | #N/A | #N/A | #N/A | #N/A | #N/A | #N/A | #N/A
TRUE | QLD | QMKA | Mackay | Energy Queensland | Winter | Coincident | 2018 | ACTUAL_OPG | 29.49 | 54.7222 | QLD Mackay |  |  | FALSE | #N/A | #N/A | #N/A | #N/A | #N/A | #N/A | #N/A | #N/A | #N/A | #N/A
TRUE | QLD | QMKA | Mackay | Energy Queensland | Winter | Coincident | 2018 | ACTUAL_RAW | 29.49 | 54.7222 | QLD Mackay |  |  | FALSE | #N/A | #N/A | #N/A | #N/A | #N/A | #N/A | #N/A | #N/A | #N/A | #N/A
TRUE | QLD | QMKA | Mackay | Energy Queensland | Winter | Non-coincident | 2018 | ACTUAL_RAW | 3.8431 | 59.3527 | QLD Mackay |  |  | FALSE | #N/A | #N/A | #N/A | #N/A | #N/A | #N/A | #N/A | #N/A | #N/A | #N/A
TRUE | QLD | QMKA | Mackay | Energy Queensland | Winter | Non-coincident | 2018 | ACTUAL_OPG | 24.7907 | 59.3527 | QLD Mackay |  |  | FALSE | #N/A | #N/A | #N/A | #N/A | #N/A | #N/A | #N/A | #N/A | #N/A | #N/A
TRUE | QLD | QMKA | Mackay | Energy Queensland | Winter | Non-coincident | 2018 | ACTUAL_ADJUSTEDOPG | 24.7907 | 59.3527 | QLD Mackay |  |  | FALSE | #N/A | #N/A | #N/A | #N/A | #N/A | #N/A | #N/A | #N/A | #N/A | #N/A
TRUE | QLD | QMKA | Mackay | Energy Queensland | Winter | Coincident | 2019 | ACTUAL_OPG | 27.3215 | 54.8261 | QLD Mackay |  |  | FALSE | #N/A | #N/A | #N/A | #N/A | #N/A | #N/A | #N/A | #N/A | #N/A | #N/A
TRUE | QLD | QMKA | Mackay | Energy Queensland | Winter | Coincident | 2019 | ACTUAL_RAW | 27.3215 | 54.8261 | QLD Mackay |  |  | FALSE | #N/A | #N/A | #N/A | #N/A | #N/A | #N/A | #N/A | #N/A | #N/A | #N/A
TRUE | QLD | QMKA | Mackay | Energy Queensland | Winter | Non-coincident | 2019 | ACTUAL_RAW | 18.2973 | 58.5089 | QLD Mackay |  |  | FALSE | #N/A | #N/A | #N/A | #N/A | #N/A | #N/A | #N/A | #N/A | #N/A | #N/A
TRUE | QLD | QMKA | Mackay | Energy Queensland | Winter | Non-coincident | 2019 | ACTUAL_OPG | 20.6818 | 58.5089 | QLD Mackay |  |  | FALSE | #N/A | #N/A | #N/A | #N/A | #N/A | #N/A | #N/A | #N/A | #N/A | #N/A
TRUE | QLD | QMKA | Mackay | Energy Queensland | Winter | Non-coincident | 2019 | ACTUAL_ADJUSTEDOPG | 20.6818 | 58.5089 | QLD Mackay |  |  | FALSE | #N/A | #N/A | #N/A | #N/A | #N/A | #N/A | #N/A | #N/A | #N/A | #N/A
TRUE | QLD | QMKA | Mackay | Energy Queensland | Winter | Non-coincident | 2019 | BASEYEARPOE90 | 12.1009 | NA | QLD Mackay |  |  | FALSE | #N/A | #N/A | #N/A | #N/A | #N/A | #N/A | #N/A | #N/A | #N/A | #N/A
TRUE | QLD | QMKA | Mackay | Energy Queensland | Winter | Non-coincident | 2019 | BASEYEARPOE50 | 16.186 | 63.9398 | QLD Mackay |  |  | FALSE | #N/A | #N/A | #N/A | #N/A | #N/A | #N/A | #N/A | #N/A | #N/A | #N/A
TRUE | QLD | QMKA | Mackay | Energy Queensland | Winter | Coincident_unreconciled | 2020 | POE50 | 25 | NA | QLD Mackay |  |  | FALSE | #N/A | #N/A | #N/A | #N/A | #N/A | #N/A | #N/A | #N/A | #N/A | #N/A
TRUE | QLD | QMKA | Mackay | Energy Queensland | Winter | Coincident_unreconciled | 2020 | POE90 | 19.1118 | NA | QLD Mackay |  |  | FALSE | #N/A | #N/A | #N/A | #N/A | #N/A | #N/A | #N/A | #N/A | #N/A | #N/A
TRUE | QLD | QMKA | Mackay | Energy Queensland | Winter | Non-coincident | 2020 | POE50 | 10.4131 | 61.8924 | QLD Mackay |  |  | FALSE | #N/A | #N/A | #N/A | #N/A | #N/A | #N/A | #N/A | #N/A | #N/A | #N/A
TRUE | QLD | QMKA | Mackay | Energy Queensland | Winter | Non-coincident | 2020 | POE90 | 5.6763 | NA | QLD Mackay |  |  | FALSE | #N/A | #N/A | #N/A | #N/A | #N/A | #N/A | #N/A | #N/A | #N/A | #N/A
TRUE | QLD | QMKA | Mackay | Energy Queensland | Winter | Coincident_unreconciled | 2021 | POE50 | 20.7015 | NA | QLD Mackay |  |  | FALSE | #N/A | #N/A | #N/A | #N/A | #N/A | #N/A | #N/A | #N/A | #N/A | #N/A
TRUE | QLD | QMKA | Mackay | Energy Queensland | Winter | Coincident_unreconciled | 2021 | POE90 | 14.7769 | NA | QLD Mackay |  |  | FALSE | #N/A | #N/A | #N/A | #N/A | #N/A | #N/A | #N/A | #N/A | #N/A | #N/A
TRUE | QLD | QMKA | Mackay | Energy Queensland | Winter | Non-coincident | 2021 | POE50 | 6.9552 | 61.7754 | QLD Mackay |  |  | FALSE | #N/A | #N/A | #N/A | #N/A | #N/A | #N/A | #N/A | #N/A | #N/A | #N/A
TRUE | QLD | QMKA | Mackay | Energy Queensland | Winter | Non-coincident | 2021 | POE90 | 2.1891 | NA | QLD Mackay |  |  | FALSE | #N/A | #N/A | #N/A | #N/A | #N/A | #N/A | #N/A | #N/A | #N/A | #N/A
TRUE | QLD | QMKA | Mackay | Energy Queensland | Winter | Coincident_unreconciled | 2022 | POE50 | 17.4894 | NA | QLD Mackay |  |  | FALSE | #N/A | #N/A | #N/A | #N/A | #N/A | #N/A | #N/A | #N/A | #N/A | #N/A
TRUE | QLD | QMKA | Mackay | Energy Queensland | Winter | Coincident_unreconciled | 2022 | POE90 | 11.7302 | NA | QLD Mackay |  |  | FALSE | #N/A | #N/A | #N/A | #N/A | #N/A | #N/A | #N/A | #N/A | #N/A | #N/A
TRUE | QLD | QMKA | Mackay | Energy Queensland | Winter | Non-coincident | 2022 | POE50 | 4.3712 | 61.8681 | QLD Mackay |  |  | FALSE | #N/A | #N/A | #N/A | #N/A | #N/A | #N/A | #N/A | #N/A | #N/A | #N/A
TRUE | QLD | QMKA | Mackay | Energy Queensland | Winter | Non-coincident | 2022 | POE90 | -0.42995 | NA | QLD Mackay |  |  | FALSE | #N/A | #N/A | #N/A | #N/A | #N/A | #N/A | #N/A | #N/A | #N/A | #N/A
TRUE | QLD | QMKA | Mackay | Energy Queensland | Winter | Coincident_unreconciled | 2023 | POE50 | 14.7393 | NA | QLD Mackay |  |  | FALSE | #N/A | #N/A | #N/A | #N/A | #N/A | #N/A | #N/A | #N/A | #N/A | #N/A
TRUE | QLD | QMKA | Mackay | Energy Queensland | Winter | Coincident_unreconciled | 2023 | POE90 | 10.0292 | NA | QLD Mackay |  |  | FALSE | #N/A | #N/A | #N/A | #N/A | #N/A | #N/A | #N/A | #N/A | #N/A | #N/A
TRUE | QLD | QMKA | Mackay | Energy Queensland | Winter | Non-coincident | 2023 | POE50 | 2.1589 | 62.0188 | QLD Mackay |  |  | FALSE | #N/A | #N/A | #N/A | #N/A | #N/A | #N/A | #N/A | #N/A | #N/A | #N/A
TRUE | QLD | QMKA | Mackay | Energy Queensland | Winter | Non-coincident | 2023 | POE90 | -2.6773 | NA | QLD Mackay |  |  | FALSE | #N/A | #N/A | #N/A | #N/A | #N/A | #N/A | #N/A | #N/A | #N/A | #N/A
TRUE | QLD | QMKA | Mackay | Energy Queensland | Winter | Coincident_unreconciled | 2024 | POE50 | 12.3294 | NA | QLD Mackay |  |  | FALSE | #N/A | #N/A | #N/A | #N/A | #N/A | #N/A | #N/A | #N/A | #N/A | #N/A
TRUE | QLD | QMKA | Mackay | Energy Queensland | Winter | Coincident_unreconciled | 2024 | POE90 | 8.5353 | NA | QLD Mackay |  |  | FALSE | #N/A | #N/A | #N/A | #N/A | #N/A | #N/A | #N/A | #N/A | #N/A | #N/A
TRUE | QLD | QMKA | Mackay | Energy Queensland | Winter | Non-coincident | 2024 | POE50 | 0.22024 | 62.2297 | QLD Mackay |  |  | FALSE | #N/A | #N/A | #N/A | #N/A | #N/A | #N/A | #N/A | #N/A | #N/A | #N/A
TRUE | QLD | QMKA | Mackay | Energy Queensland | Winter | Non-coincident | 2024 | POE90 | -4.6509 | NA | QLD Mackay |  |  | FALSE | #N/A | #N/A | #N/A | #N/A | #N/A | #N/A | #N/A | #N/A | #N/A | #N/A
TRUE | QLD | QMKA | Mackay | Energy Queensland | Winter | Coincident_unreconciled | 2025 | POE50 | 10.9219 | NA | QLD Mackay |  |  | FALSE | #N/A | #N/A | #N/A | #N/A | #N/A | #N/A | #N/A | #N/A | #N/A | #N/A
TRUE | QLD | QMKA | Mackay | Energy Queensland | Winter | Coincident_unreconciled | 2025 | POE90 | 7.2083 | NA | QLD Mackay |  |  | FALSE | #N/A | #N/A | #N/A | #N/A | #N/A | #N/A | #N/A | #N/A | #N/A | #N/A
TRUE | QLD | QMKA | Mackay | Energy Queensland | Winter | Non-coincident | 2025 | POE50 | -1.4979 | 62.515 | QLD Mackay |  |  | FALSE | #N/A | #N/A | #N/A | #N/A | #N/A | #N/A | #N/A | #N/A | #N/A | #N/A
TRUE | QLD | QMKA | Mackay | Energy Queensland | Winter | Non-coincident | 2025 | POE90 | -6.4041 | NA | QLD Mackay |  |  | FALSE | #N/A | #N/A | #N/A | #N/A | #N/A | #N/A | #N/A | #N/A | #N/A | #N/A
TRUE | QLD | QMKA | Mackay | Energy Queensland | Winter | Coincident_unreconciled | 2026 | POE50 | 9.8352 | NA | QLD Mackay |  |  | FALSE | #N/A | #N/A | #N/A | #N/A | #N/A | #N/A | #N/A | #N/A | #N/A | #N/A
TRUE | QLD | QMKA | Mackay | Energy Queensland | Winter | Coincident_unreconciled | 2026 | POE90 | 6.0946 | NA | QLD Mackay |  |  | FALSE | #N/A | #N/A | #N/A | #N/A | #N/A | #N/A | #N/A | #N/A | #N/A | #N/A
TRUE | QLD | QMKA | Mackay | Energy Queensland | Winter | Non-coincident | 2026 | POE50 | -2.9336 | 62.9254 | QLD Mackay |  |  | FALSE | #N/A | #N/A | #N/A | #N/A | #N/A | #N/A | #N/A | #N/A | #N/A | #N/A
TRUE | QLD | QMKA | Mackay | Energy Queensland | Winter | Non-coincident | 2026 | POE90 | -7.8754 | NA | QLD Mackay |  |  | FALSE | #N/A | #N/A | #N/A | #N/A | #N/A | #N/A | #N/A | #N/A | #N/A | #N/A
TRUE | QLD | QMKA | Mackay | Energy Queensland | Winter | Coincident_unreconciled | 2027 | POE50 | 9.0452 | NA | QLD Mackay |  |  | FALSE | #N/A | #N/A | #N/A | #N/A | #N/A | #N/A | #N/A | #N/A | #N/A | #N/A
TRUE | QLD | QMKA | Mackay | Energy Queensland | Winter | Coincident_unreconciled | 2027 | POE90 | 5.2728 | NA | QLD Mackay |  |  | FALSE | #N/A | #N/A | #N/A | #N/A | #N/A | #N/A | #N/A | #N/A | #N/A | #N/A
TRUE | QLD | QMKA | Mackay | Energy Queensland | Winter | Non-coincident | 2027 | POE50 | -3.9773 | 63.586 | QLD Mackay |  |  | FALSE | #N/A | #N/A | #N/A | #N/A | #N/A | #N/A | #N/A | #N/A | #N/A | #N/A
TRUE | QLD | QMKA | Mackay | Energy Queensland | Winter | Non-coincident | 2027 | POE90 | -8.9612 | NA | QLD Mackay |  |  | FALSE | #N/A | #N/A | #N/A | #N/A | #N/A | #N/A | #N/A | #N/A | #N/A | #N/A
TRUE | QLD | QMKA | Mackay | Energy Queensland | Winter | Coincident_unreconciled | 2028 | POE50 | 8.3551 | NA | QLD Mackay |  |  | FALSE | #N/A | #N/A | #N/A | #N/A | #N/A | #N/A | #N/A | #N/A | #N/A | #N/A
TRUE | QLD | QMKA | Mackay | Energy Queensland | Winter | Coincident_unreconciled | 2028 | POE90 | 4.5508 | NA | QLD Mackay |  |  | FALSE | #N/A | #N/A | #N/A | #N/A | #N/A | #N/A | #N/A | #N/A | #N/A | #N/A
TRUE | QLD | QMKA | Mackay | Energy Queensland | Winter | Non-coincident | 2028 | POE50 | -4.889 | 64.3683 | QLD Mackay |  |  | FALSE | #N/A | #N/A | #N/A | #N/A | #N/A | #N/A | #N/A | #N/A | #N/A | #N/A
TRUE | QLD | QMKA | Mackay | Energy Queensland | Winter | Non-coincident | 2028 | POE90 | -9.9151 | NA | QLD Mackay |  |  | FALSE | #N/A | #N/A | #N/A | #N/A | #N/A | #N/A | #N/A | #N/A | #N/A | #N/A
TRUE | QLD | QMKA | Mackay | Energy Queensland | Winter | Coincident_unreconciled | 2029 | POE50 | 7.7311 | NA | QLD Mackay |  |  | FALSE | #N/A | #N/A | #N/A | #N/A | #N/A | #N/A | #N/A | #N/A | #N/A | #N/A
TRUE | QLD | QMKA | Mackay | Energy Queensland | Winter | Coincident_unreconciled | 2029 | POE90 | 3.8949 | NA | QLD Mackay |  |  | FALSE | #N/A | #N/A | #N/A | #N/A | #N/A | #N/A | #N/A | #N/A | #N/A | #N/A
TRUE | QLD | QMKA | Mackay | Energy Queensland | Winter | Non-coincident | 2029 | POE50 | -5.7134 | 65.2781 | QLD Mackay |  |  | FALSE | #N/A | #N/A | #N/A | #N/A | #N/A | #N/A | #N/A | #N/A | #N/A | #N/A
TRUE | QLD | QMKA | Mackay | Energy Queensland | Winter | Non-coincident | 2029 | POE90 | -10.7816 | NA | QLD Mackay |  |  | FALSE | #N/A | #N/A | #N/A | #N/A | #N/A | #N/A | #N/A | #N/A | #N/A | #N/A
TRUE | QLD | QMKA | Mackay | Energy Queensland | Shoulder | Non-coincident | 2019 | BASEYEARPOE10 | NA | 77.8972 | QLD Mackay |  |  | FALSE | #N/A | #N/A | #N/A | #N/A | #N/A | #N/A | #N/A | #N/A | #N/A | #N/A
TRUE | QLD | QMKA | Mackay | Energy Queensland | Shoulder | Coincident | 2021 | POE10 | NA | 66.7423 | QLD Mackay |  |  | FALSE | #N/A | #N/A | #N/A | #N/A | #N/A | #N/A | #N/A | #N/A | #N/A | #N/A
TRUE | QLD | QMKA | Mackay | Energy Queensland | Shoulder | Coincident | 2021 | POE50 | NA | 63.0878 | QLD Mackay |  |  | FALSE | #N/A | #N/A | #N/A | #N/A | #N/A | #N/A | #N/A | #N/A | #N/A | #N/A
TRUE | QLD | QMKA | Mackay | Energy Queensland | Shoulder | Non-coincident | 2021 | POE10 | NA | 77.0863 | QLD Mackay |  |  | FALSE | #N/A | #N/A | #N/A | #N/A | #N/A | #N/A | #N/A | #N/A | #N/A | #N/A
TRUE | QLD | QMKA | Mackay | Energy Queensland | Shoulder | Coincident | 2022 | POE10 | NA | 68.9315 | QLD Mackay |  |  | FALSE | #N/A | #N/A | #N/A | #N/A | #N/A | #N/A | #N/A | #N/A | #N/A | #N/A
TRUE | QLD | QMKA | Mackay | Energy Queensland | Shoulder | Coincident | 2022 | POE50 | NA | 64.0601 | QLD Mackay |  |  | FALSE | #N/A | #N/A | #N/A | #N/A | #N/A | #N/A | #N/A | #N/A | #N/A | #N/A
TRUE | QLD | QMKA | Mackay | Energy Queensland | Shoulder | Non-coincident | 2022 | POE10 | NA | 76.8782 | QLD Mackay |  |  | FALSE | #N/A | #N/A | #N/A | #N/A | #N/A | #N/A | #N/A | #N/A | #N/A | #N/A
TRUE | QLD | QMKA | Mackay | Energy Queensland | Shoulder | Coincident | 2023 | POE10 | NA | 69.4695 | QLD Mackay |  |  | FALSE | #N/A | #N/A | #N/A | #N/A | #N/A | #N/A | #N/A | #N/A | #N/A | #N/A
TRUE | QLD | QMKA | Mackay | Energy Queensland | Shoulder | Coincident | 2023 | POE50 | NA | 64.8641 | QLD Mackay |  |  | FALSE | #N/A | #N/A | #N/A | #N/A | #N/A | #N/A | #N/A | #N/A | #N/A | #N/A
TRUE | QLD | QMKA | Mackay | Energy Queensland | Shoulder | Non-coincident | 2023 | POE10 | NA | 76.8423 | QLD Mackay |  |  | FALSE | #N/A | #N/A | #N/A | #N/A | #N/A | #N/A | #N/A | #N/A | #N/A | #N/A
TRUE | QLD | QMKA | Mackay | Energy Queensland | Shoulder | Coincident | 2024 | POE10 | NA | 70.2259 | QLD Mackay |  |  | FALSE | #N/A | #N/A | #N/A | #N/A | #N/A | #N/A | #N/A | #N/A | #N/A | #N/A
TRUE | QLD | QMKA | Mackay | Energy Queensland | Shoulder | Coincident | 2024 | POE50 | NA | 66.426 | QLD Mackay |  |  | FALSE | #N/A | #N/A | #N/A | #N/A | #N/A | #N/A | #N/A | #N/A | #N/A | #N/A
TRUE | QLD | QMKA | Mackay | Energy Queensland | Shoulder | Non-coincident | 2024 | POE10 | NA | 76.896 | QLD Mackay |  |  | FALSE | #N/A | #N/A | #N/A | #N/A | #N/A | #N/A | #N/A | #N/A | #N/A | #N/A
TRUE | QLD | QMKA | Mackay | Energy Queensland | Shoulder | Coincident | 2025 | POE10 | NA | 70.8971 | QLD Mackay |  |  | FALSE | #N/A | #N/A | #N/A | #N/A | #N/A | #N/A | #N/A | #N/A | #N/A | #N/A
TRUE | QLD | QMKA | Mackay | Energy Queensland | Shoulder | Coincident | 2025 | POE50 | NA | 66.57 | QLD Mackay |  |  | FALSE | #N/A | #N/A | #N/A | #N/A | #N/A | #N/A | #N/A | #N/A | #N/A | #N/A
TRUE | QLD | QMKA | Mackay | Energy Queensland | Shoulder | Non-coincident | 2025 | POE10 | NA | 77.0333 | QLD Mackay |  |  | FALSE | #N/A | #N/A | #N/A | #N/A | #N/A | #N/A | #N/A | #N/A | #N/A | #N/A
TRUE | QLD | QMKA | Mackay | Energy Queensland | Shoulder | Coincident | 2026 | POE10 | NA | 71.0421 | QLD Mackay |  |  | FALSE | #N/A | #N/A | #N/A | #N/A | #N/A | #N/A | #N/A | #N/A | #N/A | #N/A
TRUE | QLD | QMKA | Mackay | Energy Queensland | Shoulder | Coincident | 2026 | POE50 | NA | 67.0747 | QLD Mackay |  |  | FALSE | #N/A | #N/A | #N/A | #N/A | #N/A | #N/A | #N/A | #N/A | #N/A | #N/A
TRUE | QLD | QMKA | Mackay | Energy Queensland | Shoulder | Non-coincident | 2026 | POE10 | NA | 77.2957 | QLD Mackay |  |  | FALSE | #N/A | #N/A | #N/A | #N/A | #N/A | #N/A | #N/A | #N/A | #N/A | #N/A
TRUE | QLD | QMKA | Mackay | Energy Queensland | Shoulder | Coincident | 2027 | POE10 | NA | 71.3968 | QLD Mackay |  |  | FALSE | #N/A | #N/A | #N/A | #N/A | #N/A | #N/A | #N/A | #N/A | #N/A | #N/A
TRUE | QLD | QMKA | Mackay | Energy Queensland | Shoulder | Coincident | 2027 | POE50 | NA | 67.3519 | QLD Mackay |  |  | FALSE | #N/A | #N/A | #N/A | #N/A | #N/A | #N/A | #N/A | #N/A | #N/A | #N/A
TRUE | QLD | QMKA | Mackay | Energy Queensland | Shoulder | Non-coincident | 2027 | POE10 | NA | 77.8058 | QLD Mackay |  |  | FALSE | #N/A | #N/A | #N/A | #N/A | #N/A | #N/A | #N/A | #N/A | #N/A | #N/A
TRUE | QLD | QMKA | Mackay | Energy Queensland | Shoulder | Coincident | 2028 | POE10 | NA | 71.8967 | QLD Mackay |  |  | FALSE | #N/A | #N/A | #N/A | #N/A | #N/A | #N/A | #N/A | #N/A | #N/A | #N/A
TRUE | QLD | QMKA | Mackay | Energy Queensland | Shoulder | Coincident | 2028 | POE50 | NA | 68.0026 | QLD Mackay |  |  | FALSE | #N/A | #N/A | #N/A | #N/A | #N/A | #N/A | #N/A | #N/A | #N/A | #N/A
TRUE | QLD | QMKA | Mackay | Energy Queensland | Shoulder | Non-coincident | 2028 | POE10 | NA | 78.5199 | QLD Mackay |  |  | FALSE | #N/A | #N/A | #N/A | #N/A | #N/A | #N/A | #N/A | #N/A | #N/A | #N/A
TRUE | QLD | QMKA | Mackay | Energy Queensland | Shoulder | Coincident | 2029 | POE10 | NA | 73.4364 | QLD Mackay |  |  | FALSE | #N/A | #N/A | #N/A | #N/A | #N/A | #N/A | #N/A | #N/A | #N/A | #N/A
TRUE | QLD | QMKA | Mackay | Energy Queensland | Shoulder | Coincident | 2029 | POE50 | NA | 69.0723 | QLD Mackay |  |  | FALSE | #N/A | #N/A | #N/A | #N/A | #N/A | #N/A | #N/A | #N/A | #N/A | #N/A
TRUE | QLD | QMKA | Mackay | Energy Queensland | Shoulder | Non-coincident | 2029 | POE10 | NA | 79.3686 | QLD Mackay |  |  | FALSE | #N/A | #N/A | #N/A | #N/A | #N/A | #N/A | #N/A | #N/A | #N/A | #N/A
TRUE | QLD | QMKA | Mackay | Energy Queensland | Shoulder | Coincident | 2030 | POE10 | NA | 74.4273 | QLD Mackay |  |  | FALSE | #N/A | #N/A | #N/A | #N/A | #N/A | #N/A | #N/A | #N/A | #N/A | #N/A
TRUE | QLD | QMKA | Mackay | Energy Queensland | Shoulder | Coincident | 2030 | POE50 | NA | 70.1094 | QLD Mackay |  |  | FALSE | #N/A | #N/A | #N/A | #N/A | #N/A | #N/A | #N/A | #N/A | #N/A | #N/A
TRUE | QLD | QMKA | Mackay | Energy Queensland | Shoulder | Non-coincident | 2030 | POE10 | NA | 80.421 | QLD Mackay |  |  | FALSE | #N/A | #N/A | #N/A | #N/A | #N/A | #N/A | #N/A | #N/A | #N/A | #N/A
TRUE | QLD | QMKA | Mackay | Energy Queensland | Summer | Non-coincident | 2019 | BASEYEARPOE10 | NA | 99.7244 | QLD Mackay |  |  | FALSE | #N/A | #N/A | #N/A | #N/A | #N/A | #N/A | #N/A | #N/A | #N/A | #N/A
TRUE | QLD | QMKA | Mackay | Energy Queensland | Summer | Coincident | 2021 | POE10 | NA | 81.7624 | QLD Mackay |  |  | FALSE | #N/A | #N/A | #N/A | #N/A | #N/A | #N/A | #N/A | #N/A | #N/A | #N/A
TRUE | QLD | QMKA | Mackay | Energy Queensland | Summer | Coincident | 2021 | POE50 | NA | 78.4943 | QLD Mackay |  |  | FALSE | #N/A | #N/A | #N/A | #N/A | #N/A | #N/A | #N/A | #N/A | #N/A | #N/A
TRUE | QLD | QMKA | Mackay | Energy Queensland | Summer | Non-coincident | 2021 | POE10 | NA | 101.8569 | QLD Mackay |  |  | FALSE | #N/A | #N/A | #N/A | #N/A | #N/A | #N/A | #N/A | #N/A | #N/A | #N/A
TRUE | QLD | QMKA | Mackay | Energy Queensland | Summer | Coincident | 2022 | POE10 | NA | 83.4817 | QLD Mackay |  |  | FALSE | #N/A | #N/A | #N/A | #N/A | #N/A | #N/A | #N/A | #N/A | #N/A | #N/A
TRUE | QLD | QMKA | Mackay | Energy Queensland | Summer | Coincident | 2022 | POE50 | NA | 79.9951 | QLD Mackay |  |  | FALSE | #N/A | #N/A | #N/A | #N/A | #N/A | #N/A | #N/A | #N/A | #N/A | #N/A
TRUE | QLD | QMKA | Mackay | Energy Queensland | Summer | Non-coincident | 2022 | POE10 | NA | 102.3031 | QLD Mackay |  |  | FALSE | #N/A | #N/A | #N/A | #N/A | #N/A | #N/A | #N/A | #N/A | #N/A | #N/A
TRUE | QLD | QMKA | Mackay | Energy Queensland | Summer | Coincident | 2023 | POE10 | NA | 84.2781 | QLD Mackay |  |  | FALSE | #N/A | #N/A | #N/A | #N/A | #N/A | #N/A | #N/A | #N/A | #N/A | #N/A
TRUE | QLD | QMKA | Mackay | Energy Queensland | Summer | Coincident | 2023 | POE50 | NA | 80.5578 | QLD Mackay |  |  | FALSE | #N/A | #N/A | #N/A | #N/A | #N/A | #N/A | #N/A | #N/A | #N/A | #N/A
TRUE | QLD | QMKA | Mackay | Energy Queensland | Summer | Non-coincident | 2023 | POE10 | NA | 102.8473 | QLD Mackay |  |  | FALSE | #N/A | #N/A | #N/A | #N/A | #N/A | #N/A | #N/A | #N/A | #N/A | #N/A
TRUE | QLD | QMKA | Mackay | Energy Queensland | Summer | Coincident | 2024 | POE10 | NA | 85.6262 | QLD Mackay |  |  | FALSE | #N/A | #N/A | #N/A | #N/A | #N/A | #N/A | #N/A | #N/A | #N/A | #N/A
TRUE | QLD | QMKA | Mackay | Energy Queensland | Summer | Coincident | 2024 | POE50 | NA | 81.9069 | QLD Mackay |  |  | FALSE | #N/A | #N/A | #N/A | #N/A | #N/A | #N/A | #N/A | #N/A | #N/A | #N/A
TRUE | QLD | QMKA | Mackay | Energy Queensland | Summer | Non-coincident | 2024 | POE10 | NA | 103.4263 | QLD Mackay |  |  | FALSE | #N/A | #N/A | #N/A | #N/A | #N/A | #N/A | #N/A | #N/A | #N/A | #N/A
TRUE | QLD | QMKA | Mackay | Energy Queensland | Summer | Coincident | 2025 | POE10 | NA | 85.6433 | QLD Mackay |  |  | FALSE | #N/A | #N/A | #N/A | #N/A | #N/A | #N/A | #N/A | #N/A | #N/A | #N/A
TRUE | QLD | QMKA | Mackay | Energy Queensland | Summer | Coincident | 2025 | POE50 | NA | 82.3308 | QLD Mackay |  |  | FALSE | #N/A | #N/A | #N/A | #N/A | #N/A | #N/A | #N/A | #N/A | #N/A | #N/A
TRUE | QLD | QMKA | Mackay | Energy Queensland | Summer | Non-coincident | 2025 | POE10 | NA | 104.0521 | QLD Mackay |  |  | FALSE | #N/A | #N/A | #N/A | #N/A | #N/A | #N/A | #N/A | #N/A | #N/A | #N/A
TRUE | QLD | QMKA | Mackay | Energy Queensland | Summer | Coincident | 2026 | POE10 | NA | 86.496 | QLD Mackay |  |  | FALSE | #N/A | #N/A | #N/A | #N/A | #N/A | #N/A | #N/A | #N/A | #N/A | #N/A
TRUE | QLD | QMKA | Mackay | Energy Queensland | Summer | Coincident | 2026 | POE50 | NA | 82.8657 | QLD Mackay |  |  | FALSE | #N/A | #N/A | #N/A | #N/A | #N/A | #N/A | #N/A | #N/A | #N/A | #N/A
TRUE | QLD | QMKA | Mackay | Energy Queensland | Summer | Non-coincident | 2026 | POE10 | NA | 104.7642 | QLD Mackay |  |  | FALSE | #N/A | #N/A | #N/A | #N/A | #N/A | #N/A | #N/A | #N/A | #N/A | #N/A
TRUE | QLD | QMKA | Mackay | Energy Queensland | Summer | Coincident | 2027 | POE10 | NA | 86.4712 | QLD Mackay |  |  | FALSE | #N/A | #N/A | #N/A | #N/A | #N/A | #N/A | #N/A | #N/A | #N/A | #N/A
TRUE | QLD | QMKA | Mackay | Energy Queensland | Summer | Coincident | 2027 | POE50 | NA | 83.1273 | QLD Mackay |  |  | FALSE | #N/A | #N/A | #N/A | #N/A | #N/A | #N/A | #N/A | #N/A | #N/A | #N/A
TRUE | QLD | QMKA | Mackay | Energy Queensland | Summer | Non-coincident | 2027 | POE10 | NA | 105.6909 | QLD Mackay |  |  | FALSE | #N/A | #N/A | #N/A | #N/A | #N/A | #N/A | #N/A | #N/A | #N/A | #N/A
TRUE | QLD | QMKA | Mackay | Energy Queensland | Summer | Coincident | 2028 | POE10 | NA | 87.2879 | QLD Mackay |  |  | FALSE | #N/A | #N/A | #N/A | #N/A | #N/A | #N/A | #N/A | #N/A | #N/A | #N/A
TRUE | QLD | QMKA | Mackay | Energy Queensland | Summer | Coincident | 2028 | POE50 | NA | 83.8749 | QLD Mackay |  |  | FALSE | #N/A | #N/A | #N/A | #N/A | #N/A | #N/A | #N/A | #N/A | #N/A | #N/A
TRUE | QLD | QMKA | Mackay | Energy Queensland | Summer | Non-coincident | 2028 | POE10 | NA | 106.8011 | QLD Mackay |  |  | FALSE | #N/A | #N/A | #N/A | #N/A | #N/A | #N/A | #N/A | #N/A | #N/A | #N/A
TRUE | QLD | QMKA | Mackay | Energy Queensland | Summer | Coincident | 2029 | POE10 | NA | 87.8874 | QLD Mackay |  |  | FALSE | #N/A | #N/A | #N/A | #N/A | #N/A | #N/A | #N/A | #N/A | #N/A | #N/A
TRUE | QLD | QMKA | Mackay | Energy Queensland | Summer | Coincident | 2029 | POE50 | NA | 84.8255 | QLD Mackay |  |  | FALSE | #N/A | #N/A | #N/A | #N/A | #N/A | #N/A | #N/A | #N/A | #N/A | #N/A
TRUE | QLD | QMKA | Mackay | Energy Queensland | Summer | Non-coincident | 2029 | POE10 | NA | 108.0294 | QLD Mackay |  |  | FALSE | #N/A | #N/A | #N/A | #N/A | #N/A | #N/A | #N/A | #N/A | #N/A | #N/A
TRUE | QLD | QMKA | Mackay | Energy Queensland | Summer | Coincident | 2030 | POE10 | NA | 88.9226 | QLD Mackay |  |  | FALSE | #N/A | #N/A | #N/A | #N/A | #N/A | #N/A | #N/A | #N/A | #N/A | #N/A
TRUE | QLD | QMKA | Mackay | Energy Queensland | Summer | Coincident | 2030 | POE50 | NA | 85.392 | QLD Mackay |  |  | FALSE | #N/A | #N/A | #N/A | #N/A | #N/A | #N/A | #N/A | #N/A | #N/A | #N/A
TRUE | QLD | QMKA | Mackay | Energy Queensland | Summer | Non-coincident | 2030 | POE10 | NA | 109.4507 | QLD Mackay |  |  | FALSE | #N/A | #N/A | #N/A | #N/A | #N/A | #N/A | #N/A | #N/A | #N/A | #N/A
TRUE | QLD | QMKA | Mackay | Energy Queensland | Winter | Non-coincident | 2019 | BASEYEARPOE10 | NA | 67.7913 | QLD Mackay |  |  | FALSE | #N/A | #N/A | #N/A | #N/A | #N/A | #N/A | #N/A | #N/A | #N/A | #N/A
TRUE | QLD | QMKA | Mackay | Energy Queensland | Winter | Coincident | 2020 | POE10 | NA | 57.6223 | QLD Mackay |  |  | FALSE | #N/A | #N/A | #N/A | #N/A | #N/A | #N/A | #N/A | #N/A | #N/A | #N/A
TRUE | QLD | QMKA | Mackay | Energy Queensland | Winter | Coincident | 2020 | POE50 | NA | 55.3643 | QLD Mackay |  |  | FALSE | #N/A | #N/A | #N/A | #N/A | #N/A | #N/A | #N/A | #N/A | #N/A | #N/A
TRUE | QLD | QMKA | Mackay | Energy Queensland | Winter | Non-coincident | 2020 | POE10 | NA | 66.1166 | QLD Mackay |  |  | FALSE | #N/A | #N/A | #N/A | #N/A | #N/A | #N/A | #N/A | #N/A | #N/A | #N/A
TRUE | QLD | QMKA | Mackay | Energy Queensland | Winter | Coincident | 2021 | POE10 | NA | 57.4867 | QLD Mackay |  |  | FALSE | #N/A | #N/A | #N/A | #N/A | #N/A | #N/A | #N/A | #N/A | #N/A | #N/A
TRUE | QLD | QMKA | Mackay | Energy Queensland | Winter | Coincident | 2021 | POE50 | NA | 55.2191 | QLD Mackay |  |  | FALSE | #N/A | #N/A | #N/A | #N/A | #N/A | #N/A | #N/A | #N/A | #N/A | #N/A
TRUE | QLD | QMKA | Mackay | Energy Queensland | Winter | Non-coincident | 2021 | POE10 | NA | 66.0257 | QLD Mackay |  |  | FALSE | #N/A | #N/A | #N/A | #N/A | #N/A | #N/A | #N/A | #N/A | #N/A | #N/A
TRUE | QLD | QMKA | Mackay | Energy Queensland | Winter | Coincident | 2022 | POE10 | NA | 59.1842 | QLD Mackay |  |  | FALSE | #N/A | #N/A | #N/A | #N/A | #N/A | #N/A | #N/A | #N/A | #N/A | #N/A
TRUE | QLD | QMKA | Mackay | Energy Queensland | Winter | Coincident | 2022 | POE50 | NA | 56.8592 | QLD Mackay |  |  | FALSE | #N/A | #N/A | #N/A | #N/A | #N/A | #N/A | #N/A | #N/A | #N/A | #N/A
TRUE | QLD | QMKA | Mackay | Energy Queensland | Winter | Non-coincident | 2022 | POE10 | NA | 66.1497 | QLD Mackay |  |  | FALSE | #N/A | #N/A | #N/A | #N/A | #N/A | #N/A | #N/A | #N/A | #N/A | #N/A
TRUE | QLD | QMKA | Mackay | Energy Queensland | Winter | Coincident | 2023 | POE10 | NA | 60.1572 | QLD Mackay |  |  | FALSE | #N/A | #N/A | #N/A | #N/A | #N/A | #N/A | #N/A | #N/A | #N/A | #N/A
TRUE | QLD | QMKA | Mackay | Energy Queensland | Winter | Coincident | 2023 | POE50 | NA | 57.7391 | QLD Mackay |  |  | FALSE | #N/A | #N/A | #N/A | #N/A | #N/A | #N/A | #N/A | #N/A | #N/A | #N/A
TRUE | QLD | QMKA | Mackay | Energy Queensland | Winter | Non-coincident | 2023 | POE10 | NA | 66.3316 | QLD Mackay |  |  | FALSE | #N/A | #N/A | #N/A | #N/A | #N/A | #N/A | #N/A | #N/A | #N/A | #N/A
TRUE | QLD | QMKA | Mackay | Energy Queensland | Winter | Coincident | 2024 | POE10 | NA | 61.4779 | QLD Mackay |  |  | FALSE | #N/A | #N/A | #N/A | #N/A | #N/A | #N/A | #N/A | #N/A | #N/A | #N/A
TRUE | QLD | QMKA | Mackay | Energy Queensland | Winter | Coincident | 2024 | POE50 | NA | 58.7797 | QLD Mackay |  |  | FALSE | #N/A | #N/A | #N/A | #N/A | #N/A | #N/A | #N/A | #N/A | #N/A | #N/A
TRUE | QLD | QMKA | Mackay | Energy Queensland | Winter | Non-coincident | 2024 | POE10 | NA | 66.5737 | QLD Mackay |  |  | FALSE | #N/A | #N/A | #N/A | #N/A | #N/A | #N/A | #N/A | #N/A | #N/A | #N/A
TRUE | QLD | QMKA | Mackay | Energy Queensland | Winter | Coincident | 2025 | POE10 | NA | 61.7289 | QLD Mackay |  |  | FALSE | #N/A | #N/A | #N/A | #N/A | #N/A | #N/A | #N/A | #N/A | #N/A | #N/A
TRUE | QLD | QMKA | Mackay | Energy Queensland | Winter | Coincident | 2025 | POE50 | NA | 59.1468 | QLD Mackay |  |  | FALSE | #N/A | #N/A | #N/A | #N/A | #N/A | #N/A | #N/A | #N/A | #N/A | #N/A
TRUE | QLD | QMKA | Mackay | Energy Queensland | Winter | Non-coincident | 2025 | POE10 | NA | 66.8902 | QLD Mackay |  |  | FALSE | #N/A | #N/A | #N/A | #N/A | #N/A | #N/A | #N/A | #N/A | #N/A | #N/A
TRUE | QLD | QMKA | Mackay | Energy Queensland | Winter | Coincident | 2026 | POE10 | NA | 62.1776 | QLD Mackay |  |  | FALSE | #N/A | #N/A | #N/A | #N/A | #N/A | #N/A | #N/A | #N/A | #N/A | #N/A
TRUE | QLD | QMKA | Mackay | Energy Queensland | Winter | Coincident | 2026 | POE50 | NA | 59.6905 | QLD Mackay |  |  | FALSE | #N/A | #N/A | #N/A | #N/A | #N/A | #N/A | #N/A | #N/A | #N/A | #N/A
TRUE | QLD | QMKA | Mackay | Energy Queensland | Winter | Non-coincident | 2026 | POE10 | NA | 67.3324 | QLD Mackay |  |  | FALSE | #N/A | #N/A | #N/A | #N/A | #N/A | #N/A | #N/A | #N/A | #N/A | #N/A
TRUE | QLD | QMKA | Mackay | Energy Queensland | Winter | Coincident | 2027 | POE10 | NA | 62.7519 | QLD Mackay |  |  | FALSE | #N/A | #N/A | #N/A | #N/A | #N/A | #N/A | #N/A | #N/A | #N/A | #N/A
TRUE | QLD | QMKA | Mackay | Energy Queensland | Winter | Coincident | 2027 | POE50 | NA | 60.251 | QLD Mackay |  |  | FALSE | #N/A | #N/A | #N/A | #N/A | #N/A | #N/A | #N/A | #N/A | #N/A | #N/A
TRUE | QLD | QMKA | Mackay | Energy Queensland | Winter | Non-coincident | 2027 | POE10 | NA | 68.0306 | QLD Mackay |  |  | FALSE | #N/A | #N/A | #N/A | #N/A | #N/A | #N/A | #N/A | #N/A | #N/A | #N/A
TRUE | QLD | QMKA | Mackay | Energy Queensland | Winter | Coincident | 2028 | POE10 | NA | 64.1097 | QLD Mackay |  |  | FALSE | #N/A | #N/A | #N/A | #N/A | #N/A | #N/A | #N/A | #N/A | #N/A | #N/A
TRUE | QLD | QMKA | Mackay | Energy Queensland | Winter | Coincident | 2028 | POE50 | NA | 61.0832 | QLD Mackay |  |  | FALSE | #N/A | #N/A | #N/A | #N/A | #N/A | #N/A | #N/A | #N/A | #N/A | #N/A
TRUE | QLD | QMKA | Mackay | Energy Queensland | Winter | Non-coincident | 2028 | POE10 | NA | 68.8505 | QLD Mackay |  |  | FALSE | #N/A | #N/A | #N/A | #N/A | #N/A | #N/A | #N/A | #N/A | #N/A | #N/A
TRUE | QLD | QMKA | Mackay | Energy Queensland | Winter | Coincident | 2029 | POE10 | NA | 64.6088 | QLD Mackay |  |  | FALSE | #N/A | #N/A | #N/A | #N/A | #N/A | #N/A | #N/A | #N/A | #N/A | #N/A
TRUE | QLD | QMKA | Mackay | Energy Queensland | Winter | Coincident | 2029 | POE50 | NA | 61.8888 | QLD Mackay |  |  | FALSE | #N/A | #N/A | #N/A | #N/A | #N/A | #N/A | #N/A | #N/A | #N/A | #N/A
TRUE | QLD | QMKA | Mackay | Energy Queensland | Winter | Non-coincident | 2029 | POE10 | NA | 69.7978 | QLD Mackay |  |  | FALSE | #N/A | #N/A | #N/A | #N/A | #N/A | #N/A | #N/A | #N/A | #N/A | #N/A
TRUE | QLD | QMRA | Moura | Energy Queensland | Shoulder | Coincident | 2017 | ACTUAL_OPG | 39.9087 | 50.6721 | QLD Moura |  |  | FALSE | #N/A | #N/A | #N/A | #N/A | #N/A | #N/A | #N/A | #N/A | #N/A | #N/A
TRUE | QLD | QMRA | Moura | Energy Queensland | Shoulder | Coincident | 2017 | ACTUAL_RAW | 39.9087 | 50.6721 | QLD Moura |  |  | FALSE | #N/A | #N/A | #N/A | #N/A | #N/A | #N/A | #N/A | #N/A | #N/A | #N/A
TRUE | QLD | QMRA | Moura | Energy Queensland | Shoulder | Non-coincident | 2017 | ACTUAL_RAW | 3.7589 | 54.2337 | QLD Moura |  |  | FALSE | #N/A | #N/A | #N/A | #N/A | #N/A | #N/A | #N/A | #N/A | #N/A | #N/A
TRUE | QLD | QMRA | Moura | Energy Queensland | Shoulder | Non-coincident | 2017 | ACTUAL_OPG | 3.7589 | 54.2337 | QLD Moura |  |  | FALSE | #N/A | #N/A | #N/A | #N/A | #N/A | #N/A | #N/A | #N/A | #N/A | #N/A
TRUE | QLD | QMRA | Moura | Energy Queensland | Shoulder | Non-coincident | 2017 | ACTUAL_ADJUSTEDOPG | 3.7589 | 54.2337 | QLD Moura |  |  | FALSE | #N/A | #N/A | #N/A | #N/A | #N/A | #N/A | #N/A | #N/A | #N/A | #N/A
TRUE | QLD | QMRA | Moura | Energy Queensland | Shoulder | Coincident | 2018 | ACTUAL_OPG | 36.2626 | 24.1091 | QLD Moura |  |  | FALSE | #N/A | #N/A | #N/A | #N/A | #N/A | #N/A | #N/A | #N/A | #N/A | #N/A
TRUE | QLD | QMRA | Moura | Energy Queensland | Shoulder | Coincident | 2018 | ACTUAL_RAW | 36.2626 | 24.1091 | QLD Moura |  |  | FALSE | #N/A | #N/A | #N/A | #N/A | #N/A | #N/A | #N/A | #N/A | #N/A | #N/A
TRUE | QLD | QMRA | Moura | Energy Queensland | Shoulder | Non-coincident | 2018 | ACTUAL_RAW | 16.9932 | 58.1953 | QLD Moura |  |  | FALSE | #N/A | #N/A | #N/A | #N/A | #N/A | #N/A | #N/A | #N/A | #N/A | #N/A
TRUE | QLD | QMRA | Moura | Energy Queensland | Shoulder | Non-coincident | 2018 | ACTUAL_OPG | 16.9932 | 58.1953 | QLD Moura |  |  | FALSE | #N/A | #N/A | #N/A | #N/A | #N/A | #N/A | #N/A | #N/A | #N/A | #N/A
TRUE | QLD | QMRA | Moura | Energy Queensland | Shoulder | Non-coincident | 2018 | ACTUAL_ADJUSTEDOPG | 16.9932 | 58.1953 | QLD Moura |  |  | FALSE | #N/A | #N/A | #N/A | #N/A | #N/A | #N/A | #N/A | #N/A | #N/A | #N/A
TRUE | QLD | QMRA | Moura | Energy Queensland | Shoulder | Coincident | 2019 | ACTUAL_OPG | 45.6964 | 41.7316 | QLD Moura |  |  | FALSE | #N/A | #N/A | #N/A | #N/A | #N/A | #N/A | #N/A | #N/A | #N/A | #N/A
TRUE | QLD | QMRA | Moura | Energy Queensland | Shoulder | Coincident | 2019 | ACTUAL_RAW | 45.6964 | 41.7316 | QLD Moura |  |  | FALSE | #N/A | #N/A | #N/A | #N/A | #N/A | #N/A | #N/A | #N/A | #N/A | #N/A
TRUE | QLD | QMRA | Moura | Energy Queensland | Shoulder | Non-coincident | 2019 | ACTUAL_RAW | 18.6334 | 61.1013 | QLD Moura |  |  | FALSE | #N/A | #N/A | #N/A | #N/A | #N/A | #N/A | #N/A | #N/A | #N/A | #N/A
TRUE | QLD | QMRA | Moura | Energy Queensland | Shoulder | Non-coincident | 2019 | ACTUAL_OPG | 18.6334 | 61.1013 | QLD Moura |  |  | FALSE | #N/A | #N/A | #N/A | #N/A | #N/A | #N/A | #N/A | #N/A | #N/A | #N/A
TRUE | QLD | QMRA | Moura | Energy Queensland | Shoulder | Non-coincident | 2019 | ACTUAL_ADJUSTEDOPG | 18.6334 | 61.1013 | QLD Moura |  |  | FALSE | #N/A | #N/A | #N/A | #N/A | #N/A | #N/A | #N/A | #N/A | #N/A | #N/A
TRUE | QLD | QMRA | Moura | Energy Queensland | Shoulder | Non-coincident | 2019 | BASEYEARPOE90 | 29.397 | NA | QLD Moura |  |  | FALSE | #N/A | #N/A | #N/A | #N/A | #N/A | #N/A | #N/A | #N/A | #N/A | #N/A
TRUE | QLD | QMRA | Moura | Energy Queensland | Shoulder | Non-coincident | 2019 | BASEYEARPOE50 | 30.0301 | 73.5372 | QLD Moura |  |  | FALSE | #N/A | #N/A | #N/A | #N/A | #N/A | #N/A | #N/A | #N/A | #N/A | #N/A
TRUE | QLD | QMRA | Moura | Energy Queensland | Shoulder | Coincident | 2020 | ACTUAL_OPG | 40.6592 | 52.5878 | QLD Moura |  |  | FALSE | #N/A | #N/A | #N/A | #N/A | #N/A | #N/A | #N/A | #N/A | #N/A | #N/A
TRUE | QLD | QMRA | Moura | Energy Queensland | Shoulder | Coincident | 2020 | ACTUAL_RAW | 40.6592 | 52.5878 | QLD Moura |  |  | FALSE | #N/A | #N/A | #N/A | #N/A | #N/A | #N/A | #N/A | #N/A | #N/A | #N/A
TRUE | QLD | QMRA | Moura | Energy Queensland | Shoulder | Non-coincident | 2020 | ACTUAL_RAW | 20.479 | 62.8003 | QLD Moura |  |  | FALSE | #N/A | #N/A | #N/A | #N/A | #N/A | #N/A | #N/A | #N/A | #N/A | #N/A
TRUE | QLD | QMRA | Moura | Energy Queensland | Shoulder | Non-coincident | 2020 | ACTUAL_OPG | 20.479 | 62.8003 | QLD Moura |  |  | FALSE | #N/A | #N/A | #N/A | #N/A | #N/A | #N/A | #N/A | #N/A | #N/A | #N/A
TRUE | QLD | QMRA | Moura | Energy Queensland | Shoulder | Non-coincident | 2020 | ACTUAL_ADJUSTEDOPG | 20.479 | 62.8003 | QLD Moura |  |  | FALSE | #N/A | #N/A | #N/A | #N/A | #N/A | #N/A | #N/A | #N/A | #N/A | #N/A
TRUE | QLD | QMRA | Moura | Energy Queensland | Shoulder | Coincident_unreconciled | 2021 | POE50 | 41 | NA | QLD Moura |  |  | FALSE | #N/A | #N/A | #N/A | #N/A | #N/A | #N/A | #N/A | #N/A | #N/A | #N/A
TRUE | QLD | QMRA | Moura | Energy Queensland | Shoulder | Coincident_unreconciled | 2021 | POE90 | 33.1837 | NA | QLD Moura |  |  | FALSE | #N/A | #N/A | #N/A | #N/A | #N/A | #N/A | #N/A | #N/A | #N/A | #N/A
TRUE | QLD | QMRA | Moura | Energy Queensland | Shoulder | Non-coincident | 2021 | POE50 | 17.722 | 61.1938 | QLD Moura |  |  | FALSE | #N/A | #N/A | #N/A | #N/A | #N/A | #N/A | #N/A | #N/A | #N/A | #N/A
TRUE | QLD | QMRA | Moura | Energy Queensland | Shoulder | Non-coincident | 2021 | POE90 | 8.3224 | NA | QLD Moura |  |  | FALSE | #N/A | #N/A | #N/A | #N/A | #N/A | #N/A | #N/A | #N/A | #N/A | #N/A
TRUE | QLD | QMRA | Moura | Energy Queensland | Shoulder | Coincident_unreconciled | 2022 | POE50 | 40.1554 | NA | QLD Moura |  |  | FALSE | #N/A | #N/A | #N/A | #N/A | #N/A | #N/A | #N/A | #N/A | #N/A | #N/A
TRUE | QLD | QMRA | Moura | Energy Queensland | Shoulder | Coincident_unreconciled | 2022 | POE90 | 32.3466 | NA | QLD Moura |  |  | FALSE | #N/A | #N/A | #N/A | #N/A | #N/A | #N/A | #N/A | #N/A | #N/A | #N/A
TRUE | QLD | QMRA | Moura | Energy Queensland | Shoulder | Non-coincident | 2022 | POE50 | 17.4662 | 61.1524 | QLD Moura |  |  | FALSE | #N/A | #N/A | #N/A | #N/A | #N/A | #N/A | #N/A | #N/A | #N/A | #N/A
TRUE | QLD | QMRA | Moura | Energy Queensland | Shoulder | Non-coincident | 2022 | POE90 | 8.1617 | NA | QLD Moura |  |  | FALSE | #N/A | #N/A | #N/A | #N/A | #N/A | #N/A | #N/A | #N/A | #N/A | #N/A
TRUE | QLD | QMRA | Moura | Energy Queensland | Shoulder | Coincident_unreconciled | 2023 | POE50 | 39.5963 | NA | QLD Moura |  |  | FALSE | #N/A | #N/A | #N/A | #N/A | #N/A | #N/A | #N/A | #N/A | #N/A | #N/A
TRUE | QLD | QMRA | Moura | Energy Queensland | Shoulder | Coincident_unreconciled | 2023 | POE90 | 31.7931 | NA | QLD Moura |  |  | FALSE | #N/A | #N/A | #N/A | #N/A | #N/A | #N/A | #N/A | #N/A | #N/A | #N/A
TRUE | QLD | QMRA | Moura | Energy Queensland | Shoulder | Non-coincident | 2023 | POE50 | 17.2968 | 61.1196 | QLD Moura |  |  | FALSE | #N/A | #N/A | #N/A | #N/A | #N/A | #N/A | #N/A | #N/A | #N/A | #N/A
TRUE | QLD | QMRA | Moura | Energy Queensland | Shoulder | Non-coincident | 2023 | POE90 | 8.0558 | NA | QLD Moura |  |  | FALSE | #N/A | #N/A | #N/A | #N/A | #N/A | #N/A | #N/A | #N/A | #N/A | #N/A
TRUE | QLD | QMRA | Moura | Energy Queensland | Shoulder | Coincident_unreconciled | 2024 | POE50 | 39.2276 | NA | QLD Moura |  |  | FALSE | #N/A | #N/A | #N/A | #N/A | #N/A | #N/A | #N/A | #N/A | #N/A | #N/A
TRUE | QLD | QMRA | Moura | Energy Queensland | Shoulder | Coincident_unreconciled | 2024 | POE90 | 31.4302 | NA | QLD Moura |  |  | FALSE | #N/A | #N/A | #N/A | #N/A | #N/A | #N/A | #N/A | #N/A | #N/A | #N/A
TRUE | QLD | QMRA | Moura | Energy Queensland | Shoulder | Non-coincident | 2024 | POE50 | 17.1851 | 61.0821 | QLD Moura |  |  | FALSE | #N/A | #N/A | #N/A | #N/A | #N/A | #N/A | #N/A | #N/A | #N/A | #N/A
TRUE | QLD | QMRA | Moura | Energy Queensland | Shoulder | Non-coincident | 2024 | POE90 | 7.9869 | NA | QLD Moura |  |  | FALSE | #N/A | #N/A | #N/A | #N/A | #N/A | #N/A | #N/A | #N/A | #N/A | #N/A
TRUE | QLD | QMRA | Moura | Energy Queensland | Shoulder | Coincident_unreconciled | 2025 | POE50 | 38.8217 | NA | QLD Moura |  |  | FALSE | #N/A | #N/A | #N/A | #N/A | #N/A | #N/A | #N/A | #N/A | #N/A | #N/A
TRUE | QLD | QMRA | Moura | Energy Queensland | Shoulder | Coincident_unreconciled | 2025 | POE90 | 31.0299 | NA | QLD Moura |  |  | FALSE | #N/A | #N/A | #N/A | #N/A | #N/A | #N/A | #N/A | #N/A | #N/A | #N/A
TRUE | QLD | QMRA | Moura | Energy Queensland | Shoulder | Non-coincident | 2025 | POE50 | 17.0621 | 61.0389 | QLD Moura |  |  | FALSE | #N/A | #N/A | #N/A | #N/A | #N/A | #N/A | #N/A | #N/A | #N/A | #N/A
TRUE | QLD | QMRA | Moura | Energy Queensland | Shoulder | Non-coincident | 2025 | POE90 | 7.9137 | NA | QLD Moura |  |  | FALSE | #N/A | #N/A | #N/A | #N/A | #N/A | #N/A | #N/A | #N/A | #N/A | #N/A
TRUE | QLD | QMRA | Moura | Energy Queensland | Shoulder | Coincident_unreconciled | 2026 | POE50 | 38.4709 | NA | QLD Moura |  |  | FALSE | #N/A | #N/A | #N/A | #N/A | #N/A | #N/A | #N/A | #N/A | #N/A | #N/A
TRUE | QLD | QMRA | Moura | Energy Queensland | Shoulder | Coincident_unreconciled | 2026 | POE90 | 30.6847 | NA | QLD Moura |  |  | FALSE | #N/A | #N/A | #N/A | #N/A | #N/A | #N/A | #N/A | #N/A | #N/A | #N/A
TRUE | QLD | QMRA | Moura | Energy Queensland | Shoulder | Non-coincident | 2026 | POE50 | 16.9559 | 60.9906 | QLD Moura |  |  | FALSE | #N/A | #N/A | #N/A | #N/A | #N/A | #N/A | #N/A | #N/A | #N/A | #N/A
TRUE | QLD | QMRA | Moura | Energy Queensland | Shoulder | Non-coincident | 2026 | POE90 | 7.8533 | NA | QLD Moura |  |  | FALSE | #N/A | #N/A | #N/A | #N/A | #N/A | #N/A | #N/A | #N/A | #N/A | #N/A
TRUE | QLD | QMRA | Moura | Energy Queensland | Shoulder | Coincident_unreconciled | 2027 | POE50 | 38.2946 | NA | QLD Moura |  |  | FALSE | #N/A | #N/A | #N/A | #N/A | #N/A | #N/A | #N/A | #N/A | #N/A | #N/A
TRUE | QLD | QMRA | Moura | Energy Queensland | Shoulder | Coincident_unreconciled | 2027 | POE90 | 30.512 | NA | QLD Moura |  |  | FALSE | #N/A | #N/A | #N/A | #N/A | #N/A | #N/A | #N/A | #N/A | #N/A | #N/A
TRUE | QLD | QMRA | Moura | Energy Queensland | Shoulder | Non-coincident | 2027 | POE50 | 16.9024 | 60.9432 | QLD Moura |  |  | FALSE | #N/A | #N/A | #N/A | #N/A | #N/A | #N/A | #N/A | #N/A | #N/A | #N/A
TRUE | QLD | QMRA | Moura | Energy Queensland | Shoulder | Non-coincident | 2027 | POE90 | 7.8301 | NA | QLD Moura |  |  | FALSE | #N/A | #N/A | #N/A | #N/A | #N/A | #N/A | #N/A | #N/A | #N/A | #N/A
TRUE | QLD | QMRA | Moura | Energy Queensland | Shoulder | Coincident_unreconciled | 2028 | POE50 | 38.1563 | NA | QLD Moura |  |  | FALSE | #N/A | #N/A | #N/A | #N/A | #N/A | #N/A | #N/A | #N/A | #N/A | #N/A
TRUE | QLD | QMRA | Moura | Energy Queensland | Shoulder | Coincident_unreconciled | 2028 | POE90 | 30.3763 | NA | QLD Moura |  |  | FALSE | #N/A | #N/A | #N/A | #N/A | #N/A | #N/A | #N/A | #N/A | #N/A | #N/A
TRUE | QLD | QMRA | Moura | Energy Queensland | Shoulder | Non-coincident | 2028 | POE50 | 16.8605 | 60.9067 | QLD Moura |  |  | FALSE | #N/A | #N/A | #N/A | #N/A | #N/A | #N/A | #N/A | #N/A | #N/A | #N/A
TRUE | QLD | QMRA | Moura | Energy Queensland | Shoulder | Non-coincident | 2028 | POE90 | 7.8121 | NA | QLD Moura |  |  | FALSE | #N/A | #N/A | #N/A | #N/A | #N/A | #N/A | #N/A | #N/A | #N/A | #N/A
TRUE | QLD | QMRA | Moura | Energy Queensland | Shoulder | Coincident_unreconciled | 2029 | POE50 | 38.016 | NA | QLD Moura |  |  | FALSE | #N/A | #N/A | #N/A | #N/A | #N/A | #N/A | #N/A | #N/A | #N/A | #N/A
TRUE | QLD | QMRA | Moura | Energy Queensland | Shoulder | Coincident_unreconciled | 2029 | POE90 | 30.2384 | NA | QLD Moura |  |  | FALSE | #N/A | #N/A | #N/A | #N/A | #N/A | #N/A | #N/A | #N/A | #N/A | #N/A
TRUE | QLD | QMRA | Moura | Energy Queensland | Shoulder | Non-coincident | 2029 | POE50 | 16.818 | 60.8813 | QLD Moura |  |  | FALSE | #N/A | #N/A | #N/A | #N/A | #N/A | #N/A | #N/A | #N/A | #N/A | #N/A
TRUE | QLD | QMRA | Moura | Energy Queensland | Shoulder | Non-coincident | 2029 | POE90 | 7.7901 | NA | QLD Moura |  |  | FALSE | #N/A | #N/A | #N/A | #N/A | #N/A | #N/A | #N/A | #N/A | #N/A | #N/A
TRUE | QLD | QMRA | Moura | Energy Queensland | Shoulder | Coincident_unreconciled | 2030 | POE50 | 37.9786 | NA | QLD Moura |  |  | FALSE | #N/A | #N/A | #N/A | #N/A | #N/A | #N/A | #N/A | #N/A | #N/A | #N/A
TRUE | QLD | QMRA | Moura | Energy Queensland | Shoulder | Coincident_unreconciled | 2030 | POE90 | 30.2035 | NA | QLD Moura |  |  | FALSE | #N/A | #N/A | #N/A | #N/A | #N/A | #N/A | #N/A | #N/A | #N/A | #N/A
TRUE | QLD | QMRA | Moura | Energy Queensland | Shoulder | Non-coincident | 2030 | POE50 | 16.8067 | 60.8504 | QLD Moura |  |  | FALSE | #N/A | #N/A | #N/A | #N/A | #N/A | #N/A | #N/A | #N/A | #N/A | #N/A
TRUE | QLD | QMRA | Moura | Energy Queensland | Shoulder | Non-coincident | 2030 | POE90 | 7.7922 | NA | QLD Moura |  |  | FALSE | #N/A | #N/A | #N/A | #N/A | #N/A | #N/A | #N/A | #N/A | #N/A | #N/A
TRUE | QLD | QMRA | Moura | Energy Queensland | Summer | Coincident | 2017 | ACTUAL_OPG | 23.2983 | 32.8507 | QLD Moura |  |  | FALSE | #N/A | #N/A | #N/A | #N/A | #N/A | #N/A | #N/A | #N/A | #N/A | #N/A
TRUE | QLD | QMRA | Moura | Energy Queensland | Summer | Coincident | 2017 | ACTUAL_RAW | 23.2983 | 32.8507 | QLD Moura |  |  | FALSE | #N/A | #N/A | #N/A | #N/A | #N/A | #N/A | #N/A | #N/A | #N/A | #N/A
TRUE | QLD | QMRA | Moura | Energy Queensland | Summer | Non-coincident | 2017 | ACTUAL_RAW | 21.4575 | 62.0312 | QLD Moura |  |  | FALSE | #N/A | #N/A | #N/A | #N/A | #N/A | #N/A | #N/A | #N/A | #N/A | #N/A
TRUE | QLD | QMRA | Moura | Energy Queensland | Summer | Non-coincident | 2017 | ACTUAL_OPG | 21.4575 | 62.0312 | QLD Moura |  |  | FALSE | #N/A | #N/A | #N/A | #N/A | #N/A | #N/A | #N/A | #N/A | #N/A | #N/A
TRUE | QLD | QMRA | Moura | Energy Queensland | Summer | Non-coincident | 2017 | ACTUAL_ADJUSTEDOPG | 21.4575 | 62.0312 | QLD Moura |  |  | FALSE | #N/A | #N/A | #N/A | #N/A | #N/A | #N/A | #N/A | #N/A | #N/A | #N/A
TRUE | QLD | QMRA | Moura | Energy Queensland | Summer | Coincident | 2018 | ACTUAL_OPG | 39.2571 | 39.0835 | QLD Moura |  |  | FALSE | #N/A | #N/A | #N/A | #N/A | #N/A | #N/A | #N/A | #N/A | #N/A | #N/A
TRUE | QLD | QMRA | Moura | Energy Queensland | Summer | Coincident | 2018 | ACTUAL_RAW | 39.2571 | 39.0835 | QLD Moura |  |  | FALSE | #N/A | #N/A | #N/A | #N/A | #N/A | #N/A | #N/A | #N/A | #N/A | #N/A
TRUE | QLD | QMRA | Moura | Energy Queensland | Summer | Non-coincident | 2018 | ACTUAL_RAW | 4.6275 | 58.2162 | QLD Moura |  |  | FALSE | #N/A | #N/A | #N/A | #N/A | #N/A | #N/A | #N/A | #N/A | #N/A | #N/A
TRUE | QLD | QMRA | Moura | Energy Queensland | Summer | Non-coincident | 2018 | ACTUAL_OPG | 4.6275 | 58.2162 | QLD Moura |  |  | FALSE | #N/A | #N/A | #N/A | #N/A | #N/A | #N/A | #N/A | #N/A | #N/A | #N/A
TRUE | QLD | QMRA | Moura | Energy Queensland | Summer | Non-coincident | 2018 | ACTUAL_ADJUSTEDOPG | 4.6275 | 58.2162 | QLD Moura |  |  | FALSE | #N/A | #N/A | #N/A | #N/A | #N/A | #N/A | #N/A | #N/A | #N/A | #N/A
TRUE | QLD | QMRA | Moura | Energy Queensland | Summer | Coincident | 2019 | ACTUAL_OPG | 20.532 | 42.2178 | QLD Moura |  |  | FALSE | #N/A | #N/A | #N/A | #N/A | #N/A | #N/A | #N/A | #N/A | #N/A | #N/A
TRUE | QLD | QMRA | Moura | Energy Queensland | Summer | Coincident | 2019 | ACTUAL_RAW | 20.532 | 42.2178 | QLD Moura |  |  | FALSE | #N/A | #N/A | #N/A | #N/A | #N/A | #N/A | #N/A | #N/A | #N/A | #N/A
TRUE | QLD | QMRA | Moura | Energy Queensland | Summer | Non-coincident | 2019 | ACTUAL_RAW | 15.9869 | 66.0497 | QLD Moura |  |  | FALSE | #N/A | #N/A | #N/A | #N/A | #N/A | #N/A | #N/A | #N/A | #N/A | #N/A
TRUE | QLD | QMRA | Moura | Energy Queensland | Summer | Non-coincident | 2019 | ACTUAL_OPG | 15.9869 | 66.0497 | QLD Moura |  |  | FALSE | #N/A | #N/A | #N/A | #N/A | #N/A | #N/A | #N/A | #N/A | #N/A | #N/A
TRUE | QLD | QMRA | Moura | Energy Queensland | Summer | Non-coincident | 2019 | ACTUAL_ADJUSTEDOPG | 15.9869 | 66.0497 | QLD Moura |  |  | FALSE | #N/A | #N/A | #N/A | #N/A | #N/A | #N/A | #N/A | #N/A | #N/A | #N/A
TRUE | QLD | QMRA | Moura | Energy Queensland | Summer | Non-coincident | 2019 | BASEYEARPOE90 | 32.7316 | NA | QLD Moura |  |  | FALSE | #N/A | #N/A | #N/A | #N/A | #N/A | #N/A | #N/A | #N/A | #N/A | #N/A
TRUE | QLD | QMRA | Moura | Energy Queensland | Summer | Non-coincident | 2019 | BASEYEARPOE50 | 33.5015 | 64.7958 | QLD Moura |  |  | FALSE | #N/A | #N/A | #N/A | #N/A | #N/A | #N/A | #N/A | #N/A | #N/A | #N/A
TRUE | QLD | QMRA | Moura | Energy Queensland | Summer | Coincident | 2020 | ACTUAL_OPG | 40.0959 | 45.3308 | QLD Moura |  |  | FALSE | #N/A | #N/A | #N/A | #N/A | #N/A | #N/A | #N/A | #N/A | #N/A | #N/A
TRUE | QLD | QMRA | Moura | Energy Queensland | Summer | Coincident | 2020 | ACTUAL_RAW | 40.0959 | 45.3308 | QLD Moura |  |  | FALSE | #N/A | #N/A | #N/A | #N/A | #N/A | #N/A | #N/A | #N/A | #N/A | #N/A
TRUE | QLD | QMRA | Moura | Energy Queensland | Summer | Non-coincident | 2020 | ACTUAL_RAW | 20.8722 | 60.7259 | QLD Moura |  |  | FALSE | #N/A | #N/A | #N/A | #N/A | #N/A | #N/A | #N/A | #N/A | #N/A | #N/A
TRUE | QLD | QMRA | Moura | Energy Queensland | Summer | Non-coincident | 2020 | ACTUAL_OPG | 20.8722 | 60.7259 | QLD Moura |  |  | FALSE | #N/A | #N/A | #N/A | #N/A | #N/A | #N/A | #N/A | #N/A | #N/A | #N/A
TRUE | QLD | QMRA | Moura | Energy Queensland | Summer | Non-coincident | 2020 | ACTUAL_ADJUSTEDOPG | 20.8722 | 60.7259 | QLD Moura |  |  | FALSE | #N/A | #N/A | #N/A | #N/A | #N/A | #N/A | #N/A | #N/A | #N/A | #N/A
TRUE | QLD | QMRA | Moura | Energy Queensland | Summer | Coincident_unreconciled | 2021 | POE50 | 35 | NA | QLD Moura |  |  | FALSE | #N/A | #N/A | #N/A | #N/A | #N/A | #N/A | #N/A | #N/A | #N/A | #N/A
TRUE | QLD | QMRA | Moura | Energy Queensland | Summer | Coincident_unreconciled | 2021 | POE90 | 32.8921 | NA | QLD Moura |  |  | FALSE | #N/A | #N/A | #N/A | #N/A | #N/A | #N/A | #N/A | #N/A | #N/A | #N/A
TRUE | QLD | QMRA | Moura | Energy Queensland | Summer | Non-coincident | 2021 | POE50 | 21.5973 | 61.1938 | QLD Moura |  |  | FALSE | #N/A | #N/A | #N/A | #N/A | #N/A | #N/A | #N/A | #N/A | #N/A | #N/A
TRUE | QLD | QMRA | Moura | Energy Queensland | Summer | Non-coincident | 2021 | POE90 | 20.1952 | NA | QLD Moura |  |  | FALSE | #N/A | #N/A | #N/A | #N/A | #N/A | #N/A | #N/A | #N/A | #N/A | #N/A
TRUE | QLD | QMRA | Moura | Energy Queensland | Summer | Coincident_unreconciled | 2022 | POE50 | 33.9548 | NA | QLD Moura |  |  | FALSE | #N/A | #N/A | #N/A | #N/A | #N/A | #N/A | #N/A | #N/A | #N/A | #N/A
TRUE | QLD | QMRA | Moura | Energy Queensland | Summer | Coincident_unreconciled | 2022 | POE90 | 31.8613 | NA | QLD Moura |  |  | FALSE | #N/A | #N/A | #N/A | #N/A | #N/A | #N/A | #N/A | #N/A | #N/A | #N/A
TRUE | QLD | QMRA | Moura | Energy Queensland | Summer | Non-coincident | 2022 | POE50 | 21.4458 | 61.1531 | QLD Moura |  |  | FALSE | #N/A | #N/A | #N/A | #N/A | #N/A | #N/A | #N/A | #N/A | #N/A | #N/A
TRUE | QLD | QMRA | Moura | Energy Queensland | Summer | Non-coincident | 2022 | POE90 | 20.0461 | NA | QLD Moura |  |  | FALSE | #N/A | #N/A | #N/A | #N/A | #N/A | #N/A | #N/A | #N/A | #N/A | #N/A
TRUE | QLD | QMRA | Moura | Energy Queensland | Summer | Coincident_unreconciled | 2023 | POE50 | 33.2712 | NA | QLD Moura |  |  | FALSE | #N/A | #N/A | #N/A | #N/A | #N/A | #N/A | #N/A | #N/A | #N/A | #N/A
TRUE | QLD | QMRA | Moura | Energy Queensland | Summer | Coincident_unreconciled | 2023 | POE90 | 31.1885 | NA | QLD Moura |  |  | FALSE | #N/A | #N/A | #N/A | #N/A | #N/A | #N/A | #N/A | #N/A | #N/A | #N/A
TRUE | QLD | QMRA | Moura | Energy Queensland | Summer | Non-coincident | 2023 | POE50 | 21.3461 | 61.1204 | QLD Moura |  |  | FALSE | #N/A | #N/A | #N/A | #N/A | #N/A | #N/A | #N/A | #N/A | #N/A | #N/A
TRUE | QLD | QMRA | Moura | Energy Queensland | Summer | Non-coincident | 2023 | POE90 | 19.9482 | NA | QLD Moura |  |  | FALSE | #N/A | #N/A | #N/A | #N/A | #N/A | #N/A | #N/A | #N/A | #N/A | #N/A
TRUE | QLD | QMRA | Moura | Energy Queensland | Summer | Coincident_unreconciled | 2024 | POE50 | 32.826 | NA | QLD Moura |  |  | FALSE | #N/A | #N/A | #N/A | #N/A | #N/A | #N/A | #N/A | #N/A | #N/A | #N/A
TRUE | QLD | QMRA | Moura | Energy Queensland | Summer | Coincident_unreconciled | 2024 | POE90 | 30.7544 | NA | QLD Moura |  |  | FALSE | #N/A | #N/A | #N/A | #N/A | #N/A | #N/A | #N/A | #N/A | #N/A | #N/A
TRUE | QLD | QMRA | Moura | Energy Queensland | Summer | Non-coincident | 2024 | POE50 | 21.2777 | 61.0817 | QLD Moura |  |  | FALSE | #N/A | #N/A | #N/A | #N/A | #N/A | #N/A | #N/A | #N/A | #N/A | #N/A
TRUE | QLD | QMRA | Moura | Energy Queensland | Summer | Non-coincident | 2024 | POE90 | 19.8818 | NA | QLD Moura |  |  | FALSE | #N/A | #N/A | #N/A | #N/A | #N/A | #N/A | #N/A | #N/A | #N/A | #N/A
TRUE | QLD | QMRA | Moura | Energy Queensland | Summer | Coincident_unreconciled | 2025 | POE50 | 32.3168 | NA | QLD Moura |  |  | FALSE | #N/A | #N/A | #N/A | #N/A | #N/A | #N/A | #N/A | #N/A | #N/A | #N/A
TRUE | QLD | QMRA | Moura | Energy Queensland | Summer | Coincident_unreconciled | 2025 | POE90 | 30.2561 | NA | QLD Moura |  |  | FALSE | #N/A | #N/A | #N/A | #N/A | #N/A | #N/A | #N/A | #N/A | #N/A | #N/A
TRUE | QLD | QMRA | Moura | Energy Queensland | Summer | Non-coincident | 2025 | POE50 | 21.2011 | 61.0351 | QLD Moura |  |  | FALSE | #N/A | #N/A | #N/A | #N/A | #N/A | #N/A | #N/A | #N/A | #N/A | #N/A
TRUE | QLD | QMRA | Moura | Energy Queensland | Summer | Non-coincident | 2025 | POE90 | 19.807 | NA | QLD Moura |  |  | FALSE | #N/A | #N/A | #N/A | #N/A | #N/A | #N/A | #N/A | #N/A | #N/A | #N/A
TRUE | QLD | QMRA | Moura | Energy Queensland | Summer | Coincident_unreconciled | 2026 | POE50 | 31.8837 | NA | QLD Moura |  |  | FALSE | #N/A | #N/A | #N/A | #N/A | #N/A | #N/A | #N/A | #N/A | #N/A | #N/A
TRUE | QLD | QMRA | Moura | Energy Queensland | Summer | Coincident_unreconciled | 2026 | POE90 | 29.8338 | NA | QLD Moura |  |  | FALSE | #N/A | #N/A | #N/A | #N/A | #N/A | #N/A | #N/A | #N/A | #N/A | #N/A
TRUE | QLD | QMRA | Moura | Energy Queensland | Summer | Non-coincident | 2026 | POE50 | 21.1345 | 60.9813 | QLD Moura |  |  | FALSE | #N/A | #N/A | #N/A | #N/A | #N/A | #N/A | #N/A | #N/A | #N/A | #N/A
TRUE | QLD | QMRA | Moura | Energy Queensland | Summer | Non-coincident | 2026 | POE90 | 19.7422 | NA | QLD Moura |  |  | FALSE | #N/A | #N/A | #N/A | #N/A | #N/A | #N/A | #N/A | #N/A | #N/A | #N/A
TRUE | QLD | QMRA | Moura | Energy Queensland | Summer | Coincident_unreconciled | 2027 | POE50 | 31.6806 | NA | QLD Moura |  |  | FALSE | #N/A | #N/A | #N/A | #N/A | #N/A | #N/A | #N/A | #N/A | #N/A | #N/A
TRUE | QLD | QMRA | Moura | Energy Queensland | Summer | Coincident_unreconciled | 2027 | POE90 | 29.638 | NA | QLD Moura |  |  | FALSE | #N/A | #N/A | #N/A | #N/A | #N/A | #N/A | #N/A | #N/A | #N/A | #N/A
TRUE | QLD | QMRA | Moura | Energy Queensland | Summer | Non-coincident | 2027 | POE50 | 21.101 | 60.9248 | QLD Moura |  |  | FALSE | #N/A | #N/A | #N/A | #N/A | #N/A | #N/A | #N/A | #N/A | #N/A | #N/A
TRUE | QLD | QMRA | Moura | Energy Queensland | Summer | Non-coincident | 2027 | POE90 | 19.71 | NA | QLD Moura |  |  | FALSE | #N/A | #N/A | #N/A | #N/A | #N/A | #N/A | #N/A | #N/A | #N/A | #N/A
TRUE | QLD | QMRA | Moura | Energy Queensland | Summer | Coincident_unreconciled | 2028 | POE50 | 31.5158 | NA | QLD Moura |  |  | FALSE | #N/A | #N/A | #N/A | #N/A | #N/A | #N/A | #N/A | #N/A | #N/A | #N/A
TRUE | QLD | QMRA | Moura | Energy Queensland | Summer | Coincident_unreconciled | 2028 | POE90 | 29.4779 | NA | QLD Moura |  |  | FALSE | #N/A | #N/A | #N/A | #N/A | #N/A | #N/A | #N/A | #N/A | #N/A | #N/A
TRUE | QLD | QMRA | Moura | Energy Queensland | Summer | Non-coincident | 2028 | POE50 | 21.0713 | 60.8823 | QLD Moura |  |  | FALSE | #N/A | #N/A | #N/A | #N/A | #N/A | #N/A | #N/A | #N/A | #N/A | #N/A
TRUE | QLD | QMRA | Moura | Energy Queensland | Summer | Non-coincident | 2028 | POE90 | 19.6811 | NA | QLD Moura |  |  | FALSE | #N/A | #N/A | #N/A | #N/A | #N/A | #N/A | #N/A | #N/A | #N/A | #N/A
TRUE | QLD | QMRA | Moura | Energy Queensland | Summer | Coincident_unreconciled | 2029 | POE50 | 31.3498 | NA | QLD Moura |  |  | FALSE | #N/A | #N/A | #N/A | #N/A | #N/A | #N/A | #N/A | #N/A | #N/A | #N/A
TRUE | QLD | QMRA | Moura | Energy Queensland | Summer | Coincident_unreconciled | 2029 | POE90 | 29.3167 | NA | QLD Moura |  |  | FALSE | #N/A | #N/A | #N/A | #N/A | #N/A | #N/A | #N/A | #N/A | #N/A | #N/A
TRUE | QLD | QMRA | Moura | Energy Queensland | Summer | Non-coincident | 2029 | POE50 | 21.0377 | 60.8563 | QLD Moura |  |  | FALSE | #N/A | #N/A | #N/A | #N/A | #N/A | #N/A | #N/A | #N/A | #N/A | #N/A
TRUE | QLD | QMRA | Moura | Energy Queensland | Summer | Non-coincident | 2029 | POE90 | 19.6483 | NA | QLD Moura |  |  | FALSE | #N/A | #N/A | #N/A | #N/A | #N/A | #N/A | #N/A | #N/A | #N/A | #N/A
TRUE | QLD | QMRA | Moura | Energy Queensland | Summer | Coincident_unreconciled | 2030 | POE50 | 31.3179 | NA | QLD Moura |  |  | FALSE | #N/A | #N/A | #N/A | #N/A | #N/A | #N/A | #N/A | #N/A | #N/A | #N/A
TRUE | QLD | QMRA | Moura | Energy Queensland | Summer | Coincident_unreconciled | 2030 | POE90 | 29.2895 | NA | QLD Moura |  |  | FALSE | #N/A | #N/A | #N/A | #N/A | #N/A | #N/A | #N/A | #N/A | #N/A | #N/A
TRUE | QLD | QMRA | Moura | Energy Queensland | Summer | Non-coincident | 2030 | POE50 | 21.0216 | 60.8252 | QLD Moura |  |  | FALSE | #N/A | #N/A | #N/A | #N/A | #N/A | #N/A | #N/A | #N/A | #N/A | #N/A
TRUE | QLD | QMRA | Moura | Energy Queensland | Summer | Non-coincident | 2030 | POE90 | 19.6329 | NA | QLD Moura |  |  | FALSE | #N/A | #N/A | #N/A | #N/A | #N/A | #N/A | #N/A | #N/A | #N/A | #N/A
TRUE | QLD | QMRA | Moura | Energy Queensland | Winter | Coincident | 2016 | ACTUAL_OPG | 50.4792 | 48.2354 | QLD Moura |  |  | FALSE | #N/A | #N/A | #N/A | #N/A | #N/A | #N/A | #N/A | #N/A | #N/A | #N/A
TRUE | QLD | QMRA | Moura | Energy Queensland | Winter | Coincident | 2016 | ACTUAL_RAW | 50.4792 | 48.2354 | QLD Moura |  |  | FALSE | #N/A | #N/A | #N/A | #N/A | #N/A | #N/A | #N/A | #N/A | #N/A | #N/A
TRUE | QLD | QMRA | Moura | Energy Queensland | Winter | Non-coincident | 2016 | ACTUAL_RAW | 23.6472 | 54.5439 | QLD Moura |  |  | FALSE | #N/A | #N/A | #N/A | #N/A | #N/A | #N/A | #N/A | #N/A | #N/A | #N/A
TRUE | QLD | QMRA | Moura | Energy Queensland | Winter | Non-coincident | 2016 | ACTUAL_OPG | 23.6472 | 54.5439 | QLD Moura |  |  | FALSE | #N/A | #N/A | #N/A | #N/A | #N/A | #N/A | #N/A | #N/A | #N/A | #N/A
TRUE | QLD | QMRA | Moura | Energy Queensland | Winter | Non-coincident | 2016 | ACTUAL_ADJUSTEDOPG | 23.6472 | 54.5439 | QLD Moura |  |  | FALSE | #N/A | #N/A | #N/A | #N/A | #N/A | #N/A | #N/A | #N/A | #N/A | #N/A
TRUE | QLD | QMRA | Moura | Energy Queensland | Winter | Coincident | 2017 | ACTUAL_OPG | 43.7355 | 50.3403 | QLD Moura |  |  | FALSE | #N/A | #N/A | #N/A | #N/A | #N/A | #N/A | #N/A | #N/A | #N/A | #N/A
TRUE | QLD | QMRA | Moura | Energy Queensland | Winter | Coincident | 2017 | ACTUAL_RAW | 43.7355 | 50.3403 | QLD Moura |  |  | FALSE | #N/A | #N/A | #N/A | #N/A | #N/A | #N/A | #N/A | #N/A | #N/A | #N/A
TRUE | QLD | QMRA | Moura | Energy Queensland | Winter | Non-coincident | 2017 | ACTUAL_RAW | 3.7416 | 59.161 | QLD Moura |  |  | FALSE | #N/A | #N/A | #N/A | #N/A | #N/A | #N/A | #N/A | #N/A | #N/A | #N/A
TRUE | QLD | QMRA | Moura | Energy Queensland | Winter | Non-coincident | 2017 | ACTUAL_OPG | 3.7416 | 59.161 | QLD Moura |  |  | FALSE | #N/A | #N/A | #N/A | #N/A | #N/A | #N/A | #N/A | #N/A | #N/A | #N/A
TRUE | QLD | QMRA | Moura | Energy Queensland | Winter | Non-coincident | 2017 | ACTUAL_ADJUSTEDOPG | 3.7416 | 59.161 | QLD Moura |  |  | FALSE | #N/A | #N/A | #N/A | #N/A | #N/A | #N/A | #N/A | #N/A | #N/A | #N/A
TRUE | QLD | QMRA | Moura | Energy Queensland | Winter | Coincident | 2018 | ACTUAL_OPG | 45.1295 | 46.2015 | QLD Moura |  |  | FALSE | #N/A | #N/A | #N/A | #N/A | #N/A | #N/A | #N/A | #N/A | #N/A | #N/A
TRUE | QLD | QMRA | Moura | Energy Queensland | Winter | Coincident | 2018 | ACTUAL_RAW | 45.1295 | 46.2015 | QLD Moura |  |  | FALSE | #N/A | #N/A | #N/A | #N/A | #N/A | #N/A | #N/A | #N/A | #N/A | #N/A
TRUE | QLD | QMRA | Moura | Energy Queensland | Winter | Non-coincident | 2018 | ACTUAL_RAW | 21.2144 | 59.5235 | QLD Moura |  |  | FALSE | #N/A | #N/A | #N/A | #N/A | #N/A | #N/A | #N/A | #N/A | #N/A | #N/A
TRUE | QLD | QMRA | Moura | Energy Queensland | Winter | Non-coincident | 2018 | ACTUAL_OPG | 21.2144 | 59.5235 | QLD Moura |  |  | FALSE | #N/A | #N/A | #N/A | #N/A | #N/A | #N/A | #N/A | #N/A | #N/A | #N/A
TRUE | QLD | QMRA | Moura | Energy Queensland | Winter | Non-coincident | 2018 | ACTUAL_ADJUSTEDOPG | 21.2144 | 59.5235 | QLD Moura |  |  | FALSE | #N/A | #N/A | #N/A | #N/A | #N/A | #N/A | #N/A | #N/A | #N/A | #N/A
TRUE | QLD | QMRA | Moura | Energy Queensland | Winter | Coincident | 2019 | ACTUAL_OPG | 43.064 | 45.5317 | QLD Moura |  |  | FALSE | #N/A | #N/A | #N/A | #N/A | #N/A | #N/A | #N/A | #N/A | #N/A | #N/A
TRUE | QLD | QMRA | Moura | Energy Queensland | Winter | Coincident | 2019 | ACTUAL_RAW | 43.064 | 45.5317 | QLD Moura |  |  | FALSE | #N/A | #N/A | #N/A | #N/A | #N/A | #N/A | #N/A | #N/A | #N/A | #N/A
TRUE | QLD | QMRA | Moura | Energy Queensland | Winter | Non-coincident | 2019 | ACTUAL_RAW | 17.3321 | 61.1673 | QLD Moura |  |  | FALSE | #N/A | #N/A | #N/A | #N/A | #N/A | #N/A | #N/A | #N/A | #N/A | #N/A
TRUE | QLD | QMRA | Moura | Energy Queensland | Winter | Non-coincident | 2019 | ACTUAL_OPG | 17.3321 | 61.1673 | QLD Moura |  |  | FALSE | #N/A | #N/A | #N/A | #N/A | #N/A | #N/A | #N/A | #N/A | #N/A | #N/A
TRUE | QLD | QMRA | Moura | Energy Queensland | Winter | Non-coincident | 2019 | ACTUAL_ADJUSTEDOPG | 17.3321 | 61.1673 | QLD Moura |  |  | FALSE | #N/A | #N/A | #N/A | #N/A | #N/A | #N/A | #N/A | #N/A | #N/A | #N/A
TRUE | QLD | QMRA | Moura | Energy Queensland | Winter | Non-coincident | 2019 | BASEYEARPOE90 | 37.0408 | NA | QLD Moura |  |  | FALSE | #N/A | #N/A | #N/A | #N/A | #N/A | #N/A | #N/A | #N/A | #N/A | #N/A
TRUE | QLD | QMRA | Moura | Energy Queensland | Winter | Non-coincident | 2019 | BASEYEARPOE50 | 37.8106 | 72.7546 | QLD Moura |  |  | FALSE | #N/A | #N/A | #N/A | #N/A | #N/A | #N/A | #N/A | #N/A | #N/A | #N/A
TRUE | QLD | QMRA | Moura | Energy Queensland | Winter | Coincident_unreconciled | 2020 | POE50 | 44 | NA | QLD Moura |  |  | FALSE | #N/A | #N/A | #N/A | #N/A | #N/A | #N/A | #N/A | #N/A | #N/A | #N/A
TRUE | QLD | QMRA | Moura | Energy Queensland | Winter | Coincident_unreconciled | 2020 | POE90 | 41.4699 | NA | QLD Moura |  |  | FALSE | #N/A | #N/A | #N/A | #N/A | #N/A | #N/A | #N/A | #N/A | #N/A | #N/A
TRUE | QLD | QMRA | Moura | Energy Queensland | Winter | Non-coincident | 2020 | POE50 | 24.1182 | 59.2229 | QLD Moura |  |  | FALSE | #N/A | #N/A | #N/A | #N/A | #N/A | #N/A | #N/A | #N/A | #N/A | #N/A
TRUE | QLD | QMRA | Moura | Energy Queensland | Winter | Non-coincident | 2020 | POE90 | 8.2918 | NA | QLD Moura |  |  | FALSE | #N/A | #N/A | #N/A | #N/A | #N/A | #N/A | #N/A | #N/A | #N/A | #N/A
TRUE | QLD | QMRA | Moura | Energy Queensland | Winter | Coincident_unreconciled | 2021 | POE50 | 42.9257 | NA | QLD Moura |  |  | FALSE | #N/A | #N/A | #N/A | #N/A | #N/A | #N/A | #N/A | #N/A | #N/A | #N/A
TRUE | QLD | QMRA | Moura | Energy Queensland | Winter | Coincident_unreconciled | 2021 | POE90 | 40.4173 | NA | QLD Moura |  |  | FALSE | #N/A | #N/A | #N/A | #N/A | #N/A | #N/A | #N/A | #N/A | #N/A | #N/A
TRUE | QLD | QMRA | Moura | Energy Queensland | Winter | Non-coincident | 2021 | POE50 | 23.9914 | 59.1675 | QLD Moura |  |  | FALSE | #N/A | #N/A | #N/A | #N/A | #N/A | #N/A | #N/A | #N/A | #N/A | #N/A
TRUE | QLD | QMRA | Moura | Energy Queensland | Winter | Non-coincident | 2021 | POE90 | 8.1695 | NA | QLD Moura |  |  | FALSE | #N/A | #N/A | #N/A | #N/A | #N/A | #N/A | #N/A | #N/A | #N/A | #N/A
TRUE | QLD | QMRA | Moura | Energy Queensland | Winter | Coincident_unreconciled | 2022 | POE50 | 42.1487 | NA | QLD Moura |  |  | FALSE | #N/A | #N/A | #N/A | #N/A | #N/A | #N/A | #N/A | #N/A | #N/A | #N/A
TRUE | QLD | QMRA | Moura | Energy Queensland | Winter | Coincident_unreconciled | 2022 | POE90 | 39.6521 | NA | QLD Moura |  |  | FALSE | #N/A | #N/A | #N/A | #N/A | #N/A | #N/A | #N/A | #N/A | #N/A | #N/A
TRUE | QLD | QMRA | Moura | Energy Queensland | Winter | Non-coincident | 2022 | POE50 | 23.9088 | 59.1285 | QLD Moura |  |  | FALSE | #N/A | #N/A | #N/A | #N/A | #N/A | #N/A | #N/A | #N/A | #N/A | #N/A
TRUE | QLD | QMRA | Moura | Energy Queensland | Winter | Non-coincident | 2022 | POE90 | 8.0892 | NA | QLD Moura |  |  | FALSE | #N/A | #N/A | #N/A | #N/A | #N/A | #N/A | #N/A | #N/A | #N/A | #N/A
TRUE | QLD | QMRA | Moura | Energy Queensland | Winter | Coincident_unreconciled | 2023 | POE50 | 41.6879 | NA | QLD Moura |  |  | FALSE | #N/A | #N/A | #N/A | #N/A | #N/A | #N/A | #N/A | #N/A | #N/A | #N/A
TRUE | QLD | QMRA | Moura | Energy Queensland | Winter | Coincident_unreconciled | 2023 | POE90 | 39.2037 | NA | QLD Moura |  |  | FALSE | #N/A | #N/A | #N/A | #N/A | #N/A | #N/A | #N/A | #N/A | #N/A | #N/A
TRUE | QLD | QMRA | Moura | Energy Queensland | Winter | Non-coincident | 2023 | POE50 | 23.8567 | 59.0913 | QLD Moura |  |  | FALSE | #N/A | #N/A | #N/A | #N/A | #N/A | #N/A | #N/A | #N/A | #N/A | #N/A
TRUE | QLD | QMRA | Moura | Energy Queensland | Winter | Non-coincident | 2023 | POE90 | 8.0396 | NA | QLD Moura |  |  | FALSE | #N/A | #N/A | #N/A | #N/A | #N/A | #N/A | #N/A | #N/A | #N/A | #N/A
TRUE | QLD | QMRA | Moura | Energy Queensland | Winter | Coincident_unreconciled | 2024 | POE50 | 41.3124 | NA | QLD Moura |  |  | FALSE | #N/A | #N/A | #N/A | #N/A | #N/A | #N/A | #N/A | #N/A | #N/A | #N/A
TRUE | QLD | QMRA | Moura | Energy Queensland | Winter | Coincident_unreconciled | 2024 | POE90 | 38.841 | NA | QLD Moura |  |  | FALSE | #N/A | #N/A | #N/A | #N/A | #N/A | #N/A | #N/A | #N/A | #N/A | #N/A
TRUE | QLD | QMRA | Moura | Energy Queensland | Winter | Non-coincident | 2024 | POE50 | 23.8222 | 59.0457 | QLD Moura |  |  | FALSE | #N/A | #N/A | #N/A | #N/A | #N/A | #N/A | #N/A | #N/A | #N/A | #N/A
TRUE | QLD | QMRA | Moura | Energy Queensland | Winter | Non-coincident | 2024 | POE90 | 8.0077 | NA | QLD Moura |  |  | FALSE | #N/A | #N/A | #N/A | #N/A | #N/A | #N/A | #N/A | #N/A | #N/A | #N/A
TRUE | QLD | QMRA | Moura | Energy Queensland | Winter | Coincident_unreconciled | 2025 | POE50 | 40.8749 | NA | QLD Moura |  |  | FALSE | #N/A | #N/A | #N/A | #N/A | #N/A | #N/A | #N/A | #N/A | #N/A | #N/A
TRUE | QLD | QMRA | Moura | Energy Queensland | Winter | Coincident_unreconciled | 2025 | POE90 | 38.4153 | NA | QLD Moura |  |  | FALSE | #N/A | #N/A | #N/A | #N/A | #N/A | #N/A | #N/A | #N/A | #N/A | #N/A
TRUE | QLD | QMRA | Moura | Energy Queensland | Winter | Non-coincident | 2025 | POE50 | 23.7892 | 58.9986 | QLD Moura |  |  | FALSE | #N/A | #N/A | #N/A | #N/A | #N/A | #N/A | #N/A | #N/A | #N/A | #N/A
TRUE | QLD | QMRA | Moura | Energy Queensland | Winter | Non-coincident | 2025 | POE90 | 7.9772 | NA | QLD Moura |  |  | FALSE | #N/A | #N/A | #N/A | #N/A | #N/A | #N/A | #N/A | #N/A | #N/A | #N/A
TRUE | QLD | QMRA | Moura | Energy Queensland | Winter | Coincident_unreconciled | 2026 | POE50 | 40.6268 | NA | QLD Moura |  |  | FALSE | #N/A | #N/A | #N/A | #N/A | #N/A | #N/A | #N/A | #N/A | #N/A | #N/A
TRUE | QLD | QMRA | Moura | Energy Queensland | Winter | Coincident_unreconciled | 2026 | POE90 | 38.1789 | NA | QLD Moura |  |  | FALSE | #N/A | #N/A | #N/A | #N/A | #N/A | #N/A | #N/A | #N/A | #N/A | #N/A
TRUE | QLD | QMRA | Moura | Energy Queensland | Winter | Non-coincident | 2026 | POE50 | 23.7858 | 58.9502 | QLD Moura |  |  | FALSE | #N/A | #N/A | #N/A | #N/A | #N/A | #N/A | #N/A | #N/A | #N/A | #N/A
TRUE | QLD | QMRA | Moura | Energy Queensland | Winter | Non-coincident | 2026 | POE90 | 7.9761 | NA | QLD Moura |  |  | FALSE | #N/A | #N/A | #N/A | #N/A | #N/A | #N/A | #N/A | #N/A | #N/A | #N/A
TRUE | QLD | QMRA | Moura | Energy Queensland | Winter | Coincident_unreconciled | 2027 | POE50 | 40.5618 | NA | QLD Moura |  |  | FALSE | #N/A | #N/A | #N/A | #N/A | #N/A | #N/A | #N/A | #N/A | #N/A | #N/A
TRUE | QLD | QMRA | Moura | Energy Queensland | Winter | Coincident_unreconciled | 2027 | POE90 | 38.1191 | NA | QLD Moura |  |  | FALSE | #N/A | #N/A | #N/A | #N/A | #N/A | #N/A | #N/A | #N/A | #N/A | #N/A
TRUE | QLD | QMRA | Moura | Energy Queensland | Winter | Non-coincident | 2027 | POE50 | 23.82 | 58.9178 | QLD Moura |  |  | FALSE | #N/A | #N/A | #N/A | #N/A | #N/A | #N/A | #N/A | #N/A | #N/A | #N/A
TRUE | QLD | QMRA | Moura | Energy Queensland | Winter | Non-coincident | 2027 | POE90 | 8.0114 | NA | QLD Moura |  |  | FALSE | #N/A | #N/A | #N/A | #N/A | #N/A | #N/A | #N/A | #N/A | #N/A | #N/A
TRUE | QLD | QMRA | Moura | Energy Queensland | Winter | Coincident_unreconciled | 2028 | POE50 | 40.4385 | NA | QLD Moura |  |  | FALSE | #N/A | #N/A | #N/A | #N/A | #N/A | #N/A | #N/A | #N/A | #N/A | #N/A
TRUE | QLD | QMRA | Moura | Energy Queensland | Winter | Coincident_unreconciled | 2028 | POE90 | 38.0015 | NA | QLD Moura |  |  | FALSE | #N/A | #N/A | #N/A | #N/A | #N/A | #N/A | #N/A | #N/A | #N/A | #N/A
TRUE | QLD | QMRA | Moura | Energy Queensland | Winter | Non-coincident | 2028 | POE50 | 23.836 | 58.9236 | QLD Moura |  |  | FALSE | #N/A | #N/A | #N/A | #N/A | #N/A | #N/A | #N/A | #N/A | #N/A | #N/A
TRUE | QLD | QMRA | Moura | Energy Queensland | Winter | Non-coincident | 2028 | POE90 | 8.0285 | NA | QLD Moura |  |  | FALSE | #N/A | #N/A | #N/A | #N/A | #N/A | #N/A | #N/A | #N/A | #N/A | #N/A
TRUE | QLD | QMRA | Moura | Energy Queensland | Winter | Coincident_unreconciled | 2029 | POE50 | 40.3558 | NA | QLD Moura |  |  | FALSE | #N/A | #N/A | #N/A | #N/A | #N/A | #N/A | #N/A | #N/A | #N/A | #N/A
TRUE | QLD | QMRA | Moura | Energy Queensland | Winter | Coincident_unreconciled | 2029 | POE90 | 37.9238 | NA | QLD Moura |  |  | FALSE | #N/A | #N/A | #N/A | #N/A | #N/A | #N/A | #N/A | #N/A | #N/A | #N/A
TRUE | QLD | QMRA | Moura | Energy Queensland | Winter | Non-coincident | 2029 | POE50 | 23.8592 | 58.9521 | QLD Moura |  |  | FALSE | #N/A | #N/A | #N/A | #N/A | #N/A | #N/A | #N/A | #N/A | #N/A | #N/A
TRUE | QLD | QMRA | Moura | Energy Queensland | Winter | Non-coincident | 2029 | POE90 | 8.0528 | NA | QLD Moura |  |  | FALSE | #N/A | #N/A | #N/A | #N/A | #N/A | #N/A | #N/A | #N/A | #N/A | #N/A
TRUE | QLD | QMRA | Moura | Energy Queensland | Shoulder | Non-coincident | 2019 | BASEYEARPOE10 | NA | 73.9834 | QLD Moura |  |  | FALSE | #N/A | #N/A | #N/A | #N/A | #N/A | #N/A | #N/A | #N/A | #N/A | #N/A
TRUE | QLD | QMRA | Moura | Energy Queensland | Shoulder | Coincident | 2021 | POE10 | NA | 40.4193 | QLD Moura |  |  | FALSE | #N/A | #N/A | #N/A | #N/A | #N/A | #N/A | #N/A | #N/A | #N/A | #N/A
TRUE | QLD | QMRA | Moura | Energy Queensland | Shoulder | Coincident | 2021 | POE50 | NA | 38.4631 | QLD Moura |  |  | FALSE | #N/A | #N/A | #N/A | #N/A | #N/A | #N/A | #N/A | #N/A | #N/A | #N/A
TRUE | QLD | QMRA | Moura | Energy Queensland | Shoulder | Non-coincident | 2021 | POE10 | NA | 64.1769 | QLD Moura |  |  | FALSE | #N/A | #N/A | #N/A | #N/A | #N/A | #N/A | #N/A | #N/A | #N/A | #N/A
TRUE | QLD | QMRA | Moura | Energy Queensland | Shoulder | Coincident | 2022 | POE10 | NA | 40.3899 | QLD Moura |  |  | FALSE | #N/A | #N/A | #N/A | #N/A | #N/A | #N/A | #N/A | #N/A | #N/A | #N/A
TRUE | QLD | QMRA | Moura | Energy Queensland | Shoulder | Coincident | 2022 | POE50 | NA | 38.4359 | QLD Moura |  |  | FALSE | #N/A | #N/A | #N/A | #N/A | #N/A | #N/A | #N/A | #N/A | #N/A | #N/A
TRUE | QLD | QMRA | Moura | Energy Queensland | Shoulder | Non-coincident | 2022 | POE10 | NA | 64.1321 | QLD Moura |  |  | FALSE | #N/A | #N/A | #N/A | #N/A | #N/A | #N/A | #N/A | #N/A | #N/A | #N/A
TRUE | QLD | QMRA | Moura | Energy Queensland | Shoulder | Coincident | 2023 | POE10 | NA | 40.3667 | QLD Moura |  |  | FALSE | #N/A | #N/A | #N/A | #N/A | #N/A | #N/A | #N/A | #N/A | #N/A | #N/A
TRUE | QLD | QMRA | Moura | Energy Queensland | Shoulder | Coincident | 2023 | POE50 | NA | 38.4144 | QLD Moura |  |  | FALSE | #N/A | #N/A | #N/A | #N/A | #N/A | #N/A | #N/A | #N/A | #N/A | #N/A
TRUE | QLD | QMRA | Moura | Energy Queensland | Shoulder | Non-coincident | 2023 | POE10 | NA | 64.0967 | QLD Moura |  |  | FALSE | #N/A | #N/A | #N/A | #N/A | #N/A | #N/A | #N/A | #N/A | #N/A | #N/A
TRUE | QLD | QMRA | Moura | Energy Queensland | Shoulder | Coincident | 2024 | POE10 | NA | 40.3404 | QLD Moura |  |  | FALSE | #N/A | #N/A | #N/A | #N/A | #N/A | #N/A | #N/A | #N/A | #N/A | #N/A
TRUE | QLD | QMRA | Moura | Energy Queensland | Shoulder | Coincident | 2024 | POE50 | NA | 38.3898 | QLD Moura |  |  | FALSE | #N/A | #N/A | #N/A | #N/A | #N/A | #N/A | #N/A | #N/A | #N/A | #N/A
TRUE | QLD | QMRA | Moura | Energy Queensland | Shoulder | Non-coincident | 2024 | POE10 | NA | 64.0565 | QLD Moura |  |  | FALSE | #N/A | #N/A | #N/A | #N/A | #N/A | #N/A | #N/A | #N/A | #N/A | #N/A
TRUE | QLD | QMRA | Moura | Energy Queensland | Shoulder | Coincident | 2025 | POE10 | NA | 40.3104 | QLD Moura |  |  | FALSE | #N/A | #N/A | #N/A | #N/A | #N/A | #N/A | #N/A | #N/A | #N/A | #N/A
TRUE | QLD | QMRA | Moura | Energy Queensland | Shoulder | Coincident | 2025 | POE50 | NA | 38.3615 | QLD Moura |  |  | FALSE | #N/A | #N/A | #N/A | #N/A | #N/A | #N/A | #N/A | #N/A | #N/A | #N/A
TRUE | QLD | QMRA | Moura | Energy Queensland | Shoulder | Non-coincident | 2025 | POE10 | NA | 64.0108 | QLD Moura |  |  | FALSE | #N/A | #N/A | #N/A | #N/A | #N/A | #N/A | #N/A | #N/A | #N/A | #N/A
TRUE | QLD | QMRA | Moura | Energy Queensland | Shoulder | Coincident | 2026 | POE10 | NA | 40.277 | QLD Moura |  |  | FALSE | #N/A | #N/A | #N/A | #N/A | #N/A | #N/A | #N/A | #N/A | #N/A | #N/A
TRUE | QLD | QMRA | Moura | Energy Queensland | Shoulder | Coincident | 2026 | POE50 | NA | 38.3298 | QLD Moura |  |  | FALSE | #N/A | #N/A | #N/A | #N/A | #N/A | #N/A | #N/A | #N/A | #N/A | #N/A
TRUE | QLD | QMRA | Moura | Energy Queensland | Shoulder | Non-coincident | 2026 | POE10 | NA | 63.96 | QLD Moura |  |  | FALSE | #N/A | #N/A | #N/A | #N/A | #N/A | #N/A | #N/A | #N/A | #N/A | #N/A
TRUE | QLD | QMRA | Moura | Energy Queensland | Shoulder | Coincident | 2027 | POE10 | NA | 40.2448 | QLD Moura |  |  | FALSE | #N/A | #N/A | #N/A | #N/A | #N/A | #N/A | #N/A | #N/A | #N/A | #N/A
TRUE | QLD | QMRA | Moura | Energy Queensland | Shoulder | Coincident | 2027 | POE50 | NA | 38.2987 | QLD Moura |  |  | FALSE | #N/A | #N/A | #N/A | #N/A | #N/A | #N/A | #N/A | #N/A | #N/A | #N/A
TRUE | QLD | QMRA | Moura | Energy Queensland | Shoulder | Non-coincident | 2027 | POE10 | NA | 63.9108 | QLD Moura |  |  | FALSE | #N/A | #N/A | #N/A | #N/A | #N/A | #N/A | #N/A | #N/A | #N/A | #N/A
TRUE | QLD | QMRA | Moura | Energy Queensland | Shoulder | Coincident | 2028 | POE10 | NA | 40.2201 | QLD Moura |  |  | FALSE | #N/A | #N/A | #N/A | #N/A | #N/A | #N/A | #N/A | #N/A | #N/A | #N/A
TRUE | QLD | QMRA | Moura | Energy Queensland | Shoulder | Coincident | 2028 | POE50 | NA | 38.2748 | QLD Moura |  |  | FALSE | #N/A | #N/A | #N/A | #N/A | #N/A | #N/A | #N/A | #N/A | #N/A | #N/A
TRUE | QLD | QMRA | Moura | Energy Queensland | Shoulder | Non-coincident | 2028 | POE10 | NA | 63.8732 | QLD Moura |  |  | FALSE | #N/A | #N/A | #N/A | #N/A | #N/A | #N/A | #N/A | #N/A | #N/A | #N/A
TRUE | QLD | QMRA | Moura | Energy Queensland | Shoulder | Coincident | 2029 | POE10 | NA | 40.2027 | QLD Moura |  |  | FALSE | #N/A | #N/A | #N/A | #N/A | #N/A | #N/A | #N/A | #N/A | #N/A | #N/A
TRUE | QLD | QMRA | Moura | Energy Queensland | Shoulder | Coincident | 2029 | POE50 | NA | 38.2581 | QLD Moura |  |  | FALSE | #N/A | #N/A | #N/A | #N/A | #N/A | #N/A | #N/A | #N/A | #N/A | #N/A
TRUE | QLD | QMRA | Moura | Energy Queensland | Shoulder | Non-coincident | 2029 | POE10 | NA | 63.8466 | QLD Moura |  |  | FALSE | #N/A | #N/A | #N/A | #N/A | #N/A | #N/A | #N/A | #N/A | #N/A | #N/A
TRUE | QLD | QMRA | Moura | Energy Queensland | Shoulder | Coincident | 2030 | POE10 | NA | 40.1817 | QLD Moura |  |  | FALSE | #N/A | #N/A | #N/A | #N/A | #N/A | #N/A | #N/A | #N/A | #N/A | #N/A
TRUE | QLD | QMRA | Moura | Energy Queensland | Shoulder | Coincident | 2030 | POE50 | NA | 38.2379 | QLD Moura |  |  | FALSE | #N/A | #N/A | #N/A | #N/A | #N/A | #N/A | #N/A | #N/A | #N/A | #N/A
TRUE | QLD | QMRA | Moura | Energy Queensland | Shoulder | Non-coincident | 2030 | POE10 | NA | 63.8146 | QLD Moura |  |  | FALSE | #N/A | #N/A | #N/A | #N/A | #N/A | #N/A | #N/A | #N/A | #N/A | #N/A
TRUE | QLD | QMRA | Moura | Energy Queensland | Summer | Non-coincident | 2019 | BASEYEARPOE10 | NA | 65.9078 | QLD Moura |  |  | FALSE | #N/A | #N/A | #N/A | #N/A | #N/A | #N/A | #N/A | #N/A | #N/A | #N/A
TRUE | QLD | QMRA | Moura | Energy Queensland | Summer | Coincident | 2021 | POE10 | NA | 45.7651 | QLD Moura |  |  | FALSE | #N/A | #N/A | #N/A | #N/A | #N/A | #N/A | #N/A | #N/A | #N/A | #N/A
TRUE | QLD | QMRA | Moura | Energy Queensland | Summer | Coincident | 2021 | POE50 | NA | 45.0476 | QLD Moura |  |  | FALSE | #N/A | #N/A | #N/A | #N/A | #N/A | #N/A | #N/A | #N/A | #N/A | #N/A
TRUE | QLD | QMRA | Moura | Energy Queensland | Summer | Non-coincident | 2021 | POE10 | NA | 66.1645 | QLD Moura |  |  | FALSE | #N/A | #N/A | #N/A | #N/A | #N/A | #N/A | #N/A | #N/A | #N/A | #N/A
TRUE | QLD | QMRA | Moura | Energy Queensland | Summer | Coincident | 2022 | POE10 | NA | 45.7284 | QLD Moura |  |  | FALSE | #N/A | #N/A | #N/A | #N/A | #N/A | #N/A | #N/A | #N/A | #N/A | #N/A
TRUE | QLD | QMRA | Moura | Energy Queensland | Summer | Coincident | 2022 | POE50 | NA | 45.0142 | QLD Moura |  |  | FALSE | #N/A | #N/A | #N/A | #N/A | #N/A | #N/A | #N/A | #N/A | #N/A | #N/A
TRUE | QLD | QMRA | Moura | Energy Queensland | Summer | Non-coincident | 2022 | POE10 | NA | 66.1215 | QLD Moura |  |  | FALSE | #N/A | #N/A | #N/A | #N/A | #N/A | #N/A | #N/A | #N/A | #N/A | #N/A
TRUE | QLD | QMRA | Moura | Energy Queensland | Summer | Coincident | 2023 | POE10 | NA | 45.6991 | QLD Moura |  |  | FALSE | #N/A | #N/A | #N/A | #N/A | #N/A | #N/A | #N/A | #N/A | #N/A | #N/A
TRUE | QLD | QMRA | Moura | Energy Queensland | Summer | Coincident | 2023 | POE50 | NA | 44.9874 | QLD Moura |  |  | FALSE | #N/A | #N/A | #N/A | #N/A | #N/A | #N/A | #N/A | #N/A | #N/A | #N/A
TRUE | QLD | QMRA | Moura | Energy Queensland | Summer | Non-coincident | 2023 | POE10 | NA | 66.0871 | QLD Moura |  |  | FALSE | #N/A | #N/A | #N/A | #N/A | #N/A | #N/A | #N/A | #N/A | #N/A | #N/A
TRUE | QLD | QMRA | Moura | Energy Queensland | Summer | Coincident | 2024 | POE10 | NA | 45.6686 | QLD Moura |  |  | FALSE | #N/A | #N/A | #N/A | #N/A | #N/A | #N/A | #N/A | #N/A | #N/A | #N/A
TRUE | QLD | QMRA | Moura | Energy Queensland | Summer | Coincident | 2024 | POE50 | NA | 44.9595 | QLD Moura |  |  | FALSE | #N/A | #N/A | #N/A | #N/A | #N/A | #N/A | #N/A | #N/A | #N/A | #N/A
TRUE | QLD | QMRA | Moura | Energy Queensland | Summer | Non-coincident | 2024 | POE10 | NA | 66.0466 | QLD Moura |  |  | FALSE | #N/A | #N/A | #N/A | #N/A | #N/A | #N/A | #N/A | #N/A | #N/A | #N/A
TRUE | QLD | QMRA | Moura | Energy Queensland | Summer | Coincident | 2025 | POE10 | NA | 45.6386 | QLD Moura |  |  | FALSE | #N/A | #N/A | #N/A | #N/A | #N/A | #N/A | #N/A | #N/A | #N/A | #N/A
TRUE | QLD | QMRA | Moura | Energy Queensland | Summer | Coincident | 2025 | POE50 | NA | 44.9321 | QLD Moura |  |  | FALSE | #N/A | #N/A | #N/A | #N/A | #N/A | #N/A | #N/A | #N/A | #N/A | #N/A
TRUE | QLD | QMRA | Moura | Energy Queensland | Summer | Non-coincident | 2025 | POE10 | NA | 65.9981 | QLD Moura |  |  | FALSE | #N/A | #N/A | #N/A | #N/A | #N/A | #N/A | #N/A | #N/A | #N/A | #N/A
TRUE | QLD | QMRA | Moura | Energy Queensland | Summer | Coincident | 2026 | POE10 | NA | 45.6099 | QLD Moura |  |  | FALSE | #N/A | #N/A | #N/A | #N/A | #N/A | #N/A | #N/A | #N/A | #N/A | #N/A
TRUE | QLD | QMRA | Moura | Energy Queensland | Summer | Coincident | 2026 | POE50 | NA | 44.9059 | QLD Moura |  |  | FALSE | #N/A | #N/A | #N/A | #N/A | #N/A | #N/A | #N/A | #N/A | #N/A | #N/A
TRUE | QLD | QMRA | Moura | Energy Queensland | Summer | Non-coincident | 2026 | POE10 | NA | 65.9426 | QLD Moura |  |  | FALSE | #N/A | #N/A | #N/A | #N/A | #N/A | #N/A | #N/A | #N/A | #N/A | #N/A
TRUE | QLD | QMRA | Moura | Energy Queensland | Summer | Coincident | 2027 | POE10 | NA | 45.5924 | QLD Moura |  |  | FALSE | #N/A | #N/A | #N/A | #N/A | #N/A | #N/A | #N/A | #N/A | #N/A | #N/A
TRUE | QLD | QMRA | Moura | Energy Queensland | Summer | Coincident | 2027 | POE50 | NA | 44.89 | QLD Moura |  |  | FALSE | #N/A | #N/A | #N/A | #N/A | #N/A | #N/A | #N/A | #N/A | #N/A | #N/A
TRUE | QLD | QMRA | Moura | Energy Queensland | Summer | Non-coincident | 2027 | POE10 | NA | 65.8849 | QLD Moura |  |  | FALSE | #N/A | #N/A | #N/A | #N/A | #N/A | #N/A | #N/A | #N/A | #N/A | #N/A
TRUE | QLD | QMRA | Moura | Energy Queensland | Summer | Coincident | 2028 | POE10 | NA | 45.5963 | QLD Moura |  |  | FALSE | #N/A | #N/A | #N/A | #N/A | #N/A | #N/A | #N/A | #N/A | #N/A | #N/A
TRUE | QLD | QMRA | Moura | Energy Queensland | Summer | Coincident | 2028 | POE50 | NA | 44.8951 | QLD Moura |  |  | FALSE | #N/A | #N/A | #N/A | #N/A | #N/A | #N/A | #N/A | #N/A | #N/A | #N/A
TRUE | QLD | QMRA | Moura | Energy Queensland | Summer | Non-coincident | 2028 | POE10 | NA | 65.8416 | QLD Moura |  |  | FALSE | #N/A | #N/A | #N/A | #N/A | #N/A | #N/A | #N/A | #N/A | #N/A | #N/A
TRUE | QLD | QMRA | Moura | Energy Queensland | Summer | Coincident | 2029 | POE10 | NA | 45.622 | QLD Moura |  |  | FALSE | #N/A | #N/A | #N/A | #N/A | #N/A | #N/A | #N/A | #N/A | #N/A | #N/A
TRUE | QLD | QMRA | Moura | Energy Queensland | Summer | Coincident | 2029 | POE50 | NA | 44.9219 | QLD Moura |  |  | FALSE | #N/A | #N/A | #N/A | #N/A | #N/A | #N/A | #N/A | #N/A | #N/A | #N/A
TRUE | QLD | QMRA | Moura | Energy Queensland | Summer | Non-coincident | 2029 | POE10 | NA | 65.8149 | QLD Moura |  |  | FALSE | #N/A | #N/A | #N/A | #N/A | #N/A | #N/A | #N/A | #N/A | #N/A | #N/A
TRUE | QLD | QMRA | Moura | Energy Queensland | Summer | Coincident | 2030 | POE10 | NA | 45.6576 | QLD Moura |  |  | FALSE | #N/A | #N/A | #N/A | #N/A | #N/A | #N/A | #N/A | #N/A | #N/A | #N/A
TRUE | QLD | QMRA | Moura | Energy Queensland | Summer | Coincident | 2030 | POE50 | NA | 44.9587 | QLD Moura |  |  | FALSE | #N/A | #N/A | #N/A | #N/A | #N/A | #N/A | #N/A | #N/A | #N/A | #N/A
TRUE | QLD | QMRA | Moura | Energy Queensland | Summer | Non-coincident | 2030 | POE10 | NA | 65.783 | QLD Moura |  |  | FALSE | #N/A | #N/A | #N/A | #N/A | #N/A | #N/A | #N/A | #N/A | #N/A | #N/A
TRUE | QLD | QMRA | Moura | Energy Queensland | Winter | Non-coincident | 2019 | BASEYEARPOE10 | NA | 73.4496 | QLD Moura |  |  | FALSE | #N/A | #N/A | #N/A | #N/A | #N/A | #N/A | #N/A | #N/A | #N/A | #N/A
TRUE | QLD | QMRA | Moura | Energy Queensland | Winter | Coincident | 2020 | POE10 | NA | 48.8117 | QLD Moura |  |  | FALSE | #N/A | #N/A | #N/A | #N/A | #N/A | #N/A | #N/A | #N/A | #N/A | #N/A
TRUE | QLD | QMRA | Moura | Energy Queensland | Winter | Coincident | 2020 | POE50 | NA | 46.8151 | QLD Moura |  |  | FALSE | #N/A | #N/A | #N/A | #N/A | #N/A | #N/A | #N/A | #N/A | #N/A | #N/A
TRUE | QLD | QMRA | Moura | Energy Queensland | Winter | Non-coincident | 2020 | POE10 | NA | 61.7486 | QLD Moura |  |  | FALSE | #N/A | #N/A | #N/A | #N/A | #N/A | #N/A | #N/A | #N/A | #N/A | #N/A
TRUE | QLD | QMRA | Moura | Energy Queensland | Winter | Coincident | 2021 | POE10 | NA | 48.7648 | QLD Moura |  |  | FALSE | #N/A | #N/A | #N/A | #N/A | #N/A | #N/A | #N/A | #N/A | #N/A | #N/A
TRUE | QLD | QMRA | Moura | Energy Queensland | Winter | Coincident | 2021 | POE50 | NA | 46.7713 | QLD Moura |  |  | FALSE | #N/A | #N/A | #N/A | #N/A | #N/A | #N/A | #N/A | #N/A | #N/A | #N/A
TRUE | QLD | QMRA | Moura | Energy Queensland | Winter | Non-coincident | 2021 | POE10 | NA | 61.6893 | QLD Moura |  |  | FALSE | #N/A | #N/A | #N/A | #N/A | #N/A | #N/A | #N/A | #N/A | #N/A | #N/A
TRUE | QLD | QMRA | Moura | Energy Queensland | Winter | Coincident | 2022 | POE10 | NA | 48.7323 | QLD Moura |  |  | FALSE | #N/A | #N/A | #N/A | #N/A | #N/A | #N/A | #N/A | #N/A | #N/A | #N/A
TRUE | QLD | QMRA | Moura | Energy Queensland | Winter | Coincident | 2022 | POE50 | NA | 46.7405 | QLD Moura |  |  | FALSE | #N/A | #N/A | #N/A | #N/A | #N/A | #N/A | #N/A | #N/A | #N/A | #N/A
TRUE | QLD | QMRA | Moura | Energy Queensland | Winter | Non-coincident | 2022 | POE10 | NA | 61.6481 | QLD Moura |  |  | FALSE | #N/A | #N/A | #N/A | #N/A | #N/A | #N/A | #N/A | #N/A | #N/A | #N/A
TRUE | QLD | QMRA | Moura | Energy Queensland | Winter | Coincident | 2023 | POE10 | NA | 48.7012 | QLD Moura |  |  | FALSE | #N/A | #N/A | #N/A | #N/A | #N/A | #N/A | #N/A | #N/A | #N/A | #N/A
TRUE | QLD | QMRA | Moura | Energy Queensland | Winter | Coincident | 2023 | POE50 | NA | 46.7112 | QLD Moura |  |  | FALSE | #N/A | #N/A | #N/A | #N/A | #N/A | #N/A | #N/A | #N/A | #N/A | #N/A
TRUE | QLD | QMRA | Moura | Energy Queensland | Winter | Non-coincident | 2023 | POE10 | NA | 61.6088 | QLD Moura |  |  | FALSE | #N/A | #N/A | #N/A | #N/A | #N/A | #N/A | #N/A | #N/A | #N/A | #N/A
TRUE | QLD | QMRA | Moura | Energy Queensland | Winter | Coincident | 2024 | POE10 | NA | 48.6633 | QLD Moura |  |  | FALSE | #N/A | #N/A | #N/A | #N/A | #N/A | #N/A | #N/A | #N/A | #N/A | #N/A
TRUE | QLD | QMRA | Moura | Energy Queensland | Winter | Coincident | 2024 | POE50 | NA | 46.6751 | QLD Moura |  |  | FALSE | #N/A | #N/A | #N/A | #N/A | #N/A | #N/A | #N/A | #N/A | #N/A | #N/A
TRUE | QLD | QMRA | Moura | Energy Queensland | Winter | Non-coincident | 2024 | POE10 | NA | 61.5608 | QLD Moura |  |  | FALSE | #N/A | #N/A | #N/A | #N/A | #N/A | #N/A | #N/A | #N/A | #N/A | #N/A
TRUE | QLD | QMRA | Moura | Energy Queensland | Winter | Coincident | 2025 | POE10 | NA | 48.6244 | QLD Moura |  |  | FALSE | #N/A | #N/A | #N/A | #N/A | #N/A | #N/A | #N/A | #N/A | #N/A | #N/A
TRUE | QLD | QMRA | Moura | Energy Queensland | Winter | Coincident | 2025 | POE50 | NA | 46.6379 | QLD Moura |  |  | FALSE | #N/A | #N/A | #N/A | #N/A | #N/A | #N/A | #N/A | #N/A | #N/A | #N/A
TRUE | QLD | QMRA | Moura | Energy Queensland | Winter | Non-coincident | 2025 | POE10 | NA | 61.5116 | QLD Moura |  |  | FALSE | #N/A | #N/A | #N/A | #N/A | #N/A | #N/A | #N/A | #N/A | #N/A | #N/A
TRUE | QLD | QMRA | Moura | Energy Queensland | Winter | Coincident | 2026 | POE10 | NA | 48.5844 | QLD Moura |  |  | FALSE | #N/A | #N/A | #N/A | #N/A | #N/A | #N/A | #N/A | #N/A | #N/A | #N/A
TRUE | QLD | QMRA | Moura | Energy Queensland | Winter | Coincident | 2026 | POE50 | NA | 46.5996 | QLD Moura |  |  | FALSE | #N/A | #N/A | #N/A | #N/A | #N/A | #N/A | #N/A | #N/A | #N/A | #N/A
TRUE | QLD | QMRA | Moura | Energy Queensland | Winter | Non-coincident | 2026 | POE10 | NA | 61.4611 | QLD Moura |  |  | FALSE | #N/A | #N/A | #N/A | #N/A | #N/A | #N/A | #N/A | #N/A | #N/A | #N/A
TRUE | QLD | QMRA | Moura | Energy Queensland | Winter | Coincident | 2027 | POE10 | NA | 48.5581 | QLD Moura |  |  | FALSE | #N/A | #N/A | #N/A | #N/A | #N/A | #N/A | #N/A | #N/A | #N/A | #N/A
TRUE | QLD | QMRA | Moura | Energy Queensland | Winter | Coincident | 2027 | POE50 | NA | 46.574 | QLD Moura |  |  | FALSE | #N/A | #N/A | #N/A | #N/A | #N/A | #N/A | #N/A | #N/A | #N/A | #N/A
TRUE | QLD | QMRA | Moura | Energy Queensland | Winter | Non-coincident | 2027 | POE10 | NA | 61.4277 | QLD Moura |  |  | FALSE | #N/A | #N/A | #N/A | #N/A | #N/A | #N/A | #N/A | #N/A | #N/A | #N/A
TRUE | QLD | QMRA | Moura | Energy Queensland | Winter | Coincident | 2028 | POE10 | NA | 48.5618 | QLD Moura |  |  | FALSE | #N/A | #N/A | #N/A | #N/A | #N/A | #N/A | #N/A | #N/A | #N/A | #N/A
TRUE | QLD | QMRA | Moura | Energy Queensland | Winter | Coincident | 2028 | POE50 | NA | 46.5786 | QLD Moura |  |  | FALSE | #N/A | #N/A | #N/A | #N/A | #N/A | #N/A | #N/A | #N/A | #N/A | #N/A
TRUE | QLD | QMRA | Moura | Energy Queensland | Winter | Non-coincident | 2028 | POE10 | NA | 61.4325 | QLD Moura |  |  | FALSE | #N/A | #N/A | #N/A | #N/A | #N/A | #N/A | #N/A | #N/A | #N/A | #N/A
TRUE | QLD | QMRA | Moura | Energy Queensland | Winter | Coincident | 2029 | POE10 | NA | 48.5836 | QLD Moura |  |  | FALSE | #N/A | #N/A | #N/A | #N/A | #N/A | #N/A | #N/A | #N/A | #N/A | #N/A
TRUE | QLD | QMRA | Moura | Energy Queensland | Winter | Coincident | 2029 | POE50 | NA | 46.6011 | QLD Moura |  |  | FALSE | #N/A | #N/A | #N/A | #N/A | #N/A | #N/A | #N/A | #N/A | #N/A | #N/A
TRUE | QLD | QMRA | Moura | Energy Queensland | Winter | Non-coincident | 2029 | POE10 | NA | 61.4601 | QLD Moura |  |  | FALSE | #N/A | #N/A | #N/A | #N/A | #N/A | #N/A | #N/A | #N/A | #N/A | #N/A
TRUE | QLD | GreaterTownsville | Townsville Mesh | Energy Queensland | Shoulder | Coincident | 2017 | ACTUAL_OPG | 113.4496 | 206.4187 | QLD Townsville Mesh |  |  | FALSE | #N/A | #N/A | #N/A | #N/A | #N/A | #N/A | #N/A | #N/A | #N/A | #N/A
TRUE | QLD | GreaterTownsville | Townsville Mesh | Energy Queensland | Shoulder | Coincident | 2017 | ACTUAL_RAW | 113.7529 | 206.7019 | QLD Townsville Mesh |  |  | FALSE | #N/A | #N/A | #N/A | #N/A | #N/A | #N/A | #N/A | #N/A | #N/A | #N/A
TRUE | QLD | GreaterTownsville | Townsville Mesh | Energy Queensland | Shoulder | Non-coincident | 2017 | ACTUAL_RAW | 46.0676 | 223.4499 | QLD Townsville Mesh |  |  | FALSE | #N/A | #N/A | #N/A | #N/A | #N/A | #N/A | #N/A | #N/A | #N/A | #N/A
TRUE | QLD | GreaterTownsville | Townsville Mesh | Energy Queensland | Shoulder | Non-coincident | 2017 | ACTUAL_OPG | 98.9712 | 230.2542 | QLD Townsville Mesh |  |  | FALSE | #N/A | #N/A | #N/A | #N/A | #N/A | #N/A | #N/A | #N/A | #N/A | #N/A
TRUE | QLD | GreaterTownsville | Townsville Mesh | Energy Queensland | Shoulder | Non-coincident | 2017 | ACTUAL_ADJUSTEDOPG | 98.9712 | 230.2542 | QLD Townsville Mesh |  |  | FALSE | #N/A | #N/A | #N/A | #N/A | #N/A | #N/A | #N/A | #N/A | #N/A | #N/A
TRUE | QLD | GreaterTownsville | Townsville Mesh | Energy Queensland | Shoulder | Coincident | 2018 | ACTUAL_OPG | 109.4826 | 216.179 | QLD Townsville Mesh |  |  | FALSE | #N/A | #N/A | #N/A | #N/A | #N/A | #N/A | #N/A | #N/A | #N/A | #N/A
TRUE | QLD | GreaterTownsville | Townsville Mesh | Energy Queensland | Shoulder | Coincident | 2018 | ACTUAL_RAW | 109.74 | 216.4655 | QLD Townsville Mesh |  |  | FALSE | #N/A | #N/A | #N/A | #N/A | #N/A | #N/A | #N/A | #N/A | #N/A | #N/A
TRUE | QLD | GreaterTownsville | Townsville Mesh | Energy Queensland | Shoulder | Non-coincident | 2018 | ACTUAL_RAW | 22.4944 | 231.5072 | QLD Townsville Mesh |  |  | FALSE | #N/A | #N/A | #N/A | #N/A | #N/A | #N/A | #N/A | #N/A | #N/A | #N/A
TRUE | QLD | GreaterTownsville | Townsville Mesh | Energy Queensland | Shoulder | Non-coincident | 2018 | ACTUAL_OPG | 86.1522 | 231.2579 | QLD Townsville Mesh |  |  | FALSE | #N/A | #N/A | #N/A | #N/A | #N/A | #N/A | #N/A | #N/A | #N/A | #N/A
TRUE | QLD | GreaterTownsville | Townsville Mesh | Energy Queensland | Shoulder | Non-coincident | 2018 | ACTUAL_ADJUSTEDOPG | 86.1522 | 231.2579 | QLD Townsville Mesh |  |  | FALSE | #N/A | #N/A | #N/A | #N/A | #N/A | #N/A | #N/A | #N/A | #N/A | #N/A
TRUE | QLD | GreaterTownsville | Townsville Mesh | Energy Queensland | Shoulder | Coincident | 2019 | ACTUAL_OPG | 104.2893 | 191.6221 | QLD Townsville Mesh |  |  | FALSE | #N/A | #N/A | #N/A | #N/A | #N/A | #N/A | #N/A | #N/A | #N/A | #N/A
TRUE | QLD | GreaterTownsville | Townsville Mesh | Energy Queensland | Shoulder | Coincident | 2019 | ACTUAL_RAW | 104.5513 | 191.9121 | QLD Townsville Mesh |  |  | FALSE | #N/A | #N/A | #N/A | #N/A | #N/A | #N/A | #N/A | #N/A | #N/A | #N/A
TRUE | QLD | GreaterTownsville | Townsville Mesh | Energy Queensland | Shoulder | Non-coincident | 2019 | ACTUAL_RAW | 37.0883 | 224.0073 | QLD Townsville Mesh |  |  | FALSE | #N/A | #N/A | #N/A | #N/A | #N/A | #N/A | #N/A | #N/A | #N/A | #N/A
TRUE | QLD | GreaterTownsville | Townsville Mesh | Energy Queensland | Shoulder | Non-coincident | 2019 | ACTUAL_OPG | 79.4677 | 223.7593 | QLD Townsville Mesh |  |  | FALSE | #N/A | #N/A | #N/A | #N/A | #N/A | #N/A | #N/A | #N/A | #N/A | #N/A
TRUE | QLD | GreaterTownsville | Townsville Mesh | Energy Queensland | Shoulder | Non-coincident | 2019 | ACTUAL_ADJUSTEDOPG | 79.4677 | 223.7593 | QLD Townsville Mesh |  |  | FALSE | #N/A | #N/A | #N/A | #N/A | #N/A | #N/A | #N/A | #N/A | #N/A | #N/A
TRUE | QLD | GreaterTownsville | Townsville Mesh | Energy Queensland | Shoulder | Non-coincident | 2019 | BASEYEARPOE90 | 75.4642 | NA | QLD Townsville Mesh |  |  | FALSE | #N/A | #N/A | #N/A | #N/A | #N/A | #N/A | #N/A | #N/A | #N/A | #N/A
TRUE | QLD | GreaterTownsville | Townsville Mesh | Energy Queensland | Shoulder | Non-coincident | 2019 | BASEYEARPOE50 | 83.1487 | 219.9919 | QLD Townsville Mesh |  |  | FALSE | #N/A | #N/A | #N/A | #N/A | #N/A | #N/A | #N/A | #N/A | #N/A | #N/A
TRUE | QLD | GreaterTownsville | Townsville Mesh | Energy Queensland | Shoulder | Coincident | 2020 | ACTUAL_OPG | 80.3677 | 202.9786 | QLD Townsville Mesh |  |  | FALSE | #N/A | #N/A | #N/A | #N/A | #N/A | #N/A | #N/A | #N/A | #N/A | #N/A
TRUE | QLD | GreaterTownsville | Townsville Mesh | Energy Queensland | Shoulder | Coincident | 2020 | ACTUAL_RAW | 80.5537 | 129.3666 | QLD Townsville Mesh |  |  | FALSE | #N/A | #N/A | #N/A | #N/A | #N/A | #N/A | #N/A | #N/A | #N/A | #N/A
TRUE | QLD | GreaterTownsville | Townsville Mesh | Energy Queensland | Shoulder | Non-coincident | 2020 | ACTUAL_RAW | 48.3254 | 209.6175 | QLD Townsville Mesh |  |  | FALSE | #N/A | #N/A | #N/A | #N/A | #N/A | #N/A | #N/A | #N/A | #N/A | #N/A
TRUE | QLD | GreaterTownsville | Townsville Mesh | Energy Queensland | Shoulder | Non-coincident | 2020 | ACTUAL_OPG | 79.25 | 209.0475 | QLD Townsville Mesh |  |  | FALSE | #N/A | #N/A | #N/A | #N/A | #N/A | #N/A | #N/A | #N/A | #N/A | #N/A
TRUE | QLD | GreaterTownsville | Townsville Mesh | Energy Queensland | Shoulder | Non-coincident | 2020 | ACTUAL_ADJUSTEDOPG | 79.25 | 209.0475 | QLD Townsville Mesh |  |  | FALSE | #N/A | #N/A | #N/A | #N/A | #N/A | #N/A | #N/A | #N/A | #N/A | #N/A
TRUE | QLD | GreaterTownsville | Townsville Mesh | Energy Queensland | Shoulder | Coincident_unreconciled | 2021 | POE50 | 92.0378 | NA | QLD Townsville Mesh |  |  | FALSE | #N/A | #N/A | #N/A | #N/A | #N/A | #N/A | #N/A | #N/A | #N/A | #N/A
TRUE | QLD | GreaterTownsville | Townsville Mesh | Energy Queensland | Shoulder | Coincident_unreconciled | 2021 | POE90 | 82.1041 | NA | QLD Townsville Mesh |  |  | FALSE | #N/A | #N/A | #N/A | #N/A | #N/A | #N/A | #N/A | #N/A | #N/A | #N/A
TRUE | QLD | GreaterTownsville | Townsville Mesh | Energy Queensland | Shoulder | Non-coincident | 2021 | POE50 | 68.543 | 223.3298 | QLD Townsville Mesh |  |  | FALSE | #N/A | #N/A | #N/A | #N/A | #N/A | #N/A | #N/A | #N/A | #N/A | #N/A
TRUE | QLD | GreaterTownsville | Townsville Mesh | Energy Queensland | Shoulder | Non-coincident | 2021 | POE90 | 35.8424 | NA | QLD Townsville Mesh |  |  | FALSE | #N/A | #N/A | #N/A | #N/A | #N/A | #N/A | #N/A | #N/A | #N/A | #N/A
TRUE | QLD | GreaterTownsville | Townsville Mesh | Energy Queensland | Shoulder | Coincident_unreconciled | 2022 | POE50 | 83.1805 | NA | QLD Townsville Mesh |  |  | FALSE | #N/A | #N/A | #N/A | #N/A | #N/A | #N/A | #N/A | #N/A | #N/A | #N/A
TRUE | QLD | GreaterTownsville | Townsville Mesh | Energy Queensland | Shoulder | Coincident_unreconciled | 2022 | POE90 | 73.1453 | NA | QLD Townsville Mesh |  |  | FALSE | #N/A | #N/A | #N/A | #N/A | #N/A | #N/A | #N/A | #N/A | #N/A | #N/A
TRUE | QLD | GreaterTownsville | Townsville Mesh | Energy Queensland | Shoulder | Non-coincident | 2022 | POE50 | 61.9467 | 225.6099 | QLD Townsville Mesh |  |  | FALSE | #N/A | #N/A | #N/A | #N/A | #N/A | #N/A | #N/A | #N/A | #N/A | #N/A
TRUE | QLD | GreaterTownsville | Townsville Mesh | Energy Queensland | Shoulder | Non-coincident | 2022 | POE90 | 31.6244 | NA | QLD Townsville Mesh |  |  | FALSE | #N/A | #N/A | #N/A | #N/A | #N/A | #N/A | #N/A | #N/A | #N/A | #N/A
TRUE | QLD | GreaterTownsville | Townsville Mesh | Energy Queensland | Shoulder | Coincident_unreconciled | 2023 | POE50 | 74.8673 | NA | QLD Townsville Mesh |  |  | FALSE | #N/A | #N/A | #N/A | #N/A | #N/A | #N/A | #N/A | #N/A | #N/A | #N/A
TRUE | QLD | GreaterTownsville | Townsville Mesh | Energy Queensland | Shoulder | Coincident_unreconciled | 2023 | POE90 | 64.7149 | NA | QLD Townsville Mesh |  |  | FALSE | #N/A | #N/A | #N/A | #N/A | #N/A | #N/A | #N/A | #N/A | #N/A | #N/A
TRUE | QLD | GreaterTownsville | Townsville Mesh | Energy Queensland | Shoulder | Non-coincident | 2023 | POE50 | 55.7557 | 228.2451 | QLD Townsville Mesh |  |  | FALSE | #N/A | #N/A | #N/A | #N/A | #N/A | #N/A | #N/A | #N/A | #N/A | #N/A
TRUE | QLD | GreaterTownsville | Townsville Mesh | Energy Queensland | Shoulder | Non-coincident | 2023 | POE90 | 27.6495 | NA | QLD Townsville Mesh |  |  | FALSE | #N/A | #N/A | #N/A | #N/A | #N/A | #N/A | #N/A | #N/A | #N/A | #N/A
TRUE | QLD | GreaterTownsville | Townsville Mesh | Energy Queensland | Shoulder | Coincident_unreconciled | 2024 | POE50 | 52.0644 | NA | QLD Townsville Mesh |  |  | FALSE | #N/A | #N/A | #N/A | #N/A | #N/A | #N/A | #N/A | #N/A | #N/A | #N/A
TRUE | QLD | GreaterTownsville | Townsville Mesh | Energy Queensland | Shoulder | Coincident_unreconciled | 2024 | POE90 | 41.7947 | NA | QLD Townsville Mesh |  |  | FALSE | #N/A | #N/A | #N/A | #N/A | #N/A | #N/A | #N/A | #N/A | #N/A | #N/A
TRUE | QLD | GreaterTownsville | Townsville Mesh | Energy Queensland | Shoulder | Non-coincident | 2024 | POE50 | 38.7738 | 216.8176 | QLD Townsville Mesh |  |  | FALSE | #N/A | #N/A | #N/A | #N/A | #N/A | #N/A | #N/A | #N/A | #N/A | #N/A
TRUE | QLD | GreaterTownsville | Townsville Mesh | Energy Queensland | Shoulder | Non-coincident | 2024 | POE90 | 11.6821 | NA | QLD Townsville Mesh |  |  | FALSE | #N/A | #N/A | #N/A | #N/A | #N/A | #N/A | #N/A | #N/A | #N/A | #N/A
TRUE | QLD | GreaterTownsville | Townsville Mesh | Energy Queensland | Shoulder | Coincident_unreconciled | 2025 | POE50 | 49.733 | NA | QLD Townsville Mesh |  |  | FALSE | #N/A | #N/A | #N/A | #N/A | #N/A | #N/A | #N/A | #N/A | #N/A | #N/A
TRUE | QLD | GreaterTownsville | Townsville Mesh | Energy Queensland | Shoulder | Coincident_unreconciled | 2025 | POE90 | 39.3461 | NA | QLD Townsville Mesh |  |  | FALSE | #N/A | #N/A | #N/A | #N/A | #N/A | #N/A | #N/A | #N/A | #N/A | #N/A
TRUE | QLD | GreaterTownsville | Townsville Mesh | Energy Queensland | Shoulder | Non-coincident | 2025 | POE50 | 37.0375 | 219.4669 | QLD Townsville Mesh |  |  | FALSE | #N/A | #N/A | #N/A | #N/A | #N/A | #N/A | #N/A | #N/A | #N/A | #N/A
TRUE | QLD | GreaterTownsville | Townsville Mesh | Energy Queensland | Shoulder | Non-coincident | 2025 | POE90 | 10.5305 | NA | QLD Townsville Mesh |  |  | FALSE | #N/A | #N/A | #N/A | #N/A | #N/A | #N/A | #N/A | #N/A | #N/A | #N/A
TRUE | QLD | GreaterTownsville | Townsville Mesh | Energy Queensland | Shoulder | Coincident_unreconciled | 2026 | POE50 | 47.1101 | NA | QLD Townsville Mesh |  |  | FALSE | #N/A | #N/A | #N/A | #N/A | #N/A | #N/A | #N/A | #N/A | #N/A | #N/A
TRUE | QLD | GreaterTownsville | Townsville Mesh | Energy Queensland | Shoulder | Coincident_unreconciled | 2026 | POE90 | 36.6059 | NA | QLD Townsville Mesh |  |  | FALSE | #N/A | #N/A | #N/A | #N/A | #N/A | #N/A | #N/A | #N/A | #N/A | #N/A
TRUE | QLD | GreaterTownsville | Townsville Mesh | Energy Queensland | Shoulder | Non-coincident | 2026 | POE50 | 35.0842 | 222.2243 | QLD Townsville Mesh |  |  | FALSE | #N/A | #N/A | #N/A | #N/A | #N/A | #N/A | #N/A | #N/A | #N/A | #N/A
TRUE | QLD | GreaterTownsville | Townsville Mesh | Energy Queensland | Shoulder | Non-coincident | 2026 | POE90 | 9.2595 | NA | QLD Townsville Mesh |  |  | FALSE | #N/A | #N/A | #N/A | #N/A | #N/A | #N/A | #N/A | #N/A | #N/A | #N/A
TRUE | QLD | GreaterTownsville | Townsville Mesh | Energy Queensland | Shoulder | Coincident_unreconciled | 2027 | POE50 | 45.0994 | NA | QLD Townsville Mesh |  |  | FALSE | #N/A | #N/A | #N/A | #N/A | #N/A | #N/A | #N/A | #N/A | #N/A | #N/A
TRUE | QLD | GreaterTownsville | Townsville Mesh | Energy Queensland | Shoulder | Coincident_unreconciled | 2027 | POE90 | 34.4714 | NA | QLD Townsville Mesh |  |  | FALSE | #N/A | #N/A | #N/A | #N/A | #N/A | #N/A | #N/A | #N/A | #N/A | #N/A
TRUE | QLD | GreaterTownsville | Townsville Mesh | Energy Queensland | Shoulder | Non-coincident | 2027 | POE50 | 33.5867 | 225.3386 | QLD Townsville Mesh |  |  | FALSE | #N/A | #N/A | #N/A | #N/A | #N/A | #N/A | #N/A | #N/A | #N/A | #N/A
TRUE | QLD | GreaterTownsville | Townsville Mesh | Energy Queensland | Shoulder | Non-coincident | 2027 | POE90 | 8.2829 | NA | QLD Townsville Mesh |  |  | FALSE | #N/A | #N/A | #N/A | #N/A | #N/A | #N/A | #N/A | #N/A | #N/A | #N/A
TRUE | QLD | GreaterTownsville | Townsville Mesh | Energy Queensland | Shoulder | Coincident_unreconciled | 2028 | POE50 | 43.9704 | NA | QLD Townsville Mesh |  |  | FALSE | #N/A | #N/A | #N/A | #N/A | #N/A | #N/A | #N/A | #N/A | #N/A | #N/A
TRUE | QLD | GreaterTownsville | Townsville Mesh | Energy Queensland | Shoulder | Coincident_unreconciled | 2028 | POE90 | 33.2141 | NA | QLD Townsville Mesh |  |  | FALSE | #N/A | #N/A | #N/A | #N/A | #N/A | #N/A | #N/A | #N/A | #N/A | #N/A
TRUE | QLD | GreaterTownsville | Townsville Mesh | Energy Queensland | Shoulder | Non-coincident | 2028 | POE50 | 32.746 | 228.8322 | QLD Townsville Mesh |  |  | FALSE | #N/A | #N/A | #N/A | #N/A | #N/A | #N/A | #N/A | #N/A | #N/A | #N/A
TRUE | QLD | GreaterTownsville | Townsville Mesh | Energy Queensland | Shoulder | Non-coincident | 2028 | POE90 | 7.7057 | NA | QLD Townsville Mesh |  |  | FALSE | #N/A | #N/A | #N/A | #N/A | #N/A | #N/A | #N/A | #N/A | #N/A | #N/A
TRUE | QLD | GreaterTownsville | Townsville Mesh | Energy Queensland | Shoulder | Coincident_unreconciled | 2029 | POE50 | 43.155 | NA | QLD Townsville Mesh |  |  | FALSE | #N/A | #N/A | #N/A | #N/A | #N/A | #N/A | #N/A | #N/A | #N/A | #N/A
TRUE | QLD | GreaterTownsville | Townsville Mesh | Energy Queensland | Shoulder | Coincident_unreconciled | 2029 | POE90 | 32.2703 | NA | QLD Townsville Mesh |  |  | FALSE | #N/A | #N/A | #N/A | #N/A | #N/A | #N/A | #N/A | #N/A | #N/A | #N/A
TRUE | QLD | GreaterTownsville | Townsville Mesh | Energy Queensland | Shoulder | Non-coincident | 2029 | POE50 | 32.1387 | 232.6306 | QLD Townsville Mesh |  |  | FALSE | #N/A | #N/A | #N/A | #N/A | #N/A | #N/A | #N/A | #N/A | #N/A | #N/A
TRUE | QLD | GreaterTownsville | Townsville Mesh | Energy Queensland | Shoulder | Non-coincident | 2029 | POE90 | 7.2646 | NA | QLD Townsville Mesh |  |  | FALSE | #N/A | #N/A | #N/A | #N/A | #N/A | #N/A | #N/A | #N/A | #N/A | #N/A
TRUE | QLD | GreaterTownsville | Townsville Mesh | Energy Queensland | Shoulder | Coincident_unreconciled | 2030 | POE50 | 42.7116 | NA | QLD Townsville Mesh |  |  | FALSE | #N/A | #N/A | #N/A | #N/A | #N/A | #N/A | #N/A | #N/A | #N/A | #N/A
TRUE | QLD | GreaterTownsville | Townsville Mesh | Energy Queensland | Shoulder | Coincident_unreconciled | 2030 | POE90 | 31.6985 | NA | QLD Townsville Mesh |  |  | FALSE | #N/A | #N/A | #N/A | #N/A | #N/A | #N/A | #N/A | #N/A | #N/A | #N/A
TRUE | QLD | GreaterTownsville | Townsville Mesh | Energy Queensland | Shoulder | Non-coincident | 2030 | POE50 | 31.8084 | 236.7423 | QLD Townsville Mesh |  |  | FALSE | #N/A | #N/A | #N/A | #N/A | #N/A | #N/A | #N/A | #N/A | #N/A | #N/A
TRUE | QLD | GreaterTownsville | Townsville Mesh | Energy Queensland | Shoulder | Non-coincident | 2030 | POE90 | 7.0101 | NA | QLD Townsville Mesh |  |  | FALSE | #N/A | #N/A | #N/A | #N/A | #N/A | #N/A | #N/A | #N/A | #N/A | #N/A
TRUE | QLD | GreaterTownsville | Townsville Mesh | Energy Queensland | Summer | Coincident | 2017 | ACTUAL_OPG | 125.4304 | 217.2415 | QLD Townsville Mesh |  |  | FALSE | #N/A | #N/A | #N/A | #N/A | #N/A | #N/A | #N/A | #N/A | #N/A | #N/A
TRUE | QLD | GreaterTownsville | Townsville Mesh | Energy Queensland | Summer | Coincident | 2017 | ACTUAL_RAW | 125.7006 | 142.0271 | QLD Townsville Mesh |  |  | FALSE | #N/A | #N/A | #N/A | #N/A | #N/A | #N/A | #N/A | #N/A | #N/A | #N/A
TRUE | QLD | GreaterTownsville | Townsville Mesh | Energy Queensland | Summer | Non-coincident | 2017 | ACTUAL_RAW | 64.0024 | 303.2438 | QLD Townsville Mesh |  |  | FALSE | #N/A | #N/A | #N/A | #N/A | #N/A | #N/A | #N/A | #N/A | #N/A | #N/A
TRUE | QLD | GreaterTownsville | Townsville Mesh | Energy Queensland | Summer | Non-coincident | 2017 | ACTUAL_OPG | 120.056 | 302.9617 | QLD Townsville Mesh |  |  | FALSE | #N/A | #N/A | #N/A | #N/A | #N/A | #N/A | #N/A | #N/A | #N/A | #N/A
TRUE | QLD | GreaterTownsville | Townsville Mesh | Energy Queensland | Summer | Non-coincident | 2017 | ACTUAL_ADJUSTEDOPG | 120.056 | 302.9617 | QLD Townsville Mesh |  |  | FALSE | #N/A | #N/A | #N/A | #N/A | #N/A | #N/A | #N/A | #N/A | #N/A | #N/A
TRUE | QLD | GreaterTownsville | Townsville Mesh | Energy Queensland | Summer | Coincident | 2018 | ACTUAL_OPG | 116.3757 | 270.0232 | QLD Townsville Mesh |  |  | FALSE | #N/A | #N/A | #N/A | #N/A | #N/A | #N/A | #N/A | #N/A | #N/A | #N/A
TRUE | QLD | GreaterTownsville | Townsville Mesh | Energy Queensland | Summer | Coincident | 2018 | ACTUAL_RAW | 116.637 | 196.9144 | QLD Townsville Mesh |  |  | FALSE | #N/A | #N/A | #N/A | #N/A | #N/A | #N/A | #N/A | #N/A | #N/A | #N/A
TRUE | QLD | GreaterTownsville | Townsville Mesh | Energy Queensland | Summer | Non-coincident | 2018 | ACTUAL_RAW | 58.3924 | 273.06 | QLD Townsville Mesh |  |  | FALSE | #N/A | #N/A | #N/A | #N/A | #N/A | #N/A | #N/A | #N/A | #N/A | #N/A
TRUE | QLD | GreaterTownsville | Townsville Mesh | Energy Queensland | Summer | Non-coincident | 2018 | ACTUAL_OPG | 113.0452 | 275.2509 | QLD Townsville Mesh |  |  | FALSE | #N/A | #N/A | #N/A | #N/A | #N/A | #N/A | #N/A | #N/A | #N/A | #N/A
TRUE | QLD | GreaterTownsville | Townsville Mesh | Energy Queensland | Summer | Non-coincident | 2018 | ACTUAL_ADJUSTEDOPG | 113.0452 | 275.2509 | QLD Townsville Mesh |  |  | FALSE | #N/A | #N/A | #N/A | #N/A | #N/A | #N/A | #N/A | #N/A | #N/A | #N/A
TRUE | QLD | GreaterTownsville | Townsville Mesh | Energy Queensland | Summer | Coincident | 2019 | ACTUAL_OPG | 121.0727 | 268.6676 | QLD Townsville Mesh |  |  | FALSE | #N/A | #N/A | #N/A | #N/A | #N/A | #N/A | #N/A | #N/A | #N/A | #N/A
TRUE | QLD | GreaterTownsville | Townsville Mesh | Energy Queensland | Summer | Coincident | 2019 | ACTUAL_RAW | 121.3407 | 196.0256 | QLD Townsville Mesh |  |  | FALSE | #N/A | #N/A | #N/A | #N/A | #N/A | #N/A | #N/A | #N/A | #N/A | #N/A
TRUE | QLD | GreaterTownsville | Townsville Mesh | Energy Queensland | Summer | Non-coincident | 2019 | ACTUAL_RAW | 74.4907 | 306.4385 | QLD Townsville Mesh |  |  | FALSE | #N/A | #N/A | #N/A | #N/A | #N/A | #N/A | #N/A | #N/A | #N/A | #N/A
TRUE | QLD | GreaterTownsville | Townsville Mesh | Energy Queensland | Summer | Non-coincident | 2019 | ACTUAL_OPG | 100.2019 | 306.1685 | QLD Townsville Mesh |  |  | FALSE | #N/A | #N/A | #N/A | #N/A | #N/A | #N/A | #N/A | #N/A | #N/A | #N/A
TRUE | QLD | GreaterTownsville | Townsville Mesh | Energy Queensland | Summer | Non-coincident | 2019 | ACTUAL_ADJUSTEDOPG | 100.2019 | 306.1685 | QLD Townsville Mesh |  |  | FALSE | #N/A | #N/A | #N/A | #N/A | #N/A | #N/A | #N/A | #N/A | #N/A | #N/A
TRUE | QLD | GreaterTownsville | Townsville Mesh | Energy Queensland | Summer | Non-coincident | 2019 | BASEYEARPOE90 | 95.7364 | NA | QLD Townsville Mesh |  |  | FALSE | #N/A | #N/A | #N/A | #N/A | #N/A | #N/A | #N/A | #N/A | #N/A | #N/A
TRUE | QLD | GreaterTownsville | Townsville Mesh | Energy Queensland | Summer | Non-coincident | 2019 | BASEYEARPOE50 | 106.7876 | 298.4955 | QLD Townsville Mesh |  |  | FALSE | #N/A | #N/A | #N/A | #N/A | #N/A | #N/A | #N/A | #N/A | #N/A | #N/A
TRUE | QLD | GreaterTownsville | Townsville Mesh | Energy Queensland | Summer | Coincident | 2020 | ACTUAL_OPG | 114.25 | 240.5502 | QLD Townsville Mesh |  |  | FALSE | #N/A | #N/A | #N/A | #N/A | #N/A | #N/A | #N/A | #N/A | #N/A | #N/A
TRUE | QLD | GreaterTownsville | Townsville Mesh | Energy Queensland | Summer | Coincident | 2020 | ACTUAL_RAW | 114.522 | 168.6082 | QLD Townsville Mesh |  |  | FALSE | #N/A | #N/A | #N/A | #N/A | #N/A | #N/A | #N/A | #N/A | #N/A | #N/A
TRUE | QLD | GreaterTownsville | Townsville Mesh | Energy Queensland | Summer | Non-coincident | 2020 | ACTUAL_RAW | 56.6155 | 297.3893 | QLD Townsville Mesh |  |  | FALSE | #N/A | #N/A | #N/A | #N/A | #N/A | #N/A | #N/A | #N/A | #N/A | #N/A
TRUE | QLD | GreaterTownsville | Townsville Mesh | Energy Queensland | Summer | Non-coincident | 2020 | ACTUAL_OPG | 110.7986 | 297.1033 | QLD Townsville Mesh |  |  | FALSE | #N/A | #N/A | #N/A | #N/A | #N/A | #N/A | #N/A | #N/A | #N/A | #N/A
TRUE | QLD | GreaterTownsville | Townsville Mesh | Energy Queensland | Summer | Non-coincident | 2020 | ACTUAL_ADJUSTEDOPG | 110.7986 | 297.1033 | QLD Townsville Mesh |  |  | FALSE | #N/A | #N/A | #N/A | #N/A | #N/A | #N/A | #N/A | #N/A | #N/A | #N/A
TRUE | QLD | GreaterTownsville | Townsville Mesh | Energy Queensland | Summer | Coincident_unreconciled | 2021 | POE50 | 123.2536 | NA | QLD Townsville Mesh |  |  | FALSE | #N/A | #N/A | #N/A | #N/A | #N/A | #N/A | #N/A | #N/A | #N/A | #N/A
TRUE | QLD | GreaterTownsville | Townsville Mesh | Energy Queensland | Summer | Coincident_unreconciled | 2021 | POE90 | 104.0163 | NA | QLD Townsville Mesh |  |  | FALSE | #N/A | #N/A | #N/A | #N/A | #N/A | #N/A | #N/A | #N/A | #N/A | #N/A
TRUE | QLD | GreaterTownsville | Townsville Mesh | Energy Queensland | Summer | Non-coincident | 2021 | POE50 | 102.6388 | 307.2132 | QLD Townsville Mesh |  |  | FALSE | #N/A | #N/A | #N/A | #N/A | #N/A | #N/A | #N/A | #N/A | #N/A | #N/A
TRUE | QLD | GreaterTownsville | Townsville Mesh | Energy Queensland | Summer | Non-coincident | 2021 | POE90 | 79.3409 | NA | QLD Townsville Mesh |  |  | FALSE | #N/A | #N/A | #N/A | #N/A | #N/A | #N/A | #N/A | #N/A | #N/A | #N/A
TRUE | QLD | GreaterTownsville | Townsville Mesh | Energy Queensland | Summer | Coincident_unreconciled | 2022 | POE50 | 116.3789 | NA | QLD Townsville Mesh |  |  | FALSE | #N/A | #N/A | #N/A | #N/A | #N/A | #N/A | #N/A | #N/A | #N/A | #N/A
TRUE | QLD | GreaterTownsville | Townsville Mesh | Energy Queensland | Summer | Coincident_unreconciled | 2022 | POE90 | 96.9452 | NA | QLD Townsville Mesh |  |  | FALSE | #N/A | #N/A | #N/A | #N/A | #N/A | #N/A | #N/A | #N/A | #N/A | #N/A
TRUE | QLD | GreaterTownsville | Townsville Mesh | Energy Queensland | Summer | Non-coincident | 2022 | POE50 | 96.9139 | 310.3464 | QLD Townsville Mesh |  |  | FALSE | #N/A | #N/A | #N/A | #N/A | #N/A | #N/A | #N/A | #N/A | #N/A | #N/A
TRUE | QLD | GreaterTownsville | Townsville Mesh | Energy Queensland | Summer | Non-coincident | 2022 | POE90 | 77.602 | NA | QLD Townsville Mesh |  |  | FALSE | #N/A | #N/A | #N/A | #N/A | #N/A | #N/A | #N/A | #N/A | #N/A | #N/A
TRUE | QLD | GreaterTownsville | Townsville Mesh | Energy Queensland | Summer | Coincident_unreconciled | 2023 | POE50 | 110.0519 | NA | QLD Townsville Mesh |  |  | FALSE | #N/A | #N/A | #N/A | #N/A | #N/A | #N/A | #N/A | #N/A | #N/A | #N/A
TRUE | QLD | GreaterTownsville | Townsville Mesh | Energy Queensland | Summer | Coincident_unreconciled | 2023 | POE90 | 90.3912 | NA | QLD Townsville Mesh |  |  | FALSE | #N/A | #N/A | #N/A | #N/A | #N/A | #N/A | #N/A | #N/A | #N/A | #N/A
TRUE | QLD | GreaterTownsville | Townsville Mesh | Energy Queensland | Summer | Non-coincident | 2023 | POE50 | 91.6452 | 313.9672 | QLD Townsville Mesh |  |  | FALSE | #N/A | #N/A | #N/A | #N/A | #N/A | #N/A | #N/A | #N/A | #N/A | #N/A
TRUE | QLD | GreaterTownsville | Townsville Mesh | Energy Queensland | Summer | Non-coincident | 2023 | POE90 | 75.2728 | NA | QLD Townsville Mesh |  |  | FALSE | #N/A | #N/A | #N/A | #N/A | #N/A | #N/A | #N/A | #N/A | #N/A | #N/A
TRUE | QLD | GreaterTownsville | Townsville Mesh | Energy Queensland | Summer | Coincident_unreconciled | 2024 | POE50 | 90.7097 | NA | QLD Townsville Mesh |  |  | FALSE | #N/A | #N/A | #N/A | #N/A | #N/A | #N/A | #N/A | #N/A | #N/A | #N/A
TRUE | QLD | GreaterTownsville | Townsville Mesh | Energy Queensland | Summer | Coincident_unreconciled | 2024 | POE90 | 70.8219 | NA | QLD Townsville Mesh |  |  | FALSE | #N/A | #N/A | #N/A | #N/A | #N/A | #N/A | #N/A | #N/A | #N/A | #N/A
TRUE | QLD | GreaterTownsville | Townsville Mesh | Energy Queensland | Summer | Non-coincident | 2024 | POE50 | 75.538 | 303.5138 | QLD Townsville Mesh |  |  | FALSE | #N/A | #N/A | #N/A | #N/A | #N/A | #N/A | #N/A | #N/A | #N/A | #N/A
TRUE | QLD | GreaterTownsville | Townsville Mesh | Energy Queensland | Summer | Non-coincident | 2024 | POE90 | 58.9766 | NA | QLD Townsville Mesh |  |  | FALSE | #N/A | #N/A | #N/A | #N/A | #N/A | #N/A | #N/A | #N/A | #N/A | #N/A
TRUE | QLD | GreaterTownsville | Townsville Mesh | Energy Queensland | Summer | Coincident_unreconciled | 2025 | POE50 | 89.4143 | NA | QLD Townsville Mesh |  |  | FALSE | #N/A | #N/A | #N/A | #N/A | #N/A | #N/A | #N/A | #N/A | #N/A | #N/A
TRUE | QLD | GreaterTownsville | Townsville Mesh | Energy Queensland | Summer | Coincident_unreconciled | 2025 | POE90 | 69.2994 | NA | QLD Townsville Mesh |  |  | FALSE | #N/A | #N/A | #N/A | #N/A | #N/A | #N/A | #N/A | #N/A | #N/A | #N/A
TRUE | QLD | GreaterTownsville | Townsville Mesh | Energy Queensland | Summer | Non-coincident | 2025 | POE50 | 74.4593 | 307.1291 | QLD Townsville Mesh |  |  | FALSE | #N/A | #N/A | #N/A | #N/A | #N/A | #N/A | #N/A | #N/A | #N/A | #N/A
TRUE | QLD | GreaterTownsville | Townsville Mesh | Energy Queensland | Summer | Non-coincident | 2025 | POE90 | 57.7087 | NA | QLD Townsville Mesh |  |  | FALSE | #N/A | #N/A | #N/A | #N/A | #N/A | #N/A | #N/A | #N/A | #N/A | #N/A
TRUE | QLD | GreaterTownsville | Townsville Mesh | Energy Queensland | Summer | Coincident_unreconciled | 2026 | POE50 | 87.8385 | NA | QLD Townsville Mesh |  |  | FALSE | #N/A | #N/A | #N/A | #N/A | #N/A | #N/A | #N/A | #N/A | #N/A | #N/A
TRUE | QLD | GreaterTownsville | Townsville Mesh | Energy Queensland | Summer | Coincident_unreconciled | 2026 | POE90 | 67.4966 | NA | QLD Townsville Mesh |  |  | FALSE | #N/A | #N/A | #N/A | #N/A | #N/A | #N/A | #N/A | #N/A | #N/A | #N/A
TRUE | QLD | GreaterTownsville | Townsville Mesh | Energy Queensland | Summer | Non-coincident | 2026 | POE50 | 73.1471 | 310.8618 | QLD Townsville Mesh |  |  | FALSE | #N/A | #N/A | #N/A | #N/A | #N/A | #N/A | #N/A | #N/A | #N/A | #N/A
TRUE | QLD | GreaterTownsville | Townsville Mesh | Energy Queensland | Summer | Non-coincident | 2026 | POE90 | 56.2075 | NA | QLD Townsville Mesh |  |  | FALSE | #N/A | #N/A | #N/A | #N/A | #N/A | #N/A | #N/A | #N/A | #N/A | #N/A
TRUE | QLD | GreaterTownsville | Townsville Mesh | Energy Queensland | Summer | Coincident_unreconciled | 2027 | POE50 | 86.8456 | NA | QLD Townsville Mesh |  |  | FALSE | #N/A | #N/A | #N/A | #N/A | #N/A | #N/A | #N/A | #N/A | #N/A | #N/A
TRUE | QLD | GreaterTownsville | Townsville Mesh | Energy Queensland | Summer | Coincident_unreconciled | 2027 | POE90 | 66.2641 | NA | QLD Townsville Mesh |  |  | FALSE | #N/A | #N/A | #N/A | #N/A | #N/A | #N/A | #N/A | #N/A | #N/A | #N/A
TRUE | QLD | GreaterTownsville | Townsville Mesh | Energy Queensland | Summer | Non-coincident | 2027 | POE50 | 72.3202 | 315.0487 | QLD Townsville Mesh |  |  | FALSE | #N/A | #N/A | #N/A | #N/A | #N/A | #N/A | #N/A | #N/A | #N/A | #N/A
TRUE | QLD | GreaterTownsville | Townsville Mesh | Energy Queensland | Summer | Non-coincident | 2027 | POE90 | 55.181 | NA | QLD Townsville Mesh |  |  | FALSE | #N/A | #N/A | #N/A | #N/A | #N/A | #N/A | #N/A | #N/A | #N/A | #N/A
TRUE | QLD | GreaterTownsville | Townsville Mesh | Energy Queensland | Summer | Coincident_unreconciled | 2028 | POE50 | 86.5939 | NA | QLD Townsville Mesh |  |  | FALSE | #N/A | #N/A | #N/A | #N/A | #N/A | #N/A | #N/A | #N/A | #N/A | #N/A
TRUE | QLD | GreaterTownsville | Townsville Mesh | Energy Queensland | Summer | Coincident_unreconciled | 2028 | POE90 | 65.7638 | NA | QLD Townsville Mesh |  |  | FALSE | #N/A | #N/A | #N/A | #N/A | #N/A | #N/A | #N/A | #N/A | #N/A | #N/A
TRUE | QLD | GreaterTownsville | Townsville Mesh | Energy Queensland | Summer | Non-coincident | 2028 | POE50 | 72.1106 | 319.7144 | QLD Townsville Mesh |  |  | FALSE | #N/A | #N/A | #N/A | #N/A | #N/A | #N/A | #N/A | #N/A | #N/A | #N/A
TRUE | QLD | GreaterTownsville | Townsville Mesh | Energy Queensland | Summer | Non-coincident | 2028 | POE90 | 54.7644 | NA | QLD Townsville Mesh |  |  | FALSE | #N/A | #N/A | #N/A | #N/A | #N/A | #N/A | #N/A | #N/A | #N/A | #N/A
TRUE | QLD | GreaterTownsville | Townsville Mesh | Energy Queensland | Summer | Coincident_unreconciled | 2029 | POE50 | 86.6112 | NA | QLD Townsville Mesh |  |  | FALSE | #N/A | #N/A | #N/A | #N/A | #N/A | #N/A | #N/A | #N/A | #N/A | #N/A
TRUE | QLD | GreaterTownsville | Townsville Mesh | Energy Queensland | Summer | Coincident_unreconciled | 2029 | POE90 | 65.5324 | NA | QLD Townsville Mesh |  |  | FALSE | #N/A | #N/A | #N/A | #N/A | #N/A | #N/A | #N/A | #N/A | #N/A | #N/A
TRUE | QLD | GreaterTownsville | Townsville Mesh | Energy Queensland | Summer | Non-coincident | 2029 | POE50 | 72.125 | 324.7153 | QLD Townsville Mesh |  |  | FALSE | #N/A | #N/A | #N/A | #N/A | #N/A | #N/A | #N/A | #N/A | #N/A | #N/A
TRUE | QLD | GreaterTownsville | Townsville Mesh | Energy Queensland | Summer | Non-coincident | 2029 | POE90 | 54.5718 | NA | QLD Townsville Mesh |  |  | FALSE | #N/A | #N/A | #N/A | #N/A | #N/A | #N/A | #N/A | #N/A | #N/A | #N/A
TRUE | QLD | GreaterTownsville | Townsville Mesh | Energy Queensland | Summer | Coincident_unreconciled | 2030 | POE50 | 86.9701 | NA | QLD Townsville Mesh |  |  | FALSE | #N/A | #N/A | #N/A | #N/A | #N/A | #N/A | #N/A | #N/A | #N/A | #N/A
TRUE | QLD | GreaterTownsville | Townsville Mesh | Energy Queensland | Summer | Coincident_unreconciled | 2030 | POE90 | 65.6426 | NA | QLD Townsville Mesh |  |  | FALSE | #N/A | #N/A | #N/A | #N/A | #N/A | #N/A | #N/A | #N/A | #N/A | #N/A
TRUE | QLD | GreaterTownsville | Townsville Mesh | Energy Queensland | Summer | Non-coincident | 2030 | POE50 | 72.4239 | 330.0419 | QLD Townsville Mesh |  |  | FALSE | #N/A | #N/A | #N/A | #N/A | #N/A | #N/A | #N/A | #N/A | #N/A | #N/A
TRUE | QLD | GreaterTownsville | Townsville Mesh | Energy Queensland | Summer | Non-coincident | 2030 | POE90 | 54.6635 | NA | QLD Townsville Mesh |  |  | FALSE | #N/A | #N/A | #N/A | #N/A | #N/A | #N/A | #N/A | #N/A | #N/A | #N/A
TRUE | QLD | GreaterTownsville | Townsville Mesh | Energy Queensland | Winter | Coincident | 2016 | ACTUAL_OPG | 109.9086 | 180.3408 | QLD Townsville Mesh |  |  | FALSE | #N/A | #N/A | #N/A | #N/A | #N/A | #N/A | #N/A | #N/A | #N/A | #N/A
TRUE | QLD | GreaterTownsville | Townsville Mesh | Energy Queensland | Winter | Coincident | 2016 | ACTUAL_RAW | 110.1757 | 104.2081 | QLD Townsville Mesh |  |  | FALSE | #N/A | #N/A | #N/A | #N/A | #N/A | #N/A | #N/A | #N/A | #N/A | #N/A
TRUE | QLD | GreaterTownsville | Townsville Mesh | Energy Queensland | Winter | Non-coincident | 2016 | ACTUAL_RAW | 45.3656 | 202.6284 | QLD Townsville Mesh |  |  | FALSE | #N/A | #N/A | #N/A | #N/A | #N/A | #N/A | #N/A | #N/A | #N/A | #N/A
TRUE | QLD | GreaterTownsville | Townsville Mesh | Energy Queensland | Winter | Non-coincident | 2016 | ACTUAL_OPG | 71.4096 | 203.5063 | QLD Townsville Mesh |  |  | FALSE | #N/A | #N/A | #N/A | #N/A | #N/A | #N/A | #N/A | #N/A | #N/A | #N/A
TRUE | QLD | GreaterTownsville | Townsville Mesh | Energy Queensland | Winter | Non-coincident | 2016 | ACTUAL_ADJUSTEDOPG | 71.4096 | 203.5063 | QLD Townsville Mesh |  |  | FALSE | #N/A | #N/A | #N/A | #N/A | #N/A | #N/A | #N/A | #N/A | #N/A | #N/A
TRUE | QLD | GreaterTownsville | Townsville Mesh | Energy Queensland | Winter | Coincident | 2017 | ACTUAL_OPG | 95.4886 | 169.6011 | QLD Townsville Mesh |  |  | FALSE | #N/A | #N/A | #N/A | #N/A | #N/A | #N/A | #N/A | #N/A | #N/A | #N/A
TRUE | QLD | GreaterTownsville | Townsville Mesh | Energy Queensland | Winter | Coincident | 2017 | ACTUAL_RAW | 95.6131 | 91.3283 | QLD Townsville Mesh |  |  | FALSE | #N/A | #N/A | #N/A | #N/A | #N/A | #N/A | #N/A | #N/A | #N/A | #N/A
TRUE | QLD | GreaterTownsville | Townsville Mesh | Energy Queensland | Winter | Non-coincident | 2017 | ACTUAL_RAW | 40.2997 | 194.3254 | QLD Townsville Mesh |  |  | FALSE | #N/A | #N/A | #N/A | #N/A | #N/A | #N/A | #N/A | #N/A | #N/A | #N/A
TRUE | QLD | GreaterTownsville | Townsville Mesh | Energy Queensland | Winter | Non-coincident | 2017 | ACTUAL_OPG | 92.7792 | 194.2119 | QLD Townsville Mesh |  |  | FALSE | #N/A | #N/A | #N/A | #N/A | #N/A | #N/A | #N/A | #N/A | #N/A | #N/A
TRUE | QLD | GreaterTownsville | Townsville Mesh | Energy Queensland | Winter | Non-coincident | 2017 | ACTUAL_ADJUSTEDOPG | 92.7792 | 194.2119 | QLD Townsville Mesh |  |  | FALSE | #N/A | #N/A | #N/A | #N/A | #N/A | #N/A | #N/A | #N/A | #N/A | #N/A
TRUE | QLD | GreaterTownsville | Townsville Mesh | Energy Queensland | Winter | Coincident | 2018 | ACTUAL_OPG | 91.0844 | 183.5831 | QLD Townsville Mesh |  |  | FALSE | #N/A | #N/A | #N/A | #N/A | #N/A | #N/A | #N/A | #N/A | #N/A | #N/A
TRUE | QLD | GreaterTownsville | Townsville Mesh | Energy Queensland | Winter | Coincident | 2018 | ACTUAL_RAW | 91.3364 | 183.7651 | QLD Townsville Mesh |  |  | FALSE | #N/A | #N/A | #N/A | #N/A | #N/A | #N/A | #N/A | #N/A | #N/A | #N/A
TRUE | QLD | GreaterTownsville | Townsville Mesh | Energy Queensland | Winter | Non-coincident | 2018 | ACTUAL_RAW | 35.2334 | 190.3755 | QLD Townsville Mesh |  |  | FALSE | #N/A | #N/A | #N/A | #N/A | #N/A | #N/A | #N/A | #N/A | #N/A | #N/A
TRUE | QLD | GreaterTownsville | Townsville Mesh | Energy Queensland | Winter | Non-coincident | 2018 | ACTUAL_OPG | 83.3641 | 190.1375 | QLD Townsville Mesh |  |  | FALSE | #N/A | #N/A | #N/A | #N/A | #N/A | #N/A | #N/A | #N/A | #N/A | #N/A
TRUE | QLD | GreaterTownsville | Townsville Mesh | Energy Queensland | Winter | Non-coincident | 2018 | ACTUAL_ADJUSTEDOPG | 83.3641 | 190.1375 | QLD Townsville Mesh |  |  | FALSE | #N/A | #N/A | #N/A | #N/A | #N/A | #N/A | #N/A | #N/A | #N/A | #N/A
TRUE | QLD | GreaterTownsville | Townsville Mesh | Energy Queensland | Winter | Coincident | 2019 | ACTUAL_OPG | 86.7205 | 180.3299 | QLD Townsville Mesh |  |  | FALSE | #N/A | #N/A | #N/A | #N/A | #N/A | #N/A | #N/A | #N/A | #N/A | #N/A
TRUE | QLD | GreaterTownsville | Townsville Mesh | Energy Queensland | Winter | Coincident | 2019 | ACTUAL_RAW | 86.7205 | 103.9719 | QLD Townsville Mesh |  |  | FALSE | #N/A | #N/A | #N/A | #N/A | #N/A | #N/A | #N/A | #N/A | #N/A | #N/A
TRUE | QLD | GreaterTownsville | Townsville Mesh | Energy Queensland | Winter | Non-coincident | 2019 | ACTUAL_RAW | 29.5214 | 191.1456 | QLD Townsville Mesh |  |  | FALSE | #N/A | #N/A | #N/A | #N/A | #N/A | #N/A | #N/A | #N/A | #N/A | #N/A
TRUE | QLD | GreaterTownsville | Townsville Mesh | Energy Queensland | Winter | Non-coincident | 2019 | ACTUAL_OPG | 74.7231 | 189.5196 | QLD Townsville Mesh |  |  | FALSE | #N/A | #N/A | #N/A | #N/A | #N/A | #N/A | #N/A | #N/A | #N/A | #N/A
TRUE | QLD | GreaterTownsville | Townsville Mesh | Energy Queensland | Winter | Non-coincident | 2019 | ACTUAL_ADJUSTEDOPG | 74.7231 | 189.5196 | QLD Townsville Mesh |  |  | FALSE | #N/A | #N/A | #N/A | #N/A | #N/A | #N/A | #N/A | #N/A | #N/A | #N/A
TRUE | QLD | GreaterTownsville | Townsville Mesh | Energy Queensland | Winter | Non-coincident | 2019 | BASEYEARPOE90 | 64.9382 | NA | QLD Townsville Mesh |  |  | FALSE | #N/A | #N/A | #N/A | #N/A | #N/A | #N/A | #N/A | #N/A | #N/A | #N/A
TRUE | QLD | GreaterTownsville | Townsville Mesh | Energy Queensland | Winter | Non-coincident | 2019 | BASEYEARPOE50 | 72.2916 | 201.3298 | QLD Townsville Mesh |  |  | FALSE | #N/A | #N/A | #N/A | #N/A | #N/A | #N/A | #N/A | #N/A | #N/A | #N/A
TRUE | QLD | GreaterTownsville | Townsville Mesh | Energy Queensland | Winter | Coincident_unreconciled | 2020 | POE50 | 85 | NA | QLD Townsville Mesh |  |  | FALSE | #N/A | #N/A | #N/A | #N/A | #N/A | #N/A | #N/A | #N/A | #N/A | #N/A
TRUE | QLD | GreaterTownsville | Townsville Mesh | Energy Queensland | Winter | Coincident_unreconciled | 2020 | POE90 | 76.9927 | NA | QLD Townsville Mesh |  |  | FALSE | #N/A | #N/A | #N/A | #N/A | #N/A | #N/A | #N/A | #N/A | #N/A | #N/A
TRUE | QLD | GreaterTownsville | Townsville Mesh | Energy Queensland | Winter | Non-coincident | 2020 | POE50 | 71 | 205.7403 | QLD Townsville Mesh |  |  | FALSE | #N/A | #N/A | #N/A | #N/A | #N/A | #N/A | #N/A | #N/A | #N/A | #N/A
TRUE | QLD | GreaterTownsville | Townsville Mesh | Energy Queensland | Winter | Non-coincident | 2020 | POE90 | 64.2004 | NA | QLD Townsville Mesh |  |  | FALSE | #N/A | #N/A | #N/A | #N/A | #N/A | #N/A | #N/A | #N/A | #N/A | #N/A
TRUE | QLD | GreaterTownsville | Townsville Mesh | Energy Queensland | Winter | Coincident_unreconciled | 2021 | POE50 | 78.5259 | NA | QLD Townsville Mesh |  |  | FALSE | #N/A | #N/A | #N/A | #N/A | #N/A | #N/A | #N/A | #N/A | #N/A | #N/A
TRUE | QLD | GreaterTownsville | Townsville Mesh | Energy Queensland | Winter | Coincident_unreconciled | 2021 | POE90 | 70.4514 | NA | QLD Townsville Mesh |  |  | FALSE | #N/A | #N/A | #N/A | #N/A | #N/A | #N/A | #N/A | #N/A | #N/A | #N/A
TRUE | QLD | GreaterTownsville | Townsville Mesh | Energy Queensland | Winter | Non-coincident | 2021 | POE50 | 65.5023 | 207.4626 | QLD Townsville Mesh |  |  | FALSE | #N/A | #N/A | #N/A | #N/A | #N/A | #N/A | #N/A | #N/A | #N/A | #N/A
TRUE | QLD | GreaterTownsville | Townsville Mesh | Energy Queensland | Winter | Non-coincident | 2021 | POE90 | 58.6457 | NA | QLD Townsville Mesh |  |  | FALSE | #N/A | #N/A | #N/A | #N/A | #N/A | #N/A | #N/A | #N/A | #N/A | #N/A
TRUE | QLD | GreaterTownsville | Townsville Mesh | Energy Queensland | Winter | Coincident_unreconciled | 2022 | POE50 | 70.0148 | NA | QLD Townsville Mesh |  |  | FALSE | #N/A | #N/A | #N/A | #N/A | #N/A | #N/A | #N/A | #N/A | #N/A | #N/A
TRUE | QLD | GreaterTownsville | Townsville Mesh | Energy Queensland | Winter | Coincident_unreconciled | 2022 | POE90 | 61.845 | NA | QLD Townsville Mesh |  |  | FALSE | #N/A | #N/A | #N/A | #N/A | #N/A | #N/A | #N/A | #N/A | #N/A | #N/A
TRUE | QLD | GreaterTownsville | Townsville Mesh | Energy Queensland | Winter | Non-coincident | 2022 | POE50 | 58.2749 | 209.9075 | QLD Townsville Mesh |  |  | FALSE | #N/A | #N/A | #N/A | #N/A | #N/A | #N/A | #N/A | #N/A | #N/A | #N/A
TRUE | QLD | GreaterTownsville | Townsville Mesh | Energy Queensland | Winter | Non-coincident | 2022 | POE90 | 51.3373 | NA | QLD Townsville Mesh |  |  | FALSE | #N/A | #N/A | #N/A | #N/A | #N/A | #N/A | #N/A | #N/A | #N/A | #N/A
TRUE | QLD | GreaterTownsville | Townsville Mesh | Energy Queensland | Winter | Coincident_unreconciled | 2023 | POE50 | 64.5027 | NA | QLD Townsville Mesh |  |  | FALSE | #N/A | #N/A | #N/A | #N/A | #N/A | #N/A | #N/A | #N/A | #N/A | #N/A
TRUE | QLD | GreaterTownsville | Townsville Mesh | Energy Queensland | Winter | Coincident_unreconciled | 2023 | POE90 | 56.2374 | NA | QLD Townsville Mesh |  |  | FALSE | #N/A | #N/A | #N/A | #N/A | #N/A | #N/A | #N/A | #N/A | #N/A | #N/A
TRUE | QLD | GreaterTownsville | Townsville Mesh | Energy Queensland | Winter | Non-coincident | 2023 | POE50 | 53.5942 | 212.3489 | QLD Townsville Mesh |  |  | FALSE | #N/A | #N/A | #N/A | #N/A | #N/A | #N/A | #N/A | #N/A | #N/A | #N/A
TRUE | QLD | GreaterTownsville | Townsville Mesh | Energy Queensland | Winter | Non-coincident | 2023 | POE90 | 46.5755 | NA | QLD Townsville Mesh |  |  | FALSE | #N/A | #N/A | #N/A | #N/A | #N/A | #N/A | #N/A | #N/A | #N/A | #N/A
TRUE | QLD | GreaterTownsville | Townsville Mesh | Energy Queensland | Winter | Coincident_unreconciled | 2024 | POE50 | 45.6224 | NA | QLD Townsville Mesh |  |  | FALSE | #N/A | #N/A | #N/A | #N/A | #N/A | #N/A | #N/A | #N/A | #N/A | #N/A
TRUE | QLD | GreaterTownsville | Townsville Mesh | Energy Queensland | Winter | Coincident_unreconciled | 2024 | POE90 | 37.2617 | NA | QLD Townsville Mesh |  |  | FALSE | #N/A | #N/A | #N/A | #N/A | #N/A | #N/A | #N/A | #N/A | #N/A | #N/A
TRUE | QLD | GreaterTownsville | Townsville Mesh | Energy Queensland | Winter | Non-coincident | 2024 | POE50 | 37.5615 | 200.7064 | QLD Townsville Mesh |  |  | FALSE | #N/A | #N/A | #N/A | #N/A | #N/A | #N/A | #N/A | #N/A | #N/A | #N/A
TRUE | QLD | GreaterTownsville | Townsville Mesh | Energy Queensland | Winter | Non-coincident | 2024 | POE90 | 30.4618 | NA | QLD Townsville Mesh |  |  | FALSE | #N/A | #N/A | #N/A | #N/A | #N/A | #N/A | #N/A | #N/A | #N/A | #N/A
TRUE | QLD | GreaterTownsville | Townsville Mesh | Energy Queensland | Winter | Coincident_unreconciled | 2025 | POE50 | 43.4715 | NA | QLD Townsville Mesh |  |  | FALSE | #N/A | #N/A | #N/A | #N/A | #N/A | #N/A | #N/A | #N/A | #N/A | #N/A
TRUE | QLD | GreaterTownsville | Townsville Mesh | Energy Queensland | Winter | Coincident_unreconciled | 2025 | POE90 | 35.0153 | NA | QLD Townsville Mesh |  |  | FALSE | #N/A | #N/A | #N/A | #N/A | #N/A | #N/A | #N/A | #N/A | #N/A | #N/A
TRUE | QLD | GreaterTownsville | Townsville Mesh | Energy Queensland | Winter | Non-coincident | 2025 | POE50 | 35.735 | 203.1661 | QLD Townsville Mesh |  |  | FALSE | #N/A | #N/A | #N/A | #N/A | #N/A | #N/A | #N/A | #N/A | #N/A | #N/A
TRUE | QLD | GreaterTownsville | Townsville Mesh | Energy Queensland | Winter | Non-coincident | 2025 | POE90 | 28.5543 | NA | QLD Townsville Mesh |  |  | FALSE | #N/A | #N/A | #N/A | #N/A | #N/A | #N/A | #N/A | #N/A | #N/A | #N/A
TRUE | QLD | GreaterTownsville | Townsville Mesh | Energy Queensland | Winter | Coincident_unreconciled | 2026 | POE50 | 40.9452 | NA | QLD Townsville Mesh |  |  | FALSE | #N/A | #N/A | #N/A | #N/A | #N/A | #N/A | #N/A | #N/A | #N/A | #N/A
TRUE | QLD | GreaterTownsville | Townsville Mesh | Energy Queensland | Winter | Coincident_unreconciled | 2026 | POE90 | 32.3929 | NA | QLD Townsville Mesh |  |  | FALSE | #N/A | #N/A | #N/A | #N/A | #N/A | #N/A | #N/A | #N/A | #N/A | #N/A
TRUE | QLD | GreaterTownsville | Townsville Mesh | Energy Queensland | Winter | Non-coincident | 2026 | POE50 | 33.5897 | 205.7776 | QLD Townsville Mesh |  |  | FALSE | #N/A | #N/A | #N/A | #N/A | #N/A | #N/A | #N/A | #N/A | #N/A | #N/A
TRUE | QLD | GreaterTownsville | Townsville Mesh | Energy Queensland | Winter | Non-coincident | 2026 | POE90 | 26.3274 | NA | QLD Townsville Mesh |  |  | FALSE | #N/A | #N/A | #N/A | #N/A | #N/A | #N/A | #N/A | #N/A | #N/A | #N/A
TRUE | QLD | GreaterTownsville | Townsville Mesh | Energy Queensland | Winter | Coincident_unreconciled | 2027 | POE50 | 39.6945 | NA | QLD Townsville Mesh |  |  | FALSE | #N/A | #N/A | #N/A | #N/A | #N/A | #N/A | #N/A | #N/A | #N/A | #N/A
TRUE | QLD | GreaterTownsville | Townsville Mesh | Energy Queensland | Winter | Coincident_unreconciled | 2027 | POE90 | 31.0377 | NA | QLD Townsville Mesh |  |  | FALSE | #N/A | #N/A | #N/A | #N/A | #N/A | #N/A | #N/A | #N/A | #N/A | #N/A
TRUE | QLD | GreaterTownsville | Townsville Mesh | Energy Queensland | Winter | Non-coincident | 2027 | POE50 | 32.5277 | 208.8306 | QLD Townsville Mesh |  |  | FALSE | #N/A | #N/A | #N/A | #N/A | #N/A | #N/A | #N/A | #N/A | #N/A | #N/A
TRUE | QLD | GreaterTownsville | Townsville Mesh | Energy Queensland | Winter | Non-coincident | 2027 | POE90 | 25.1766 | NA | QLD Townsville Mesh |  |  | FALSE | #N/A | #N/A | #N/A | #N/A | #N/A | #N/A | #N/A | #N/A | #N/A | #N/A
TRUE | QLD | GreaterTownsville | Townsville Mesh | Energy Queensland | Winter | Coincident_unreconciled | 2028 | POE50 | 38.7208 | NA | QLD Townsville Mesh |  |  | FALSE | #N/A | #N/A | #N/A | #N/A | #N/A | #N/A | #N/A | #N/A | #N/A | #N/A
TRUE | QLD | GreaterTownsville | Townsville Mesh | Energy Queensland | Winter | Coincident_unreconciled | 2028 | POE90 | 29.9595 | NA | QLD Townsville Mesh |  |  | FALSE | #N/A | #N/A | #N/A | #N/A | #N/A | #N/A | #N/A | #N/A | #N/A | #N/A
TRUE | QLD | GreaterTownsville | Townsville Mesh | Energy Queensland | Winter | Non-coincident | 2028 | POE50 | 31.7008 | 212.2287 | QLD Townsville Mesh |  |  | FALSE | #N/A | #N/A | #N/A | #N/A | #N/A | #N/A | #N/A | #N/A | #N/A | #N/A
TRUE | QLD | GreaterTownsville | Townsville Mesh | Energy Queensland | Winter | Non-coincident | 2028 | POE90 | 24.261 | NA | QLD Townsville Mesh |  |  | FALSE | #N/A | #N/A | #N/A | #N/A | #N/A | #N/A | #N/A | #N/A | #N/A | #N/A
TRUE | QLD | GreaterTownsville | Townsville Mesh | Energy Queensland | Winter | Coincident_unreconciled | 2029 | POE50 | 38.1183 | NA | QLD Townsville Mesh |  |  | FALSE | #N/A | #N/A | #N/A | #N/A | #N/A | #N/A | #N/A | #N/A | #N/A | #N/A
TRUE | QLD | GreaterTownsville | Townsville Mesh | Energy Queensland | Winter | Coincident_unreconciled | 2029 | POE90 | 29.2525 | NA | QLD Townsville Mesh |  |  | FALSE | #N/A | #N/A | #N/A | #N/A | #N/A | #N/A | #N/A | #N/A | #N/A | #N/A
TRUE | QLD | GreaterTownsville | Townsville Mesh | Energy Queensland | Winter | Non-coincident | 2029 | POE50 | 31.1892 | 215.8983 | QLD Townsville Mesh |  |  | FALSE | #N/A | #N/A | #N/A | #N/A | #N/A | #N/A | #N/A | #N/A | #N/A | #N/A
TRUE | QLD | GreaterTownsville | Townsville Mesh | Energy Queensland | Winter | Non-coincident | 2029 | POE90 | 23.6606 | NA | QLD Townsville Mesh |  |  | FALSE | #N/A | #N/A | #N/A | #N/A | #N/A | #N/A | #N/A | #N/A | #N/A | #N/A
TRUE | QLD | GreaterTownsville | Townsville Mesh | Energy Queensland | Shoulder | Non-coincident | 2019 | BASEYEARPOE10 | NA | 226.1345 | QLD Townsville Mesh |  |  | FALSE | #N/A | #N/A | #N/A | #N/A | #N/A | #N/A | #N/A | #N/A | #N/A | #N/A
TRUE | QLD | GreaterTownsville | Townsville Mesh | Energy Queensland | Shoulder | Coincident | 2021 | POE10 | NA | 210.825 | QLD Townsville Mesh |  |  | FALSE | #N/A | #N/A | #N/A | #N/A | #N/A | #N/A | #N/A | #N/A | #N/A | #N/A
TRUE | QLD | GreaterTownsville | Townsville Mesh | Energy Queensland | Shoulder | Coincident | 2021 | POE50 | NA | 212.0531 | QLD Townsville Mesh |  |  | FALSE | #N/A | #N/A | #N/A | #N/A | #N/A | #N/A | #N/A | #N/A | #N/A | #N/A
TRUE | QLD | GreaterTownsville | Townsville Mesh | Energy Queensland | Shoulder | Non-coincident | 2021 | POE10 | NA | 229.3738 | QLD Townsville Mesh |  |  | FALSE | #N/A | #N/A | #N/A | #N/A | #N/A | #N/A | #N/A | #N/A | #N/A | #N/A
TRUE | QLD | GreaterTownsville | Townsville Mesh | Energy Queensland | Shoulder | Coincident | 2022 | POE10 | NA | 218.8525 | QLD Townsville Mesh |  |  | FALSE | #N/A | #N/A | #N/A | #N/A | #N/A | #N/A | #N/A | #N/A | #N/A | #N/A
TRUE | QLD | GreaterTownsville | Townsville Mesh | Energy Queensland | Shoulder | Coincident | 2022 | POE50 | NA | 216.4553 | QLD Townsville Mesh |  |  | FALSE | #N/A | #N/A | #N/A | #N/A | #N/A | #N/A | #N/A | #N/A | #N/A | #N/A
TRUE | QLD | GreaterTownsville | Townsville Mesh | Energy Queensland | Shoulder | Non-coincident | 2022 | POE10 | NA | 231.7157 | QLD Townsville Mesh |  |  | FALSE | #N/A | #N/A | #N/A | #N/A | #N/A | #N/A | #N/A | #N/A | #N/A | #N/A
TRUE | QLD | GreaterTownsville | Townsville Mesh | Energy Queensland | Shoulder | Coincident | 2023 | POE10 | NA | 221.8298 | QLD Townsville Mesh |  |  | FALSE | #N/A | #N/A | #N/A | #N/A | #N/A | #N/A | #N/A | #N/A | #N/A | #N/A
TRUE | QLD | GreaterTownsville | Townsville Mesh | Energy Queensland | Shoulder | Coincident | 2023 | POE50 | NA | 220.4613 | QLD Townsville Mesh |  |  | FALSE | #N/A | #N/A | #N/A | #N/A | #N/A | #N/A | #N/A | #N/A | #N/A | #N/A
TRUE | QLD | GreaterTownsville | Townsville Mesh | Energy Queensland | Shoulder | Non-coincident | 2023 | POE10 | NA | 234.4222 | QLD Townsville Mesh |  |  | FALSE | #N/A | #N/A | #N/A | #N/A | #N/A | #N/A | #N/A | #N/A | #N/A | #N/A
TRUE | QLD | GreaterTownsville | Townsville Mesh | Energy Queensland | Shoulder | Coincident | 2024 | POE10 | NA | 212.0998 | QLD Townsville Mesh |  |  | FALSE | #N/A | #N/A | #N/A | #N/A | #N/A | #N/A | #N/A | #N/A | #N/A | #N/A
TRUE | QLD | GreaterTownsville | Townsville Mesh | Energy Queensland | Shoulder | Coincident | 2024 | POE50 | NA | 213.2006 | QLD Townsville Mesh |  |  | FALSE | #N/A | #N/A | #N/A | #N/A | #N/A | #N/A | #N/A | #N/A | #N/A | #N/A
TRUE | QLD | GreaterTownsville | Townsville Mesh | Energy Queensland | Shoulder | Non-coincident | 2024 | POE10 | NA | 223.0661 | QLD Townsville Mesh |  |  | FALSE | #N/A | #N/A | #N/A | #N/A | #N/A | #N/A | #N/A | #N/A | #N/A | #N/A
TRUE | QLD | GreaterTownsville | Townsville Mesh | Energy Queensland | Shoulder | Coincident | 2025 | POE10 | NA | 215.3553 | QLD Townsville Mesh |  |  | FALSE | #N/A | #N/A | #N/A | #N/A | #N/A | #N/A | #N/A | #N/A | #N/A | #N/A
TRUE | QLD | GreaterTownsville | Townsville Mesh | Energy Queensland | Shoulder | Coincident | 2025 | POE50 | NA | 214.9079 | QLD Townsville Mesh |  |  | FALSE | #N/A | #N/A | #N/A | #N/A | #N/A | #N/A | #N/A | #N/A | #N/A | #N/A
TRUE | QLD | GreaterTownsville | Townsville Mesh | Energy Queensland | Shoulder | Non-coincident | 2025 | POE10 | NA | 225.7867 | QLD Townsville Mesh |  |  | FALSE | #N/A | #N/A | #N/A | #N/A | #N/A | #N/A | #N/A | #N/A | #N/A | #N/A
TRUE | QLD | GreaterTownsville | Townsville Mesh | Energy Queensland | Shoulder | Coincident | 2026 | POE10 | NA | 216.9283 | QLD Townsville Mesh |  |  | FALSE | #N/A | #N/A | #N/A | #N/A | #N/A | #N/A | #N/A | #N/A | #N/A | #N/A
TRUE | QLD | GreaterTownsville | Townsville Mesh | Energy Queensland | Shoulder | Coincident | 2026 | POE50 | NA | 217.679 | QLD Townsville Mesh |  |  | FALSE | #N/A | #N/A | #N/A | #N/A | #N/A | #N/A | #N/A | #N/A | #N/A | #N/A
TRUE | QLD | GreaterTownsville | Townsville Mesh | Energy Queensland | Shoulder | Non-coincident | 2026 | POE10 | NA | 228.6154 | QLD Townsville Mesh |  |  | FALSE | #N/A | #N/A | #N/A | #N/A | #N/A | #N/A | #N/A | #N/A | #N/A | #N/A
TRUE | QLD | GreaterTownsville | Townsville Mesh | Energy Queensland | Shoulder | Coincident | 2027 | POE10 | NA | 219.0404 | QLD Townsville Mesh |  |  | FALSE | #N/A | #N/A | #N/A | #N/A | #N/A | #N/A | #N/A | #N/A | #N/A | #N/A
TRUE | QLD | GreaterTownsville | Townsville Mesh | Energy Queensland | Shoulder | Coincident | 2027 | POE50 | NA | 219.5974 | QLD Townsville Mesh |  |  | FALSE | #N/A | #N/A | #N/A | #N/A | #N/A | #N/A | #N/A | #N/A | #N/A | #N/A
TRUE | QLD | GreaterTownsville | Townsville Mesh | Energy Queensland | Shoulder | Non-coincident | 2027 | POE10 | NA | 231.805 | QLD Townsville Mesh |  |  | FALSE | #N/A | #N/A | #N/A | #N/A | #N/A | #N/A | #N/A | #N/A | #N/A | #N/A
TRUE | QLD | GreaterTownsville | Townsville Mesh | Energy Queensland | Shoulder | Coincident | 2028 | POE10 | NA | 221.5714 | QLD Townsville Mesh |  |  | FALSE | #N/A | #N/A | #N/A | #N/A | #N/A | #N/A | #N/A | #N/A | #N/A | #N/A
TRUE | QLD | GreaterTownsville | Townsville Mesh | Energy Queensland | Shoulder | Coincident | 2028 | POE50 | NA | 222.6932 | QLD Townsville Mesh |  |  | FALSE | #N/A | #N/A | #N/A | #N/A | #N/A | #N/A | #N/A | #N/A | #N/A | #N/A
TRUE | QLD | GreaterTownsville | Townsville Mesh | Energy Queensland | Shoulder | Non-coincident | 2028 | POE10 | NA | 235.3767 | QLD Townsville Mesh |  |  | FALSE | #N/A | #N/A | #N/A | #N/A | #N/A | #N/A | #N/A | #N/A | #N/A | #N/A
TRUE | QLD | GreaterTownsville | Townsville Mesh | Energy Queensland | Shoulder | Coincident | 2029 | POE10 | NA | 227.3187 | QLD Townsville Mesh |  |  | FALSE | #N/A | #N/A | #N/A | #N/A | #N/A | #N/A | #N/A | #N/A | #N/A | #N/A
TRUE | QLD | GreaterTownsville | Townsville Mesh | Energy Queensland | Shoulder | Coincident | 2029 | POE50 | NA | 227.1509 | QLD Townsville Mesh |  |  | FALSE | #N/A | #N/A | #N/A | #N/A | #N/A | #N/A | #N/A | #N/A | #N/A | #N/A
TRUE | QLD | GreaterTownsville | Townsville Mesh | Energy Queensland | Shoulder | Non-coincident | 2029 | POE10 | NA | 239.2532 | QLD Townsville Mesh |  |  | FALSE | #N/A | #N/A | #N/A | #N/A | #N/A | #N/A | #N/A | #N/A | #N/A | #N/A
TRUE | QLD | GreaterTownsville | Townsville Mesh | Energy Queensland | Shoulder | Coincident | 2030 | POE10 | NA | 231.285 | QLD Townsville Mesh |  |  | FALSE | #N/A | #N/A | #N/A | #N/A | #N/A | #N/A | #N/A | #N/A | #N/A | #N/A
TRUE | QLD | GreaterTownsville | Townsville Mesh | Energy Queensland | Shoulder | Coincident | 2030 | POE50 | NA | 231.387 | QLD Townsville Mesh |  |  | FALSE | #N/A | #N/A | #N/A | #N/A | #N/A | #N/A | #N/A | #N/A | #N/A | #N/A
TRUE | QLD | GreaterTownsville | Townsville Mesh | Energy Queensland | Shoulder | Non-coincident | 2030 | POE10 | NA | 243.4431 | QLD Townsville Mesh |  |  | FALSE | #N/A | #N/A | #N/A | #N/A | #N/A | #N/A | #N/A | #N/A | #N/A | #N/A
TRUE | QLD | GreaterTownsville | Townsville Mesh | Energy Queensland | Summer | Non-coincident | 2019 | BASEYEARPOE10 | NA | 329.1244 | QLD Townsville Mesh |  |  | FALSE | #N/A | #N/A | #N/A | #N/A | #N/A | #N/A | #N/A | #N/A | #N/A | #N/A
TRUE | QLD | GreaterTownsville | Townsville Mesh | Energy Queensland | Summer | Coincident | 2021 | POE10 | NA | 288.2424 | QLD Townsville Mesh |  |  | FALSE | #N/A | #N/A | #N/A | #N/A | #N/A | #N/A | #N/A | #N/A | #N/A | #N/A
TRUE | QLD | GreaterTownsville | Townsville Mesh | Energy Queensland | Summer | Coincident | 2021 | POE50 | NA | 273.6364 | QLD Townsville Mesh |  |  | FALSE | #N/A | #N/A | #N/A | #N/A | #N/A | #N/A | #N/A | #N/A | #N/A | #N/A
TRUE | QLD | GreaterTownsville | Townsville Mesh | Energy Queensland | Summer | Non-coincident | 2021 | POE10 | NA | 338.2259 | QLD Townsville Mesh |  |  | FALSE | #N/A | #N/A | #N/A | #N/A | #N/A | #N/A | #N/A | #N/A | #N/A | #N/A
TRUE | QLD | GreaterTownsville | Townsville Mesh | Energy Queensland | Summer | Coincident | 2022 | POE10 | NA | 296.4709 | QLD Townsville Mesh |  |  | FALSE | #N/A | #N/A | #N/A | #N/A | #N/A | #N/A | #N/A | #N/A | #N/A | #N/A
TRUE | QLD | GreaterTownsville | Townsville Mesh | Energy Queensland | Summer | Coincident | 2022 | POE50 | NA | 281.0202 | QLD Townsville Mesh |  |  | FALSE | #N/A | #N/A | #N/A | #N/A | #N/A | #N/A | #N/A | #N/A | #N/A | #N/A
TRUE | QLD | GreaterTownsville | Townsville Mesh | Energy Queensland | Summer | Non-coincident | 2022 | POE10 | NA | 341.6758 | QLD Townsville Mesh |  |  | FALSE | #N/A | #N/A | #N/A | #N/A | #N/A | #N/A | #N/A | #N/A | #N/A | #N/A
TRUE | QLD | GreaterTownsville | Townsville Mesh | Energy Queensland | Summer | Coincident | 2023 | POE10 | NA | 301.582 | QLD Townsville Mesh |  |  | FALSE | #N/A | #N/A | #N/A | #N/A | #N/A | #N/A | #N/A | #N/A | #N/A | #N/A
TRUE | QLD | GreaterTownsville | Townsville Mesh | Energy Queensland | Summer | Coincident | 2023 | POE50 | NA | 285.2374 | QLD Townsville Mesh |  |  | FALSE | #N/A | #N/A | #N/A | #N/A | #N/A | #N/A | #N/A | #N/A | #N/A | #N/A
TRUE | QLD | GreaterTownsville | Townsville Mesh | Energy Queensland | Summer | Non-coincident | 2023 | POE10 | NA | 345.6626 | QLD Townsville Mesh |  |  | FALSE | #N/A | #N/A | #N/A | #N/A | #N/A | #N/A | #N/A | #N/A | #N/A | #N/A
TRUE | QLD | GreaterTownsville | Townsville Mesh | Energy Queensland | Summer | Coincident | 2024 | POE10 | NA | 296.1492 | QLD Townsville Mesh |  |  | FALSE | #N/A | #N/A | #N/A | #N/A | #N/A | #N/A | #N/A | #N/A | #N/A | #N/A
TRUE | QLD | GreaterTownsville | Townsville Mesh | Energy Queensland | Summer | Coincident | 2024 | POE50 | NA | 279.1872 | QLD Townsville Mesh |  |  | FALSE | #N/A | #N/A | #N/A | #N/A | #N/A | #N/A | #N/A | #N/A | #N/A | #N/A
TRUE | QLD | GreaterTownsville | Townsville Mesh | Energy Queensland | Summer | Non-coincident | 2024 | POE10 | NA | 335.5752 | QLD Townsville Mesh |  |  | FALSE | #N/A | #N/A | #N/A | #N/A | #N/A | #N/A | #N/A | #N/A | #N/A | #N/A
TRUE | QLD | GreaterTownsville | Townsville Mesh | Energy Queensland | Summer | Coincident | 2025 | POE10 | NA | 298.2602 | QLD Townsville Mesh |  |  | FALSE | #N/A | #N/A | #N/A | #N/A | #N/A | #N/A | #N/A | #N/A | #N/A | #N/A
TRUE | QLD | GreaterTownsville | Townsville Mesh | Energy Queensland | Summer | Coincident | 2025 | POE50 | NA | 282.6464 | QLD Townsville Mesh |  |  | FALSE | #N/A | #N/A | #N/A | #N/A | #N/A | #N/A | #N/A | #N/A | #N/A | #N/A
TRUE | QLD | GreaterTownsville | Townsville Mesh | Energy Queensland | Summer | Non-coincident | 2025 | POE10 | NA | 339.5566 | QLD Townsville Mesh |  |  | FALSE | #N/A | #N/A | #N/A | #N/A | #N/A | #N/A | #N/A | #N/A | #N/A | #N/A
TRUE | QLD | GreaterTownsville | Townsville Mesh | Energy Queensland | Summer | Coincident | 2026 | POE10 | NA | 303.1248 | QLD Townsville Mesh |  |  | FALSE | #N/A | #N/A | #N/A | #N/A | #N/A | #N/A | #N/A | #N/A | #N/A | #N/A
TRUE | QLD | GreaterTownsville | Townsville Mesh | Energy Queensland | Summer | Coincident | 2026 | POE50 | NA | 286.3312 | QLD Townsville Mesh |  |  | FALSE | #N/A | #N/A | #N/A | #N/A | #N/A | #N/A | #N/A | #N/A | #N/A | #N/A
TRUE | QLD | GreaterTownsville | Townsville Mesh | Energy Queensland | Summer | Non-coincident | 2026 | POE10 | NA | 343.6552 | QLD Townsville Mesh |  |  | FALSE | #N/A | #N/A | #N/A | #N/A | #N/A | #N/A | #N/A | #N/A | #N/A | #N/A
TRUE | QLD | GreaterTownsville | Townsville Mesh | Energy Queensland | Summer | Coincident | 2027 | POE10 | NA | 304.728 | QLD Townsville Mesh |  |  | FALSE | #N/A | #N/A | #N/A | #N/A | #N/A | #N/A | #N/A | #N/A | #N/A | #N/A
TRUE | QLD | GreaterTownsville | Townsville Mesh | Energy Queensland | Summer | Coincident | 2027 | POE50 | NA | 288.8882 | QLD Townsville Mesh |  |  | FALSE | #N/A | #N/A | #N/A | #N/A | #N/A | #N/A | #N/A | #N/A | #N/A | #N/A
TRUE | QLD | GreaterTownsville | Townsville Mesh | Energy Queensland | Summer | Non-coincident | 2027 | POE10 | NA | 348.2285 | QLD Townsville Mesh |  |  | FALSE | #N/A | #N/A | #N/A | #N/A | #N/A | #N/A | #N/A | #N/A | #N/A | #N/A
TRUE | QLD | GreaterTownsville | Townsville Mesh | Energy Queensland | Summer | Coincident | 2028 | POE10 | NA | 309.2437 | QLD Townsville Mesh |  |  | FALSE | #N/A | #N/A | #N/A | #N/A | #N/A | #N/A | #N/A | #N/A | #N/A | #N/A
TRUE | QLD | GreaterTownsville | Townsville Mesh | Energy Queensland | Summer | Coincident | 2028 | POE50 | NA | 293.0941 | QLD Townsville Mesh |  |  | FALSE | #N/A | #N/A | #N/A | #N/A | #N/A | #N/A | #N/A | #N/A | #N/A | #N/A
TRUE | QLD | GreaterTownsville | Townsville Mesh | Energy Queensland | Summer | Non-coincident | 2028 | POE10 | NA | 353.295 | QLD Townsville Mesh |  |  | FALSE | #N/A | #N/A | #N/A | #N/A | #N/A | #N/A | #N/A | #N/A | #N/A | #N/A
TRUE | QLD | GreaterTownsville | Townsville Mesh | Energy Queensland | Summer | Coincident | 2029 | POE10 | NA | 313.002 | QLD Townsville Mesh |  |  | FALSE | #N/A | #N/A | #N/A | #N/A | #N/A | #N/A | #N/A | #N/A | #N/A | #N/A
TRUE | QLD | GreaterTownsville | Townsville Mesh | Energy Queensland | Summer | Coincident | 2029 | POE50 | NA | 298.0317 | QLD Townsville Mesh |  |  | FALSE | #N/A | #N/A | #N/A | #N/A | #N/A | #N/A | #N/A | #N/A | #N/A | #N/A
TRUE | QLD | GreaterTownsville | Townsville Mesh | Energy Queensland | Summer | Non-coincident | 2029 | POE10 | NA | 358.6968 | QLD Townsville Mesh |  |  | FALSE | #N/A | #N/A | #N/A | #N/A | #N/A | #N/A | #N/A | #N/A | #N/A | #N/A
TRUE | QLD | GreaterTownsville | Townsville Mesh | Energy Queensland | Summer | Coincident | 2030 | POE10 | NA | 318.2037 | QLD Townsville Mesh |  |  | FALSE | #N/A | #N/A | #N/A | #N/A | #N/A | #N/A | #N/A | #N/A | #N/A | #N/A
TRUE | QLD | GreaterTownsville | Townsville Mesh | Energy Queensland | Summer | Coincident | 2030 | POE50 | NA | 301.5109 | QLD Townsville Mesh |  |  | FALSE | #N/A | #N/A | #N/A | #N/A | #N/A | #N/A | #N/A | #N/A | #N/A | #N/A
TRUE | QLD | GreaterTownsville | Townsville Mesh | Energy Queensland | Summer | Non-coincident | 2030 | POE10 | NA | 364.4242 | QLD Townsville Mesh |  |  | FALSE | #N/A | #N/A | #N/A | #N/A | #N/A | #N/A | #N/A | #N/A | #N/A | #N/A
TRUE | QLD | GreaterTownsville | Townsville Mesh | Energy Queensland | Winter | Non-coincident | 2019 | BASEYEARPOE10 | NA | 206.1908 | QLD Townsville Mesh |  |  | FALSE | #N/A | #N/A | #N/A | #N/A | #N/A | #N/A | #N/A | #N/A | #N/A | #N/A
TRUE | QLD | GreaterTownsville | Townsville Mesh | Energy Queensland | Winter | Coincident | 2020 | POE10 | NA | 197.4425 | QLD Townsville Mesh |  |  | FALSE | #N/A | #N/A | #N/A | #N/A | #N/A | #N/A | #N/A | #N/A | #N/A | #N/A
TRUE | QLD | GreaterTownsville | Townsville Mesh | Energy Queensland | Winter | Coincident | 2020 | POE50 | NA | 190.7184 | QLD Townsville Mesh |  |  | FALSE | #N/A | #N/A | #N/A | #N/A | #N/A | #N/A | #N/A | #N/A | #N/A | #N/A
TRUE | QLD | GreaterTownsville | Townsville Mesh | Energy Queensland | Winter | Non-coincident | 2020 | POE10 | NA | 210.6979 | QLD Townsville Mesh |  |  | FALSE | #N/A | #N/A | #N/A | #N/A | #N/A | #N/A | #N/A | #N/A | #N/A | #N/A
TRUE | QLD | GreaterTownsville | Townsville Mesh | Energy Queensland | Winter | Coincident | 2021 | POE10 | NA | 197.4229 | QLD Townsville Mesh |  |  | FALSE | #N/A | #N/A | #N/A | #N/A | #N/A | #N/A | #N/A | #N/A | #N/A | #N/A
TRUE | QLD | GreaterTownsville | Townsville Mesh | Energy Queensland | Winter | Coincident | 2021 | POE50 | NA | 190.6487 | QLD Townsville Mesh |  |  | FALSE | #N/A | #N/A | #N/A | #N/A | #N/A | #N/A | #N/A | #N/A | #N/A | #N/A
TRUE | QLD | GreaterTownsville | Townsville Mesh | Energy Queensland | Winter | Non-coincident | 2021 | POE10 | NA | 212.4618 | QLD Townsville Mesh |  |  | FALSE | #N/A | #N/A | #N/A | #N/A | #N/A | #N/A | #N/A | #N/A | #N/A | #N/A
TRUE | QLD | GreaterTownsville | Townsville Mesh | Energy Queensland | Winter | Coincident | 2022 | POE10 | NA | 204.1695 | QLD Townsville Mesh |  |  | FALSE | #N/A | #N/A | #N/A | #N/A | #N/A | #N/A | #N/A | #N/A | #N/A | #N/A
TRUE | QLD | GreaterTownsville | Townsville Mesh | Energy Queensland | Winter | Coincident | 2022 | POE50 | NA | 197.1975 | QLD Townsville Mesh |  |  | FALSE | #N/A | #N/A | #N/A | #N/A | #N/A | #N/A | #N/A | #N/A | #N/A | #N/A
TRUE | QLD | GreaterTownsville | Townsville Mesh | Energy Queensland | Winter | Non-coincident | 2022 | POE10 | NA | 214.9657 | QLD Townsville Mesh |  |  | FALSE | #N/A | #N/A | #N/A | #N/A | #N/A | #N/A | #N/A | #N/A | #N/A | #N/A
TRUE | QLD | GreaterTownsville | Townsville Mesh | Energy Queensland | Winter | Coincident | 2023 | POE10 | NA | 208.4524 | QLD Townsville Mesh |  |  | FALSE | #N/A | #N/A | #N/A | #N/A | #N/A | #N/A | #N/A | #N/A | #N/A | #N/A
TRUE | QLD | GreaterTownsville | Townsville Mesh | Energy Queensland | Winter | Coincident | 2023 | POE50 | NA | 201.1435 | QLD Townsville Mesh |  |  | FALSE | #N/A | #N/A | #N/A | #N/A | #N/A | #N/A | #N/A | #N/A | #N/A | #N/A
TRUE | QLD | GreaterTownsville | Townsville Mesh | Energy Queensland | Winter | Non-coincident | 2023 | POE10 | NA | 217.4662 | QLD Townsville Mesh |  |  | FALSE | #N/A | #N/A | #N/A | #N/A | #N/A | #N/A | #N/A | #N/A | #N/A | #N/A
TRUE | QLD | GreaterTownsville | Townsville Mesh | Energy Queensland | Winter | Coincident | 2024 | POE10 | NA | 200.2947 | QLD Townsville Mesh |  |  | FALSE | #N/A | #N/A | #N/A | #N/A | #N/A | #N/A | #N/A | #N/A | #N/A | #N/A
TRUE | QLD | GreaterTownsville | Townsville Mesh | Energy Queensland | Winter | Coincident | 2024 | POE50 | NA | 192.2123 | QLD Townsville Mesh |  |  | FALSE | #N/A | #N/A | #N/A | #N/A | #N/A | #N/A | #N/A | #N/A | #N/A | #N/A
TRUE | QLD | GreaterTownsville | Townsville Mesh | Energy Queensland | Winter | Non-coincident | 2024 | POE10 | NA | 205.8828 | QLD Townsville Mesh |  |  | FALSE | #N/A | #N/A | #N/A | #N/A | #N/A | #N/A | #N/A | #N/A | #N/A | #N/A
TRUE | QLD | GreaterTownsville | Townsville Mesh | Energy Queensland | Winter | Coincident | 2025 | POE10 | NA | 202.1201 | QLD Townsville Mesh |  |  | FALSE | #N/A | #N/A | #N/A | #N/A | #N/A | #N/A | #N/A | #N/A | #N/A | #N/A
TRUE | QLD | GreaterTownsville | Townsville Mesh | Energy Queensland | Winter | Coincident | 2025 | POE50 | NA | 194.3861 | QLD Townsville Mesh |  |  | FALSE | #N/A | #N/A | #N/A | #N/A | #N/A | #N/A | #N/A | #N/A | #N/A | #N/A
TRUE | QLD | GreaterTownsville | Townsville Mesh | Energy Queensland | Winter | Non-coincident | 2025 | POE10 | NA | 208.4016 | QLD Townsville Mesh |  |  | FALSE | #N/A | #N/A | #N/A | #N/A | #N/A | #N/A | #N/A | #N/A | #N/A | #N/A
TRUE | QLD | GreaterTownsville | Townsville Mesh | Energy Queensland | Winter | Coincident | 2026 | POE10 | NA | 204.5727 | QLD Townsville Mesh |  |  | FALSE | #N/A | #N/A | #N/A | #N/A | #N/A | #N/A | #N/A | #N/A | #N/A | #N/A
TRUE | QLD | GreaterTownsville | Townsville Mesh | Energy Queensland | Winter | Coincident | 2026 | POE50 | NA | 197.124 | QLD Townsville Mesh |  |  | FALSE | #N/A | #N/A | #N/A | #N/A | #N/A | #N/A | #N/A | #N/A | #N/A | #N/A
TRUE | QLD | GreaterTownsville | Townsville Mesh | Energy Queensland | Winter | Non-coincident | 2026 | POE10 | NA | 211.0727 | QLD Townsville Mesh |  |  | FALSE | #N/A | #N/A | #N/A | #N/A | #N/A | #N/A | #N/A | #N/A | #N/A | #N/A
TRUE | QLD | GreaterTownsville | Townsville Mesh | Energy Queensland | Winter | Coincident | 2027 | POE10 | NA | 207.3931 | QLD Townsville Mesh |  |  | FALSE | #N/A | #N/A | #N/A | #N/A | #N/A | #N/A | #N/A | #N/A | #N/A | #N/A
TRUE | QLD | GreaterTownsville | Townsville Mesh | Energy Queensland | Winter | Coincident | 2027 | POE50 | NA | 199.8749 | QLD Townsville Mesh |  |  | FALSE | #N/A | #N/A | #N/A | #N/A | #N/A | #N/A | #N/A | #N/A | #N/A | #N/A
TRUE | QLD | GreaterTownsville | Townsville Mesh | Energy Queensland | Winter | Non-coincident | 2027 | POE10 | NA | 214.1903 | QLD Townsville Mesh |  |  | FALSE | #N/A | #N/A | #N/A | #N/A | #N/A | #N/A | #N/A | #N/A | #N/A | #N/A
TRUE | QLD | GreaterTownsville | Townsville Mesh | Energy Queensland | Winter | Coincident | 2028 | POE10 | NA | 212.864 | QLD Townsville Mesh |  |  | FALSE | #N/A | #N/A | #N/A | #N/A | #N/A | #N/A | #N/A | #N/A | #N/A | #N/A
TRUE | QLD | GreaterTownsville | Townsville Mesh | Energy Queensland | Winter | Coincident | 2028 | POE50 | NA | 203.5796 | QLD Townsville Mesh |  |  | FALSE | #N/A | #N/A | #N/A | #N/A | #N/A | #N/A | #N/A | #N/A | #N/A | #N/A
TRUE | QLD | GreaterTownsville | Townsville Mesh | Energy Queensland | Winter | Non-coincident | 2028 | POE10 | NA | 217.6531 | QLD Townsville Mesh |  |  | FALSE | #N/A | #N/A | #N/A | #N/A | #N/A | #N/A | #N/A | #N/A | #N/A | #N/A
TRUE | QLD | GreaterTownsville | Townsville Mesh | Energy Queensland | Winter | Coincident | 2029 | POE10 | NA | 215.3505 | QLD Townsville Mesh |  |  | FALSE | #N/A | #N/A | #N/A | #N/A | #N/A | #N/A | #N/A | #N/A | #N/A | #N/A
TRUE | QLD | GreaterTownsville | Townsville Mesh | Energy Queensland | Winter | Coincident | 2029 | POE50 | NA | 207.0598 | QLD Townsville Mesh |  |  | FALSE | #N/A | #N/A | #N/A | #N/A | #N/A | #N/A | #N/A | #N/A | #N/A | #N/A
TRUE | QLD | GreaterTownsville | Townsville Mesh | Energy Queensland | Winter | Non-coincident | 2029 | POE10 | NA | 221.3874 | QLD Townsville Mesh |  |  | FALSE | #N/A | #N/A | #N/A | #N/A | #N/A | #N/A | #N/A | #N/A | #N/A | #N/A
TRUE | QLD | QABM | Abermain 33 | Energy Queensland | Shoulder | Coincident | 2017 | ACTUAL_OPG | 31.9926 | 54.0704 | QLD Abermain 33 |  |  | FALSE | #N/A | #N/A | #N/A | #N/A | #N/A | #N/A | #N/A | #N/A | #N/A | #N/A
TRUE | QLD | QABM | Abermain 33 | Energy Queensland | Shoulder | Coincident | 2017 | ACTUAL_RAW | 31.9926 | 54.0704 | QLD Abermain 33 |  |  | FALSE | #N/A | #N/A | #N/A | #N/A | #N/A | #N/A | #N/A | #N/A | #N/A | #N/A
TRUE | QLD | QABM | Abermain 33 | Energy Queensland | Shoulder | Non-coincident | 2017 | ACTUAL_RAW | 18.3669 | 68.286 | QLD Abermain 33 |  |  | FALSE | #N/A | #N/A | #N/A | #N/A | #N/A | #N/A | #N/A | #N/A | #N/A | #N/A
TRUE | QLD | QABM | Abermain 33 | Energy Queensland | Shoulder | Non-coincident | 2017 | ACTUAL_OPG | 18.3669 | 68.286 | QLD Abermain 33 |  |  | FALSE | #N/A | #N/A | #N/A | #N/A | #N/A | #N/A | #N/A | #N/A | #N/A | #N/A
TRUE | QLD | QABM | Abermain 33 | Energy Queensland | Shoulder | Non-coincident | 2017 | ACTUAL_ADJUSTEDOPG | 18.3669 | 68.286 | QLD Abermain 33 |  |  | FALSE | #N/A | #N/A | #N/A | #N/A | #N/A | #N/A | #N/A | #N/A | #N/A | #N/A
TRUE | QLD | QABM | Abermain 33 | Energy Queensland | Shoulder | Coincident | 2018 | ACTUAL_OPG | 35.9784 | 62.3499 | QLD Abermain 33 |  |  | FALSE | #N/A | #N/A | #N/A | #N/A | #N/A | #N/A | #N/A | #N/A | #N/A | #N/A
TRUE | QLD | QABM | Abermain 33 | Energy Queensland | Shoulder | Coincident | 2018 | ACTUAL_RAW | 35.9784 | 62.3499 | QLD Abermain 33 |  |  | FALSE | #N/A | #N/A | #N/A | #N/A | #N/A | #N/A | #N/A | #N/A | #N/A | #N/A
TRUE | QLD | QABM | Abermain 33 | Energy Queensland | Shoulder | Non-coincident | 2018 | ACTUAL_RAW | 21.3156 | 93.2234 | QLD Abermain 33 |  |  | FALSE | #N/A | #N/A | #N/A | #N/A | #N/A | #N/A | #N/A | #N/A | #N/A | #N/A
TRUE | QLD | QABM | Abermain 33 | Energy Queensland | Shoulder | Non-coincident | 2018 | ACTUAL_OPG | 21.3156 | 93.2234 | QLD Abermain 33 |  |  | FALSE | #N/A | #N/A | #N/A | #N/A | #N/A | #N/A | #N/A | #N/A | #N/A | #N/A
TRUE | QLD | QABM | Abermain 33 | Energy Queensland | Shoulder | Non-coincident | 2018 | ACTUAL_ADJUSTEDOPG | 21.3156 | 93.2234 | QLD Abermain 33 |  |  | FALSE | #N/A | #N/A | #N/A | #N/A | #N/A | #N/A | #N/A | #N/A | #N/A | #N/A
TRUE | QLD | QABM | Abermain 33 | Energy Queensland | Shoulder | Coincident | 2019 | ACTUAL_OPG | 25.251 | 62.5348 | QLD Abermain 33 |  |  | FALSE | #N/A | #N/A | #N/A | #N/A | #N/A | #N/A | #N/A | #N/A | #N/A | #N/A
TRUE | QLD | QABM | Abermain 33 | Energy Queensland | Shoulder | Coincident | 2019 | ACTUAL_RAW | 25.251 | 62.5348 | QLD Abermain 33 |  |  | FALSE | #N/A | #N/A | #N/A | #N/A | #N/A | #N/A | #N/A | #N/A | #N/A | #N/A
TRUE | QLD | QABM | Abermain 33 | Energy Queensland | Shoulder | Non-coincident | 2019 | ACTUAL_RAW | 16.893 | 78.4608 | QLD Abermain 33 |  |  | FALSE | #N/A | #N/A | #N/A | #N/A | #N/A | #N/A | #N/A | #N/A | #N/A | #N/A
TRUE | QLD | QABM | Abermain 33 | Energy Queensland | Shoulder | Non-coincident | 2019 | ACTUAL_OPG | 16.893 | 78.4608 | QLD Abermain 33 |  |  | FALSE | #N/A | #N/A | #N/A | #N/A | #N/A | #N/A | #N/A | #N/A | #N/A | #N/A
TRUE | QLD | QABM | Abermain 33 | Energy Queensland | Shoulder | Non-coincident | 2019 | ACTUAL_ADJUSTEDOPG | 16.893 | 78.4608 | QLD Abermain 33 |  |  | FALSE | #N/A | #N/A | #N/A | #N/A | #N/A | #N/A | #N/A | #N/A | #N/A | #N/A
TRUE | QLD | QABM | Abermain 33 | Energy Queensland | Shoulder | Non-coincident | 2019 | BASEYEARPOE90 | 11.6132 | NA | QLD Abermain 33 |  |  | FALSE | #N/A | #N/A | #N/A | #N/A | #N/A | #N/A | #N/A | #N/A | #N/A | #N/A
TRUE | QLD | QABM | Abermain 33 | Energy Queensland | Shoulder | Non-coincident | 2019 | BASEYEARPOE50 | 13.3655 | 71.3145 | QLD Abermain 33 |  |  | FALSE | #N/A | #N/A | #N/A | #N/A | #N/A | #N/A | #N/A | #N/A | #N/A | #N/A
TRUE | QLD | QABM | Abermain 33 | Energy Queensland | Shoulder | Coincident | 2020 | ACTUAL_OPG | 17.5008 | 78.8542 | QLD Abermain 33 |  |  | FALSE | #N/A | #N/A | #N/A | #N/A | #N/A | #N/A | #N/A | #N/A | #N/A | #N/A
TRUE | QLD | QABM | Abermain 33 | Energy Queensland | Shoulder | Coincident | 2020 | ACTUAL_RAW | 17.5008 | 78.8542 | QLD Abermain 33 |  |  | FALSE | #N/A | #N/A | #N/A | #N/A | #N/A | #N/A | #N/A | #N/A | #N/A | #N/A
TRUE | QLD | QABM | Abermain 33 | Energy Queensland | Shoulder | Non-coincident | 2020 | ACTUAL_RAW | 15.2537 | 78.8542 | QLD Abermain 33 |  |  | FALSE | #N/A | #N/A | #N/A | #N/A | #N/A | #N/A | #N/A | #N/A | #N/A | #N/A
TRUE | QLD | QABM | Abermain 33 | Energy Queensland | Shoulder | Non-coincident | 2020 | ACTUAL_OPG | 15.2537 | 78.8542 | QLD Abermain 33 |  |  | FALSE | #N/A | #N/A | #N/A | #N/A | #N/A | #N/A | #N/A | #N/A | #N/A | #N/A
TRUE | QLD | QABM | Abermain 33 | Energy Queensland | Shoulder | Non-coincident | 2020 | ACTUAL_ADJUSTEDOPG | 15.2537 | 78.8542 | QLD Abermain 33 |  |  | FALSE | #N/A | #N/A | #N/A | #N/A | #N/A | #N/A | #N/A | #N/A | #N/A | #N/A
TRUE | QLD | QABM | Abermain 33 | Energy Queensland | Shoulder | Coincident_unreconciled | 2021 | POE50 | 18.5154 | NA | QLD Abermain 33 |  |  | FALSE | #N/A | #N/A | #N/A | #N/A | #N/A | #N/A | #N/A | #N/A | #N/A | #N/A
TRUE | QLD | QABM | Abermain 33 | Energy Queensland | Shoulder | Coincident_unreconciled | 2021 | POE90 | 15.3932 | NA | QLD Abermain 33 |  |  | FALSE | #N/A | #N/A | #N/A | #N/A | #N/A | #N/A | #N/A | #N/A | #N/A | #N/A
TRUE | QLD | QABM | Abermain 33 | Energy Queensland | Shoulder | Non-coincident | 2021 | POE50 | 11.0594 | 76.1612 | QLD Abermain 33 |  |  | FALSE | #N/A | #N/A | #N/A | #N/A | #N/A | #N/A | #N/A | #N/A | #N/A | #N/A
TRUE | QLD | QABM | Abermain 33 | Energy Queensland | Shoulder | Non-coincident | 2021 | POE90 | 9.1944 | NA | QLD Abermain 33 |  |  | FALSE | #N/A | #N/A | #N/A | #N/A | #N/A | #N/A | #N/A | #N/A | #N/A | #N/A
TRUE | QLD | QABM | Abermain 33 | Energy Queensland | Shoulder | Coincident_unreconciled | 2022 | POE50 | 16.4338 | NA | QLD Abermain 33 |  |  | FALSE | #N/A | #N/A | #N/A | #N/A | #N/A | #N/A | #N/A | #N/A | #N/A | #N/A
TRUE | QLD | QABM | Abermain 33 | Energy Queensland | Shoulder | Coincident_unreconciled | 2022 | POE90 | 13.2625 | NA | QLD Abermain 33 |  |  | FALSE | #N/A | #N/A | #N/A | #N/A | #N/A | #N/A | #N/A | #N/A | #N/A | #N/A
TRUE | QLD | QABM | Abermain 33 | Energy Queensland | Shoulder | Non-coincident | 2022 | POE50 | 9.816 | 80.5734 | QLD Abermain 33 |  |  | FALSE | #N/A | #N/A | #N/A | #N/A | #N/A | #N/A | #N/A | #N/A | #N/A | #N/A
TRUE | QLD | QABM | Abermain 33 | Energy Queensland | Shoulder | Non-coincident | 2022 | POE90 | 7.9218 | NA | QLD Abermain 33 |  |  | FALSE | #N/A | #N/A | #N/A | #N/A | #N/A | #N/A | #N/A | #N/A | #N/A | #N/A
TRUE | QLD | QABM | Abermain 33 | Energy Queensland | Shoulder | Coincident_unreconciled | 2023 | POE50 | 13.9306 | NA | QLD Abermain 33 |  |  | FALSE | #N/A | #N/A | #N/A | #N/A | #N/A | #N/A | #N/A | #N/A | #N/A | #N/A
TRUE | QLD | QABM | Abermain 33 | Energy Queensland | Shoulder | Coincident_unreconciled | 2023 | POE90 | 10.7108 | NA | QLD Abermain 33 |  |  | FALSE | #N/A | #N/A | #N/A | #N/A | #N/A | #N/A | #N/A | #N/A | #N/A | #N/A
TRUE | QLD | QABM | Abermain 33 | Energy Queensland | Shoulder | Non-coincident | 2023 | POE50 | 8.3208 | 81.542 | QLD Abermain 33 |  |  | FALSE | #N/A | #N/A | #N/A | #N/A | #N/A | #N/A | #N/A | #N/A | #N/A | #N/A
TRUE | QLD | QABM | Abermain 33 | Energy Queensland | Shoulder | Non-coincident | 2023 | POE90 | 6.3976 | NA | QLD Abermain 33 |  |  | FALSE | #N/A | #N/A | #N/A | #N/A | #N/A | #N/A | #N/A | #N/A | #N/A | #N/A
TRUE | QLD | QABM | Abermain 33 | Energy Queensland | Shoulder | Coincident_unreconciled | 2024 | POE50 | 12.4063 | NA | QLD Abermain 33 |  |  | FALSE | #N/A | #N/A | #N/A | #N/A | #N/A | #N/A | #N/A | #N/A | #N/A | #N/A
TRUE | QLD | QABM | Abermain 33 | Energy Queensland | Shoulder | Coincident_unreconciled | 2024 | POE90 | 9.138 | NA | QLD Abermain 33 |  |  | FALSE | #N/A | #N/A | #N/A | #N/A | #N/A | #N/A | #N/A | #N/A | #N/A | #N/A
TRUE | QLD | QABM | Abermain 33 | Energy Queensland | Shoulder | Non-coincident | 2024 | POE50 | 7.4104 | 82.49 | QLD Abermain 33 |  |  | FALSE | #N/A | #N/A | #N/A | #N/A | #N/A | #N/A | #N/A | #N/A | #N/A | #N/A
TRUE | QLD | QABM | Abermain 33 | Energy Queensland | Shoulder | Non-coincident | 2024 | POE90 | 5.4582 | NA | QLD Abermain 33 |  |  | FALSE | #N/A | #N/A | #N/A | #N/A | #N/A | #N/A | #N/A | #N/A | #N/A | #N/A
TRUE | QLD | QABM | Abermain 33 | Energy Queensland | Shoulder | Coincident_unreconciled | 2025 | POE50 | 11.3804 | NA | QLD Abermain 33 |  |  | FALSE | #N/A | #N/A | #N/A | #N/A | #N/A | #N/A | #N/A | #N/A | #N/A | #N/A
TRUE | QLD | QABM | Abermain 33 | Energy Queensland | Shoulder | Coincident_unreconciled | 2025 | POE90 | 8.0636 | NA | QLD Abermain 33 |  |  | FALSE | #N/A | #N/A | #N/A | #N/A | #N/A | #N/A | #N/A | #N/A | #N/A | #N/A
TRUE | QLD | QABM | Abermain 33 | Energy Queensland | Shoulder | Non-coincident | 2025 | POE50 | 6.7976 | 83.4267 | QLD Abermain 33 |  |  | FALSE | #N/A | #N/A | #N/A | #N/A | #N/A | #N/A | #N/A | #N/A | #N/A | #N/A
TRUE | QLD | QABM | Abermain 33 | Energy Queensland | Shoulder | Non-coincident | 2025 | POE90 | 4.8164 | NA | QLD Abermain 33 |  |  | FALSE | #N/A | #N/A | #N/A | #N/A | #N/A | #N/A | #N/A | #N/A | #N/A | #N/A
TRUE | QLD | QABM | Abermain 33 | Energy Queensland | Shoulder | Coincident_unreconciled | 2026 | POE50 | 10.28 | NA | QLD Abermain 33 |  |  | FALSE | #N/A | #N/A | #N/A | #N/A | #N/A | #N/A | #N/A | #N/A | #N/A | #N/A
TRUE | QLD | QABM | Abermain 33 | Energy Queensland | Shoulder | Coincident_unreconciled | 2026 | POE90 | 6.9146 | NA | QLD Abermain 33 |  |  | FALSE | #N/A | #N/A | #N/A | #N/A | #N/A | #N/A | #N/A | #N/A | #N/A | #N/A
TRUE | QLD | QABM | Abermain 33 | Energy Queensland | Shoulder | Non-coincident | 2026 | POE50 | 6.1403 | 84.3816 | QLD Abermain 33 |  |  | FALSE | #N/A | #N/A | #N/A | #N/A | #N/A | #N/A | #N/A | #N/A | #N/A | #N/A
TRUE | QLD | QABM | Abermain 33 | Energy Queensland | Shoulder | Non-coincident | 2026 | POE90 | 4.1301 | NA | QLD Abermain 33 |  |  | FALSE | #N/A | #N/A | #N/A | #N/A | #N/A | #N/A | #N/A | #N/A | #N/A | #N/A
TRUE | QLD | QABM | Abermain 33 | Energy Queensland | Shoulder | Coincident_unreconciled | 2027 | POE50 | 9.2236 | NA | QLD Abermain 33 |  |  | FALSE | #N/A | #N/A | #N/A | #N/A | #N/A | #N/A | #N/A | #N/A | #N/A | #N/A
TRUE | QLD | QABM | Abermain 33 | Energy Queensland | Shoulder | Coincident_unreconciled | 2027 | POE90 | 5.8094 | NA | QLD Abermain 33 |  |  | FALSE | #N/A | #N/A | #N/A | #N/A | #N/A | #N/A | #N/A | #N/A | #N/A | #N/A
TRUE | QLD | QABM | Abermain 33 | Energy Queensland | Shoulder | Non-coincident | 2027 | POE50 | 5.5093 | 85.4107 | QLD Abermain 33 |  |  | FALSE | #N/A | #N/A | #N/A | #N/A | #N/A | #N/A | #N/A | #N/A | #N/A | #N/A
TRUE | QLD | QABM | Abermain 33 | Energy Queensland | Shoulder | Non-coincident | 2027 | POE90 | 3.47 | NA | QLD Abermain 33 |  |  | FALSE | #N/A | #N/A | #N/A | #N/A | #N/A | #N/A | #N/A | #N/A | #N/A | #N/A
TRUE | QLD | QABM | Abermain 33 | Energy Queensland | Shoulder | Coincident_unreconciled | 2028 | POE50 | 8.4336 | NA | QLD Abermain 33 |  |  | FALSE | #N/A | #N/A | #N/A | #N/A | #N/A | #N/A | #N/A | #N/A | #N/A | #N/A
TRUE | QLD | QABM | Abermain 33 | Energy Queensland | Shoulder | Coincident_unreconciled | 2028 | POE90 | 4.9702 | NA | QLD Abermain 33 |  |  | FALSE | #N/A | #N/A | #N/A | #N/A | #N/A | #N/A | #N/A | #N/A | #N/A | #N/A
TRUE | QLD | QABM | Abermain 33 | Energy Queensland | Shoulder | Non-coincident | 2028 | POE50 | 5.0375 | 86.5435 | QLD Abermain 33 |  |  | FALSE | #N/A | #N/A | #N/A | #N/A | #N/A | #N/A | #N/A | #N/A | #N/A | #N/A
TRUE | QLD | QABM | Abermain 33 | Energy Queensland | Shoulder | Non-coincident | 2028 | POE90 | 2.9688 | NA | QLD Abermain 33 |  |  | FALSE | #N/A | #N/A | #N/A | #N/A | #N/A | #N/A | #N/A | #N/A | #N/A | #N/A
TRUE | QLD | QABM | Abermain 33 | Energy Queensland | Shoulder | Coincident_unreconciled | 2029 | POE50 | 7.7954 | NA | QLD Abermain 33 |  |  | FALSE | #N/A | #N/A | #N/A | #N/A | #N/A | #N/A | #N/A | #N/A | #N/A | #N/A
TRUE | QLD | QABM | Abermain 33 | Energy Queensland | Shoulder | Coincident_unreconciled | 2029 | POE90 | 4.2829 | NA | QLD Abermain 33 |  |  | FALSE | #N/A | #N/A | #N/A | #N/A | #N/A | #N/A | #N/A | #N/A | #N/A | #N/A
TRUE | QLD | QABM | Abermain 33 | Energy Queensland | Shoulder | Non-coincident | 2029 | POE50 | 4.6562 | 87.765 | QLD Abermain 33 |  |  | FALSE | #N/A | #N/A | #N/A | #N/A | #N/A | #N/A | #N/A | #N/A | #N/A | #N/A
TRUE | QLD | QABM | Abermain 33 | Energy Queensland | Shoulder | Non-coincident | 2029 | POE90 | 2.5582 | NA | QLD Abermain 33 |  |  | FALSE | #N/A | #N/A | #N/A | #N/A | #N/A | #N/A | #N/A | #N/A | #N/A | #N/A
TRUE | QLD | QABM | Abermain 33 | Energy Queensland | Shoulder | Coincident_unreconciled | 2030 | POE50 | 7.2432 | NA | QLD Abermain 33 |  |  | FALSE | #N/A | #N/A | #N/A | #N/A | #N/A | #N/A | #N/A | #N/A | #N/A | #N/A
TRUE | QLD | QABM | Abermain 33 | Energy Queensland | Shoulder | Coincident_unreconciled | 2030 | POE90 | 3.6816 | NA | QLD Abermain 33 |  |  | FALSE | #N/A | #N/A | #N/A | #N/A | #N/A | #N/A | #N/A | #N/A | #N/A | #N/A
TRUE | QLD | QABM | Abermain 33 | Energy Queensland | Shoulder | Non-coincident | 2030 | POE50 | 4.3264 | 89.0775 | QLD Abermain 33 |  |  | FALSE | #N/A | #N/A | #N/A | #N/A | #N/A | #N/A | #N/A | #N/A | #N/A | #N/A
TRUE | QLD | QABM | Abermain 33 | Energy Queensland | Shoulder | Non-coincident | 2030 | POE90 | 2.199 | NA | QLD Abermain 33 |  |  | FALSE | #N/A | #N/A | #N/A | #N/A | #N/A | #N/A | #N/A | #N/A | #N/A | #N/A
TRUE | QLD | QABM | Abermain 33 | Energy Queensland | Summer | Coincident | 2017 | ACTUAL_OPG | 24.8072 | 92.9153 | QLD Abermain 33 |  |  | FALSE | #N/A | #N/A | #N/A | #N/A | #N/A | #N/A | #N/A | #N/A | #N/A | #N/A
TRUE | QLD | QABM | Abermain 33 | Energy Queensland | Summer | Coincident | 2017 | ACTUAL_RAW | 24.8072 | 92.9153 | QLD Abermain 33 |  |  | FALSE | #N/A | #N/A | #N/A | #N/A | #N/A | #N/A | #N/A | #N/A | #N/A | #N/A
TRUE | QLD | QABM | Abermain 33 | Energy Queensland | Summer | Non-coincident | 2017 | ACTUAL_RAW | 24.8072 | 105.5705 | QLD Abermain 33 |  |  | FALSE | #N/A | #N/A | #N/A | #N/A | #N/A | #N/A | #N/A | #N/A | #N/A | #N/A
TRUE | QLD | QABM | Abermain 33 | Energy Queensland | Summer | Non-coincident | 2017 | ACTUAL_OPG | 24.8072 | 105.5705 | QLD Abermain 33 |  |  | FALSE | #N/A | #N/A | #N/A | #N/A | #N/A | #N/A | #N/A | #N/A | #N/A | #N/A
TRUE | QLD | QABM | Abermain 33 | Energy Queensland | Summer | Non-coincident | 2017 | ACTUAL_ADJUSTEDOPG | 24.8072 | 105.5705 | QLD Abermain 33 |  |  | FALSE | #N/A | #N/A | #N/A | #N/A | #N/A | #N/A | #N/A | #N/A | #N/A | #N/A
TRUE | QLD | QABM | Abermain 33 | Energy Queensland | Summer | Coincident | 2018 | ACTUAL_OPG | 26.0704 | 95.9009 | QLD Abermain 33 |  |  | FALSE | #N/A | #N/A | #N/A | #N/A | #N/A | #N/A | #N/A | #N/A | #N/A | #N/A
TRUE | QLD | QABM | Abermain 33 | Energy Queensland | Summer | Coincident | 2018 | ACTUAL_RAW | 26.0704 | 95.9009 | QLD Abermain 33 |  |  | FALSE | #N/A | #N/A | #N/A | #N/A | #N/A | #N/A | #N/A | #N/A | #N/A | #N/A
TRUE | QLD | QABM | Abermain 33 | Energy Queensland | Summer | Non-coincident | 2018 | ACTUAL_RAW | 23.0053 | 97.5079 | QLD Abermain 33 |  |  | FALSE | #N/A | #N/A | #N/A | #N/A | #N/A | #N/A | #N/A | #N/A | #N/A | #N/A
TRUE | QLD | QABM | Abermain 33 | Energy Queensland | Summer | Non-coincident | 2018 | ACTUAL_OPG | 23.0053 | 97.5079 | QLD Abermain 33 |  |  | FALSE | #N/A | #N/A | #N/A | #N/A | #N/A | #N/A | #N/A | #N/A | #N/A | #N/A
TRUE | QLD | QABM | Abermain 33 | Energy Queensland | Summer | Non-coincident | 2018 | ACTUAL_ADJUSTEDOPG | 23.0053 | 97.5079 | QLD Abermain 33 |  |  | FALSE | #N/A | #N/A | #N/A | #N/A | #N/A | #N/A | #N/A | #N/A | #N/A | #N/A
TRUE | QLD | QABM | Abermain 33 | Energy Queensland | Summer | Coincident | 2019 | ACTUAL_OPG | 30.005 | 106.3389 | QLD Abermain 33 |  |  | FALSE | #N/A | #N/A | #N/A | #N/A | #N/A | #N/A | #N/A | #N/A | #N/A | #N/A
TRUE | QLD | QABM | Abermain 33 | Energy Queensland | Summer | Coincident | 2019 | ACTUAL_RAW | 30.005 | 106.3389 | QLD Abermain 33 |  |  | FALSE | #N/A | #N/A | #N/A | #N/A | #N/A | #N/A | #N/A | #N/A | #N/A | #N/A
TRUE | QLD | QABM | Abermain 33 | Energy Queensland | Summer | Non-coincident | 2019 | ACTUAL_RAW | 21.5347 | 109.8963 | QLD Abermain 33 |  |  | FALSE | #N/A | #N/A | #N/A | #N/A | #N/A | #N/A | #N/A | #N/A | #N/A | #N/A
TRUE | QLD | QABM | Abermain 33 | Energy Queensland | Summer | Non-coincident | 2019 | ACTUAL_OPG | 21.5347 | 109.8963 | QLD Abermain 33 |  |  | FALSE | #N/A | #N/A | #N/A | #N/A | #N/A | #N/A | #N/A | #N/A | #N/A | #N/A
TRUE | QLD | QABM | Abermain 33 | Energy Queensland | Summer | Non-coincident | 2019 | ACTUAL_ADJUSTEDOPG | 21.5347 | 109.8963 | QLD Abermain 33 |  |  | FALSE | #N/A | #N/A | #N/A | #N/A | #N/A | #N/A | #N/A | #N/A | #N/A | #N/A
TRUE | QLD | QABM | Abermain 33 | Energy Queensland | Summer | Non-coincident | 2019 | BASEYEARPOE90 | 14.8769 | NA | QLD Abermain 33 |  |  | FALSE | #N/A | #N/A | #N/A | #N/A | #N/A | #N/A | #N/A | #N/A | #N/A | #N/A
TRUE | QLD | QABM | Abermain 33 | Energy Queensland | Summer | Non-coincident | 2019 | BASEYEARPOE50 | 17.2261 | 91.1651 | QLD Abermain 33 |  |  | FALSE | #N/A | #N/A | #N/A | #N/A | #N/A | #N/A | #N/A | #N/A | #N/A | #N/A
TRUE | QLD | QABM | Abermain 33 | Energy Queensland | Summer | Coincident | 2020 | ACTUAL_OPG | 18.5094 | 103.3077 | QLD Abermain 33 |  |  | FALSE | #N/A | #N/A | #N/A | #N/A | #N/A | #N/A | #N/A | #N/A | #N/A | #N/A
TRUE | QLD | QABM | Abermain 33 | Energy Queensland | Summer | Coincident | 2020 | ACTUAL_RAW | 18.5094 | 103.3077 | QLD Abermain 33 |  |  | FALSE | #N/A | #N/A | #N/A | #N/A | #N/A | #N/A | #N/A | #N/A | #N/A | #N/A
TRUE | QLD | QABM | Abermain 33 | Energy Queensland | Summer | Non-coincident | 2020 | ACTUAL_RAW | 14.5275 | 103.3345 | QLD Abermain 33 |  |  | FALSE | #N/A | #N/A | #N/A | #N/A | #N/A | #N/A | #N/A | #N/A | #N/A | #N/A
TRUE | QLD | QABM | Abermain 33 | Energy Queensland | Summer | Non-coincident | 2020 | ACTUAL_OPG | 14.5275 | 103.3345 | QLD Abermain 33 |  |  | FALSE | #N/A | #N/A | #N/A | #N/A | #N/A | #N/A | #N/A | #N/A | #N/A | #N/A
TRUE | QLD | QABM | Abermain 33 | Energy Queensland | Summer | Non-coincident | 2020 | ACTUAL_ADJUSTEDOPG | 14.5275 | 103.3345 | QLD Abermain 33 |  |  | FALSE | #N/A | #N/A | #N/A | #N/A | #N/A | #N/A | #N/A | #N/A | #N/A | #N/A
TRUE | QLD | QABM | Abermain 33 | Energy Queensland | Summer | Coincident_unreconciled | 2021 | POE50 | 23.5144 | NA | QLD Abermain 33 |  |  | FALSE | #N/A | #N/A | #N/A | #N/A | #N/A | #N/A | #N/A | #N/A | #N/A | #N/A
TRUE | QLD | QABM | Abermain 33 | Energy Queensland | Summer | Coincident_unreconciled | 2021 | POE90 | 20.4675 | NA | QLD Abermain 33 |  |  | FALSE | #N/A | #N/A | #N/A | #N/A | #N/A | #N/A | #N/A | #N/A | #N/A | #N/A
TRUE | QLD | QABM | Abermain 33 | Energy Queensland | Summer | Non-coincident | 2021 | POE50 | 17.6046 | 97.6807 | QLD Abermain 33 |  |  | FALSE | #N/A | #N/A | #N/A | #N/A | #N/A | #N/A | #N/A | #N/A | #N/A | #N/A
TRUE | QLD | QABM | Abermain 33 | Energy Queensland | Summer | Non-coincident | 2021 | POE90 | 14.0068 | NA | QLD Abermain 33 |  |  | FALSE | #N/A | #N/A | #N/A | #N/A | #N/A | #N/A | #N/A | #N/A | #N/A | #N/A
TRUE | QLD | QABM | Abermain 33 | Energy Queensland | Summer | Coincident_unreconciled | 2022 | POE50 | 21.957 | NA | QLD Abermain 33 |  |  | FALSE | #N/A | #N/A | #N/A | #N/A | #N/A | #N/A | #N/A | #N/A | #N/A | #N/A
TRUE | QLD | QABM | Abermain 33 | Energy Queensland | Summer | Coincident_unreconciled | 2022 | POE90 | 18.8641 | NA | QLD Abermain 33 |  |  | FALSE | #N/A | #N/A | #N/A | #N/A | #N/A | #N/A | #N/A | #N/A | #N/A | #N/A
TRUE | QLD | QABM | Abermain 33 | Energy Queensland | Summer | Non-coincident | 2022 | POE50 | 16.4386 | 103.3421 | QLD Abermain 33 |  |  | FALSE | #N/A | #N/A | #N/A | #N/A | #N/A | #N/A | #N/A | #N/A | #N/A | #N/A
TRUE | QLD | QABM | Abermain 33 | Energy Queensland | Summer | Non-coincident | 2022 | POE90 | 13.0498 | NA | QLD Abermain 33 |  |  | FALSE | #N/A | #N/A | #N/A | #N/A | #N/A | #N/A | #N/A | #N/A | #N/A | #N/A
TRUE | QLD | QABM | Abermain 33 | Energy Queensland | Summer | Coincident_unreconciled | 2023 | POE50 | 20.1022 | NA | QLD Abermain 33 |  |  | FALSE | #N/A | #N/A | #N/A | #N/A | #N/A | #N/A | #N/A | #N/A | #N/A | #N/A
TRUE | QLD | QABM | Abermain 33 | Energy Queensland | Summer | Coincident_unreconciled | 2023 | POE90 | 16.9638 | NA | QLD Abermain 33 |  |  | FALSE | #N/A | #N/A | #N/A | #N/A | #N/A | #N/A | #N/A | #N/A | #N/A | #N/A
TRUE | QLD | QABM | Abermain 33 | Energy Queensland | Summer | Non-coincident | 2023 | POE50 | 15.05 | 104.9576 | QLD Abermain 33 |  |  | FALSE | #N/A | #N/A | #N/A | #N/A | #N/A | #N/A | #N/A | #N/A | #N/A | #N/A
TRUE | QLD | QABM | Abermain 33 | Energy Queensland | Summer | Non-coincident | 2023 | POE90 | 11.9128 | NA | QLD Abermain 33 |  |  | FALSE | #N/A | #N/A | #N/A | #N/A | #N/A | #N/A | #N/A | #N/A | #N/A | #N/A
TRUE | QLD | QABM | Abermain 33 | Energy Queensland | Summer | Coincident_unreconciled | 2024 | POE50 | 19.0578 | NA | QLD Abermain 33 |  |  | FALSE | #N/A | #N/A | #N/A | #N/A | #N/A | #N/A | #N/A | #N/A | #N/A | #N/A
TRUE | QLD | QABM | Abermain 33 | Energy Queensland | Summer | Coincident_unreconciled | 2024 | POE90 | 15.874 | NA | QLD Abermain 33 |  |  | FALSE | #N/A | #N/A | #N/A | #N/A | #N/A | #N/A | #N/A | #N/A | #N/A | #N/A
TRUE | QLD | QABM | Abermain 33 | Energy Queensland | Summer | Non-coincident | 2024 | POE50 | 14.2681 | 107.5445 | QLD Abermain 33 |  |  | FALSE | #N/A | #N/A | #N/A | #N/A | #N/A | #N/A | #N/A | #N/A | #N/A | #N/A
TRUE | QLD | QABM | Abermain 33 | Energy Queensland | Summer | Non-coincident | 2024 | POE90 | 11.2742 | NA | QLD Abermain 33 |  |  | FALSE | #N/A | #N/A | #N/A | #N/A | #N/A | #N/A | #N/A | #N/A | #N/A | #N/A
TRUE | QLD | QABM | Abermain 33 | Energy Queensland | Summer | Coincident_unreconciled | 2025 | POE50 | 18.3722 | NA | QLD Abermain 33 |  |  | FALSE | #N/A | #N/A | #N/A | #N/A | #N/A | #N/A | #N/A | #N/A | #N/A | #N/A
TRUE | QLD | QABM | Abermain 33 | Energy Queensland | Summer | Coincident_unreconciled | 2025 | POE90 | 15.1429 | NA | QLD Abermain 33 |  |  | FALSE | #N/A | #N/A | #N/A | #N/A | #N/A | #N/A | #N/A | #N/A | #N/A | #N/A
TRUE | QLD | QABM | Abermain 33 | Energy Queensland | Summer | Non-coincident | 2025 | POE50 | 13.7548 | 108.8634 | QLD Abermain 33 |  |  | FALSE | #N/A | #N/A | #N/A | #N/A | #N/A | #N/A | #N/A | #N/A | #N/A | #N/A
TRUE | QLD | QABM | Abermain 33 | Energy Queensland | Summer | Non-coincident | 2025 | POE90 | 10.8605 | NA | QLD Abermain 33 |  |  | FALSE | #N/A | #N/A | #N/A | #N/A | #N/A | #N/A | #N/A | #N/A | #N/A | #N/A
TRUE | QLD | QABM | Abermain 33 | Energy Queensland | Summer | Coincident_unreconciled | 2026 | POE50 | 17.6112 | NA | QLD Abermain 33 |  |  | FALSE | #N/A | #N/A | #N/A | #N/A | #N/A | #N/A | #N/A | #N/A | #N/A | #N/A
TRUE | QLD | QABM | Abermain 33 | Energy Queensland | Summer | Coincident_unreconciled | 2026 | POE90 | 14.3364 | NA | QLD Abermain 33 |  |  | FALSE | #N/A | #N/A | #N/A | #N/A | #N/A | #N/A | #N/A | #N/A | #N/A | #N/A
TRUE | QLD | QABM | Abermain 33 | Energy Queensland | Summer | Non-coincident | 2026 | POE50 | 13.185 | 110.2436 | QLD Abermain 33 |  |  | FALSE | #N/A | #N/A | #N/A | #N/A | #N/A | #N/A | #N/A | #N/A | #N/A | #N/A
TRUE | QLD | QABM | Abermain 33 | Energy Queensland | Summer | Non-coincident | 2026 | POE90 | 10.405 | NA | QLD Abermain 33 |  |  | FALSE | #N/A | #N/A | #N/A | #N/A | #N/A | #N/A | #N/A | #N/A | #N/A | #N/A
TRUE | QLD | QABM | Abermain 33 | Energy Queensland | Summer | Coincident_unreconciled | 2027 | POE50 | 16.8889 | NA | QLD Abermain 33 |  |  | FALSE | #N/A | #N/A | #N/A | #N/A | #N/A | #N/A | #N/A | #N/A | #N/A | #N/A
TRUE | QLD | QABM | Abermain 33 | Energy Queensland | Summer | Coincident_unreconciled | 2027 | POE90 | 13.5683 | NA | QLD Abermain 33 |  |  | FALSE | #N/A | #N/A | #N/A | #N/A | #N/A | #N/A | #N/A | #N/A | #N/A | #N/A
TRUE | QLD | QABM | Abermain 33 | Energy Queensland | Summer | Non-coincident | 2027 | POE50 | 12.6443 | 111.0991 | QLD Abermain 33 |  |  | FALSE | #N/A | #N/A | #N/A | #N/A | #N/A | #N/A | #N/A | #N/A | #N/A | #N/A
TRUE | QLD | QABM | Abermain 33 | Energy Queensland | Summer | Non-coincident | 2027 | POE90 | 9.9675 | NA | QLD Abermain 33 |  |  | FALSE | #N/A | #N/A | #N/A | #N/A | #N/A | #N/A | #N/A | #N/A | #N/A | #N/A
TRUE | QLD | QABM | Abermain 33 | Energy Queensland | Summer | Coincident_unreconciled | 2028 | POE50 | 16.3847 | NA | QLD Abermain 33 |  |  | FALSE | #N/A | #N/A | #N/A | #N/A | #N/A | #N/A | #N/A | #N/A | #N/A | #N/A
TRUE | QLD | QABM | Abermain 33 | Energy Queensland | Summer | Coincident_unreconciled | 2028 | POE90 | 13.0181 | NA | QLD Abermain 33 |  |  | FALSE | #N/A | #N/A | #N/A | #N/A | #N/A | #N/A | #N/A | #N/A | #N/A | #N/A
TRUE | QLD | QABM | Abermain 33 | Energy Queensland | Summer | Non-coincident | 2028 | POE50 | 12.2668 | 112.5059 | QLD Abermain 33 |  |  | FALSE | #N/A | #N/A | #N/A | #N/A | #N/A | #N/A | #N/A | #N/A | #N/A | #N/A
TRUE | QLD | QABM | Abermain 33 | Energy Queensland | Summer | Non-coincident | 2028 | POE90 | 9.6505 | NA | QLD Abermain 33 |  |  | FALSE | #N/A | #N/A | #N/A | #N/A | #N/A | #N/A | #N/A | #N/A | #N/A | #N/A
TRUE | QLD | QABM | Abermain 33 | Energy Queensland | Summer | Coincident_unreconciled | 2029 | POE50 | 15.9945 | NA | QLD Abermain 33 |  |  | FALSE | #N/A | #N/A | #N/A | #N/A | #N/A | #N/A | #N/A | #N/A | #N/A | #N/A
TRUE | QLD | QABM | Abermain 33 | Energy Queensland | Summer | Coincident_unreconciled | 2029 | POE90 | 12.5818 | NA | QLD Abermain 33 |  |  | FALSE | #N/A | #N/A | #N/A | #N/A | #N/A | #N/A | #N/A | #N/A | #N/A | #N/A
TRUE | QLD | QABM | Abermain 33 | Energy Queensland | Summer | Non-coincident | 2029 | POE50 | 11.9746 | 114.1457 | QLD Abermain 33 |  |  | FALSE | #N/A | #N/A | #N/A | #N/A | #N/A | #N/A | #N/A | #N/A | #N/A | #N/A
TRUE | QLD | QABM | Abermain 33 | Energy Queensland | Summer | Non-coincident | 2029 | POE90 | 9.3918 | NA | QLD Abermain 33 |  |  | FALSE | #N/A | #N/A | #N/A | #N/A | #N/A | #N/A | #N/A | #N/A | #N/A | #N/A
TRUE | QLD | QABM | Abermain 33 | Energy Queensland | Summer | Coincident_unreconciled | 2030 | POE50 | 15.6876 | NA | QLD Abermain 33 |  |  | FALSE | #N/A | #N/A | #N/A | #N/A | #N/A | #N/A | #N/A | #N/A | #N/A | #N/A
TRUE | QLD | QABM | Abermain 33 | Energy Queensland | Summer | Coincident_unreconciled | 2030 | POE90 | 12.229 | NA | QLD Abermain 33 |  |  | FALSE | #N/A | #N/A | #N/A | #N/A | #N/A | #N/A | #N/A | #N/A | #N/A | #N/A
TRUE | QLD | QABM | Abermain 33 | Energy Queensland | Summer | Non-coincident | 2030 | POE50 | 11.7449 | 115.1781 | QLD Abermain 33 |  |  | FALSE | #N/A | #N/A | #N/A | #N/A | #N/A | #N/A | #N/A | #N/A | #N/A | #N/A
TRUE | QLD | QABM | Abermain 33 | Energy Queensland | Summer | Non-coincident | 2030 | POE90 | 9.1555 | NA | QLD Abermain 33 |  |  | FALSE | #N/A | #N/A | #N/A | #N/A | #N/A | #N/A | #N/A | #N/A | #N/A | #N/A
TRUE | QLD | QABM | Abermain 33 | Energy Queensland | Winter | Coincident | 2016 | ACTUAL_OPG | 30.8577 | 62.9739 | QLD Abermain 33 |  |  | FALSE | #N/A | #N/A | #N/A | #N/A | #N/A | #N/A | #N/A | #N/A | #N/A | #N/A
TRUE | QLD | QABM | Abermain 33 | Energy Queensland | Winter | Coincident | 2016 | ACTUAL_RAW | 30.8577 | 62.9739 | QLD Abermain 33 |  |  | FALSE | #N/A | #N/A | #N/A | #N/A | #N/A | #N/A | #N/A | #N/A | #N/A | #N/A
TRUE | QLD | QABM | Abermain 33 | Energy Queensland | Winter | Non-coincident | 2016 | ACTUAL_RAW | 20.5097 | 65.7882 | QLD Abermain 33 |  |  | FALSE | #N/A | #N/A | #N/A | #N/A | #N/A | #N/A | #N/A | #N/A | #N/A | #N/A
TRUE | QLD | QABM | Abermain 33 | Energy Queensland | Winter | Non-coincident | 2016 | ACTUAL_OPG | 20.5097 | 65.7882 | QLD Abermain 33 |  |  | FALSE | #N/A | #N/A | #N/A | #N/A | #N/A | #N/A | #N/A | #N/A | #N/A | #N/A
TRUE | QLD | QABM | Abermain 33 | Energy Queensland | Winter | Non-coincident | 2016 | ACTUAL_ADJUSTEDOPG | 20.5097 | 65.7882 | QLD Abermain 33 |  |  | FALSE | #N/A | #N/A | #N/A | #N/A | #N/A | #N/A | #N/A | #N/A | #N/A | #N/A
TRUE | QLD | QABM | Abermain 33 | Energy Queensland | Winter | Coincident | 2017 | ACTUAL_OPG | 22.922 | 56.2515 | QLD Abermain 33 |  |  | FALSE | #N/A | #N/A | #N/A | #N/A | #N/A | #N/A | #N/A | #N/A | #N/A | #N/A
TRUE | QLD | QABM | Abermain 33 | Energy Queensland | Winter | Coincident | 2017 | ACTUAL_RAW | 22.922 | 56.2515 | QLD Abermain 33 |  |  | FALSE | #N/A | #N/A | #N/A | #N/A | #N/A | #N/A | #N/A | #N/A | #N/A | #N/A
TRUE | QLD | QABM | Abermain 33 | Energy Queensland | Winter | Non-coincident | 2017 | ACTUAL_RAW | 21.2135 | 64.4287 | QLD Abermain 33 |  |  | FALSE | #N/A | #N/A | #N/A | #N/A | #N/A | #N/A | #N/A | #N/A | #N/A | #N/A
TRUE | QLD | QABM | Abermain 33 | Energy Queensland | Winter | Non-coincident | 2017 | ACTUAL_OPG | 21.2135 | 64.4287 | QLD Abermain 33 |  |  | FALSE | #N/A | #N/A | #N/A | #N/A | #N/A | #N/A | #N/A | #N/A | #N/A | #N/A
TRUE | QLD | QABM | Abermain 33 | Energy Queensland | Winter | Non-coincident | 2017 | ACTUAL_ADJUSTEDOPG | 21.2135 | 64.4287 | QLD Abermain 33 |  |  | FALSE | #N/A | #N/A | #N/A | #N/A | #N/A | #N/A | #N/A | #N/A | #N/A | #N/A
TRUE | QLD | QABM | Abermain 33 | Energy Queensland | Winter | Coincident | 2018 | ACTUAL_OPG | 27.3846 | 90.4201 | QLD Abermain 33 |  |  | FALSE | #N/A | #N/A | #N/A | #N/A | #N/A | #N/A | #N/A | #N/A | #N/A | #N/A
TRUE | QLD | QABM | Abermain 33 | Energy Queensland | Winter | Coincident | 2018 | ACTUAL_RAW | 27.3846 | 90.4201 | QLD Abermain 33 |  |  | FALSE | #N/A | #N/A | #N/A | #N/A | #N/A | #N/A | #N/A | #N/A | #N/A | #N/A
TRUE | QLD | QABM | Abermain 33 | Energy Queensland | Winter | Non-coincident | 2018 | ACTUAL_RAW | 21.8928 | 100.1887 | QLD Abermain 33 |  |  | FALSE | #N/A | #N/A | #N/A | #N/A | #N/A | #N/A | #N/A | #N/A | #N/A | #N/A
TRUE | QLD | QABM | Abermain 33 | Energy Queensland | Winter | Non-coincident | 2018 | ACTUAL_OPG | 21.8928 | 100.1887 | QLD Abermain 33 |  |  | FALSE | #N/A | #N/A | #N/A | #N/A | #N/A | #N/A | #N/A | #N/A | #N/A | #N/A
TRUE | QLD | QABM | Abermain 33 | Energy Queensland | Winter | Coincident | 2019 | ACTUAL_OPG | 21.748 | 67.3732 | QLD Abermain 33 |  |  | FALSE | #N/A | #N/A | #N/A | #N/A | #N/A | #N/A | #N/A | #N/A | #N/A | #N/A
TRUE | QLD | QABM | Abermain 33 | Energy Queensland | Winter | Coincident | 2019 | ACTUAL_RAW | 21.748 | 67.3732 | QLD Abermain 33 |  |  | FALSE | #N/A | #N/A | #N/A | #N/A | #N/A | #N/A | #N/A | #N/A | #N/A | #N/A
TRUE | QLD | QABM | Abermain 33 | Energy Queensland | Winter | Non-coincident | 2019 | ACTUAL_RAW | 18.7413 | 70.1103 | QLD Abermain 33 |  |  | FALSE | #N/A | #N/A | #N/A | #N/A | #N/A | #N/A | #N/A | #N/A | #N/A | #N/A
TRUE | QLD | QABM | Abermain 33 | Energy Queensland | Winter | Non-coincident | 2019 | ACTUAL_OPG | 18.7413 | 70.1103 | QLD Abermain 33 |  |  | FALSE | #N/A | #N/A | #N/A | #N/A | #N/A | #N/A | #N/A | #N/A | #N/A | #N/A
TRUE | QLD | QABM | Abermain 33 | Energy Queensland | Winter | Non-coincident | 2019 | ACTUAL_ADJUSTEDOPG | 18.7413 | 70.1103 | QLD Abermain 33 |  |  | FALSE | #N/A | #N/A | #N/A | #N/A | #N/A | #N/A | #N/A | #N/A | #N/A | #N/A
TRUE | QLD | QABM | Abermain 33 | Energy Queensland | Winter | Non-coincident | 2019 | BASEYEARPOE90 | 13.6723 | NA | QLD Abermain 33 |  |  | FALSE | #N/A | #N/A | #N/A | #N/A | #N/A | #N/A | #N/A | #N/A | #N/A | #N/A
TRUE | QLD | QABM | Abermain 33 | Energy Queensland | Winter | Non-coincident | 2019 | BASEYEARPOE50 | 15.5203 | 64.5729 | QLD Abermain 33 |  |  | FALSE | #N/A | #N/A | #N/A | #N/A | #N/A | #N/A | #N/A | #N/A | #N/A | #N/A
TRUE | QLD | QABM | Abermain 33 | Energy Queensland | Winter | Coincident_unreconciled | 2020 | POE50 | 20 | NA | QLD Abermain 33 |  |  | FALSE | #N/A | #N/A | #N/A | #N/A | #N/A | #N/A | #N/A | #N/A | #N/A | #N/A
TRUE | QLD | QABM | Abermain 33 | Energy Queensland | Winter | Coincident_unreconciled | 2020 | POE90 | 17.5238 | NA | QLD Abermain 33 |  |  | FALSE | #N/A | #N/A | #N/A | #N/A | #N/A | #N/A | #N/A | #N/A | #N/A | #N/A
TRUE | QLD | QABM | Abermain 33 | Energy Queensland | Winter | Non-coincident | 2020 | POE50 | 20 | 66.1985 | QLD Abermain 33 |  |  | FALSE | #N/A | #N/A | #N/A | #N/A | #N/A | #N/A | #N/A | #N/A | #N/A | #N/A
TRUE | QLD | QABM | Abermain 33 | Energy Queensland | Winter | Non-coincident | 2020 | POE90 | 18.0238 | NA | QLD Abermain 33 |  |  | FALSE | #N/A | #N/A | #N/A | #N/A | #N/A | #N/A | #N/A | #N/A | #N/A | #N/A
TRUE | QLD | QABM | Abermain 33 | Energy Queensland | Winter | Coincident_unreconciled | 2021 | POE50 | 23.6393 | NA | QLD Abermain 33 |  |  | FALSE | #N/A | #N/A | #N/A | #N/A | #N/A | #N/A | #N/A | #N/A | #N/A | #N/A
TRUE | QLD | QABM | Abermain 33 | Energy Queensland | Winter | Coincident_unreconciled | 2021 | POE90 | 21.1255 | NA | QLD Abermain 33 |  |  | FALSE | #N/A | #N/A | #N/A | #N/A | #N/A | #N/A | #N/A | #N/A | #N/A | #N/A
TRUE | QLD | QABM | Abermain 33 | Energy Queensland | Winter | Non-coincident | 2021 | POE50 | 22.9044 | 70.5456 | QLD Abermain 33 |  |  | FALSE | #N/A | #N/A | #N/A | #N/A | #N/A | #N/A | #N/A | #N/A | #N/A | #N/A
TRUE | QLD | QABM | Abermain 33 | Energy Queensland | Winter | Non-coincident | 2021 | POE90 | 20.8983 | NA | QLD Abermain 33 |  |  | FALSE | #N/A | #N/A | #N/A | #N/A | #N/A | #N/A | #N/A | #N/A | #N/A | #N/A
TRUE | QLD | QABM | Abermain 33 | Energy Queensland | Winter | Coincident_unreconciled | 2022 | POE50 | 21.8096 | NA | QLD Abermain 33 |  |  | FALSE | #N/A | #N/A | #N/A | #N/A | #N/A | #N/A | #N/A | #N/A | #N/A | #N/A
TRUE | QLD | QABM | Abermain 33 | Energy Queensland | Winter | Coincident_unreconciled | 2022 | POE90 | 19.2593 | NA | QLD Abermain 33 |  |  | FALSE | #N/A | #N/A | #N/A | #N/A | #N/A | #N/A | #N/A | #N/A | #N/A | #N/A
TRUE | QLD | QABM | Abermain 33 | Energy Queensland | Winter | Non-coincident | 2022 | POE50 | 21.4442 | 74.8689 | QLD Abermain 33 |  |  | FALSE | #N/A | #N/A | #N/A | #N/A | #N/A | #N/A | #N/A | #N/A | #N/A | #N/A
TRUE | QLD | QABM | Abermain 33 | Energy Queensland | Winter | Non-coincident | 2022 | POE90 | 19.4089 | NA | QLD Abermain 33 |  |  | FALSE | #N/A | #N/A | #N/A | #N/A | #N/A | #N/A | #N/A | #N/A | #N/A | #N/A
TRUE | QLD | QABM | Abermain 33 | Energy Queensland | Winter | Coincident_unreconciled | 2023 | POE50 | 20.4934 | NA | QLD Abermain 33 |  |  | FALSE | #N/A | #N/A | #N/A | #N/A | #N/A | #N/A | #N/A | #N/A | #N/A | #N/A
TRUE | QLD | QABM | Abermain 33 | Energy Queensland | Winter | Coincident_unreconciled | 2023 | POE90 | 17.9066 | NA | QLD Abermain 33 |  |  | FALSE | #N/A | #N/A | #N/A | #N/A | #N/A | #N/A | #N/A | #N/A | #N/A | #N/A
TRUE | QLD | QABM | Abermain 33 | Energy Queensland | Winter | Non-coincident | 2023 | POE50 | 20.3938 | 75.7564 | QLD Abermain 33 |  |  | FALSE | #N/A | #N/A | #N/A | #N/A | #N/A | #N/A | #N/A | #N/A | #N/A | #N/A
TRUE | QLD | QABM | Abermain 33 | Energy Queensland | Winter | Non-coincident | 2023 | POE90 | 18.3293 | NA | QLD Abermain 33 |  |  | FALSE | #N/A | #N/A | #N/A | #N/A | #N/A | #N/A | #N/A | #N/A | #N/A | #N/A
TRUE | QLD | QABM | Abermain 33 | Energy Queensland | Winter | Coincident_unreconciled | 2024 | POE50 | 19.7462 | NA | QLD Abermain 33 |  |  | FALSE | #N/A | #N/A | #N/A | #N/A | #N/A | #N/A | #N/A | #N/A | #N/A | #N/A
TRUE | QLD | QABM | Abermain 33 | Energy Queensland | Winter | Coincident_unreconciled | 2024 | POE90 | 17.1228 | NA | QLD Abermain 33 |  |  | FALSE | #N/A | #N/A | #N/A | #N/A | #N/A | #N/A | #N/A | #N/A | #N/A | #N/A
TRUE | QLD | QABM | Abermain 33 | Energy Queensland | Winter | Non-coincident | 2024 | POE50 | 19.7975 | 76.6121 | QLD Abermain 33 |  |  | FALSE | #N/A | #N/A | #N/A | #N/A | #N/A | #N/A | #N/A | #N/A | #N/A | #N/A
TRUE | QLD | QABM | Abermain 33 | Energy Queensland | Winter | Non-coincident | 2024 | POE90 | 17.7038 | NA | QLD Abermain 33 |  |  | FALSE | #N/A | #N/A | #N/A | #N/A | #N/A | #N/A | #N/A | #N/A | #N/A | #N/A
TRUE | QLD | QABM | Abermain 33 | Energy Queensland | Winter | Coincident_unreconciled | 2025 | POE50 | 19.1703 | NA | QLD Abermain 33 |  |  | FALSE | #N/A | #N/A | #N/A | #N/A | #N/A | #N/A | #N/A | #N/A | #N/A | #N/A
TRUE | QLD | QABM | Abermain 33 | Energy Queensland | Winter | Coincident_unreconciled | 2025 | POE90 | 16.5103 | NA | QLD Abermain 33 |  |  | FALSE | #N/A | #N/A | #N/A | #N/A | #N/A | #N/A | #N/A | #N/A | #N/A | #N/A
TRUE | QLD | QABM | Abermain 33 | Energy Queensland | Winter | Non-coincident | 2025 | POE50 | 19.3379 | 77.4798 | QLD Abermain 33 |  |  | FALSE | #N/A | #N/A | #N/A | #N/A | #N/A | #N/A | #N/A | #N/A | #N/A | #N/A
TRUE | QLD | QABM | Abermain 33 | Energy Queensland | Winter | Non-coincident | 2025 | POE90 | 17.215 | NA | QLD Abermain 33 |  |  | FALSE | #N/A | #N/A | #N/A | #N/A | #N/A | #N/A | #N/A | #N/A | #N/A | #N/A
TRUE | QLD | QABM | Abermain 33 | Energy Queensland | Winter | Coincident_unreconciled | 2026 | POE50 | 18.4031 | NA | QLD Abermain 33 |  |  | FALSE | #N/A | #N/A | #N/A | #N/A | #N/A | #N/A | #N/A | #N/A | #N/A | #N/A
TRUE | QLD | QABM | Abermain 33 | Energy Queensland | Winter | Coincident_unreconciled | 2026 | POE90 | 15.7065 | NA | QLD Abermain 33 |  |  | FALSE | #N/A | #N/A | #N/A | #N/A | #N/A | #N/A | #N/A | #N/A | #N/A | #N/A
TRUE | QLD | QABM | Abermain 33 | Energy Queensland | Winter | Non-coincident | 2026 | POE50 | 18.7256 | 78.3909 | QLD Abermain 33 |  |  | FALSE | #N/A | #N/A | #N/A | #N/A | #N/A | #N/A | #N/A | #N/A | #N/A | #N/A
TRUE | QLD | QABM | Abermain 33 | Energy Queensland | Winter | Non-coincident | 2026 | POE90 | 16.5735 | NA | QLD Abermain 33 |  |  | FALSE | #N/A | #N/A | #N/A | #N/A | #N/A | #N/A | #N/A | #N/A | #N/A | #N/A
TRUE | QLD | QABM | Abermain 33 | Energy Queensland | Winter | Coincident_unreconciled | 2027 | POE50 | 17.8919 | NA | QLD Abermain 33 |  |  | FALSE | #N/A | #N/A | #N/A | #N/A | #N/A | #N/A | #N/A | #N/A | #N/A | #N/A
TRUE | QLD | QABM | Abermain 33 | Energy Queensland | Winter | Coincident_unreconciled | 2027 | POE90 | 15.1582 | NA | QLD Abermain 33 |  |  | FALSE | #N/A | #N/A | #N/A | #N/A | #N/A | #N/A | #N/A | #N/A | #N/A | #N/A
TRUE | QLD | QABM | Abermain 33 | Energy Queensland | Winter | Non-coincident | 2027 | POE50 | 18.3176 | 79.4479 | QLD Abermain 33 |  |  | FALSE | #N/A | #N/A | #N/A | #N/A | #N/A | #N/A | #N/A | #N/A | #N/A | #N/A
TRUE | QLD | QABM | Abermain 33 | Energy Queensland | Winter | Non-coincident | 2027 | POE90 | 16.1359 | NA | QLD Abermain 33 |  |  | FALSE | #N/A | #N/A | #N/A | #N/A | #N/A | #N/A | #N/A | #N/A | #N/A | #N/A
TRUE | QLD | QABM | Abermain 33 | Energy Queensland | Winter | Coincident_unreconciled | 2028 | POE50 | 17.5195 | NA | QLD Abermain 33 |  |  | FALSE | #N/A | #N/A | #N/A | #N/A | #N/A | #N/A | #N/A | #N/A | #N/A | #N/A
TRUE | QLD | QABM | Abermain 33 | Energy Queensland | Winter | Coincident_unreconciled | 2028 | POE90 | 14.7489 | NA | QLD Abermain 33 |  |  | FALSE | #N/A | #N/A | #N/A | #N/A | #N/A | #N/A | #N/A | #N/A | #N/A | #N/A
TRUE | QLD | QABM | Abermain 33 | Energy Queensland | Winter | Non-coincident | 2028 | POE50 | 18.0204 | 80.6092 | QLD Abermain 33 |  |  | FALSE | #N/A | #N/A | #N/A | #N/A | #N/A | #N/A | #N/A | #N/A | #N/A | #N/A
TRUE | QLD | QABM | Abermain 33 | Energy Queensland | Winter | Non-coincident | 2028 | POE90 | 15.8092 | NA | QLD Abermain 33 |  |  | FALSE | #N/A | #N/A | #N/A | #N/A | #N/A | #N/A | #N/A | #N/A | #N/A | #N/A
TRUE | QLD | QABM | Abermain 33 | Energy Queensland | Winter | Coincident_unreconciled | 2029 | POE50 | 17.2661 | NA | QLD Abermain 33 |  |  | FALSE | #N/A | #N/A | #N/A | #N/A | #N/A | #N/A | #N/A | #N/A | #N/A | #N/A
TRUE | QLD | QABM | Abermain 33 | Energy Queensland | Winter | Coincident_unreconciled | 2029 | POE90 | 14.4584 | NA | QLD Abermain 33 |  |  | FALSE | #N/A | #N/A | #N/A | #N/A | #N/A | #N/A | #N/A | #N/A | #N/A | #N/A
TRUE | QLD | QABM | Abermain 33 | Energy Queensland | Winter | Non-coincident | 2029 | POE50 | 17.8182 | 81.8821 | QLD Abermain 33 |  |  | FALSE | #N/A | #N/A | #N/A | #N/A | #N/A | #N/A | #N/A | #N/A | #N/A | #N/A
TRUE | QLD | QABM | Abermain 33 | Energy Queensland | Winter | Non-coincident | 2029 | POE90 | 15.5774 | NA | QLD Abermain 33 |  |  | FALSE | #N/A | #N/A | #N/A | #N/A | #N/A | #N/A | #N/A | #N/A | #N/A | #N/A
TRUE | QLD | QABM | Abermain 33 | Energy Queensland | Shoulder | Non-coincident | 2019 | BASEYEARPOE10 | NA | 75.1755 | QLD Abermain 33 |  |  | FALSE | #N/A | #N/A | #N/A | #N/A | #N/A | #N/A | #N/A | #N/A | #N/A | #N/A
TRUE | QLD | QABM | Abermain 33 | Energy Queensland | Shoulder | Coincident | 2021 | POE10 | NA | 66.3801 | QLD Abermain 33 |  |  | FALSE | #N/A | #N/A | #N/A | #N/A | #N/A | #N/A | #N/A | #N/A | #N/A | #N/A
TRUE | QLD | QABM | Abermain 33 | Energy Queensland | Shoulder | Coincident | 2021 | POE50 | NA | 64.5582 | QLD Abermain 33 |  |  | FALSE | #N/A | #N/A | #N/A | #N/A | #N/A | #N/A | #N/A | #N/A | #N/A | #N/A
TRUE | QLD | QABM | Abermain 33 | Energy Queensland | Shoulder | Non-coincident | 2021 | POE10 | NA | 80.8985 | QLD Abermain 33 |  |  | FALSE | #N/A | #N/A | #N/A | #N/A | #N/A | #N/A | #N/A | #N/A | #N/A | #N/A
TRUE | QLD | QABM | Abermain 33 | Energy Queensland | Shoulder | Coincident | 2022 | POE10 | NA | 71.9868 | QLD Abermain 33 |  |  | FALSE | #N/A | #N/A | #N/A | #N/A | #N/A | #N/A | #N/A | #N/A | #N/A | #N/A
TRUE | QLD | QABM | Abermain 33 | Energy Queensland | Shoulder | Coincident | 2022 | POE50 | NA | 69.0114 | QLD Abermain 33 |  |  | FALSE | #N/A | #N/A | #N/A | #N/A | #N/A | #N/A | #N/A | #N/A | #N/A | #N/A
TRUE | QLD | QABM | Abermain 33 | Energy Queensland | Shoulder | Non-coincident | 2022 | POE10 | NA | 85.3764 | QLD Abermain 33 |  |  | FALSE | #N/A | #N/A | #N/A | #N/A | #N/A | #N/A | #N/A | #N/A | #N/A | #N/A
TRUE | QLD | QABM | Abermain 33 | Energy Queensland | Shoulder | Coincident | 2023 | POE10 | NA | 72.9969 | QLD Abermain 33 |  |  | FALSE | #N/A | #N/A | #N/A | #N/A | #N/A | #N/A | #N/A | #N/A | #N/A | #N/A
TRUE | QLD | QABM | Abermain 33 | Energy Queensland | Shoulder | Coincident | 2023 | POE50 | NA | 70.3123 | QLD Abermain 33 |  |  | FALSE | #N/A | #N/A | #N/A | #N/A | #N/A | #N/A | #N/A | #N/A | #N/A | #N/A
TRUE | QLD | QABM | Abermain 33 | Energy Queensland | Shoulder | Non-coincident | 2023 | POE10 | NA | 86.4099 | QLD Abermain 33 |  |  | FALSE | #N/A | #N/A | #N/A | #N/A | #N/A | #N/A | #N/A | #N/A | #N/A | #N/A
TRUE | QLD | QABM | Abermain 33 | Energy Queensland | Shoulder | Coincident | 2024 | POE10 | NA | 74.2082 | QLD Abermain 33 |  |  | FALSE | #N/A | #N/A | #N/A | #N/A | #N/A | #N/A | #N/A | #N/A | #N/A | #N/A
TRUE | QLD | QABM | Abermain 33 | Energy Queensland | Shoulder | Coincident | 2024 | POE50 | NA | 72.4127 | QLD Abermain 33 |  |  | FALSE | #N/A | #N/A | #N/A | #N/A | #N/A | #N/A | #N/A | #N/A | #N/A | #N/A
TRUE | QLD | QABM | Abermain 33 | Energy Queensland | Shoulder | Non-coincident | 2024 | POE10 | NA | 87.423 | QLD Abermain 33 |  |  | FALSE | #N/A | #N/A | #N/A | #N/A | #N/A | #N/A | #N/A | #N/A | #N/A | #N/A
TRUE | QLD | QABM | Abermain 33 | Energy Queensland | Shoulder | Coincident | 2025 | POE10 | NA | 75.2922 | QLD Abermain 33 |  |  | FALSE | #N/A | #N/A | #N/A | #N/A | #N/A | #N/A | #N/A | #N/A | #N/A | #N/A
TRUE | QLD | QABM | Abermain 33 | Energy Queensland | Shoulder | Coincident | 2025 | POE50 | NA | 72.9303 | QLD Abermain 33 |  |  | FALSE | #N/A | #N/A | #N/A | #N/A | #N/A | #N/A | #N/A | #N/A | #N/A | #N/A
TRUE | QLD | QABM | Abermain 33 | Energy Queensland | Shoulder | Non-coincident | 2025 | POE10 | NA | 88.4246 | QLD Abermain 33 |  |  | FALSE | #N/A | #N/A | #N/A | #N/A | #N/A | #N/A | #N/A | #N/A | #N/A | #N/A
TRUE | QLD | QABM | Abermain 33 | Energy Queensland | Shoulder | Coincident | 2026 | POE10 | NA | 75.7677 | QLD Abermain 33 |  |  | FALSE | #N/A | #N/A | #N/A | #N/A | #N/A | #N/A | #N/A | #N/A | #N/A | #N/A
TRUE | QLD | QABM | Abermain 33 | Energy Queensland | Shoulder | Coincident | 2026 | POE50 | NA | 73.7891 | QLD Abermain 33 |  |  | FALSE | #N/A | #N/A | #N/A | #N/A | #N/A | #N/A | #N/A | #N/A | #N/A | #N/A
TRUE | QLD | QABM | Abermain 33 | Energy Queensland | Shoulder | Non-coincident | 2026 | POE10 | NA | 89.4445 | QLD Abermain 33 |  |  | FALSE | #N/A | #N/A | #N/A | #N/A | #N/A | #N/A | #N/A | #N/A | #N/A | #N/A
TRUE | QLD | QABM | Abermain 33 | Energy Queensland | Shoulder | Coincident | 2027 | POE10 | NA | 76.376 | QLD Abermain 33 |  |  | FALSE | #N/A | #N/A | #N/A | #N/A | #N/A | #N/A | #N/A | #N/A | #N/A | #N/A
TRUE | QLD | QABM | Abermain 33 | Energy Queensland | Shoulder | Coincident | 2027 | POE50 | NA | 74.3059 | QLD Abermain 33 |  |  | FALSE | #N/A | #N/A | #N/A | #N/A | #N/A | #N/A | #N/A | #N/A | #N/A | #N/A
TRUE | QLD | QABM | Abermain 33 | Energy Queensland | Shoulder | Non-coincident | 2027 | POE10 | NA | 90.5391 | QLD Abermain 33 |  |  | FALSE | #N/A | #N/A | #N/A | #N/A | #N/A | #N/A | #N/A | #N/A | #N/A | #N/A
TRUE | QLD | QABM | Abermain 33 | Energy Queensland | Shoulder | Coincident | 2028 | POE10 | NA | 77.0934 | QLD Abermain 33 |  |  | FALSE | #N/A | #N/A | #N/A | #N/A | #N/A | #N/A | #N/A | #N/A | #N/A | #N/A
TRUE | QLD | QABM | Abermain 33 | Energy Queensland | Shoulder | Coincident | 2028 | POE50 | NA | 75.1872 | QLD Abermain 33 |  |  | FALSE | #N/A | #N/A | #N/A | #N/A | #N/A | #N/A | #N/A | #N/A | #N/A | #N/A
TRUE | QLD | QABM | Abermain 33 | Energy Queensland | Shoulder | Non-coincident | 2028 | POE10 | NA | 91.7377 | QLD Abermain 33 |  |  | FALSE | #N/A | #N/A | #N/A | #N/A | #N/A | #N/A | #N/A | #N/A | #N/A | #N/A
TRUE | QLD | QABM | Abermain 33 | Energy Queensland | Shoulder | Coincident | 2029 | POE10 | NA | 78.9035 | QLD Abermain 33 |  |  | FALSE | #N/A | #N/A | #N/A | #N/A | #N/A | #N/A | #N/A | #N/A | #N/A | #N/A
TRUE | QLD | QABM | Abermain 33 | Energy Queensland | Shoulder | Coincident | 2029 | POE50 | NA | 76.5047 | QLD Abermain 33 |  |  | FALSE | #N/A | #N/A | #N/A | #N/A | #N/A | #N/A | #N/A | #N/A | #N/A | #N/A
TRUE | QLD | QABM | Abermain 33 | Energy Queensland | Shoulder | Non-coincident | 2029 | POE10 | NA | 93.0249 | QLD Abermain 33 |  |  | FALSE | #N/A | #N/A | #N/A | #N/A | #N/A | #N/A | #N/A | #N/A | #N/A | #N/A
TRUE | QLD | QABM | Abermain 33 | Energy Queensland | Shoulder | Coincident | 2030 | POE10 | NA | 80.0675 | QLD Abermain 33 |  |  | FALSE | #N/A | #N/A | #N/A | #N/A | #N/A | #N/A | #N/A | #N/A | #N/A | #N/A
TRUE | QLD | QABM | Abermain 33 | Energy Queensland | Shoulder | Coincident | 2030 | POE50 | NA | 77.7232 | QLD Abermain 33 |  |  | FALSE | #N/A | #N/A | #N/A | #N/A | #N/A | #N/A | #N/A | #N/A | #N/A | #N/A
TRUE | QLD | QABM | Abermain 33 | Energy Queensland | Shoulder | Non-coincident | 2030 | POE10 | NA | 94.4032 | QLD Abermain 33 |  |  | FALSE | #N/A | #N/A | #N/A | #N/A | #N/A | #N/A | #N/A | #N/A | #N/A | #N/A
TRUE | QLD | QABM | Abermain 33 | Energy Queensland | Summer | Non-coincident | 2019 | BASEYEARPOE10 | NA | 102.7716 | QLD Abermain 33 |  |  | FALSE | #N/A | #N/A | #N/A | #N/A | #N/A | #N/A | #N/A | #N/A | #N/A | #N/A
TRUE | QLD | QABM | Abermain 33 | Energy Queensland | Summer | Coincident | 2021 | POE10 | NA | 105.0887 | QLD Abermain 33 |  |  | FALSE | #N/A | #N/A | #N/A | #N/A | #N/A | #N/A | #N/A | #N/A | #N/A | #N/A
TRUE | QLD | QABM | Abermain 33 | Energy Queensland | Summer | Coincident | 2021 | POE50 | NA | 96.9794 | QLD Abermain 33 |  |  | FALSE | #N/A | #N/A | #N/A | #N/A | #N/A | #N/A | #N/A | #N/A | #N/A | #N/A
TRUE | QLD | QABM | Abermain 33 | Energy Queensland | Summer | Non-coincident | 2021 | POE10 | NA | 110.6287 | QLD Abermain 33 |  |  | FALSE | #N/A | #N/A | #N/A | #N/A | #N/A | #N/A | #N/A | #N/A | #N/A | #N/A
TRUE | QLD | QABM | Abermain 33 | Energy Queensland | Summer | Coincident | 2022 | POE10 | NA | 111.7344 | QLD Abermain 33 |  |  | FALSE | #N/A | #N/A | #N/A | #N/A | #N/A | #N/A | #N/A | #N/A | #N/A | #N/A
TRUE | QLD | QABM | Abermain 33 | Energy Queensland | Summer | Coincident | 2022 | POE50 | NA | 103.3421 | QLD Abermain 33 |  |  | FALSE | #N/A | #N/A | #N/A | #N/A | #N/A | #N/A | #N/A | #N/A | #N/A | #N/A
TRUE | QLD | QABM | Abermain 33 | Energy Queensland | Summer | Non-coincident | 2022 | POE10 | NA | 115.5267 | QLD Abermain 33 |  |  | FALSE | #N/A | #N/A | #N/A | #N/A | #N/A | #N/A | #N/A | #N/A | #N/A | #N/A
TRUE | QLD | QABM | Abermain 33 | Energy Queensland | Summer | Coincident | 2023 | POE10 | NA | 113.7568 | QLD Abermain 33 |  |  | FALSE | #N/A | #N/A | #N/A | #N/A | #N/A | #N/A | #N/A | #N/A | #N/A | #N/A
TRUE | QLD | QABM | Abermain 33 | Energy Queensland | Summer | Coincident | 2023 | POE50 | NA | 104.9576 | QLD Abermain 33 |  |  | FALSE | #N/A | #N/A | #N/A | #N/A | #N/A | #N/A | #N/A | #N/A | #N/A | #N/A
TRUE | QLD | QABM | Abermain 33 | Energy Queensland | Summer | Non-coincident | 2023 | POE10 | NA | 116.9735 | QLD Abermain 33 |  |  | FALSE | #N/A | #N/A | #N/A | #N/A | #N/A | #N/A | #N/A | #N/A | #N/A | #N/A
TRUE | QLD | QABM | Abermain 33 | Energy Queensland | Summer | Coincident | 2024 | POE10 | NA | 116.4739 | QLD Abermain 33 |  |  | FALSE | #N/A | #N/A | #N/A | #N/A | #N/A | #N/A | #N/A | #N/A | #N/A | #N/A
TRUE | QLD | QABM | Abermain 33 | Energy Queensland | Summer | Coincident | 2024 | POE50 | NA | 107.5445 | QLD Abermain 33 |  |  | FALSE | #N/A | #N/A | #N/A | #N/A | #N/A | #N/A | #N/A | #N/A | #N/A | #N/A
TRUE | QLD | QABM | Abermain 33 | Energy Queensland | Summer | Non-coincident | 2024 | POE10 | NA | 118.4053 | QLD Abermain 33 |  |  | FALSE | #N/A | #N/A | #N/A | #N/A | #N/A | #N/A | #N/A | #N/A | #N/A | #N/A
TRUE | QLD | QABM | Abermain 33 | Energy Queensland | Summer | Coincident | 2025 | POE10 | NA | 117.3236 | QLD Abermain 33 |  |  | FALSE | #N/A | #N/A | #N/A | #N/A | #N/A | #N/A | #N/A | #N/A | #N/A | #N/A
TRUE | QLD | QABM | Abermain 33 | Energy Queensland | Summer | Coincident | 2025 | POE50 | NA | 108.8634 | QLD Abermain 33 |  |  | FALSE | #N/A | #N/A | #N/A | #N/A | #N/A | #N/A | #N/A | #N/A | #N/A | #N/A
TRUE | QLD | QABM | Abermain 33 | Energy Queensland | Summer | Non-coincident | 2025 | POE10 | NA | 119.8299 | QLD Abermain 33 |  |  | FALSE | #N/A | #N/A | #N/A | #N/A | #N/A | #N/A | #N/A | #N/A | #N/A | #N/A
TRUE | QLD | QABM | Abermain 33 | Energy Queensland | Summer | Coincident | 2026 | POE10 | NA | 119.231 | QLD Abermain 33 |  |  | FALSE | #N/A | #N/A | #N/A | #N/A | #N/A | #N/A | #N/A | #N/A | #N/A | #N/A
TRUE | QLD | QABM | Abermain 33 | Energy Queensland | Summer | Coincident | 2026 | POE50 | NA | 110.2436 | QLD Abermain 33 |  |  | FALSE | #N/A | #N/A | #N/A | #N/A | #N/A | #N/A | #N/A | #N/A | #N/A | #N/A
TRUE | QLD | QABM | Abermain 33 | Energy Queensland | Summer | Non-coincident | 2026 | POE10 | NA | 121.2701 | QLD Abermain 33 |  |  | FALSE | #N/A | #N/A | #N/A | #N/A | #N/A | #N/A | #N/A | #N/A | #N/A | #N/A
TRUE | QLD | QABM | Abermain 33 | Energy Queensland | Summer | Coincident | 2027 | POE10 | NA | 119.7601 | QLD Abermain 33 |  |  | FALSE | #N/A | #N/A | #N/A | #N/A | #N/A | #N/A | #N/A | #N/A | #N/A | #N/A
TRUE | QLD | QABM | Abermain 33 | Energy Queensland | Summer | Coincident | 2027 | POE50 | NA | 111.0991 | QLD Abermain 33 |  |  | FALSE | #N/A | #N/A | #N/A | #N/A | #N/A | #N/A | #N/A | #N/A | #N/A | #N/A
TRUE | QLD | QABM | Abermain 33 | Energy Queensland | Summer | Non-coincident | 2027 | POE10 | NA | 122.7799 | QLD Abermain 33 |  |  | FALSE | #N/A | #N/A | #N/A | #N/A | #N/A | #N/A | #N/A | #N/A | #N/A | #N/A
TRUE | QLD | QABM | Abermain 33 | Energy Queensland | Summer | Coincident | 2028 | POE10 | NA | 121.3474 | QLD Abermain 33 |  |  | FALSE | #N/A | #N/A | #N/A | #N/A | #N/A | #N/A | #N/A | #N/A | #N/A | #N/A
TRUE | QLD | QABM | Abermain 33 | Energy Queensland | Summer | Coincident | 2028 | POE50 | NA | 112.5059 | QLD Abermain 33 |  |  | FALSE | #N/A | #N/A | #N/A | #N/A | #N/A | #N/A | #N/A | #N/A | #N/A | #N/A
TRUE | QLD | QABM | Abermain 33 | Energy Queensland | Summer | Non-coincident | 2028 | POE10 | NA | 124.3741 | QLD Abermain 33 |  |  | FALSE | #N/A | #N/A | #N/A | #N/A | #N/A | #N/A | #N/A | #N/A | #N/A | #N/A
TRUE | QLD | QABM | Abermain 33 | Energy Queensland | Summer | Coincident | 2029 | POE10 | NA | 122.5901 | QLD Abermain 33 |  |  | FALSE | #N/A | #N/A | #N/A | #N/A | #N/A | #N/A | #N/A | #N/A | #N/A | #N/A
TRUE | QLD | QABM | Abermain 33 | Energy Queensland | Summer | Coincident | 2029 | POE50 | NA | 114.1457 | QLD Abermain 33 |  |  | FALSE | #N/A | #N/A | #N/A | #N/A | #N/A | #N/A | #N/A | #N/A | #N/A | #N/A
TRUE | QLD | QABM | Abermain 33 | Energy Queensland | Summer | Non-coincident | 2029 | POE10 | NA | 126.0372 | QLD Abermain 33 |  |  | FALSE | #N/A | #N/A | #N/A | #N/A | #N/A | #N/A | #N/A | #N/A | #N/A | #N/A
TRUE | QLD | QABM | Abermain 33 | Energy Queensland | Summer | Coincident | 2030 | POE10 | NA | 124.3488 | QLD Abermain 33 |  |  | FALSE | #N/A | #N/A | #N/A | #N/A | #N/A | #N/A | #N/A | #N/A | #N/A | #N/A
TRUE | QLD | QABM | Abermain 33 | Energy Queensland | Summer | Coincident | 2030 | POE50 | NA | 115.1781 | QLD Abermain 33 |  |  | FALSE | #N/A | #N/A | #N/A | #N/A | #N/A | #N/A | #N/A | #N/A | #N/A | #N/A
TRUE | QLD | QABM | Abermain 33 | Energy Queensland | Summer | Non-coincident | 2030 | POE10 | NA | 127.7634 | QLD Abermain 33 |  |  | FALSE | #N/A | #N/A | #N/A | #N/A | #N/A | #N/A | #N/A | #N/A | #N/A | #N/A
TRUE | QLD | QABM | Abermain 33 | Energy Queensland | Winter | Non-coincident | 2019 | BASEYEARPOE10 | NA | 66.7271 | QLD Abermain 33 |  |  | FALSE | #N/A | #N/A | #N/A | #N/A | #N/A | #N/A | #N/A | #N/A | #N/A | #N/A
TRUE | QLD | QABM | Abermain 33 | Energy Queensland | Winter | Coincident | 2020 | POE10 | NA | 64.7951 | QLD Abermain 33 |  |  | FALSE | #N/A | #N/A | #N/A | #N/A | #N/A | #N/A | #N/A | #N/A | #N/A | #N/A
TRUE | QLD | QABM | Abermain 33 | Energy Queensland | Winter | Coincident | 2020 | POE50 | NA | 62.3051 | QLD Abermain 33 |  |  | FALSE | #N/A | #N/A | #N/A | #N/A | #N/A | #N/A | #N/A | #N/A | #N/A | #N/A
TRUE | QLD | QABM | Abermain 33 | Energy Queensland | Winter | Non-coincident | 2020 | POE10 | NA | 68.5979 | QLD Abermain 33 |  |  | FALSE | #N/A | #N/A | #N/A | #N/A | #N/A | #N/A | #N/A | #N/A | #N/A | #N/A
TRUE | QLD | QABM | Abermain 33 | Energy Queensland | Winter | Coincident | 2021 | POE10 | NA | 68.3795 | QLD Abermain 33 |  |  | FALSE | #N/A | #N/A | #N/A | #N/A | #N/A | #N/A | #N/A | #N/A | #N/A | #N/A
TRUE | QLD | QABM | Abermain 33 | Energy Queensland | Winter | Coincident | 2021 | POE50 | NA | 65.8212 | QLD Abermain 33 |  |  | FALSE | #N/A | #N/A | #N/A | #N/A | #N/A | #N/A | #N/A | #N/A | #N/A | #N/A
TRUE | QLD | QABM | Abermain 33 | Energy Queensland | Winter | Non-coincident | 2021 | POE10 | NA | 72.839 | QLD Abermain 33 |  |  | FALSE | #N/A | #N/A | #N/A | #N/A | #N/A | #N/A | #N/A | #N/A | #N/A | #N/A
TRUE | QLD | QABM | Abermain 33 | Energy Queensland | Winter | Coincident | 2022 | POE10 | NA | 74.089 | QLD Abermain 33 |  |  | FALSE | #N/A | #N/A | #N/A | #N/A | #N/A | #N/A | #N/A | #N/A | #N/A | #N/A
TRUE | QLD | QABM | Abermain 33 | Energy Queensland | Winter | Coincident | 2022 | POE50 | NA | 71.4129 | QLD Abermain 33 |  |  | FALSE | #N/A | #N/A | #N/A | #N/A | #N/A | #N/A | #N/A | #N/A | #N/A | #N/A
TRUE | QLD | QABM | Abermain 33 | Energy Queensland | Winter | Non-coincident | 2022 | POE10 | NA | 76.9017 | QLD Abermain 33 |  |  | FALSE | #N/A | #N/A | #N/A | #N/A | #N/A | #N/A | #N/A | #N/A | #N/A | #N/A
TRUE | QLD | QABM | Abermain 33 | Energy Queensland | Winter | Coincident | 2023 | POE10 | NA | 75.6647 | QLD Abermain 33 |  |  | FALSE | #N/A | #N/A | #N/A | #N/A | #N/A | #N/A | #N/A | #N/A | #N/A | #N/A
TRUE | QLD | QABM | Abermain 33 | Energy Queensland | Winter | Coincident | 2023 | POE50 | NA | 72.858 | QLD Abermain 33 |  |  | FALSE | #N/A | #N/A | #N/A | #N/A | #N/A | #N/A | #N/A | #N/A | #N/A | #N/A
TRUE | QLD | QABM | Abermain 33 | Energy Queensland | Winter | Non-coincident | 2023 | POE10 | NA | 77.7457 | QLD Abermain 33 |  |  | FALSE | #N/A | #N/A | #N/A | #N/A | #N/A | #N/A | #N/A | #N/A | #N/A | #N/A
TRUE | QLD | QABM | Abermain 33 | Energy Queensland | Winter | Coincident | 2024 | POE10 | NA | 77.6672 | QLD Abermain 33 |  |  | FALSE | #N/A | #N/A | #N/A | #N/A | #N/A | #N/A | #N/A | #N/A | #N/A | #N/A
TRUE | QLD | QABM | Abermain 33 | Energy Queensland | Winter | Coincident | 2024 | POE50 | NA | 74.4936 | QLD Abermain 33 |  |  | FALSE | #N/A | #N/A | #N/A | #N/A | #N/A | #N/A | #N/A | #N/A | #N/A | #N/A
TRUE | QLD | QABM | Abermain 33 | Energy Queensland | Winter | Non-coincident | 2024 | POE10 | NA | 78.6297 | QLD Abermain 33 |  |  | FALSE | #N/A | #N/A | #N/A | #N/A | #N/A | #N/A | #N/A | #N/A | #N/A | #N/A
TRUE | QLD | QABM | Abermain 33 | Energy Queensland | Winter | Coincident | 2025 | POE10 | NA | 78.3101 | QLD Abermain 33 |  |  | FALSE | #N/A | #N/A | #N/A | #N/A | #N/A | #N/A | #N/A | #N/A | #N/A | #N/A
TRUE | QLD | QABM | Abermain 33 | Energy Queensland | Winter | Coincident | 2025 | POE50 | NA | 75.2669 | QLD Abermain 33 |  |  | FALSE | #N/A | #N/A | #N/A | #N/A | #N/A | #N/A | #N/A | #N/A | #N/A | #N/A
TRUE | QLD | QABM | Abermain 33 | Energy Queensland | Winter | Non-coincident | 2025 | POE10 | NA | 79.5258 | QLD Abermain 33 |  |  | FALSE | #N/A | #N/A | #N/A | #N/A | #N/A | #N/A | #N/A | #N/A | #N/A | #N/A
TRUE | QLD | QABM | Abermain 33 | Energy Queensland | Winter | Coincident | 2026 | POE10 | NA | 79.1819 | QLD Abermain 33 |  |  | FALSE | #N/A | #N/A | #N/A | #N/A | #N/A | #N/A | #N/A | #N/A | #N/A | #N/A
TRUE | QLD | QABM | Abermain 33 | Energy Queensland | Winter | Coincident | 2026 | POE50 | NA | 76.2446 | QLD Abermain 33 |  |  | FALSE | #N/A | #N/A | #N/A | #N/A | #N/A | #N/A | #N/A | #N/A | #N/A | #N/A
TRUE | QLD | QABM | Abermain 33 | Energy Queensland | Winter | Non-coincident | 2026 | POE10 | NA | 80.4652 | QLD Abermain 33 |  |  | FALSE | #N/A | #N/A | #N/A | #N/A | #N/A | #N/A | #N/A | #N/A | #N/A | #N/A
TRUE | QLD | QABM | Abermain 33 | Energy Queensland | Winter | Coincident | 2027 | POE10 | NA | 80.1725 | QLD Abermain 33 |  |  | FALSE | #N/A | #N/A | #N/A | #N/A | #N/A | #N/A | #N/A | #N/A | #N/A | #N/A
TRUE | QLD | QABM | Abermain 33 | Energy Queensland | Winter | Coincident | 2027 | POE50 | NA | 77.2055 | QLD Abermain 33 |  |  | FALSE | #N/A | #N/A | #N/A | #N/A | #N/A | #N/A | #N/A | #N/A | #N/A | #N/A
TRUE | QLD | QABM | Abermain 33 | Energy Queensland | Winter | Non-coincident | 2027 | POE10 | NA | 81.5509 | QLD Abermain 33 |  |  | FALSE | #N/A | #N/A | #N/A | #N/A | #N/A | #N/A | #N/A | #N/A | #N/A | #N/A
TRUE | QLD | QABM | Abermain 33 | Energy Queensland | Winter | Coincident | 2028 | POE10 | NA | 82.1598 | QLD Abermain 33 |  |  | FALSE | #N/A | #N/A | #N/A | #N/A | #N/A | #N/A | #N/A | #N/A | #N/A | #N/A
TRUE | QLD | QABM | Abermain 33 | Energy Queensland | Winter | Coincident | 2028 | POE50 | NA | 78.5085 | QLD Abermain 33 |  |  | FALSE | #N/A | #N/A | #N/A | #N/A | #N/A | #N/A | #N/A | #N/A | #N/A | #N/A
TRUE | QLD | QABM | Abermain 33 | Energy Queensland | Winter | Non-coincident | 2028 | POE10 | NA | 82.7409 | QLD Abermain 33 |  |  | FALSE | #N/A | #N/A | #N/A | #N/A | #N/A | #N/A | #N/A | #N/A | #N/A | #N/A
TRUE | QLD | QABM | Abermain 33 | Energy Queensland | Winter | Coincident | 2029 | POE10 | NA | 83.0029 | QLD Abermain 33 |  |  | FALSE | #N/A | #N/A | #N/A | #N/A | #N/A | #N/A | #N/A | #N/A | #N/A | #N/A
TRUE | QLD | QABM | Abermain 33 | Energy Queensland | Winter | Coincident | 2029 | POE50 | NA | 79.7328 | QLD Abermain 33 |  |  | FALSE | #N/A | #N/A | #N/A | #N/A | #N/A | #N/A | #N/A | #N/A | #N/A | #N/A
TRUE | QLD | QABM | Abermain 33 | Energy Queensland | Winter | Non-coincident | 2029 | POE10 | NA | 84.0424 | QLD Abermain 33 |  |  | FALSE | #N/A | #N/A | #N/A | #N/A | #N/A | #N/A | #N/A | #N/A | #N/A | #N/A
TRUE | QLD | QABRQMRXloop | Abermain - Middle Ridge Loop | Energy Queensland | Shoulder | Coincident | 2017 | ACTUAL_OPG | 27.2337 | 64.0787 | QLD Abermain - Middle Ridge Loop |  |  | TRUE | QLD | QABRQMRXloop | Abermain - Middle Ridge Loop | Energy Queensland | Shoulder | Coincident | 2017 | ACTUAL_OPG | 27.2337 | 64.0787
TRUE | QLD | QABRQMRXloop | Abermain - Middle Ridge Loop | Energy Queensland | Shoulder | Coincident | 2017 | ACTUAL_RAW | 27.2337 | 64.0787 | QLD Abermain - Middle Ridge Loop |  |  | TRUE | QLD | QABRQMRXloop | Abermain - Middle Ridge Loop | Energy Queensland | Shoulder | Coincident | 2017 | ACTUAL_RAW | 27.2337 | 64.0787
TRUE | QLD | QABRQMRXloop | Abermain - Middle Ridge Loop | Energy Queensland | Shoulder | Non-coincident | 2017 | ACTUAL_RAW | 14.2825 | 65.0862 | QLD Abermain - Middle Ridge Loop |  |  | TRUE | QLD | QABRQMRXloop | Abermain - Middle Ridge Loop | Energy Queensland | Shoulder | Non-coincident | 2017 | ACTUAL_RAW | 14.2825 | 65.0862
TRUE | QLD | QABRQMRXloop | Abermain - Middle Ridge Loop | Energy Queensland | Shoulder | Non-coincident | 2017 | ACTUAL_OPG | 14.2825 | 65.0862 | QLD Abermain - Middle Ridge Loop |  |  | TRUE | QLD | QABRQMRXloop | Abermain - Middle Ridge Loop | Energy Queensland | Shoulder | Non-coincident | 2017 | ACTUAL_OPG | 14.2825 | 65.0862
TRUE | QLD | QABRQMRXloop | Abermain - Middle Ridge Loop | Energy Queensland | Shoulder | Non-coincident | 2017 | ACTUAL_ADJUSTEDOPG | 14.2825 | 65.0862 | QLD Abermain - Middle Ridge Loop |  |  | TRUE | QLD | QABRQMRXloop | Abermain - Middle Ridge Loop | Energy Queensland | Shoulder | Non-coincident | 2017 | ACTUAL_ADJUSTEDOPG | 14.2825 | 65.0862
TRUE | QLD | QABRQMRXloop | Abermain - Middle Ridge Loop | Energy Queensland | Shoulder | Coincident | 2018 | ACTUAL_OPG | 23.9426 | 63.2993 | QLD Abermain - Middle Ridge Loop |  |  | TRUE | QLD | QABRQMRXloop | Abermain - Middle Ridge Loop | Energy Queensland | Shoulder | Coincident | 2018 | ACTUAL_OPG | 23.9426 | 63.2993
TRUE | QLD | QABRQMRXloop | Abermain - Middle Ridge Loop | Energy Queensland | Shoulder | Coincident | 2018 | ACTUAL_RAW | 23.9426 | 63.2993 | QLD Abermain - Middle Ridge Loop |  |  | TRUE | QLD | QABRQMRXloop | Abermain - Middle Ridge Loop | Energy Queensland | Shoulder | Coincident | 2018 | ACTUAL_RAW | 23.9426 | 63.2993
TRUE | QLD | QABRQMRXloop | Abermain - Middle Ridge Loop | Energy Queensland | Shoulder | Non-coincident | 2018 | ACTUAL_RAW | 9.7751 | 76.0923 | QLD Abermain - Middle Ridge Loop |  |  | TRUE | QLD | QABRQMRXloop | Abermain - Middle Ridge Loop | Energy Queensland | Shoulder | Non-coincident | 2018 | ACTUAL_RAW | 9.7751 | 76.0923
TRUE | QLD | QABRQMRXloop | Abermain - Middle Ridge Loop | Energy Queensland | Shoulder | Non-coincident | 2018 | ACTUAL_OPG | 9.7751 | 76.0923 | QLD Abermain - Middle Ridge Loop |  |  | TRUE | QLD | QABRQMRXloop | Abermain - Middle Ridge Loop | Energy Queensland | Shoulder | Non-coincident | 2018 | ACTUAL_OPG | 9.7751 | 76.0923
TRUE | QLD | QABRQMRXloop | Abermain - Middle Ridge Loop | Energy Queensland | Shoulder | Non-coincident | 2018 | ACTUAL_ADJUSTEDOPG | 9.7751 | 76.0923 | QLD Abermain - Middle Ridge Loop |  |  | TRUE | QLD | QABRQMRXloop | Abermain - Middle Ridge Loop | Energy Queensland | Shoulder | Non-coincident | 2018 | ACTUAL_ADJUSTEDOPG | 9.7751 | 76.0923
TRUE | QLD | QABRQMRXloop | Abermain - Middle Ridge Loop | Energy Queensland | Shoulder | Coincident | 2019 | ACTUAL_OPG | 17.9791 | 54.9132 | QLD Abermain - Middle Ridge Loop |  |  | TRUE | QLD | QABRQMRXloop | Abermain - Middle Ridge Loop | Energy Queensland | Shoulder | Coincident | 2019 | ACTUAL_OPG | 17.9791 | 54.9132
TRUE | QLD | QABRQMRXloop | Abermain - Middle Ridge Loop | Energy Queensland | Shoulder | Coincident | 2019 | ACTUAL_RAW | 17.9791 | 54.9132 | QLD Abermain - Middle Ridge Loop |  |  | TRUE | QLD | QABRQMRXloop | Abermain - Middle Ridge Loop | Energy Queensland | Shoulder | Coincident | 2019 | ACTUAL_RAW | 17.9791 | 54.9132
TRUE | QLD | QABRQMRXloop | Abermain - Middle Ridge Loop | Energy Queensland | Shoulder | Non-coincident | 2019 | ACTUAL_RAW | 8.5458 | 67.6021 | QLD Abermain - Middle Ridge Loop |  |  | TRUE | QLD | QABRQMRXloop | Abermain - Middle Ridge Loop | Energy Queensland | Shoulder | Non-coincident | 2019 | ACTUAL_RAW | 8.5458 | 67.6021
TRUE | QLD | QABRQMRXloop | Abermain - Middle Ridge Loop | Energy Queensland | Shoulder | Non-coincident | 2019 | ACTUAL_OPG | 8.5458 | 67.6021 | QLD Abermain - Middle Ridge Loop |  |  | TRUE | QLD | QABRQMRXloop | Abermain - Middle Ridge Loop | Energy Queensland | Shoulder | Non-coincident | 2019 | ACTUAL_OPG | 8.5458 | 67.6021
TRUE | QLD | QABRQMRXloop | Abermain - Middle Ridge Loop | Energy Queensland | Shoulder | Non-coincident | 2019 | ACTUAL_ADJUSTEDOPG | 8.5458 | 67.6021 | QLD Abermain - Middle Ridge Loop |  |  | TRUE | QLD | QABRQMRXloop | Abermain - Middle Ridge Loop | Energy Queensland | Shoulder | Non-coincident | 2019 | ACTUAL_ADJUSTEDOPG | 8.5458 | 67.6021
TRUE | QLD | QABRQMRXloop | Abermain - Middle Ridge Loop | Energy Queensland | Shoulder | Non-coincident | 2019 | BASEYEARPOE90 | 1.8471 | NA | QLD Abermain - Middle Ridge Loop |  |  | TRUE | QLD | QABRQMRXloop | Abermain - Middle Ridge Loop | Energy Queensland | Shoulder | Non-coincident | 2019 | BASEYEARPOE90 | 1.8471 | #N/A
TRUE | QLD | QABRQMRXloop | Abermain - Middle Ridge Loop | Energy Queensland | Shoulder | Non-coincident | 2019 | BASEYEARPOE50 | 6.2423 | 70.1619 | QLD Abermain - Middle Ridge Loop |  |  | TRUE | QLD | QABRQMRXloop | Abermain - Middle Ridge Loop | Energy Queensland | Shoulder | Non-coincident | 2019 | BASEYEARPOE50 | 6.2423 | 70.1619
TRUE | QLD | QABRQMRXloop | Abermain - Middle Ridge Loop | Energy Queensland | Shoulder | Coincident | 2020 | ACTUAL_OPG | 10.1198 | 81.3532 | QLD Abermain - Middle Ridge Loop |  |  | TRUE | QLD | QABRQMRXloop | Abermain - Middle Ridge Loop | Energy Queensland | Shoulder | Coincident | 2020 | ACTUAL_OPG | 10.1198 | 81.3532
TRUE | QLD | QABRQMRXloop | Abermain - Middle Ridge Loop | Energy Queensland | Shoulder | Coincident | 2020 | ACTUAL_RAW | 10.1198 | 81.3532 | QLD Abermain - Middle Ridge Loop |  |  | TRUE | QLD | QABRQMRXloop | Abermain - Middle Ridge Loop | Energy Queensland | Shoulder | Coincident | 2020 | ACTUAL_RAW | 10.1198 | 81.3532
TRUE | QLD | QABRQMRXloop | Abermain - Middle Ridge Loop | Energy Queensland | Shoulder | Non-coincident | 2020 | ACTUAL_RAW | 6.8838 | 82.0429 | QLD Abermain - Middle Ridge Loop |  |  | TRUE | QLD | QABRQMRXloop | Abermain - Middle Ridge Loop | Energy Queensland | Shoulder | Non-coincident | 2020 | ACTUAL_RAW | 6.8838 | 82.0429
TRUE | QLD | QABRQMRXloop | Abermain - Middle Ridge Loop | Energy Queensland | Shoulder | Non-coincident | 2020 | ACTUAL_OPG | 6.8838 | 82.0429 | QLD Abermain - Middle Ridge Loop |  |  | TRUE | QLD | QABRQMRXloop | Abermain - Middle Ridge Loop | Energy Queensland | Shoulder | Non-coincident | 2020 | ACTUAL_OPG | 6.8838 | 82.0429
TRUE | QLD | QABRQMRXloop | Abermain - Middle Ridge Loop | Energy Queensland | Shoulder | Non-coincident | 2020 | ACTUAL_ADJUSTEDOPG | 6.8838 | 82.0429 | QLD Abermain - Middle Ridge Loop |  |  | TRUE | QLD | QABRQMRXloop | Abermain - Middle Ridge Loop | Energy Queensland | Shoulder | Non-coincident | 2020 | ACTUAL_ADJUSTEDOPG | 6.8838 | 82.0429
TRUE | QLD | QABRQMRXloop | Abermain - Middle Ridge Loop | Energy Queensland | Shoulder | Coincident_unreconciled | 2021 | POE90 | 4 | NA | QLD Abermain - Middle Ridge Loop |  |  | TRUE | QLD | QABRQMRXloop | Abermain - Middle Ridge Loop | Energy Queensland | Shoulder | Coincident_unreconciled | 2021 | POE90 | 4 | #N/A
TRUE | QLD | QABRQMRXloop | Abermain - Middle Ridge Loop | Energy Queensland | Shoulder | Coincident_unreconciled | 2021 | POE50 | 8 | NA | QLD Abermain - Middle Ridge Loop |  |  | TRUE | QLD | QABRQMRXloop | Abermain - Middle Ridge Loop | Energy Queensland | Shoulder | Coincident_unreconciled | 2021 | POE50 | 8 | #N/A
TRUE | QLD | QABRQMRXloop | Abermain - Middle Ridge Loop | Energy Queensland | Shoulder | Non-coincident | 2021 | POE50 | 5.0472 | 71.9382 | QLD Abermain - Middle Ridge Loop |  |  | TRUE | QLD | QABRQMRXloop | Abermain - Middle Ridge Loop | Energy Queensland | Shoulder | Non-coincident | 2021 | POE50 | 5.0472 | 71.9382
TRUE | QLD | QABRQMRXloop | Abermain - Middle Ridge Loop | Energy Queensland | Shoulder | Non-coincident | 2021 | POE90 | -2.2853 | NA | QLD Abermain - Middle Ridge Loop |  |  | TRUE | QLD | QABRQMRXloop | Abermain - Middle Ridge Loop | Energy Queensland | Shoulder | Non-coincident | 2021 | POE90 | -2.2853 | #N/A
TRUE | QLD | QABRQMRXloop | Abermain - Middle Ridge Loop | Energy Queensland | Shoulder | Coincident_unreconciled | 2022 | POE90 | 3.5991 | NA | QLD Abermain - Middle Ridge Loop |  |  | TRUE | QLD | QABRQMRXloop | Abermain - Middle Ridge Loop | Energy Queensland | Shoulder | Coincident_unreconciled | 2022 | POE90 | 3.5991 | #N/A
TRUE | QLD | QABRQMRXloop | Abermain - Middle Ridge Loop | Energy Queensland | Shoulder | Coincident_unreconciled | 2022 | POE50 | 7.1981 | NA | QLD Abermain - Middle Ridge Loop |  |  | TRUE | QLD | QABRQMRXloop | Abermain - Middle Ridge Loop | Energy Queensland | Shoulder | Coincident_unreconciled | 2022 | POE50 | 7.1981 | #N/A
TRUE | QLD | QABRQMRXloop | Abermain - Middle Ridge Loop | Energy Queensland | Shoulder | Non-coincident | 2022 | POE50 | 1.3339 | 72.9982 | QLD Abermain - Middle Ridge Loop |  |  | TRUE | QLD | QABRQMRXloop | Abermain - Middle Ridge Loop | Energy Queensland | Shoulder | Non-coincident | 2022 | POE50 | 1.3339 | 72.9982
TRUE | QLD | QABRQMRXloop | Abermain - Middle Ridge Loop | Energy Queensland | Shoulder | Non-coincident | 2022 | POE90 | -6.1038 | NA | QLD Abermain - Middle Ridge Loop |  |  | TRUE | QLD | QABRQMRXloop | Abermain - Middle Ridge Loop | Energy Queensland | Shoulder | Non-coincident | 2022 | POE90 | -6.1038 | #N/A
TRUE | QLD | QABRQMRXloop | Abermain - Middle Ridge Loop | Energy Queensland | Shoulder | Coincident_unreconciled | 2023 | POE90 | 3.2383 | NA | QLD Abermain - Middle Ridge Loop |  |  | TRUE | QLD | QABRQMRXloop | Abermain - Middle Ridge Loop | Energy Queensland | Shoulder | Coincident_unreconciled | 2023 | POE90 | 3.2383 | #N/A
TRUE | QLD | QABRQMRXloop | Abermain - Middle Ridge Loop | Energy Queensland | Shoulder | Coincident_unreconciled | 2023 | POE50 | 6.4766 | NA | QLD Abermain - Middle Ridge Loop |  |  | TRUE | QLD | QABRQMRXloop | Abermain - Middle Ridge Loop | Energy Queensland | Shoulder | Coincident_unreconciled | 2023 | POE50 | 6.4766 | #N/A
TRUE | QLD | QABRQMRXloop | Abermain - Middle Ridge Loop | Energy Queensland | Shoulder | Non-coincident | 2023 | POE50 | -2.9358 | 74.047 | QLD Abermain - Middle Ridge Loop |  |  | TRUE | QLD | QABRQMRXloop | Abermain - Middle Ridge Loop | Energy Queensland | Shoulder | Non-coincident | 2023 | POE50 | -2.9358 | 74.047
TRUE | QLD | QABRQMRXloop | Abermain - Middle Ridge Loop | Energy Queensland | Shoulder | Non-coincident | 2023 | POE90 | -10.4775 | NA | QLD Abermain - Middle Ridge Loop |  |  | TRUE | QLD | QABRQMRXloop | Abermain - Middle Ridge Loop | Energy Queensland | Shoulder | Non-coincident | 2023 | POE90 | -10.4775 | #N/A
TRUE | QLD | QABRQMRXloop | Abermain - Middle Ridge Loop | Energy Queensland | Shoulder | Coincident_unreconciled | 2024 | POE90 | 2.9137 | NA | QLD Abermain - Middle Ridge Loop |  |  | TRUE | QLD | QABRQMRXloop | Abermain - Middle Ridge Loop | Energy Queensland | Shoulder | Coincident_unreconciled | 2024 | POE90 | 2.9137 | #N/A
TRUE | QLD | QABRQMRXloop | Abermain - Middle Ridge Loop | Energy Queensland | Shoulder | Coincident_unreconciled | 2024 | POE50 | 5.8274 | NA | QLD Abermain - Middle Ridge Loop |  |  | TRUE | QLD | QABRQMRXloop | Abermain - Middle Ridge Loop | Energy Queensland | Shoulder | Coincident_unreconciled | 2024 | POE50 | 5.8274 | #N/A
TRUE | QLD | QABRQMRXloop | Abermain - Middle Ridge Loop | Energy Queensland | Shoulder | Non-coincident | 2024 | POE50 | -4.5821 | 75.0169 | QLD Abermain - Middle Ridge Loop |  |  | TRUE | QLD | QABRQMRXloop | Abermain - Middle Ridge Loop | Energy Queensland | Shoulder | Non-coincident | 2024 | POE50 | -4.5821 | 75.0169
TRUE | QLD | QABRQMRXloop | Abermain - Middle Ridge Loop | Energy Queensland | Shoulder | Non-coincident | 2024 | POE90 | -12.2277 | NA | QLD Abermain - Middle Ridge Loop |  |  | TRUE | QLD | QABRQMRXloop | Abermain - Middle Ridge Loop | Energy Queensland | Shoulder | Non-coincident | 2024 | POE90 | -12.2277 | #N/A
TRUE | QLD | QABRQMRXloop | Abermain - Middle Ridge Loop | Energy Queensland | Shoulder | Coincident_unreconciled | 2025 | POE90 | 2.6217 | NA | QLD Abermain - Middle Ridge Loop |  |  | TRUE | QLD | QABRQMRXloop | Abermain - Middle Ridge Loop | Energy Queensland | Shoulder | Coincident_unreconciled | 2025 | POE90 | 2.6217 | #N/A
TRUE | QLD | QABRQMRXloop | Abermain - Middle Ridge Loop | Energy Queensland | Shoulder | Coincident_unreconciled | 2025 | POE50 | 5.2433 | NA | QLD Abermain - Middle Ridge Loop |  |  | TRUE | QLD | QABRQMRXloop | Abermain - Middle Ridge Loop | Energy Queensland | Shoulder | Coincident_unreconciled | 2025 | POE50 | 5.2433 | #N/A
TRUE | QLD | QABRQMRXloop | Abermain - Middle Ridge Loop | Energy Queensland | Shoulder | Non-coincident | 2025 | POE50 | -5.2214 | 75.9093 | QLD Abermain - Middle Ridge Loop |  |  | TRUE | QLD | QABRQMRXloop | Abermain - Middle Ridge Loop | Energy Queensland | Shoulder | Non-coincident | 2025 | POE50 | -5.2214 | 75.9093
TRUE | QLD | QABRQMRXloop | Abermain - Middle Ridge Loop | Energy Queensland | Shoulder | Non-coincident | 2025 | POE90 | -12.9711 | NA | QLD Abermain - Middle Ridge Loop |  |  | TRUE | QLD | QABRQMRXloop | Abermain - Middle Ridge Loop | Energy Queensland | Shoulder | Non-coincident | 2025 | POE90 | -12.9711 | #N/A
TRUE | QLD | QABRQMRXloop | Abermain - Middle Ridge Loop | Energy Queensland | Shoulder | Coincident_unreconciled | 2026 | POE90 | 2.3589 | NA | QLD Abermain - Middle Ridge Loop |  |  | TRUE | QLD | QABRQMRXloop | Abermain - Middle Ridge Loop | Energy Queensland | Shoulder | Coincident_unreconciled | 2026 | POE90 | 2.3589 | #N/A
TRUE | QLD | QABRQMRXloop | Abermain - Middle Ridge Loop | Energy Queensland | Shoulder | Coincident_unreconciled | 2026 | POE50 | 4.7178 | NA | QLD Abermain - Middle Ridge Loop |  |  | TRUE | QLD | QABRQMRXloop | Abermain - Middle Ridge Loop | Energy Queensland | Shoulder | Coincident_unreconciled | 2026 | POE50 | 4.7178 | #N/A
TRUE | QLD | QABRQMRXloop | Abermain - Middle Ridge Loop | Energy Queensland | Shoulder | Non-coincident | 2026 | POE50 | -5.8743 | 76.7738 | QLD Abermain - Middle Ridge Loop |  |  | TRUE | QLD | QABRQMRXloop | Abermain - Middle Ridge Loop | Energy Queensland | Shoulder | Non-coincident | 2026 | POE50 | -5.8743 | 76.7738
TRUE | QLD | QABRQMRXloop | Abermain - Middle Ridge Loop | Energy Queensland | Shoulder | Non-coincident | 2026 | POE90 | -13.7279 | NA | QLD Abermain - Middle Ridge Loop |  |  | TRUE | QLD | QABRQMRXloop | Abermain - Middle Ridge Loop | Energy Queensland | Shoulder | Non-coincident | 2026 | POE90 | -13.7279 | #N/A
TRUE | QLD | QABRQMRXloop | Abermain - Middle Ridge Loop | Energy Queensland | Shoulder | Coincident_unreconciled | 2027 | POE90 | 2.1224 | NA | QLD Abermain - Middle Ridge Loop |  |  | TRUE | QLD | QABRQMRXloop | Abermain - Middle Ridge Loop | Energy Queensland | Shoulder | Coincident_unreconciled | 2027 | POE90 | 2.1224 | #N/A
TRUE | QLD | QABRQMRXloop | Abermain - Middle Ridge Loop | Energy Queensland | Shoulder | Coincident_unreconciled | 2027 | POE50 | 4.2449 | NA | QLD Abermain - Middle Ridge Loop |  |  | TRUE | QLD | QABRQMRXloop | Abermain - Middle Ridge Loop | Energy Queensland | Shoulder | Coincident_unreconciled | 2027 | POE50 | 4.2449 | #N/A
TRUE | QLD | QABRQMRXloop | Abermain - Middle Ridge Loop | Energy Queensland | Shoulder | Non-coincident | 2027 | POE50 | -6.5055 | 77.6859 | QLD Abermain - Middle Ridge Loop |  |  | TRUE | QLD | QABRQMRXloop | Abermain - Middle Ridge Loop | Energy Queensland | Shoulder | Non-coincident | 2027 | POE50 | -6.5055 | 77.6859
TRUE | QLD | QABRQMRXloop | Abermain - Middle Ridge Loop | Energy Queensland | Shoulder | Non-coincident | 2027 | POE90 | -14.4638 | NA | QLD Abermain - Middle Ridge Loop |  |  | TRUE | QLD | QABRQMRXloop | Abermain - Middle Ridge Loop | Energy Queensland | Shoulder | Non-coincident | 2027 | POE90 | -14.4638 | #N/A
TRUE | QLD | QABRQMRXloop | Abermain - Middle Ridge Loop | Energy Queensland | Shoulder | Coincident_unreconciled | 2028 | POE90 | 1.9097 | NA | QLD Abermain - Middle Ridge Loop |  |  | TRUE | QLD | QABRQMRXloop | Abermain - Middle Ridge Loop | Energy Queensland | Shoulder | Coincident_unreconciled | 2028 | POE90 | 1.9097 | #N/A
TRUE | QLD | QABRQMRXloop | Abermain - Middle Ridge Loop | Energy Queensland | Shoulder | Coincident_unreconciled | 2028 | POE50 | 3.8194 | NA | QLD Abermain - Middle Ridge Loop |  |  | TRUE | QLD | QABRQMRXloop | Abermain - Middle Ridge Loop | Energy Queensland | Shoulder | Coincident_unreconciled | 2028 | POE50 | 3.8194 | #N/A
TRUE | QLD | QABRQMRXloop | Abermain - Middle Ridge Loop | Energy Queensland | Shoulder | Non-coincident | 2028 | POE50 | -6.9929 | 78.7175 | QLD Abermain - Middle Ridge Loop |  |  | TRUE | QLD | QABRQMRXloop | Abermain - Middle Ridge Loop | Energy Queensland | Shoulder | Non-coincident | 2028 | POE50 | -6.9929 | 78.7175
TRUE | QLD | QABRQMRXloop | Abermain - Middle Ridge Loop | Energy Queensland | Shoulder | Non-coincident | 2028 | POE90 | -15.0566 | NA | QLD Abermain - Middle Ridge Loop |  |  | TRUE | QLD | QABRQMRXloop | Abermain - Middle Ridge Loop | Energy Queensland | Shoulder | Non-coincident | 2028 | POE90 | -15.0566 | #N/A
TRUE | QLD | QABRQMRXloop | Abermain - Middle Ridge Loop | Energy Queensland | Shoulder | Coincident_unreconciled | 2029 | POE90 | 1.7183 | NA | QLD Abermain - Middle Ridge Loop |  |  | TRUE | QLD | QABRQMRXloop | Abermain - Middle Ridge Loop | Energy Queensland | Shoulder | Coincident_unreconciled | 2029 | POE90 | 1.7183 | #N/A
TRUE | QLD | QABRQMRXloop | Abermain - Middle Ridge Loop | Energy Queensland | Shoulder | Coincident_unreconciled | 2029 | POE50 | 3.4366 | NA | QLD Abermain - Middle Ridge Loop |  |  | TRUE | QLD | QABRQMRXloop | Abermain - Middle Ridge Loop | Energy Queensland | Shoulder | Coincident_unreconciled | 2029 | POE50 | 3.4366 | #N/A
TRUE | QLD | QABRQMRXloop | Abermain - Middle Ridge Loop | Energy Queensland | Shoulder | Non-coincident | 2029 | POE50 | -7.3876 | 79.8278 | QLD Abermain - Middle Ridge Loop |  |  | TRUE | QLD | QABRQMRXloop | Abermain - Middle Ridge Loop | Energy Queensland | Shoulder | Non-coincident | 2029 | POE50 | -7.3876 | 79.8278
TRUE | QLD | QABRQMRXloop | Abermain - Middle Ridge Loop | Energy Queensland | Shoulder | Non-coincident | 2029 | POE90 | -15.5565 | NA | QLD Abermain - Middle Ridge Loop |  |  | TRUE | QLD | QABRQMRXloop | Abermain - Middle Ridge Loop | Energy Queensland | Shoulder | Non-coincident | 2029 | POE90 | -15.5565 | #N/A
TRUE | QLD | QABRQMRXloop | Abermain - Middle Ridge Loop | Energy Queensland | Shoulder | Coincident_unreconciled | 2030 | POE90 | 1.546 | NA | QLD Abermain - Middle Ridge Loop |  |  | TRUE | QLD | QABRQMRXloop | Abermain - Middle Ridge Loop | Energy Queensland | Shoulder | Coincident_unreconciled | 2030 | POE90 | 1.546 | #N/A
TRUE | QLD | QABRQMRXloop | Abermain - Middle Ridge Loop | Energy Queensland | Shoulder | Coincident_unreconciled | 2030 | POE50 | 3.0921 | NA | QLD Abermain - Middle Ridge Loop |  |  | TRUE | QLD | QABRQMRXloop | Abermain - Middle Ridge Loop | Energy Queensland | Shoulder | Coincident_unreconciled | 2030 | POE50 | 3.0921 | #N/A
TRUE | QLD | QABRQMRXloop | Abermain - Middle Ridge Loop | Energy Queensland | Shoulder | Non-coincident | 2030 | POE50 | -7.6002 | 80.9671 | QLD Abermain - Middle Ridge Loop |  |  | TRUE | QLD | QABRQMRXloop | Abermain - Middle Ridge Loop | Energy Queensland | Shoulder | Non-coincident | 2030 | POE50 | -7.6002 | 80.9671
TRUE | QLD | QABRQMRXloop | Abermain - Middle Ridge Loop | Energy Queensland | Shoulder | Non-coincident | 2030 | POE90 | -15.8743 | NA | QLD Abermain - Middle Ridge Loop |  |  | TRUE | QLD | QABRQMRXloop | Abermain - Middle Ridge Loop | Energy Queensland | Shoulder | Non-coincident | 2030 | POE90 | -15.8743 | #N/A
TRUE | QLD | QABRQMRXloop | Abermain - Middle Ridge Loop | Energy Queensland | Summer | Coincident | 2017 | ACTUAL_OPG | 25.8468 | 86.9765 | QLD Abermain - Middle Ridge Loop |  |  | TRUE | QLD | QABRQMRXloop | Abermain - Middle Ridge Loop | Energy Queensland | Summer | Coincident | 2017 | ACTUAL_OPG | 25.8468 | 86.9765
TRUE | QLD | QABRQMRXloop | Abermain - Middle Ridge Loop | Energy Queensland | Summer | Coincident | 2017 | ACTUAL_RAW | 25.8468 | 86.9765 | QLD Abermain - Middle Ridge Loop |  |  | TRUE | QLD | QABRQMRXloop | Abermain - Middle Ridge Loop | Energy Queensland | Summer | Coincident | 2017 | ACTUAL_RAW | 25.8468 | 86.9765
TRUE | QLD | QABRQMRXloop | Abermain - Middle Ridge Loop | Energy Queensland | Summer | Non-coincident | 2017 | ACTUAL_RAW | 22.2031 | 102.0874 | QLD Abermain - Middle Ridge Loop |  |  | TRUE | QLD | QABRQMRXloop | Abermain - Middle Ridge Loop | Energy Queensland | Summer | Non-coincident | 2017 | ACTUAL_RAW | 22.2031 | 102.0874
TRUE | QLD | QABRQMRXloop | Abermain - Middle Ridge Loop | Energy Queensland | Summer | Non-coincident | 2017 | ACTUAL_OPG | 22.2031 | 102.0874 | QLD Abermain - Middle Ridge Loop |  |  | TRUE | QLD | QABRQMRXloop | Abermain - Middle Ridge Loop | Energy Queensland | Summer | Non-coincident | 2017 | ACTUAL_OPG | 22.2031 | 102.0874
TRUE | QLD | QABRQMRXloop | Abermain - Middle Ridge Loop | Energy Queensland | Summer | Non-coincident | 2017 | ACTUAL_ADJUSTEDOPG | 22.2031 | 102.0874 | QLD Abermain - Middle Ridge Loop |  |  | TRUE | QLD | QABRQMRXloop | Abermain - Middle Ridge Loop | Energy Queensland | Summer | Non-coincident | 2017 | ACTUAL_ADJUSTEDOPG | 22.2031 | 102.0874
TRUE | QLD | QABRQMRXloop | Abermain - Middle Ridge Loop | Energy Queensland | Summer | Coincident | 2018 | ACTUAL_OPG | 26.5427 | 98.7383 | QLD Abermain - Middle Ridge Loop |  |  | TRUE | QLD | QABRQMRXloop | Abermain - Middle Ridge Loop | Energy Queensland | Summer | Coincident | 2018 | ACTUAL_OPG | 26.5427 | 98.7383
TRUE | QLD | QABRQMRXloop | Abermain - Middle Ridge Loop | Energy Queensland | Summer | Coincident | 2018 | ACTUAL_RAW | 26.5427 | 98.7383 | QLD Abermain - Middle Ridge Loop |  |  | TRUE | QLD | QABRQMRXloop | Abermain - Middle Ridge Loop | Energy Queensland | Summer | Coincident | 2018 | ACTUAL_RAW | 26.5427 | 98.7383
TRUE | QLD | QABRQMRXloop | Abermain - Middle Ridge Loop | Energy Queensland | Summer | Non-coincident | 2018 | ACTUAL_RAW | 17.0136 | 98.7383 | QLD Abermain - Middle Ridge Loop |  |  | TRUE | QLD | QABRQMRXloop | Abermain - Middle Ridge Loop | Energy Queensland | Summer | Non-coincident | 2018 | ACTUAL_RAW | 17.0136 | 98.7383
TRUE | QLD | QABRQMRXloop | Abermain - Middle Ridge Loop | Energy Queensland | Summer | Non-coincident | 2018 | ACTUAL_OPG | 17.0136 | 98.7383 | QLD Abermain - Middle Ridge Loop |  |  | TRUE | QLD | QABRQMRXloop | Abermain - Middle Ridge Loop | Energy Queensland | Summer | Non-coincident | 2018 | ACTUAL_OPG | 17.0136 | 98.7383
TRUE | QLD | QABRQMRXloop | Abermain - Middle Ridge Loop | Energy Queensland | Summer | Non-coincident | 2018 | ACTUAL_ADJUSTEDOPG | 17.0136 | 98.7383 | QLD Abermain - Middle Ridge Loop |  |  | TRUE | QLD | QABRQMRXloop | Abermain - Middle Ridge Loop | Energy Queensland | Summer | Non-coincident | 2018 | ACTUAL_ADJUSTEDOPG | 17.0136 | 98.7383
TRUE | QLD | QABRQMRXloop | Abermain - Middle Ridge Loop | Energy Queensland | Summer | Coincident | 2019 | ACTUAL_OPG | 28.0542 | 101.7175 | QLD Abermain - Middle Ridge Loop |  |  | TRUE | QLD | QABRQMRXloop | Abermain - Middle Ridge Loop | Energy Queensland | Summer | Coincident | 2019 | ACTUAL_OPG | 28.0542 | 101.7175
TRUE | QLD | QABRQMRXloop | Abermain - Middle Ridge Loop | Energy Queensland | Summer | Coincident | 2019 | ACTUAL_RAW | 28.0542 | 101.7175 | QLD Abermain - Middle Ridge Loop |  |  | TRUE | QLD | QABRQMRXloop | Abermain - Middle Ridge Loop | Energy Queensland | Summer | Coincident | 2019 | ACTUAL_RAW | 28.0542 | 101.7175
TRUE | QLD | QABRQMRXloop | Abermain - Middle Ridge Loop | Energy Queensland | Summer | Non-coincident | 2019 | ACTUAL_RAW | 6.5328 | 104.936 | QLD Abermain - Middle Ridge Loop |  |  | TRUE | QLD | QABRQMRXloop | Abermain - Middle Ridge Loop | Energy Queensland | Summer | Non-coincident | 2019 | ACTUAL_RAW | 6.5328 | 104.936
TRUE | QLD | QABRQMRXloop | Abermain - Middle Ridge Loop | Energy Queensland | Summer | Non-coincident | 2019 | ACTUAL_OPG | 6.5328 | 104.936 | QLD Abermain - Middle Ridge Loop |  |  | TRUE | QLD | QABRQMRXloop | Abermain - Middle Ridge Loop | Energy Queensland | Summer | Non-coincident | 2019 | ACTUAL_OPG | 6.5328 | 104.936
TRUE | QLD | QABRQMRXloop | Abermain - Middle Ridge Loop | Energy Queensland | Summer | Non-coincident | 2019 | ACTUAL_ADJUSTEDOPG | 6.5328 | 104.936 | QLD Abermain - Middle Ridge Loop |  |  | TRUE | QLD | QABRQMRXloop | Abermain - Middle Ridge Loop | Energy Queensland | Summer | Non-coincident | 2019 | ACTUAL_ADJUSTEDOPG | 6.5328 | 104.936
TRUE | QLD | QABRQMRXloop | Abermain - Middle Ridge Loop | Energy Queensland | Summer | Non-coincident | 2019 | BASEYEARPOE90 | 2.7813 | NA | QLD Abermain - Middle Ridge Loop |  |  | TRUE | QLD | QABRQMRXloop | Abermain - Middle Ridge Loop | Energy Queensland | Summer | Non-coincident | 2019 | BASEYEARPOE90 | 2.7813 | #N/A
TRUE | QLD | QABRQMRXloop | Abermain - Middle Ridge Loop | Energy Queensland | Summer | Non-coincident | 2019 | BASEYEARPOE50 | 7.0208 | 92.5213 | QLD Abermain - Middle Ridge Loop |  |  | TRUE | QLD | QABRQMRXloop | Abermain - Middle Ridge Loop | Energy Queensland | Summer | Non-coincident | 2019 | BASEYEARPOE50 | 7.0208 | 92.5213
TRUE | QLD | QABRQMRXloop | Abermain - Middle Ridge Loop | Energy Queensland | Summer | Coincident | 2020 | ACTUAL_OPG | 16.6832 | 101.8067 | QLD Abermain - Middle Ridge Loop |  |  | TRUE | QLD | QABRQMRXloop | Abermain - Middle Ridge Loop | Energy Queensland | Summer | Coincident | 2020 | ACTUAL_OPG | 16.6832 | 101.8067
TRUE | QLD | QABRQMRXloop | Abermain - Middle Ridge Loop | Energy Queensland | Summer | Coincident | 2020 | ACTUAL_RAW | 16.6832 | 101.8067 | QLD Abermain - Middle Ridge Loop |  |  | TRUE | QLD | QABRQMRXloop | Abermain - Middle Ridge Loop | Energy Queensland | Summer | Coincident | 2020 | ACTUAL_RAW | 16.6832 | 101.8067
TRUE | QLD | QABRQMRXloop | Abermain - Middle Ridge Loop | Energy Queensland | Summer | Non-coincident | 2020 | ACTUAL_RAW | 12.0025 | 102.0052 | QLD Abermain - Middle Ridge Loop |  |  | TRUE | QLD | QABRQMRXloop | Abermain - Middle Ridge Loop | Energy Queensland | Summer | Non-coincident | 2020 | ACTUAL_RAW | 12.0025 | 102.0052
TRUE | QLD | QABRQMRXloop | Abermain - Middle Ridge Loop | Energy Queensland | Summer | Non-coincident | 2020 | ACTUAL_OPG | 12.0025 | 102.0052 | QLD Abermain - Middle Ridge Loop |  |  | TRUE | QLD | QABRQMRXloop | Abermain - Middle Ridge Loop | Energy Queensland | Summer | Non-coincident | 2020 | ACTUAL_OPG | 12.0025 | 102.0052
TRUE | QLD | QABRQMRXloop | Abermain - Middle Ridge Loop | Energy Queensland | Summer | Non-coincident | 2020 | ACTUAL_ADJUSTEDOPG | 12.0025 | 102.0052 | QLD Abermain - Middle Ridge Loop |  |  | TRUE | QLD | QABRQMRXloop | Abermain - Middle Ridge Loop | Energy Queensland | Summer | Non-coincident | 2020 | ACTUAL_ADJUSTEDOPG | 12.0025 | 102.0052
TRUE | QLD | QABRQMRXloop | Abermain - Middle Ridge Loop | Energy Queensland | Summer | Coincident_unreconciled | 2021 | POE50 | 15 | NA | QLD Abermain - Middle Ridge Loop |  |  | TRUE | QLD | QABRQMRXloop | Abermain - Middle Ridge Loop | Energy Queensland | Summer | Coincident_unreconciled | 2021 | POE50 | 15 | #N/A
TRUE | QLD | QABRQMRXloop | Abermain - Middle Ridge Loop | Energy Queensland | Summer | Coincident_unreconciled | 2021 | POE90 | 8.6497 | NA | QLD Abermain - Middle Ridge Loop |  |  | TRUE | QLD | QABRQMRXloop | Abermain - Middle Ridge Loop | Energy Queensland | Summer | Coincident_unreconciled | 2021 | POE90 | 8.6497 | #N/A
TRUE | QLD | QABRQMRXloop | Abermain - Middle Ridge Loop | Energy Queensland | Summer | Non-coincident | 2021 | POE50 | 4.3292 | 95.7251 | QLD Abermain - Middle Ridge Loop |  |  | TRUE | QLD | QABRQMRXloop | Abermain - Middle Ridge Loop | Energy Queensland | Summer | Non-coincident | 2021 | POE50 | 4.3292 | 95.7251
TRUE | QLD | QABRQMRXloop | Abermain - Middle Ridge Loop | Energy Queensland | Summer | Non-coincident | 2021 | POE90 | -0.42079 | NA | QLD Abermain - Middle Ridge Loop |  |  | TRUE | QLD | QABRQMRXloop | Abermain - Middle Ridge Loop | Energy Queensland | Summer | Non-coincident | 2021 | POE90 | -0.42079 | #N/A
TRUE | QLD | QABRQMRXloop | Abermain - Middle Ridge Loop | Energy Queensland | Summer | Coincident_unreconciled | 2022 | POE50 | 9.7862 | NA | QLD Abermain - Middle Ridge Loop |  |  | TRUE | QLD | QABRQMRXloop | Abermain - Middle Ridge Loop | Energy Queensland | Summer | Coincident_unreconciled | 2022 | POE50 | 9.7862 | #N/A
TRUE | QLD | QABRQMRXloop | Abermain - Middle Ridge Loop | Energy Queensland | Summer | Coincident_unreconciled | 2022 | POE90 | 6.425 | NA | QLD Abermain - Middle Ridge Loop |  |  | TRUE | QLD | QABRQMRXloop | Abermain - Middle Ridge Loop | Energy Queensland | Summer | Coincident_unreconciled | 2022 | POE90 | 6.425 | #N/A
TRUE | QLD | QABRQMRXloop | Abermain - Middle Ridge Loop | Energy Queensland | Summer | Non-coincident | 2022 | POE50 | 0.63006 | 97.7976 | QLD Abermain - Middle Ridge Loop |  |  | TRUE | QLD | QABRQMRXloop | Abermain - Middle Ridge Loop | Energy Queensland | Summer | Non-coincident | 2022 | POE50 | 0.63006 | 97.7976
TRUE | QLD | QABRQMRXloop | Abermain - Middle Ridge Loop | Energy Queensland | Summer | Non-coincident | 2022 | POE90 | -4.188 | NA | QLD Abermain - Middle Ridge Loop |  |  | TRUE | QLD | QABRQMRXloop | Abermain - Middle Ridge Loop | Energy Queensland | Summer | Non-coincident | 2022 | POE90 | -4.188 | #N/A
TRUE | QLD | QABRQMRXloop | Abermain - Middle Ridge Loop | Energy Queensland | Summer | Coincident_unreconciled | 2023 | POE50 | 6.7643 | NA | QLD Abermain - Middle Ridge Loop |  |  | TRUE | QLD | QABRQMRXloop | Abermain - Middle Ridge Loop | Energy Queensland | Summer | Coincident_unreconciled | 2023 | POE50 | 6.7643 | #N/A
TRUE | QLD | QABRQMRXloop | Abermain - Middle Ridge Loop | Energy Queensland | Summer | Coincident_unreconciled | 2023 | POE90 | 3.8793 | NA | QLD Abermain - Middle Ridge Loop |  |  | TRUE | QLD | QABRQMRXloop | Abermain - Middle Ridge Loop | Energy Queensland | Summer | Coincident_unreconciled | 2023 | POE90 | 3.8793 | #N/A
TRUE | QLD | QABRQMRXloop | Abermain - Middle Ridge Loop | Energy Queensland | Summer | Non-coincident | 2023 | POE50 | -3.6135 | 99.5032 | QLD Abermain - Middle Ridge Loop |  |  | TRUE | QLD | QABRQMRXloop | Abermain - Middle Ridge Loop | Energy Queensland | Summer | Non-coincident | 2023 | POE50 | -3.6135 | 99.5032
TRUE | QLD | QABRQMRXloop | Abermain - Middle Ridge Loop | Energy Queensland | Summer | Non-coincident | 2023 | POE90 | -8.4989 | NA | QLD Abermain - Middle Ridge Loop |  |  | TRUE | QLD | QABRQMRXloop | Abermain - Middle Ridge Loop | Energy Queensland | Summer | Non-coincident | 2023 | POE90 | -8.4989 | #N/A
TRUE | QLD | QABRQMRXloop | Abermain - Middle Ridge Loop | Energy Queensland | Summer | Coincident_unreconciled | 2024 | POE50 | 5.9349 | NA | QLD Abermain - Middle Ridge Loop |  |  | TRUE | QLD | QABRQMRXloop | Abermain - Middle Ridge Loop | Energy Queensland | Summer | Coincident_unreconciled | 2024 | POE50 | 5.9349 | #N/A
TRUE | QLD | QABRQMRXloop | Abermain - Middle Ridge Loop | Energy Queensland | Summer | Coincident_unreconciled | 2024 | POE90 | 3.0102 | NA | QLD Abermain - Middle Ridge Loop |  |  | TRUE | QLD | QABRQMRXloop | Abermain - Middle Ridge Loop | Energy Queensland | Summer | Coincident_unreconciled | 2024 | POE90 | 3.0102 | #N/A
TRUE | QLD | QABRQMRXloop | Abermain - Middle Ridge Loop | Energy Queensland | Summer | Non-coincident | 2024 | POE50 | -5.0179 | 102.1085 | QLD Abermain - Middle Ridge Loop |  |  | TRUE | QLD | QABRQMRXloop | Abermain - Middle Ridge Loop | Energy Queensland | Summer | Non-coincident | 2024 | POE50 | -5.0179 | 102.1085
TRUE | QLD | QABRQMRXloop | Abermain - Middle Ridge Loop | Energy Queensland | Summer | Non-coincident | 2024 | POE90 | -9.9707 | NA | QLD Abermain - Middle Ridge Loop |  |  | TRUE | QLD | QABRQMRXloop | Abermain - Middle Ridge Loop | Energy Queensland | Summer | Non-coincident | 2024 | POE90 | -9.9707 | #N/A
TRUE | QLD | QABRQMRXloop | Abermain - Middle Ridge Loop | Energy Queensland | Summer | Coincident_unreconciled | 2025 | POE50 | 5.6023 | NA | QLD Abermain - Middle Ridge Loop |  |  | TRUE | QLD | QABRQMRXloop | Abermain - Middle Ridge Loop | Energy Queensland | Summer | Coincident_unreconciled | 2025 | POE50 | 5.6023 | #N/A
TRUE | QLD | QABRQMRXloop | Abermain - Middle Ridge Loop | Energy Queensland | Summer | Coincident_unreconciled | 2025 | POE90 | 2.6378 | NA | QLD Abermain - Middle Ridge Loop |  |  | TRUE | QLD | QABRQMRXloop | Abermain - Middle Ridge Loop | Energy Queensland | Summer | Coincident_unreconciled | 2025 | POE90 | 2.6378 | #N/A
TRUE | QLD | QABRQMRXloop | Abermain - Middle Ridge Loop | Energy Queensland | Summer | Non-coincident | 2025 | POE50 | -5.5812 | 103.4809 | QLD Abermain - Middle Ridge Loop |  |  | TRUE | QLD | QABRQMRXloop | Abermain - Middle Ridge Loop | Energy Queensland | Summer | Non-coincident | 2025 | POE50 | -5.5812 | 103.4809
TRUE | QLD | QABRQMRXloop | Abermain - Middle Ridge Loop | Energy Queensland | Summer | Non-coincident | 2025 | POE90 | -10.6014 | NA | QLD Abermain - Middle Ridge Loop |  |  | TRUE | QLD | QABRQMRXloop | Abermain - Middle Ridge Loop | Energy Queensland | Summer | Non-coincident | 2025 | POE90 | -10.6014 | #N/A
TRUE | QLD | QABRQMRXloop | Abermain - Middle Ridge Loop | Energy Queensland | Summer | Coincident_unreconciled | 2026 | POE50 | 5.2514 | NA | QLD Abermain - Middle Ridge Loop |  |  | TRUE | QLD | QABRQMRXloop | Abermain - Middle Ridge Loop | Energy Queensland | Summer | Coincident_unreconciled | 2026 | POE50 | 5.2514 | #N/A
TRUE | QLD | QABRQMRXloop | Abermain - Middle Ridge Loop | Energy Queensland | Summer | Coincident_unreconciled | 2026 | POE90 | 2.247 | NA | QLD Abermain - Middle Ridge Loop |  |  | TRUE | QLD | QABRQMRXloop | Abermain - Middle Ridge Loop | Energy Queensland | Summer | Coincident_unreconciled | 2026 | POE90 | 2.247 | #N/A
TRUE | QLD | QABRQMRXloop | Abermain - Middle Ridge Loop | Energy Queensland | Summer | Non-coincident | 2026 | POE50 | -6.1755 | 104.892 | QLD Abermain - Middle Ridge Loop |  |  | TRUE | QLD | QABRQMRXloop | Abermain - Middle Ridge Loop | Energy Queensland | Summer | Non-coincident | 2026 | POE50 | -6.1755 | 104.892
TRUE | QLD | QABRQMRXloop | Abermain - Middle Ridge Loop | Energy Queensland | Summer | Non-coincident | 2026 | POE90 | -11.263 | NA | QLD Abermain - Middle Ridge Loop |  |  | TRUE | QLD | QABRQMRXloop | Abermain - Middle Ridge Loop | Energy Queensland | Summer | Non-coincident | 2026 | POE90 | -11.263 | #N/A
TRUE | QLD | QABRQMRXloop | Abermain - Middle Ridge Loop | Energy Queensland | Summer | Coincident_unreconciled | 2027 | POE50 | 4.913 | NA | QLD Abermain - Middle Ridge Loop |  |  | TRUE | QLD | QABRQMRXloop | Abermain - Middle Ridge Loop | Energy Queensland | Summer | Coincident_unreconciled | 2027 | POE50 | 4.913 | #N/A
TRUE | QLD | QABRQMRXloop | Abermain - Middle Ridge Loop | Energy Queensland | Summer | Coincident_unreconciled | 2027 | POE90 | 1.8686 | NA | QLD Abermain - Middle Ridge Loop |  |  | TRUE | QLD | QABRQMRXloop | Abermain - Middle Ridge Loop | Energy Queensland | Summer | Coincident_unreconciled | 2027 | POE90 | 1.8686 | #N/A
TRUE | QLD | QABRQMRXloop | Abermain - Middle Ridge Loop | Energy Queensland | Summer | Non-coincident | 2027 | POE50 | -6.7485 | 105.8113 | QLD Abermain - Middle Ridge Loop |  |  | TRUE | QLD | QABRQMRXloop | Abermain - Middle Ridge Loop | Energy Queensland | Summer | Non-coincident | 2027 | POE50 | -6.7485 | 105.8113
TRUE | QLD | QABRQMRXloop | Abermain - Middle Ridge Loop | Energy Queensland | Summer | Non-coincident | 2027 | POE90 | -11.9038 | NA | QLD Abermain - Middle Ridge Loop |  |  | TRUE | QLD | QABRQMRXloop | Abermain - Middle Ridge Loop | Energy Queensland | Summer | Non-coincident | 2027 | POE90 | -11.9038 | #N/A
TRUE | QLD | QABRQMRXloop | Abermain - Middle Ridge Loop | Energy Queensland | Summer | Coincident_unreconciled | 2028 | POE50 | 4.6724 | NA | QLD Abermain - Middle Ridge Loop |  |  | TRUE | QLD | QABRQMRXloop | Abermain - Middle Ridge Loop | Energy Queensland | Summer | Coincident_unreconciled | 2028 | POE50 | 4.6724 | #N/A
TRUE | QLD | QABRQMRXloop | Abermain - Middle Ridge Loop | Energy Queensland | Summer | Coincident_unreconciled | 2028 | POE90 | 1.5877 | NA | QLD Abermain - Middle Ridge Loop |  |  | TRUE | QLD | QABRQMRXloop | Abermain - Middle Ridge Loop | Energy Queensland | Summer | Coincident_unreconciled | 2028 | POE90 | 1.5877 | #N/A
TRUE | QLD | QABRQMRXloop | Abermain - Middle Ridge Loop | Energy Queensland | Summer | Non-coincident | 2028 | POE50 | -7.1559 | 107.2958 | QLD Abermain - Middle Ridge Loop |  |  | TRUE | QLD | QABRQMRXloop | Abermain - Middle Ridge Loop | Energy Queensland | Summer | Non-coincident | 2028 | POE50 | -7.1559 | 107.2958
TRUE | QLD | QABRQMRXloop | Abermain - Middle Ridge Loop | Energy Queensland | Summer | Non-coincident | 2028 | POE90 | -12.3795 | NA | QLD Abermain - Middle Ridge Loop |  |  | TRUE | QLD | QABRQMRXloop | Abermain - Middle Ridge Loop | Energy Queensland | Summer | Non-coincident | 2028 | POE90 | -12.3795 | #N/A
TRUE | QLD | QABRQMRXloop | Abermain - Middle Ridge Loop | Energy Queensland | Summer | Coincident_unreconciled | 2029 | POE50 | 4.4868 | NA | QLD Abermain - Middle Ridge Loop |  |  | TRUE | QLD | QABRQMRXloop | Abermain - Middle Ridge Loop | Energy Queensland | Summer | Coincident_unreconciled | 2029 | POE50 | 4.4868 | #N/A
TRUE | QLD | QABRQMRXloop | Abermain - Middle Ridge Loop | Energy Queensland | Summer | Coincident_unreconciled | 2029 | POE90 | 1.3619 | NA | QLD Abermain - Middle Ridge Loop |  |  | TRUE | QLD | QABRQMRXloop | Abermain - Middle Ridge Loop | Energy Queensland | Summer | Coincident_unreconciled | 2029 | POE90 | 1.3619 | #N/A
TRUE | QLD | QABRQMRXloop | Abermain - Middle Ridge Loop | Energy Queensland | Summer | Non-coincident | 2029 | POE50 | -7.4703 | 109.0289 | QLD Abermain - Middle Ridge Loop |  |  | TRUE | QLD | QABRQMRXloop | Abermain - Middle Ridge Loop | Energy Queensland | Summer | Non-coincident | 2029 | POE50 | -7.4703 | 109.0289
TRUE | QLD | QABRQMRXloop | Abermain - Middle Ridge Loop | Energy Queensland | Summer | Non-coincident | 2029 | POE90 | -12.762 | NA | QLD Abermain - Middle Ridge Loop |  |  | TRUE | QLD | QABRQMRXloop | Abermain - Middle Ridge Loop | Energy Queensland | Summer | Non-coincident | 2029 | POE90 | -12.762 | #N/A
TRUE | QLD | QABRQMRXloop | Abermain - Middle Ridge Loop | Energy Queensland | Summer | Coincident_unreconciled | 2030 | POE50 | 4.4085 | NA | QLD Abermain - Middle Ridge Loop |  |  | TRUE | QLD | QABRQMRXloop | Abermain - Middle Ridge Loop | Energy Queensland | Summer | Coincident_unreconciled | 2030 | POE50 | 4.4085 | #N/A
TRUE | QLD | QABRQMRXloop | Abermain - Middle Ridge Loop | Energy Queensland | Summer | Coincident_unreconciled | 2030 | POE90 | 1.2433 | NA | QLD Abermain - Middle Ridge Loop |  |  | TRUE | QLD | QABRQMRXloop | Abermain - Middle Ridge Loop | Energy Queensland | Summer | Coincident_unreconciled | 2030 | POE90 | 1.2433 | #N/A
TRUE | QLD | QABRQMRXloop | Abermain - Middle Ridge Loop | Energy Queensland | Summer | Non-coincident | 2030 | POE50 | -7.6029 | 110.1727 | QLD Abermain - Middle Ridge Loop |  |  | TRUE | QLD | QABRQMRXloop | Abermain - Middle Ridge Loop | Energy Queensland | Summer | Non-coincident | 2030 | POE50 | -7.6029 | 110.1727
TRUE | QLD | QABRQMRXloop | Abermain - Middle Ridge Loop | Energy Queensland | Summer | Non-coincident | 2030 | POE90 | -12.9628 | NA | QLD Abermain - Middle Ridge Loop |  |  | TRUE | QLD | QABRQMRXloop | Abermain - Middle Ridge Loop | Energy Queensland | Summer | Non-coincident | 2030 | POE90 | -12.9628 | #N/A
TRUE | QLD | QABRQMRXloop | Abermain - Middle Ridge Loop | Energy Queensland | Winter | Coincident | 2016 | ACTUAL_OPG | 27.0055 | 72.8459 | QLD Abermain - Middle Ridge Loop |  |  | TRUE | QLD | QABRQMRXloop | Abermain - Middle Ridge Loop | Energy Queensland | Winter | Coincident | 2016 | ACTUAL_OPG | 27.0055 | 72.8459
TRUE | QLD | QABRQMRXloop | Abermain - Middle Ridge Loop | Energy Queensland | Winter | Coincident | 2016 | ACTUAL_RAW | 27.0055 | 72.8459 | QLD Abermain - Middle Ridge Loop |  |  | TRUE | QLD | QABRQMRXloop | Abermain - Middle Ridge Loop | Energy Queensland | Winter | Coincident | 2016 | ACTUAL_RAW | 27.0055 | 72.8459
TRUE | QLD | QABRQMRXloop | Abermain - Middle Ridge Loop | Energy Queensland | Winter | Non-coincident | 2016 | ACTUAL_RAW | 16.6388 | 73.9946 | QLD Abermain - Middle Ridge Loop |  |  | TRUE | QLD | QABRQMRXloop | Abermain - Middle Ridge Loop | Energy Queensland | Winter | Non-coincident | 2016 | ACTUAL_RAW | 16.6388 | 73.9946
TRUE | QLD | QABRQMRXloop | Abermain - Middle Ridge Loop | Energy Queensland | Winter | Non-coincident | 2016 | ACTUAL_OPG | 16.6388 | 73.9946 | QLD Abermain - Middle Ridge Loop |  |  | TRUE | QLD | QABRQMRXloop | Abermain - Middle Ridge Loop | Energy Queensland | Winter | Non-coincident | 2016 | ACTUAL_OPG | 16.6388 | 73.9946
TRUE | QLD | QABRQMRXloop | Abermain - Middle Ridge Loop | Energy Queensland | Winter | Coincident | 2017 | ACTUAL_OPG | 21.2526 | 56.0204 | QLD Abermain - Middle Ridge Loop |  |  | TRUE | QLD | QABRQMRXloop | Abermain - Middle Ridge Loop | Energy Queensland | Winter | Coincident | 2017 | ACTUAL_OPG | 21.2526 | 56.0204
TRUE | QLD | QABRQMRXloop | Abermain - Middle Ridge Loop | Energy Queensland | Winter | Coincident | 2017 | ACTUAL_RAW | 21.2526 | 56.0204 | QLD Abermain - Middle Ridge Loop |  |  | TRUE | QLD | QABRQMRXloop | Abermain - Middle Ridge Loop | Energy Queensland | Winter | Coincident | 2017 | ACTUAL_RAW | 21.2526 | 56.0204
TRUE | QLD | QABRQMRXloop | Abermain - Middle Ridge Loop | Energy Queensland | Winter | Non-coincident | 2017 | ACTUAL_RAW | 17.5754 | 74.0195 | QLD Abermain - Middle Ridge Loop |  |  | TRUE | QLD | QABRQMRXloop | Abermain - Middle Ridge Loop | Energy Queensland | Winter | Non-coincident | 2017 | ACTUAL_RAW | 17.5754 | 74.0195
TRUE | QLD | QABRQMRXloop | Abermain - Middle Ridge Loop | Energy Queensland | Winter | Non-coincident | 2017 | ACTUAL_OPG | 17.5754 | 74.0195 | QLD Abermain - Middle Ridge Loop |  |  | TRUE | QLD | QABRQMRXloop | Abermain - Middle Ridge Loop | Energy Queensland | Winter | Non-coincident | 2017 | ACTUAL_OPG | 17.5754 | 74.0195
TRUE | QLD | QABRQMRXloop | Abermain - Middle Ridge Loop | Energy Queensland | Winter | Non-coincident | 2017 | ACTUAL_ADJUSTEDOPG | 17.5754 | 74.0195 | QLD Abermain - Middle Ridge Loop |  |  | TRUE | QLD | QABRQMRXloop | Abermain - Middle Ridge Loop | Energy Queensland | Winter | Non-coincident | 2017 | ACTUAL_ADJUSTEDOPG | 17.5754 | 74.0195
TRUE | QLD | QABRQMRXloop | Abermain - Middle Ridge Loop | Energy Queensland | Winter | Coincident | 2018 | ACTUAL_OPG | 14.9138 | 72.698 | QLD Abermain - Middle Ridge Loop |  |  | TRUE | QLD | QABRQMRXloop | Abermain - Middle Ridge Loop | Energy Queensland | Winter | Coincident | 2018 | ACTUAL_OPG | 14.9138 | 72.698
TRUE | QLD | QABRQMRXloop | Abermain - Middle Ridge Loop | Energy Queensland | Winter | Coincident | 2018 | ACTUAL_RAW | 14.9138 | 72.698 | QLD Abermain - Middle Ridge Loop |  |  | TRUE | QLD | QABRQMRXloop | Abermain - Middle Ridge Loop | Energy Queensland | Winter | Coincident | 2018 | ACTUAL_RAW | 14.9138 | 72.698
TRUE | QLD | QABRQMRXloop | Abermain - Middle Ridge Loop | Energy Queensland | Winter | Non-coincident | 2018 | ACTUAL_RAW | 14.1255 | 78.6784 | QLD Abermain - Middle Ridge Loop |  |  | TRUE | QLD | QABRQMRXloop | Abermain - Middle Ridge Loop | Energy Queensland | Winter | Non-coincident | 2018 | ACTUAL_RAW | 14.1255 | 78.6784
TRUE | QLD | QABRQMRXloop | Abermain - Middle Ridge Loop | Energy Queensland | Winter | Non-coincident | 2018 | ACTUAL_OPG | 14.1255 | 78.6784 | QLD Abermain - Middle Ridge Loop |  |  | TRUE | QLD | QABRQMRXloop | Abermain - Middle Ridge Loop | Energy Queensland | Winter | Non-coincident | 2018 | ACTUAL_OPG | 14.1255 | 78.6784
TRUE | QLD | QABRQMRXloop | Abermain - Middle Ridge Loop | Energy Queensland | Winter | Non-coincident | 2018 | ACTUAL_ADJUSTEDOPG | 14.1255 | 78.6784 | QLD Abermain - Middle Ridge Loop |  |  | TRUE | QLD | QABRQMRXloop | Abermain - Middle Ridge Loop | Energy Queensland | Winter | Non-coincident | 2018 | ACTUAL_ADJUSTEDOPG | 14.1255 | 78.6784
TRUE | QLD | QABRQMRXloop | Abermain - Middle Ridge Loop | Energy Queensland | Winter | Coincident | 2019 | ACTUAL_OPG | 15.6987 | 74.0993 | QLD Abermain - Middle Ridge Loop |  |  | TRUE | QLD | QABRQMRXloop | Abermain - Middle Ridge Loop | Energy Queensland | Winter | Coincident | 2019 | ACTUAL_OPG | 15.6987 | 74.0993
TRUE | QLD | QABRQMRXloop | Abermain - Middle Ridge Loop | Energy Queensland | Winter | Coincident | 2019 | ACTUAL_RAW | 15.6987 | 74.0993 | QLD Abermain - Middle Ridge Loop |  |  | TRUE | QLD | QABRQMRXloop | Abermain - Middle Ridge Loop | Energy Queensland | Winter | Coincident | 2019 | ACTUAL_RAW | 15.6987 | 74.0993
TRUE | QLD | QABRQMRXloop | Abermain - Middle Ridge Loop | Energy Queensland | Winter | Non-coincident | 2019 | ACTUAL_RAW | 14.3731 | 75.5425 | QLD Abermain - Middle Ridge Loop |  |  | TRUE | QLD | QABRQMRXloop | Abermain - Middle Ridge Loop | Energy Queensland | Winter | Non-coincident | 2019 | ACTUAL_RAW | 14.3731 | 75.5425
TRUE | QLD | QABRQMRXloop | Abermain - Middle Ridge Loop | Energy Queensland | Winter | Non-coincident | 2019 | ACTUAL_OPG | 14.3731 | 75.5425 | QLD Abermain - Middle Ridge Loop |  |  | TRUE | QLD | QABRQMRXloop | Abermain - Middle Ridge Loop | Energy Queensland | Winter | Non-coincident | 2019 | ACTUAL_OPG | 14.3731 | 75.5425
TRUE | QLD | QABRQMRXloop | Abermain - Middle Ridge Loop | Energy Queensland | Winter | Non-coincident | 2019 | ACTUAL_ADJUSTEDOPG | 14.3731 | 75.5425 | QLD Abermain - Middle Ridge Loop |  |  | TRUE | QLD | QABRQMRXloop | Abermain - Middle Ridge Loop | Energy Queensland | Winter | Non-coincident | 2019 | ACTUAL_ADJUSTEDOPG | 14.3731 | 75.5425
TRUE | QLD | QABRQMRXloop | Abermain - Middle Ridge Loop | Energy Queensland | Winter | Non-coincident | 2019 | BASEYEARPOE90 | 9.1833 | NA | QLD Abermain - Middle Ridge Loop |  |  | TRUE | QLD | QABRQMRXloop | Abermain - Middle Ridge Loop | Energy Queensland | Winter | Non-coincident | 2019 | BASEYEARPOE90 | 9.1833 | #N/A
TRUE | QLD | QABRQMRXloop | Abermain - Middle Ridge Loop | Energy Queensland | Winter | Non-coincident | 2019 | BASEYEARPOE50 | 11.3322 | 73.4738 | QLD Abermain - Middle Ridge Loop |  |  | TRUE | QLD | QABRQMRXloop | Abermain - Middle Ridge Loop | Energy Queensland | Winter | Non-coincident | 2019 | BASEYEARPOE50 | 11.3322 | 73.4738
TRUE | QLD | QABRQMRXloop | Abermain - Middle Ridge Loop | Energy Queensland | Winter | Coincident_unreconciled | 2020 | POE90 | 9 | NA | QLD Abermain - Middle Ridge Loop |  |  | TRUE | QLD | QABRQMRXloop | Abermain - Middle Ridge Loop | Energy Queensland | Winter | Coincident_unreconciled | 2020 | POE90 | 9 | #N/A
TRUE | QLD | QABRQMRXloop | Abermain - Middle Ridge Loop | Energy Queensland | Winter | Coincident_unreconciled | 2020 | POE50 | 15 | NA | QLD Abermain - Middle Ridge Loop |  |  | TRUE | QLD | QABRQMRXloop | Abermain - Middle Ridge Loop | Energy Queensland | Winter | Coincident_unreconciled | 2020 | POE50 | 15 | #N/A
TRUE | QLD | QABRQMRXloop | Abermain - Middle Ridge Loop | Energy Queensland | Winter | Non-coincident | 2020 | POE50 | 14.0284 | 75.4659 | QLD Abermain - Middle Ridge Loop |  |  | TRUE | QLD | QABRQMRXloop | Abermain - Middle Ridge Loop | Energy Queensland | Winter | Non-coincident | 2020 | POE50 | 14.0284 | 75.4659
TRUE | QLD | QABRQMRXloop | Abermain - Middle Ridge Loop | Energy Queensland | Winter | Non-coincident | 2020 | POE90 | 11.2205 | NA | QLD Abermain - Middle Ridge Loop |  |  | TRUE | QLD | QABRQMRXloop | Abermain - Middle Ridge Loop | Energy Queensland | Winter | Non-coincident | 2020 | POE90 | 11.2205 | #N/A
TRUE | QLD | QABRQMRXloop | Abermain - Middle Ridge Loop | Energy Queensland | Winter | Coincident_unreconciled | 2021 | POE90 | 8.0979 | NA | QLD Abermain - Middle Ridge Loop |  |  | TRUE | QLD | QABRQMRXloop | Abermain - Middle Ridge Loop | Energy Queensland | Winter | Coincident_unreconciled | 2021 | POE90 | 8.0979 | #N/A
TRUE | QLD | QABRQMRXloop | Abermain - Middle Ridge Loop | Energy Queensland | Winter | Coincident_unreconciled | 2021 | POE50 | 13.4965 | NA | QLD Abermain - Middle Ridge Loop |  |  | TRUE | QLD | QABRQMRXloop | Abermain - Middle Ridge Loop | Energy Queensland | Winter | Coincident_unreconciled | 2021 | POE50 | 13.4965 | #N/A
TRUE | QLD | QABRQMRXloop | Abermain - Middle Ridge Loop | Energy Queensland | Winter | Non-coincident | 2021 | POE50 | 12.1671 | 76.6019 | QLD Abermain - Middle Ridge Loop |  |  | TRUE | QLD | QABRQMRXloop | Abermain - Middle Ridge Loop | Energy Queensland | Winter | Non-coincident | 2021 | POE50 | 12.1671 | 76.6019
TRUE | QLD | QABRQMRXloop | Abermain - Middle Ridge Loop | Energy Queensland | Winter | Non-coincident | 2021 | POE90 | 9.3178 | NA | QLD Abermain - Middle Ridge Loop |  |  | TRUE | QLD | QABRQMRXloop | Abermain - Middle Ridge Loop | Energy Queensland | Winter | Non-coincident | 2021 | POE90 | 9.3178 | #N/A
TRUE | QLD | QABRQMRXloop | Abermain - Middle Ridge Loop | Energy Queensland | Winter | Coincident_unreconciled | 2022 | POE90 | 7.2862 | NA | QLD Abermain - Middle Ridge Loop |  |  | TRUE | QLD | QABRQMRXloop | Abermain - Middle Ridge Loop | Energy Queensland | Winter | Coincident_unreconciled | 2022 | POE90 | 7.2862 | #N/A
TRUE | QLD | QABRQMRXloop | Abermain - Middle Ridge Loop | Energy Queensland | Winter | Coincident_unreconciled | 2022 | POE50 | 12.1437 | NA | QLD Abermain - Middle Ridge Loop |  |  | TRUE | QLD | QABRQMRXloop | Abermain - Middle Ridge Loop | Energy Queensland | Winter | Coincident_unreconciled | 2022 | POE50 | 12.1437 | #N/A
TRUE | QLD | QABRQMRXloop | Abermain - Middle Ridge Loop | Energy Queensland | Winter | Non-coincident | 2022 | POE50 | 7.7759 | 77.7132 | QLD Abermain - Middle Ridge Loop |  |  | TRUE | QLD | QABRQMRXloop | Abermain - Middle Ridge Loop | Energy Queensland | Winter | Non-coincident | 2022 | POE50 | 7.7759 | 77.7132
TRUE | QLD | QABRQMRXloop | Abermain - Middle Ridge Loop | Energy Queensland | Winter | Non-coincident | 2022 | POE90 | 4.8863 | NA | QLD Abermain - Middle Ridge Loop |  |  | TRUE | QLD | QABRQMRXloop | Abermain - Middle Ridge Loop | Energy Queensland | Winter | Non-coincident | 2022 | POE90 | 4.8863 | #N/A
TRUE | QLD | QABRQMRXloop | Abermain - Middle Ridge Loop | Energy Queensland | Winter | Coincident_unreconciled | 2023 | POE90 | 6.5559 | NA | QLD Abermain - Middle Ridge Loop |  |  | TRUE | QLD | QABRQMRXloop | Abermain - Middle Ridge Loop | Energy Queensland | Winter | Coincident_unreconciled | 2023 | POE90 | 6.5559 | #N/A
TRUE | QLD | QABRQMRXloop | Abermain - Middle Ridge Loop | Energy Queensland | Winter | Coincident_unreconciled | 2023 | POE50 | 10.9265 | NA | QLD Abermain - Middle Ridge Loop |  |  | TRUE | QLD | QABRQMRXloop | Abermain - Middle Ridge Loop | Energy Queensland | Winter | Coincident_unreconciled | 2023 | POE50 | 10.9265 | #N/A
TRUE | QLD | QABRQMRXloop | Abermain - Middle Ridge Loop | Energy Queensland | Winter | Non-coincident | 2023 | POE50 | 4.9194 | 78.8065 | QLD Abermain - Middle Ridge Loop |  |  | TRUE | QLD | QABRQMRXloop | Abermain - Middle Ridge Loop | Energy Queensland | Winter | Non-coincident | 2023 | POE50 | 4.9194 | 78.8065
TRUE | QLD | QABRQMRXloop | Abermain - Middle Ridge Loop | Energy Queensland | Winter | Non-coincident | 2023 | POE90 | 1.9894 | NA | QLD Abermain - Middle Ridge Loop |  |  | TRUE | QLD | QABRQMRXloop | Abermain - Middle Ridge Loop | Energy Queensland | Winter | Non-coincident | 2023 | POE90 | 1.9894 | #N/A
TRUE | QLD | QABRQMRXloop | Abermain - Middle Ridge Loop | Energy Queensland | Winter | Coincident_unreconciled | 2024 | POE90 | 5.8987 | NA | QLD Abermain - Middle Ridge Loop |  |  | TRUE | QLD | QABRQMRXloop | Abermain - Middle Ridge Loop | Energy Queensland | Winter | Coincident_unreconciled | 2024 | POE90 | 5.8987 | #N/A
TRUE | QLD | QABRQMRXloop | Abermain - Middle Ridge Loop | Energy Queensland | Winter | Coincident_unreconciled | 2024 | POE50 | 9.8313 | NA | QLD Abermain - Middle Ridge Loop |  |  | TRUE | QLD | QABRQMRXloop | Abermain - Middle Ridge Loop | Energy Queensland | Winter | Coincident_unreconciled | 2024 | POE50 | 9.8313 | #N/A
TRUE | QLD | QABRQMRXloop | Abermain - Middle Ridge Loop | Energy Queensland | Winter | Non-coincident | 2024 | POE50 | 4.2784 | 79.7634 | QLD Abermain - Middle Ridge Loop |  |  | TRUE | QLD | QABRQMRXloop | Abermain - Middle Ridge Loop | Energy Queensland | Winter | Non-coincident | 2024 | POE50 | 4.2784 | 79.7634
TRUE | QLD | QABRQMRXloop | Abermain - Middle Ridge Loop | Energy Queensland | Winter | Non-coincident | 2024 | POE90 | 1.308 | NA | QLD Abermain - Middle Ridge Loop |  |  | TRUE | QLD | QABRQMRXloop | Abermain - Middle Ridge Loop | Energy Queensland | Winter | Non-coincident | 2024 | POE90 | 1.308 | #N/A
TRUE | QLD | QABRQMRXloop | Abermain - Middle Ridge Loop | Energy Queensland | Winter | Coincident_unreconciled | 2025 | POE90 | 5.3075 | NA | QLD Abermain - Middle Ridge Loop |  |  | TRUE | QLD | QABRQMRXloop | Abermain - Middle Ridge Loop | Energy Queensland | Winter | Coincident_unreconciled | 2025 | POE90 | 5.3075 | #N/A
TRUE | QLD | QABRQMRXloop | Abermain - Middle Ridge Loop | Energy Queensland | Winter | Coincident_unreconciled | 2025 | POE50 | 8.8458 | NA | QLD Abermain - Middle Ridge Loop |  |  | TRUE | QLD | QABRQMRXloop | Abermain - Middle Ridge Loop | Energy Queensland | Winter | Coincident_unreconciled | 2025 | POE50 | 8.8458 | #N/A
TRUE | QLD | QABRQMRXloop | Abermain - Middle Ridge Loop | Energy Queensland | Winter | Non-coincident | 2025 | POE50 | 3.8557 | 80.6847 | QLD Abermain - Middle Ridge Loop |  |  | TRUE | QLD | QABRQMRXloop | Abermain - Middle Ridge Loop | Energy Queensland | Winter | Non-coincident | 2025 | POE50 | 3.8557 | 80.6847
TRUE | QLD | QABRQMRXloop | Abermain - Middle Ridge Loop | Energy Queensland | Winter | Non-coincident | 2025 | POE90 | 0.84498 | NA | QLD Abermain - Middle Ridge Loop |  |  | TRUE | QLD | QABRQMRXloop | Abermain - Middle Ridge Loop | Energy Queensland | Winter | Non-coincident | 2025 | POE90 | 0.84498 | #N/A
TRUE | QLD | QABRQMRXloop | Abermain - Middle Ridge Loop | Energy Queensland | Winter | Coincident_unreconciled | 2026 | POE90 | 4.7755 | NA | QLD Abermain - Middle Ridge Loop |  |  | TRUE | QLD | QABRQMRXloop | Abermain - Middle Ridge Loop | Energy Queensland | Winter | Coincident_unreconciled | 2026 | POE90 | 4.7755 | #N/A
TRUE | QLD | QABRQMRXloop | Abermain - Middle Ridge Loop | Energy Queensland | Winter | Coincident_unreconciled | 2026 | POE50 | 7.9592 | NA | QLD Abermain - Middle Ridge Loop |  |  | TRUE | QLD | QABRQMRXloop | Abermain - Middle Ridge Loop | Energy Queensland | Winter | Coincident_unreconciled | 2026 | POE50 | 7.9592 | #N/A
TRUE | QLD | QABRQMRXloop | Abermain - Middle Ridge Loop | Energy Queensland | Winter | Non-coincident | 2026 | POE50 | 3.2679 | 81.5753 | QLD Abermain - Middle Ridge Loop |  |  | TRUE | QLD | QABRQMRXloop | Abermain - Middle Ridge Loop | Energy Queensland | Winter | Non-coincident | 2026 | POE50 | 3.2679 | 81.5753
TRUE | QLD | QABRQMRXloop | Abermain - Middle Ridge Loop | Energy Queensland | Winter | Non-coincident | 2026 | POE90 | 0.21679 | NA | QLD Abermain - Middle Ridge Loop |  |  | TRUE | QLD | QABRQMRXloop | Abermain - Middle Ridge Loop | Energy Queensland | Winter | Non-coincident | 2026 | POE90 | 0.21679 | #N/A
TRUE | QLD | QABRQMRXloop | Abermain - Middle Ridge Loop | Energy Queensland | Winter | Coincident_unreconciled | 2027 | POE90 | 4.2968 | NA | QLD Abermain - Middle Ridge Loop |  |  | TRUE | QLD | QABRQMRXloop | Abermain - Middle Ridge Loop | Energy Queensland | Winter | Coincident_unreconciled | 2027 | POE90 | 4.2968 | #N/A
TRUE | QLD | QABRQMRXloop | Abermain - Middle Ridge Loop | Energy Queensland | Winter | Coincident_unreconciled | 2027 | POE50 | 7.1614 | NA | QLD Abermain - Middle Ridge Loop |  |  | TRUE | QLD | QABRQMRXloop | Abermain - Middle Ridge Loop | Energy Queensland | Winter | Coincident_unreconciled | 2027 | POE50 | 7.1614 | #N/A
TRUE | QLD | QABRQMRXloop | Abermain - Middle Ridge Loop | Energy Queensland | Winter | Non-coincident | 2027 | POE50 | 2.879 | 82.6066 | QLD Abermain - Middle Ridge Loop |  |  | TRUE | QLD | QABRQMRXloop | Abermain - Middle Ridge Loop | Energy Queensland | Winter | Non-coincident | 2027 | POE50 | 2.879 | 82.6066
TRUE | QLD | QABRQMRXloop | Abermain - Middle Ridge Loop | Energy Queensland | Winter | Non-coincident | 2027 | POE90 | -0.21303 | NA | QLD Abermain - Middle Ridge Loop |  |  | TRUE | QLD | QABRQMRXloop | Abermain - Middle Ridge Loop | Energy Queensland | Winter | Non-coincident | 2027 | POE90 | -0.21303 | #N/A
TRUE | QLD | QABRQMRXloop | Abermain - Middle Ridge Loop | Energy Queensland | Winter | Coincident_unreconciled | 2028 | POE90 | 3.8661 | NA | QLD Abermain - Middle Ridge Loop |  |  | TRUE | QLD | QABRQMRXloop | Abermain - Middle Ridge Loop | Energy Queensland | Winter | Coincident_unreconciled | 2028 | POE90 | 3.8661 | #N/A
TRUE | QLD | QABRQMRXloop | Abermain - Middle Ridge Loop | Energy Queensland | Winter | Coincident_unreconciled | 2028 | POE50 | 6.4436 | NA | QLD Abermain - Middle Ridge Loop |  |  | TRUE | QLD | QABRQMRXloop | Abermain - Middle Ridge Loop | Energy Queensland | Winter | Coincident_unreconciled | 2028 | POE50 | 6.4436 | #N/A
TRUE | QLD | QABRQMRXloop | Abermain - Middle Ridge Loop | Energy Queensland | Winter | Non-coincident | 2028 | POE50 | 2.6022 | 83.717 | QLD Abermain - Middle Ridge Loop |  |  | TRUE | QLD | QABRQMRXloop | Abermain - Middle Ridge Loop | Energy Queensland | Winter | Non-coincident | 2028 | POE50 | 2.6022 | 83.717
TRUE | QLD | QABRQMRXloop | Abermain - Middle Ridge Loop | Energy Queensland | Winter | Non-coincident | 2028 | POE90 | -0.53069 | NA | QLD Abermain - Middle Ridge Loop |  |  | TRUE | QLD | QABRQMRXloop | Abermain - Middle Ridge Loop | Energy Queensland | Winter | Non-coincident | 2028 | POE90 | -0.53069 | #N/A
TRUE | QLD | QABRQMRXloop | Abermain - Middle Ridge Loop | Energy Queensland | Winter | Coincident_unreconciled | 2029 | POE90 | 3.4786 | NA | QLD Abermain - Middle Ridge Loop |  |  | TRUE | QLD | QABRQMRXloop | Abermain - Middle Ridge Loop | Energy Queensland | Winter | Coincident_unreconciled | 2029 | POE90 | 3.4786 | #N/A
TRUE | QLD | QABRQMRXloop | Abermain - Middle Ridge Loop | Energy Queensland | Winter | Coincident_unreconciled | 2029 | POE50 | 5.7977 | NA | QLD Abermain - Middle Ridge Loop |  |  | TRUE | QLD | QABRQMRXloop | Abermain - Middle Ridge Loop | Energy Queensland | Winter | Coincident_unreconciled | 2029 | POE50 | 5.7977 | #N/A
TRUE | QLD | QABRQMRXloop | Abermain - Middle Ridge Loop | Energy Queensland | Winter | Non-coincident | 2029 | POE50 | 2.4356 | 84.8989 | QLD Abermain - Middle Ridge Loop |  |  | TRUE | QLD | QABRQMRXloop | Abermain - Middle Ridge Loop | Energy Queensland | Winter | Non-coincident | 2029 | POE50 | 2.4356 | 84.8989
TRUE | QLD | QABRQMRXloop | Abermain - Middle Ridge Loop | Energy Queensland | Winter | Non-coincident | 2029 | POE90 | -0.73813 | NA | QLD Abermain - Middle Ridge Loop |  |  | TRUE | QLD | QABRQMRXloop | Abermain - Middle Ridge Loop | Energy Queensland | Winter | Non-coincident | 2029 | POE90 | -0.73813 | #N/A
TRUE | QLD | QABRQMRXloop | Abermain - Middle Ridge Loop | Energy Queensland | Shoulder | Non-coincident | 2019 | BASEYEARPOE10 | NA | 74.3121 | QLD Abermain - Middle Ridge Loop |  |  | TRUE | QLD | QABRQMRXloop | Abermain - Middle Ridge Loop | Energy Queensland | Shoulder | Non-coincident | 2019 | BASEYEARPOE10 | #N/A | 74.3121
TRUE | QLD | QABRQMRXloop | Abermain - Middle Ridge Loop | Energy Queensland | Shoulder | Coincident | 2021 | POE10 | NA | 67.7081 | QLD Abermain - Middle Ridge Loop |  |  | TRUE | QLD | QABRQMRXloop | Abermain - Middle Ridge Loop | Energy Queensland | Shoulder | Coincident | 2021 | POE10 | #N/A | 67.7081
TRUE | QLD | QABRQMRXloop | Abermain - Middle Ridge Loop | Energy Queensland | Shoulder | Coincident | 2021 | POE50 | NA | 65.1807 | QLD Abermain - Middle Ridge Loop |  |  | TRUE | QLD | QABRQMRXloop | Abermain - Middle Ridge Loop | Energy Queensland | Shoulder | Coincident | 2021 | POE50 | #N/A | 65.1807
TRUE | QLD | QABRQMRXloop | Abermain - Middle Ridge Loop | Energy Queensland | Shoulder | Non-coincident | 2021 | POE10 | NA | 77.1971 | QLD Abermain - Middle Ridge Loop |  |  | TRUE | QLD | QABRQMRXloop | Abermain - Middle Ridge Loop | Energy Queensland | Shoulder | Non-coincident | 2021 | POE10 | #N/A | 77.1971
TRUE | QLD | QABRQMRXloop | Abermain - Middle Ridge Loop | Energy Queensland | Shoulder | Coincident | 2022 | POE10 | NA | 70.5992 | QLD Abermain - Middle Ridge Loop |  |  | TRUE | QLD | QABRQMRXloop | Abermain - Middle Ridge Loop | Energy Queensland | Shoulder | Coincident | 2022 | POE10 | #N/A | 70.5992
TRUE | QLD | QABRQMRXloop | Abermain - Middle Ridge Loop | Energy Queensland | Shoulder | Coincident | 2022 | POE50 | NA | 66.8319 | QLD Abermain - Middle Ridge Loop |  |  | TRUE | QLD | QABRQMRXloop | Abermain - Middle Ridge Loop | Energy Queensland | Shoulder | Coincident | 2022 | POE50 | #N/A | 66.8319
TRUE | QLD | QABRQMRXloop | Abermain - Middle Ridge Loop | Energy Queensland | Shoulder | Non-coincident | 2022 | POE10 | NA | 78.3326 | QLD Abermain - Middle Ridge Loop |  |  | TRUE | QLD | QABRQMRXloop | Abermain - Middle Ridge Loop | Energy Queensland | Shoulder | Non-coincident | 2022 | POE10 | #N/A | 78.3326
TRUE | QLD | QABRQMRXloop | Abermain - Middle Ridge Loop | Energy Queensland | Shoulder | Coincident | 2023 | POE10 | NA | 71.7478 | QLD Abermain - Middle Ridge Loop |  |  | TRUE | QLD | QABRQMRXloop | Abermain - Middle Ridge Loop | Energy Queensland | Shoulder | Coincident | 2023 | POE10 | #N/A | 71.7478
TRUE | QLD | QABRQMRXloop | Abermain - Middle Ridge Loop | Energy Queensland | Shoulder | Coincident | 2023 | POE50 | NA | 68.2495 | QLD Abermain - Middle Ridge Loop |  |  | TRUE | QLD | QABRQMRXloop | Abermain - Middle Ridge Loop | Energy Queensland | Shoulder | Coincident | 2023 | POE50 | #N/A | 68.2495
TRUE | QLD | QABRQMRXloop | Abermain - Middle Ridge Loop | Energy Queensland | Shoulder | Non-coincident | 2023 | POE10 | NA | 79.4559 | QLD Abermain - Middle Ridge Loop |  |  | TRUE | QLD | QABRQMRXloop | Abermain - Middle Ridge Loop | Energy Queensland | Shoulder | Non-coincident | 2023 | POE10 | #N/A | 79.4559
TRUE | QLD | QABRQMRXloop | Abermain - Middle Ridge Loop | Energy Queensland | Shoulder | Coincident | 2024 | POE10 | NA | 73.0409 | QLD Abermain - Middle Ridge Loop |  |  | TRUE | QLD | QABRQMRXloop | Abermain - Middle Ridge Loop | Energy Queensland | Shoulder | Coincident | 2024 | POE10 | #N/A | 73.0409
TRUE | QLD | QABRQMRXloop | Abermain - Middle Ridge Loop | Energy Queensland | Shoulder | Coincident | 2024 | POE50 | NA | 70.3905 | QLD Abermain - Middle Ridge Loop |  |  | TRUE | QLD | QABRQMRXloop | Abermain - Middle Ridge Loop | Energy Queensland | Shoulder | Coincident | 2024 | POE50 | #N/A | 70.3905
TRUE | QLD | QABRQMRXloop | Abermain - Middle Ridge Loop | Energy Queensland | Shoulder | Non-coincident | 2024 | POE10 | NA | 80.5004 | QLD Abermain - Middle Ridge Loop |  |  | TRUE | QLD | QABRQMRXloop | Abermain - Middle Ridge Loop | Energy Queensland | Shoulder | Non-coincident | 2024 | POE10 | #N/A | 80.5004
TRUE | QLD | QABRQMRXloop | Abermain - Middle Ridge Loop | Energy Queensland | Shoulder | Coincident | 2025 | POE10 | NA | 74.1485 | QLD Abermain - Middle Ridge Loop |  |  | TRUE | QLD | QABRQMRXloop | Abermain - Middle Ridge Loop | Energy Queensland | Shoulder | Coincident | 2025 | POE10 | #N/A | 74.1485
TRUE | QLD | QABRQMRXloop | Abermain - Middle Ridge Loop | Energy Queensland | Shoulder | Coincident | 2025 | POE50 | NA | 70.9316 | QLD Abermain - Middle Ridge Loop |  |  | TRUE | QLD | QABRQMRXloop | Abermain - Middle Ridge Loop | Energy Queensland | Shoulder | Coincident | 2025 | POE50 | #N/A | 70.9316
TRUE | QLD | QABRQMRXloop | Abermain - Middle Ridge Loop | Energy Queensland | Shoulder | Non-coincident | 2025 | POE10 | NA | 81.4674 | QLD Abermain - Middle Ridge Loop |  |  | TRUE | QLD | QABRQMRXloop | Abermain - Middle Ridge Loop | Energy Queensland | Shoulder | Non-coincident | 2025 | POE10 | #N/A | 81.4674
TRUE | QLD | QABRQMRXloop | Abermain - Middle Ridge Loop | Energy Queensland | Shoulder | Coincident | 2026 | POE10 | NA | 74.6162 | QLD Abermain - Middle Ridge Loop |  |  | TRUE | QLD | QABRQMRXloop | Abermain - Middle Ridge Loop | Energy Queensland | Shoulder | Coincident | 2026 | POE10 | #N/A | 74.6162
TRUE | QLD | QABRQMRXloop | Abermain - Middle Ridge Loop | Energy Queensland | Shoulder | Coincident | 2026 | POE50 | NA | 71.7628 | QLD Abermain - Middle Ridge Loop |  |  | TRUE | QLD | QABRQMRXloop | Abermain - Middle Ridge Loop | Energy Queensland | Shoulder | Coincident | 2026 | POE50 | #N/A | 71.7628
TRUE | QLD | QABRQMRXloop | Abermain - Middle Ridge Loop | Energy Queensland | Shoulder | Non-coincident | 2026 | POE10 | NA | 82.4065 | QLD Abermain - Middle Ridge Loop |  |  | TRUE | QLD | QABRQMRXloop | Abermain - Middle Ridge Loop | Energy Queensland | Shoulder | Non-coincident | 2026 | POE10 | #N/A | 82.4065
TRUE | QLD | QABRQMRXloop | Abermain - Middle Ridge Loop | Energy Queensland | Shoulder | Coincident | 2027 | POE10 | NA | 75.1962 | QLD Abermain - Middle Ridge Loop |  |  | TRUE | QLD | QABRQMRXloop | Abermain - Middle Ridge Loop | Energy Queensland | Shoulder | Coincident | 2027 | POE10 | #N/A | 75.1962
TRUE | QLD | QABRQMRXloop | Abermain - Middle Ridge Loop | Energy Queensland | Shoulder | Coincident | 2027 | POE50 | NA | 72.2429 | QLD Abermain - Middle Ridge Loop |  |  | TRUE | QLD | QABRQMRXloop | Abermain - Middle Ridge Loop | Energy Queensland | Shoulder | Coincident | 2027 | POE50 | #N/A | 72.2429
TRUE | QLD | QABRQMRXloop | Abermain - Middle Ridge Loop | Energy Queensland | Shoulder | Non-coincident | 2027 | POE10 | NA | 83.3937 | QLD Abermain - Middle Ridge Loop |  |  | TRUE | QLD | QABRQMRXloop | Abermain - Middle Ridge Loop | Energy Queensland | Shoulder | Non-coincident | 2027 | POE10 | #N/A | 83.3937
TRUE | QLD | QABRQMRXloop | Abermain - Middle Ridge Loop | Energy Queensland | Shoulder | Coincident | 2028 | POE10 | NA | 75.9053 | QLD Abermain - Middle Ridge Loop |  |  | TRUE | QLD | QABRQMRXloop | Abermain - Middle Ridge Loop | Energy Queensland | Shoulder | Coincident | 2028 | POE10 | #N/A | 75.9053
TRUE | QLD | QABRQMRXloop | Abermain - Middle Ridge Loop | Energy Queensland | Shoulder | Coincident | 2028 | POE50 | NA | 73.1009 | QLD Abermain - Middle Ridge Loop |  |  | TRUE | QLD | QABRQMRXloop | Abermain - Middle Ridge Loop | Energy Queensland | Shoulder | Coincident | 2028 | POE50 | #N/A | 73.1009
TRUE | QLD | QABRQMRXloop | Abermain - Middle Ridge Loop | Energy Queensland | Shoulder | Non-coincident | 2028 | POE10 | NA | 84.5008 | QLD Abermain - Middle Ridge Loop |  |  | TRUE | QLD | QABRQMRXloop | Abermain - Middle Ridge Loop | Energy Queensland | Shoulder | Non-coincident | 2028 | POE10 | #N/A | 84.5008
TRUE | QLD | QABRQMRXloop | Abermain - Middle Ridge Loop | Energy Queensland | Shoulder | Coincident | 2029 | POE10 | NA | 77.6875 | QLD Abermain - Middle Ridge Loop |  |  | TRUE | QLD | QABRQMRXloop | Abermain - Middle Ridge Loop | Energy Queensland | Shoulder | Coincident | 2029 | POE10 | #N/A | 77.6875
TRUE | QLD | QABRQMRXloop | Abermain - Middle Ridge Loop | Energy Queensland | Shoulder | Coincident | 2029 | POE50 | NA | 74.3811 | QLD Abermain - Middle Ridge Loop |  |  | TRUE | QLD | QABRQMRXloop | Abermain - Middle Ridge Loop | Energy Queensland | Shoulder | Coincident | 2029 | POE50 | #N/A | 74.3811
TRUE | QLD | QABRQMRXloop | Abermain - Middle Ridge Loop | Energy Queensland | Shoulder | Non-coincident | 2029 | POE10 | NA | 85.6865 | QLD Abermain - Middle Ridge Loop |  |  | TRUE | QLD | QABRQMRXloop | Abermain - Middle Ridge Loop | Energy Queensland | Shoulder | Non-coincident | 2029 | POE10 | #N/A | 85.6865
TRUE | QLD | QABRQMRXloop | Abermain - Middle Ridge Loop | Energy Queensland | Shoulder | Coincident | 2030 | POE10 | NA | 78.784 | QLD Abermain - Middle Ridge Loop |  |  | TRUE | QLD | QABRQMRXloop | Abermain - Middle Ridge Loop | Energy Queensland | Shoulder | Coincident | 2030 | POE10 | #N/A | 78.784
TRUE | QLD | QABRQMRXloop | Abermain - Middle Ridge Loop | Energy Queensland | Shoulder | Coincident | 2030 | POE50 | NA | 75.5149 | QLD Abermain - Middle Ridge Loop |  |  | TRUE | QLD | QABRQMRXloop | Abermain - Middle Ridge Loop | Energy Queensland | Shoulder | Coincident | 2030 | POE50 | #N/A | 75.5149
TRUE | QLD | QABRQMRXloop | Abermain - Middle Ridge Loop | Energy Queensland | Shoulder | Non-coincident | 2030 | POE10 | NA | 86.9013 | QLD Abermain - Middle Ridge Loop |  |  | TRUE | QLD | QABRQMRXloop | Abermain - Middle Ridge Loop | Energy Queensland | Shoulder | Non-coincident | 2030 | POE10 | #N/A | 86.9013
TRUE | QLD | QABRQMRXloop | Abermain - Middle Ridge Loop | Energy Queensland | Summer | Non-coincident | 2019 | BASEYEARPOE10 | NA | 101.0446 | QLD Abermain - Middle Ridge Loop |  |  | TRUE | QLD | QABRQMRXloop | Abermain - Middle Ridge Loop | Energy Queensland | Summer | Non-coincident | 2019 | BASEYEARPOE10 | #N/A | 101.0446
TRUE | QLD | QABRQMRXloop | Abermain - Middle Ridge Loop | Energy Queensland | Summer | Coincident | 2021 | POE10 | NA | 100.2897 | QLD Abermain - Middle Ridge Loop |  |  | TRUE | QLD | QABRQMRXloop | Abermain - Middle Ridge Loop | Energy Queensland | Summer | Coincident | 2021 | POE10 | #N/A | 100.2897
TRUE | QLD | QABRQMRXloop | Abermain - Middle Ridge Loop | Energy Queensland | Summer | Coincident | 2021 | POE50 | NA | 94.8242 | QLD Abermain - Middle Ridge Loop |  |  | TRUE | QLD | QABRQMRXloop | Abermain - Middle Ridge Loop | Energy Queensland | Summer | Coincident | 2021 | POE50 | #N/A | 94.8242
TRUE | QLD | QABRQMRXloop | Abermain - Middle Ridge Loop | Energy Queensland | Summer | Non-coincident | 2021 | POE10 | NA | 105.8148 | QLD Abermain - Middle Ridge Loop |  |  | TRUE | QLD | QABRQMRXloop | Abermain - Middle Ridge Loop | Energy Queensland | Summer | Non-coincident | 2021 | POE10 | #N/A | 105.8148
TRUE | QLD | QABRQMRXloop | Abermain - Middle Ridge Loop | Energy Queensland | Summer | Coincident | 2022 | POE10 | NA | 103.5903 | QLD Abermain - Middle Ridge Loop |  |  | TRUE | QLD | QABRQMRXloop | Abermain - Middle Ridge Loop | Energy Queensland | Summer | Coincident | 2022 | POE10 | #N/A | 103.5903
TRUE | QLD | QABRQMRXloop | Abermain - Middle Ridge Loop | Energy Queensland | Summer | Coincident | 2022 | POE50 | NA | 97.7976 | QLD Abermain - Middle Ridge Loop |  |  | TRUE | QLD | QABRQMRXloop | Abermain - Middle Ridge Loop | Energy Queensland | Summer | Coincident | 2022 | POE50 | #N/A | 97.7976
TRUE | QLD | QABRQMRXloop | Abermain - Middle Ridge Loop | Energy Queensland | Summer | Non-coincident | 2022 | POE10 | NA | 107.3475 | QLD Abermain - Middle Ridge Loop |  |  | TRUE | QLD | QABRQMRXloop | Abermain - Middle Ridge Loop | Energy Queensland | Summer | Non-coincident | 2022 | POE10 | #N/A | 107.3475
TRUE | QLD | QABRQMRXloop | Abermain - Middle Ridge Loop | Energy Queensland | Summer | Coincident | 2023 | POE10 | NA | 105.6275 | QLD Abermain - Middle Ridge Loop |  |  | TRUE | QLD | QABRQMRXloop | Abermain - Middle Ridge Loop | Energy Queensland | Summer | Coincident | 2023 | POE10 | #N/A | 105.6275
TRUE | QLD | QABRQMRXloop | Abermain - Middle Ridge Loop | Energy Queensland | Summer | Coincident | 2023 | POE50 | NA | 99.5032 | QLD Abermain - Middle Ridge Loop |  |  | TRUE | QLD | QABRQMRXloop | Abermain - Middle Ridge Loop | Energy Queensland | Summer | Coincident | 2023 | POE50 | #N/A | 99.5032
TRUE | QLD | QABRQMRXloop | Abermain - Middle Ridge Loop | Energy Queensland | Summer | Non-coincident | 2023 | POE10 | NA | 108.8591 | QLD Abermain - Middle Ridge Loop |  |  | TRUE | QLD | QABRQMRXloop | Abermain - Middle Ridge Loop | Energy Queensland | Summer | Non-coincident | 2023 | POE10 | #N/A | 108.8591
TRUE | QLD | QABRQMRXloop | Abermain - Middle Ridge Loop | Energy Queensland | Summer | Coincident | 2024 | POE10 | NA | 108.2894 | QLD Abermain - Middle Ridge Loop |  |  | TRUE | QLD | QABRQMRXloop | Abermain - Middle Ridge Loop | Energy Queensland | Summer | Coincident | 2024 | POE10 | #N/A | 108.2894
TRUE | QLD | QABRQMRXloop | Abermain - Middle Ridge Loop | Energy Queensland | Summer | Coincident | 2024 | POE50 | NA | 102.1085 | QLD Abermain - Middle Ridge Loop |  |  | TRUE | QLD | QABRQMRXloop | Abermain - Middle Ridge Loop | Energy Queensland | Summer | Coincident | 2024 | POE50 | #N/A | 102.1085
TRUE | QLD | QABRQMRXloop | Abermain - Middle Ridge Loop | Energy Queensland | Summer | Non-coincident | 2024 | POE10 | NA | 110.3331 | QLD Abermain - Middle Ridge Loop |  |  | TRUE | QLD | QABRQMRXloop | Abermain - Middle Ridge Loop | Energy Queensland | Summer | Non-coincident | 2024 | POE10 | #N/A | 110.3331
TRUE | QLD | QABRQMRXloop | Abermain - Middle Ridge Loop | Energy Queensland | Summer | Coincident | 2025 | POE10 | NA | 109.1862 | QLD Abermain - Middle Ridge Loop |  |  | TRUE | QLD | QABRQMRXloop | Abermain - Middle Ridge Loop | Energy Queensland | Summer | Coincident | 2025 | POE10 | #N/A | 109.1862
TRUE | QLD | QABRQMRXloop | Abermain - Middle Ridge Loop | Energy Queensland | Summer | Coincident | 2025 | POE50 | NA | 103.4809 | QLD Abermain - Middle Ridge Loop |  |  | TRUE | QLD | QABRQMRXloop | Abermain - Middle Ridge Loop | Energy Queensland | Summer | Coincident | 2025 | POE50 | #N/A | 103.4809
TRUE | QLD | QABRQMRXloop | Abermain - Middle Ridge Loop | Energy Queensland | Summer | Non-coincident | 2025 | POE10 | NA | 111.77 | QLD Abermain - Middle Ridge Loop |  |  | TRUE | QLD | QABRQMRXloop | Abermain - Middle Ridge Loop | Energy Queensland | Summer | Non-coincident | 2025 | POE10 | #N/A | 111.77
TRUE | QLD | QABRQMRXloop | Abermain - Middle Ridge Loop | Energy Queensland | Summer | Coincident | 2026 | POE10 | NA | 111.0487 | QLD Abermain - Middle Ridge Loop |  |  | TRUE | QLD | QABRQMRXloop | Abermain - Middle Ridge Loop | Energy Queensland | Summer | Coincident | 2026 | POE10 | #N/A | 111.0487
TRUE | QLD | QABRQMRXloop | Abermain - Middle Ridge Loop | Energy Queensland | Summer | Coincident | 2026 | POE50 | NA | 104.892 | QLD Abermain - Middle Ridge Loop |  |  | TRUE | QLD | QABRQMRXloop | Abermain - Middle Ridge Loop | Energy Queensland | Summer | Coincident | 2026 | POE50 | #N/A | 104.892
TRUE | QLD | QABRQMRXloop | Abermain - Middle Ridge Loop | Energy Queensland | Summer | Non-coincident | 2026 | POE10 | NA | 113.2024 | QLD Abermain - Middle Ridge Loop |  |  | TRUE | QLD | QABRQMRXloop | Abermain - Middle Ridge Loop | Energy Queensland | Summer | Non-coincident | 2026 | POE10 | #N/A | 113.2024
TRUE | QLD | QABRQMRXloop | Abermain - Middle Ridge Loop | Energy Queensland | Summer | Coincident | 2027 | POE10 | NA | 111.6358 | QLD Abermain - Middle Ridge Loop |  |  | TRUE | QLD | QABRQMRXloop | Abermain - Middle Ridge Loop | Energy Queensland | Summer | Coincident | 2027 | POE10 | #N/A | 111.6358
TRUE | QLD | QABRQMRXloop | Abermain - Middle Ridge Loop | Energy Queensland | Summer | Coincident | 2027 | POE50 | NA | 105.8113 | QLD Abermain - Middle Ridge Loop |  |  | TRUE | QLD | QABRQMRXloop | Abermain - Middle Ridge Loop | Energy Queensland | Summer | Coincident | 2027 | POE50 | #N/A | 105.8113
TRUE | QLD | QABRQMRXloop | Abermain - Middle Ridge Loop | Energy Queensland | Summer | Non-coincident | 2027 | POE10 | NA | 114.7086 | QLD Abermain - Middle Ridge Loop |  |  | TRUE | QLD | QABRQMRXloop | Abermain - Middle Ridge Loop | Energy Queensland | Summer | Non-coincident | 2027 | POE10 | #N/A | 114.7086
TRUE | QLD | QABRQMRXloop | Abermain - Middle Ridge Loop | Energy Queensland | Summer | Coincident | 2028 | POE10 | NA | 113.2488 | QLD Abermain - Middle Ridge Loop |  |  | TRUE | QLD | QABRQMRXloop | Abermain - Middle Ridge Loop | Energy Queensland | Summer | Coincident | 2028 | POE10 | #N/A | 113.2488
TRUE | QLD | QABRQMRXloop | Abermain - Middle Ridge Loop | Energy Queensland | Summer | Coincident | 2028 | POE50 | NA | 107.2958 | QLD Abermain - Middle Ridge Loop |  |  | TRUE | QLD | QABRQMRXloop | Abermain - Middle Ridge Loop | Energy Queensland | Summer | Coincident | 2028 | POE50 | #N/A | 107.2958
TRUE | QLD | QABRQMRXloop | Abermain - Middle Ridge Loop | Energy Queensland | Summer | Non-coincident | 2028 | POE10 | NA | 116.3351 | QLD Abermain - Middle Ridge Loop |  |  | TRUE | QLD | QABRQMRXloop | Abermain - Middle Ridge Loop | Energy Queensland | Summer | Non-coincident | 2028 | POE10 | #N/A | 116.3351
TRUE | QLD | QABRQMRXloop | Abermain - Middle Ridge Loop | Energy Queensland | Summer | Coincident | 2029 | POE10 | NA | 114.5662 | QLD Abermain - Middle Ridge Loop |  |  | TRUE | QLD | QABRQMRXloop | Abermain - Middle Ridge Loop | Energy Queensland | Summer | Coincident | 2029 | POE10 | #N/A | 114.5662
TRUE | QLD | QABRQMRXloop | Abermain - Middle Ridge Loop | Energy Queensland | Summer | Coincident | 2029 | POE50 | NA | 109.0289 | QLD Abermain - Middle Ridge Loop |  |  | TRUE | QLD | QABRQMRXloop | Abermain - Middle Ridge Loop | Energy Queensland | Summer | Coincident | 2029 | POE50 | #N/A | 109.0289
TRUE | QLD | QABRQMRXloop | Abermain - Middle Ridge Loop | Energy Queensland | Summer | Non-coincident | 2029 | POE10 | NA | 118.0532 | QLD Abermain - Middle Ridge Loop |  |  | TRUE | QLD | QABRQMRXloop | Abermain - Middle Ridge Loop | Energy Queensland | Summer | Non-coincident | 2029 | POE10 | #N/A | 118.0532
TRUE | QLD | QABRQMRXloop | Abermain - Middle Ridge Loop | Energy Queensland | Summer | Coincident | 2030 | POE10 | NA | 116.3585 | QLD Abermain - Middle Ridge Loop |  |  | TRUE | QLD | QABRQMRXloop | Abermain - Middle Ridge Loop | Energy Queensland | Summer | Coincident | 2030 | POE10 | #N/A | 116.3585
TRUE | QLD | QABRQMRXloop | Abermain - Middle Ridge Loop | Energy Queensland | Summer | Coincident | 2030 | POE50 | NA | 110.1727 | QLD Abermain - Middle Ridge Loop |  |  | TRUE | QLD | QABRQMRXloop | Abermain - Middle Ridge Loop | Energy Queensland | Summer | Coincident | 2030 | POE50 | #N/A | 110.1727
TRUE | QLD | QABRQMRXloop | Abermain - Middle Ridge Loop | Energy Queensland | Summer | Non-coincident | 2030 | POE10 | NA | 119.8231 | QLD Abermain - Middle Ridge Loop |  |  | TRUE | QLD | QABRQMRXloop | Abermain - Middle Ridge Loop | Energy Queensland | Summer | Non-coincident | 2030 | POE10 | #N/A | 119.8231
TRUE | QLD | QABRQMRXloop | Abermain - Middle Ridge Loop | Energy Queensland | Winter | Non-coincident | 2019 | BASEYEARPOE10 | NA | 76.4321 | QLD Abermain - Middle Ridge Loop |  |  | TRUE | QLD | QABRQMRXloop | Abermain - Middle Ridge Loop | Energy Queensland | Winter | Non-coincident | 2019 | BASEYEARPOE10 | #N/A | 76.4321
TRUE | QLD | QABRQMRXloop | Abermain - Middle Ridge Loop | Energy Queensland | Winter | Coincident | 2020 | POE10 | NA | 70.1996 | QLD Abermain - Middle Ridge Loop |  |  | TRUE | QLD | QABRQMRXloop | Abermain - Middle Ridge Loop | Energy Queensland | Winter | Coincident | 2020 | POE10 | #N/A | 70.1996
TRUE | QLD | QABRQMRXloop | Abermain - Middle Ridge Loop | Energy Queensland | Winter | Coincident | 2020 | POE50 | NA | 66.7317 | QLD Abermain - Middle Ridge Loop |  |  | TRUE | QLD | QABRQMRXloop | Abermain - Middle Ridge Loop | Energy Queensland | Winter | Coincident | 2020 | POE50 | #N/A | 66.7317
TRUE | QLD | QABRQMRXloop | Abermain - Middle Ridge Loop | Energy Queensland | Winter | Non-coincident | 2020 | POE10 | NA | 78.5319 | QLD Abermain - Middle Ridge Loop |  |  | TRUE | QLD | QABRQMRXloop | Abermain - Middle Ridge Loop | Energy Queensland | Winter | Non-coincident | 2020 | POE10 | #N/A | 78.5319
TRUE | QLD | QABRQMRXloop | Abermain - Middle Ridge Loop | Energy Queensland | Winter | Coincident | 2021 | POE10 | NA | 70.657 | QLD Abermain - Middle Ridge Loop |  |  | TRUE | QLD | QABRQMRXloop | Abermain - Middle Ridge Loop | Energy Queensland | Winter | Coincident | 2021 | POE10 | #N/A | 70.657
TRUE | QLD | QABRQMRXloop | Abermain - Middle Ridge Loop | Energy Queensland | Winter | Coincident | 2021 | POE50 | NA | 67.1494 | QLD Abermain - Middle Ridge Loop |  |  | TRUE | QLD | QABRQMRXloop | Abermain - Middle Ridge Loop | Energy Queensland | Winter | Coincident | 2021 | POE50 | #N/A | 67.1494
TRUE | QLD | QABRQMRXloop | Abermain - Middle Ridge Loop | Energy Queensland | Winter | Non-coincident | 2021 | POE10 | NA | 79.7132 | QLD Abermain - Middle Ridge Loop |  |  | TRUE | QLD | QABRQMRXloop | Abermain - Middle Ridge Loop | Energy Queensland | Winter | Non-coincident | 2021 | POE10 | #N/A | 79.7132
TRUE | QLD | QABRQMRXloop | Abermain - Middle Ridge Loop | Energy Queensland | Winter | Coincident | 2022 | POE10 | NA | 73.2672 | QLD Abermain - Middle Ridge Loop |  |  | TRUE | QLD | QABRQMRXloop | Abermain - Middle Ridge Loop | Energy Queensland | Winter | Coincident | 2022 | POE10 | #N/A | 73.2672
TRUE | QLD | QABRQMRXloop | Abermain - Middle Ridge Loop | Energy Queensland | Winter | Coincident | 2022 | POE50 | NA | 69.6428 | QLD Abermain - Middle Ridge Loop |  |  | TRUE | QLD | QABRQMRXloop | Abermain - Middle Ridge Loop | Energy Queensland | Winter | Coincident | 2022 | POE50 | #N/A | 69.6428
TRUE | QLD | QABRQMRXloop | Abermain - Middle Ridge Loop | Energy Queensland | Winter | Non-coincident | 2022 | POE10 | NA | 80.8685 | QLD Abermain - Middle Ridge Loop |  |  | TRUE | QLD | QABRQMRXloop | Abermain - Middle Ridge Loop | Energy Queensland | Winter | Non-coincident | 2022 | POE10 | #N/A | 80.8685
TRUE | QLD | QABRQMRXloop | Abermain - Middle Ridge Loop | Energy Queensland | Winter | Coincident | 2023 | POE10 | NA | 74.984 | QLD Abermain - Middle Ridge Loop |  |  | TRUE | QLD | QABRQMRXloop | Abermain - Middle Ridge Loop | Energy Queensland | Winter | Coincident | 2023 | POE10 | #N/A | 74.984
TRUE | QLD | QABRQMRXloop | Abermain - Middle Ridge Loop | Energy Queensland | Winter | Coincident | 2023 | POE50 | NA | 71.2076 | QLD Abermain - Middle Ridge Loop |  |  | TRUE | QLD | QABRQMRXloop | Abermain - Middle Ridge Loop | Energy Queensland | Winter | Coincident | 2023 | POE50 | #N/A | 71.2076
TRUE | QLD | QABRQMRXloop | Abermain - Middle Ridge Loop | Energy Queensland | Winter | Non-coincident | 2023 | POE10 | NA | 82.0059 | QLD Abermain - Middle Ridge Loop |  |  | TRUE | QLD | QABRQMRXloop | Abermain - Middle Ridge Loop | Energy Queensland | Winter | Non-coincident | 2023 | POE10 | #N/A | 82.0059
TRUE | QLD | QABRQMRXloop | Abermain - Middle Ridge Loop | Energy Queensland | Winter | Coincident | 2024 | POE10 | NA | 77.0321 | QLD Abermain - Middle Ridge Loop |  |  | TRUE | QLD | QABRQMRXloop | Abermain - Middle Ridge Loop | Energy Queensland | Winter | Coincident | 2024 | POE10 | #N/A | 77.0321
TRUE | QLD | QABRQMRXloop | Abermain - Middle Ridge Loop | Energy Queensland | Winter | Coincident | 2024 | POE50 | NA | 72.8672 | QLD Abermain - Middle Ridge Loop |  |  | TRUE | QLD | QABRQMRXloop | Abermain - Middle Ridge Loop | Energy Queensland | Winter | Coincident | 2024 | POE50 | #N/A | 72.8672
TRUE | QLD | QABRQMRXloop | Abermain - Middle Ridge Loop | Energy Queensland | Winter | Non-coincident | 2024 | POE10 | NA | 83.0069 | QLD Abermain - Middle Ridge Loop |  |  | TRUE | QLD | QABRQMRXloop | Abermain - Middle Ridge Loop | Energy Queensland | Winter | Non-coincident | 2024 | POE10 | #N/A | 83.0069
TRUE | QLD | QABRQMRXloop | Abermain - Middle Ridge Loop | Energy Queensland | Winter | Coincident | 2025 | POE10 | NA | 77.6878 | QLD Abermain - Middle Ridge Loop |  |  | TRUE | QLD | QABRQMRXloop | Abermain - Middle Ridge Loop | Energy Queensland | Winter | Coincident | 2025 | POE10 | #N/A | 77.6878
TRUE | QLD | QABRQMRXloop | Abermain - Middle Ridge Loop | Energy Queensland | Winter | Coincident | 2025 | POE50 | NA | 73.6399 | QLD Abermain - Middle Ridge Loop |  |  | TRUE | QLD | QABRQMRXloop | Abermain - Middle Ridge Loop | Energy Queensland | Winter | Coincident | 2025 | POE50 | #N/A | 73.6399
TRUE | QLD | QABRQMRXloop | Abermain - Middle Ridge Loop | Energy Queensland | Winter | Non-coincident | 2025 | POE10 | NA | 83.9723 | QLD Abermain - Middle Ridge Loop |  |  | TRUE | QLD | QABRQMRXloop | Abermain - Middle Ridge Loop | Energy Queensland | Winter | Non-coincident | 2025 | POE10 | #N/A | 83.9723
TRUE | QLD | QABRQMRXloop | Abermain - Middle Ridge Loop | Energy Queensland | Winter | Coincident | 2026 | POE10 | NA | 78.4996 | QLD Abermain - Middle Ridge Loop |  |  | TRUE | QLD | QABRQMRXloop | Abermain - Middle Ridge Loop | Energy Queensland | Winter | Coincident | 2026 | POE10 | #N/A | 78.4996
TRUE | QLD | QABRQMRXloop | Abermain - Middle Ridge Loop | Energy Queensland | Winter | Coincident | 2026 | POE50 | NA | 74.5432 | QLD Abermain - Middle Ridge Loop |  |  | TRUE | QLD | QABRQMRXloop | Abermain - Middle Ridge Loop | Energy Queensland | Winter | Coincident | 2026 | POE50 | #N/A | 74.5432
TRUE | QLD | QABRQMRXloop | Abermain - Middle Ridge Loop | Energy Queensland | Winter | Non-coincident | 2026 | POE10 | NA | 84.9069 | QLD Abermain - Middle Ridge Loop |  |  | TRUE | QLD | QABRQMRXloop | Abermain - Middle Ridge Loop | Energy Queensland | Winter | Non-coincident | 2026 | POE10 | #N/A | 84.9069
TRUE | QLD | QABRQMRXloop | Abermain - Middle Ridge Loop | Energy Queensland | Winter | Coincident | 2027 | POE10 | NA | 79.4173 | QLD Abermain - Middle Ridge Loop |  |  | TRUE | QLD | QABRQMRXloop | Abermain - Middle Ridge Loop | Energy Queensland | Winter | Coincident | 2027 | POE10 | #N/A | 79.4173
TRUE | QLD | QABRQMRXloop | Abermain - Middle Ridge Loop | Energy Queensland | Winter | Coincident | 2027 | POE50 | NA | 75.4201 | QLD Abermain - Middle Ridge Loop |  |  | TRUE | QLD | QABRQMRXloop | Abermain - Middle Ridge Loop | Energy Queensland | Winter | Coincident | 2027 | POE50 | #N/A | 75.4201
TRUE | QLD | QABRQMRXloop | Abermain - Middle Ridge Loop | Energy Queensland | Winter | Non-coincident | 2027 | POE10 | NA | 85.9829 | QLD Abermain - Middle Ridge Loop |  |  | TRUE | QLD | QABRQMRXloop | Abermain - Middle Ridge Loop | Energy Queensland | Winter | Non-coincident | 2027 | POE10 | #N/A | 85.9829
TRUE | QLD | QABRQMRXloop | Abermain - Middle Ridge Loop | Energy Queensland | Winter | Coincident | 2028 | POE10 | NA | 81.293 | QLD Abermain - Middle Ridge Loop |  |  | TRUE | QLD | QABRQMRXloop | Abermain - Middle Ridge Loop | Energy Queensland | Winter | Coincident | 2028 | POE10 | #N/A | 81.293
TRUE | QLD | QABRQMRXloop | Abermain - Middle Ridge Loop | Energy Queensland | Winter | Coincident | 2028 | POE50 | NA | 76.6042 | QLD Abermain - Middle Ridge Loop |  |  | TRUE | QLD | QABRQMRXloop | Abermain - Middle Ridge Loop | Energy Queensland | Winter | Coincident | 2028 | POE50 | #N/A | 76.6042
TRUE | QLD | QABRQMRXloop | Abermain - Middle Ridge Loop | Energy Queensland | Winter | Non-coincident | 2028 | POE10 | NA | 87.138 | QLD Abermain - Middle Ridge Loop |  |  | TRUE | QLD | QABRQMRXloop | Abermain - Middle Ridge Loop | Energy Queensland | Winter | Non-coincident | 2028 | POE10 | #N/A | 87.138
TRUE | QLD | QABRQMRXloop | Abermain - Middle Ridge Loop | Energy Queensland | Winter | Coincident | 2029 | POE10 | NA | 81.9935 | QLD Abermain - Middle Ridge Loop |  |  | TRUE | QLD | QABRQMRXloop | Abermain - Middle Ridge Loop | Energy Queensland | Winter | Coincident | 2029 | POE10 | #N/A | 81.9935
TRUE | QLD | QABRQMRXloop | Abermain - Middle Ridge Loop | Energy Queensland | Winter | Coincident | 2029 | POE50 | NA | 77.6707 | QLD Abermain - Middle Ridge Loop |  |  | TRUE | QLD | QABRQMRXloop | Abermain - Middle Ridge Loop | Energy Queensland | Winter | Coincident | 2029 | POE50 | #N/A | 77.6707
TRUE | QLD | QABRQMRXloop | Abermain - Middle Ridge Loop | Energy Queensland | Winter | Non-coincident | 2029 | POE10 | NA | 88.3645 | QLD Abermain - Middle Ridge Loop |  |  | TRUE | QLD | QABRQMRXloop | Abermain - Middle Ridge Loop | Energy Queensland | Winter | Non-coincident | 2029 | POE10 | #N/A | 88.3645
TRUE | QLD | QAGW | Ashgrove West 33 | Energy Queensland | Shoulder | Coincident | 2017 | ACTUAL_OPG | 16.723 | 41.073 | QLD Ashgrove West 33 |  |  | FALSE | #N/A | #N/A | #N/A | #N/A | #N/A | #N/A | #N/A | #N/A | #N/A | #N/A
TRUE | QLD | QAGW | Ashgrove West 33 | Energy Queensland | Shoulder | Coincident | 2017 | ACTUAL_RAW | 16.723 | 41.073 | QLD Ashgrove West 33 |  |  | FALSE | #N/A | #N/A | #N/A | #N/A | #N/A | #N/A | #N/A | #N/A | #N/A | #N/A
TRUE | QLD | QAGW | Ashgrove West 33 | Energy Queensland | Shoulder | Non-coincident | 2017 | ACTUAL_RAW | 16.062 | 42.4977 | QLD Ashgrove West 33 |  |  | FALSE | #N/A | #N/A | #N/A | #N/A | #N/A | #N/A | #N/A | #N/A | #N/A | #N/A
TRUE | QLD | QAGW | Ashgrove West 33 | Energy Queensland | Shoulder | Non-coincident | 2017 | ACTUAL_OPG | 16.062 | 42.4977 | QLD Ashgrove West 33 |  |  | FALSE | #N/A | #N/A | #N/A | #N/A | #N/A | #N/A | #N/A | #N/A | #N/A | #N/A
TRUE | QLD | QAGW | Ashgrove West 33 | Energy Queensland | Shoulder | Non-coincident | 2017 | ACTUAL_ADJUSTEDOPG | 16.062 | 42.4977 | QLD Ashgrove West 33 |  |  | FALSE | #N/A | #N/A | #N/A | #N/A | #N/A | #N/A | #N/A | #N/A | #N/A | #N/A
TRUE | QLD | QAGW | Ashgrove West 33 | Energy Queensland | Shoulder | Coincident | 2018 | ACTUAL_OPG | 17.1981 | 45.2253 | QLD Ashgrove West 33 |  |  | FALSE | #N/A | #N/A | #N/A | #N/A | #N/A | #N/A | #N/A | #N/A | #N/A | #N/A
TRUE | QLD | QAGW | Ashgrove West 33 | Energy Queensland | Shoulder | Coincident | 2018 | ACTUAL_RAW | 17.1981 | 45.2253 | QLD Ashgrove West 33 |  |  | FALSE | #N/A | #N/A | #N/A | #N/A | #N/A | #N/A | #N/A | #N/A | #N/A | #N/A
TRUE | QLD | QAGW | Ashgrove West 33 | Energy Queensland | Shoulder | Non-coincident | 2018 | ACTUAL_RAW | 16.3733 | 48.0406 | QLD Ashgrove West 33 |  |  | FALSE | #N/A | #N/A | #N/A | #N/A | #N/A | #N/A | #N/A | #N/A | #N/A | #N/A
TRUE | QLD | QAGW | Ashgrove West 33 | Energy Queensland | Shoulder | Non-coincident | 2018 | ACTUAL_OPG | 16.3733 | 48.0406 | QLD Ashgrove West 33 |  |  | FALSE | #N/A | #N/A | #N/A | #N/A | #N/A | #N/A | #N/A | #N/A | #N/A | #N/A
TRUE | QLD | QAGW | Ashgrove West 33 | Energy Queensland | Shoulder | Non-coincident | 2018 | ACTUAL_ADJUSTEDOPG | 16.3733 | 48.0406 | QLD Ashgrove West 33 |  |  | FALSE | #N/A | #N/A | #N/A | #N/A | #N/A | #N/A | #N/A | #N/A | #N/A | #N/A
TRUE | QLD | QAGW | Ashgrove West 33 | Energy Queensland | Shoulder | Coincident | 2019 | ACTUAL_OPG | 17.3262 | 48.0776 | QLD Ashgrove West 33 |  |  | FALSE | #N/A | #N/A | #N/A | #N/A | #N/A | #N/A | #N/A | #N/A | #N/A | #N/A
TRUE | QLD | QAGW | Ashgrove West 33 | Energy Queensland | Shoulder | Coincident | 2019 | ACTUAL_RAW | 17.3262 | 48.0776 | QLD Ashgrove West 33 |  |  | FALSE | #N/A | #N/A | #N/A | #N/A | #N/A | #N/A | #N/A | #N/A | #N/A | #N/A
TRUE | QLD | QAGW | Ashgrove West 33 | Energy Queensland | Shoulder | Non-coincident | 2019 | ACTUAL_RAW | 15.3404 | 48.4387 | QLD Ashgrove West 33 |  |  | FALSE | #N/A | #N/A | #N/A | #N/A | #N/A | #N/A | #N/A | #N/A | #N/A | #N/A
TRUE | QLD | QAGW | Ashgrove West 33 | Energy Queensland | Shoulder | Non-coincident | 2019 | ACTUAL_OPG | 15.3404 | 48.4387 | QLD Ashgrove West 33 |  |  | FALSE | #N/A | #N/A | #N/A | #N/A | #N/A | #N/A | #N/A | #N/A | #N/A | #N/A
TRUE | QLD | QAGW | Ashgrove West 33 | Energy Queensland | Shoulder | Non-coincident | 2019 | ACTUAL_ADJUSTEDOPG | 15.3404 | 48.4387 | QLD Ashgrove West 33 |  |  | FALSE | #N/A | #N/A | #N/A | #N/A | #N/A | #N/A | #N/A | #N/A | #N/A | #N/A
TRUE | QLD | QAGW | Ashgrove West 33 | Energy Queensland | Shoulder | Non-coincident | 2019 | BASEYEARPOE90 | 11.9997 | NA | QLD Ashgrove West 33 |  |  | FALSE | #N/A | #N/A | #N/A | #N/A | #N/A | #N/A | #N/A | #N/A | #N/A | #N/A
TRUE | QLD | QAGW | Ashgrove West 33 | Energy Queensland | Shoulder | Non-coincident | 2019 | BASEYEARPOE50 | 13.2148 | 43.6209 | QLD Ashgrove West 33 |  |  | FALSE | #N/A | #N/A | #N/A | #N/A | #N/A | #N/A | #N/A | #N/A | #N/A | #N/A
TRUE | QLD | QAGW | Ashgrove West 33 | Energy Queensland | Shoulder | Coincident | 2020 | ACTUAL_OPG | 13.0279 | 46.1322 | QLD Ashgrove West 33 |  |  | FALSE | #N/A | #N/A | #N/A | #N/A | #N/A | #N/A | #N/A | #N/A | #N/A | #N/A
TRUE | QLD | QAGW | Ashgrove West 33 | Energy Queensland | Shoulder | Coincident | 2020 | ACTUAL_RAW | 13.0279 | 46.1322 | QLD Ashgrove West 33 |  |  | FALSE | #N/A | #N/A | #N/A | #N/A | #N/A | #N/A | #N/A | #N/A | #N/A | #N/A
TRUE | QLD | QAGW | Ashgrove West 33 | Energy Queensland | Shoulder | Non-coincident | 2020 | ACTUAL_RAW | 13.0279 | 46.1322 | QLD Ashgrove West 33 |  |  | FALSE | #N/A | #N/A | #N/A | #N/A | #N/A | #N/A | #N/A | #N/A | #N/A | #N/A
TRUE | QLD | QAGW | Ashgrove West 33 | Energy Queensland | Shoulder | Non-coincident | 2020 | ACTUAL_OPG | 13.0279 | 46.1322 | QLD Ashgrove West 33 |  |  | FALSE | #N/A | #N/A | #N/A | #N/A | #N/A | #N/A | #N/A | #N/A | #N/A | #N/A
TRUE | QLD | QAGW | Ashgrove West 33 | Energy Queensland | Shoulder | Non-coincident | 2020 | ACTUAL_ADJUSTEDOPG | 13.0279 | 46.1322 | QLD Ashgrove West 33 |  |  | FALSE | #N/A | #N/A | #N/A | #N/A | #N/A | #N/A | #N/A | #N/A | #N/A | #N/A
TRUE | QLD | QAGW | Ashgrove West 33 | Energy Queensland | Shoulder | Coincident_unreconciled | 2021 | POE90 | 14.5023 | NA | QLD Ashgrove West 33 |  |  | FALSE | #N/A | #N/A | #N/A | #N/A | #N/A | #N/A | #N/A | #N/A | #N/A | #N/A
TRUE | QLD | QAGW | Ashgrove West 33 | Energy Queensland | Shoulder | Coincident_unreconciled | 2021 | POE50 | 16.458 | NA | QLD Ashgrove West 33 |  |  | FALSE | #N/A | #N/A | #N/A | #N/A | #N/A | #N/A | #N/A | #N/A | #N/A | #N/A
TRUE | QLD | QAGW | Ashgrove West 33 | Energy Queensland | Shoulder | Non-coincident | 2021 | POE90 | 11.1044 | NA | QLD Ashgrove West 33 |  |  | FALSE | #N/A | #N/A | #N/A | #N/A | #N/A | #N/A | #N/A | #N/A | #N/A | #N/A
TRUE | QLD | QAGW | Ashgrove West 33 | Energy Queensland | Shoulder | Non-coincident | 2021 | POE50 | 13.0573 | 44.2675 | QLD Ashgrove West 33 |  |  | FALSE | #N/A | #N/A | #N/A | #N/A | #N/A | #N/A | #N/A | #N/A | #N/A | #N/A
TRUE | QLD | QAGW | Ashgrove West 33 | Energy Queensland | Shoulder | Coincident_unreconciled | 2022 | POE90 | 14.36 | NA | QLD Ashgrove West 33 |  |  | FALSE | #N/A | #N/A | #N/A | #N/A | #N/A | #N/A | #N/A | #N/A | #N/A | #N/A
TRUE | QLD | QAGW | Ashgrove West 33 | Energy Queensland | Shoulder | Coincident_unreconciled | 2022 | POE50 | 16.2965 | NA | QLD Ashgrove West 33 |  |  | FALSE | #N/A | #N/A | #N/A | #N/A | #N/A | #N/A | #N/A | #N/A | #N/A | #N/A
TRUE | QLD | QAGW | Ashgrove West 33 | Energy Queensland | Shoulder | Non-coincident | 2022 | POE90 | 10.9954 | NA | QLD Ashgrove West 33 |  |  | FALSE | #N/A | #N/A | #N/A | #N/A | #N/A | #N/A | #N/A | #N/A | #N/A | #N/A
TRUE | QLD | QAGW | Ashgrove West 33 | Energy Queensland | Shoulder | Non-coincident | 2022 | POE50 | 12.9292 | 45.0602 | QLD Ashgrove West 33 |  |  | FALSE | #N/A | #N/A | #N/A | #N/A | #N/A | #N/A | #N/A | #N/A | #N/A | #N/A
TRUE | QLD | QAGW | Ashgrove West 33 | Energy Queensland | Shoulder | Coincident_unreconciled | 2023 | POE90 | 14.2192 | NA | QLD Ashgrove West 33 |  |  | FALSE | #N/A | #N/A | #N/A | #N/A | #N/A | #N/A | #N/A | #N/A | #N/A | #N/A
TRUE | QLD | QAGW | Ashgrove West 33 | Energy Queensland | Shoulder | Coincident_unreconciled | 2023 | POE50 | 16.1366 | NA | QLD Ashgrove West 33 |  |  | FALSE | #N/A | #N/A | #N/A | #N/A | #N/A | #N/A | #N/A | #N/A | #N/A | #N/A
TRUE | QLD | QAGW | Ashgrove West 33 | Energy Queensland | Shoulder | Non-coincident | 2023 | POE90 | 10.8875 | NA | QLD Ashgrove West 33 |  |  | FALSE | #N/A | #N/A | #N/A | #N/A | #N/A | #N/A | #N/A | #N/A | #N/A | #N/A
TRUE | QLD | QAGW | Ashgrove West 33 | Energy Queensland | Shoulder | Non-coincident | 2023 | POE50 | 12.8024 | 45.6561 | QLD Ashgrove West 33 |  |  | FALSE | #N/A | #N/A | #N/A | #N/A | #N/A | #N/A | #N/A | #N/A | #N/A | #N/A
TRUE | QLD | QAGW | Ashgrove West 33 | Energy Queensland | Shoulder | Coincident_unreconciled | 2024 | POE90 | 14.0796 | NA | QLD Ashgrove West 33 |  |  | FALSE | #N/A | #N/A | #N/A | #N/A | #N/A | #N/A | #N/A | #N/A | #N/A | #N/A
TRUE | QLD | QAGW | Ashgrove West 33 | Energy Queensland | Shoulder | Coincident_unreconciled | 2024 | POE50 | 15.9783 | NA | QLD Ashgrove West 33 |  |  | FALSE | #N/A | #N/A | #N/A | #N/A | #N/A | #N/A | #N/A | #N/A | #N/A | #N/A
TRUE | QLD | QAGW | Ashgrove West 33 | Energy Queensland | Shoulder | Non-coincident | 2024 | POE90 | 10.7807 | NA | QLD Ashgrove West 33 |  |  | FALSE | #N/A | #N/A | #N/A | #N/A | #N/A | #N/A | #N/A | #N/A | #N/A | #N/A
TRUE | QLD | QAGW | Ashgrove West 33 | Energy Queensland | Shoulder | Non-coincident | 2024 | POE50 | 12.6767 | 46.7638 | QLD Ashgrove West 33 |  |  | FALSE | #N/A | #N/A | #N/A | #N/A | #N/A | #N/A | #N/A | #N/A | #N/A | #N/A
TRUE | QLD | QAGW | Ashgrove West 33 | Energy Queensland | Shoulder | Coincident_unreconciled | 2025 | POE90 | 13.9415 | NA | QLD Ashgrove West 33 |  |  | FALSE | #N/A | #N/A | #N/A | #N/A | #N/A | #N/A | #N/A | #N/A | #N/A | #N/A
TRUE | QLD | QAGW | Ashgrove West 33 | Energy Queensland | Shoulder | Coincident_unreconciled | 2025 | POE50 | 15.8215 | NA | QLD Ashgrove West 33 |  |  | FALSE | #N/A | #N/A | #N/A | #N/A | #N/A | #N/A | #N/A | #N/A | #N/A | #N/A
TRUE | QLD | QAGW | Ashgrove West 33 | Energy Queensland | Shoulder | Non-coincident | 2025 | POE90 | 10.6749 | NA | QLD Ashgrove West 33 |  |  | FALSE | #N/A | #N/A | #N/A | #N/A | #N/A | #N/A | #N/A | #N/A | #N/A | #N/A
TRUE | QLD | QAGW | Ashgrove West 33 | Energy Queensland | Shoulder | Non-coincident | 2025 | POE50 | 12.5524 | 46.8544 | QLD Ashgrove West 33 |  |  | FALSE | #N/A | #N/A | #N/A | #N/A | #N/A | #N/A | #N/A | #N/A | #N/A | #N/A
TRUE | QLD | QAGW | Ashgrove West 33 | Energy Queensland | Shoulder | Coincident_unreconciled | 2026 | POE90 | 13.8047 | NA | QLD Ashgrove West 33 |  |  | FALSE | #N/A | #N/A | #N/A | #N/A | #N/A | #N/A | #N/A | #N/A | #N/A | #N/A
TRUE | QLD | QAGW | Ashgrove West 33 | Energy Queensland | Shoulder | Coincident_unreconciled | 2026 | POE50 | 15.6663 | NA | QLD Ashgrove West 33 |  |  | FALSE | #N/A | #N/A | #N/A | #N/A | #N/A | #N/A | #N/A | #N/A | #N/A | #N/A
TRUE | QLD | QAGW | Ashgrove West 33 | Energy Queensland | Shoulder | Non-coincident | 2026 | POE90 | 10.5702 | NA | QLD Ashgrove West 33 |  |  | FALSE | #N/A | #N/A | #N/A | #N/A | #N/A | #N/A | #N/A | #N/A | #N/A | #N/A
TRUE | QLD | QAGW | Ashgrove West 33 | Energy Queensland | Shoulder | Non-coincident | 2026 | POE50 | 12.4292 | 47.179 | QLD Ashgrove West 33 |  |  | FALSE | #N/A | #N/A | #N/A | #N/A | #N/A | #N/A | #N/A | #N/A | #N/A | #N/A
TRUE | QLD | QAGW | Ashgrove West 33 | Energy Queensland | Shoulder | Coincident_unreconciled | 2027 | POE90 | 13.6692 | NA | QLD Ashgrove West 33 |  |  | FALSE | #N/A | #N/A | #N/A | #N/A | #N/A | #N/A | #N/A | #N/A | #N/A | #N/A
TRUE | QLD | QAGW | Ashgrove West 33 | Energy Queensland | Shoulder | Coincident_unreconciled | 2027 | POE50 | 15.5125 | NA | QLD Ashgrove West 33 |  |  | FALSE | #N/A | #N/A | #N/A | #N/A | #N/A | #N/A | #N/A | #N/A | #N/A | #N/A
TRUE | QLD | QAGW | Ashgrove West 33 | Energy Queensland | Shoulder | Non-coincident | 2027 | POE90 | 10.4664 | NA | QLD Ashgrove West 33 |  |  | FALSE | #N/A | #N/A | #N/A | #N/A | #N/A | #N/A | #N/A | #N/A | #N/A | #N/A
TRUE | QLD | QAGW | Ashgrove West 33 | Energy Queensland | Shoulder | Non-coincident | 2027 | POE50 | 12.3072 | 47.2872 | QLD Ashgrove West 33 |  |  | FALSE | #N/A | #N/A | #N/A | #N/A | #N/A | #N/A | #N/A | #N/A | #N/A | #N/A
TRUE | QLD | QAGW | Ashgrove West 33 | Energy Queensland | Shoulder | Coincident_unreconciled | 2028 | POE90 | 13.5351 | NA | QLD Ashgrove West 33 |  |  | FALSE | #N/A | #N/A | #N/A | #N/A | #N/A | #N/A | #N/A | #N/A | #N/A | #N/A
TRUE | QLD | QAGW | Ashgrove West 33 | Energy Queensland | Shoulder | Coincident_unreconciled | 2028 | POE50 | 15.3603 | NA | QLD Ashgrove West 33 |  |  | FALSE | #N/A | #N/A | #N/A | #N/A | #N/A | #N/A | #N/A | #N/A | #N/A | #N/A
TRUE | QLD | QAGW | Ashgrove West 33 | Energy Queensland | Shoulder | Non-coincident | 2028 | POE90 | 10.3637 | NA | QLD Ashgrove West 33 |  |  | FALSE | #N/A | #N/A | #N/A | #N/A | #N/A | #N/A | #N/A | #N/A | #N/A | #N/A
TRUE | QLD | QAGW | Ashgrove West 33 | Energy Queensland | Shoulder | Non-coincident | 2028 | POE50 | 12.1865 | 47.65 | QLD Ashgrove West 33 |  |  | FALSE | #N/A | #N/A | #N/A | #N/A | #N/A | #N/A | #N/A | #N/A | #N/A | #N/A
TRUE | QLD | QAGW | Ashgrove West 33 | Energy Queensland | Shoulder | Coincident_unreconciled | 2029 | POE90 | 13.4023 | NA | QLD Ashgrove West 33 |  |  | FALSE | #N/A | #N/A | #N/A | #N/A | #N/A | #N/A | #N/A | #N/A | #N/A | #N/A
TRUE | QLD | QAGW | Ashgrove West 33 | Energy Queensland | Shoulder | Coincident_unreconciled | 2029 | POE50 | 15.2096 | NA | QLD Ashgrove West 33 |  |  | FALSE | #N/A | #N/A | #N/A | #N/A | #N/A | #N/A | #N/A | #N/A | #N/A | #N/A
TRUE | QLD | QAGW | Ashgrove West 33 | Energy Queensland | Shoulder | Non-coincident | 2029 | POE90 | 10.2621 | NA | QLD Ashgrove West 33 |  |  | FALSE | #N/A | #N/A | #N/A | #N/A | #N/A | #N/A | #N/A | #N/A | #N/A | #N/A
TRUE | QLD | QAGW | Ashgrove West 33 | Energy Queensland | Shoulder | Non-coincident | 2029 | POE50 | 12.0669 | 48.3532 | QLD Ashgrove West 33 |  |  | FALSE | #N/A | #N/A | #N/A | #N/A | #N/A | #N/A | #N/A | #N/A | #N/A | #N/A
TRUE | QLD | QAGW | Ashgrove West 33 | Energy Queensland | Shoulder | Coincident_unreconciled | 2030 | POE90 | 13.2708 | NA | QLD Ashgrove West 33 |  |  | FALSE | #N/A | #N/A | #N/A | #N/A | #N/A | #N/A | #N/A | #N/A | #N/A | #N/A
TRUE | QLD | QAGW | Ashgrove West 33 | Energy Queensland | Shoulder | Coincident_unreconciled | 2030 | POE50 | 15.0604 | NA | QLD Ashgrove West 33 |  |  | FALSE | #N/A | #N/A | #N/A | #N/A | #N/A | #N/A | #N/A | #N/A | #N/A | #N/A
TRUE | QLD | QAGW | Ashgrove West 33 | Energy Queensland | Shoulder | Non-coincident | 2030 | POE90 | 10.1614 | NA | QLD Ashgrove West 33 |  |  | FALSE | #N/A | #N/A | #N/A | #N/A | #N/A | #N/A | #N/A | #N/A | #N/A | #N/A
TRUE | QLD | QAGW | Ashgrove West 33 | Energy Queensland | Shoulder | Non-coincident | 2030 | POE50 | 11.9485 | 49.0256 | QLD Ashgrove West 33 |  |  | FALSE | #N/A | #N/A | #N/A | #N/A | #N/A | #N/A | #N/A | #N/A | #N/A | #N/A
TRUE | QLD | QAGW | Ashgrove West 33 | Energy Queensland | Summer | Coincident | 2017 | ACTUAL_OPG | 17.1688 | 65.7166 | QLD Ashgrove West 33 |  |  | FALSE | #N/A | #N/A | #N/A | #N/A | #N/A | #N/A | #N/A | #N/A | #N/A | #N/A
TRUE | QLD | QAGW | Ashgrove West 33 | Energy Queensland | Summer | Coincident | 2017 | ACTUAL_RAW | 17.1688 | 65.7166 | QLD Ashgrove West 33 |  |  | FALSE | #N/A | #N/A | #N/A | #N/A | #N/A | #N/A | #N/A | #N/A | #N/A | #N/A
TRUE | QLD | QAGW | Ashgrove West 33 | Energy Queensland | Summer | Non-coincident | 2017 | ACTUAL_RAW | 16.8491 | 74.0568 | QLD Ashgrove West 33 |  |  | FALSE | #N/A | #N/A | #N/A | #N/A | #N/A | #N/A | #N/A | #N/A | #N/A | #N/A
TRUE | QLD | QAGW | Ashgrove West 33 | Energy Queensland | Summer | Non-coincident | 2017 | ACTUAL_OPG | 16.8491 | 74.0568 | QLD Ashgrove West 33 |  |  | FALSE | #N/A | #N/A | #N/A | #N/A | #N/A | #N/A | #N/A | #N/A | #N/A | #N/A
TRUE | QLD | QAGW | Ashgrove West 33 | Energy Queensland | Summer | Non-coincident | 2017 | ACTUAL_ADJUSTEDOPG | 16.8491 | 74.0568 | QLD Ashgrove West 33 |  |  | FALSE | #N/A | #N/A | #N/A | #N/A | #N/A | #N/A | #N/A | #N/A | #N/A | #N/A
TRUE | QLD | QAGW | Ashgrove West 33 | Energy Queensland | Summer | Coincident | 2018 | ACTUAL_OPG | 17.5002 | 68.3877 | QLD Ashgrove West 33 |  |  | FALSE | #N/A | #N/A | #N/A | #N/A | #N/A | #N/A | #N/A | #N/A | #N/A | #N/A
TRUE | QLD | QAGW | Ashgrove West 33 | Energy Queensland | Summer | Coincident | 2018 | ACTUAL_RAW | 17.5002 | 68.3877 | QLD Ashgrove West 33 |  |  | FALSE | #N/A | #N/A | #N/A | #N/A | #N/A | #N/A | #N/A | #N/A | #N/A | #N/A
TRUE | QLD | QAGW | Ashgrove West 33 | Energy Queensland | Summer | Non-coincident | 2018 | ACTUAL_RAW | 16.4146 | 69.0069 | QLD Ashgrove West 33 |  |  | FALSE | #N/A | #N/A | #N/A | #N/A | #N/A | #N/A | #N/A | #N/A | #N/A | #N/A
TRUE | QLD | QAGW | Ashgrove West 33 | Energy Queensland | Summer | Non-coincident | 2018 | ACTUAL_OPG | 16.4146 | 69.0069 | QLD Ashgrove West 33 |  |  | FALSE | #N/A | #N/A | #N/A | #N/A | #N/A | #N/A | #N/A | #N/A | #N/A | #N/A
TRUE | QLD | QAGW | Ashgrove West 33 | Energy Queensland | Summer | Non-coincident | 2018 | ACTUAL_ADJUSTEDOPG | 16.4146 | 69.0069 | QLD Ashgrove West 33 |  |  | FALSE | #N/A | #N/A | #N/A | #N/A | #N/A | #N/A | #N/A | #N/A | #N/A | #N/A
TRUE | QLD | QAGW | Ashgrove West 33 | Energy Queensland | Summer | Coincident | 2019 | ACTUAL_OPG | 16.4471 | 71.6697 | QLD Ashgrove West 33 |  |  | FALSE | #N/A | #N/A | #N/A | #N/A | #N/A | #N/A | #N/A | #N/A | #N/A | #N/A
TRUE | QLD | QAGW | Ashgrove West 33 | Energy Queensland | Summer | Coincident | 2019 | ACTUAL_RAW | 16.4471 | 71.6697 | QLD Ashgrove West 33 |  |  | FALSE | #N/A | #N/A | #N/A | #N/A | #N/A | #N/A | #N/A | #N/A | #N/A | #N/A
TRUE | QLD | QAGW | Ashgrove West 33 | Energy Queensland | Summer | Non-coincident | 2019 | ACTUAL_RAW | 16.4037 | 78.0689 | QLD Ashgrove West 33 |  |  | FALSE | #N/A | #N/A | #N/A | #N/A | #N/A | #N/A | #N/A | #N/A | #N/A | #N/A
TRUE | QLD | QAGW | Ashgrove West 33 | Energy Queensland | Summer | Non-coincident | 2019 | ACTUAL_OPG | 16.4037 | 78.0689 | QLD Ashgrove West 33 |  |  | FALSE | #N/A | #N/A | #N/A | #N/A | #N/A | #N/A | #N/A | #N/A | #N/A | #N/A
TRUE | QLD | QAGW | Ashgrove West 33 | Energy Queensland | Summer | Non-coincident | 2019 | ACTUAL_ADJUSTEDOPG | 16.4037 | 78.0689 | QLD Ashgrove West 33 |  |  | FALSE | #N/A | #N/A | #N/A | #N/A | #N/A | #N/A | #N/A | #N/A | #N/A | #N/A
TRUE | QLD | QAGW | Ashgrove West 33 | Energy Queensland | Summer | Non-coincident | 2019 | BASEYEARPOE90 | 13.6163 | NA | QLD Ashgrove West 33 |  |  | FALSE | #N/A | #N/A | #N/A | #N/A | #N/A | #N/A | #N/A | #N/A | #N/A | #N/A
TRUE | QLD | QAGW | Ashgrove West 33 | Energy Queensland | Summer | Non-coincident | 2019 | BASEYEARPOE50 | 14.9471 | 63.1095 | QLD Ashgrove West 33 |  |  | FALSE | #N/A | #N/A | #N/A | #N/A | #N/A | #N/A | #N/A | #N/A | #N/A | #N/A
TRUE | QLD | QAGW | Ashgrove West 33 | Energy Queensland | Summer | Coincident | 2020 | ACTUAL_OPG | 0 | 70.7847 | QLD Ashgrove West 33 |  |  | FALSE | #N/A | #N/A | #N/A | #N/A | #N/A | #N/A | #N/A | #N/A | #N/A | #N/A
TRUE | QLD | QAGW | Ashgrove West 33 | Energy Queensland | Summer | Coincident | 2020 | ACTUAL_RAW | 0 | 70.7847 | QLD Ashgrove West 33 |  |  | FALSE | #N/A | #N/A | #N/A | #N/A | #N/A | #N/A | #N/A | #N/A | #N/A | #N/A
TRUE | QLD | QAGW | Ashgrove West 33 | Energy Queensland | Summer | Non-coincident | 2020 | ACTUAL_RAW | 0 | 71.7167 | QLD Ashgrove West 33 |  |  | FALSE | #N/A | #N/A | #N/A | #N/A | #N/A | #N/A | #N/A | #N/A | #N/A | #N/A
TRUE | QLD | QAGW | Ashgrove West 33 | Energy Queensland | Summer | Non-coincident | 2020 | ACTUAL_OPG | 0 | 71.7167 | QLD Ashgrove West 33 |  |  | FALSE | #N/A | #N/A | #N/A | #N/A | #N/A | #N/A | #N/A | #N/A | #N/A | #N/A
TRUE | QLD | QAGW | Ashgrove West 33 | Energy Queensland | Summer | Non-coincident | 2020 | ACTUAL_ADJUSTEDOPG | 15.9483 | 71.7167 | QLD Ashgrove West 33 |  |  | FALSE | #N/A | #N/A | #N/A | #N/A | #N/A | #N/A | #N/A | #N/A | #N/A | #N/A
TRUE | QLD | QAGW | Ashgrove West 33 | Energy Queensland | Summer | Coincident_unreconciled | 2021 | POE90 | 15.5023 | NA | QLD Ashgrove West 33 |  |  | FALSE | #N/A | #N/A | #N/A | #N/A | #N/A | #N/A | #N/A | #N/A | #N/A | #N/A
TRUE | QLD | QAGW | Ashgrove West 33 | Energy Queensland | Summer | Coincident_unreconciled | 2021 | POE50 | 16.458 | NA | QLD Ashgrove West 33 |  |  | FALSE | #N/A | #N/A | #N/A | #N/A | #N/A | #N/A | #N/A | #N/A | #N/A | #N/A
TRUE | QLD | QAGW | Ashgrove West 33 | Energy Queensland | Summer | Non-coincident | 2021 | POE90 | 15.5023 | NA | QLD Ashgrove West 33 |  |  | FALSE | #N/A | #N/A | #N/A | #N/A | #N/A | #N/A | #N/A | #N/A | #N/A | #N/A
TRUE | QLD | QAGW | Ashgrove West 33 | Energy Queensland | Summer | Non-coincident | 2021 | POE50 | 16.458 | 73 | QLD Ashgrove West 33 |  |  | FALSE | #N/A | #N/A | #N/A | #N/A | #N/A | #N/A | #N/A | #N/A | #N/A | #N/A
TRUE | QLD | QAGW | Ashgrove West 33 | Energy Queensland | Summer | Coincident_unreconciled | 2022 | POE90 | 15.3502 | NA | QLD Ashgrove West 33 |  |  | FALSE | #N/A | #N/A | #N/A | #N/A | #N/A | #N/A | #N/A | #N/A | #N/A | #N/A
TRUE | QLD | QAGW | Ashgrove West 33 | Energy Queensland | Summer | Coincident_unreconciled | 2022 | POE50 | 16.2965 | NA | QLD Ashgrove West 33 |  |  | FALSE | #N/A | #N/A | #N/A | #N/A | #N/A | #N/A | #N/A | #N/A | #N/A | #N/A
TRUE | QLD | QAGW | Ashgrove West 33 | Energy Queensland | Summer | Non-coincident | 2022 | POE90 | 15.3502 | NA | QLD Ashgrove West 33 |  |  | FALSE | #N/A | #N/A | #N/A | #N/A | #N/A | #N/A | #N/A | #N/A | #N/A | #N/A
TRUE | QLD | QAGW | Ashgrove West 33 | Energy Queensland | Summer | Non-coincident | 2022 | POE50 | 16.2965 | 73.4873 | QLD Ashgrove West 33 |  |  | FALSE | #N/A | #N/A | #N/A | #N/A | #N/A | #N/A | #N/A | #N/A | #N/A | #N/A
TRUE | QLD | QAGW | Ashgrove West 33 | Energy Queensland | Summer | Coincident_unreconciled | 2023 | POE90 | 15.1996 | NA | QLD Ashgrove West 33 |  |  | FALSE | #N/A | #N/A | #N/A | #N/A | #N/A | #N/A | #N/A | #N/A | #N/A | #N/A
TRUE | QLD | QAGW | Ashgrove West 33 | Energy Queensland | Summer | Coincident_unreconciled | 2023 | POE50 | 16.1366 | NA | QLD Ashgrove West 33 |  |  | FALSE | #N/A | #N/A | #N/A | #N/A | #N/A | #N/A | #N/A | #N/A | #N/A | #N/A
TRUE | QLD | QAGW | Ashgrove West 33 | Energy Queensland | Summer | Non-coincident | 2023 | POE90 | 15.1996 | NA | QLD Ashgrove West 33 |  |  | FALSE | #N/A | #N/A | #N/A | #N/A | #N/A | #N/A | #N/A | #N/A | #N/A | #N/A
TRUE | QLD | QAGW | Ashgrove West 33 | Energy Queensland | Summer | Non-coincident | 2023 | POE50 | 16.1366 | 73.9188 | QLD Ashgrove West 33 |  |  | FALSE | #N/A | #N/A | #N/A | #N/A | #N/A | #N/A | #N/A | #N/A | #N/A | #N/A
TRUE | QLD | QAGW | Ashgrove West 33 | Energy Queensland | Summer | Coincident_unreconciled | 2024 | POE90 | 15.0505 | NA | QLD Ashgrove West 33 |  |  | FALSE | #N/A | #N/A | #N/A | #N/A | #N/A | #N/A | #N/A | #N/A | #N/A | #N/A
TRUE | QLD | QAGW | Ashgrove West 33 | Energy Queensland | Summer | Coincident_unreconciled | 2024 | POE50 | 15.9783 | NA | QLD Ashgrove West 33 |  |  | FALSE | #N/A | #N/A | #N/A | #N/A | #N/A | #N/A | #N/A | #N/A | #N/A | #N/A
TRUE | QLD | QAGW | Ashgrove West 33 | Energy Queensland | Summer | Non-coincident | 2024 | POE90 | 15.0505 | NA | QLD Ashgrove West 33 |  |  | FALSE | #N/A | #N/A | #N/A | #N/A | #N/A | #N/A | #N/A | #N/A | #N/A | #N/A
TRUE | QLD | QAGW | Ashgrove West 33 | Energy Queensland | Summer | Non-coincident | 2024 | POE50 | 15.9783 | 74.3419 | QLD Ashgrove West 33 |  |  | FALSE | #N/A | #N/A | #N/A | #N/A | #N/A | #N/A | #N/A | #N/A | #N/A | #N/A
TRUE | QLD | QAGW | Ashgrove West 33 | Energy Queensland | Summer | Coincident_unreconciled | 2025 | POE90 | 14.9028 | NA | QLD Ashgrove West 33 |  |  | FALSE | #N/A | #N/A | #N/A | #N/A | #N/A | #N/A | #N/A | #N/A | #N/A | #N/A
TRUE | QLD | QAGW | Ashgrove West 33 | Energy Queensland | Summer | Coincident_unreconciled | 2025 | POE50 | 15.8215 | NA | QLD Ashgrove West 33 |  |  | FALSE | #N/A | #N/A | #N/A | #N/A | #N/A | #N/A | #N/A | #N/A | #N/A | #N/A
TRUE | QLD | QAGW | Ashgrove West 33 | Energy Queensland | Summer | Non-coincident | 2025 | POE90 | 14.9028 | NA | QLD Ashgrove West 33 |  |  | FALSE | #N/A | #N/A | #N/A | #N/A | #N/A | #N/A | #N/A | #N/A | #N/A | #N/A
TRUE | QLD | QAGW | Ashgrove West 33 | Energy Queensland | Summer | Non-coincident | 2025 | POE50 | 15.8215 | 74.7673 | QLD Ashgrove West 33 |  |  | FALSE | #N/A | #N/A | #N/A | #N/A | #N/A | #N/A | #N/A | #N/A | #N/A | #N/A
TRUE | QLD | QAGW | Ashgrove West 33 | Energy Queensland | Summer | Coincident_unreconciled | 2026 | POE90 | 14.7566 | NA | QLD Ashgrove West 33 |  |  | FALSE | #N/A | #N/A | #N/A | #N/A | #N/A | #N/A | #N/A | #N/A | #N/A | #N/A
TRUE | QLD | QAGW | Ashgrove West 33 | Energy Queensland | Summer | Coincident_unreconciled | 2026 | POE50 | 15.6663 | NA | QLD Ashgrove West 33 |  |  | FALSE | #N/A | #N/A | #N/A | #N/A | #N/A | #N/A | #N/A | #N/A | #N/A | #N/A
TRUE | QLD | QAGW | Ashgrove West 33 | Energy Queensland | Summer | Non-coincident | 2026 | POE90 | 14.7566 | NA | QLD Ashgrove West 33 |  |  | FALSE | #N/A | #N/A | #N/A | #N/A | #N/A | #N/A | #N/A | #N/A | #N/A | #N/A
TRUE | QLD | QAGW | Ashgrove West 33 | Energy Queensland | Summer | Non-coincident | 2026 | POE50 | 15.6663 | 75.2141 | QLD Ashgrove West 33 |  |  | FALSE | #N/A | #N/A | #N/A | #N/A | #N/A | #N/A | #N/A | #N/A | #N/A | #N/A
TRUE | QLD | QAGW | Ashgrove West 33 | Energy Queensland | Summer | Coincident_unreconciled | 2027 | POE90 | 14.6118 | NA | QLD Ashgrove West 33 |  |  | FALSE | #N/A | #N/A | #N/A | #N/A | #N/A | #N/A | #N/A | #N/A | #N/A | #N/A
TRUE | QLD | QAGW | Ashgrove West 33 | Energy Queensland | Summer | Coincident_unreconciled | 2027 | POE50 | 15.5125 | NA | QLD Ashgrove West 33 |  |  | FALSE | #N/A | #N/A | #N/A | #N/A | #N/A | #N/A | #N/A | #N/A | #N/A | #N/A
TRUE | QLD | QAGW | Ashgrove West 33 | Energy Queensland | Summer | Non-coincident | 2027 | POE90 | 14.6118 | NA | QLD Ashgrove West 33 |  |  | FALSE | #N/A | #N/A | #N/A | #N/A | #N/A | #N/A | #N/A | #N/A | #N/A | #N/A
TRUE | QLD | QAGW | Ashgrove West 33 | Energy Queensland | Summer | Non-coincident | 2027 | POE50 | 15.5125 | 75.6922 | QLD Ashgrove West 33 |  |  | FALSE | #N/A | #N/A | #N/A | #N/A | #N/A | #N/A | #N/A | #N/A | #N/A | #N/A
TRUE | QLD | QAGW | Ashgrove West 33 | Energy Queensland | Summer | Coincident_unreconciled | 2028 | POE90 | 14.4684 | NA | QLD Ashgrove West 33 |  |  | FALSE | #N/A | #N/A | #N/A | #N/A | #N/A | #N/A | #N/A | #N/A | #N/A | #N/A
TRUE | QLD | QAGW | Ashgrove West 33 | Energy Queensland | Summer | Coincident_unreconciled | 2028 | POE50 | 15.3603 | NA | QLD Ashgrove West 33 |  |  | FALSE | #N/A | #N/A | #N/A | #N/A | #N/A | #N/A | #N/A | #N/A | #N/A | #N/A
TRUE | QLD | QAGW | Ashgrove West 33 | Energy Queensland | Summer | Non-coincident | 2028 | POE90 | 14.4684 | NA | QLD Ashgrove West 33 |  |  | FALSE | #N/A | #N/A | #N/A | #N/A | #N/A | #N/A | #N/A | #N/A | #N/A | #N/A
TRUE | QLD | QAGW | Ashgrove West 33 | Energy Queensland | Summer | Non-coincident | 2028 | POE50 | 15.3603 | 76.2321 | QLD Ashgrove West 33 |  |  | FALSE | #N/A | #N/A | #N/A | #N/A | #N/A | #N/A | #N/A | #N/A | #N/A | #N/A
TRUE | QLD | QAGW | Ashgrove West 33 | Energy Queensland | Summer | Coincident_unreconciled | 2029 | POE90 | 14.3265 | NA | QLD Ashgrove West 33 |  |  | FALSE | #N/A | #N/A | #N/A | #N/A | #N/A | #N/A | #N/A | #N/A | #N/A | #N/A
TRUE | QLD | QAGW | Ashgrove West 33 | Energy Queensland | Summer | Coincident_unreconciled | 2029 | POE50 | 15.2096 | NA | QLD Ashgrove West 33 |  |  | FALSE | #N/A | #N/A | #N/A | #N/A | #N/A | #N/A | #N/A | #N/A | #N/A | #N/A
TRUE | QLD | QAGW | Ashgrove West 33 | Energy Queensland | Summer | Non-coincident | 2029 | POE90 | 14.3265 | NA | QLD Ashgrove West 33 |  |  | FALSE | #N/A | #N/A | #N/A | #N/A | #N/A | #N/A | #N/A | #N/A | #N/A | #N/A
TRUE | QLD | QAGW | Ashgrove West 33 | Energy Queensland | Summer | Non-coincident | 2029 | POE50 | 15.2096 | 76.8615 | QLD Ashgrove West 33 |  |  | FALSE | #N/A | #N/A | #N/A | #N/A | #N/A | #N/A | #N/A | #N/A | #N/A | #N/A
TRUE | QLD | QAGW | Ashgrove West 33 | Energy Queensland | Summer | Coincident_unreconciled | 2030 | POE90 | 14.1859 | NA | QLD Ashgrove West 33 |  |  | FALSE | #N/A | #N/A | #N/A | #N/A | #N/A | #N/A | #N/A | #N/A | #N/A | #N/A
TRUE | QLD | QAGW | Ashgrove West 33 | Energy Queensland | Summer | Coincident_unreconciled | 2030 | POE50 | 15.0604 | NA | QLD Ashgrove West 33 |  |  | FALSE | #N/A | #N/A | #N/A | #N/A | #N/A | #N/A | #N/A | #N/A | #N/A | #N/A
TRUE | QLD | QAGW | Ashgrove West 33 | Energy Queensland | Summer | Non-coincident | 2030 | POE90 | 14.1859 | NA | QLD Ashgrove West 33 |  |  | FALSE | #N/A | #N/A | #N/A | #N/A | #N/A | #N/A | #N/A | #N/A | #N/A | #N/A
TRUE | QLD | QAGW | Ashgrove West 33 | Energy Queensland | Summer | Non-coincident | 2030 | POE50 | 15.0604 | 77.5501 | QLD Ashgrove West 33 |  |  | FALSE | #N/A | #N/A | #N/A | #N/A | #N/A | #N/A | #N/A | #N/A | #N/A | #N/A
TRUE | QLD | QAGW | Ashgrove West 33 | Energy Queensland | Winter | Coincident | 2016 | ACTUAL_OPG | 17.2358 | 53.5912 | QLD Ashgrove West 33 |  |  | FALSE | #N/A | #N/A | #N/A | #N/A | #N/A | #N/A | #N/A | #N/A | #N/A | #N/A
TRUE | QLD | QAGW | Ashgrove West 33 | Energy Queensland | Winter | Coincident | 2016 | ACTUAL_RAW | 17.2358 | 53.5912 | QLD Ashgrove West 33 |  |  | FALSE | #N/A | #N/A | #N/A | #N/A | #N/A | #N/A | #N/A | #N/A | #N/A | #N/A
TRUE | QLD | QAGW | Ashgrove West 33 | Energy Queensland | Winter | Non-coincident | 2016 | ACTUAL_RAW | 0 | 56.1126 | QLD Ashgrove West 33 |  |  | FALSE | #N/A | #N/A | #N/A | #N/A | #N/A | #N/A | #N/A | #N/A | #N/A | #N/A
TRUE | QLD | QAGW | Ashgrove West 33 | Energy Queensland | Winter | Non-coincident | 2016 | ACTUAL_OPG | 0 | 56.1126 | QLD Ashgrove West 33 |  |  | FALSE | #N/A | #N/A | #N/A | #N/A | #N/A | #N/A | #N/A | #N/A | #N/A | #N/A
TRUE | QLD | QAGW | Ashgrove West 33 | Energy Queensland | Winter | Non-coincident | 2016 | ACTUAL_ADJUSTEDOPG | 16.7228 | 56.1126 | QLD Ashgrove West 33 |  |  | FALSE | #N/A | #N/A | #N/A | #N/A | #N/A | #N/A | #N/A | #N/A | #N/A | #N/A
TRUE | QLD | QAGW | Ashgrove West 33 | Energy Queensland | Winter | Coincident | 2017 | ACTUAL_OPG | 20.2912 | 44.8468 | QLD Ashgrove West 33 |  |  | FALSE | #N/A | #N/A | #N/A | #N/A | #N/A | #N/A | #N/A | #N/A | #N/A | #N/A
TRUE | QLD | QAGW | Ashgrove West 33 | Energy Queensland | Winter | Coincident | 2017 | ACTUAL_RAW | 20.2912 | 44.8468 | QLD Ashgrove West 33 |  |  | FALSE | #N/A | #N/A | #N/A | #N/A | #N/A | #N/A | #N/A | #N/A | #N/A | #N/A
TRUE | QLD | QAGW | Ashgrove West 33 | Energy Queensland | Winter | Non-coincident | 2017 | ACTUAL_RAW | 16.7383 | 50.0474 | QLD Ashgrove West 33 |  |  | FALSE | #N/A | #N/A | #N/A | #N/A | #N/A | #N/A | #N/A | #N/A | #N/A | #N/A
TRUE | QLD | QAGW | Ashgrove West 33 | Energy Queensland | Winter | Non-coincident | 2017 | ACTUAL_OPG | 16.7383 | 50.0474 | QLD Ashgrove West 33 |  |  | FALSE | #N/A | #N/A | #N/A | #N/A | #N/A | #N/A | #N/A | #N/A | #N/A | #N/A
TRUE | QLD | QAGW | Ashgrove West 33 | Energy Queensland | Winter | Non-coincident | 2017 | ACTUAL_ADJUSTEDOPG | 16.7383 | 50.0474 | QLD Ashgrove West 33 |  |  | FALSE | #N/A | #N/A | #N/A | #N/A | #N/A | #N/A | #N/A | #N/A | #N/A | #N/A
TRUE | QLD | QAGW | Ashgrove West 33 | Energy Queensland | Winter | Coincident | 2018 | ACTUAL_OPG | 17.9706 | 51.8625 | QLD Ashgrove West 33 |  |  | FALSE | #N/A | #N/A | #N/A | #N/A | #N/A | #N/A | #N/A | #N/A | #N/A | #N/A
TRUE | QLD | QAGW | Ashgrove West 33 | Energy Queensland | Winter | Coincident | 2018 | ACTUAL_RAW | 17.9706 | 51.8625 | QLD Ashgrove West 33 |  |  | FALSE | #N/A | #N/A | #N/A | #N/A | #N/A | #N/A | #N/A | #N/A | #N/A | #N/A
TRUE | QLD | QAGW | Ashgrove West 33 | Energy Queensland | Winter | Non-coincident | 2018 | ACTUAL_RAW | 16.7653 | 51.8724 | QLD Ashgrove West 33 |  |  | FALSE | #N/A | #N/A | #N/A | #N/A | #N/A | #N/A | #N/A | #N/A | #N/A | #N/A
TRUE | QLD | QAGW | Ashgrove West 33 | Energy Queensland | Winter | Non-coincident | 2018 | ACTUAL_OPG | 16.7653 | 51.8724 | QLD Ashgrove West 33 |  |  | FALSE | #N/A | #N/A | #N/A | #N/A | #N/A | #N/A | #N/A | #N/A | #N/A | #N/A
TRUE | QLD | QAGW | Ashgrove West 33 | Energy Queensland | Winter | Non-coincident | 2018 | ACTUAL_ADJUSTEDOPG | 16.7653 | 51.8724 | QLD Ashgrove West 33 |  |  | FALSE | #N/A | #N/A | #N/A | #N/A | #N/A | #N/A | #N/A | #N/A | #N/A | #N/A
TRUE | QLD | QAGW | Ashgrove West 33 | Energy Queensland | Winter | Coincident | 2019 | ACTUAL_OPG | 23.6917 | 58.6612 | QLD Ashgrove West 33 |  |  | FALSE | #N/A | #N/A | #N/A | #N/A | #N/A | #N/A | #N/A | #N/A | #N/A | #N/A
TRUE | QLD | QAGW | Ashgrove West 33 | Energy Queensland | Winter | Coincident | 2019 | ACTUAL_RAW | 23.6917 | 58.6612 | QLD Ashgrove West 33 |  |  | FALSE | #N/A | #N/A | #N/A | #N/A | #N/A | #N/A | #N/A | #N/A | #N/A | #N/A
TRUE | QLD | QAGW | Ashgrove West 33 | Energy Queensland | Winter | Non-coincident | 2019 | ACTUAL_RAW | 16.2931 | 58.6612 | QLD Ashgrove West 33 |  |  | FALSE | #N/A | #N/A | #N/A | #N/A | #N/A | #N/A | #N/A | #N/A | #N/A | #N/A
TRUE | QLD | QAGW | Ashgrove West 33 | Energy Queensland | Winter | Non-coincident | 2019 | ACTUAL_OPG | 16.2931 | 58.6612 | QLD Ashgrove West 33 |  |  | FALSE | #N/A | #N/A | #N/A | #N/A | #N/A | #N/A | #N/A | #N/A | #N/A | #N/A
TRUE | QLD | QAGW | Ashgrove West 33 | Energy Queensland | Winter | Non-coincident | 2019 | ACTUAL_ADJUSTEDOPG | 16.2931 | 58.6612 | QLD Ashgrove West 33 |  |  | FALSE | #N/A | #N/A | #N/A | #N/A | #N/A | #N/A | #N/A | #N/A | #N/A | #N/A
TRUE | QLD | QAGW | Ashgrove West 33 | Energy Queensland | Winter | Non-coincident | 2019 | BASEYEARPOE90 | 15.0171 | NA | QLD Ashgrove West 33 |  |  | FALSE | #N/A | #N/A | #N/A | #N/A | #N/A | #N/A | #N/A | #N/A | #N/A | #N/A
TRUE | QLD | QAGW | Ashgrove West 33 | Energy Queensland | Winter | Non-coincident | 2019 | BASEYEARPOE50 | 16.0549 | 51.8289 | QLD Ashgrove West 33 |  |  | FALSE | #N/A | #N/A | #N/A | #N/A | #N/A | #N/A | #N/A | #N/A | #N/A | #N/A
TRUE | QLD | QAGW | Ashgrove West 33 | Energy Queensland | Winter | Coincident_unreconciled | 2020 | POE90 | 16.458 | NA | QLD Ashgrove West 33 |  |  | FALSE | #N/A | #N/A | #N/A | #N/A | #N/A | #N/A | #N/A | #N/A | #N/A | #N/A
TRUE | QLD | QAGW | Ashgrove West 33 | Energy Queensland | Winter | Coincident_unreconciled | 2020 | POE50 | 18.658 | NA | QLD Ashgrove West 33 |  |  | FALSE | #N/A | #N/A | #N/A | #N/A | #N/A | #N/A | #N/A | #N/A | #N/A | #N/A
TRUE | QLD | QAGW | Ashgrove West 33 | Energy Queensland | Winter | Non-coincident | 2020 | POE90 | 15.5023 | NA | QLD Ashgrove West 33 |  |  | FALSE | #N/A | #N/A | #N/A | #N/A | #N/A | #N/A | #N/A | #N/A | #N/A | #N/A
TRUE | QLD | QAGW | Ashgrove West 33 | Energy Queensland | Winter | Non-coincident | 2020 | POE50 | 16.458 | 51.8082 | QLD Ashgrove West 33 |  |  | FALSE | #N/A | #N/A | #N/A | #N/A | #N/A | #N/A | #N/A | #N/A | #N/A | #N/A
TRUE | QLD | QAGW | Ashgrove West 33 | Energy Queensland | Winter | Coincident_unreconciled | 2021 | POE90 | 16.2965 | NA | QLD Ashgrove West 33 |  |  | FALSE | #N/A | #N/A | #N/A | #N/A | #N/A | #N/A | #N/A | #N/A | #N/A | #N/A
TRUE | QLD | QAGW | Ashgrove West 33 | Energy Queensland | Winter | Coincident_unreconciled | 2021 | POE50 | 18.4749 | NA | QLD Ashgrove West 33 |  |  | FALSE | #N/A | #N/A | #N/A | #N/A | #N/A | #N/A | #N/A | #N/A | #N/A | #N/A
TRUE | QLD | QAGW | Ashgrove West 33 | Energy Queensland | Winter | Non-coincident | 2021 | POE90 | 15.3502 | NA | QLD Ashgrove West 33 |  |  | FALSE | #N/A | #N/A | #N/A | #N/A | #N/A | #N/A | #N/A | #N/A | #N/A | #N/A
TRUE | QLD | QAGW | Ashgrove West 33 | Energy Queensland | Winter | Non-coincident | 2021 | POE50 | 16.2965 | 52.2507 | QLD Ashgrove West 33 |  |  | FALSE | #N/A | #N/A | #N/A | #N/A | #N/A | #N/A | #N/A | #N/A | #N/A | #N/A
TRUE | QLD | QAGW | Ashgrove West 33 | Energy Queensland | Winter | Coincident_unreconciled | 2022 | POE90 | 16.1366 | NA | QLD Ashgrove West 33 |  |  | FALSE | #N/A | #N/A | #N/A | #N/A | #N/A | #N/A | #N/A | #N/A | #N/A | #N/A
TRUE | QLD | QAGW | Ashgrove West 33 | Energy Queensland | Winter | Coincident_unreconciled | 2022 | POE50 | 18.2936 | NA | QLD Ashgrove West 33 |  |  | FALSE | #N/A | #N/A | #N/A | #N/A | #N/A | #N/A | #N/A | #N/A | #N/A | #N/A
TRUE | QLD | QAGW | Ashgrove West 33 | Energy Queensland | Winter | Non-coincident | 2022 | POE90 | 15.1996 | NA | QLD Ashgrove West 33 |  |  | FALSE | #N/A | #N/A | #N/A | #N/A | #N/A | #N/A | #N/A | #N/A | #N/A | #N/A
TRUE | QLD | QAGW | Ashgrove West 33 | Energy Queensland | Winter | Non-coincident | 2022 | POE50 | 16.1366 | 52.5973 | QLD Ashgrove West 33 |  |  | FALSE | #N/A | #N/A | #N/A | #N/A | #N/A | #N/A | #N/A | #N/A | #N/A | #N/A
TRUE | QLD | QAGW | Ashgrove West 33 | Energy Queensland | Winter | Coincident_unreconciled | 2023 | POE90 | 15.9783 | NA | QLD Ashgrove West 33 |  |  | FALSE | #N/A | #N/A | #N/A | #N/A | #N/A | #N/A | #N/A | #N/A | #N/A | #N/A
TRUE | QLD | QAGW | Ashgrove West 33 | Energy Queensland | Winter | Coincident_unreconciled | 2023 | POE50 | 18.1141 | NA | QLD Ashgrove West 33 |  |  | FALSE | #N/A | #N/A | #N/A | #N/A | #N/A | #N/A | #N/A | #N/A | #N/A | #N/A
TRUE | QLD | QAGW | Ashgrove West 33 | Energy Queensland | Winter | Non-coincident | 2023 | POE90 | 15.0505 | NA | QLD Ashgrove West 33 |  |  | FALSE | #N/A | #N/A | #N/A | #N/A | #N/A | #N/A | #N/A | #N/A | #N/A | #N/A
TRUE | QLD | QAGW | Ashgrove West 33 | Energy Queensland | Winter | Non-coincident | 2023 | POE50 | 15.9783 | 52.9358 | QLD Ashgrove West 33 |  |  | FALSE | #N/A | #N/A | #N/A | #N/A | #N/A | #N/A | #N/A | #N/A | #N/A | #N/A
TRUE | QLD | QAGW | Ashgrove West 33 | Energy Queensland | Winter | Coincident_unreconciled | 2024 | POE90 | 15.8215 | NA | QLD Ashgrove West 33 |  |  | FALSE | #N/A | #N/A | #N/A | #N/A | #N/A | #N/A | #N/A | #N/A | #N/A | #N/A
TRUE | QLD | QAGW | Ashgrove West 33 | Energy Queensland | Winter | Coincident_unreconciled | 2024 | POE50 | 17.9364 | NA | QLD Ashgrove West 33 |  |  | FALSE | #N/A | #N/A | #N/A | #N/A | #N/A | #N/A | #N/A | #N/A | #N/A | #N/A
TRUE | QLD | QAGW | Ashgrove West 33 | Energy Queensland | Winter | Non-coincident | 2024 | POE90 | 14.9028 | NA | QLD Ashgrove West 33 |  |  | FALSE | #N/A | #N/A | #N/A | #N/A | #N/A | #N/A | #N/A | #N/A | #N/A | #N/A
TRUE | QLD | QAGW | Ashgrove West 33 | Energy Queensland | Winter | Non-coincident | 2024 | POE50 | 15.8215 | 53.2675 | QLD Ashgrove West 33 |  |  | FALSE | #N/A | #N/A | #N/A | #N/A | #N/A | #N/A | #N/A | #N/A | #N/A | #N/A
TRUE | QLD | QAGW | Ashgrove West 33 | Energy Queensland | Winter | Coincident_unreconciled | 2025 | POE90 | 15.6663 | NA | QLD Ashgrove West 33 |  |  | FALSE | #N/A | #N/A | #N/A | #N/A | #N/A | #N/A | #N/A | #N/A | #N/A | #N/A
TRUE | QLD | QAGW | Ashgrove West 33 | Energy Queensland | Winter | Coincident_unreconciled | 2025 | POE50 | 17.7604 | NA | QLD Ashgrove West 33 |  |  | FALSE | #N/A | #N/A | #N/A | #N/A | #N/A | #N/A | #N/A | #N/A | #N/A | #N/A
TRUE | QLD | QAGW | Ashgrove West 33 | Energy Queensland | Winter | Non-coincident | 2025 | POE90 | 14.7566 | NA | QLD Ashgrove West 33 |  |  | FALSE | #N/A | #N/A | #N/A | #N/A | #N/A | #N/A | #N/A | #N/A | #N/A | #N/A
TRUE | QLD | QAGW | Ashgrove West 33 | Energy Queensland | Winter | Non-coincident | 2025 | POE50 | 15.6663 | 53.6166 | QLD Ashgrove West 33 |  |  | FALSE | #N/A | #N/A | #N/A | #N/A | #N/A | #N/A | #N/A | #N/A | #N/A | #N/A
TRUE | QLD | QAGW | Ashgrove West 33 | Energy Queensland | Winter | Coincident_unreconciled | 2026 | POE90 | 15.5125 | NA | QLD Ashgrove West 33 |  |  | FALSE | #N/A | #N/A | #N/A | #N/A | #N/A | #N/A | #N/A | #N/A | #N/A | #N/A
TRUE | QLD | QAGW | Ashgrove West 33 | Energy Queensland | Winter | Coincident_unreconciled | 2026 | POE50 | 17.5862 | NA | QLD Ashgrove West 33 |  |  | FALSE | #N/A | #N/A | #N/A | #N/A | #N/A | #N/A | #N/A | #N/A | #N/A | #N/A
TRUE | QLD | QAGW | Ashgrove West 33 | Energy Queensland | Winter | Non-coincident | 2026 | POE90 | 14.6118 | NA | QLD Ashgrove West 33 |  |  | FALSE | #N/A | #N/A | #N/A | #N/A | #N/A | #N/A | #N/A | #N/A | #N/A | #N/A
TRUE | QLD | QAGW | Ashgrove West 33 | Energy Queensland | Winter | Non-coincident | 2026 | POE50 | 15.5125 | 54.0083 | QLD Ashgrove West 33 |  |  | FALSE | #N/A | #N/A | #N/A | #N/A | #N/A | #N/A | #N/A | #N/A | #N/A | #N/A
TRUE | QLD | QAGW | Ashgrove West 33 | Energy Queensland | Winter | Coincident_unreconciled | 2027 | POE90 | 15.3603 | NA | QLD Ashgrove West 33 |  |  | FALSE | #N/A | #N/A | #N/A | #N/A | #N/A | #N/A | #N/A | #N/A | #N/A | #N/A
TRUE | QLD | QAGW | Ashgrove West 33 | Energy Queensland | Winter | Coincident_unreconciled | 2027 | POE50 | 17.4136 | NA | QLD Ashgrove West 33 |  |  | FALSE | #N/A | #N/A | #N/A | #N/A | #N/A | #N/A | #N/A | #N/A | #N/A | #N/A
TRUE | QLD | QAGW | Ashgrove West 33 | Energy Queensland | Winter | Non-coincident | 2027 | POE90 | 14.4684 | NA | QLD Ashgrove West 33 |  |  | FALSE | #N/A | #N/A | #N/A | #N/A | #N/A | #N/A | #N/A | #N/A | #N/A | #N/A
TRUE | QLD | QAGW | Ashgrove West 33 | Energy Queensland | Winter | Non-coincident | 2027 | POE50 | 15.3603 | 54.4726 | QLD Ashgrove West 33 |  |  | FALSE | #N/A | #N/A | #N/A | #N/A | #N/A | #N/A | #N/A | #N/A | #N/A | #N/A
TRUE | QLD | QAGW | Ashgrove West 33 | Energy Queensland | Winter | Coincident_unreconciled | 2028 | POE90 | 15.2096 | NA | QLD Ashgrove West 33 |  |  | FALSE | #N/A | #N/A | #N/A | #N/A | #N/A | #N/A | #N/A | #N/A | #N/A | #N/A
TRUE | QLD | QAGW | Ashgrove West 33 | Energy Queensland | Winter | Coincident_unreconciled | 2028 | POE50 | 17.2427 | NA | QLD Ashgrove West 33 |  |  | FALSE | #N/A | #N/A | #N/A | #N/A | #N/A | #N/A | #N/A | #N/A | #N/A | #N/A
TRUE | QLD | QAGW | Ashgrove West 33 | Energy Queensland | Winter | Non-coincident | 2028 | POE90 | 14.3265 | NA | QLD Ashgrove West 33 |  |  | FALSE | #N/A | #N/A | #N/A | #N/A | #N/A | #N/A | #N/A | #N/A | #N/A | #N/A
TRUE | QLD | QAGW | Ashgrove West 33 | Energy Queensland | Winter | Non-coincident | 2028 | POE50 | 15.2096 | 55.0575 | QLD Ashgrove West 33 |  |  | FALSE | #N/A | #N/A | #N/A | #N/A | #N/A | #N/A | #N/A | #N/A | #N/A | #N/A
TRUE | QLD | QAGW | Ashgrove West 33 | Energy Queensland | Winter | Coincident_unreconciled | 2029 | POE90 | 15.0604 | NA | QLD Ashgrove West 33 |  |  | FALSE | #N/A | #N/A | #N/A | #N/A | #N/A | #N/A | #N/A | #N/A | #N/A | #N/A
TRUE | QLD | QAGW | Ashgrove West 33 | Energy Queensland | Winter | Coincident_unreconciled | 2029 | POE50 | 17.0736 | NA | QLD Ashgrove West 33 |  |  | FALSE | #N/A | #N/A | #N/A | #N/A | #N/A | #N/A | #N/A | #N/A | #N/A | #N/A
TRUE | QLD | QAGW | Ashgrove West 33 | Energy Queensland | Winter | Non-coincident | 2029 | POE90 | 14.1859 | NA | QLD Ashgrove West 33 |  |  | FALSE | #N/A | #N/A | #N/A | #N/A | #N/A | #N/A | #N/A | #N/A | #N/A | #N/A
TRUE | QLD | QAGW | Ashgrove West 33 | Energy Queensland | Winter | Non-coincident | 2029 | POE50 | 15.0604 | 55.7891 | QLD Ashgrove West 33 |  |  | FALSE | #N/A | #N/A | #N/A | #N/A | #N/A | #N/A | #N/A | #N/A | #N/A | #N/A
TRUE | QLD | QAGW | Ashgrove West 33 | Energy Queensland | Shoulder | Non-coincident | 2019 | BASEYEARPOE10 | NA | 48.6091 | QLD Ashgrove West 33 |  |  | FALSE | #N/A | #N/A | #N/A | #N/A | #N/A | #N/A | #N/A | #N/A | #N/A | #N/A
TRUE | QLD | QAGW | Ashgrove West 33 | Energy Queensland | Shoulder | Coincident | 2021 | POE10 | NA | 48.8888 | QLD Ashgrove West 33 |  |  | FALSE | #N/A | #N/A | #N/A | #N/A | #N/A | #N/A | #N/A | #N/A | #N/A | #N/A
TRUE | QLD | QAGW | Ashgrove West 33 | Energy Queensland | Shoulder | Coincident | 2021 | POE50 | NA | 44.2675 | QLD Ashgrove West 33 |  |  | FALSE | #N/A | #N/A | #N/A | #N/A | #N/A | #N/A | #N/A | #N/A | #N/A | #N/A
TRUE | QLD | QAGW | Ashgrove West 33 | Energy Queensland | Shoulder | Non-coincident | 2021 | POE10 | NA | 50.0751 | QLD Ashgrove West 33 |  |  | FALSE | #N/A | #N/A | #N/A | #N/A | #N/A | #N/A | #N/A | #N/A | #N/A | #N/A
TRUE | QLD | QAGW | Ashgrove West 33 | Energy Queensland | Shoulder | Coincident | 2022 | POE10 | NA | 50.6103 | QLD Ashgrove West 33 |  |  | FALSE | #N/A | #N/A | #N/A | #N/A | #N/A | #N/A | #N/A | #N/A | #N/A | #N/A
TRUE | QLD | QAGW | Ashgrove West 33 | Energy Queensland | Shoulder | Coincident | 2022 | POE50 | NA | 45.0602 | QLD Ashgrove West 33 |  |  | FALSE | #N/A | #N/A | #N/A | #N/A | #N/A | #N/A | #N/A | #N/A | #N/A | #N/A
TRUE | QLD | QAGW | Ashgrove West 33 | Energy Queensland | Shoulder | Non-coincident | 2022 | POE10 | NA | 50.6103 | QLD Ashgrove West 33 |  |  | FALSE | #N/A | #N/A | #N/A | #N/A | #N/A | #N/A | #N/A | #N/A | #N/A | #N/A
TRUE | QLD | QAGW | Ashgrove West 33 | Energy Queensland | Shoulder | Coincident | 2023 | POE10 | NA | 51.0353 | QLD Ashgrove West 33 |  |  | FALSE | #N/A | #N/A | #N/A | #N/A | #N/A | #N/A | #N/A | #N/A | #N/A | #N/A
TRUE | QLD | QAGW | Ashgrove West 33 | Energy Queensland | Shoulder | Coincident | 2023 | POE50 | NA | 45.6561 | QLD Ashgrove West 33 |  |  | FALSE | #N/A | #N/A | #N/A | #N/A | #N/A | #N/A | #N/A | #N/A | #N/A | #N/A
TRUE | QLD | QAGW | Ashgrove West 33 | Energy Queensland | Shoulder | Non-coincident | 2023 | POE10 | NA | 51.0353 | QLD Ashgrove West 33 |  |  | FALSE | #N/A | #N/A | #N/A | #N/A | #N/A | #N/A | #N/A | #N/A | #N/A | #N/A
TRUE | QLD | QAGW | Ashgrove West 33 | Energy Queensland | Shoulder | Coincident | 2024 | POE10 | NA | 51.599 | QLD Ashgrove West 33 |  |  | FALSE | #N/A | #N/A | #N/A | #N/A | #N/A | #N/A | #N/A | #N/A | #N/A | #N/A
TRUE | QLD | QAGW | Ashgrove West 33 | Energy Queensland | Shoulder | Coincident | 2024 | POE50 | NA | 46.7638 | QLD Ashgrove West 33 |  |  | FALSE | #N/A | #N/A | #N/A | #N/A | #N/A | #N/A | #N/A | #N/A | #N/A | #N/A
TRUE | QLD | QAGW | Ashgrove West 33 | Energy Queensland | Shoulder | Non-coincident | 2024 | POE10 | NA | 51.599 | QLD Ashgrove West 33 |  |  | FALSE | #N/A | #N/A | #N/A | #N/A | #N/A | #N/A | #N/A | #N/A | #N/A | #N/A
TRUE | QLD | QAGW | Ashgrove West 33 | Energy Queensland | Shoulder | Coincident | 2025 | POE10 | NA | 52.0806 | QLD Ashgrove West 33 |  |  | FALSE | #N/A | #N/A | #N/A | #N/A | #N/A | #N/A | #N/A | #N/A | #N/A | #N/A
TRUE | QLD | QAGW | Ashgrove West 33 | Energy Queensland | Shoulder | Coincident | 2025 | POE50 | NA | 46.8544 | QLD Ashgrove West 33 |  |  | FALSE | #N/A | #N/A | #N/A | #N/A | #N/A | #N/A | #N/A | #N/A | #N/A | #N/A
TRUE | QLD | QAGW | Ashgrove West 33 | Energy Queensland | Shoulder | Non-coincident | 2025 | POE10 | NA | 52.0806 | QLD Ashgrove West 33 |  |  | FALSE | #N/A | #N/A | #N/A | #N/A | #N/A | #N/A | #N/A | #N/A | #N/A | #N/A
TRUE | QLD | QAGW | Ashgrove West 33 | Energy Queensland | Shoulder | Coincident | 2026 | POE10 | NA | 52.1544 | QLD Ashgrove West 33 |  |  | FALSE | #N/A | #N/A | #N/A | #N/A | #N/A | #N/A | #N/A | #N/A | #N/A | #N/A
TRUE | QLD | QAGW | Ashgrove West 33 | Energy Queensland | Shoulder | Coincident | 2026 | POE50 | NA | 47.179 | QLD Ashgrove West 33 |  |  | FALSE | #N/A | #N/A | #N/A | #N/A | #N/A | #N/A | #N/A | #N/A | #N/A | #N/A
TRUE | QLD | QAGW | Ashgrove West 33 | Energy Queensland | Shoulder | Non-coincident | 2026 | POE10 | NA | 52.1544 | QLD Ashgrove West 33 |  |  | FALSE | #N/A | #N/A | #N/A | #N/A | #N/A | #N/A | #N/A | #N/A | #N/A | #N/A
TRUE | QLD | QAGW | Ashgrove West 33 | Energy Queensland | Shoulder | Coincident | 2027 | POE10 | NA | 52.3186 | QLD Ashgrove West 33 |  |  | FALSE | #N/A | #N/A | #N/A | #N/A | #N/A | #N/A | #N/A | #N/A | #N/A | #N/A
TRUE | QLD | QAGW | Ashgrove West 33 | Energy Queensland | Shoulder | Coincident | 2027 | POE50 | NA | 47.2872 | QLD Ashgrove West 33 |  |  | FALSE | #N/A | #N/A | #N/A | #N/A | #N/A | #N/A | #N/A | #N/A | #N/A | #N/A
TRUE | QLD | QAGW | Ashgrove West 33 | Energy Queensland | Shoulder | Non-coincident | 2027 | POE10 | NA | 52.3186 | QLD Ashgrove West 33 |  |  | FALSE | #N/A | #N/A | #N/A | #N/A | #N/A | #N/A | #N/A | #N/A | #N/A | #N/A
TRUE | QLD | QAGW | Ashgrove West 33 | Energy Queensland | Shoulder | Coincident | 2028 | POE10 | NA | 52.5747 | QLD Ashgrove West 33 |  |  | FALSE | #N/A | #N/A | #N/A | #N/A | #N/A | #N/A | #N/A | #N/A | #N/A | #N/A
TRUE | QLD | QAGW | Ashgrove West 33 | Energy Queensland | Shoulder | Coincident | 2028 | POE50 | NA | 47.65 | QLD Ashgrove West 33 |  |  | FALSE | #N/A | #N/A | #N/A | #N/A | #N/A | #N/A | #N/A | #N/A | #N/A | #N/A
TRUE | QLD | QAGW | Ashgrove West 33 | Energy Queensland | Shoulder | Non-coincident | 2028 | POE10 | NA | 52.5795 | QLD Ashgrove West 33 |  |  | FALSE | #N/A | #N/A | #N/A | #N/A | #N/A | #N/A | #N/A | #N/A | #N/A | #N/A
TRUE | QLD | QAGW | Ashgrove West 33 | Energy Queensland | Shoulder | Coincident | 2029 | POE10 | NA | 53.6335 | QLD Ashgrove West 33 |  |  | FALSE | #N/A | #N/A | #N/A | #N/A | #N/A | #N/A | #N/A | #N/A | #N/A | #N/A
TRUE | QLD | QAGW | Ashgrove West 33 | Energy Queensland | Shoulder | Coincident | 2029 | POE50 | NA | 48.3532 | QLD Ashgrove West 33 |  |  | FALSE | #N/A | #N/A | #N/A | #N/A | #N/A | #N/A | #N/A | #N/A | #N/A | #N/A
TRUE | QLD | QAGW | Ashgrove West 33 | Energy Queensland | Shoulder | Non-coincident | 2029 | POE10 | NA | 53.6335 | QLD Ashgrove West 33 |  |  | FALSE | #N/A | #N/A | #N/A | #N/A | #N/A | #N/A | #N/A | #N/A | #N/A | #N/A
TRUE | QLD | QAGW | Ashgrove West 33 | Energy Queensland | Shoulder | Coincident | 2030 | POE10 | NA | 54.2795 | QLD Ashgrove West 33 |  |  | FALSE | #N/A | #N/A | #N/A | #N/A | #N/A | #N/A | #N/A | #N/A | #N/A | #N/A
TRUE | QLD | QAGW | Ashgrove West 33 | Energy Queensland | Shoulder | Coincident | 2030 | POE50 | NA | 49.0256 | QLD Ashgrove West 33 |  |  | FALSE | #N/A | #N/A | #N/A | #N/A | #N/A | #N/A | #N/A | #N/A | #N/A | #N/A
TRUE | QLD | QAGW | Ashgrove West 33 | Energy Queensland | Shoulder | Non-coincident | 2030 | POE10 | NA | 54.2795 | QLD Ashgrove West 33 |  |  | FALSE | #N/A | #N/A | #N/A | #N/A | #N/A | #N/A | #N/A | #N/A | #N/A | #N/A
TRUE | QLD | QAGW | Ashgrove West 33 | Energy Queensland | Summer | Non-coincident | 2019 | BASEYEARPOE10 | NA | 70.9739 | QLD Ashgrove West 33 |  |  | FALSE | #N/A | #N/A | #N/A | #N/A | #N/A | #N/A | #N/A | #N/A | #N/A | #N/A
TRUE | QLD | QAGW | Ashgrove West 33 | Energy Queensland | Summer | Coincident | 2021 | POE10 | NA | 72.8332 | QLD Ashgrove West 33 |  |  | FALSE | #N/A | #N/A | #N/A | #N/A | #N/A | #N/A | #N/A | #N/A | #N/A | #N/A
TRUE | QLD | QAGW | Ashgrove West 33 | Energy Queensland | Summer | Coincident | 2021 | POE50 | NA | 68.1028 | QLD Ashgrove West 33 |  |  | FALSE | #N/A | #N/A | #N/A | #N/A | #N/A | #N/A | #N/A | #N/A | #N/A | #N/A
TRUE | QLD | QAGW | Ashgrove West 33 | Energy Queensland | Summer | Non-coincident | 2021 | POE10 | NA | 81.1075 | QLD Ashgrove West 33 |  |  | FALSE | #N/A | #N/A | #N/A | #N/A | #N/A | #N/A | #N/A | #N/A | #N/A | #N/A
TRUE | QLD | QAGW | Ashgrove West 33 | Energy Queensland | Summer | Coincident | 2022 | POE10 | NA | 74.6858 | QLD Ashgrove West 33 |  |  | FALSE | #N/A | #N/A | #N/A | #N/A | #N/A | #N/A | #N/A | #N/A | #N/A | #N/A
TRUE | QLD | QAGW | Ashgrove West 33 | Energy Queensland | Summer | Coincident | 2022 | POE50 | NA | 69.7243 | QLD Ashgrove West 33 |  |  | FALSE | #N/A | #N/A | #N/A | #N/A | #N/A | #N/A | #N/A | #N/A | #N/A | #N/A
TRUE | QLD | QAGW | Ashgrove West 33 | Energy Queensland | Summer | Non-coincident | 2022 | POE10 | NA | 81.6574 | QLD Ashgrove West 33 |  |  | FALSE | #N/A | #N/A | #N/A | #N/A | #N/A | #N/A | #N/A | #N/A | #N/A | #N/A
TRUE | QLD | QAGW | Ashgrove West 33 | Energy Queensland | Summer | Coincident | 2023 | POE10 | NA | 75.5697 | QLD Ashgrove West 33 |  |  | FALSE | #N/A | #N/A | #N/A | #N/A | #N/A | #N/A | #N/A | #N/A | #N/A | #N/A
TRUE | QLD | QAGW | Ashgrove West 33 | Energy Queensland | Summer | Coincident | 2023 | POE50 | NA | 70.3899 | QLD Ashgrove West 33 |  |  | FALSE | #N/A | #N/A | #N/A | #N/A | #N/A | #N/A | #N/A | #N/A | #N/A | #N/A
TRUE | QLD | QAGW | Ashgrove West 33 | Energy Queensland | Summer | Non-coincident | 2023 | POE10 | NA | 82.1451 | QLD Ashgrove West 33 |  |  | FALSE | #N/A | #N/A | #N/A | #N/A | #N/A | #N/A | #N/A | #N/A | #N/A | #N/A
TRUE | QLD | QAGW | Ashgrove West 33 | Energy Queensland | Summer | Coincident | 2024 | POE10 | NA | 76.9088 | QLD Ashgrove West 33 |  |  | FALSE | #N/A | #N/A | #N/A | #N/A | #N/A | #N/A | #N/A | #N/A | #N/A | #N/A
TRUE | QLD | QAGW | Ashgrove West 33 | Energy Queensland | Summer | Coincident | 2024 | POE50 | NA | 71.7019 | QLD Ashgrove West 33 |  |  | FALSE | #N/A | #N/A | #N/A | #N/A | #N/A | #N/A | #N/A | #N/A | #N/A | #N/A
TRUE | QLD | QAGW | Ashgrove West 33 | Energy Queensland | Summer | Non-coincident | 2024 | POE10 | NA | 82.6244 | QLD Ashgrove West 33 |  |  | FALSE | #N/A | #N/A | #N/A | #N/A | #N/A | #N/A | #N/A | #N/A | #N/A | #N/A
TRUE | QLD | QAGW | Ashgrove West 33 | Energy Queensland | Summer | Coincident | 2025 | POE10 | NA | 77.0186 | QLD Ashgrove West 33 |  |  | FALSE | #N/A | #N/A | #N/A | #N/A | #N/A | #N/A | #N/A | #N/A | #N/A | #N/A
TRUE | QLD | QAGW | Ashgrove West 33 | Energy Queensland | Summer | Coincident | 2025 | POE50 | NA | 72.1706 | QLD Ashgrove West 33 |  |  | FALSE | #N/A | #N/A | #N/A | #N/A | #N/A | #N/A | #N/A | #N/A | #N/A | #N/A
TRUE | QLD | QAGW | Ashgrove West 33 | Energy Queensland | Summer | Non-coincident | 2025 | POE10 | NA | 83.106 | QLD Ashgrove West 33 |  |  | FALSE | #N/A | #N/A | #N/A | #N/A | #N/A | #N/A | #N/A | #N/A | #N/A | #N/A
TRUE | QLD | QAGW | Ashgrove West 33 | Energy Queensland | Summer | Coincident | 2026 | POE10 | NA | 77.834 | QLD Ashgrove West 33 |  |  | FALSE | #N/A | #N/A | #N/A | #N/A | #N/A | #N/A | #N/A | #N/A | #N/A | #N/A
TRUE | QLD | QAGW | Ashgrove West 33 | Energy Queensland | Summer | Coincident | 2026 | POE50 | NA | 72.6907 | QLD Ashgrove West 33 |  |  | FALSE | #N/A | #N/A | #N/A | #N/A | #N/A | #N/A | #N/A | #N/A | #N/A | #N/A
TRUE | QLD | QAGW | Ashgrove West 33 | Energy Queensland | Summer | Non-coincident | 2026 | POE10 | NA | 83.6091 | QLD Ashgrove West 33 |  |  | FALSE | #N/A | #N/A | #N/A | #N/A | #N/A | #N/A | #N/A | #N/A | #N/A | #N/A
TRUE | QLD | QAGW | Ashgrove West 33 | Energy Queensland | Summer | Coincident | 2027 | POE10 | NA | 77.7355 | QLD Ashgrove West 33 |  |  | FALSE | #N/A | #N/A | #N/A | #N/A | #N/A | #N/A | #N/A | #N/A | #N/A | #N/A
TRUE | QLD | QAGW | Ashgrove West 33 | Energy Queensland | Summer | Coincident | 2027 | POE50 | NA | 72.8519 | QLD Ashgrove West 33 |  |  | FALSE | #N/A | #N/A | #N/A | #N/A | #N/A | #N/A | #N/A | #N/A | #N/A | #N/A
TRUE | QLD | QAGW | Ashgrove West 33 | Energy Queensland | Summer | Non-coincident | 2027 | POE10 | NA | 84.1415 | QLD Ashgrove West 33 |  |  | FALSE | #N/A | #N/A | #N/A | #N/A | #N/A | #N/A | #N/A | #N/A | #N/A | #N/A
TRUE | QLD | QAGW | Ashgrove West 33 | Energy Queensland | Summer | Coincident | 2028 | POE10 | NA | 78.3327 | QLD Ashgrove West 33 |  |  | FALSE | #N/A | #N/A | #N/A | #N/A | #N/A | #N/A | #N/A | #N/A | #N/A | #N/A
TRUE | QLD | QAGW | Ashgrove West 33 | Energy Queensland | Summer | Coincident | 2028 | POE50 | NA | 73.3837 | QLD Ashgrove West 33 |  |  | FALSE | #N/A | #N/A | #N/A | #N/A | #N/A | #N/A | #N/A | #N/A | #N/A | #N/A
TRUE | QLD | QAGW | Ashgrove West 33 | Energy Queensland | Summer | Non-coincident | 2028 | POE10 | NA | 84.7347 | QLD Ashgrove West 33 |  |  | FALSE | #N/A | #N/A | #N/A | #N/A | #N/A | #N/A | #N/A | #N/A | #N/A | #N/A
TRUE | QLD | QAGW | Ashgrove West 33 | Energy Queensland | Summer | Coincident | 2029 | POE10 | NA | 78.7521 | QLD Ashgrove West 33 |  |  | FALSE | #N/A | #N/A | #N/A | #N/A | #N/A | #N/A | #N/A | #N/A | #N/A | #N/A
TRUE | QLD | QAGW | Ashgrove West 33 | Energy Queensland | Summer | Coincident | 2029 | POE50 | NA | 74.1122 | QLD Ashgrove West 33 |  |  | FALSE | #N/A | #N/A | #N/A | #N/A | #N/A | #N/A | #N/A | #N/A | #N/A | #N/A
TRUE | QLD | QAGW | Ashgrove West 33 | Energy Queensland | Summer | Non-coincident | 2029 | POE10 | NA | 85.4172 | QLD Ashgrove West 33 |  |  | FALSE | #N/A | #N/A | #N/A | #N/A | #N/A | #N/A | #N/A | #N/A | #N/A | #N/A
TRUE | QLD | QAGW | Ashgrove West 33 | Energy Queensland | Summer | Coincident | 2030 | POE10 | NA | 79.5219 | QLD Ashgrove West 33 |  |  | FALSE | #N/A | #N/A | #N/A | #N/A | #N/A | #N/A | #N/A | #N/A | #N/A | #N/A
TRUE | QLD | QAGW | Ashgrove West 33 | Energy Queensland | Summer | Coincident | 2030 | POE50 | NA | 74.4659 | QLD Ashgrove West 33 |  |  | FALSE | #N/A | #N/A | #N/A | #N/A | #N/A | #N/A | #N/A | #N/A | #N/A | #N/A
TRUE | QLD | QAGW | Ashgrove West 33 | Energy Queensland | Summer | Non-coincident | 2030 | POE10 | NA | 86.1589 | QLD Ashgrove West 33 |  |  | FALSE | #N/A | #N/A | #N/A | #N/A | #N/A | #N/A | #N/A | #N/A | #N/A | #N/A
TRUE | QLD | QAGW | Ashgrove West 33 | Energy Queensland | Winter | Non-coincident | 2019 | BASEYEARPOE10 | NA | 54.2353 | QLD Ashgrove West 33 |  |  | FALSE | #N/A | #N/A | #N/A | #N/A | #N/A | #N/A | #N/A | #N/A | #N/A | #N/A
TRUE | QLD | QAGW | Ashgrove West 33 | Energy Queensland | Winter | Coincident | 2020 | POE10 | NA | 52.7295 | QLD Ashgrove West 33 |  |  | FALSE | #N/A | #N/A | #N/A | #N/A | #N/A | #N/A | #N/A | #N/A | #N/A | #N/A
TRUE | QLD | QAGW | Ashgrove West 33 | Energy Queensland | Winter | Coincident | 2020 | POE50 | NA | 49.8426 | QLD Ashgrove West 33 |  |  | FALSE | #N/A | #N/A | #N/A | #N/A | #N/A | #N/A | #N/A | #N/A | #N/A | #N/A
TRUE | QLD | QAGW | Ashgrove West 33 | Energy Queensland | Winter | Non-coincident | 2020 | POE10 | NA | 54.2181 | QLD Ashgrove West 33 |  |  | FALSE | #N/A | #N/A | #N/A | #N/A | #N/A | #N/A | #N/A | #N/A | #N/A | #N/A
TRUE | QLD | QAGW | Ashgrove West 33 | Energy Queensland | Winter | Coincident | 2021 | POE10 | NA | 52.7337 | QLD Ashgrove West 33 |  |  | FALSE | #N/A | #N/A | #N/A | #N/A | #N/A | #N/A | #N/A | #N/A | #N/A | #N/A
TRUE | QLD | QAGW | Ashgrove West 33 | Energy Queensland | Winter | Coincident | 2021 | POE50 | NA | 49.8328 | QLD Ashgrove West 33 |  |  | FALSE | #N/A | #N/A | #N/A | #N/A | #N/A | #N/A | #N/A | #N/A | #N/A | #N/A
TRUE | QLD | QAGW | Ashgrove West 33 | Energy Queensland | Winter | Non-coincident | 2021 | POE10 | NA | 54.6817 | QLD Ashgrove West 33 |  |  | FALSE | #N/A | #N/A | #N/A | #N/A | #N/A | #N/A | #N/A | #N/A | #N/A | #N/A
TRUE | QLD | QAGW | Ashgrove West 33 | Energy Queensland | Winter | Coincident | 2022 | POE10 | NA | 54.2588 | QLD Ashgrove West 33 |  |  | FALSE | #N/A | #N/A | #N/A | #N/A | #N/A | #N/A | #N/A | #N/A | #N/A | #N/A
TRUE | QLD | QAGW | Ashgrove West 33 | Energy Queensland | Winter | Coincident | 2022 | POE50 | NA | 51.2821 | QLD Ashgrove West 33 |  |  | FALSE | #N/A | #N/A | #N/A | #N/A | #N/A | #N/A | #N/A | #N/A | #N/A | #N/A
TRUE | QLD | QAGW | Ashgrove West 33 | Energy Queensland | Winter | Non-coincident | 2022 | POE10 | NA | 55.0452 | QLD Ashgrove West 33 |  |  | FALSE | #N/A | #N/A | #N/A | #N/A | #N/A | #N/A | #N/A | #N/A | #N/A | #N/A
TRUE | QLD | QAGW | Ashgrove West 33 | Energy Queensland | Winter | Coincident | 2023 | POE10 | NA | 55.1136 | QLD Ashgrove West 33 |  |  | FALSE | #N/A | #N/A | #N/A | #N/A | #N/A | #N/A | #N/A | #N/A | #N/A | #N/A
TRUE | QLD | QAGW | Ashgrove West 33 | Energy Queensland | Winter | Coincident | 2023 | POE50 | NA | 52.0397 | QLD Ashgrove West 33 |  |  | FALSE | #N/A | #N/A | #N/A | #N/A | #N/A | #N/A | #N/A | #N/A | #N/A | #N/A
TRUE | QLD | QAGW | Ashgrove West 33 | Energy Queensland | Winter | Non-coincident | 2023 | POE10 | NA | 55.4006 | QLD Ashgrove West 33 |  |  | FALSE | #N/A | #N/A | #N/A | #N/A | #N/A | #N/A | #N/A | #N/A | #N/A | #N/A
TRUE | QLD | QAGW | Ashgrove West 33 | Energy Queensland | Winter | Coincident | 2024 | POE10 | NA | 56.2882 | QLD Ashgrove West 33 |  |  | FALSE | #N/A | #N/A | #N/A | #N/A | #N/A | #N/A | #N/A | #N/A | #N/A | #N/A
TRUE | QLD | QAGW | Ashgrove West 33 | Energy Queensland | Winter | Coincident | 2024 | POE50 | NA | 52.9433 | QLD Ashgrove West 33 |  |  | FALSE | #N/A | #N/A | #N/A | #N/A | #N/A | #N/A | #N/A | #N/A | #N/A | #N/A
TRUE | QLD | QAGW | Ashgrove West 33 | Energy Queensland | Winter | Non-coincident | 2024 | POE10 | NA | 56.2882 | QLD Ashgrove West 33 |  |  | FALSE | #N/A | #N/A | #N/A | #N/A | #N/A | #N/A | #N/A | #N/A | #N/A | #N/A
TRUE | QLD | QAGW | Ashgrove West 33 | Energy Queensland | Winter | Coincident | 2025 | POE10 | NA | 56.483 | QLD Ashgrove West 33 |  |  | FALSE | #N/A | #N/A | #N/A | #N/A | #N/A | #N/A | #N/A | #N/A | #N/A | #N/A
TRUE | QLD | QAGW | Ashgrove West 33 | Energy Queensland | Winter | Coincident | 2025 | POE50 | NA | 53.2405 | QLD Ashgrove West 33 |  |  | FALSE | #N/A | #N/A | #N/A | #N/A | #N/A | #N/A | #N/A | #N/A | #N/A | #N/A
TRUE | QLD | QAGW | Ashgrove West 33 | Energy Queensland | Winter | Non-coincident | 2025 | POE10 | NA | 56.483 | QLD Ashgrove West 33 |  |  | FALSE | #N/A | #N/A | #N/A | #N/A | #N/A | #N/A | #N/A | #N/A | #N/A | #N/A
TRUE | QLD | QAGW | Ashgrove West 33 | Energy Queensland | Winter | Coincident | 2026 | POE10 | NA | 56.8558 | QLD Ashgrove West 33 |  |  | FALSE | #N/A | #N/A | #N/A | #N/A | #N/A | #N/A | #N/A | #N/A | #N/A | #N/A
TRUE | QLD | QAGW | Ashgrove West 33 | Energy Queensland | Winter | Coincident | 2026 | POE50 | NA | 53.6946 | QLD Ashgrove West 33 |  |  | FALSE | #N/A | #N/A | #N/A | #N/A | #N/A | #N/A | #N/A | #N/A | #N/A | #N/A
TRUE | QLD | QAGW | Ashgrove West 33 | Energy Queensland | Winter | Non-coincident | 2026 | POE10 | NA | 56.8558 | QLD Ashgrove West 33 |  |  | FALSE | #N/A | #N/A | #N/A | #N/A | #N/A | #N/A | #N/A | #N/A | #N/A | #N/A
TRUE | QLD | QAGW | Ashgrove West 33 | Energy Queensland | Winter | Coincident | 2027 | POE10 | NA | 57.2834 | QLD Ashgrove West 33 |  |  | FALSE | #N/A | #N/A | #N/A | #N/A | #N/A | #N/A | #N/A | #N/A | #N/A | #N/A
TRUE | QLD | QAGW | Ashgrove West 33 | Energy Queensland | Winter | Coincident | 2027 | POE50 | NA | 54.1093 | QLD Ashgrove West 33 |  |  | FALSE | #N/A | #N/A | #N/A | #N/A | #N/A | #N/A | #N/A | #N/A | #N/A | #N/A
TRUE | QLD | QAGW | Ashgrove West 33 | Energy Queensland | Winter | Non-coincident | 2027 | POE10 | NA | 57.2834 | QLD Ashgrove West 33 |  |  | FALSE | #N/A | #N/A | #N/A | #N/A | #N/A | #N/A | #N/A | #N/A | #N/A | #N/A
TRUE | QLD | QAGW | Ashgrove West 33 | Energy Queensland | Winter | Coincident | 2028 | POE10 | NA | 58.469 | QLD Ashgrove West 33 |  |  | FALSE | #N/A | #N/A | #N/A | #N/A | #N/A | #N/A | #N/A | #N/A | #N/A | #N/A
TRUE | QLD | QAGW | Ashgrove West 33 | Energy Queensland | Winter | Coincident | 2028 | POE50 | NA | 54.812 | QLD Ashgrove West 33 |  |  | FALSE | #N/A | #N/A | #N/A | #N/A | #N/A | #N/A | #N/A | #N/A | #N/A | #N/A
TRUE | QLD | QAGW | Ashgrove West 33 | Energy Queensland | Winter | Non-coincident | 2028 | POE10 | NA | 58.469 | QLD Ashgrove West 33 |  |  | FALSE | #N/A | #N/A | #N/A | #N/A | #N/A | #N/A | #N/A | #N/A | #N/A | #N/A
TRUE | QLD | QAGW | Ashgrove West 33 | Energy Queensland | Winter | Coincident | 2029 | POE10 | NA | 58.9089 | QLD Ashgrove West 33 |  |  | FALSE | #N/A | #N/A | #N/A | #N/A | #N/A | #N/A | #N/A | #N/A | #N/A | #N/A
TRUE | QLD | QAGW | Ashgrove West 33 | Energy Queensland | Winter | Coincident | 2029 | POE50 | NA | 55.5296 | QLD Ashgrove West 33 |  |  | FALSE | #N/A | #N/A | #N/A | #N/A | #N/A | #N/A | #N/A | #N/A | #N/A | #N/A
TRUE | QLD | QAGW | Ashgrove West 33 | Energy Queensland | Winter | Non-coincident | 2029 | POE10 | NA | 58.9089 | QLD Ashgrove West 33 |  |  | FALSE | #N/A | #N/A | #N/A | #N/A | #N/A | #N/A | #N/A | #N/A | #N/A | #N/A
TRUE | QLD | QALC | Alligator Creek 33 | Energy Queensland | Shoulder | Coincident | 2017 | ACTUAL_OPG | 9.119 | 20.3456 | QLD Alligator Creek 33 |  |  | FALSE | #N/A | #N/A | #N/A | #N/A | #N/A | #N/A | #N/A | #N/A | #N/A | #N/A
TRUE | QLD | QALC | Alligator Creek 33 | Energy Queensland | Shoulder | Coincident | 2017 | ACTUAL_RAW | 9.119 | 20.3456 | QLD Alligator Creek 33 |  |  | FALSE | #N/A | #N/A | #N/A | #N/A | #N/A | #N/A | #N/A | #N/A | #N/A | #N/A
TRUE | QLD | QALC | Alligator Creek 33 | Energy Queensland | Shoulder | Non-coincident | 2017 | ACTUAL_RAW | 2.9063 | 20.5386 | QLD Alligator Creek 33 |  |  | FALSE | #N/A | #N/A | #N/A | #N/A | #N/A | #N/A | #N/A | #N/A | #N/A | #N/A
TRUE | QLD | QALC | Alligator Creek 33 | Energy Queensland | Shoulder | Non-coincident | 2017 | ACTUAL_OPG | 3.7381 | 20.5386 | QLD Alligator Creek 33 |  |  | FALSE | #N/A | #N/A | #N/A | #N/A | #N/A | #N/A | #N/A | #N/A | #N/A | #N/A
TRUE | QLD | QALC | Alligator Creek 33 | Energy Queensland | Shoulder | Non-coincident | 2017 | ACTUAL_ADJUSTEDOPG | 3.7381 | 20.5386 | QLD Alligator Creek 33 |  |  | FALSE | #N/A | #N/A | #N/A | #N/A | #N/A | #N/A | #N/A | #N/A | #N/A | #N/A
TRUE | QLD | QALC | Alligator Creek 33 | Energy Queensland | Shoulder | Coincident | 2018 | ACTUAL_OPG | 10.9955 | 12.8101 | QLD Alligator Creek 33 |  |  | FALSE | #N/A | #N/A | #N/A | #N/A | #N/A | #N/A | #N/A | #N/A | #N/A | #N/A
TRUE | QLD | QALC | Alligator Creek 33 | Energy Queensland | Shoulder | Coincident | 2018 | ACTUAL_RAW | 10.9955 | 12.8101 | QLD Alligator Creek 33 |  |  | FALSE | #N/A | #N/A | #N/A | #N/A | #N/A | #N/A | #N/A | #N/A | #N/A | #N/A
TRUE | QLD | QALC | Alligator Creek 33 | Energy Queensland | Shoulder | Non-coincident | 2018 | ACTUAL_RAW | 2.8949 | 23.2674 | QLD Alligator Creek 33 |  |  | FALSE | #N/A | #N/A | #N/A | #N/A | #N/A | #N/A | #N/A | #N/A | #N/A | #N/A
TRUE | QLD | QALC | Alligator Creek 33 | Energy Queensland | Shoulder | Non-coincident | 2018 | ACTUAL_OPG | 5.7327 | 23.2674 | QLD Alligator Creek 33 |  |  | FALSE | #N/A | #N/A | #N/A | #N/A | #N/A | #N/A | #N/A | #N/A | #N/A | #N/A
TRUE | QLD | QALC | Alligator Creek 33 | Energy Queensland | Shoulder | Non-coincident | 2018 | ACTUAL_ADJUSTEDOPG | 5.7327 | 23.2674 | QLD Alligator Creek 33 |  |  | FALSE | #N/A | #N/A | #N/A | #N/A | #N/A | #N/A | #N/A | #N/A | #N/A | #N/A
TRUE | QLD | QALC | Alligator Creek 33 | Energy Queensland | Shoulder | Coincident | 2019 | ACTUAL_OPG | 6.6846 | 12.8224 | QLD Alligator Creek 33 |  |  | FALSE | #N/A | #N/A | #N/A | #N/A | #N/A | #N/A | #N/A | #N/A | #N/A | #N/A
TRUE | QLD | QALC | Alligator Creek 33 | Energy Queensland | Shoulder | Coincident | 2019 | ACTUAL_RAW | 6.6846 | 12.8224 | QLD Alligator Creek 33 |  |  | FALSE | #N/A | #N/A | #N/A | #N/A | #N/A | #N/A | #N/A | #N/A | #N/A | #N/A
TRUE | QLD | QALC | Alligator Creek 33 | Energy Queensland | Shoulder | Non-coincident | 2019 | ACTUAL_RAW | 3.2676 | 21.7743 | QLD Alligator Creek 33 |  |  | FALSE | #N/A | #N/A | #N/A | #N/A | #N/A | #N/A | #N/A | #N/A | #N/A | #N/A
TRUE | QLD | QALC | Alligator Creek 33 | Energy Queensland | Shoulder | Non-coincident | 2019 | ACTUAL_OPG | 3.2676 | 21.7743 | QLD Alligator Creek 33 |  |  | FALSE | #N/A | #N/A | #N/A | #N/A | #N/A | #N/A | #N/A | #N/A | #N/A | #N/A
TRUE | QLD | QALC | Alligator Creek 33 | Energy Queensland | Shoulder | Non-coincident | 2019 | ACTUAL_ADJUSTEDOPG | 3.2676 | 21.7743 | QLD Alligator Creek 33 |  |  | FALSE | #N/A | #N/A | #N/A | #N/A | #N/A | #N/A | #N/A | #N/A | #N/A | #N/A
TRUE | QLD | QALC | Alligator Creek 33 | Energy Queensland | Shoulder | Non-coincident | 2019 | BASEYEARPOE90 | 1.2445 | NA | QLD Alligator Creek 33 |  |  | FALSE | #N/A | #N/A | #N/A | #N/A | #N/A | #N/A | #N/A | #N/A | #N/A | #N/A
TRUE | QLD | QALC | Alligator Creek 33 | Energy Queensland | Shoulder | Non-coincident | 2019 | BASEYEARPOE50 | 1.7472 | 21.2574 | QLD Alligator Creek 33 |  |  | FALSE | #N/A | #N/A | #N/A | #N/A | #N/A | #N/A | #N/A | #N/A | #N/A | #N/A
TRUE | QLD | QALC | Alligator Creek 33 | Energy Queensland | Shoulder | Coincident | 2020 | ACTUAL_OPG | 5.1028 | 19.2047 | QLD Alligator Creek 33 |  |  | FALSE | #N/A | #N/A | #N/A | #N/A | #N/A | #N/A | #N/A | #N/A | #N/A | #N/A
TRUE | QLD | QALC | Alligator Creek 33 | Energy Queensland | Shoulder | Coincident | 2020 | ACTUAL_RAW | 5.1028 | 19.2047 | QLD Alligator Creek 33 |  |  | FALSE | #N/A | #N/A | #N/A | #N/A | #N/A | #N/A | #N/A | #N/A | #N/A | #N/A
TRUE | QLD | QALC | Alligator Creek 33 | Energy Queensland | Shoulder | Non-coincident | 2020 | ACTUAL_RAW | 3.6789 | 30.1942 | QLD Alligator Creek 33 |  |  | FALSE | #N/A | #N/A | #N/A | #N/A | #N/A | #N/A | #N/A | #N/A | #N/A | #N/A
TRUE | QLD | QALC | Alligator Creek 33 | Energy Queensland | Shoulder | Non-coincident | 2020 | ACTUAL_OPG | 3.6789 | 30.1942 | QLD Alligator Creek 33 |  |  | FALSE | #N/A | #N/A | #N/A | #N/A | #N/A | #N/A | #N/A | #N/A | #N/A | #N/A
TRUE | QLD | QALC | Alligator Creek 33 | Energy Queensland | Shoulder | Non-coincident | 2020 | ACTUAL_ADJUSTEDOPG | 3.6789 | 19.7905 | QLD Alligator Creek 33 |  |  | FALSE | #N/A | #N/A | #N/A | #N/A | #N/A | #N/A | #N/A | #N/A | #N/A | #N/A
TRUE | QLD | QALC | Alligator Creek 33 | Energy Queensland | Shoulder | Coincident_unreconciled | 2021 | POE90 | 5.9563 | NA | QLD Alligator Creek 33 |  |  | FALSE | #N/A | #N/A | #N/A | #N/A | #N/A | #N/A | #N/A | #N/A | #N/A | #N/A
TRUE | QLD | QALC | Alligator Creek 33 | Energy Queensland | Shoulder | Coincident_unreconciled | 2021 | POE50 | 7.0014 | NA | QLD Alligator Creek 33 |  |  | FALSE | #N/A | #N/A | #N/A | #N/A | #N/A | #N/A | #N/A | #N/A | #N/A | #N/A
TRUE | QLD | QALC | Alligator Creek 33 | Energy Queensland | Shoulder | Non-coincident | 2021 | POE50 | 3.6 | 23 | QLD Alligator Creek 33 |  |  | FALSE | #N/A | #N/A | #N/A | #N/A | #N/A | #N/A | #N/A | #N/A | #N/A | #N/A
TRUE | QLD | QALC | Alligator Creek 33 | Energy Queensland | Shoulder | Non-coincident | 2021 | POE90 | 2.6254 | NA | QLD Alligator Creek 33 |  |  | FALSE | #N/A | #N/A | #N/A | #N/A | #N/A | #N/A | #N/A | #N/A | #N/A | #N/A
TRUE | QLD | QALC | Alligator Creek 33 | Energy Queensland | Shoulder | Coincident_unreconciled | 2022 | POE90 | 5.9563 | NA | QLD Alligator Creek 33 |  |  | FALSE | #N/A | #N/A | #N/A | #N/A | #N/A | #N/A | #N/A | #N/A | #N/A | #N/A
TRUE | QLD | QALC | Alligator Creek 33 | Energy Queensland | Shoulder | Coincident_unreconciled | 2022 | POE50 | 7.0014 | NA | QLD Alligator Creek 33 |  |  | FALSE | #N/A | #N/A | #N/A | #N/A | #N/A | #N/A | #N/A | #N/A | #N/A | #N/A
TRUE | QLD | QALC | Alligator Creek 33 | Energy Queensland | Shoulder | Non-coincident | 2022 | POE50 | 2.6206 | 23.128 | QLD Alligator Creek 33 |  |  | FALSE | #N/A | #N/A | #N/A | #N/A | #N/A | #N/A | #N/A | #N/A | #N/A | #N/A
TRUE | QLD | QALC | Alligator Creek 33 | Energy Queensland | Shoulder | Non-coincident | 2022 | POE90 | 1.6421 | NA | QLD Alligator Creek 33 |  |  | FALSE | #N/A | #N/A | #N/A | #N/A | #N/A | #N/A | #N/A | #N/A | #N/A | #N/A
TRUE | QLD | QALC | Alligator Creek 33 | Energy Queensland | Shoulder | Coincident_unreconciled | 2023 | POE90 | 5.9563 | NA | QLD Alligator Creek 33 |  |  | FALSE | #N/A | #N/A | #N/A | #N/A | #N/A | #N/A | #N/A | #N/A | #N/A | #N/A
TRUE | QLD | QALC | Alligator Creek 33 | Energy Queensland | Shoulder | Coincident_unreconciled | 2023 | POE50 | 7.0014 | NA | QLD Alligator Creek 33 |  |  | FALSE | #N/A | #N/A | #N/A | #N/A | #N/A | #N/A | #N/A | #N/A | #N/A | #N/A
TRUE | QLD | QALC | Alligator Creek 33 | Energy Queensland | Shoulder | Non-coincident | 2023 | POE50 | 1.7539 | 23.2727 | QLD Alligator Creek 33 |  |  | FALSE | #N/A | #N/A | #N/A | #N/A | #N/A | #N/A | #N/A | #N/A | #N/A | #N/A
TRUE | QLD | QALC | Alligator Creek 33 | Energy Queensland | Shoulder | Non-coincident | 2023 | POE90 | 0.77119 | NA | QLD Alligator Creek 33 |  |  | FALSE | #N/A | #N/A | #N/A | #N/A | #N/A | #N/A | #N/A | #N/A | #N/A | #N/A
TRUE | QLD | QALC | Alligator Creek 33 | Energy Queensland | Shoulder | Coincident_unreconciled | 2024 | POE90 | 5.9563 | NA | QLD Alligator Creek 33 |  |  | FALSE | #N/A | #N/A | #N/A | #N/A | #N/A | #N/A | #N/A | #N/A | #N/A | #N/A
TRUE | QLD | QALC | Alligator Creek 33 | Energy Queensland | Shoulder | Coincident_unreconciled | 2024 | POE50 | 7.0014 | NA | QLD Alligator Creek 33 |  |  | FALSE | #N/A | #N/A | #N/A | #N/A | #N/A | #N/A | #N/A | #N/A | #N/A | #N/A
TRUE | QLD | QALC | Alligator Creek 33 | Energy Queensland | Shoulder | Non-coincident | 2024 | POE50 | 1.2638 | 23.4118 | QLD Alligator Creek 33 |  |  | FALSE | #N/A | #N/A | #N/A | #N/A | #N/A | #N/A | #N/A | #N/A | #N/A | #N/A
TRUE | QLD | QALC | Alligator Creek 33 | Energy Queensland | Shoulder | Non-coincident | 2024 | POE90 | 0.27681 | NA | QLD Alligator Creek 33 |  |  | FALSE | #N/A | #N/A | #N/A | #N/A | #N/A | #N/A | #N/A | #N/A | #N/A | #N/A
TRUE | QLD | QALC | Alligator Creek 33 | Energy Queensland | Shoulder | Coincident_unreconciled | 2025 | POE90 | 5.9563 | NA | QLD Alligator Creek 33 |  |  | FALSE | #N/A | #N/A | #N/A | #N/A | #N/A | #N/A | #N/A | #N/A | #N/A | #N/A
TRUE | QLD | QALC | Alligator Creek 33 | Energy Queensland | Shoulder | Coincident_unreconciled | 2025 | POE50 | 7.0014 | NA | QLD Alligator Creek 33 |  |  | FALSE | #N/A | #N/A | #N/A | #N/A | #N/A | #N/A | #N/A | #N/A | #N/A | #N/A
TRUE | QLD | QALC | Alligator Creek 33 | Energy Queensland | Shoulder | Non-coincident | 2025 | POE50 | 0.9621 | 23.5481 | QLD Alligator Creek 33 |  |  | FALSE | #N/A | #N/A | #N/A | #N/A | #N/A | #N/A | #N/A | #N/A | #N/A | #N/A
TRUE | QLD | QALC | Alligator Creek 33 | Energy Queensland | Shoulder | Non-coincident | 2025 | POE90 | -0.02918 | NA | QLD Alligator Creek 33 |  |  | FALSE | #N/A | #N/A | #N/A | #N/A | #N/A | #N/A | #N/A | #N/A | #N/A | #N/A
TRUE | QLD | QALC | Alligator Creek 33 | Energy Queensland | Shoulder | Coincident_unreconciled | 2026 | POE90 | 5.9563 | NA | QLD Alligator Creek 33 |  |  | FALSE | #N/A | #N/A | #N/A | #N/A | #N/A | #N/A | #N/A | #N/A | #N/A | #N/A
TRUE | QLD | QALC | Alligator Creek 33 | Energy Queensland | Shoulder | Coincident_unreconciled | 2026 | POE50 | 7.0014 | NA | QLD Alligator Creek 33 |  |  | FALSE | #N/A | #N/A | #N/A | #N/A | #N/A | #N/A | #N/A | #N/A | #N/A | #N/A
TRUE | QLD | QALC | Alligator Creek 33 | Energy Queensland | Shoulder | Non-coincident | 2026 | POE50 | 0.69641 | 23.6915 | QLD Alligator Creek 33 |  |  | FALSE | #N/A | #N/A | #N/A | #N/A | #N/A | #N/A | #N/A | #N/A | #N/A | #N/A
TRUE | QLD | QALC | Alligator Creek 33 | Energy Queensland | Shoulder | Non-coincident | 2026 | POE90 | -0.29914 | NA | QLD Alligator Creek 33 |  |  | FALSE | #N/A | #N/A | #N/A | #N/A | #N/A | #N/A | #N/A | #N/A | #N/A | #N/A
TRUE | QLD | QALC | Alligator Creek 33 | Energy Queensland | Shoulder | Coincident_unreconciled | 2027 | POE90 | 5.9563 | NA | QLD Alligator Creek 33 |  |  | FALSE | #N/A | #N/A | #N/A | #N/A | #N/A | #N/A | #N/A | #N/A | #N/A | #N/A
TRUE | QLD | QALC | Alligator Creek 33 | Energy Queensland | Shoulder | Coincident_unreconciled | 2027 | POE50 | 7.0014 | NA | QLD Alligator Creek 33 |  |  | FALSE | #N/A | #N/A | #N/A | #N/A | #N/A | #N/A | #N/A | #N/A | #N/A | #N/A
TRUE | QLD | QALC | Alligator Creek 33 | Energy Queensland | Shoulder | Non-coincident | 2027 | POE50 | 0.48819 | 23.8676 | QLD Alligator Creek 33 |  |  | FALSE | #N/A | #N/A | #N/A | #N/A | #N/A | #N/A | #N/A | #N/A | #N/A | #N/A
TRUE | QLD | QALC | Alligator Creek 33 | Energy Queensland | Shoulder | Non-coincident | 2027 | POE90 | -0.51214 | NA | QLD Alligator Creek 33 |  |  | FALSE | #N/A | #N/A | #N/A | #N/A | #N/A | #N/A | #N/A | #N/A | #N/A | #N/A
TRUE | QLD | QALC | Alligator Creek 33 | Energy Queensland | Shoulder | Coincident_unreconciled | 2028 | POE90 | 5.9563 | NA | QLD Alligator Creek 33 |  |  | FALSE | #N/A | #N/A | #N/A | #N/A | #N/A | #N/A | #N/A | #N/A | #N/A | #N/A
TRUE | QLD | QALC | Alligator Creek 33 | Energy Queensland | Shoulder | Coincident_unreconciled | 2028 | POE50 | 7.0014 | NA | QLD Alligator Creek 33 |  |  | FALSE | #N/A | #N/A | #N/A | #N/A | #N/A | #N/A | #N/A | #N/A | #N/A | #N/A
TRUE | QLD | QALC | Alligator Creek 33 | Energy Queensland | Shoulder | Non-coincident | 2028 | POE50 | 0.34203 | 24.0817 | QLD Alligator Creek 33 |  |  | FALSE | #N/A | #N/A | #N/A | #N/A | #N/A | #N/A | #N/A | #N/A | #N/A | #N/A
TRUE | QLD | QALC | Alligator Creek 33 | Energy Queensland | Shoulder | Non-coincident | 2028 | POE90 | -0.66345 | NA | QLD Alligator Creek 33 |  |  | FALSE | #N/A | #N/A | #N/A | #N/A | #N/A | #N/A | #N/A | #N/A | #N/A | #N/A
TRUE | QLD | QALC | Alligator Creek 33 | Energy Queensland | Shoulder | Coincident_unreconciled | 2029 | POE90 | 5.9563 | NA | QLD Alligator Creek 33 |  |  | FALSE | #N/A | #N/A | #N/A | #N/A | #N/A | #N/A | #N/A | #N/A | #N/A | #N/A
TRUE | QLD | QALC | Alligator Creek 33 | Energy Queensland | Shoulder | Coincident_unreconciled | 2029 | POE50 | 7.0014 | NA | QLD Alligator Creek 33 |  |  | FALSE | #N/A | #N/A | #N/A | #N/A | #N/A | #N/A | #N/A | #N/A | #N/A | #N/A
TRUE | QLD | QALC | Alligator Creek 33 | Energy Queensland | Shoulder | Non-coincident | 2029 | POE50 | 0.22453 | 24.3311 | QLD Alligator Creek 33 |  |  | FALSE | #N/A | #N/A | #N/A | #N/A | #N/A | #N/A | #N/A | #N/A | #N/A | #N/A
TRUE | QLD | QALC | Alligator Creek 33 | Energy Queensland | Shoulder | Non-coincident | 2029 | POE90 | -0.78611 | NA | QLD Alligator Creek 33 |  |  | FALSE | #N/A | #N/A | #N/A | #N/A | #N/A | #N/A | #N/A | #N/A | #N/A | #N/A
TRUE | QLD | QALC | Alligator Creek 33 | Energy Queensland | Shoulder | Coincident_unreconciled | 2030 | POE90 | 5.9563 | NA | QLD Alligator Creek 33 |  |  | FALSE | #N/A | #N/A | #N/A | #N/A | #N/A | #N/A | #N/A | #N/A | #N/A | #N/A
TRUE | QLD | QALC | Alligator Creek 33 | Energy Queensland | Shoulder | Coincident_unreconciled | 2030 | POE50 | 7.0014 | NA | QLD Alligator Creek 33 |  |  | FALSE | #N/A | #N/A | #N/A | #N/A | #N/A | #N/A | #N/A | #N/A | #N/A | #N/A
TRUE | QLD | QALC | Alligator Creek 33 | Energy Queensland | Shoulder | Non-coincident | 2030 | POE50 | 0.11707 | 24.61 | QLD Alligator Creek 33 |  |  | FALSE | #N/A | #N/A | #N/A | #N/A | #N/A | #N/A | #N/A | #N/A | #N/A | #N/A
TRUE | QLD | QALC | Alligator Creek 33 | Energy Queensland | Shoulder | Non-coincident | 2030 | POE90 | -0.8987 | NA | QLD Alligator Creek 33 |  |  | FALSE | #N/A | #N/A | #N/A | #N/A | #N/A | #N/A | #N/A | #N/A | #N/A | #N/A
TRUE | QLD | QALC | Alligator Creek 33 | Energy Queensland | Summer | Coincident | 2017 | ACTUAL_OPG | 11.1997 | 16.8097 | QLD Alligator Creek 33 |  |  | FALSE | #N/A | #N/A | #N/A | #N/A | #N/A | #N/A | #N/A | #N/A | #N/A | #N/A
TRUE | QLD | QALC | Alligator Creek 33 | Energy Queensland | Summer | Coincident | 2017 | ACTUAL_RAW | 11.1997 | 16.8097 | QLD Alligator Creek 33 |  |  | FALSE | #N/A | #N/A | #N/A | #N/A | #N/A | #N/A | #N/A | #N/A | #N/A | #N/A
TRUE | QLD | QALC | Alligator Creek 33 | Energy Queensland | Summer | Non-coincident | 2017 | ACTUAL_RAW | 0.016276 | 24.0017 | QLD Alligator Creek 33 |  |  | FALSE | #N/A | #N/A | #N/A | #N/A | #N/A | #N/A | #N/A | #N/A | #N/A | #N/A
TRUE | QLD | QALC | Alligator Creek 33 | Energy Queensland | Summer | Non-coincident | 2017 | ACTUAL_OPG | 0.016276 | 24.0017 | QLD Alligator Creek 33 |  |  | FALSE | #N/A | #N/A | #N/A | #N/A | #N/A | #N/A | #N/A | #N/A | #N/A | #N/A
TRUE | QLD | QALC | Alligator Creek 33 | Energy Queensland | Summer | Non-coincident | 2017 | ACTUAL_ADJUSTEDOPG | 5.5304 | 24.0017 | QLD Alligator Creek 33 |  |  | FALSE | #N/A | #N/A | #N/A | #N/A | #N/A | #N/A | #N/A | #N/A | #N/A | #N/A
TRUE | QLD | QALC | Alligator Creek 33 | Energy Queensland | Summer | Coincident | 2018 | ACTUAL_OPG | 6.2634 | 21.1968 | QLD Alligator Creek 33 |  |  | FALSE | #N/A | #N/A | #N/A | #N/A | #N/A | #N/A | #N/A | #N/A | #N/A | #N/A
TRUE | QLD | QALC | Alligator Creek 33 | Energy Queensland | Summer | Coincident | 2018 | ACTUAL_RAW | 6.2634 | 21.1968 | QLD Alligator Creek 33 |  |  | FALSE | #N/A | #N/A | #N/A | #N/A | #N/A | #N/A | #N/A | #N/A | #N/A | #N/A
TRUE | QLD | QALC | Alligator Creek 33 | Energy Queensland | Summer | Non-coincident | 2018 | ACTUAL_RAW | 4.4973 | 30.4281 | QLD Alligator Creek 33 |  |  | FALSE | #N/A | #N/A | #N/A | #N/A | #N/A | #N/A | #N/A | #N/A | #N/A | #N/A
TRUE | QLD | QALC | Alligator Creek 33 | Energy Queensland | Summer | Non-coincident | 2018 | ACTUAL_OPG | 4.4973 | 30.4281 | QLD Alligator Creek 33 |  |  | FALSE | #N/A | #N/A | #N/A | #N/A | #N/A | #N/A | #N/A | #N/A | #N/A | #N/A
TRUE | QLD | QALC | Alligator Creek 33 | Energy Queensland | Summer | Non-coincident | 2018 | ACTUAL_ADJUSTEDOPG | 4.4973 | 30.3638 | QLD Alligator Creek 33 |  |  | FALSE | #N/A | #N/A | #N/A | #N/A | #N/A | #N/A | #N/A | #N/A | #N/A | #N/A
TRUE | QLD | QALC | Alligator Creek 33 | Energy Queensland | Summer | Coincident | 2019 | ACTUAL_OPG | 8.0005 | 16.6207 | QLD Alligator Creek 33 |  |  | FALSE | #N/A | #N/A | #N/A | #N/A | #N/A | #N/A | #N/A | #N/A | #N/A | #N/A
TRUE | QLD | QALC | Alligator Creek 33 | Energy Queensland | Summer | Coincident | 2019 | ACTUAL_RAW | 8.0005 | 16.6207 | QLD Alligator Creek 33 |  |  | FALSE | #N/A | #N/A | #N/A | #N/A | #N/A | #N/A | #N/A | #N/A | #N/A | #N/A
TRUE | QLD | QALC | Alligator Creek 33 | Energy Queensland | Summer | Non-coincident | 2019 | ACTUAL_RAW | 5.0841 | 29.1706 | QLD Alligator Creek 33 |  |  | FALSE | #N/A | #N/A | #N/A | #N/A | #N/A | #N/A | #N/A | #N/A | #N/A | #N/A
TRUE | QLD | QALC | Alligator Creek 33 | Energy Queensland | Summer | Non-coincident | 2019 | ACTUAL_OPG | 5.0841 | 29.1706 | QLD Alligator Creek 33 |  |  | FALSE | #N/A | #N/A | #N/A | #N/A | #N/A | #N/A | #N/A | #N/A | #N/A | #N/A
TRUE | QLD | QALC | Alligator Creek 33 | Energy Queensland | Summer | Non-coincident | 2019 | ACTUAL_ADJUSTEDOPG | 5.0841 | 29.1706 | QLD Alligator Creek 33 |  |  | FALSE | #N/A | #N/A | #N/A | #N/A | #N/A | #N/A | #N/A | #N/A | #N/A | #N/A
TRUE | QLD | QALC | Alligator Creek 33 | Energy Queensland | Summer | Non-coincident | 2019 | BASEYEARPOE90 | 1.8049 | NA | QLD Alligator Creek 33 |  |  | FALSE | #N/A | #N/A | #N/A | #N/A | #N/A | #N/A | #N/A | #N/A | #N/A | #N/A
TRUE | QLD | QALC | Alligator Creek 33 | Energy Queensland | Summer | Non-coincident | 2019 | BASEYEARPOE50 | 2.6824 | 33.486 | QLD Alligator Creek 33 |  |  | FALSE | #N/A | #N/A | #N/A | #N/A | #N/A | #N/A | #N/A | #N/A | #N/A | #N/A
TRUE | QLD | QALC | Alligator Creek 33 | Energy Queensland | Summer | Coincident | 2020 | ACTUAL_OPG | 8.4747 | 21.6034 | QLD Alligator Creek 33 |  |  | FALSE | #N/A | #N/A | #N/A | #N/A | #N/A | #N/A | #N/A | #N/A | #N/A | #N/A
TRUE | QLD | QALC | Alligator Creek 33 | Energy Queensland | Summer | Coincident | 2020 | ACTUAL_RAW | 8.4747 | 21.6034 | QLD Alligator Creek 33 |  |  | FALSE | #N/A | #N/A | #N/A | #N/A | #N/A | #N/A | #N/A | #N/A | #N/A | #N/A
TRUE | QLD | QALC | Alligator Creek 33 | Energy Queensland | Summer | Non-coincident | 2020 | ACTUAL_RAW | 4.3131 | 38.8248 | QLD Alligator Creek 33 |  |  | FALSE | #N/A | #N/A | #N/A | #N/A | #N/A | #N/A | #N/A | #N/A | #N/A | #N/A
TRUE | QLD | QALC | Alligator Creek 33 | Energy Queensland | Summer | Non-coincident | 2020 | ACTUAL_OPG | 4.3131 | 38.8248 | QLD Alligator Creek 33 |  |  | FALSE | #N/A | #N/A | #N/A | #N/A | #N/A | #N/A | #N/A | #N/A | #N/A | #N/A
TRUE | QLD | QALC | Alligator Creek 33 | Energy Queensland | Summer | Non-coincident | 2020 | ACTUAL_ADJUSTEDOPG | 4.3131 | 38.8248 | QLD Alligator Creek 33 |  |  | FALSE | #N/A | #N/A | #N/A | #N/A | #N/A | #N/A | #N/A | #N/A | #N/A | #N/A
TRUE | QLD | QALC | Alligator Creek 33 | Energy Queensland | Summer | Coincident_unreconciled | 2021 | POE90 | 5.9563 | NA | QLD Alligator Creek 33 |  |  | FALSE | #N/A | #N/A | #N/A | #N/A | #N/A | #N/A | #N/A | #N/A | #N/A | #N/A
TRUE | QLD | QALC | Alligator Creek 33 | Energy Queensland | Summer | Coincident_unreconciled | 2021 | POE50 | 7.0014 | NA | QLD Alligator Creek 33 |  |  | FALSE | #N/A | #N/A | #N/A | #N/A | #N/A | #N/A | #N/A | #N/A | #N/A | #N/A
TRUE | QLD | QALC | Alligator Creek 33 | Energy Queensland | Summer | Non-coincident | 2021 | POE50 | 3.6 | 34.02 | QLD Alligator Creek 33 |  |  | FALSE | #N/A | #N/A | #N/A | #N/A | #N/A | #N/A | #N/A | #N/A | #N/A | #N/A
TRUE | QLD | QALC | Alligator Creek 33 | Energy Queensland | Summer | Non-coincident | 2021 | POE90 | 1.835 | NA | QLD Alligator Creek 33 |  |  | FALSE | #N/A | #N/A | #N/A | #N/A | #N/A | #N/A | #N/A | #N/A | #N/A | #N/A
TRUE | QLD | QALC | Alligator Creek 33 | Energy Queensland | Summer | Coincident_unreconciled | 2022 | POE90 | 5.9563 | NA | QLD Alligator Creek 33 |  |  | FALSE | #N/A | #N/A | #N/A | #N/A | #N/A | #N/A | #N/A | #N/A | #N/A | #N/A
TRUE | QLD | QALC | Alligator Creek 33 | Energy Queensland | Summer | Coincident_unreconciled | 2022 | POE50 | 7.0014 | NA | QLD Alligator Creek 33 |  |  | FALSE | #N/A | #N/A | #N/A | #N/A | #N/A | #N/A | #N/A | #N/A | #N/A | #N/A
TRUE | QLD | QALC | Alligator Creek 33 | Energy Queensland | Summer | Non-coincident | 2022 | POE50 | 2.68 | 34.2224 | QLD Alligator Creek 33 |  |  | FALSE | #N/A | #N/A | #N/A | #N/A | #N/A | #N/A | #N/A | #N/A | #N/A | #N/A
TRUE | QLD | QALC | Alligator Creek 33 | Energy Queensland | Summer | Non-coincident | 2022 | POE90 | 0.90998 | NA | QLD Alligator Creek 33 |  |  | FALSE | #N/A | #N/A | #N/A | #N/A | #N/A | #N/A | #N/A | #N/A | #N/A | #N/A
TRUE | QLD | QALC | Alligator Creek 33 | Energy Queensland | Summer | Coincident_unreconciled | 2023 | POE90 | 5.9563 | NA | QLD Alligator Creek 33 |  |  | FALSE | #N/A | #N/A | #N/A | #N/A | #N/A | #N/A | #N/A | #N/A | #N/A | #N/A
TRUE | QLD | QALC | Alligator Creek 33 | Energy Queensland | Summer | Coincident_unreconciled | 2023 | POE50 | 7.0014 | NA | QLD Alligator Creek 33 |  |  | FALSE | #N/A | #N/A | #N/A | #N/A | #N/A | #N/A | #N/A | #N/A | #N/A | #N/A
TRUE | QLD | QALC | Alligator Creek 33 | Energy Queensland | Summer | Non-coincident | 2023 | POE50 | 1.861 | 34.4506 | QLD Alligator Creek 33 |  |  | FALSE | #N/A | #N/A | #N/A | #N/A | #N/A | #N/A | #N/A | #N/A | #N/A | #N/A
TRUE | QLD | QALC | Alligator Creek 33 | Energy Queensland | Summer | Non-coincident | 2023 | POE90 | 0.08543 | NA | QLD Alligator Creek 33 |  |  | FALSE | #N/A | #N/A | #N/A | #N/A | #N/A | #N/A | #N/A | #N/A | #N/A | #N/A
TRUE | QLD | QALC | Alligator Creek 33 | Energy Queensland | Summer | Coincident_unreconciled | 2024 | POE90 | 5.9563 | NA | QLD Alligator Creek 33 |  |  | FALSE | #N/A | #N/A | #N/A | #N/A | #N/A | #N/A | #N/A | #N/A | #N/A | #N/A
TRUE | QLD | QALC | Alligator Creek 33 | Energy Queensland | Summer | Coincident_unreconciled | 2024 | POE50 | 7.0014 | NA | QLD Alligator Creek 33 |  |  | FALSE | #N/A | #N/A | #N/A | #N/A | #N/A | #N/A | #N/A | #N/A | #N/A | #N/A
TRUE | QLD | QALC | Alligator Creek 33 | Energy Queensland | Summer | Non-coincident | 2024 | POE50 | 1.4217 | 34.671 | QLD Alligator Creek 33 |  |  | FALSE | #N/A | #N/A | #N/A | #N/A | #N/A | #N/A | #N/A | #N/A | #N/A | #N/A
TRUE | QLD | QALC | Alligator Creek 33 | Energy Queensland | Summer | Non-coincident | 2024 | POE90 | -0.35951 | NA | QLD Alligator Creek 33 |  |  | FALSE | #N/A | #N/A | #N/A | #N/A | #N/A | #N/A | #N/A | #N/A | #N/A | #N/A
TRUE | QLD | QALC | Alligator Creek 33 | Energy Queensland | Summer | Coincident_unreconciled | 2025 | POE90 | 5.9563 | NA | QLD Alligator Creek 33 |  |  | FALSE | #N/A | #N/A | #N/A | #N/A | #N/A | #N/A | #N/A | #N/A | #N/A | #N/A
TRUE | QLD | QALC | Alligator Creek 33 | Energy Queensland | Summer | Coincident_unreconciled | 2025 | POE50 | 7.0014 | NA | QLD Alligator Creek 33 |  |  | FALSE | #N/A | #N/A | #N/A | #N/A | #N/A | #N/A | #N/A | #N/A | #N/A | #N/A
TRUE | QLD | QALC | Alligator Creek 33 | Energy Queensland | Summer | Non-coincident | 2025 | POE50 | 1.1461 | 34.887 | QLD Alligator Creek 33 |  |  | FALSE | #N/A | #N/A | #N/A | #N/A | #N/A | #N/A | #N/A | #N/A | #N/A | #N/A
TRUE | QLD | QALC | Alligator Creek 33 | Energy Queensland | Summer | Non-coincident | 2025 | POE90 | -0.64072 | NA | QLD Alligator Creek 33 |  |  | FALSE | #N/A | #N/A | #N/A | #N/A | #N/A | #N/A | #N/A | #N/A | #N/A | #N/A
TRUE | QLD | QALC | Alligator Creek 33 | Energy Queensland | Summer | Coincident_unreconciled | 2026 | POE90 | 5.9563 | NA | QLD Alligator Creek 33 |  |  | FALSE | #N/A | #N/A | #N/A | #N/A | #N/A | #N/A | #N/A | #N/A | #N/A | #N/A
TRUE | QLD | QALC | Alligator Creek 33 | Energy Queensland | Summer | Coincident_unreconciled | 2026 | POE50 | 7.0014 | NA | QLD Alligator Creek 33 |  |  | FALSE | #N/A | #N/A | #N/A | #N/A | #N/A | #N/A | #N/A | #N/A | #N/A | #N/A
TRUE | QLD | QALC | Alligator Creek 33 | Energy Queensland | Summer | Non-coincident | 2026 | POE50 | 0.90033 | 35.1109 | QLD Alligator Creek 33 |  |  | FALSE | #N/A | #N/A | #N/A | #N/A | #N/A | #N/A | #N/A | #N/A | #N/A | #N/A
TRUE | QLD | QALC | Alligator Creek 33 | Energy Queensland | Summer | Non-coincident | 2026 | POE90 | -0.89207 | NA | QLD Alligator Creek 33 |  |  | FALSE | #N/A | #N/A | #N/A | #N/A | #N/A | #N/A | #N/A | #N/A | #N/A | #N/A
TRUE | QLD | QALC | Alligator Creek 33 | Energy Queensland | Summer | Coincident_unreconciled | 2027 | POE90 | 5.9563 | NA | QLD Alligator Creek 33 |  |  | FALSE | #N/A | #N/A | #N/A | #N/A | #N/A | #N/A | #N/A | #N/A | #N/A | #N/A
TRUE | QLD | QALC | Alligator Creek 33 | Energy Queensland | Summer | Coincident_unreconciled | 2027 | POE50 | 7.0014 | NA | QLD Alligator Creek 33 |  |  | FALSE | #N/A | #N/A | #N/A | #N/A | #N/A | #N/A | #N/A | #N/A | #N/A | #N/A
TRUE | QLD | QALC | Alligator Creek 33 | Energy Queensland | Summer | Non-coincident | 2027 | POE50 | 0.70911 | 35.3807 | QLD Alligator Creek 33 |  |  | FALSE | #N/A | #N/A | #N/A | #N/A | #N/A | #N/A | #N/A | #N/A | #N/A | #N/A
TRUE | QLD | QALC | Alligator Creek 33 | Energy Queensland | Summer | Non-coincident | 2027 | POE90 | -1.0896 | NA | QLD Alligator Creek 33 |  |  | FALSE | #N/A | #N/A | #N/A | #N/A | #N/A | #N/A | #N/A | #N/A | #N/A | #N/A
TRUE | QLD | QALC | Alligator Creek 33 | Energy Queensland | Summer | Coincident_unreconciled | 2028 | POE90 | 5.9563 | NA | QLD Alligator Creek 33 |  |  | FALSE | #N/A | #N/A | #N/A | #N/A | #N/A | #N/A | #N/A | #N/A | #N/A | #N/A
TRUE | QLD | QALC | Alligator Creek 33 | Energy Queensland | Summer | Coincident_unreconciled | 2028 | POE50 | 7.0014 | NA | QLD Alligator Creek 33 |  |  | FALSE | #N/A | #N/A | #N/A | #N/A | #N/A | #N/A | #N/A | #N/A | #N/A | #N/A
TRUE | QLD | QALC | Alligator Creek 33 | Energy Queensland | Summer | Non-coincident | 2028 | POE50 | 0.57305 | 35.7012 | QLD Alligator Creek 33 |  |  | FALSE | #N/A | #N/A | #N/A | #N/A | #N/A | #N/A | #N/A | #N/A | #N/A | #N/A
TRUE | QLD | QALC | Alligator Creek 33 | Energy Queensland | Summer | Non-coincident | 2028 | POE90 | -1.2323 | NA | QLD Alligator Creek 33 |  |  | FALSE | #N/A | #N/A | #N/A | #N/A | #N/A | #N/A | #N/A | #N/A | #N/A | #N/A
TRUE | QLD | QALC | Alligator Creek 33 | Energy Queensland | Summer | Coincident_unreconciled | 2029 | POE90 | 5.9563 | NA | QLD Alligator Creek 33 |  |  | FALSE | #N/A | #N/A | #N/A | #N/A | #N/A | #N/A | #N/A | #N/A | #N/A | #N/A
TRUE | QLD | QALC | Alligator Creek 33 | Energy Queensland | Summer | Coincident_unreconciled | 2029 | POE50 | 7.0014 | NA | QLD Alligator Creek 33 |  |  | FALSE | #N/A | #N/A | #N/A | #N/A | #N/A | #N/A | #N/A | #N/A | #N/A | #N/A
TRUE | QLD | QALC | Alligator Creek 33 | Energy Queensland | Summer | Non-coincident | 2029 | POE50 | 0.45817 | 36.063 | QLD Alligator Creek 33 |  |  | FALSE | #N/A | #N/A | #N/A | #N/A | #N/A | #N/A | #N/A | #N/A | #N/A | #N/A
TRUE | QLD | QALC | Alligator Creek 33 | Energy Queensland | Summer | Non-coincident | 2029 | POE90 | -1.354 | NA | QLD Alligator Creek 33 |  |  | FALSE | #N/A | #N/A | #N/A | #N/A | #N/A | #N/A | #N/A | #N/A | #N/A | #N/A
TRUE | QLD | QALC | Alligator Creek 33 | Energy Queensland | Summer | Coincident_unreconciled | 2030 | POE90 | 5.9563 | NA | QLD Alligator Creek 33 |  |  | FALSE | #N/A | #N/A | #N/A | #N/A | #N/A | #N/A | #N/A | #N/A | #N/A | #N/A
TRUE | QLD | QALC | Alligator Creek 33 | Energy Queensland | Summer | Coincident_unreconciled | 2030 | POE50 | 7.0014 | NA | QLD Alligator Creek 33 |  |  | FALSE | #N/A | #N/A | #N/A | #N/A | #N/A | #N/A | #N/A | #N/A | #N/A | #N/A
TRUE | QLD | QALC | Alligator Creek 33 | Energy Queensland | Summer | Non-coincident | 2030 | POE50 | 0.35393 | 36.4509 | QLD Alligator Creek 33 |  |  | FALSE | #N/A | #N/A | #N/A | #N/A | #N/A | #N/A | #N/A | #N/A | #N/A | #N/A
TRUE | QLD | QALC | Alligator Creek 33 | Energy Queensland | Summer | Non-coincident | 2030 | POE90 | -1.4649 | NA | QLD Alligator Creek 33 |  |  | FALSE | #N/A | #N/A | #N/A | #N/A | #N/A | #N/A | #N/A | #N/A | #N/A | #N/A
TRUE | QLD | QALC | Alligator Creek 33 | Energy Queensland | Winter | Coincident | 2016 | ACTUAL_OPG | 9.2649 | 15.6189 | QLD Alligator Creek 33 |  |  | FALSE | #N/A | #N/A | #N/A | #N/A | #N/A | #N/A | #N/A | #N/A | #N/A | #N/A
TRUE | QLD | QALC | Alligator Creek 33 | Energy Queensland | Winter | Coincident | 2016 | ACTUAL_RAW | 9.2649 | 15.6189 | QLD Alligator Creek 33 |  |  | FALSE | #N/A | #N/A | #N/A | #N/A | #N/A | #N/A | #N/A | #N/A | #N/A | #N/A
TRUE | QLD | QALC | Alligator Creek 33 | Energy Queensland | Winter | Non-coincident | 2016 | ACTUAL_RAW | 2.8936 | 24.6622 | QLD Alligator Creek 33 |  |  | FALSE | #N/A | #N/A | #N/A | #N/A | #N/A | #N/A | #N/A | #N/A | #N/A | #N/A
TRUE | QLD | QALC | Alligator Creek 33 | Energy Queensland | Winter | Non-coincident | 2016 | ACTUAL_OPG | 3.6867 | 24.6622 | QLD Alligator Creek 33 |  |  | FALSE | #N/A | #N/A | #N/A | #N/A | #N/A | #N/A | #N/A | #N/A | #N/A | #N/A
TRUE | QLD | QALC | Alligator Creek 33 | Energy Queensland | Winter | Non-coincident | 2016 | ACTUAL_ADJUSTEDOPG | 3.6867 | 24.6622 | QLD Alligator Creek 33 |  |  | FALSE | #N/A | #N/A | #N/A | #N/A | #N/A | #N/A | #N/A | #N/A | #N/A | #N/A
TRUE | QLD | QALC | Alligator Creek 33 | Energy Queensland | Winter | Coincident | 2017 | ACTUAL_OPG | 3.5637 | 16.5085 | QLD Alligator Creek 33 |  |  | FALSE | #N/A | #N/A | #N/A | #N/A | #N/A | #N/A | #N/A | #N/A | #N/A | #N/A
TRUE | QLD | QALC | Alligator Creek 33 | Energy Queensland | Winter | Coincident | 2017 | ACTUAL_RAW | 3.5637 | 16.5085 | QLD Alligator Creek 33 |  |  | FALSE | #N/A | #N/A | #N/A | #N/A | #N/A | #N/A | #N/A | #N/A | #N/A | #N/A
TRUE | QLD | QALC | Alligator Creek 33 | Energy Queensland | Winter | Non-coincident | 2017 | ACTUAL_RAW | 1.044 | 25.1678 | QLD Alligator Creek 33 |  |  | FALSE | #N/A | #N/A | #N/A | #N/A | #N/A | #N/A | #N/A | #N/A | #N/A | #N/A
TRUE | QLD | QALC | Alligator Creek 33 | Energy Queensland | Winter | Non-coincident | 2017 | ACTUAL_OPG | 1.044 | 25.1678 | QLD Alligator Creek 33 |  |  | FALSE | #N/A | #N/A | #N/A | #N/A | #N/A | #N/A | #N/A | #N/A | #N/A | #N/A
TRUE | QLD | QALC | Alligator Creek 33 | Energy Queensland | Winter | Non-coincident | 2017 | ACTUAL_ADJUSTEDOPG | 1.044 | 25.1678 | QLD Alligator Creek 33 |  |  | FALSE | #N/A | #N/A | #N/A | #N/A | #N/A | #N/A | #N/A | #N/A | #N/A | #N/A
TRUE | QLD | QALC | Alligator Creek 33 | Energy Queensland | Winter | Coincident | 2018 | ACTUAL_OPG | 6.6529 | 16.9054 | QLD Alligator Creek 33 |  |  | FALSE | #N/A | #N/A | #N/A | #N/A | #N/A | #N/A | #N/A | #N/A | #N/A | #N/A
TRUE | QLD | QALC | Alligator Creek 33 | Energy Queensland | Winter | Coincident | 2018 | ACTUAL_RAW | 6.6529 | 16.9054 | QLD Alligator Creek 33 |  |  | FALSE | #N/A | #N/A | #N/A | #N/A | #N/A | #N/A | #N/A | #N/A | #N/A | #N/A
TRUE | QLD | QALC | Alligator Creek 33 | Energy Queensland | Winter | Non-coincident | 2018 | ACTUAL_RAW | 4.5256 | 23.7004 | QLD Alligator Creek 33 |  |  | FALSE | #N/A | #N/A | #N/A | #N/A | #N/A | #N/A | #N/A | #N/A | #N/A | #N/A
TRUE | QLD | QALC | Alligator Creek 33 | Energy Queensland | Winter | Non-coincident | 2018 | ACTUAL_OPG | 4.5256 | 23.7004 | QLD Alligator Creek 33 |  |  | FALSE | #N/A | #N/A | #N/A | #N/A | #N/A | #N/A | #N/A | #N/A | #N/A | #N/A
TRUE | QLD | QALC | Alligator Creek 33 | Energy Queensland | Winter | Non-coincident | 2018 | ACTUAL_ADJUSTEDOPG | 4.5256 | 23.7004 | QLD Alligator Creek 33 |  |  | FALSE | #N/A | #N/A | #N/A | #N/A | #N/A | #N/A | #N/A | #N/A | #N/A | #N/A
TRUE | QLD | QALC | Alligator Creek 33 | Energy Queensland | Winter | Coincident | 2019 | ACTUAL_OPG | 4.7644 | 14.2941 | QLD Alligator Creek 33 |  |  | FALSE | #N/A | #N/A | #N/A | #N/A | #N/A | #N/A | #N/A | #N/A | #N/A | #N/A
TRUE | QLD | QALC | Alligator Creek 33 | Energy Queensland | Winter | Coincident | 2019 | ACTUAL_RAW | 4.7644 | 14.2941 | QLD Alligator Creek 33 |  |  | FALSE | #N/A | #N/A | #N/A | #N/A | #N/A | #N/A | #N/A | #N/A | #N/A | #N/A
TRUE | QLD | QALC | Alligator Creek 33 | Energy Queensland | Winter | Non-coincident | 2019 | ACTUAL_RAW | 3.3132 | 23.9361 | QLD Alligator Creek 33 |  |  | FALSE | #N/A | #N/A | #N/A | #N/A | #N/A | #N/A | #N/A | #N/A | #N/A | #N/A
TRUE | QLD | QALC | Alligator Creek 33 | Energy Queensland | Winter | Non-coincident | 2019 | ACTUAL_OPG | 3.3132 | 23.9361 | QLD Alligator Creek 33 |  |  | FALSE | #N/A | #N/A | #N/A | #N/A | #N/A | #N/A | #N/A | #N/A | #N/A | #N/A
TRUE | QLD | QALC | Alligator Creek 33 | Energy Queensland | Winter | Non-coincident | 2019 | ACTUAL_ADJUSTEDOPG | 3.3132 | 23.9361 | QLD Alligator Creek 33 |  |  | FALSE | #N/A | #N/A | #N/A | #N/A | #N/A | #N/A | #N/A | #N/A | #N/A | #N/A
TRUE | QLD | QALC | Alligator Creek 33 | Energy Queensland | Winter | Non-coincident | 2019 | BASEYEARPOE90 | -0.26556 | NA | QLD Alligator Creek 33 |  |  | FALSE | #N/A | #N/A | #N/A | #N/A | #N/A | #N/A | #N/A | #N/A | #N/A | #N/A
TRUE | QLD | QALC | Alligator Creek 33 | Energy Queensland | Winter | Non-coincident | 2019 | BASEYEARPOE50 | 0.26049 | 23.4397 | QLD Alligator Creek 33 |  |  | FALSE | #N/A | #N/A | #N/A | #N/A | #N/A | #N/A | #N/A | #N/A | #N/A | #N/A
TRUE | QLD | QALC | Alligator Creek 33 | Energy Queensland | Winter | Coincident_unreconciled | 2020 | POE90 | 3.8243 | NA | QLD Alligator Creek 33 |  |  | FALSE | #N/A | #N/A | #N/A | #N/A | #N/A | #N/A | #N/A | #N/A | #N/A | #N/A
TRUE | QLD | QALC | Alligator Creek 33 | Energy Queensland | Winter | Coincident_unreconciled | 2020 | POE50 | 5.0023 | NA | QLD Alligator Creek 33 |  |  | FALSE | #N/A | #N/A | #N/A | #N/A | #N/A | #N/A | #N/A | #N/A | #N/A | #N/A
TRUE | QLD | QALC | Alligator Creek 33 | Energy Queensland | Winter | Non-coincident | 2020 | POE50 | 3.6 | 24.5512 | QLD Alligator Creek 33 |  |  | FALSE | #N/A | #N/A | #N/A | #N/A | #N/A | #N/A | #N/A | #N/A | #N/A | #N/A
TRUE | QLD | QALC | Alligator Creek 33 | Energy Queensland | Winter | Non-coincident | 2020 | POE90 | 2.3599 | NA | QLD Alligator Creek 33 |  |  | FALSE | #N/A | #N/A | #N/A | #N/A | #N/A | #N/A | #N/A | #N/A | #N/A | #N/A
TRUE | QLD | QALC | Alligator Creek 33 | Energy Queensland | Winter | Coincident_unreconciled | 2021 | POE90 | 3.8243 | NA | QLD Alligator Creek 33 |  |  | FALSE | #N/A | #N/A | #N/A | #N/A | #N/A | #N/A | #N/A | #N/A | #N/A | #N/A
TRUE | QLD | QALC | Alligator Creek 33 | Energy Queensland | Winter | Coincident_unreconciled | 2021 | POE50 | 5.0023 | NA | QLD Alligator Creek 33 |  |  | FALSE | #N/A | #N/A | #N/A | #N/A | #N/A | #N/A | #N/A | #N/A | #N/A | #N/A
TRUE | QLD | QALC | Alligator Creek 33 | Energy Queensland | Winter | Non-coincident | 2021 | POE50 | 2.6352 | 24.5804 | QLD Alligator Creek 33 |  |  | FALSE | #N/A | #N/A | #N/A | #N/A | #N/A | #N/A | #N/A | #N/A | #N/A | #N/A
TRUE | QLD | QALC | Alligator Creek 33 | Energy Queensland | Winter | Non-coincident | 2021 | POE90 | 1.3906 | NA | QLD Alligator Creek 33 |  |  | FALSE | #N/A | #N/A | #N/A | #N/A | #N/A | #N/A | #N/A | #N/A | #N/A | #N/A
TRUE | QLD | QALC | Alligator Creek 33 | Energy Queensland | Winter | Coincident_unreconciled | 2022 | POE90 | 3.8243 | NA | QLD Alligator Creek 33 |  |  | FALSE | #N/A | #N/A | #N/A | #N/A | #N/A | #N/A | #N/A | #N/A | #N/A | #N/A
TRUE | QLD | QALC | Alligator Creek 33 | Energy Queensland | Winter | Coincident_unreconciled | 2022 | POE50 | 5.0023 | NA | QLD Alligator Creek 33 |  |  | FALSE | #N/A | #N/A | #N/A | #N/A | #N/A | #N/A | #N/A | #N/A | #N/A | #N/A
TRUE | QLD | QALC | Alligator Creek 33 | Energy Queensland | Winter | Non-coincident | 2022 | POE50 | 1.6535 | 24.6497 | QLD Alligator Creek 33 |  |  | FALSE | #N/A | #N/A | #N/A | #N/A | #N/A | #N/A | #N/A | #N/A | #N/A | #N/A
TRUE | QLD | QALC | Alligator Creek 33 | Energy Queensland | Winter | Non-coincident | 2022 | POE90 | 0.40296 | NA | QLD Alligator Creek 33 |  |  | FALSE | #N/A | #N/A | #N/A | #N/A | #N/A | #N/A | #N/A | #N/A | #N/A | #N/A
TRUE | QLD | QALC | Alligator Creek 33 | Energy Queensland | Winter | Coincident_unreconciled | 2023 | POE90 | 3.8243 | NA | QLD Alligator Creek 33 |  |  | FALSE | #N/A | #N/A | #N/A | #N/A | #N/A | #N/A | #N/A | #N/A | #N/A | #N/A
TRUE | QLD | QALC | Alligator Creek 33 | Energy Queensland | Winter | Coincident_unreconciled | 2023 | POE50 | 5.0023 | NA | QLD Alligator Creek 33 |  |  | FALSE | #N/A | #N/A | #N/A | #N/A | #N/A | #N/A | #N/A | #N/A | #N/A | #N/A
TRUE | QLD | QALC | Alligator Creek 33 | Energy Queensland | Winter | Non-coincident | 2023 | POE50 | 0.95287 | 24.7464 | QLD Alligator Creek 33 |  |  | FALSE | #N/A | #N/A | #N/A | #N/A | #N/A | #N/A | #N/A | #N/A | #N/A | #N/A
TRUE | QLD | QALC | Alligator Creek 33 | Energy Queensland | Winter | Non-coincident | 2023 | POE90 | -0.3037 | NA | QLD Alligator Creek 33 |  |  | FALSE | #N/A | #N/A | #N/A | #N/A | #N/A | #N/A | #N/A | #N/A | #N/A | #N/A
TRUE | QLD | QALC | Alligator Creek 33 | Energy Queensland | Winter | Coincident_unreconciled | 2024 | POE90 | 3.8243 | NA | QLD Alligator Creek 33 |  |  | FALSE | #N/A | #N/A | #N/A | #N/A | #N/A | #N/A | #N/A | #N/A | #N/A | #N/A
TRUE | QLD | QALC | Alligator Creek 33 | Energy Queensland | Winter | Coincident_unreconciled | 2024 | POE50 | 5.0023 | NA | QLD Alligator Creek 33 |  |  | FALSE | #N/A | #N/A | #N/A | #N/A | #N/A | #N/A | #N/A | #N/A | #N/A | #N/A
TRUE | QLD | QALC | Alligator Creek 33 | Energy Queensland | Winter | Non-coincident | 2024 | POE50 | 0.59583 | 24.8734 | QLD Alligator Creek 33 |  |  | FALSE | #N/A | #N/A | #N/A | #N/A | #N/A | #N/A | #N/A | #N/A | #N/A | #N/A
TRUE | QLD | QALC | Alligator Creek 33 | Energy Queensland | Winter | Non-coincident | 2024 | POE90 | -0.66673 | NA | QLD Alligator Creek 33 |  |  | FALSE | #N/A | #N/A | #N/A | #N/A | #N/A | #N/A | #N/A | #N/A | #N/A | #N/A
TRUE | QLD | QALC | Alligator Creek 33 | Energy Queensland | Winter | Coincident_unreconciled | 2025 | POE90 | 3.8243 | NA | QLD Alligator Creek 33 |  |  | FALSE | #N/A | #N/A | #N/A | #N/A | #N/A | #N/A | #N/A | #N/A | #N/A | #N/A
TRUE | QLD | QALC | Alligator Creek 33 | Energy Queensland | Winter | Coincident_unreconciled | 2025 | POE50 | 5.0023 | NA | QLD Alligator Creek 33 |  |  | FALSE | #N/A | #N/A | #N/A | #N/A | #N/A | #N/A | #N/A | #N/A | #N/A | #N/A
TRUE | QLD | QALC | Alligator Creek 33 | Energy Queensland | Winter | Non-coincident | 2025 | POE50 | 0.3175 | 25.0075 | QLD Alligator Creek 33 |  |  | FALSE | #N/A | #N/A | #N/A | #N/A | #N/A | #N/A | #N/A | #N/A | #N/A | #N/A
TRUE | QLD | QALC | Alligator Creek 33 | Energy Queensland | Winter | Non-coincident | 2025 | POE90 | -0.95102 | NA | QLD Alligator Creek 33 |  |  | FALSE | #N/A | #N/A | #N/A | #N/A | #N/A | #N/A | #N/A | #N/A | #N/A | #N/A
TRUE | QLD | QALC | Alligator Creek 33 | Energy Queensland | Winter | Coincident_unreconciled | 2026 | POE90 | 3.8243 | NA | QLD Alligator Creek 33 |  |  | FALSE | #N/A | #N/A | #N/A | #N/A | #N/A | #N/A | #N/A | #N/A | #N/A | #N/A
TRUE | QLD | QALC | Alligator Creek 33 | Energy Queensland | Winter | Coincident_unreconciled | 2026 | POE50 | 5.0023 | NA | QLD Alligator Creek 33 |  |  | FALSE | #N/A | #N/A | #N/A | #N/A | #N/A | #N/A | #N/A | #N/A | #N/A | #N/A
TRUE | QLD | QALC | Alligator Creek 33 | Energy Queensland | Winter | Non-coincident | 2026 | POE50 | 0.04495 | 25.1469 | QLD Alligator Creek 33 |  |  | FALSE | #N/A | #N/A | #N/A | #N/A | #N/A | #N/A | #N/A | #N/A | #N/A | #N/A
TRUE | QLD | QALC | Alligator Creek 33 | Energy Queensland | Winter | Non-coincident | 2026 | POE90 | -1.2297 | NA | QLD Alligator Creek 33 |  |  | FALSE | #N/A | #N/A | #N/A | #N/A | #N/A | #N/A | #N/A | #N/A | #N/A | #N/A
TRUE | QLD | QALC | Alligator Creek 33 | Energy Queensland | Winter | Coincident_unreconciled | 2027 | POE90 | 3.8243 | NA | QLD Alligator Creek 33 |  |  | FALSE | #N/A | #N/A | #N/A | #N/A | #N/A | #N/A | #N/A | #N/A | #N/A | #N/A
TRUE | QLD | QALC | Alligator Creek 33 | Energy Queensland | Winter | Coincident_unreconciled | 2027 | POE50 | 5.0023 | NA | QLD Alligator Creek 33 |  |  | FALSE | #N/A | #N/A | #N/A | #N/A | #N/A | #N/A | #N/A | #N/A | #N/A | #N/A
TRUE | QLD | QALC | Alligator Creek 33 | Energy Queensland | Winter | Non-coincident | 2027 | POE50 | -0.13394 | 25.3278 | QLD Alligator Creek 33 |  |  | FALSE | #N/A | #N/A | #N/A | #N/A | #N/A | #N/A | #N/A | #N/A | #N/A | #N/A
TRUE | QLD | QALC | Alligator Creek 33 | Energy Queensland | Winter | Non-coincident | 2027 | POE90 | -1.4157 | NA | QLD Alligator Creek 33 |  |  | FALSE | #N/A | #N/A | #N/A | #N/A | #N/A | #N/A | #N/A | #N/A | #N/A | #N/A
TRUE | QLD | QALC | Alligator Creek 33 | Energy Queensland | Winter | Coincident_unreconciled | 2028 | POE90 | 3.8243 | NA | QLD Alligator Creek 33 |  |  | FALSE | #N/A | #N/A | #N/A | #N/A | #N/A | #N/A | #N/A | #N/A | #N/A | #N/A
TRUE | QLD | QALC | Alligator Creek 33 | Energy Queensland | Winter | Coincident_unreconciled | 2028 | POE50 | 5.0023 | NA | QLD Alligator Creek 33 |  |  | FALSE | #N/A | #N/A | #N/A | #N/A | #N/A | #N/A | #N/A | #N/A | #N/A | #N/A
TRUE | QLD | QALC | Alligator Creek 33 | Energy Queensland | Winter | Non-coincident | 2028 | POE50 | -0.28751 | 25.5198 | QLD Alligator Creek 33 |  |  | FALSE | #N/A | #N/A | #N/A | #N/A | #N/A | #N/A | #N/A | #N/A | #N/A | #N/A
TRUE | QLD | QALC | Alligator Creek 33 | Energy Queensland | Winter | Non-coincident | 2028 | POE90 | -1.5765 | NA | QLD Alligator Creek 33 |  |  | FALSE | #N/A | #N/A | #N/A | #N/A | #N/A | #N/A | #N/A | #N/A | #N/A | #N/A
TRUE | QLD | QALC | Alligator Creek 33 | Energy Queensland | Winter | Coincident_unreconciled | 2029 | POE90 | 3.8243 | NA | QLD Alligator Creek 33 |  |  | FALSE | #N/A | #N/A | #N/A | #N/A | #N/A | #N/A | #N/A | #N/A | #N/A | #N/A
TRUE | QLD | QALC | Alligator Creek 33 | Energy Queensland | Winter | Coincident_unreconciled | 2029 | POE50 | 5.0023 | NA | QLD Alligator Creek 33 |  |  | FALSE | #N/A | #N/A | #N/A | #N/A | #N/A | #N/A | #N/A | #N/A | #N/A | #N/A
TRUE | QLD | QALC | Alligator Creek 33 | Energy Queensland | Winter | Non-coincident | 2029 | POE50 | -0.41857 | 25.7246 | QLD Alligator Creek 33 |  |  | FALSE | #N/A | #N/A | #N/A | #N/A | #N/A | #N/A | #N/A | #N/A | #N/A | #N/A
TRUE | QLD | QALC | Alligator Creek 33 | Energy Queensland | Winter | Non-coincident | 2029 | POE90 | -1.7147 | NA | QLD Alligator Creek 33 |  |  | FALSE | #N/A | #N/A | #N/A | #N/A | #N/A | #N/A | #N/A | #N/A | #N/A | #N/A
TRUE | QLD | QALC | Alligator Creek 33 | Energy Queensland | Shoulder | Non-coincident | 2019 | BASEYEARPOE10 | NA | 21.9676 | QLD Alligator Creek 33 |  |  | FALSE | #N/A | #N/A | #N/A | #N/A | #N/A | #N/A | #N/A | #N/A | #N/A | #N/A
TRUE | QLD | QALC | Alligator Creek 33 | Energy Queensland | Shoulder | Coincident | 2021 | POE10 | NA | 15.5886 | QLD Alligator Creek 33 |  |  | FALSE | #N/A | #N/A | #N/A | #N/A | #N/A | #N/A | #N/A | #N/A | #N/A | #N/A
TRUE | QLD | QALC | Alligator Creek 33 | Energy Queensland | Shoulder | Coincident | 2021 | POE50 | NA | 15.28 | QLD Alligator Creek 33 |  |  | FALSE | #N/A | #N/A | #N/A | #N/A | #N/A | #N/A | #N/A | #N/A | #N/A | #N/A
TRUE | QLD | QALC | Alligator Creek 33 | Energy Queensland | Shoulder | Non-coincident | 2021 | POE10 | NA | 24.3371 | QLD Alligator Creek 33 |  |  | FALSE | #N/A | #N/A | #N/A | #N/A | #N/A | #N/A | #N/A | #N/A | #N/A | #N/A
TRUE | QLD | QALC | Alligator Creek 33 | Energy Queensland | Shoulder | Coincident | 2022 | POE10 | NA | 16.1006 | QLD Alligator Creek 33 |  |  | FALSE | #N/A | #N/A | #N/A | #N/A | #N/A | #N/A | #N/A | #N/A | #N/A | #N/A
TRUE | QLD | QALC | Alligator Creek 33 | Energy Queensland | Shoulder | Coincident | 2022 | POE50 | NA | 15.5193 | QLD Alligator Creek 33 |  |  | FALSE | #N/A | #N/A | #N/A | #N/A | #N/A | #N/A | #N/A | #N/A | #N/A | #N/A
TRUE | QLD | QALC | Alligator Creek 33 | Energy Queensland | Shoulder | Non-coincident | 2022 | POE10 | NA | 24.4708 | QLD Alligator Creek 33 |  |  | FALSE | #N/A | #N/A | #N/A | #N/A | #N/A | #N/A | #N/A | #N/A | #N/A | #N/A
TRUE | QLD | QALC | Alligator Creek 33 | Energy Queensland | Shoulder | Coincident | 2023 | POE10 | NA | 16.224 | QLD Alligator Creek 33 |  |  | FALSE | #N/A | #N/A | #N/A | #N/A | #N/A | #N/A | #N/A | #N/A | #N/A | #N/A
TRUE | QLD | QALC | Alligator Creek 33 | Energy Queensland | Shoulder | Coincident | 2023 | POE50 | NA | 15.7147 | QLD Alligator Creek 33 |  |  | FALSE | #N/A | #N/A | #N/A | #N/A | #N/A | #N/A | #N/A | #N/A | #N/A | #N/A
TRUE | QLD | QALC | Alligator Creek 33 | Energy Queensland | Shoulder | Non-coincident | 2023 | POE10 | NA | 24.6219 | QLD Alligator Creek 33 |  |  | FALSE | #N/A | #N/A | #N/A | #N/A | #N/A | #N/A | #N/A | #N/A | #N/A | #N/A
TRUE | QLD | QALC | Alligator Creek 33 | Energy Queensland | Shoulder | Coincident | 2024 | POE10 | NA | 16.3919 | QLD Alligator Creek 33 |  |  | FALSE | #N/A | #N/A | #N/A | #N/A | #N/A | #N/A | #N/A | #N/A | #N/A | #N/A
TRUE | QLD | QALC | Alligator Creek 33 | Energy Queensland | Shoulder | Coincident | 2024 | POE50 | NA | 16.0868 | QLD Alligator Creek 33 |  |  | FALSE | #N/A | #N/A | #N/A | #N/A | #N/A | #N/A | #N/A | #N/A | #N/A | #N/A
TRUE | QLD | QALC | Alligator Creek 33 | Energy Queensland | Shoulder | Non-coincident | 2024 | POE10 | NA | 24.7674 | QLD Alligator Creek 33 |  |  | FALSE | #N/A | #N/A | #N/A | #N/A | #N/A | #N/A | #N/A | #N/A | #N/A | #N/A
TRUE | QLD | QALC | Alligator Creek 33 | Energy Queensland | Shoulder | Coincident | 2025 | POE10 | NA | 16.5313 | QLD Alligator Creek 33 |  |  | FALSE | #N/A | #N/A | #N/A | #N/A | #N/A | #N/A | #N/A | #N/A | #N/A | #N/A
TRUE | QLD | QALC | Alligator Creek 33 | Energy Queensland | Shoulder | Coincident | 2025 | POE50 | NA | 16.1065 | QLD Alligator Creek 33 |  |  | FALSE | #N/A | #N/A | #N/A | #N/A | #N/A | #N/A | #N/A | #N/A | #N/A | #N/A
TRUE | QLD | QALC | Alligator Creek 33 | Energy Queensland | Shoulder | Non-coincident | 2025 | POE10 | NA | 24.9101 | QLD Alligator Creek 33 |  |  | FALSE | #N/A | #N/A | #N/A | #N/A | #N/A | #N/A | #N/A | #N/A | #N/A | #N/A
TRUE | QLD | QALC | Alligator Creek 33 | Energy Queensland | Shoulder | Coincident | 2026 | POE10 | NA | 16.5382 | QLD Alligator Creek 33 |  |  | FALSE | #N/A | #N/A | #N/A | #N/A | #N/A | #N/A | #N/A | #N/A | #N/A | #N/A
TRUE | QLD | QALC | Alligator Creek 33 | Energy Queensland | Shoulder | Coincident | 2026 | POE50 | NA | 16.203 | QLD Alligator Creek 33 |  |  | FALSE | #N/A | #N/A | #N/A | #N/A | #N/A | #N/A | #N/A | #N/A | #N/A | #N/A
TRUE | QLD | QALC | Alligator Creek 33 | Energy Queensland | Shoulder | Non-coincident | 2026 | POE10 | NA | 25.06 | QLD Alligator Creek 33 |  |  | FALSE | #N/A | #N/A | #N/A | #N/A | #N/A | #N/A | #N/A | #N/A | #N/A | #N/A
TRUE | QLD | QALC | Alligator Creek 33 | Energy Queensland | Shoulder | Coincident | 2027 | POE10 | NA | 16.5818 | QLD Alligator Creek 33 |  |  | FALSE | #N/A | #N/A | #N/A | #N/A | #N/A | #N/A | #N/A | #N/A | #N/A | #N/A
TRUE | QLD | QALC | Alligator Creek 33 | Energy Queensland | Shoulder | Coincident | 2027 | POE50 | NA | 16.2311 | QLD Alligator Creek 33 |  |  | FALSE | #N/A | #N/A | #N/A | #N/A | #N/A | #N/A | #N/A | #N/A | #N/A | #N/A
TRUE | QLD | QALC | Alligator Creek 33 | Energy Queensland | Shoulder | Non-coincident | 2027 | POE10 | NA | 25.2432 | QLD Alligator Creek 33 |  |  | FALSE | #N/A | #N/A | #N/A | #N/A | #N/A | #N/A | #N/A | #N/A | #N/A | #N/A
TRUE | QLD | QALC | Alligator Creek 33 | Energy Queensland | Shoulder | Coincident | 2028 | POE10 | NA | 16.6544 | QLD Alligator Creek 33 |  |  | FALSE | #N/A | #N/A | #N/A | #N/A | #N/A | #N/A | #N/A | #N/A | #N/A | #N/A
TRUE | QLD | QALC | Alligator Creek 33 | Energy Queensland | Shoulder | Coincident | 2028 | POE50 | NA | 16.3439 | QLD Alligator Creek 33 |  |  | FALSE | #N/A | #N/A | #N/A | #N/A | #N/A | #N/A | #N/A | #N/A | #N/A | #N/A
TRUE | QLD | QALC | Alligator Creek 33 | Energy Queensland | Shoulder | Non-coincident | 2028 | POE10 | NA | 25.465 | QLD Alligator Creek 33 |  |  | FALSE | #N/A | #N/A | #N/A | #N/A | #N/A | #N/A | #N/A | #N/A | #N/A | #N/A
TRUE | QLD | QALC | Alligator Creek 33 | Energy Queensland | Shoulder | Coincident | 2029 | POE10 | NA | 16.968 | QLD Alligator Creek 33 |  |  | FALSE | #N/A | #N/A | #N/A | #N/A | #N/A | #N/A | #N/A | #N/A | #N/A | #N/A
TRUE | QLD | QALC | Alligator Creek 33 | Energy Queensland | Shoulder | Coincident | 2029 | POE50 | NA | 16.5568 | QLD Alligator Creek 33 |  |  | FALSE | #N/A | #N/A | #N/A | #N/A | #N/A | #N/A | #N/A | #N/A | #N/A | #N/A
TRUE | QLD | QALC | Alligator Creek 33 | Energy Queensland | Shoulder | Non-coincident | 2029 | POE10 | NA | 25.7221 | QLD Alligator Creek 33 |  |  | FALSE | #N/A | #N/A | #N/A | #N/A | #N/A | #N/A | #N/A | #N/A | #N/A | #N/A
TRUE | QLD | QALC | Alligator Creek 33 | Energy Queensland | Shoulder | Coincident | 2030 | POE10 | NA | 17.1436 | QLD Alligator Creek 33 |  |  | FALSE | #N/A | #N/A | #N/A | #N/A | #N/A | #N/A | #N/A | #N/A | #N/A | #N/A
TRUE | QLD | QALC | Alligator Creek 33 | Energy Queensland | Shoulder | Coincident | 2030 | POE50 | NA | 16.7496 | QLD Alligator Creek 33 |  |  | FALSE | #N/A | #N/A | #N/A | #N/A | #N/A | #N/A | #N/A | #N/A | #N/A | #N/A
TRUE | QLD | QALC | Alligator Creek 33 | Energy Queensland | Shoulder | Non-coincident | 2030 | POE10 | NA | 26.0087 | QLD Alligator Creek 33 |  |  | FALSE | #N/A | #N/A | #N/A | #N/A | #N/A | #N/A | #N/A | #N/A | #N/A | #N/A
TRUE | QLD | QALC | Alligator Creek 33 | Energy Queensland | Summer | Non-coincident | 2019 | BASEYEARPOE10 | NA | 36.1563 | QLD Alligator Creek 33 |  |  | FALSE | #N/A | #N/A | #N/A | #N/A | #N/A | #N/A | #N/A | #N/A | #N/A | #N/A
TRUE | QLD | QALC | Alligator Creek 33 | Energy Queensland | Summer | Coincident | 2021 | POE10 | NA | 21.3931 | QLD Alligator Creek 33 |  |  | FALSE | #N/A | #N/A | #N/A | #N/A | #N/A | #N/A | #N/A | #N/A | #N/A | #N/A
TRUE | QLD | QALC | Alligator Creek 33 | Energy Queensland | Summer | Coincident | 2021 | POE50 | NA | 20.8341 | QLD Alligator Creek 33 |  |  | FALSE | #N/A | #N/A | #N/A | #N/A | #N/A | #N/A | #N/A | #N/A | #N/A | #N/A
TRUE | QLD | QALC | Alligator Creek 33 | Energy Queensland | Summer | Non-coincident | 2021 | POE10 | NA | 36.5104 | QLD Alligator Creek 33 |  |  | FALSE | #N/A | #N/A | #N/A | #N/A | #N/A | #N/A | #N/A | #N/A | #N/A | #N/A
TRUE | QLD | QALC | Alligator Creek 33 | Energy Queensland | Summer | Coincident | 2022 | POE10 | NA | 21.9127 | QLD Alligator Creek 33 |  |  | FALSE | #N/A | #N/A | #N/A | #N/A | #N/A | #N/A | #N/A | #N/A | #N/A | #N/A
TRUE | QLD | QALC | Alligator Creek 33 | Energy Queensland | Summer | Coincident | 2022 | POE50 | NA | 21.3063 | QLD Alligator Creek 33 |  |  | FALSE | #N/A | #N/A | #N/A | #N/A | #N/A | #N/A | #N/A | #N/A | #N/A | #N/A
TRUE | QLD | QALC | Alligator Creek 33 | Energy Queensland | Summer | Non-coincident | 2022 | POE10 | NA | 36.7301 | QLD Alligator Creek 33 |  |  | FALSE | #N/A | #N/A | #N/A | #N/A | #N/A | #N/A | #N/A | #N/A | #N/A | #N/A
TRUE | QLD | QALC | Alligator Creek 33 | Energy Queensland | Summer | Coincident | 2023 | POE10 | NA | 22.182 | QLD Alligator Creek 33 |  |  | FALSE | #N/A | #N/A | #N/A | #N/A | #N/A | #N/A | #N/A | #N/A | #N/A | #N/A
TRUE | QLD | QALC | Alligator Creek 33 | Energy Queensland | Summer | Coincident | 2023 | POE50 | NA | 21.5191 | QLD Alligator Creek 33 |  |  | FALSE | #N/A | #N/A | #N/A | #N/A | #N/A | #N/A | #N/A | #N/A | #N/A | #N/A
TRUE | QLD | QALC | Alligator Creek 33 | Energy Queensland | Summer | Non-coincident | 2023 | POE10 | NA | 36.9778 | QLD Alligator Creek 33 |  |  | FALSE | #N/A | #N/A | #N/A | #N/A | #N/A | #N/A | #N/A | #N/A | #N/A | #N/A
TRUE | QLD | QALC | Alligator Creek 33 | Energy Queensland | Summer | Coincident | 2024 | POE10 | NA | 22.5828 | QLD Alligator Creek 33 |  |  | FALSE | #N/A | #N/A | #N/A | #N/A | #N/A | #N/A | #N/A | #N/A | #N/A | #N/A
TRUE | QLD | QALC | Alligator Creek 33 | Energy Queensland | Summer | Coincident | 2024 | POE50 | NA | 21.9275 | QLD Alligator Creek 33 |  |  | FALSE | #N/A | #N/A | #N/A | #N/A | #N/A | #N/A | #N/A | #N/A | #N/A | #N/A
TRUE | QLD | QALC | Alligator Creek 33 | Energy Queensland | Summer | Non-coincident | 2024 | POE10 | NA | 37.2178 | QLD Alligator Creek 33 |  |  | FALSE | #N/A | #N/A | #N/A | #N/A | #N/A | #N/A | #N/A | #N/A | #N/A | #N/A
TRUE | QLD | QALC | Alligator Creek 33 | Energy Queensland | Summer | Coincident | 2025 | POE10 | NA | 22.6193 | QLD Alligator Creek 33 |  |  | FALSE | #N/A | #N/A | #N/A | #N/A | #N/A | #N/A | #N/A | #N/A | #N/A | #N/A
TRUE | QLD | QALC | Alligator Creek 33 | Energy Queensland | Summer | Coincident | 2025 | POE50 | NA | 22.0746 | QLD Alligator Creek 33 |  |  | FALSE | #N/A | #N/A | #N/A | #N/A | #N/A | #N/A | #N/A | #N/A | #N/A | #N/A
TRUE | QLD | QALC | Alligator Creek 33 | Energy Queensland | Summer | Non-coincident | 2025 | POE10 | NA | 37.4533 | QLD Alligator Creek 33 |  |  | FALSE | #N/A | #N/A | #N/A | #N/A | #N/A | #N/A | #N/A | #N/A | #N/A | #N/A
TRUE | QLD | QALC | Alligator Creek 33 | Energy Queensland | Summer | Coincident | 2026 | POE10 | NA | 22.8617 | QLD Alligator Creek 33 |  |  | FALSE | #N/A | #N/A | #N/A | #N/A | #N/A | #N/A | #N/A | #N/A | #N/A | #N/A
TRUE | QLD | QALC | Alligator Creek 33 | Energy Queensland | Summer | Coincident | 2026 | POE50 | NA | 22.2356 | QLD Alligator Creek 33 |  |  | FALSE | #N/A | #N/A | #N/A | #N/A | #N/A | #N/A | #N/A | #N/A | #N/A | #N/A
TRUE | QLD | QALC | Alligator Creek 33 | Energy Queensland | Summer | Non-coincident | 2026 | POE10 | NA | 37.6967 | QLD Alligator Creek 33 |  |  | FALSE | #N/A | #N/A | #N/A | #N/A | #N/A | #N/A | #N/A | #N/A | #N/A | #N/A
TRUE | QLD | QALC | Alligator Creek 33 | Energy Queensland | Summer | Coincident | 2027 | POE10 | NA | 22.8562 | QLD Alligator Creek 33 |  |  | FALSE | #N/A | #N/A | #N/A | #N/A | #N/A | #N/A | #N/A | #N/A | #N/A | #N/A
TRUE | QLD | QALC | Alligator Creek 33 | Energy Queensland | Summer | Coincident | 2027 | POE50 | NA | 22.3061 | QLD Alligator Creek 33 |  |  | FALSE | #N/A | #N/A | #N/A | #N/A | #N/A | #N/A | #N/A | #N/A | #N/A | #N/A
TRUE | QLD | QALC | Alligator Creek 33 | Energy Queensland | Summer | Non-coincident | 2027 | POE10 | NA | 37.9882 | QLD Alligator Creek 33 |  |  | FALSE | #N/A | #N/A | #N/A | #N/A | #N/A | #N/A | #N/A | #N/A | #N/A | #N/A
TRUE | QLD | QALC | Alligator Creek 33 | Energy Queensland | Summer | Coincident | 2028 | POE10 | NA | 23.0693 | QLD Alligator Creek 33 |  |  | FALSE | #N/A | #N/A | #N/A | #N/A | #N/A | #N/A | #N/A | #N/A | #N/A | #N/A
TRUE | QLD | QALC | Alligator Creek 33 | Energy Queensland | Summer | Coincident | 2028 | POE50 | NA | 22.5027 | QLD Alligator Creek 33 |  |  | FALSE | #N/A | #N/A | #N/A | #N/A | #N/A | #N/A | #N/A | #N/A | #N/A | #N/A
TRUE | QLD | QALC | Alligator Creek 33 | Energy Queensland | Summer | Non-coincident | 2028 | POE10 | NA | 38.3322 | QLD Alligator Creek 33 |  |  | FALSE | #N/A | #N/A | #N/A | #N/A | #N/A | #N/A | #N/A | #N/A | #N/A | #N/A
TRUE | QLD | QALC | Alligator Creek 33 | Energy Queensland | Summer | Coincident | 2029 | POE10 | NA | 23.2292 | QLD Alligator Creek 33 |  |  | FALSE | #N/A | #N/A | #N/A | #N/A | #N/A | #N/A | #N/A | #N/A | #N/A | #N/A
TRUE | QLD | QALC | Alligator Creek 33 | Energy Queensland | Summer | Coincident | 2029 | POE50 | NA | 22.7577 | QLD Alligator Creek 33 |  |  | FALSE | #N/A | #N/A | #N/A | #N/A | #N/A | #N/A | #N/A | #N/A | #N/A | #N/A
TRUE | QLD | QALC | Alligator Creek 33 | Energy Queensland | Summer | Non-coincident | 2029 | POE10 | NA | 38.7175 | QLD Alligator Creek 33 |  |  | FALSE | #N/A | #N/A | #N/A | #N/A | #N/A | #N/A | #N/A | #N/A | #N/A | #N/A
TRUE | QLD | QALC | Alligator Creek 33 | Energy Queensland | Summer | Coincident | 2030 | POE10 | NA | 23.4909 | QLD Alligator Creek 33 |  |  | FALSE | #N/A | #N/A | #N/A | #N/A | #N/A | #N/A | #N/A | #N/A | #N/A | #N/A
TRUE | QLD | QALC | Alligator Creek 33 | Energy Queensland | Summer | Coincident | 2030 | POE50 | NA | 22.8954 | QLD Alligator Creek 33 |  |  | FALSE | #N/A | #N/A | #N/A | #N/A | #N/A | #N/A | #N/A | #N/A | #N/A | #N/A
TRUE | QLD | QALC | Alligator Creek 33 | Energy Queensland | Summer | Non-coincident | 2030 | POE10 | NA | 39.1287 | QLD Alligator Creek 33 |  |  | FALSE | #N/A | #N/A | #N/A | #N/A | #N/A | #N/A | #N/A | #N/A | #N/A | #N/A
TRUE | QLD | QALC | Alligator Creek 33 | Energy Queensland | Winter | Non-coincident | 2019 | BASEYEARPOE10 | NA | 27.3104 | QLD Alligator Creek 33 |  |  | FALSE | #N/A | #N/A | #N/A | #N/A | #N/A | #N/A | #N/A | #N/A | #N/A | #N/A
TRUE | QLD | QALC | Alligator Creek 33 | Energy Queensland | Winter | Coincident | 2020 | POE10 | NA | 21.7145 | QLD Alligator Creek 33 |  |  | FALSE | #N/A | #N/A | #N/A | #N/A | #N/A | #N/A | #N/A | #N/A | #N/A | #N/A
TRUE | QLD | QALC | Alligator Creek 33 | Energy Queensland | Winter | Coincident | 2020 | POE50 | NA | 16.6786 | QLD Alligator Creek 33 |  |  | FALSE | #N/A | #N/A | #N/A | #N/A | #N/A | #N/A | #N/A | #N/A | #N/A | #N/A
TRUE | QLD | QALC | Alligator Creek 33 | Energy Queensland | Winter | Non-coincident | 2020 | POE10 | NA | 27.7622 | QLD Alligator Creek 33 |  |  | FALSE | #N/A | #N/A | #N/A | #N/A | #N/A | #N/A | #N/A | #N/A | #N/A | #N/A
TRUE | QLD | QALC | Alligator Creek 33 | Energy Queensland | Winter | Coincident | 2021 | POE10 | NA | 21.6437 | QLD Alligator Creek 33 |  |  | FALSE | #N/A | #N/A | #N/A | #N/A | #N/A | #N/A | #N/A | #N/A | #N/A | #N/A
TRUE | QLD | QALC | Alligator Creek 33 | Energy Queensland | Winter | Coincident | 2021 | POE50 | NA | 16.6155 | QLD Alligator Creek 33 |  |  | FALSE | #N/A | #N/A | #N/A | #N/A | #N/A | #N/A | #N/A | #N/A | #N/A | #N/A
TRUE | QLD | QALC | Alligator Creek 33 | Energy Queensland | Winter | Non-coincident | 2021 | POE10 | NA | 27.8122 | QLD Alligator Creek 33 |  |  | FALSE | #N/A | #N/A | #N/A | #N/A | #N/A | #N/A | #N/A | #N/A | #N/A | #N/A
TRUE | QLD | QALC | Alligator Creek 33 | Energy Queensland | Winter | Coincident | 2022 | POE10 | NA | 22.2754 | QLD Alligator Creek 33 |  |  | FALSE | #N/A | #N/A | #N/A | #N/A | #N/A | #N/A | #N/A | #N/A | #N/A | #N/A
TRUE | QLD | QALC | Alligator Creek 33 | Energy Queensland | Winter | Coincident | 2022 | POE50 | NA | 17.0978 | QLD Alligator Creek 33 |  |  | FALSE | #N/A | #N/A | #N/A | #N/A | #N/A | #N/A | #N/A | #N/A | #N/A | #N/A
TRUE | QLD | QALC | Alligator Creek 33 | Energy Queensland | Winter | Non-coincident | 2022 | POE10 | NA | 27.9451 | QLD Alligator Creek 33 |  |  | FALSE | #N/A | #N/A | #N/A | #N/A | #N/A | #N/A | #N/A | #N/A | #N/A | #N/A
TRUE | QLD | QALC | Alligator Creek 33 | Energy Queensland | Winter | Coincident | 2023 | POE10 | NA | 22.6337 | QLD Alligator Creek 33 |  |  | FALSE | #N/A | #N/A | #N/A | #N/A | #N/A | #N/A | #N/A | #N/A | #N/A | #N/A
TRUE | QLD | QALC | Alligator Creek 33 | Energy Queensland | Winter | Coincident | 2023 | POE50 | NA | 17.3505 | QLD Alligator Creek 33 |  |  | FALSE | #N/A | #N/A | #N/A | #N/A | #N/A | #N/A | #N/A | #N/A | #N/A | #N/A
TRUE | QLD | QALC | Alligator Creek 33 | Energy Queensland | Winter | Non-coincident | 2023 | POE10 | NA | 28.1346 | QLD Alligator Creek 33 |  |  | FALSE | #N/A | #N/A | #N/A | #N/A | #N/A | #N/A | #N/A | #N/A | #N/A | #N/A
TRUE | QLD | QALC | Alligator Creek 33 | Energy Queensland | Winter | Coincident | 2024 | POE10 | NA | 23.1142 | QLD Alligator Creek 33 |  |  | FALSE | #N/A | #N/A | #N/A | #N/A | #N/A | #N/A | #N/A | #N/A | #N/A | #N/A
TRUE | QLD | QALC | Alligator Creek 33 | Energy Queensland | Winter | Coincident | 2024 | POE50 | NA | 17.6422 | QLD Alligator Creek 33 |  |  | FALSE | #N/A | #N/A | #N/A | #N/A | #N/A | #N/A | #N/A | #N/A | #N/A | #N/A
TRUE | QLD | QALC | Alligator Creek 33 | Energy Queensland | Winter | Non-coincident | 2024 | POE10 | NA | 28.3094 | QLD Alligator Creek 33 |  |  | FALSE | #N/A | #N/A | #N/A | #N/A | #N/A | #N/A | #N/A | #N/A | #N/A | #N/A
TRUE | QLD | QALC | Alligator Creek 33 | Energy Queensland | Winter | Coincident | 2025 | POE10 | NA | 23.1852 | QLD Alligator Creek 33 |  |  | FALSE | #N/A | #N/A | #N/A | #N/A | #N/A | #N/A | #N/A | #N/A | #N/A | #N/A
TRUE | QLD | QALC | Alligator Creek 33 | Energy Queensland | Winter | Coincident | 2025 | POE50 | NA | 17.7261 | QLD Alligator Creek 33 |  |  | FALSE | #N/A | #N/A | #N/A | #N/A | #N/A | #N/A | #N/A | #N/A | #N/A | #N/A
TRUE | QLD | QALC | Alligator Creek 33 | Energy Queensland | Winter | Non-coincident | 2025 | POE10 | NA | 28.4841 | QLD Alligator Creek 33 |  |  | FALSE | #N/A | #N/A | #N/A | #N/A | #N/A | #N/A | #N/A | #N/A | #N/A | #N/A
TRUE | QLD | QALC | Alligator Creek 33 | Energy Queensland | Winter | Coincident | 2026 | POE10 | NA | 23.3212 | QLD Alligator Creek 33 |  |  | FALSE | #N/A | #N/A | #N/A | #N/A | #N/A | #N/A | #N/A | #N/A | #N/A | #N/A
TRUE | QLD | QALC | Alligator Creek 33 | Energy Queensland | Winter | Coincident | 2026 | POE50 | NA | 17.8567 | QLD Alligator Creek 33 |  |  | FALSE | #N/A | #N/A | #N/A | #N/A | #N/A | #N/A | #N/A | #N/A | #N/A | #N/A
TRUE | QLD | QALC | Alligator Creek 33 | Energy Queensland | Winter | Non-coincident | 2026 | POE10 | NA | 28.6705 | QLD Alligator Creek 33 |  |  | FALSE | #N/A | #N/A | #N/A | #N/A | #N/A | #N/A | #N/A | #N/A | #N/A | #N/A
TRUE | QLD | QALC | Alligator Creek 33 | Energy Queensland | Winter | Coincident | 2027 | POE10 | NA | 23.4909 | QLD Alligator Creek 33 |  |  | FALSE | #N/A | #N/A | #N/A | #N/A | #N/A | #N/A | #N/A | #N/A | #N/A | #N/A
TRUE | QLD | QALC | Alligator Creek 33 | Energy Queensland | Winter | Coincident | 2027 | POE50 | NA | 17.9833 | QLD Alligator Creek 33 |  |  | FALSE | #N/A | #N/A | #N/A | #N/A | #N/A | #N/A | #N/A | #N/A | #N/A | #N/A
TRUE | QLD | QALC | Alligator Creek 33 | Energy Queensland | Winter | Non-coincident | 2027 | POE10 | NA | 28.9072 | QLD Alligator Creek 33 |  |  | FALSE | #N/A | #N/A | #N/A | #N/A | #N/A | #N/A | #N/A | #N/A | #N/A | #N/A
TRUE | QLD | QALC | Alligator Creek 33 | Energy Queensland | Winter | Coincident | 2028 | POE10 | NA | 23.9482 | QLD Alligator Creek 33 |  |  | FALSE | #N/A | #N/A | #N/A | #N/A | #N/A | #N/A | #N/A | #N/A | #N/A | #N/A
TRUE | QLD | QALC | Alligator Creek 33 | Energy Queensland | Winter | Coincident | 2028 | POE50 | NA | 18.192 | QLD Alligator Creek 33 |  |  | FALSE | #N/A | #N/A | #N/A | #N/A | #N/A | #N/A | #N/A | #N/A | #N/A | #N/A
TRUE | QLD | QALC | Alligator Creek 33 | Energy Queensland | Winter | Non-coincident | 2028 | POE10 | NA | 29.1768 | QLD Alligator Creek 33 |  |  | FALSE | #N/A | #N/A | #N/A | #N/A | #N/A | #N/A | #N/A | #N/A | #N/A | #N/A
TRUE | QLD | QALC | Alligator Creek 33 | Energy Queensland | Winter | Coincident | 2029 | POE10 | NA | 24.0664 | QLD Alligator Creek 33 |  |  | FALSE | #N/A | #N/A | #N/A | #N/A | #N/A | #N/A | #N/A | #N/A | #N/A | #N/A
TRUE | QLD | QALC | Alligator Creek 33 | Energy Queensland | Winter | Coincident | 2029 | POE50 | NA | 18.3838 | QLD Alligator Creek 33 |  |  | FALSE | #N/A | #N/A | #N/A | #N/A | #N/A | #N/A | #N/A | #N/A | #N/A | #N/A
TRUE | QLD | QALC | Alligator Creek 33 | Energy Queensland | Winter | Non-coincident | 2029 | POE10 | NA | 29.4794 | QLD Alligator Creek 33 |  |  | FALSE | #N/A | #N/A | #N/A | #N/A | #N/A | #N/A | #N/A | #N/A | #N/A | #N/A
TRUE | QLD | QALG | Algester | Energy Queensland | Shoulder | Coincident | 2017 | ACTUAL_OPG | 20.8092 | 46.2127 | QLD Algester |  |  | FALSE | #N/A | #N/A | #N/A | #N/A | #N/A | #N/A | #N/A | #N/A | #N/A | #N/A
TRUE | QLD | QALG | Algester | Energy Queensland | Shoulder | Coincident | 2017 | ACTUAL_RAW | 20.8092 | 46.2127 | QLD Algester |  |  | FALSE | #N/A | #N/A | #N/A | #N/A | #N/A | #N/A | #N/A | #N/A | #N/A | #N/A
TRUE | QLD | QALG | Algester | Energy Queensland | Shoulder | Non-coincident | 2017 | ACTUAL_RAW | 11.4449 | 46.6656 | QLD Algester |  |  | FALSE | #N/A | #N/A | #N/A | #N/A | #N/A | #N/A | #N/A | #N/A | #N/A | #N/A
TRUE | QLD | QALG | Algester | Energy Queensland | Shoulder | Non-coincident | 2017 | ACTUAL_OPG | 14.1647 | 46.6656 | QLD Algester |  |  | FALSE | #N/A | #N/A | #N/A | #N/A | #N/A | #N/A | #N/A | #N/A | #N/A | #N/A
TRUE | QLD | QALG | Algester | Energy Queensland | Shoulder | Non-coincident | 2017 | ACTUAL_ADJUSTEDOPG | 14.1647 | 46.6656 | QLD Algester |  |  | FALSE | #N/A | #N/A | #N/A | #N/A | #N/A | #N/A | #N/A | #N/A | #N/A | #N/A
TRUE | QLD | QALG | Algester | Energy Queensland | Shoulder | Coincident | 2018 | ACTUAL_OPG | 20.4452 | 46.1407 | QLD Algester |  |  | FALSE | #N/A | #N/A | #N/A | #N/A | #N/A | #N/A | #N/A | #N/A | #N/A | #N/A
TRUE | QLD | QALG | Algester | Energy Queensland | Shoulder | Coincident | 2018 | ACTUAL_RAW | 20.4452 | 46.1407 | QLD Algester |  |  | FALSE | #N/A | #N/A | #N/A | #N/A | #N/A | #N/A | #N/A | #N/A | #N/A | #N/A
TRUE | QLD | QALG | Algester | Energy Queensland | Shoulder | Non-coincident | 2018 | ACTUAL_RAW | 11.1893 | 51.2763 | QLD Algester |  |  | FALSE | #N/A | #N/A | #N/A | #N/A | #N/A | #N/A | #N/A | #N/A | #N/A | #N/A
TRUE | QLD | QALG | Algester | Energy Queensland | Shoulder | Non-coincident | 2018 | ACTUAL_OPG | 11.1893 | 51.2763 | QLD Algester |  |  | FALSE | #N/A | #N/A | #N/A | #N/A | #N/A | #N/A | #N/A | #N/A | #N/A | #N/A
TRUE | QLD | QALG | Algester | Energy Queensland | Shoulder | Non-coincident | 2018 | ACTUAL_ADJUSTEDOPG | 11.1893 | 51.2763 | QLD Algester |  |  | FALSE | #N/A | #N/A | #N/A | #N/A | #N/A | #N/A | #N/A | #N/A | #N/A | #N/A
TRUE | QLD | QALG | Algester | Energy Queensland | Shoulder | Coincident | 2019 | ACTUAL_OPG | 11.5835 | 48.0968 | QLD Algester |  |  | FALSE | #N/A | #N/A | #N/A | #N/A | #N/A | #N/A | #N/A | #N/A | #N/A | #N/A
TRUE | QLD | QALG | Algester | Energy Queensland | Shoulder | Coincident | 2019 | ACTUAL_RAW | 11.5835 | 48.0968 | QLD Algester |  |  | FALSE | #N/A | #N/A | #N/A | #N/A | #N/A | #N/A | #N/A | #N/A | #N/A | #N/A
TRUE | QLD | QALG | Algester | Energy Queensland | Shoulder | Non-coincident | 2019 | ACTUAL_RAW | 8.2537 | 48.0968 | QLD Algester |  |  | FALSE | #N/A | #N/A | #N/A | #N/A | #N/A | #N/A | #N/A | #N/A | #N/A | #N/A
TRUE | QLD | QALG | Algester | Energy Queensland | Shoulder | Non-coincident | 2019 | ACTUAL_OPG | 8.2537 | 48.0968 | QLD Algester |  |  | FALSE | #N/A | #N/A | #N/A | #N/A | #N/A | #N/A | #N/A | #N/A | #N/A | #N/A
TRUE | QLD | QALG | Algester | Energy Queensland | Shoulder | Non-coincident | 2019 | ACTUAL_ADJUSTEDOPG | 8.2537 | 48.0968 | QLD Algester |  |  | FALSE | #N/A | #N/A | #N/A | #N/A | #N/A | #N/A | #N/A | #N/A | #N/A | #N/A
TRUE | QLD | QALG | Algester | Energy Queensland | Shoulder | Non-coincident | 2019 | BASEYEARPOE90 | -0.071689 | NA | QLD Algester |  |  | FALSE | #N/A | #N/A | #N/A | #N/A | #N/A | #N/A | #N/A | #N/A | #N/A | #N/A
TRUE | QLD | QALG | Algester | Energy Queensland | Shoulder | Non-coincident | 2019 | BASEYEARPOE50 | 3.5008 | 45.9923 | QLD Algester |  |  | FALSE | #N/A | #N/A | #N/A | #N/A | #N/A | #N/A | #N/A | #N/A | #N/A | #N/A
TRUE | QLD | QALG | Algester | Energy Queensland | Shoulder | Coincident | 2020 | ACTUAL_OPG | 6.1835 | 45.9653 | QLD Algester |  |  | FALSE | #N/A | #N/A | #N/A | #N/A | #N/A | #N/A | #N/A | #N/A | #N/A | #N/A
TRUE | QLD | QALG | Algester | Energy Queensland | Shoulder | Coincident | 2020 | ACTUAL_RAW | 6.1835 | 45.9653 | QLD Algester |  |  | FALSE | #N/A | #N/A | #N/A | #N/A | #N/A | #N/A | #N/A | #N/A | #N/A | #N/A
TRUE | QLD | QALG | Algester | Energy Queensland | Shoulder | Non-coincident | 2020 | ACTUAL_RAW | 5.941 | 45.9653 | QLD Algester |  |  | FALSE | #N/A | #N/A | #N/A | #N/A | #N/A | #N/A | #N/A | #N/A | #N/A | #N/A
TRUE | QLD | QALG | Algester | Energy Queensland | Shoulder | Non-coincident | 2020 | ACTUAL_OPG | 5.941 | 45.9653 | QLD Algester |  |  | FALSE | #N/A | #N/A | #N/A | #N/A | #N/A | #N/A | #N/A | #N/A | #N/A | #N/A
TRUE | QLD | QALG | Algester | Energy Queensland | Shoulder | Non-coincident | 2020 | ACTUAL_ADJUSTEDOPG | 5.941 | 45.9653 | QLD Algester |  |  | FALSE | #N/A | #N/A | #N/A | #N/A | #N/A | #N/A | #N/A | #N/A | #N/A | #N/A
TRUE | QLD | QALG | Algester | Energy Queensland | Shoulder | Coincident_unreconciled | 2021 | POE50 | 4 | NA | QLD Algester |  |  | FALSE | #N/A | #N/A | #N/A | #N/A | #N/A | #N/A | #N/A | #N/A | #N/A | #N/A
TRUE | QLD | QALG | Algester | Energy Queensland | Shoulder | Coincident_unreconciled | 2021 | POE90 | 1.5842 | NA | QLD Algester |  |  | FALSE | #N/A | #N/A | #N/A | #N/A | #N/A | #N/A | #N/A | #N/A | #N/A | #N/A
TRUE | QLD | QALG | Algester | Energy Queensland | Shoulder | Non-coincident | 2021 | POE50 | 3 | 46.5978 | QLD Algester |  |  | FALSE | #N/A | #N/A | #N/A | #N/A | #N/A | #N/A | #N/A | #N/A | #N/A | #N/A
TRUE | QLD | QALG | Algester | Energy Queensland | Shoulder | Non-coincident | 2021 | POE90 | -1.5279 | NA | QLD Algester |  |  | FALSE | #N/A | #N/A | #N/A | #N/A | #N/A | #N/A | #N/A | #N/A | #N/A | #N/A
TRUE | QLD | QALG | Algester | Energy Queensland | Shoulder | Coincident_unreconciled | 2022 | POE50 | 3.4956 | NA | QLD Algester |  |  | FALSE | #N/A | #N/A | #N/A | #N/A | #N/A | #N/A | #N/A | #N/A | #N/A | #N/A
TRUE | QLD | QALG | Algester | Energy Queensland | Shoulder | Coincident_unreconciled | 2022 | POE90 | 1.061 | NA | QLD Algester |  |  | FALSE | #N/A | #N/A | #N/A | #N/A | #N/A | #N/A | #N/A | #N/A | #N/A | #N/A
TRUE | QLD | QALG | Algester | Energy Queensland | Shoulder | Non-coincident | 2022 | POE50 | 2.0547 | 47.4287 | QLD Algester |  |  | FALSE | #N/A | #N/A | #N/A | #N/A | #N/A | #N/A | #N/A | #N/A | #N/A | #N/A
TRUE | QLD | QALG | Algester | Energy Queensland | Shoulder | Non-coincident | 2022 | POE90 | -2.5086 | NA | QLD Algester |  |  | FALSE | #N/A | #N/A | #N/A | #N/A | #N/A | #N/A | #N/A | #N/A | #N/A | #N/A
TRUE | QLD | QALG | Algester | Energy Queensland | Shoulder | Coincident_unreconciled | 2023 | POE50 | 2.932 | NA | QLD Algester |  |  | FALSE | #N/A | #N/A | #N/A | #N/A | #N/A | #N/A | #N/A | #N/A | #N/A | #N/A
TRUE | QLD | QALG | Algester | Energy Queensland | Shoulder | Coincident_unreconciled | 2023 | POE90 | 0.48044 | NA | QLD Algester |  |  | FALSE | #N/A | #N/A | #N/A | #N/A | #N/A | #N/A | #N/A | #N/A | #N/A | #N/A
TRUE | QLD | QALG | Algester | Energy Queensland | Shoulder | Non-coincident | 2023 | POE50 | 0.99834 | 48.0614 | QLD Algester |  |  | FALSE | #N/A | #N/A | #N/A | #N/A | #N/A | #N/A | #N/A | #N/A | #N/A | #N/A
TRUE | QLD | QALG | Algester | Energy Queensland | Shoulder | Non-coincident | 2023 | POE90 | -3.5967 | NA | QLD Algester |  |  | FALSE | #N/A | #N/A | #N/A | #N/A | #N/A | #N/A | #N/A | #N/A | #N/A | #N/A
TRUE | QLD | QALG | Algester | Energy Queensland | Shoulder | Coincident_unreconciled | 2024 | POE50 | 2.4277 | NA | QLD Algester |  |  | FALSE | #N/A | #N/A | #N/A | #N/A | #N/A | #N/A | #N/A | #N/A | #N/A | #N/A
TRUE | QLD | QALG | Algester | Energy Queensland | Shoulder | Coincident_unreconciled | 2024 | POE90 | -0.04081 | NA | QLD Algester |  |  | FALSE | #N/A | #N/A | #N/A | #N/A | #N/A | #N/A | #N/A | #N/A | #N/A | #N/A
TRUE | QLD | QALG | Algester | Energy Queensland | Shoulder | Non-coincident | 2024 | POE50 | 0.05309 | 49.2341 | QLD Algester |  |  | FALSE | #N/A | #N/A | #N/A | #N/A | #N/A | #N/A | #N/A | #N/A | #N/A | #N/A
TRUE | QLD | QALG | Algester | Energy Queensland | Shoulder | Non-coincident | 2024 | POE90 | -4.5737 | NA | QLD Algester |  |  | FALSE | #N/A | #N/A | #N/A | #N/A | #N/A | #N/A | #N/A | #N/A | #N/A | #N/A
TRUE | QLD | QALG | Algester | Energy Queensland | Shoulder | Coincident_unreconciled | 2025 | POE50 | 1.8877 | NA | QLD Algester |  |  | FALSE | #N/A | #N/A | #N/A | #N/A | #N/A | #N/A | #N/A | #N/A | #N/A | #N/A
TRUE | QLD | QALG | Algester | Energy Queensland | Shoulder | Coincident_unreconciled | 2025 | POE90 | -0.59775 | NA | QLD Algester |  |  | FALSE | #N/A | #N/A | #N/A | #N/A | #N/A | #N/A | #N/A | #N/A | #N/A | #N/A
TRUE | QLD | QALG | Algester | Energy Queensland | Shoulder | Non-coincident | 2025 | POE50 | -0.95904 | 49.3258 | QLD Algester |  |  | FALSE | #N/A | #N/A | #N/A | #N/A | #N/A | #N/A | #N/A | #N/A | #N/A | #N/A
TRUE | QLD | QALG | Algester | Energy Queensland | Shoulder | Non-coincident | 2025 | POE90 | -5.6176 | NA | QLD Algester |  |  | FALSE | #N/A | #N/A | #N/A | #N/A | #N/A | #N/A | #N/A | #N/A | #N/A | #N/A
TRUE | QLD | QALG | Algester | Energy Queensland | Shoulder | Coincident_unreconciled | 2026 | POE50 | 1.3014 | NA | QLD Algester |  |  | FALSE | #N/A | #N/A | #N/A | #N/A | #N/A | #N/A | #N/A | #N/A | #N/A | #N/A
TRUE | QLD | QALG | Algester | Energy Queensland | Shoulder | Coincident_unreconciled | 2026 | POE90 | -1.201 | NA | QLD Algester |  |  | FALSE | #N/A | #N/A | #N/A | #N/A | #N/A | #N/A | #N/A | #N/A | #N/A | #N/A
TRUE | QLD | QALG | Algester | Energy Queensland | Shoulder | Non-coincident | 2026 | POE50 | -2.0581 | 49.6582 | QLD Algester |  |  | FALSE | #N/A | #N/A | #N/A | #N/A | #N/A | #N/A | #N/A | #N/A | #N/A | #N/A
TRUE | QLD | QALG | Algester | Energy Queensland | Shoulder | Non-coincident | 2026 | POE90 | -6.7483 | NA | QLD Algester |  |  | FALSE | #N/A | #N/A | #N/A | #N/A | #N/A | #N/A | #N/A | #N/A | #N/A | #N/A
TRUE | QLD | QALG | Algester | Energy Queensland | Shoulder | Coincident_unreconciled | 2027 | POE50 | 0.78388 | NA | QLD Algester |  |  | FALSE | #N/A | #N/A | #N/A | #N/A | #N/A | #N/A | #N/A | #N/A | #N/A | #N/A
TRUE | QLD | QALG | Algester | Energy Queensland | Shoulder | Coincident_unreconciled | 2027 | POE90 | -1.7349 | NA | QLD Algester |  |  | FALSE | #N/A | #N/A | #N/A | #N/A | #N/A | #N/A | #N/A | #N/A | #N/A | #N/A
TRUE | QLD | QALG | Algester | Energy Queensland | Shoulder | Non-coincident | 2027 | POE50 | -3.028 | 49.7515 | QLD Algester |  |  | FALSE | #N/A | #N/A | #N/A | #N/A | #N/A | #N/A | #N/A | #N/A | #N/A | #N/A
TRUE | QLD | QALG | Algester | Energy Queensland | Shoulder | Non-coincident | 2027 | POE90 | -7.749 | NA | QLD Algester |  |  | FALSE | #N/A | #N/A | #N/A | #N/A | #N/A | #N/A | #N/A | #N/A | #N/A | #N/A
TRUE | QLD | QALG | Algester | Energy Queensland | Shoulder | Coincident_unreconciled | 2028 | POE50 | 0.31758 | NA | QLD Algester |  |  | FALSE | #N/A | #N/A | #N/A | #N/A | #N/A | #N/A | #N/A | #N/A | #N/A | #N/A
TRUE | QLD | QALG | Algester | Energy Queensland | Shoulder | Coincident_unreconciled | 2028 | POE90 | -2.2173 | NA | QLD Algester |  |  | FALSE | #N/A | #N/A | #N/A | #N/A | #N/A | #N/A | #N/A | #N/A | #N/A | #N/A
TRUE | QLD | QALG | Algester | Energy Queensland | Shoulder | Non-coincident | 2028 | POE50 | -3.902 | 50.1198 | QLD Algester |  |  | FALSE | #N/A | #N/A | #N/A | #N/A | #N/A | #N/A | #N/A | #N/A | #N/A | #N/A
TRUE | QLD | QALG | Algester | Energy Queensland | Shoulder | Non-coincident | 2028 | POE90 | -8.653 | NA | QLD Algester |  |  | FALSE | #N/A | #N/A | #N/A | #N/A | #N/A | #N/A | #N/A | #N/A | #N/A | #N/A
TRUE | QLD | QALG | Algester | Energy Queensland | Shoulder | Coincident_unreconciled | 2029 | POE50 | -0.10935 | NA | QLD Algester |  |  | FALSE | #N/A | #N/A | #N/A | #N/A | #N/A | #N/A | #N/A | #N/A | #N/A | #N/A
TRUE | QLD | QALG | Algester | Energy Queensland | Shoulder | Coincident_unreconciled | 2029 | POE90 | -2.6602 | NA | QLD Algester |  |  | FALSE | #N/A | #N/A | #N/A | #N/A | #N/A | #N/A | #N/A | #N/A | #N/A | #N/A
TRUE | QLD | QALG | Algester | Energy Queensland | Shoulder | Non-coincident | 2029 | POE50 | -4.7022 | 50.825 | QLD Algester |  |  | FALSE | #N/A | #N/A | #N/A | #N/A | #N/A | #N/A | #N/A | #N/A | #N/A | #N/A
TRUE | QLD | QALG | Algester | Energy Queensland | Shoulder | Non-coincident | 2029 | POE90 | -9.4832 | NA | QLD Algester |  |  | FALSE | #N/A | #N/A | #N/A | #N/A | #N/A | #N/A | #N/A | #N/A | #N/A | #N/A
TRUE | QLD | QALG | Algester | Energy Queensland | Shoulder | Coincident_unreconciled | 2030 | POE50 | -0.41294 | NA | QLD Algester |  |  | FALSE | #N/A | #N/A | #N/A | #N/A | #N/A | #N/A | #N/A | #N/A | #N/A | #N/A
TRUE | QLD | QALG | Algester | Energy Queensland | Shoulder | Coincident_unreconciled | 2030 | POE90 | -2.9798 | NA | QLD Algester |  |  | FALSE | #N/A | #N/A | #N/A | #N/A | #N/A | #N/A | #N/A | #N/A | #N/A | #N/A
TRUE | QLD | QALG | Algester | Energy Queensland | Shoulder | Non-coincident | 2030 | POE50 | -5.2712 | 51.4748 | QLD Algester |  |  | FALSE | #N/A | #N/A | #N/A | #N/A | #N/A | #N/A | #N/A | #N/A | #N/A | #N/A
TRUE | QLD | QALG | Algester | Energy Queensland | Shoulder | Non-coincident | 2030 | POE90 | -10.0823 | NA | QLD Algester |  |  | FALSE | #N/A | #N/A | #N/A | #N/A | #N/A | #N/A | #N/A | #N/A | #N/A | #N/A
TRUE | QLD | QALG | Algester | Energy Queensland | Summer | Coincident | 2017 | ACTUAL_OPG | 17.6971 | 65.8942 | QLD Algester |  |  | FALSE | #N/A | #N/A | #N/A | #N/A | #N/A | #N/A | #N/A | #N/A | #N/A | #N/A
TRUE | QLD | QALG | Algester | Energy Queensland | Summer | Coincident | 2017 | ACTUAL_RAW | 17.6971 | 65.8942 | QLD Algester |  |  | FALSE | #N/A | #N/A | #N/A | #N/A | #N/A | #N/A | #N/A | #N/A | #N/A | #N/A
TRUE | QLD | QALG | Algester | Energy Queensland | Summer | Non-coincident | 2017 | ACTUAL_RAW | 10.4914 | 67.0104 | QLD Algester |  |  | FALSE | #N/A | #N/A | #N/A | #N/A | #N/A | #N/A | #N/A | #N/A | #N/A | #N/A
TRUE | QLD | QALG | Algester | Energy Queensland | Summer | Non-coincident | 2017 | ACTUAL_OPG | 10.4914 | 67.0104 | QLD Algester |  |  | FALSE | #N/A | #N/A | #N/A | #N/A | #N/A | #N/A | #N/A | #N/A | #N/A | #N/A
TRUE | QLD | QALG | Algester | Energy Queensland | Summer | Non-coincident | 2017 | ACTUAL_ADJUSTEDOPG | 10.4914 | 67.0104 | QLD Algester |  |  | FALSE | #N/A | #N/A | #N/A | #N/A | #N/A | #N/A | #N/A | #N/A | #N/A | #N/A
TRUE | QLD | QALG | Algester | Energy Queensland | Summer | Coincident | 2018 | ACTUAL_OPG | 17.8203 | 64.8043 | QLD Algester |  |  | FALSE | #N/A | #N/A | #N/A | #N/A | #N/A | #N/A | #N/A | #N/A | #N/A | #N/A
TRUE | QLD | QALG | Algester | Energy Queensland | Summer | Coincident | 2018 | ACTUAL_RAW | 17.8203 | 64.8043 | QLD Algester |  |  | FALSE | #N/A | #N/A | #N/A | #N/A | #N/A | #N/A | #N/A | #N/A | #N/A | #N/A
TRUE | QLD | QALG | Algester | Energy Queensland | Summer | Non-coincident | 2018 | ACTUAL_RAW | 11.0288 | 67.7331 | QLD Algester |  |  | FALSE | #N/A | #N/A | #N/A | #N/A | #N/A | #N/A | #N/A | #N/A | #N/A | #N/A
TRUE | QLD | QALG | Algester | Energy Queensland | Summer | Non-coincident | 2018 | ACTUAL_OPG | 11.0288 | 67.7331 | QLD Algester |  |  | FALSE | #N/A | #N/A | #N/A | #N/A | #N/A | #N/A | #N/A | #N/A | #N/A | #N/A
TRUE | QLD | QALG | Algester | Energy Queensland | Summer | Non-coincident | 2018 | ACTUAL_ADJUSTEDOPG | 11.0288 | 67.7331 | QLD Algester |  |  | FALSE | #N/A | #N/A | #N/A | #N/A | #N/A | #N/A | #N/A | #N/A | #N/A | #N/A
TRUE | QLD | QALG | Algester | Energy Queensland | Summer | Coincident | 2019 | ACTUAL_OPG | 17.2432 | 67.1238 | QLD Algester |  |  | FALSE | #N/A | #N/A | #N/A | #N/A | #N/A | #N/A | #N/A | #N/A | #N/A | #N/A
TRUE | QLD | QALG | Algester | Energy Queensland | Summer | Coincident | 2019 | ACTUAL_RAW | 17.2432 | 67.1238 | QLD Algester |  |  | FALSE | #N/A | #N/A | #N/A | #N/A | #N/A | #N/A | #N/A | #N/A | #N/A | #N/A
TRUE | QLD | QALG | Algester | Energy Queensland | Summer | Non-coincident | 2019 | ACTUAL_RAW | 8.4132 | 67.256 | QLD Algester |  |  | FALSE | #N/A | #N/A | #N/A | #N/A | #N/A | #N/A | #N/A | #N/A | #N/A | #N/A
TRUE | QLD | QALG | Algester | Energy Queensland | Summer | Non-coincident | 2019 | ACTUAL_OPG | 8.4132 | 67.256 | QLD Algester |  |  | FALSE | #N/A | #N/A | #N/A | #N/A | #N/A | #N/A | #N/A | #N/A | #N/A | #N/A
TRUE | QLD | QALG | Algester | Energy Queensland | Summer | Non-coincident | 2019 | ACTUAL_ADJUSTEDOPG | 8.4132 | 67.256 | QLD Algester |  |  | FALSE | #N/A | #N/A | #N/A | #N/A | #N/A | #N/A | #N/A | #N/A | #N/A | #N/A
TRUE | QLD | QALG | Algester | Energy Queensland | Summer | Non-coincident | 2019 | BASEYEARPOE90 | 3.6146 | NA | QLD Algester |  |  | FALSE | #N/A | #N/A | #N/A | #N/A | #N/A | #N/A | #N/A | #N/A | #N/A | #N/A
TRUE | QLD | QALG | Algester | Energy Queensland | Summer | Non-coincident | 2019 | BASEYEARPOE50 | 6.8893 | 59.6295 | QLD Algester |  |  | FALSE | #N/A | #N/A | #N/A | #N/A | #N/A | #N/A | #N/A | #N/A | #N/A | #N/A
TRUE | QLD | QALG | Algester | Energy Queensland | Summer | Coincident | 2020 | ACTUAL_OPG | 6.7104 | 69.6444 | QLD Algester |  |  | FALSE | #N/A | #N/A | #N/A | #N/A | #N/A | #N/A | #N/A | #N/A | #N/A | #N/A
TRUE | QLD | QALG | Algester | Energy Queensland | Summer | Coincident | 2020 | ACTUAL_RAW | 6.7104 | 69.6444 | QLD Algester |  |  | FALSE | #N/A | #N/A | #N/A | #N/A | #N/A | #N/A | #N/A | #N/A | #N/A | #N/A
TRUE | QLD | QALG | Algester | Energy Queensland | Summer | Non-coincident | 2020 | ACTUAL_RAW | 4.9355 | 70.1921 | QLD Algester |  |  | FALSE | #N/A | #N/A | #N/A | #N/A | #N/A | #N/A | #N/A | #N/A | #N/A | #N/A
TRUE | QLD | QALG | Algester | Energy Queensland | Summer | Non-coincident | 2020 | ACTUAL_OPG | 4.9355 | 70.1921 | QLD Algester |  |  | FALSE | #N/A | #N/A | #N/A | #N/A | #N/A | #N/A | #N/A | #N/A | #N/A | #N/A
TRUE | QLD | QALG | Algester | Energy Queensland | Summer | Non-coincident | 2020 | ACTUAL_ADJUSTEDOPG | 4.9355 | 70.1921 | QLD Algester |  |  | FALSE | #N/A | #N/A | #N/A | #N/A | #N/A | #N/A | #N/A | #N/A | #N/A | #N/A
TRUE | QLD | QALG | Algester | Energy Queensland | Summer | Coincident_unreconciled | 2021 | POE50 | 17 | NA | QLD Algester |  |  | FALSE | #N/A | #N/A | #N/A | #N/A | #N/A | #N/A | #N/A | #N/A | #N/A | #N/A
TRUE | QLD | QALG | Algester | Energy Queensland | Summer | Coincident_unreconciled | 2021 | POE90 | 11.5772 | NA | QLD Algester |  |  | FALSE | #N/A | #N/A | #N/A | #N/A | #N/A | #N/A | #N/A | #N/A | #N/A | #N/A
TRUE | QLD | QALG | Algester | Energy Queensland | Summer | Non-coincident | 2021 | POE50 | 4.4838 | 66.0975 | QLD Algester |  |  | FALSE | #N/A | #N/A | #N/A | #N/A | #N/A | #N/A | #N/A | #N/A | #N/A | #N/A
TRUE | QLD | QALG | Algester | Energy Queensland | Summer | Non-coincident | 2021 | POE90 | 0.78239 | NA | QLD Algester |  |  | FALSE | #N/A | #N/A | #N/A | #N/A | #N/A | #N/A | #N/A | #N/A | #N/A | #N/A
TRUE | QLD | QALG | Algester | Energy Queensland | Summer | Coincident_unreconciled | 2022 | POE50 | 15.6353 | NA | QLD Algester |  |  | FALSE | #N/A | #N/A | #N/A | #N/A | #N/A | #N/A | #N/A | #N/A | #N/A | #N/A
TRUE | QLD | QALG | Algester | Energy Queensland | Summer | Coincident_unreconciled | 2022 | POE90 | 10.3356 | NA | QLD Algester |  |  | FALSE | #N/A | #N/A | #N/A | #N/A | #N/A | #N/A | #N/A | #N/A | #N/A | #N/A
TRUE | QLD | QALG | Algester | Energy Queensland | Summer | Non-coincident | 2022 | POE50 | 3.5523 | 67.6579 | QLD Algester |  |  | FALSE | #N/A | #N/A | #N/A | #N/A | #N/A | #N/A | #N/A | #N/A | #N/A | #N/A
TRUE | QLD | QALG | Algester | Energy Queensland | Summer | Non-coincident | 2022 | POE90 | -0.1782 | NA | QLD Algester |  |  | FALSE | #N/A | #N/A | #N/A | #N/A | #N/A | #N/A | #N/A | #N/A | #N/A | #N/A
TRUE | QLD | QALG | Algester | Energy Queensland | Summer | Coincident_unreconciled | 2023 | POE50 | 14.1476 | NA | QLD Algester |  |  | FALSE | #N/A | #N/A | #N/A | #N/A | #N/A | #N/A | #N/A | #N/A | #N/A | #N/A
TRUE | QLD | QALG | Algester | Energy Queensland | Summer | Coincident_unreconciled | 2023 | POE90 | 9.7784 | NA | QLD Algester |  |  | FALSE | #N/A | #N/A | #N/A | #N/A | #N/A | #N/A | #N/A | #N/A | #N/A | #N/A
TRUE | QLD | QALG | Algester | Energy Queensland | Summer | Non-coincident | 2023 | POE50 | 2.5368 | 68.2988 | QLD Algester |  |  | FALSE | #N/A | #N/A | #N/A | #N/A | #N/A | #N/A | #N/A | #N/A | #N/A | #N/A
TRUE | QLD | QALG | Algester | Energy Queensland | Summer | Non-coincident | 2023 | POE90 | -1.2198 | NA | QLD Algester |  |  | FALSE | #N/A | #N/A | #N/A | #N/A | #N/A | #N/A | #N/A | #N/A | #N/A | #N/A
TRUE | QLD | QALG | Algester | Energy Queensland | Summer | Coincident_unreconciled | 2024 | POE50 | 12.8235 | NA | QLD Algester |  |  | FALSE | #N/A | #N/A | #N/A | #N/A | #N/A | #N/A | #N/A | #N/A | #N/A | #N/A
TRUE | QLD | QALG | Algester | Energy Queensland | Summer | Coincident_unreconciled | 2024 | POE90 | 9.281 | NA | QLD Algester |  |  | FALSE | #N/A | #N/A | #N/A | #N/A | #N/A | #N/A | #N/A | #N/A | #N/A | #N/A
TRUE | QLD | QALG | Algester | Energy Queensland | Summer | Non-coincident | 2024 | POE50 | 1.6331 | 69.5647 | QLD Algester |  |  | FALSE | #N/A | #N/A | #N/A | #N/A | #N/A | #N/A | #N/A | #N/A | #N/A | #N/A
TRUE | QLD | QALG | Algester | Energy Queensland | Summer | Non-coincident | 2024 | POE90 | -2.1496 | NA | QLD Algester |  |  | FALSE | #N/A | #N/A | #N/A | #N/A | #N/A | #N/A | #N/A | #N/A | #N/A | #N/A
TRUE | QLD | QALG | Algester | Energy Queensland | Summer | Coincident_unreconciled | 2025 | POE50 | 11.3863 | NA | QLD Algester |  |  | FALSE | #N/A | #N/A | #N/A | #N/A | #N/A | #N/A | #N/A | #N/A | #N/A | #N/A
TRUE | QLD | QALG | Algester | Energy Queensland | Summer | Coincident_unreconciled | 2025 | POE90 | 8.7423 | NA | QLD Algester |  |  | FALSE | #N/A | #N/A | #N/A | #N/A | #N/A | #N/A | #N/A | #N/A | #N/A | #N/A
TRUE | QLD | QALG | Algester | Energy Queensland | Summer | Non-coincident | 2025 | POE50 | 0.65211 | 70.0057 | QLD Algester |  |  | FALSE | #N/A | #N/A | #N/A | #N/A | #N/A | #N/A | #N/A | #N/A | #N/A | #N/A
TRUE | QLD | QALG | Algester | Energy Queensland | Summer | Non-coincident | 2025 | POE90 | -3.1567 | NA | QLD Algester |  |  | FALSE | #N/A | #N/A | #N/A | #N/A | #N/A | #N/A | #N/A | #N/A | #N/A | #N/A
TRUE | QLD | QALG | Algester | Energy Queensland | Summer | Coincident_unreconciled | 2026 | POE50 | 10.2045 | NA | QLD Algester |  |  | FALSE | #N/A | #N/A | #N/A | #N/A | #N/A | #N/A | #N/A | #N/A | #N/A | #N/A
TRUE | QLD | QALG | Algester | Energy Queensland | Summer | Coincident_unreconciled | 2026 | POE90 | 8.1531 | NA | QLD Algester |  |  | FALSE | #N/A | #N/A | #N/A | #N/A | #N/A | #N/A | #N/A | #N/A | #N/A | #N/A
TRUE | QLD | QALG | Algester | Energy Queensland | Summer | Non-coincident | 2026 | POE50 | -0.42337 | 70.4952 | QLD Algester |  |  | FALSE | #N/A | #N/A | #N/A | #N/A | #N/A | #N/A | #N/A | #N/A | #N/A | #N/A
TRUE | QLD | QALG | Algester | Energy Queensland | Summer | Non-coincident | 2026 | POE90 | -4.2583 | NA | QLD Algester |  |  | FALSE | #N/A | #N/A | #N/A | #N/A | #N/A | #N/A | #N/A | #N/A | #N/A | #N/A
TRUE | QLD | QALG | Algester | Energy Queensland | Summer | Coincident_unreconciled | 2027 | POE50 | 9.7065 | NA | QLD Algester |  |  | FALSE | #N/A | #N/A | #N/A | #N/A | #N/A | #N/A | #N/A | #N/A | #N/A | #N/A
TRUE | QLD | QALG | Algester | Energy Queensland | Summer | Coincident_unreconciled | 2027 | POE90 | 7.6415 | NA | QLD Algester |  |  | FALSE | #N/A | #N/A | #N/A | #N/A | #N/A | #N/A | #N/A | #N/A | #N/A | #N/A
TRUE | QLD | QALG | Algester | Energy Queensland | Summer | Non-coincident | 2027 | POE50 | -1.3544 | 70.6353 | QLD Algester |  |  | FALSE | #N/A | #N/A | #N/A | #N/A | #N/A | #N/A | #N/A | #N/A | #N/A | #N/A
TRUE | QLD | QALG | Algester | Energy Queensland | Summer | Non-coincident | 2027 | POE90 | -5.2146 | NA | QLD Algester |  |  | FALSE | #N/A | #N/A | #N/A | #N/A | #N/A | #N/A | #N/A | #N/A | #N/A | #N/A
TRUE | QLD | QALG | Algester | Energy Queensland | Summer | Coincident_unreconciled | 2028 | POE50 | 9.252 | NA | QLD Algester |  |  | FALSE | #N/A | #N/A | #N/A | #N/A | #N/A | #N/A | #N/A | #N/A | #N/A | #N/A
TRUE | QLD | QALG | Algester | Energy Queensland | Summer | Coincident_unreconciled | 2028 | POE90 | 7.1738 | NA | QLD Algester |  |  | FALSE | #N/A | #N/A | #N/A | #N/A | #N/A | #N/A | #N/A | #N/A | #N/A | #N/A
TRUE | QLD | QALG | Algester | Energy Queensland | Summer | Non-coincident | 2028 | POE50 | -2.2039 | 71.1614 | QLD Algester |  |  | FALSE | #N/A | #N/A | #N/A | #N/A | #N/A | #N/A | #N/A | #N/A | #N/A | #N/A
TRUE | QLD | QALG | Algester | Energy Queensland | Summer | Non-coincident | 2028 | POE90 | -6.0889 | NA | QLD Algester |  |  | FALSE | #N/A | #N/A | #N/A | #N/A | #N/A | #N/A | #N/A | #N/A | #N/A | #N/A
TRUE | QLD | QALG | Algester | Energy Queensland | Summer | Coincident_unreconciled | 2029 | POE50 | 8.8409 | NA | QLD Algester |  |  | FALSE | #N/A | #N/A | #N/A | #N/A | #N/A | #N/A | #N/A | #N/A | #N/A | #N/A
TRUE | QLD | QALG | Algester | Energy Queensland | Summer | Coincident_unreconciled | 2029 | POE90 | 6.7495 | NA | QLD Algester |  |  | FALSE | #N/A | #N/A | #N/A | #N/A | #N/A | #N/A | #N/A | #N/A | #N/A | #N/A
TRUE | QLD | QALG | Algester | Energy Queensland | Summer | Non-coincident | 2029 | POE50 | -2.9725 | 71.882 | QLD Algester |  |  | FALSE | #N/A | #N/A | #N/A | #N/A | #N/A | #N/A | #N/A | #N/A | #N/A | #N/A
TRUE | QLD | QALG | Algester | Energy Queensland | Summer | Non-coincident | 2029 | POE90 | -6.8822 | NA | QLD Algester |  |  | FALSE | #N/A | #N/A | #N/A | #N/A | #N/A | #N/A | #N/A | #N/A | #N/A | #N/A
TRUE | QLD | QALG | Algester | Energy Queensland | Summer | Coincident_unreconciled | 2030 | POE50 | 8.5543 | NA | QLD Algester |  |  | FALSE | #N/A | #N/A | #N/A | #N/A | #N/A | #N/A | #N/A | #N/A | #N/A | #N/A
TRUE | QLD | QALG | Algester | Energy Queensland | Summer | Coincident_unreconciled | 2030 | POE90 | 6.4497 | NA | QLD Algester |  |  | FALSE | #N/A | #N/A | #N/A | #N/A | #N/A | #N/A | #N/A | #N/A | #N/A | #N/A
TRUE | QLD | QALG | Algester | Energy Queensland | Summer | Non-coincident | 2030 | POE50 | -3.5083 | 72.2463 | QLD Algester |  |  | FALSE | #N/A | #N/A | #N/A | #N/A | #N/A | #N/A | #N/A | #N/A | #N/A | #N/A
TRUE | QLD | QALG | Algester | Energy Queensland | Summer | Non-coincident | 2030 | POE90 | -7.4427 | NA | QLD Algester |  |  | FALSE | #N/A | #N/A | #N/A | #N/A | #N/A | #N/A | #N/A | #N/A | #N/A | #N/A
TRUE | QLD | QALG | Algester | Energy Queensland | Winter | Coincident | 2016 | ACTUAL_OPG | 21.558 | 52.5717 | QLD Algester |  |  | FALSE | #N/A | #N/A | #N/A | #N/A | #N/A | #N/A | #N/A | #N/A | #N/A | #N/A
TRUE | QLD | QALG | Algester | Energy Queensland | Winter | Coincident | 2016 | ACTUAL_RAW | 21.558 | 52.5717 | QLD Algester |  |  | FALSE | #N/A | #N/A | #N/A | #N/A | #N/A | #N/A | #N/A | #N/A | #N/A | #N/A
TRUE | QLD | QALG | Algester | Energy Queensland | Winter | Non-coincident | 2016 | ACTUAL_RAW | 14.4439 | 58.6118 | QLD Algester |  |  | FALSE | #N/A | #N/A | #N/A | #N/A | #N/A | #N/A | #N/A | #N/A | #N/A | #N/A
TRUE | QLD | QALG | Algester | Energy Queensland | Winter | Non-coincident | 2016 | ACTUAL_OPG | 14.4439 | 58.6118 | QLD Algester |  |  | FALSE | #N/A | #N/A | #N/A | #N/A | #N/A | #N/A | #N/A | #N/A | #N/A | #N/A
TRUE | QLD | QALG | Algester | Energy Queensland | Winter | Coincident | 2017 | ACTUAL_OPG | 12.0063 | 47.9616 | QLD Algester |  |  | FALSE | #N/A | #N/A | #N/A | #N/A | #N/A | #N/A | #N/A | #N/A | #N/A | #N/A
TRUE | QLD | QALG | Algester | Energy Queensland | Winter | Coincident | 2017 | ACTUAL_RAW | 12.0063 | 47.9616 | QLD Algester |  |  | FALSE | #N/A | #N/A | #N/A | #N/A | #N/A | #N/A | #N/A | #N/A | #N/A | #N/A
TRUE | QLD | QALG | Algester | Energy Queensland | Winter | Non-coincident | 2017 | ACTUAL_RAW | 12.0063 | 49.6753 | QLD Algester |  |  | FALSE | #N/A | #N/A | #N/A | #N/A | #N/A | #N/A | #N/A | #N/A | #N/A | #N/A
TRUE | QLD | QALG | Algester | Energy Queensland | Winter | Non-coincident | 2017 | ACTUAL_OPG | 12.0063 | 49.6753 | QLD Algester |  |  | FALSE | #N/A | #N/A | #N/A | #N/A | #N/A | #N/A | #N/A | #N/A | #N/A | #N/A
TRUE | QLD | QALG | Algester | Energy Queensland | Winter | Non-coincident | 2017 | ACTUAL_ADJUSTEDOPG | 12.0063 | 49.6753 | QLD Algester |  |  | FALSE | #N/A | #N/A | #N/A | #N/A | #N/A | #N/A | #N/A | #N/A | #N/A | #N/A
TRUE | QLD | QALG | Algester | Energy Queensland | Winter | Coincident | 2018 | ACTUAL_OPG | 10.1113 | 52.562 | QLD Algester |  |  | FALSE | #N/A | #N/A | #N/A | #N/A | #N/A | #N/A | #N/A | #N/A | #N/A | #N/A
TRUE | QLD | QALG | Algester | Energy Queensland | Winter | Coincident | 2018 | ACTUAL_RAW | 10.1113 | 52.562 | QLD Algester |  |  | FALSE | #N/A | #N/A | #N/A | #N/A | #N/A | #N/A | #N/A | #N/A | #N/A | #N/A
TRUE | QLD | QALG | Algester | Energy Queensland | Winter | Non-coincident | 2018 | ACTUAL_RAW | 9.5463 | 53.629 | QLD Algester |  |  | FALSE | #N/A | #N/A | #N/A | #N/A | #N/A | #N/A | #N/A | #N/A | #N/A | #N/A
TRUE | QLD | QALG | Algester | Energy Queensland | Winter | Non-coincident | 2018 | ACTUAL_OPG | 9.5463 | 53.629 | QLD Algester |  |  | FALSE | #N/A | #N/A | #N/A | #N/A | #N/A | #N/A | #N/A | #N/A | #N/A | #N/A
TRUE | QLD | QALG | Algester | Energy Queensland | Winter | Non-coincident | 2018 | ACTUAL_ADJUSTEDOPG | 9.5463 | 53.629 | QLD Algester |  |  | FALSE | #N/A | #N/A | #N/A | #N/A | #N/A | #N/A | #N/A | #N/A | #N/A | #N/A
TRUE | QLD | QALG | Algester | Energy Queensland | Winter | Coincident | 2019 | ACTUAL_OPG | 16.0569 | 51.3129 | QLD Algester |  |  | FALSE | #N/A | #N/A | #N/A | #N/A | #N/A | #N/A | #N/A | #N/A | #N/A | #N/A
TRUE | QLD | QALG | Algester | Energy Queensland | Winter | Coincident | 2019 | ACTUAL_RAW | 16.0569 | 51.3129 | QLD Algester |  |  | FALSE | #N/A | #N/A | #N/A | #N/A | #N/A | #N/A | #N/A | #N/A | #N/A | #N/A
TRUE | QLD | QALG | Algester | Energy Queensland | Winter | Non-coincident | 2019 | ACTUAL_RAW | 8.9806 | 52.0651 | QLD Algester |  |  | FALSE | #N/A | #N/A | #N/A | #N/A | #N/A | #N/A | #N/A | #N/A | #N/A | #N/A
TRUE | QLD | QALG | Algester | Energy Queensland | Winter | Non-coincident | 2019 | ACTUAL_OPG | 8.9806 | 52.0651 | QLD Algester |  |  | FALSE | #N/A | #N/A | #N/A | #N/A | #N/A | #N/A | #N/A | #N/A | #N/A | #N/A
TRUE | QLD | QALG | Algester | Energy Queensland | Winter | Non-coincident | 2019 | ACTUAL_ADJUSTEDOPG | 8.9806 | 52.0651 | QLD Algester |  |  | FALSE | #N/A | #N/A | #N/A | #N/A | #N/A | #N/A | #N/A | #N/A | #N/A | #N/A
TRUE | QLD | QALG | Algester | Energy Queensland | Winter | Non-coincident | 2019 | BASEYEARPOE90 | 6.1133 | NA | QLD Algester |  |  | FALSE | #N/A | #N/A | #N/A | #N/A | #N/A | #N/A | #N/A | #N/A | #N/A | #N/A
TRUE | QLD | QALG | Algester | Energy Queensland | Winter | Non-coincident | 2019 | BASEYEARPOE50 | 7.7739 | 50.9575 | QLD Algester |  |  | FALSE | #N/A | #N/A | #N/A | #N/A | #N/A | #N/A | #N/A | #N/A | #N/A | #N/A
TRUE | QLD | QALG | Algester | Energy Queensland | Winter | Coincident_unreconciled | 2020 | POE90 | 6.0046 | NA | QLD Algester |  |  | FALSE | #N/A | #N/A | #N/A | #N/A | #N/A | #N/A | #N/A | #N/A | #N/A | #N/A
TRUE | QLD | QALG | Algester | Energy Queensland | Winter | Coincident_unreconciled | 2020 | POE50 | 10.1085 | NA | QLD Algester |  |  | FALSE | #N/A | #N/A | #N/A | #N/A | #N/A | #N/A | #N/A | #N/A | #N/A | #N/A
TRUE | QLD | QALG | Algester | Energy Queensland | Winter | Non-coincident | 2020 | POE50 | 7 | 50.953 | QLD Algester |  |  | FALSE | #N/A | #N/A | #N/A | #N/A | #N/A | #N/A | #N/A | #N/A | #N/A | #N/A
TRUE | QLD | QALG | Algester | Energy Queensland | Winter | Non-coincident | 2020 | POE90 | 5.1004 | NA | QLD Algester |  |  | FALSE | #N/A | #N/A | #N/A | #N/A | #N/A | #N/A | #N/A | #N/A | #N/A | #N/A
TRUE | QLD | QALG | Algester | Energy Queensland | Winter | Coincident_unreconciled | 2021 | POE90 | 5.8375 | NA | QLD Algester |  |  | FALSE | #N/A | #N/A | #N/A | #N/A | #N/A | #N/A | #N/A | #N/A | #N/A | #N/A
TRUE | QLD | QALG | Algester | Energy Queensland | Winter | Coincident_unreconciled | 2021 | POE50 | 9.8272 | NA | QLD Algester |  |  | FALSE | #N/A | #N/A | #N/A | #N/A | #N/A | #N/A | #N/A | #N/A | #N/A | #N/A
TRUE | QLD | QALG | Algester | Energy Queensland | Winter | Non-coincident | 2021 | POE50 | 6.4795 | 51.3794 | QLD Algester |  |  | FALSE | #N/A | #N/A | #N/A | #N/A | #N/A | #N/A | #N/A | #N/A | #N/A | #N/A
TRUE | QLD | QALG | Algester | Energy Queensland | Winter | Non-coincident | 2021 | POE90 | 4.5632 | NA | QLD Algester |  |  | FALSE | #N/A | #N/A | #N/A | #N/A | #N/A | #N/A | #N/A | #N/A | #N/A | #N/A
TRUE | QLD | QALG | Algester | Energy Queensland | Winter | Coincident_unreconciled | 2022 | POE90 | 5.6751 | NA | QLD Algester |  |  | FALSE | #N/A | #N/A | #N/A | #N/A | #N/A | #N/A | #N/A | #N/A | #N/A | #N/A
TRUE | QLD | QALG | Algester | Energy Queensland | Winter | Coincident_unreconciled | 2022 | POE50 | 9.5538 | NA | QLD Algester |  |  | FALSE | #N/A | #N/A | #N/A | #N/A | #N/A | #N/A | #N/A | #N/A | #N/A | #N/A
TRUE | QLD | QALG | Algester | Energy Queensland | Winter | Non-coincident | 2022 | POE50 | 5.373 | 51.7141 | QLD Algester |  |  | FALSE | #N/A | #N/A | #N/A | #N/A | #N/A | #N/A | #N/A | #N/A | #N/A | #N/A
TRUE | QLD | QALG | Algester | Energy Queensland | Winter | Non-coincident | 2022 | POE90 | 3.4434 | NA | QLD Algester |  |  | FALSE | #N/A | #N/A | #N/A | #N/A | #N/A | #N/A | #N/A | #N/A | #N/A | #N/A
TRUE | QLD | QALG | Algester | Energy Queensland | Winter | Coincident_unreconciled | 2023 | POE90 | 5.5172 | NA | QLD Algester |  |  | FALSE | #N/A | #N/A | #N/A | #N/A | #N/A | #N/A | #N/A | #N/A | #N/A | #N/A
TRUE | QLD | QALG | Algester | Energy Queensland | Winter | Coincident_unreconciled | 2023 | POE50 | 9.288 | NA | QLD Algester |  |  | FALSE | #N/A | #N/A | #N/A | #N/A | #N/A | #N/A | #N/A | #N/A | #N/A | #N/A
TRUE | QLD | QALG | Algester | Energy Queensland | Winter | Non-coincident | 2023 | POE50 | 4.5019 | 52.1947 | QLD Algester |  |  | FALSE | #N/A | #N/A | #N/A | #N/A | #N/A | #N/A | #N/A | #N/A | #N/A | #N/A
TRUE | QLD | QALG | Algester | Energy Queensland | Winter | Non-coincident | 2023 | POE90 | 2.5591 | NA | QLD Algester |  |  | FALSE | #N/A | #N/A | #N/A | #N/A | #N/A | #N/A | #N/A | #N/A | #N/A | #N/A
TRUE | QLD | QALG | Algester | Energy Queensland | Winter | Coincident_unreconciled | 2024 | POE90 | 5.3636 | NA | QLD Algester |  |  | FALSE | #N/A | #N/A | #N/A | #N/A | #N/A | #N/A | #N/A | #N/A | #N/A | #N/A
TRUE | QLD | QALG | Algester | Energy Queensland | Winter | Coincident_unreconciled | 2024 | POE50 | 9.0295 | NA | QLD Algester |  |  | FALSE | #N/A | #N/A | #N/A | #N/A | #N/A | #N/A | #N/A | #N/A | #N/A | #N/A
TRUE | QLD | QALG | Algester | Energy Queensland | Winter | Non-coincident | 2024 | POE50 | 3.5913 | 53.0894 | QLD Algester |  |  | FALSE | #N/A | #N/A | #N/A | #N/A | #N/A | #N/A | #N/A | #N/A | #N/A | #N/A
TRUE | QLD | QALG | Algester | Energy Queensland | Winter | Non-coincident | 2024 | POE90 | 1.6351 | NA | QLD Algester |  |  | FALSE | #N/A | #N/A | #N/A | #N/A | #N/A | #N/A | #N/A | #N/A | #N/A | #N/A
TRUE | QLD | QALG | Algester | Energy Queensland | Winter | Coincident_unreconciled | 2025 | POE90 | 5.2144 | NA | QLD Algester |  |  | FALSE | #N/A | #N/A | #N/A | #N/A | #N/A | #N/A | #N/A | #N/A | #N/A | #N/A
TRUE | QLD | QALG | Algester | Energy Queensland | Winter | Coincident_unreconciled | 2025 | POE50 | 8.7783 | NA | QLD Algester |  |  | FALSE | #N/A | #N/A | #N/A | #N/A | #N/A | #N/A | #N/A | #N/A | #N/A | #N/A
TRUE | QLD | QALG | Algester | Energy Queensland | Winter | Non-coincident | 2025 | POE50 | 2.615 | 53.3695 | QLD Algester |  |  | FALSE | #N/A | #N/A | #N/A | #N/A | #N/A | #N/A | #N/A | #N/A | #N/A | #N/A
TRUE | QLD | QALG | Algester | Energy Queensland | Winter | Non-coincident | 2025 | POE90 | 0.64555 | NA | QLD Algester |  |  | FALSE | #N/A | #N/A | #N/A | #N/A | #N/A | #N/A | #N/A | #N/A | #N/A | #N/A
TRUE | QLD | QALG | Algester | Energy Queensland | Winter | Coincident_unreconciled | 2026 | POE90 | 5.0693 | NA | QLD Algester |  |  | FALSE | #N/A | #N/A | #N/A | #N/A | #N/A | #N/A | #N/A | #N/A | #N/A | #N/A
TRUE | QLD | QALG | Algester | Energy Queensland | Winter | Coincident_unreconciled | 2026 | POE50 | 8.5341 | NA | QLD Algester |  |  | FALSE | #N/A | #N/A | #N/A | #N/A | #N/A | #N/A | #N/A | #N/A | #N/A | #N/A
TRUE | QLD | QALG | Algester | Energy Queensland | Winter | Non-coincident | 2026 | POE50 | 1.5787 | 53.8032 | QLD Algester |  |  | FALSE | #N/A | #N/A | #N/A | #N/A | #N/A | #N/A | #N/A | #N/A | #N/A | #N/A
TRUE | QLD | QALG | Algester | Energy Queensland | Winter | Non-coincident | 2026 | POE90 | -0.40401 | NA | QLD Algester |  |  | FALSE | #N/A | #N/A | #N/A | #N/A | #N/A | #N/A | #N/A | #N/A | #N/A | #N/A
TRUE | QLD | QALG | Algester | Energy Queensland | Winter | Coincident_unreconciled | 2027 | POE90 | 4.9283 | NA | QLD Algester |  |  | FALSE | #N/A | #N/A | #N/A | #N/A | #N/A | #N/A | #N/A | #N/A | #N/A | #N/A
TRUE | QLD | QALG | Algester | Energy Queensland | Winter | Coincident_unreconciled | 2027 | POE50 | 8.2966 | NA | QLD Algester |  |  | FALSE | #N/A | #N/A | #N/A | #N/A | #N/A | #N/A | #N/A | #N/A | #N/A | #N/A
TRUE | QLD | QALG | Algester | Energy Queensland | Winter | Non-coincident | 2027 | POE50 | 0.80685 | 54.1882 | QLD Algester |  |  | FALSE | #N/A | #N/A | #N/A | #N/A | #N/A | #N/A | #N/A | #N/A | #N/A | #N/A
TRUE | QLD | QALG | Algester | Energy Queensland | Winter | Non-coincident | 2027 | POE90 | -1.1884 | NA | QLD Algester |  |  | FALSE | #N/A | #N/A | #N/A | #N/A | #N/A | #N/A | #N/A | #N/A | #N/A | #N/A
TRUE | QLD | QALG | Algester | Energy Queensland | Winter | Coincident_unreconciled | 2028 | POE90 | 4.7911 | NA | QLD Algester |  |  | FALSE | #N/A | #N/A | #N/A | #N/A | #N/A | #N/A | #N/A | #N/A | #N/A | #N/A
TRUE | QLD | QALG | Algester | Energy Queensland | Winter | Coincident_unreconciled | 2028 | POE50 | 8.0657 | NA | QLD Algester |  |  | FALSE | #N/A | #N/A | #N/A | #N/A | #N/A | #N/A | #N/A | #N/A | #N/A | #N/A
TRUE | QLD | QALG | Algester | Energy Queensland | Winter | Non-coincident | 2028 | POE50 | -0.00804 | 54.907 | QLD Algester |  |  | FALSE | #N/A | #N/A | #N/A | #N/A | #N/A | #N/A | #N/A | #N/A | #N/A | #N/A
TRUE | QLD | QALG | Algester | Energy Queensland | Winter | Non-coincident | 2028 | POE90 | -2.0159 | NA | QLD Algester |  |  | FALSE | #N/A | #N/A | #N/A | #N/A | #N/A | #N/A | #N/A | #N/A | #N/A | #N/A
TRUE | QLD | QALG | Algester | Energy Queensland | Winter | Coincident_unreconciled | 2029 | POE90 | 4.6578 | NA | QLD Algester |  |  | FALSE | #N/A | #N/A | #N/A | #N/A | #N/A | #N/A | #N/A | #N/A | #N/A | #N/A
TRUE | QLD | QALG | Algester | Energy Queensland | Winter | Coincident_unreconciled | 2029 | POE50 | 7.8413 | NA | QLD Algester |  |  | FALSE | #N/A | #N/A | #N/A | #N/A | #N/A | #N/A | #N/A | #N/A | #N/A | #N/A
TRUE | QLD | QALG | Algester | Energy Queensland | Winter | Non-coincident | 2029 | POE50 | -0.61314 | 55.5665 | QLD Algester |  |  | FALSE | #N/A | #N/A | #N/A | #N/A | #N/A | #N/A | #N/A | #N/A | #N/A | #N/A
TRUE | QLD | QALG | Algester | Energy Queensland | Winter | Non-coincident | 2029 | POE90 | -2.6336 | NA | QLD Algester |  |  | FALSE | #N/A | #N/A | #N/A | #N/A | #N/A | #N/A | #N/A | #N/A | #N/A | #N/A
TRUE | QLD | QALG | Algester | Energy Queensland | Shoulder | Non-coincident | 2019 | BASEYEARPOE10 | NA | 50.3023 | QLD Algester |  |  | FALSE | #N/A | #N/A | #N/A | #N/A | #N/A | #N/A | #N/A | #N/A | #N/A | #N/A
TRUE | QLD | QALG | Algester | Energy Queensland | Shoulder | Coincident | 2021 | POE10 | NA | 50.3148 | QLD Algester |  |  | FALSE | #N/A | #N/A | #N/A | #N/A | #N/A | #N/A | #N/A | #N/A | #N/A | #N/A
TRUE | QLD | QALG | Algester | Energy Queensland | Shoulder | Coincident | 2021 | POE50 | NA | 46.5978 | QLD Algester |  |  | FALSE | #N/A | #N/A | #N/A | #N/A | #N/A | #N/A | #N/A | #N/A | #N/A | #N/A
TRUE | QLD | QALG | Algester | Energy Queensland | Shoulder | Non-coincident | 2021 | POE10 | NA | 51.6042 | QLD Algester |  |  | FALSE | #N/A | #N/A | #N/A | #N/A | #N/A | #N/A | #N/A | #N/A | #N/A | #N/A
TRUE | QLD | QALG | Algester | Energy Queensland | Shoulder | Coincident | 2022 | POE10 | NA | 52.0839 | QLD Algester |  |  | FALSE | #N/A | #N/A | #N/A | #N/A | #N/A | #N/A | #N/A | #N/A | #N/A | #N/A
TRUE | QLD | QALG | Algester | Energy Queensland | Shoulder | Coincident | 2022 | POE50 | NA | 47.4287 | QLD Algester |  |  | FALSE | #N/A | #N/A | #N/A | #N/A | #N/A | #N/A | #N/A | #N/A | #N/A | #N/A
TRUE | QLD | QALG | Algester | Energy Queensland | Shoulder | Non-coincident | 2022 | POE10 | NA | 52.0839 | QLD Algester |  |  | FALSE | #N/A | #N/A | #N/A | #N/A | #N/A | #N/A | #N/A | #N/A | #N/A | #N/A
TRUE | QLD | QALG | Algester | Energy Queensland | Shoulder | Coincident | 2023 | POE10 | NA | 52.5273 | QLD Algester |  |  | FALSE | #N/A | #N/A | #N/A | #N/A | #N/A | #N/A | #N/A | #N/A | #N/A | #N/A
TRUE | QLD | QALG | Algester | Energy Queensland | Shoulder | Coincident | 2023 | POE50 | NA | 48.0614 | QLD Algester |  |  | FALSE | #N/A | #N/A | #N/A | #N/A | #N/A | #N/A | #N/A | #N/A | #N/A | #N/A
TRUE | QLD | QALG | Algester | Energy Queensland | Shoulder | Non-coincident | 2023 | POE10 | NA | 52.5273 | QLD Algester |  |  | FALSE | #N/A | #N/A | #N/A | #N/A | #N/A | #N/A | #N/A | #N/A | #N/A | #N/A
TRUE | QLD | QALG | Algester | Energy Queensland | Shoulder | Coincident | 2024 | POE10 | NA | 53.1142 | QLD Algester |  |  | FALSE | #N/A | #N/A | #N/A | #N/A | #N/A | #N/A | #N/A | #N/A | #N/A | #N/A
TRUE | QLD | QALG | Algester | Energy Queensland | Shoulder | Coincident | 2024 | POE50 | NA | 49.2341 | QLD Algester |  |  | FALSE | #N/A | #N/A | #N/A | #N/A | #N/A | #N/A | #N/A | #N/A | #N/A | #N/A
TRUE | QLD | QALG | Algester | Energy Queensland | Shoulder | Non-coincident | 2024 | POE10 | NA | 53.1142 | QLD Algester |  |  | FALSE | #N/A | #N/A | #N/A | #N/A | #N/A | #N/A | #N/A | #N/A | #N/A | #N/A
TRUE | QLD | QALG | Algester | Energy Queensland | Shoulder | Coincident | 2025 | POE10 | NA | 53.6068 | QLD Algester |  |  | FALSE | #N/A | #N/A | #N/A | #N/A | #N/A | #N/A | #N/A | #N/A | #N/A | #N/A
TRUE | QLD | QALG | Algester | Energy Queensland | Shoulder | Coincident | 2025 | POE50 | NA | 49.3258 | QLD Algester |  |  | FALSE | #N/A | #N/A | #N/A | #N/A | #N/A | #N/A | #N/A | #N/A | #N/A | #N/A
TRUE | QLD | QALG | Algester | Energy Queensland | Shoulder | Non-coincident | 2025 | POE10 | NA | 53.6068 | QLD Algester |  |  | FALSE | #N/A | #N/A | #N/A | #N/A | #N/A | #N/A | #N/A | #N/A | #N/A | #N/A
TRUE | QLD | QALG | Algester | Energy Queensland | Shoulder | Coincident | 2026 | POE10 | NA | 53.6747 | QLD Algester |  |  | FALSE | #N/A | #N/A | #N/A | #N/A | #N/A | #N/A | #N/A | #N/A | #N/A | #N/A
TRUE | QLD | QALG | Algester | Energy Queensland | Shoulder | Coincident | 2026 | POE50 | NA | 49.6582 | QLD Algester |  |  | FALSE | #N/A | #N/A | #N/A | #N/A | #N/A | #N/A | #N/A | #N/A | #N/A | #N/A
TRUE | QLD | QALG | Algester | Energy Queensland | Shoulder | Non-coincident | 2026 | POE10 | NA | 53.6747 | QLD Algester |  |  | FALSE | #N/A | #N/A | #N/A | #N/A | #N/A | #N/A | #N/A | #N/A | #N/A | #N/A
TRUE | QLD | QALG | Algester | Energy Queensland | Shoulder | Coincident | 2027 | POE10 | NA | 53.8258 | QLD Algester |  |  | FALSE | #N/A | #N/A | #N/A | #N/A | #N/A | #N/A | #N/A | #N/A | #N/A | #N/A
TRUE | QLD | QALG | Algester | Energy Queensland | Shoulder | Coincident | 2027 | POE50 | NA | 49.7515 | QLD Algester |  |  | FALSE | #N/A | #N/A | #N/A | #N/A | #N/A | #N/A | #N/A | #N/A | #N/A | #N/A
TRUE | QLD | QALG | Algester | Energy Queensland | Shoulder | Non-coincident | 2027 | POE10 | NA | 53.8258 | QLD Algester |  |  | FALSE | #N/A | #N/A | #N/A | #N/A | #N/A | #N/A | #N/A | #N/A | #N/A | #N/A
TRUE | QLD | QALG | Algester | Energy Queensland | Shoulder | Coincident | 2028 | POE10 | NA | 54.0802 | QLD Algester |  |  | FALSE | #N/A | #N/A | #N/A | #N/A | #N/A | #N/A | #N/A | #N/A | #N/A | #N/A
TRUE | QLD | QALG | Algester | Energy Queensland | Shoulder | Coincident | 2028 | POE50 | NA | 50.1198 | QLD Algester |  |  | FALSE | #N/A | #N/A | #N/A | #N/A | #N/A | #N/A | #N/A | #N/A | #N/A | #N/A
TRUE | QLD | QALG | Algester | Energy Queensland | Shoulder | Non-coincident | 2028 | POE10 | NA | 54.1571 | QLD Algester |  |  | FALSE | #N/A | #N/A | #N/A | #N/A | #N/A | #N/A | #N/A | #N/A | #N/A | #N/A
TRUE | QLD | QALG | Algester | Energy Queensland | Shoulder | Coincident | 2029 | POE10 | NA | 55.1424 | QLD Algester |  |  | FALSE | #N/A | #N/A | #N/A | #N/A | #N/A | #N/A | #N/A | #N/A | #N/A | #N/A
TRUE | QLD | QALG | Algester | Energy Queensland | Shoulder | Coincident | 2029 | POE50 | NA | 50.825 | QLD Algester |  |  | FALSE | #N/A | #N/A | #N/A | #N/A | #N/A | #N/A | #N/A | #N/A | #N/A | #N/A
TRUE | QLD | QALG | Algester | Energy Queensland | Shoulder | Non-coincident | 2029 | POE10 | NA | 55.1424 | QLD Algester |  |  | FALSE | #N/A | #N/A | #N/A | #N/A | #N/A | #N/A | #N/A | #N/A | #N/A | #N/A
TRUE | QLD | QALG | Algester | Energy Queensland | Shoulder | Coincident | 2030 | POE10 | NA | 55.7594 | QLD Algester |  |  | FALSE | #N/A | #N/A | #N/A | #N/A | #N/A | #N/A | #N/A | #N/A | #N/A | #N/A
TRUE | QLD | QALG | Algester | Energy Queensland | Shoulder | Coincident | 2030 | POE50 | NA | 51.4748 | QLD Algester |  |  | FALSE | #N/A | #N/A | #N/A | #N/A | #N/A | #N/A | #N/A | #N/A | #N/A | #N/A
TRUE | QLD | QALG | Algester | Energy Queensland | Shoulder | Non-coincident | 2030 | POE10 | NA | 55.7594 | QLD Algester |  |  | FALSE | #N/A | #N/A | #N/A | #N/A | #N/A | #N/A | #N/A | #N/A | #N/A | #N/A
TRUE | QLD | QALG | Algester | Energy Queensland | Summer | Non-coincident | 2019 | BASEYEARPOE10 | NA | 65.1321 | QLD Algester |  |  | FALSE | #N/A | #N/A | #N/A | #N/A | #N/A | #N/A | #N/A | #N/A | #N/A | #N/A
TRUE | QLD | QALG | Algester | Energy Queensland | Summer | Coincident | 2021 | POE10 | NA | 69.0744 | QLD Algester |  |  | FALSE | #N/A | #N/A | #N/A | #N/A | #N/A | #N/A | #N/A | #N/A | #N/A | #N/A
TRUE | QLD | QALG | Algester | Energy Queensland | Summer | Coincident | 2021 | POE50 | NA | 66.0975 | QLD Algester |  |  | FALSE | #N/A | #N/A | #N/A | #N/A | #N/A | #N/A | #N/A | #N/A | #N/A | #N/A
TRUE | QLD | QALG | Algester | Energy Queensland | Summer | Non-coincident | 2021 | POE10 | NA | 69.4068 | QLD Algester |  |  | FALSE | #N/A | #N/A | #N/A | #N/A | #N/A | #N/A | #N/A | #N/A | #N/A | #N/A
TRUE | QLD | QALG | Algester | Energy Queensland | Summer | Coincident | 2022 | POE10 | NA | 70.8191 | QLD Algester |  |  | FALSE | #N/A | #N/A | #N/A | #N/A | #N/A | #N/A | #N/A | #N/A | #N/A | #N/A
TRUE | QLD | QALG | Algester | Energy Queensland | Summer | Coincident | 2022 | POE50 | NA | 67.6579 | QLD Algester |  |  | FALSE | #N/A | #N/A | #N/A | #N/A | #N/A | #N/A | #N/A | #N/A | #N/A | #N/A
TRUE | QLD | QALG | Algester | Energy Queensland | Summer | Non-coincident | 2022 | POE10 | NA | 70.8191 | QLD Algester |  |  | FALSE | #N/A | #N/A | #N/A | #N/A | #N/A | #N/A | #N/A | #N/A | #N/A | #N/A
TRUE | QLD | QALG | Algester | Energy Queensland | Summer | Coincident | 2023 | POE10 | NA | 71.6529 | QLD Algester |  |  | FALSE | #N/A | #N/A | #N/A | #N/A | #N/A | #N/A | #N/A | #N/A | #N/A | #N/A
TRUE | QLD | QALG | Algester | Energy Queensland | Summer | Coincident | 2023 | POE50 | NA | 68.2988 | QLD Algester |  |  | FALSE | #N/A | #N/A | #N/A | #N/A | #N/A | #N/A | #N/A | #N/A | #N/A | #N/A
TRUE | QLD | QALG | Algester | Energy Queensland | Summer | Non-coincident | 2023 | POE10 | NA | 71.6529 | QLD Algester |  |  | FALSE | #N/A | #N/A | #N/A | #N/A | #N/A | #N/A | #N/A | #N/A | #N/A | #N/A
TRUE | QLD | QALG | Algester | Energy Queensland | Summer | Coincident | 2024 | POE10 | NA | 72.9159 | QLD Algester |  |  | FALSE | #N/A | #N/A | #N/A | #N/A | #N/A | #N/A | #N/A | #N/A | #N/A | #N/A
TRUE | QLD | QALG | Algester | Energy Queensland | Summer | Coincident | 2024 | POE50 | NA | 69.5647 | QLD Algester |  |  | FALSE | #N/A | #N/A | #N/A | #N/A | #N/A | #N/A | #N/A | #N/A | #N/A | #N/A
TRUE | QLD | QALG | Algester | Energy Queensland | Summer | Non-coincident | 2024 | POE10 | NA | 72.9159 | QLD Algester |  |  | FALSE | #N/A | #N/A | #N/A | #N/A | #N/A | #N/A | #N/A | #N/A | #N/A | #N/A
TRUE | QLD | QALG | Algester | Energy Queensland | Summer | Coincident | 2025 | POE10 | NA | 73.0071 | QLD Algester |  |  | FALSE | #N/A | #N/A | #N/A | #N/A | #N/A | #N/A | #N/A | #N/A | #N/A | #N/A
TRUE | QLD | QALG | Algester | Energy Queensland | Summer | Coincident | 2025 | POE50 | NA | 70.0057 | QLD Algester |  |  | FALSE | #N/A | #N/A | #N/A | #N/A | #N/A | #N/A | #N/A | #N/A | #N/A | #N/A
TRUE | QLD | QALG | Algester | Energy Queensland | Summer | Non-coincident | 2025 | POE10 | NA | 73.0071 | QLD Algester |  |  | FALSE | #N/A | #N/A | #N/A | #N/A | #N/A | #N/A | #N/A | #N/A | #N/A | #N/A
TRUE | QLD | QALG | Algester | Energy Queensland | Summer | Coincident | 2026 | POE10 | NA | 73.7664 | QLD Algester |  |  | FALSE | #N/A | #N/A | #N/A | #N/A | #N/A | #N/A | #N/A | #N/A | #N/A | #N/A
TRUE | QLD | QALG | Algester | Energy Queensland | Summer | Coincident | 2026 | POE50 | NA | 70.4952 | QLD Algester |  |  | FALSE | #N/A | #N/A | #N/A | #N/A | #N/A | #N/A | #N/A | #N/A | #N/A | #N/A
TRUE | QLD | QALG | Algester | Energy Queensland | Summer | Non-coincident | 2026 | POE10 | NA | 73.7664 | QLD Algester |  |  | FALSE | #N/A | #N/A | #N/A | #N/A | #N/A | #N/A | #N/A | #N/A | #N/A | #N/A
TRUE | QLD | QALG | Algester | Energy Queensland | Summer | Coincident | 2027 | POE10 | NA | 73.6591 | QLD Algester |  |  | FALSE | #N/A | #N/A | #N/A | #N/A | #N/A | #N/A | #N/A | #N/A | #N/A | #N/A
TRUE | QLD | QALG | Algester | Energy Queensland | Summer | Coincident | 2027 | POE50 | NA | 70.6353 | QLD Algester |  |  | FALSE | #N/A | #N/A | #N/A | #N/A | #N/A | #N/A | #N/A | #N/A | #N/A | #N/A
TRUE | QLD | QALG | Algester | Energy Queensland | Summer | Non-coincident | 2027 | POE10 | NA | 73.6591 | QLD Algester |  |  | FALSE | #N/A | #N/A | #N/A | #N/A | #N/A | #N/A | #N/A | #N/A | #N/A | #N/A
TRUE | QLD | QALG | Algester | Energy Queensland | Summer | Coincident | 2028 | POE10 | NA | 74.2382 | QLD Algester |  |  | FALSE | #N/A | #N/A | #N/A | #N/A | #N/A | #N/A | #N/A | #N/A | #N/A | #N/A
TRUE | QLD | QALG | Algester | Energy Queensland | Summer | Coincident | 2028 | POE50 | NA | 71.1614 | QLD Algester |  |  | FALSE | #N/A | #N/A | #N/A | #N/A | #N/A | #N/A | #N/A | #N/A | #N/A | #N/A
TRUE | QLD | QALG | Algester | Energy Queensland | Summer | Non-coincident | 2028 | POE10 | NA | 74.2382 | QLD Algester |  |  | FALSE | #N/A | #N/A | #N/A | #N/A | #N/A | #N/A | #N/A | #N/A | #N/A | #N/A
TRUE | QLD | QALG | Algester | Energy Queensland | Summer | Coincident | 2029 | POE10 | NA | 74.6541 | QLD Algester |  |  | FALSE | #N/A | #N/A | #N/A | #N/A | #N/A | #N/A | #N/A | #N/A | #N/A | #N/A
TRUE | QLD | QALG | Algester | Energy Queensland | Summer | Coincident | 2029 | POE50 | NA | 71.882 | QLD Algester |  |  | FALSE | #N/A | #N/A | #N/A | #N/A | #N/A | #N/A | #N/A | #N/A | #N/A | #N/A
TRUE | QLD | QALG | Algester | Energy Queensland | Summer | Non-coincident | 2029 | POE10 | NA | 74.6541 | QLD Algester |  |  | FALSE | #N/A | #N/A | #N/A | #N/A | #N/A | #N/A | #N/A | #N/A | #N/A | #N/A
TRUE | QLD | QALG | Algester | Energy Queensland | Summer | Coincident | 2030 | POE10 | NA | 75.4104 | QLD Algester |  |  | FALSE | #N/A | #N/A | #N/A | #N/A | #N/A | #N/A | #N/A | #N/A | #N/A | #N/A
TRUE | QLD | QALG | Algester | Energy Queensland | Summer | Coincident | 2030 | POE50 | NA | 72.2463 | QLD Algester |  |  | FALSE | #N/A | #N/A | #N/A | #N/A | #N/A | #N/A | #N/A | #N/A | #N/A | #N/A
TRUE | QLD | QALG | Algester | Energy Queensland | Summer | Non-coincident | 2030 | POE10 | NA | 75.4104 | QLD Algester |  |  | FALSE | #N/A | #N/A | #N/A | #N/A | #N/A | #N/A | #N/A | #N/A | #N/A | #N/A
TRUE | QLD | QALG | Algester | Energy Queensland | Winter | Non-coincident | 2019 | BASEYEARPOE10 | NA | 52.7625 | QLD Algester |  |  | FALSE | #N/A | #N/A | #N/A | #N/A | #N/A | #N/A | #N/A | #N/A | #N/A | #N/A
TRUE | QLD | QALG | Algester | Energy Queensland | Winter | Coincident | 2020 | POE10 | NA | 51.7805 | QLD Algester |  |  | FALSE | #N/A | #N/A | #N/A | #N/A | #N/A | #N/A | #N/A | #N/A | #N/A | #N/A
TRUE | QLD | QALG | Algester | Energy Queensland | Winter | Coincident | 2020 | POE50 | NA | 49.9977 | QLD Algester |  |  | FALSE | #N/A | #N/A | #N/A | #N/A | #N/A | #N/A | #N/A | #N/A | #N/A | #N/A
TRUE | QLD | QALG | Algester | Energy Queensland | Winter | Non-coincident | 2020 | POE10 | NA | 52.3734 | QLD Algester |  |  | FALSE | #N/A | #N/A | #N/A | #N/A | #N/A | #N/A | #N/A | #N/A | #N/A | #N/A
TRUE | QLD | QALG | Algester | Energy Queensland | Winter | Coincident | 2021 | POE10 | NA | 51.776 | QLD Algester |  |  | FALSE | #N/A | #N/A | #N/A | #N/A | #N/A | #N/A | #N/A | #N/A | #N/A | #N/A
TRUE | QLD | QALG | Algester | Energy Queensland | Winter | Coincident | 2021 | POE50 | NA | 49.9793 | QLD Algester |  |  | FALSE | #N/A | #N/A | #N/A | #N/A | #N/A | #N/A | #N/A | #N/A | #N/A | #N/A
TRUE | QLD | QALG | Algester | Energy Queensland | Winter | Non-coincident | 2021 | POE10 | NA | 52.7402 | QLD Algester |  |  | FALSE | #N/A | #N/A | #N/A | #N/A | #N/A | #N/A | #N/A | #N/A | #N/A | #N/A
TRUE | QLD | QALG | Algester | Energy Queensland | Winter | Coincident | 2022 | POE10 | NA | 53.2671 | QLD Algester |  |  | FALSE | #N/A | #N/A | #N/A | #N/A | #N/A | #N/A | #N/A | #N/A | #N/A | #N/A
TRUE | QLD | QALG | Algester | Energy Queensland | Winter | Coincident | 2022 | POE50 | NA | 51.4267 | QLD Algester |  |  | FALSE | #N/A | #N/A | #N/A | #N/A | #N/A | #N/A | #N/A | #N/A | #N/A | #N/A
TRUE | QLD | QALG | Algester | Energy Queensland | Winter | Non-coincident | 2022 | POE10 | NA | 53.2671 | QLD Algester |  |  | FALSE | #N/A | #N/A | #N/A | #N/A | #N/A | #N/A | #N/A | #N/A | #N/A | #N/A
TRUE | QLD | QALG | Algester | Energy Queensland | Winter | Coincident | 2023 | POE10 | NA | 54.1144 | QLD Algester |  |  | FALSE | #N/A | #N/A | #N/A | #N/A | #N/A | #N/A | #N/A | #N/A | #N/A | #N/A
TRUE | QLD | QALG | Algester | Energy Queensland | Winter | Coincident | 2023 | POE50 | NA | 52.1947 | QLD Algester |  |  | FALSE | #N/A | #N/A | #N/A | #N/A | #N/A | #N/A | #N/A | #N/A | #N/A | #N/A
TRUE | QLD | QALG | Algester | Energy Queensland | Winter | Non-coincident | 2023 | POE10 | NA | 54.1144 | QLD Algester |  |  | FALSE | #N/A | #N/A | #N/A | #N/A | #N/A | #N/A | #N/A | #N/A | #N/A | #N/A
TRUE | QLD | QALG | Algester | Energy Queensland | Winter | Coincident | 2024 | POE10 | NA | 55.2554 | QLD Algester |  |  | FALSE | #N/A | #N/A | #N/A | #N/A | #N/A | #N/A | #N/A | #N/A | #N/A | #N/A
TRUE | QLD | QALG | Algester | Energy Queensland | Winter | Coincident | 2024 | POE50 | NA | 53.0894 | QLD Algester |  |  | FALSE | #N/A | #N/A | #N/A | #N/A | #N/A | #N/A | #N/A | #N/A | #N/A | #N/A
TRUE | QLD | QALG | Algester | Energy Queensland | Winter | Non-coincident | 2024 | POE10 | NA | 55.2554 | QLD Algester |  |  | FALSE | #N/A | #N/A | #N/A | #N/A | #N/A | #N/A | #N/A | #N/A | #N/A | #N/A
TRUE | QLD | QALG | Algester | Energy Queensland | Winter | Coincident | 2025 | POE10 | NA | 55.4285 | QLD Algester |  |  | FALSE | #N/A | #N/A | #N/A | #N/A | #N/A | #N/A | #N/A | #N/A | #N/A | #N/A
TRUE | QLD | QALG | Algester | Energy Queensland | Winter | Coincident | 2025 | POE50 | NA | 53.3695 | QLD Algester |  |  | FALSE | #N/A | #N/A | #N/A | #N/A | #N/A | #N/A | #N/A | #N/A | #N/A | #N/A
TRUE | QLD | QALG | Algester | Energy Queensland | Winter | Non-coincident | 2025 | POE10 | NA | 55.4285 | QLD Algester |  |  | FALSE | #N/A | #N/A | #N/A | #N/A | #N/A | #N/A | #N/A | #N/A | #N/A | #N/A
TRUE | QLD | QALG | Algester | Energy Queensland | Winter | Coincident | 2026 | POE10 | NA | 55.7735 | QLD Algester |  |  | FALSE | #N/A | #N/A | #N/A | #N/A | #N/A | #N/A | #N/A | #N/A | #N/A | #N/A
TRUE | QLD | QALG | Algester | Energy Queensland | Winter | Coincident | 2026 | POE50 | NA | 53.8032 | QLD Algester |  |  | FALSE | #N/A | #N/A | #N/A | #N/A | #N/A | #N/A | #N/A | #N/A | #N/A | #N/A
TRUE | QLD | QALG | Algester | Energy Queensland | Winter | Non-coincident | 2026 | POE10 | NA | 55.7735 | QLD Algester |  |  | FALSE | #N/A | #N/A | #N/A | #N/A | #N/A | #N/A | #N/A | #N/A | #N/A | #N/A
TRUE | QLD | QALG | Algester | Energy Queensland | Winter | Coincident | 2027 | POE10 | NA | 56.1649 | QLD Algester |  |  | FALSE | #N/A | #N/A | #N/A | #N/A | #N/A | #N/A | #N/A | #N/A | #N/A | #N/A
TRUE | QLD | QALG | Algester | Energy Queensland | Winter | Coincident | 2027 | POE50 | NA | 54.1882 | QLD Algester |  |  | FALSE | #N/A | #N/A | #N/A | #N/A | #N/A | #N/A | #N/A | #N/A | #N/A | #N/A
TRUE | QLD | QALG | Algester | Energy Queensland | Winter | Non-coincident | 2027 | POE10 | NA | 56.1649 | QLD Algester |  |  | FALSE | #N/A | #N/A | #N/A | #N/A | #N/A | #N/A | #N/A | #N/A | #N/A | #N/A
TRUE | QLD | QALG | Algester | Energy Queensland | Winter | Coincident | 2028 | POE10 | NA | 57.348 | QLD Algester |  |  | FALSE | #N/A | #N/A | #N/A | #N/A | #N/A | #N/A | #N/A | #N/A | #N/A | #N/A
TRUE | QLD | QALG | Algester | Energy Queensland | Winter | Coincident | 2028 | POE50 | NA | 54.907 | QLD Algester |  |  | FALSE | #N/A | #N/A | #N/A | #N/A | #N/A | #N/A | #N/A | #N/A | #N/A | #N/A
TRUE | QLD | QALG | Algester | Energy Queensland | Winter | Non-coincident | 2028 | POE10 | NA | 57.348 | QLD Algester |  |  | FALSE | #N/A | #N/A | #N/A | #N/A | #N/A | #N/A | #N/A | #N/A | #N/A | #N/A
TRUE | QLD | QALG | Algester | Energy Queensland | Winter | Coincident | 2029 | POE10 | NA | 57.7277 | QLD Algester |  |  | FALSE | #N/A | #N/A | #N/A | #N/A | #N/A | #N/A | #N/A | #N/A | #N/A | #N/A
TRUE | QLD | QALG | Algester | Energy Queensland | Winter | Coincident | 2029 | POE50 | NA | 55.5665 | QLD Algester |  |  | FALSE | #N/A | #N/A | #N/A | #N/A | #N/A | #N/A | #N/A | #N/A | #N/A | #N/A
TRUE | QLD | QALG | Algester | Energy Queensland | Winter | Non-coincident | 2029 | POE10 | NA | 57.7277 | QLD Algester |  |  | FALSE | #N/A | #N/A | #N/A | #N/A | #N/A | #N/A | #N/A | #N/A | #N/A | #N/A
TRUE | QLD | QASF | Alan Sherriff | Energy Queensland | Shoulder | Coincident | 2017 | ACTUAL_OPG | 7.5956 | 16.9692 | QLD Alan Sherriff |  |  | FALSE | #N/A | #N/A | #N/A | #N/A | #N/A | #N/A | #N/A | #N/A | #N/A | #N/A
TRUE | QLD | QASF | Alan Sherriff | Energy Queensland | Shoulder | Coincident | 2017 | ACTUAL_RAW | 7.5956 | 16.9692 | QLD Alan Sherriff |  |  | FALSE | #N/A | #N/A | #N/A | #N/A | #N/A | #N/A | #N/A | #N/A | #N/A | #N/A
TRUE | QLD | QASF | Alan Sherriff | Energy Queensland | Shoulder | Non-coincident | 2017 | ACTUAL_RAW | 6.4266 | 19.1387 | QLD Alan Sherriff |  |  | FALSE | #N/A | #N/A | #N/A | #N/A | #N/A | #N/A | #N/A | #N/A | #N/A | #N/A
TRUE | QLD | QASF | Alan Sherriff | Energy Queensland | Shoulder | Non-coincident | 2017 | ACTUAL_OPG | 6.4266 | 19.1387 | QLD Alan Sherriff |  |  | FALSE | #N/A | #N/A | #N/A | #N/A | #N/A | #N/A | #N/A | #N/A | #N/A | #N/A
TRUE | QLD | QASF | Alan Sherriff | Energy Queensland | Shoulder | Non-coincident | 2017 | ACTUAL_ADJUSTEDOPG | 6.4266 | 19.1387 | QLD Alan Sherriff |  |  | FALSE | #N/A | #N/A | #N/A | #N/A | #N/A | #N/A | #N/A | #N/A | #N/A | #N/A
TRUE | QLD | QASF | Alan Sherriff | Energy Queensland | Shoulder | Coincident | 2018 | ACTUAL_OPG | 7.7918 | 18.1191 | QLD Alan Sherriff |  |  | FALSE | #N/A | #N/A | #N/A | #N/A | #N/A | #N/A | #N/A | #N/A | #N/A | #N/A
TRUE | QLD | QASF | Alan Sherriff | Energy Queensland | Shoulder | Coincident | 2018 | ACTUAL_RAW | 7.7918 | 18.1191 | QLD Alan Sherriff |  |  | FALSE | #N/A | #N/A | #N/A | #N/A | #N/A | #N/A | #N/A | #N/A | #N/A | #N/A
TRUE | QLD | QASF | Alan Sherriff | Energy Queensland | Shoulder | Non-coincident | 2018 | ACTUAL_RAW | 6.0132 | 18.8817 | QLD Alan Sherriff |  |  | FALSE | #N/A | #N/A | #N/A | #N/A | #N/A | #N/A | #N/A | #N/A | #N/A | #N/A
TRUE | QLD | QASF | Alan Sherriff | Energy Queensland | Shoulder | Non-coincident | 2018 | ACTUAL_OPG | 6.0132 | 18.8817 | QLD Alan Sherriff |  |  | FALSE | #N/A | #N/A | #N/A | #N/A | #N/A | #N/A | #N/A | #N/A | #N/A | #N/A
TRUE | QLD | QASF | Alan Sherriff | Energy Queensland | Shoulder | Non-coincident | 2018 | ACTUAL_ADJUSTEDOPG | 6.0132 | 18.8817 | QLD Alan Sherriff |  |  | FALSE | #N/A | #N/A | #N/A | #N/A | #N/A | #N/A | #N/A | #N/A | #N/A | #N/A
TRUE | QLD | QASF | Alan Sherriff | Energy Queensland | Shoulder | Coincident | 2019 | ACTUAL_OPG | 7.5031 | 16.6054 | QLD Alan Sherriff |  |  | FALSE | #N/A | #N/A | #N/A | #N/A | #N/A | #N/A | #N/A | #N/A | #N/A | #N/A
TRUE | QLD | QASF | Alan Sherriff | Energy Queensland | Shoulder | Coincident | 2019 | ACTUAL_RAW | 7.5031 | 16.6054 | QLD Alan Sherriff |  |  | FALSE | #N/A | #N/A | #N/A | #N/A | #N/A | #N/A | #N/A | #N/A | #N/A | #N/A
TRUE | QLD | QASF | Alan Sherriff | Energy Queensland | Shoulder | Non-coincident | 2019 | ACTUAL_RAW | 4.9085 | 20.0377 | QLD Alan Sherriff |  |  | FALSE | #N/A | #N/A | #N/A | #N/A | #N/A | #N/A | #N/A | #N/A | #N/A | #N/A
TRUE | QLD | QASF | Alan Sherriff | Energy Queensland | Shoulder | Non-coincident | 2019 | ACTUAL_OPG | 4.9085 | 20.0377 | QLD Alan Sherriff |  |  | FALSE | #N/A | #N/A | #N/A | #N/A | #N/A | #N/A | #N/A | #N/A | #N/A | #N/A
TRUE | QLD | QASF | Alan Sherriff | Energy Queensland | Shoulder | Non-coincident | 2019 | ACTUAL_ADJUSTEDOPG | 4.9085 | 20.0377 | QLD Alan Sherriff |  |  | FALSE | #N/A | #N/A | #N/A | #N/A | #N/A | #N/A | #N/A | #N/A | #N/A | #N/A
TRUE | QLD | QASF | Alan Sherriff | Energy Queensland | Shoulder | Non-coincident | 2019 | BASEYEARPOE90 | 3.4083 | NA | QLD Alan Sherriff |  |  | FALSE | #N/A | #N/A | #N/A | #N/A | #N/A | #N/A | #N/A | #N/A | #N/A | #N/A
TRUE | QLD | QASF | Alan Sherriff | Energy Queensland | Shoulder | Non-coincident | 2019 | BASEYEARPOE50 | 4.4191 | 18.5567 | QLD Alan Sherriff |  |  | FALSE | #N/A | #N/A | #N/A | #N/A | #N/A | #N/A | #N/A | #N/A | #N/A | #N/A
TRUE | QLD | QASF | Alan Sherriff | Energy Queensland | Shoulder | Coincident | 2020 | ACTUAL_OPG | 4.8526 | 19.56 | QLD Alan Sherriff |  |  | FALSE | #N/A | #N/A | #N/A | #N/A | #N/A | #N/A | #N/A | #N/A | #N/A | #N/A
TRUE | QLD | QASF | Alan Sherriff | Energy Queensland | Shoulder | Coincident | 2020 | ACTUAL_RAW | 4.8526 | 19.56 | QLD Alan Sherriff |  |  | FALSE | #N/A | #N/A | #N/A | #N/A | #N/A | #N/A | #N/A | #N/A | #N/A | #N/A
TRUE | QLD | QASF | Alan Sherriff | Energy Queensland | Shoulder | Non-coincident | 2020 | ACTUAL_RAW | 4.1433 | 19.777 | QLD Alan Sherriff |  |  | FALSE | #N/A | #N/A | #N/A | #N/A | #N/A | #N/A | #N/A | #N/A | #N/A | #N/A
TRUE | QLD | QASF | Alan Sherriff | Energy Queensland | Shoulder | Non-coincident | 2020 | ACTUAL_OPG | 4.1433 | 19.777 | QLD Alan Sherriff |  |  | FALSE | #N/A | #N/A | #N/A | #N/A | #N/A | #N/A | #N/A | #N/A | #N/A | #N/A
TRUE | QLD | QASF | Alan Sherriff | Energy Queensland | Shoulder | Non-coincident | 2020 | ACTUAL_ADJUSTEDOPG | 4.1433 | 19.777 | QLD Alan Sherriff |  |  | FALSE | #N/A | #N/A | #N/A | #N/A | #N/A | #N/A | #N/A | #N/A | #N/A | #N/A
TRUE | QLD | QASF | Alan Sherriff | Energy Queensland | Shoulder | Coincident_unreconciled | 2021 | POE50 | 3.4693 | NA | QLD Alan Sherriff |  |  | FALSE | #N/A | #N/A | #N/A | #N/A | #N/A | #N/A | #N/A | #N/A | #N/A | #N/A
TRUE | QLD | QASF | Alan Sherriff | Energy Queensland | Shoulder | Coincident_unreconciled | 2021 | POE90 | 1.4713 | NA | QLD Alan Sherriff |  |  | FALSE | #N/A | #N/A | #N/A | #N/A | #N/A | #N/A | #N/A | #N/A | #N/A | #N/A
TRUE | QLD | QASF | Alan Sherriff | Energy Queensland | Shoulder | Non-coincident | 2021 | POE50 | 1.9998 | 19.4935 | QLD Alan Sherriff |  |  | FALSE | #N/A | #N/A | #N/A | #N/A | #N/A | #N/A | #N/A | #N/A | #N/A | #N/A
TRUE | QLD | QASF | Alan Sherriff | Energy Queensland | Shoulder | Non-coincident | 2021 | POE90 | 0.84809 | NA | QLD Alan Sherriff |  |  | FALSE | #N/A | #N/A | #N/A | #N/A | #N/A | #N/A | #N/A | #N/A | #N/A | #N/A
TRUE | QLD | QASF | Alan Sherriff | Energy Queensland | Shoulder | Coincident_unreconciled | 2022 | POE50 | 1.8939 | NA | QLD Alan Sherriff |  |  | FALSE | #N/A | #N/A | #N/A | #N/A | #N/A | #N/A | #N/A | #N/A | #N/A | #N/A
TRUE | QLD | QASF | Alan Sherriff | Energy Queensland | Shoulder | Coincident_unreconciled | 2022 | POE90 | -0.01906 | NA | QLD Alan Sherriff |  |  | FALSE | #N/A | #N/A | #N/A | #N/A | #N/A | #N/A | #N/A | #N/A | #N/A | #N/A
TRUE | QLD | QASF | Alan Sherriff | Energy Queensland | Shoulder | Non-coincident | 2022 | POE50 | 1.0917 | 19.6867 | QLD Alan Sherriff |  |  | FALSE | #N/A | #N/A | #N/A | #N/A | #N/A | #N/A | #N/A | #N/A | #N/A | #N/A
TRUE | QLD | QASF | Alan Sherriff | Energy Queensland | Shoulder | Non-coincident | 2022 | POE90 | -0.07188 | NA | QLD Alan Sherriff |  |  | FALSE | #N/A | #N/A | #N/A | #N/A | #N/A | #N/A | #N/A | #N/A | #N/A | #N/A
TRUE | QLD | QASF | Alan Sherriff | Energy Queensland | Shoulder | Coincident_unreconciled | 2023 | POE50 | 0.34318 | NA | QLD Alan Sherriff |  |  | FALSE | #N/A | #N/A | #N/A | #N/A | #N/A | #N/A | #N/A | #N/A | #N/A | #N/A
TRUE | QLD | QASF | Alan Sherriff | Energy Queensland | Shoulder | Coincident_unreconciled | 2023 | POE90 | -0.25976 | NA | QLD Alan Sherriff |  |  | FALSE | #N/A | #N/A | #N/A | #N/A | #N/A | #N/A | #N/A | #N/A | #N/A | #N/A
TRUE | QLD | QASF | Alan Sherriff | Energy Queensland | Shoulder | Non-coincident | 2023 | POE50 | 0.19782 | 19.9106 | QLD Alan Sherriff |  |  | FALSE | #N/A | #N/A | #N/A | #N/A | #N/A | #N/A | #N/A | #N/A | #N/A | #N/A
TRUE | QLD | QASF | Alan Sherriff | Energy Queensland | Shoulder | Non-coincident | 2023 | POE90 | -0.9795 | NA | QLD Alan Sherriff |  |  | FALSE | #N/A | #N/A | #N/A | #N/A | #N/A | #N/A | #N/A | #N/A | #N/A | #N/A
TRUE | QLD | QASF | Alan Sherriff | Energy Queensland | Shoulder | Coincident_unreconciled | 2024 | POE50 | -0.07782 | NA | QLD Alan Sherriff |  |  | FALSE | #N/A | #N/A | #N/A | #N/A | #N/A | #N/A | #N/A | #N/A | #N/A | #N/A
TRUE | QLD | QASF | Alan Sherriff | Energy Queensland | Shoulder | Coincident_unreconciled | 2024 | POE90 | -0.39368 | NA | QLD Alan Sherriff |  |  | FALSE | #N/A | #N/A | #N/A | #N/A | #N/A | #N/A | #N/A | #N/A | #N/A | #N/A
TRUE | QLD | QASF | Alan Sherriff | Energy Queensland | Shoulder | Non-coincident | 2024 | POE50 | -0.29343 | 20.1327 | QLD Alan Sherriff |  |  | FALSE | #N/A | #N/A | #N/A | #N/A | #N/A | #N/A | #N/A | #N/A | #N/A | #N/A
TRUE | QLD | QASF | Alan Sherriff | Energy Queensland | Shoulder | Non-coincident | 2024 | POE90 | -1.4845 | NA | QLD Alan Sherriff |  |  | FALSE | #N/A | #N/A | #N/A | #N/A | #N/A | #N/A | #N/A | #N/A | #N/A | #N/A
TRUE | QLD | QASF | Alan Sherriff | Energy Queensland | Shoulder | Coincident_unreconciled | 2025 | POE50 | -0.16588 | NA | QLD Alan Sherriff |  |  | FALSE | #N/A | #N/A | #N/A | #N/A | #N/A | #N/A | #N/A | #N/A | #N/A | #N/A
TRUE | QLD | QASF | Alan Sherriff | Energy Queensland | Shoulder | Coincident_unreconciled | 2025 | POE90 | -0.48538 | NA | QLD Alan Sherriff |  |  | FALSE | #N/A | #N/A | #N/A | #N/A | #N/A | #N/A | #N/A | #N/A | #N/A | #N/A
TRUE | QLD | QASF | Alan Sherriff | Energy Queensland | Shoulder | Non-coincident | 2025 | POE50 | -0.6255 | 20.3571 | QLD Alan Sherriff |  |  | FALSE | #N/A | #N/A | #N/A | #N/A | #N/A | #N/A | #N/A | #N/A | #N/A | #N/A
TRUE | QLD | QASF | Alan Sherriff | Energy Queensland | Shoulder | Non-coincident | 2025 | POE90 | -1.8302 | NA | QLD Alan Sherriff |  |  | FALSE | #N/A | #N/A | #N/A | #N/A | #N/A | #N/A | #N/A | #N/A | #N/A | #N/A
TRUE | QLD | QASF | Alan Sherriff | Energy Queensland | Shoulder | Coincident_unreconciled | 2026 | POE50 | -0.25571 | NA | QLD Alan Sherriff |  |  | FALSE | #N/A | #N/A | #N/A | #N/A | #N/A | #N/A | #N/A | #N/A | #N/A | #N/A
TRUE | QLD | QASF | Alan Sherriff | Energy Queensland | Shoulder | Coincident_unreconciled | 2026 | POE90 | -0.57884 | NA | QLD Alan Sherriff |  |  | FALSE | #N/A | #N/A | #N/A | #N/A | #N/A | #N/A | #N/A | #N/A | #N/A | #N/A
TRUE | QLD | QASF | Alan Sherriff | Energy Queensland | Shoulder | Non-coincident | 2026 | POE50 | -0.96422 | 20.5933 | QLD Alan Sherriff |  |  | FALSE | #N/A | #N/A | #N/A | #N/A | #N/A | #N/A | #N/A | #N/A | #N/A | #N/A
TRUE | QLD | QASF | Alan Sherriff | Energy Queensland | Shoulder | Non-coincident | 2026 | POE90 | -2.1827 | NA | QLD Alan Sherriff |  |  | FALSE | #N/A | #N/A | #N/A | #N/A | #N/A | #N/A | #N/A | #N/A | #N/A | #N/A
TRUE | QLD | QASF | Alan Sherriff | Energy Queensland | Shoulder | Coincident_unreconciled | 2027 | POE50 | -0.33375 | NA | QLD Alan Sherriff |  |  | FALSE | #N/A | #N/A | #N/A | #N/A | #N/A | #N/A | #N/A | #N/A | #N/A | #N/A
TRUE | QLD | QASF | Alan Sherriff | Energy Queensland | Shoulder | Coincident_unreconciled | 2027 | POE90 | -0.66072 | NA | QLD Alan Sherriff |  |  | FALSE | #N/A | #N/A | #N/A | #N/A | #N/A | #N/A | #N/A | #N/A | #N/A | #N/A
TRUE | QLD | QASF | Alan Sherriff | Energy Queensland | Shoulder | Non-coincident | 2027 | POE50 | -1.2585 | 20.8644 | QLD Alan Sherriff |  |  | FALSE | #N/A | #N/A | #N/A | #N/A | #N/A | #N/A | #N/A | #N/A | #N/A | #N/A
TRUE | QLD | QASF | Alan Sherriff | Energy Queensland | Shoulder | Non-coincident | 2027 | POE90 | -2.4914 | NA | QLD Alan Sherriff |  |  | FALSE | #N/A | #N/A | #N/A | #N/A | #N/A | #N/A | #N/A | #N/A | #N/A | #N/A
TRUE | QLD | QASF | Alan Sherriff | Energy Queensland | Shoulder | Coincident_unreconciled | 2028 | POE50 | -0.393 | NA | QLD Alan Sherriff |  |  | FALSE | #N/A | #N/A | #N/A | #N/A | #N/A | #N/A | #N/A | #N/A | #N/A | #N/A
TRUE | QLD | QASF | Alan Sherriff | Energy Queensland | Shoulder | Coincident_unreconciled | 2028 | POE90 | -0.72395 | NA | QLD Alan Sherriff |  |  | FALSE | #N/A | #N/A | #N/A | #N/A | #N/A | #N/A | #N/A | #N/A | #N/A | #N/A
TRUE | QLD | QASF | Alan Sherriff | Energy Queensland | Shoulder | Non-coincident | 2028 | POE50 | -1.4819 | 21.1738 | QLD Alan Sherriff |  |  | FALSE | #N/A | #N/A | #N/A | #N/A | #N/A | #N/A | #N/A | #N/A | #N/A | #N/A
TRUE | QLD | QASF | Alan Sherriff | Energy Queensland | Shoulder | Non-coincident | 2028 | POE90 | -2.7298 | NA | QLD Alan Sherriff |  |  | FALSE | #N/A | #N/A | #N/A | #N/A | #N/A | #N/A | #N/A | #N/A | #N/A | #N/A
TRUE | QLD | QASF | Alan Sherriff | Energy Queensland | Shoulder | Coincident_unreconciled | 2029 | POE50 | -0.44894 | NA | QLD Alan Sherriff |  |  | FALSE | #N/A | #N/A | #N/A | #N/A | #N/A | #N/A | #N/A | #N/A | #N/A | #N/A
TRUE | QLD | QASF | Alan Sherriff | Energy Queensland | Shoulder | Coincident_unreconciled | 2029 | POE90 | -0.78388 | NA | QLD Alan Sherriff |  |  | FALSE | #N/A | #N/A | #N/A | #N/A | #N/A | #N/A | #N/A | #N/A | #N/A | #N/A
TRUE | QLD | QASF | Alan Sherriff | Energy Queensland | Shoulder | Non-coincident | 2029 | POE50 | -1.6928 | 21.5157 | QLD Alan Sherriff |  |  | FALSE | #N/A | #N/A | #N/A | #N/A | #N/A | #N/A | #N/A | #N/A | #N/A | #N/A
TRUE | QLD | QASF | Alan Sherriff | Energy Queensland | Shoulder | Non-coincident | 2029 | POE90 | -2.9558 | NA | QLD Alan Sherriff |  |  | FALSE | #N/A | #N/A | #N/A | #N/A | #N/A | #N/A | #N/A | #N/A | #N/A | #N/A
TRUE | QLD | QASF | Alan Sherriff | Energy Queensland | Shoulder | Coincident_unreconciled | 2030 | POE50 | -0.50785 | NA | QLD Alan Sherriff |  |  | FALSE | #N/A | #N/A | #N/A | #N/A | #N/A | #N/A | #N/A | #N/A | #N/A | #N/A
TRUE | QLD | QASF | Alan Sherriff | Energy Queensland | Shoulder | Coincident_unreconciled | 2030 | POE90 | -0.84677 | NA | QLD Alan Sherriff |  |  | FALSE | #N/A | #N/A | #N/A | #N/A | #N/A | #N/A | #N/A | #N/A | #N/A | #N/A
TRUE | QLD | QASF | Alan Sherriff | Energy Queensland | Shoulder | Non-coincident | 2030 | POE50 | -1.915 | 21.8909 | QLD Alan Sherriff |  |  | FALSE | #N/A | #N/A | #N/A | #N/A | #N/A | #N/A | #N/A | #N/A | #N/A | #N/A
TRUE | QLD | QASF | Alan Sherriff | Energy Queensland | Shoulder | Non-coincident | 2030 | POE90 | -3.193 | NA | QLD Alan Sherriff |  |  | FALSE | #N/A | #N/A | #N/A | #N/A | #N/A | #N/A | #N/A | #N/A | #N/A | #N/A
TRUE | QLD | QASF | Alan Sherriff | Energy Queensland | Summer | Coincident | 2017 | ACTUAL_OPG | 9.5764 | 18.8298 | QLD Alan Sherriff |  |  | FALSE | #N/A | #N/A | #N/A | #N/A | #N/A | #N/A | #N/A | #N/A | #N/A | #N/A
TRUE | QLD | QASF | Alan Sherriff | Energy Queensland | Summer | Coincident | 2017 | ACTUAL_RAW | 9.5764 | 18.8298 | QLD Alan Sherriff |  |  | FALSE | #N/A | #N/A | #N/A | #N/A | #N/A | #N/A | #N/A | #N/A | #N/A | #N/A
TRUE | QLD | QASF | Alan Sherriff | Energy Queensland | Summer | Non-coincident | 2017 | ACTUAL_RAW | 8.1271 | 27.6572 | QLD Alan Sherriff |  |  | FALSE | #N/A | #N/A | #N/A | #N/A | #N/A | #N/A | #N/A | #N/A | #N/A | #N/A
TRUE | QLD | QASF | Alan Sherriff | Energy Queensland | Summer | Non-coincident | 2017 | ACTUAL_OPG | 8.1271 | 27.6572 | QLD Alan Sherriff |  |  | FALSE | #N/A | #N/A | #N/A | #N/A | #N/A | #N/A | #N/A | #N/A | #N/A | #N/A
TRUE | QLD | QASF | Alan Sherriff | Energy Queensland | Summer | Non-coincident | 2017 | ACTUAL_ADJUSTEDOPG | 8.1271 | 27.6572 | QLD Alan Sherriff |  |  | FALSE | #N/A | #N/A | #N/A | #N/A | #N/A | #N/A | #N/A | #N/A | #N/A | #N/A
TRUE | QLD | QASF | Alan Sherriff | Energy Queensland | Summer | Coincident | 2018 | ACTUAL_OPG | 8.0737 | 23.8617 | QLD Alan Sherriff |  |  | FALSE | #N/A | #N/A | #N/A | #N/A | #N/A | #N/A | #N/A | #N/A | #N/A | #N/A
TRUE | QLD | QASF | Alan Sherriff | Energy Queensland | Summer | Coincident | 2018 | ACTUAL_RAW | 8.0737 | 23.8617 | QLD Alan Sherriff |  |  | FALSE | #N/A | #N/A | #N/A | #N/A | #N/A | #N/A | #N/A | #N/A | #N/A | #N/A
TRUE | QLD | QASF | Alan Sherriff | Energy Queensland | Summer | Non-coincident | 2018 | ACTUAL_RAW | 7.3355 | 25.7811 | QLD Alan Sherriff |  |  | FALSE | #N/A | #N/A | #N/A | #N/A | #N/A | #N/A | #N/A | #N/A | #N/A | #N/A
TRUE | QLD | QASF | Alan Sherriff | Energy Queensland | Summer | Non-coincident | 2018 | ACTUAL_OPG | 7.3355 | 25.7811 | QLD Alan Sherriff |  |  | FALSE | #N/A | #N/A | #N/A | #N/A | #N/A | #N/A | #N/A | #N/A | #N/A | #N/A
TRUE | QLD | QASF | Alan Sherriff | Energy Queensland | Summer | Non-coincident | 2018 | ACTUAL_ADJUSTEDOPG | 7.3355 | 25.7811 | QLD Alan Sherriff |  |  | FALSE | #N/A | #N/A | #N/A | #N/A | #N/A | #N/A | #N/A | #N/A | #N/A | #N/A
TRUE | QLD | QASF | Alan Sherriff | Energy Queensland | Summer | Coincident | 2019 | ACTUAL_OPG | 9.443 | 26.1184 | QLD Alan Sherriff |  |  | FALSE | #N/A | #N/A | #N/A | #N/A | #N/A | #N/A | #N/A | #N/A | #N/A | #N/A
TRUE | QLD | QASF | Alan Sherriff | Energy Queensland | Summer | Coincident | 2019 | ACTUAL_RAW | 9.443 | 26.1184 | QLD Alan Sherriff |  |  | FALSE | #N/A | #N/A | #N/A | #N/A | #N/A | #N/A | #N/A | #N/A | #N/A | #N/A
TRUE | QLD | QASF | Alan Sherriff | Energy Queensland | Summer | Non-coincident | 2019 | ACTUAL_RAW | 8.1353 | 31.3348 | QLD Alan Sherriff |  |  | FALSE | #N/A | #N/A | #N/A | #N/A | #N/A | #N/A | #N/A | #N/A | #N/A | #N/A
TRUE | QLD | QASF | Alan Sherriff | Energy Queensland | Summer | Non-coincident | 2019 | ACTUAL_OPG | 8.1353 | 31.3348 | QLD Alan Sherriff |  |  | FALSE | #N/A | #N/A | #N/A | #N/A | #N/A | #N/A | #N/A | #N/A | #N/A | #N/A
TRUE | QLD | QASF | Alan Sherriff | Energy Queensland | Summer | Non-coincident | 2019 | ACTUAL_ADJUSTEDOPG | 8.1353 | 31.3348 | QLD Alan Sherriff |  |  | FALSE | #N/A | #N/A | #N/A | #N/A | #N/A | #N/A | #N/A | #N/A | #N/A | #N/A
TRUE | QLD | QASF | Alan Sherriff | Energy Queensland | Summer | Non-coincident | 2019 | BASEYEARPOE90 | 5.8935 | NA | QLD Alan Sherriff |  |  | FALSE | #N/A | #N/A | #N/A | #N/A | #N/A | #N/A | #N/A | #N/A | #N/A | #N/A
TRUE | QLD | QASF | Alan Sherriff | Energy Queensland | Summer | Non-coincident | 2019 | BASEYEARPOE50 | 6.6396 | 28.2263 | QLD Alan Sherriff |  |  | FALSE | #N/A | #N/A | #N/A | #N/A | #N/A | #N/A | #N/A | #N/A | #N/A | #N/A
TRUE | QLD | QASF | Alan Sherriff | Energy Queensland | Summer | Coincident | 2020 | ACTUAL_OPG | 8.0722 | 22.605 | QLD Alan Sherriff |  |  | FALSE | #N/A | #N/A | #N/A | #N/A | #N/A | #N/A | #N/A | #N/A | #N/A | #N/A
TRUE | QLD | QASF | Alan Sherriff | Energy Queensland | Summer | Coincident | 2020 | ACTUAL_RAW | 8.0722 | 22.605 | QLD Alan Sherriff |  |  | FALSE | #N/A | #N/A | #N/A | #N/A | #N/A | #N/A | #N/A | #N/A | #N/A | #N/A
TRUE | QLD | QASF | Alan Sherriff | Energy Queensland | Summer | Non-coincident | 2020 | ACTUAL_RAW | 7.2617 | 28.2348 | QLD Alan Sherriff |  |  | FALSE | #N/A | #N/A | #N/A | #N/A | #N/A | #N/A | #N/A | #N/A | #N/A | #N/A
TRUE | QLD | QASF | Alan Sherriff | Energy Queensland | Summer | Non-coincident | 2020 | ACTUAL_OPG | 7.2617 | 28.2348 | QLD Alan Sherriff |  |  | FALSE | #N/A | #N/A | #N/A | #N/A | #N/A | #N/A | #N/A | #N/A | #N/A | #N/A
TRUE | QLD | QASF | Alan Sherriff | Energy Queensland | Summer | Non-coincident | 2020 | ACTUAL_ADJUSTEDOPG | 7.2617 | 28.2348 | QLD Alan Sherriff |  |  | FALSE | #N/A | #N/A | #N/A | #N/A | #N/A | #N/A | #N/A | #N/A | #N/A | #N/A
TRUE | QLD | QASF | Alan Sherriff | Energy Queensland | Summer | Coincident_unreconciled | 2021 | POE50 | 8.8327 | NA | QLD Alan Sherriff |  |  | FALSE | #N/A | #N/A | #N/A | #N/A | #N/A | #N/A | #N/A | #N/A | #N/A | #N/A
TRUE | QLD | QASF | Alan Sherriff | Energy Queensland | Summer | Coincident_unreconciled | 2021 | POE90 | 6.3855 | NA | QLD Alan Sherriff |  |  | FALSE | #N/A | #N/A | #N/A | #N/A | #N/A | #N/A | #N/A | #N/A | #N/A | #N/A
TRUE | QLD | QASF | Alan Sherriff | Energy Queensland | Summer | Non-coincident | 2021 | POE50 | 5.6879 | 29.3513 | QLD Alan Sherriff |  |  | FALSE | #N/A | #N/A | #N/A | #N/A | #N/A | #N/A | #N/A | #N/A | #N/A | #N/A
TRUE | QLD | QASF | Alan Sherriff | Energy Queensland | Summer | Non-coincident | 2021 | POE90 | 3.8581 | NA | QLD Alan Sherriff |  |  | FALSE | #N/A | #N/A | #N/A | #N/A | #N/A | #N/A | #N/A | #N/A | #N/A | #N/A
TRUE | QLD | QASF | Alan Sherriff | Energy Queensland | Summer | Coincident_unreconciled | 2022 | POE50 | 7.6169 | NA | QLD Alan Sherriff |  |  | FALSE | #N/A | #N/A | #N/A | #N/A | #N/A | #N/A | #N/A | #N/A | #N/A | #N/A
TRUE | QLD | QASF | Alan Sherriff | Energy Queensland | Summer | Coincident_unreconciled | 2022 | POE90 | 5.1445 | NA | QLD Alan Sherriff |  |  | FALSE | #N/A | #N/A | #N/A | #N/A | #N/A | #N/A | #N/A | #N/A | #N/A | #N/A
TRUE | QLD | QASF | Alan Sherriff | Energy Queensland | Summer | Non-coincident | 2022 | POE50 | 5.0214 | 29.6453 | QLD Alan Sherriff |  |  | FALSE | #N/A | #N/A | #N/A | #N/A | #N/A | #N/A | #N/A | #N/A | #N/A | #N/A
TRUE | QLD | QASF | Alan Sherriff | Energy Queensland | Summer | Non-coincident | 2022 | POE90 | 3.3915 | NA | QLD Alan Sherriff |  |  | FALSE | #N/A | #N/A | #N/A | #N/A | #N/A | #N/A | #N/A | #N/A | #N/A | #N/A
TRUE | QLD | QASF | Alan Sherriff | Energy Queensland | Summer | Coincident_unreconciled | 2023 | POE50 | 6.4359 | NA | QLD Alan Sherriff |  |  | FALSE | #N/A | #N/A | #N/A | #N/A | #N/A | #N/A | #N/A | #N/A | #N/A | #N/A
TRUE | QLD | QASF | Alan Sherriff | Energy Queensland | Summer | Coincident_unreconciled | 2023 | POE90 | 3.9343 | NA | QLD Alan Sherriff |  |  | FALSE | #N/A | #N/A | #N/A | #N/A | #N/A | #N/A | #N/A | #N/A | #N/A | #N/A
TRUE | QLD | QASF | Alan Sherriff | Energy Queensland | Summer | Non-coincident | 2023 | POE50 | 4.2429 | 29.9871 | QLD Alan Sherriff |  |  | FALSE | #N/A | #N/A | #N/A | #N/A | #N/A | #N/A | #N/A | #N/A | #N/A | #N/A
TRUE | QLD | QASF | Alan Sherriff | Energy Queensland | Summer | Non-coincident | 2023 | POE90 | 2.5937 | NA | QLD Alan Sherriff |  |  | FALSE | #N/A | #N/A | #N/A | #N/A | #N/A | #N/A | #N/A | #N/A | #N/A | #N/A
TRUE | QLD | QASF | Alan Sherriff | Energy Queensland | Summer | Coincident_unreconciled | 2024 | POE50 | 5.8571 | NA | QLD Alan Sherriff |  |  | FALSE | #N/A | #N/A | #N/A | #N/A | #N/A | #N/A | #N/A | #N/A | #N/A | #N/A
TRUE | QLD | QASF | Alan Sherriff | Energy Queensland | Summer | Coincident_unreconciled | 2024 | POE90 | 3.3264 | NA | QLD Alan Sherriff |  |  | FALSE | #N/A | #N/A | #N/A | #N/A | #N/A | #N/A | #N/A | #N/A | #N/A | #N/A
TRUE | QLD | QASF | Alan Sherriff | Energy Queensland | Summer | Non-coincident | 2024 | POE50 | 3.8613 | 30.3304 | QLD Alan Sherriff |  |  | FALSE | #N/A | #N/A | #N/A | #N/A | #N/A | #N/A | #N/A | #N/A | #N/A | #N/A
TRUE | QLD | QASF | Alan Sherriff | Energy Queensland | Summer | Non-coincident | 2024 | POE90 | 2.1929 | NA | QLD Alan Sherriff |  |  | FALSE | #N/A | #N/A | #N/A | #N/A | #N/A | #N/A | #N/A | #N/A | #N/A | #N/A
TRUE | QLD | QASF | Alan Sherriff | Energy Queensland | Summer | Coincident_unreconciled | 2025 | POE50 | 5.4782 | NA | QLD Alan Sherriff |  |  | FALSE | #N/A | #N/A | #N/A | #N/A | #N/A | #N/A | #N/A | #N/A | #N/A | #N/A
TRUE | QLD | QASF | Alan Sherriff | Energy Queensland | Summer | Coincident_unreconciled | 2025 | POE90 | 2.9183 | NA | QLD Alan Sherriff |  |  | FALSE | #N/A | #N/A | #N/A | #N/A | #N/A | #N/A | #N/A | #N/A | #N/A | #N/A
TRUE | QLD | QASF | Alan Sherriff | Energy Queensland | Summer | Non-coincident | 2025 | POE50 | 3.6115 | 30.6774 | QLD Alan Sherriff |  |  | FALSE | #N/A | #N/A | #N/A | #N/A | #N/A | #N/A | #N/A | #N/A | #N/A | #N/A
TRUE | QLD | QASF | Alan Sherriff | Energy Queensland | Summer | Non-coincident | 2025 | POE90 | 1.9239 | NA | QLD Alan Sherriff |  |  | FALSE | #N/A | #N/A | #N/A | #N/A | #N/A | #N/A | #N/A | #N/A | #N/A | #N/A
TRUE | QLD | QASF | Alan Sherriff | Energy Queensland | Summer | Coincident_unreconciled | 2026 | POE50 | 5.088 | NA | QLD Alan Sherriff |  |  | FALSE | #N/A | #N/A | #N/A | #N/A | #N/A | #N/A | #N/A | #N/A | #N/A | #N/A
TRUE | QLD | QASF | Alan Sherriff | Energy Queensland | Summer | Coincident_unreconciled | 2026 | POE90 | 2.499 | NA | QLD Alan Sherriff |  |  | FALSE | #N/A | #N/A | #N/A | #N/A | #N/A | #N/A | #N/A | #N/A | #N/A | #N/A
TRUE | QLD | QASF | Alan Sherriff | Energy Queensland | Summer | Non-coincident | 2026 | POE50 | 3.3542 | 31.0382 | QLD Alan Sherriff |  |  | FALSE | #N/A | #N/A | #N/A | #N/A | #N/A | #N/A | #N/A | #N/A | #N/A | #N/A
TRUE | QLD | QASF | Alan Sherriff | Energy Queensland | Summer | Non-coincident | 2026 | POE90 | 1.6475 | NA | QLD Alan Sherriff |  |  | FALSE | #N/A | #N/A | #N/A | #N/A | #N/A | #N/A | #N/A | #N/A | #N/A | #N/A
TRUE | QLD | QASF | Alan Sherriff | Energy Queensland | Summer | Coincident_unreconciled | 2027 | POE50 | 4.7732 | NA | QLD Alan Sherriff |  |  | FALSE | #N/A | #N/A | #N/A | #N/A | #N/A | #N/A | #N/A | #N/A | #N/A | #N/A
TRUE | QLD | QASF | Alan Sherriff | Energy Queensland | Summer | Coincident_unreconciled | 2027 | POE90 | 2.1534 | NA | QLD Alan Sherriff |  |  | FALSE | #N/A | #N/A | #N/A | #N/A | #N/A | #N/A | #N/A | #N/A | #N/A | #N/A
TRUE | QLD | QASF | Alan Sherriff | Energy Queensland | Summer | Non-coincident | 2027 | POE50 | 3.1467 | 31.4471 | QLD Alan Sherriff |  |  | FALSE | #N/A | #N/A | #N/A | #N/A | #N/A | #N/A | #N/A | #N/A | #N/A | #N/A
TRUE | QLD | QASF | Alan Sherriff | Energy Queensland | Summer | Non-coincident | 2027 | POE90 | 1.4196 | NA | QLD Alan Sherriff |  |  | FALSE | #N/A | #N/A | #N/A | #N/A | #N/A | #N/A | #N/A | #N/A | #N/A | #N/A
TRUE | QLD | QASF | Alan Sherriff | Energy Queensland | Summer | Coincident_unreconciled | 2028 | POE50 | 4.5633 | NA | QLD Alan Sherriff |  |  | FALSE | #N/A | #N/A | #N/A | #N/A | #N/A | #N/A | #N/A | #N/A | #N/A | #N/A
TRUE | QLD | QASF | Alan Sherriff | Energy Queensland | Summer | Coincident_unreconciled | 2028 | POE90 | 1.9116 | NA | QLD Alan Sherriff |  |  | FALSE | #N/A | #N/A | #N/A | #N/A | #N/A | #N/A | #N/A | #N/A | #N/A | #N/A
TRUE | QLD | QASF | Alan Sherriff | Energy Queensland | Summer | Non-coincident | 2028 | POE50 | 3.0084 | 31.9054 | QLD Alan Sherriff |  |  | FALSE | #N/A | #N/A | #N/A | #N/A | #N/A | #N/A | #N/A | #N/A | #N/A | #N/A
TRUE | QLD | QASF | Alan Sherriff | Energy Queensland | Summer | Non-coincident | 2028 | POE90 | 1.2602 | NA | QLD Alan Sherriff |  |  | FALSE | #N/A | #N/A | #N/A | #N/A | #N/A | #N/A | #N/A | #N/A | #N/A | #N/A
TRUE | QLD | QASF | Alan Sherriff | Energy Queensland | Summer | Coincident_unreconciled | 2029 | POE50 | 4.3737 | NA | QLD Alan Sherriff |  |  | FALSE | #N/A | #N/A | #N/A | #N/A | #N/A | #N/A | #N/A | #N/A | #N/A | #N/A
TRUE | QLD | QASF | Alan Sherriff | Energy Queensland | Summer | Coincident_unreconciled | 2029 | POE90 | 1.6901 | NA | QLD Alan Sherriff |  |  | FALSE | #N/A | #N/A | #N/A | #N/A | #N/A | #N/A | #N/A | #N/A | #N/A | #N/A
TRUE | QLD | QASF | Alan Sherriff | Energy Queensland | Summer | Non-coincident | 2029 | POE50 | 2.8834 | 32.3996 | QLD Alan Sherriff |  |  | FALSE | #N/A | #N/A | #N/A | #N/A | #N/A | #N/A | #N/A | #N/A | #N/A | #N/A
TRUE | QLD | QASF | Alan Sherriff | Energy Queensland | Summer | Non-coincident | 2029 | POE90 | 1.1142 | NA | QLD Alan Sherriff |  |  | FALSE | #N/A | #N/A | #N/A | #N/A | #N/A | #N/A | #N/A | #N/A | #N/A | #N/A
TRUE | QLD | QASF | Alan Sherriff | Energy Queensland | Summer | Coincident_unreconciled | 2030 | POE50 | 4.1867 | NA | QLD Alan Sherriff |  |  | FALSE | #N/A | #N/A | #N/A | #N/A | #N/A | #N/A | #N/A | #N/A | #N/A | #N/A
TRUE | QLD | QASF | Alan Sherriff | Energy Queensland | Summer | Coincident_unreconciled | 2030 | POE90 | 1.4712 | NA | QLD Alan Sherriff |  |  | FALSE | #N/A | #N/A | #N/A | #N/A | #N/A | #N/A | #N/A | #N/A | #N/A | #N/A
TRUE | QLD | QASF | Alan Sherriff | Energy Queensland | Summer | Non-coincident | 2030 | POE50 | 2.7601 | 32.9302 | QLD Alan Sherriff |  |  | FALSE | #N/A | #N/A | #N/A | #N/A | #N/A | #N/A | #N/A | #N/A | #N/A | #N/A
TRUE | QLD | QASF | Alan Sherriff | Energy Queensland | Summer | Non-coincident | 2030 | POE90 | 0.96987 | NA | QLD Alan Sherriff |  |  | FALSE | #N/A | #N/A | #N/A | #N/A | #N/A | #N/A | #N/A | #N/A | #N/A | #N/A
TRUE | QLD | QASF | Alan Sherriff | Energy Queensland | Winter | Coincident | 2016 | ACTUAL_OPG | 7.4892 | 13.6967 | QLD Alan Sherriff |  |  | FALSE | #N/A | #N/A | #N/A | #N/A | #N/A | #N/A | #N/A | #N/A | #N/A | #N/A
TRUE | QLD | QASF | Alan Sherriff | Energy Queensland | Winter | Coincident | 2016 | ACTUAL_RAW | 7.4892 | 13.6967 | QLD Alan Sherriff |  |  | FALSE | #N/A | #N/A | #N/A | #N/A | #N/A | #N/A | #N/A | #N/A | #N/A | #N/A
TRUE | QLD | QASF | Alan Sherriff | Energy Queensland | Winter | Non-coincident | 2016 | ACTUAL_RAW | 5.9862 | 16.9687 | QLD Alan Sherriff |  |  | FALSE | #N/A | #N/A | #N/A | #N/A | #N/A | #N/A | #N/A | #N/A | #N/A | #N/A
TRUE | QLD | QASF | Alan Sherriff | Energy Queensland | Winter | Non-coincident | 2016 | ACTUAL_OPG | 5.9862 | 16.9687 | QLD Alan Sherriff |  |  | FALSE | #N/A | #N/A | #N/A | #N/A | #N/A | #N/A | #N/A | #N/A | #N/A | #N/A
TRUE | QLD | QASF | Alan Sherriff | Energy Queensland | Winter | Non-coincident | 2016 | ACTUAL_ADJUSTEDOPG | 5.9862 | 16.9687 | QLD Alan Sherriff |  |  | FALSE | #N/A | #N/A | #N/A | #N/A | #N/A | #N/A | #N/A | #N/A | #N/A | #N/A
TRUE | QLD | QASF | Alan Sherriff | Energy Queensland | Winter | Coincident | 2017 | ACTUAL_OPG | 5.7979 | 13.4931 | QLD Alan Sherriff |  |  | FALSE | #N/A | #N/A | #N/A | #N/A | #N/A | #N/A | #N/A | #N/A | #N/A | #N/A
TRUE | QLD | QASF | Alan Sherriff | Energy Queensland | Winter | Coincident | 2017 | ACTUAL_RAW | 5.7979 | 13.4931 | QLD Alan Sherriff |  |  | FALSE | #N/A | #N/A | #N/A | #N/A | #N/A | #N/A | #N/A | #N/A | #N/A | #N/A
TRUE | QLD | QASF | Alan Sherriff | Energy Queensland | Winter | Non-coincident | 2017 | ACTUAL_RAW | 5.7979 | 15.7298 | QLD Alan Sherriff |  |  | FALSE | #N/A | #N/A | #N/A | #N/A | #N/A | #N/A | #N/A | #N/A | #N/A | #N/A
TRUE | QLD | QASF | Alan Sherriff | Energy Queensland | Winter | Non-coincident | 2017 | ACTUAL_OPG | 5.7979 | 15.7298 | QLD Alan Sherriff |  |  | FALSE | #N/A | #N/A | #N/A | #N/A | #N/A | #N/A | #N/A | #N/A | #N/A | #N/A
TRUE | QLD | QASF | Alan Sherriff | Energy Queensland | Winter | Non-coincident | 2017 | ACTUAL_ADJUSTEDOPG | 5.7979 | 15.7298 | QLD Alan Sherriff |  |  | FALSE | #N/A | #N/A | #N/A | #N/A | #N/A | #N/A | #N/A | #N/A | #N/A | #N/A
TRUE | QLD | QASF | Alan Sherriff | Energy Queensland | Winter | Coincident | 2018 | ACTUAL_OPG | 5.9699 | 15.0755 | QLD Alan Sherriff |  |  | FALSE | #N/A | #N/A | #N/A | #N/A | #N/A | #N/A | #N/A | #N/A | #N/A | #N/A
TRUE | QLD | QASF | Alan Sherriff | Energy Queensland | Winter | Coincident | 2018 | ACTUAL_RAW | 5.9699 | 15.0755 | QLD Alan Sherriff |  |  | FALSE | #N/A | #N/A | #N/A | #N/A | #N/A | #N/A | #N/A | #N/A | #N/A | #N/A
TRUE | QLD | QASF | Alan Sherriff | Energy Queensland | Winter | Non-coincident | 2018 | ACTUAL_RAW | 5.7937 | 16.1556 | QLD Alan Sherriff |  |  | FALSE | #N/A | #N/A | #N/A | #N/A | #N/A | #N/A | #N/A | #N/A | #N/A | #N/A
TRUE | QLD | QASF | Alan Sherriff | Energy Queensland | Winter | Non-coincident | 2018 | ACTUAL_OPG | 5.7937 | 16.1556 | QLD Alan Sherriff |  |  | FALSE | #N/A | #N/A | #N/A | #N/A | #N/A | #N/A | #N/A | #N/A | #N/A | #N/A
TRUE | QLD | QASF | Alan Sherriff | Energy Queensland | Winter | Non-coincident | 2018 | ACTUAL_ADJUSTEDOPG | 5.7937 | 16.1556 | QLD Alan Sherriff |  |  | FALSE | #N/A | #N/A | #N/A | #N/A | #N/A | #N/A | #N/A | #N/A | #N/A | #N/A
TRUE | QLD | QASF | Alan Sherriff | Energy Queensland | Winter | Coincident | 2019 | ACTUAL_OPG | 5.4456 | 15.5043 | QLD Alan Sherriff |  |  | FALSE | #N/A | #N/A | #N/A | #N/A | #N/A | #N/A | #N/A | #N/A | #N/A | #N/A
TRUE | QLD | QASF | Alan Sherriff | Energy Queensland | Winter | Coincident | 2019 | ACTUAL_RAW | 5.4456 | 15.5043 | QLD Alan Sherriff |  |  | FALSE | #N/A | #N/A | #N/A | #N/A | #N/A | #N/A | #N/A | #N/A | #N/A | #N/A
TRUE | QLD | QASF | Alan Sherriff | Energy Queensland | Winter | Non-coincident | 2019 | ACTUAL_RAW | 4.1212 | 16.4257 | QLD Alan Sherriff |  |  | FALSE | #N/A | #N/A | #N/A | #N/A | #N/A | #N/A | #N/A | #N/A | #N/A | #N/A
TRUE | QLD | QASF | Alan Sherriff | Energy Queensland | Winter | Non-coincident | 2019 | ACTUAL_OPG | 4.1212 | 16.4257 | QLD Alan Sherriff |  |  | FALSE | #N/A | #N/A | #N/A | #N/A | #N/A | #N/A | #N/A | #N/A | #N/A | #N/A
TRUE | QLD | QASF | Alan Sherriff | Energy Queensland | Winter | Non-coincident | 2019 | ACTUAL_ADJUSTEDOPG | 4.1212 | 16.4257 | QLD Alan Sherriff |  |  | FALSE | #N/A | #N/A | #N/A | #N/A | #N/A | #N/A | #N/A | #N/A | #N/A | #N/A
TRUE | QLD | QASF | Alan Sherriff | Energy Queensland | Winter | Non-coincident | 2019 | BASEYEARPOE90 | 2.5037 | NA | QLD Alan Sherriff |  |  | FALSE | #N/A | #N/A | #N/A | #N/A | #N/A | #N/A | #N/A | #N/A | #N/A | #N/A
TRUE | QLD | QASF | Alan Sherriff | Energy Queensland | Winter | Non-coincident | 2019 | BASEYEARPOE50 | 3.2048 | 18.0061 | QLD Alan Sherriff |  |  | FALSE | #N/A | #N/A | #N/A | #N/A | #N/A | #N/A | #N/A | #N/A | #N/A | #N/A
TRUE | QLD | QASF | Alan Sherriff | Energy Queensland | Winter | Coincident_unreconciled | 2020 | POE50 | 5 | NA | QLD Alan Sherriff |  |  | FALSE | #N/A | #N/A | #N/A | #N/A | #N/A | #N/A | #N/A | #N/A | #N/A | #N/A
TRUE | QLD | QASF | Alan Sherriff | Energy Queensland | Winter | Coincident_unreconciled | 2020 | POE90 | 4.0474 | NA | QLD Alan Sherriff |  |  | FALSE | #N/A | #N/A | #N/A | #N/A | #N/A | #N/A | #N/A | #N/A | #N/A | #N/A
TRUE | QLD | QASF | Alan Sherriff | Energy Queensland | Winter | Non-coincident | 2020 | POE50 | 1.3483 | 18.4136 | QLD Alan Sherriff |  |  | FALSE | #N/A | #N/A | #N/A | #N/A | #N/A | #N/A | #N/A | #N/A | #N/A | #N/A
TRUE | QLD | QASF | Alan Sherriff | Energy Queensland | Winter | Non-coincident | 2020 | POE90 | 0.65258 | NA | QLD Alan Sherriff |  |  | FALSE | #N/A | #N/A | #N/A | #N/A | #N/A | #N/A | #N/A | #N/A | #N/A | #N/A
TRUE | QLD | QASF | Alan Sherriff | Energy Queensland | Winter | Coincident_unreconciled | 2021 | POE50 | 4.0126 | NA | QLD Alan Sherriff |  |  | FALSE | #N/A | #N/A | #N/A | #N/A | #N/A | #N/A | #N/A | #N/A | #N/A | #N/A
TRUE | QLD | QASF | Alan Sherriff | Energy Queensland | Winter | Coincident_unreconciled | 2021 | POE90 | 3.1069 | NA | QLD Alan Sherriff |  |  | FALSE | #N/A | #N/A | #N/A | #N/A | #N/A | #N/A | #N/A | #N/A | #N/A | #N/A
TRUE | QLD | QASF | Alan Sherriff | Energy Queensland | Winter | Non-coincident | 2021 | POE50 | 0.62721 | 18.5685 | QLD Alan Sherriff |  |  | FALSE | #N/A | #N/A | #N/A | #N/A | #N/A | #N/A | #N/A | #N/A | #N/A | #N/A
TRUE | QLD | QASF | Alan Sherriff | Energy Queensland | Winter | Non-coincident | 2021 | POE90 | -0.07435 | NA | QLD Alan Sherriff |  |  | FALSE | #N/A | #N/A | #N/A | #N/A | #N/A | #N/A | #N/A | #N/A | #N/A | #N/A
TRUE | QLD | QASF | Alan Sherriff | Energy Queensland | Winter | Coincident_unreconciled | 2022 | POE50 | 2.9158 | NA | QLD Alan Sherriff |  |  | FALSE | #N/A | #N/A | #N/A | #N/A | #N/A | #N/A | #N/A | #N/A | #N/A | #N/A
TRUE | QLD | QASF | Alan Sherriff | Energy Queensland | Winter | Coincident_unreconciled | 2022 | POE90 | 2.4681 | NA | QLD Alan Sherriff |  |  | FALSE | #N/A | #N/A | #N/A | #N/A | #N/A | #N/A | #N/A | #N/A | #N/A | #N/A
TRUE | QLD | QASF | Alan Sherriff | Energy Queensland | Winter | Non-coincident | 2022 | POE50 | -0.37729 | 18.7884 | QLD Alan Sherriff |  |  | FALSE | #N/A | #N/A | #N/A | #N/A | #N/A | #N/A | #N/A | #N/A | #N/A | #N/A
TRUE | QLD | QASF | Alan Sherriff | Energy Queensland | Winter | Non-coincident | 2022 | POE90 | -1.0872 | NA | QLD Alan Sherriff |  |  | FALSE | #N/A | #N/A | #N/A | #N/A | #N/A | #N/A | #N/A | #N/A | #N/A | #N/A
TRUE | QLD | QASF | Alan Sherriff | Energy Queensland | Winter | Coincident_unreconciled | 2023 | POE50 | 2.476 | NA | QLD Alan Sherriff |  |  | FALSE | #N/A | #N/A | #N/A | #N/A | #N/A | #N/A | #N/A | #N/A | #N/A | #N/A
TRUE | QLD | QASF | Alan Sherriff | Energy Queensland | Winter | Coincident_unreconciled | 2023 | POE90 | 2.023 | NA | QLD Alan Sherriff |  |  | FALSE | #N/A | #N/A | #N/A | #N/A | #N/A | #N/A | #N/A | #N/A | #N/A | #N/A
TRUE | QLD | QASF | Alan Sherriff | Energy Queensland | Winter | Non-coincident | 2023 | POE50 | -1.0747 | 19.0092 | QLD Alan Sherriff |  |  | FALSE | #N/A | #N/A | #N/A | #N/A | #N/A | #N/A | #N/A | #N/A | #N/A | #N/A
TRUE | QLD | QASF | Alan Sherriff | Energy Queensland | Winter | Non-coincident | 2023 | POE90 | -1.793 | NA | QLD Alan Sherriff |  |  | FALSE | #N/A | #N/A | #N/A | #N/A | #N/A | #N/A | #N/A | #N/A | #N/A | #N/A
TRUE | QLD | QASF | Alan Sherriff | Energy Queensland | Winter | Coincident_unreconciled | 2024 | POE50 | 2.2462 | NA | QLD Alan Sherriff |  |  | FALSE | #N/A | #N/A | #N/A | #N/A | #N/A | #N/A | #N/A | #N/A | #N/A | #N/A
TRUE | QLD | QASF | Alan Sherriff | Energy Queensland | Winter | Coincident_unreconciled | 2024 | POE90 | 1.7879 | NA | QLD Alan Sherriff |  |  | FALSE | #N/A | #N/A | #N/A | #N/A | #N/A | #N/A | #N/A | #N/A | #N/A | #N/A
TRUE | QLD | QASF | Alan Sherriff | Energy Queensland | Winter | Non-coincident | 2024 | POE50 | -1.4391 | 19.2265 | QLD Alan Sherriff |  |  | FALSE | #N/A | #N/A | #N/A | #N/A | #N/A | #N/A | #N/A | #N/A | #N/A | #N/A
TRUE | QLD | QASF | Alan Sherriff | Energy Queensland | Winter | Non-coincident | 2024 | POE90 | -2.1658 | NA | QLD Alan Sherriff |  |  | FALSE | #N/A | #N/A | #N/A | #N/A | #N/A | #N/A | #N/A | #N/A | #N/A | #N/A
TRUE | QLD | QASF | Alan Sherriff | Energy Queensland | Winter | Coincident_unreconciled | 2025 | POE50 | 2.0417 | NA | QLD Alan Sherriff |  |  | FALSE | #N/A | #N/A | #N/A | #N/A | #N/A | #N/A | #N/A | #N/A | #N/A | #N/A
TRUE | QLD | QASF | Alan Sherriff | Energy Queensland | Winter | Coincident_unreconciled | 2025 | POE90 | 1.5781 | NA | QLD Alan Sherriff |  |  | FALSE | #N/A | #N/A | #N/A | #N/A | #N/A | #N/A | #N/A | #N/A | #N/A | #N/A
TRUE | QLD | QASF | Alan Sherriff | Energy Queensland | Winter | Non-coincident | 2025 | POE50 | -1.7634 | 19.45 | QLD Alan Sherriff |  |  | FALSE | #N/A | #N/A | #N/A | #N/A | #N/A | #N/A | #N/A | #N/A | #N/A | #N/A
TRUE | QLD | QASF | Alan Sherriff | Energy Queensland | Winter | Non-coincident | 2025 | POE90 | -2.4984 | NA | QLD Alan Sherriff |  |  | FALSE | #N/A | #N/A | #N/A | #N/A | #N/A | #N/A | #N/A | #N/A | #N/A | #N/A
TRUE | QLD | QASF | Alan Sherriff | Energy Queensland | Winter | Coincident_unreconciled | 2026 | POE50 | 1.8197 | NA | QLD Alan Sherriff |  |  | FALSE | #N/A | #N/A | #N/A | #N/A | #N/A | #N/A | #N/A | #N/A | #N/A | #N/A
TRUE | QLD | QASF | Alan Sherriff | Energy Queensland | Winter | Coincident_unreconciled | 2026 | POE90 | 1.3509 | NA | QLD Alan Sherriff |  |  | FALSE | #N/A | #N/A | #N/A | #N/A | #N/A | #N/A | #N/A | #N/A | #N/A | #N/A
TRUE | QLD | QASF | Alan Sherriff | Energy Queensland | Winter | Non-coincident | 2026 | POE50 | -2.1153 | 19.6908 | QLD Alan Sherriff |  |  | FALSE | #N/A | #N/A | #N/A | #N/A | #N/A | #N/A | #N/A | #N/A | #N/A | #N/A
TRUE | QLD | QASF | Alan Sherriff | Energy Queensland | Winter | Non-coincident | 2026 | POE90 | -2.8588 | NA | QLD Alan Sherriff |  |  | FALSE | #N/A | #N/A | #N/A | #N/A | #N/A | #N/A | #N/A | #N/A | #N/A | #N/A
TRUE | QLD | QASF | Alan Sherriff | Energy Queensland | Winter | Coincident_unreconciled | 2027 | POE50 | 1.6663 | NA | QLD Alan Sherriff |  |  | FALSE | #N/A | #N/A | #N/A | #N/A | #N/A | #N/A | #N/A | #N/A | #N/A | #N/A
TRUE | QLD | QASF | Alan Sherriff | Energy Queensland | Winter | Coincident_unreconciled | 2027 | POE90 | 1.1917 | NA | QLD Alan Sherriff |  |  | FALSE | #N/A | #N/A | #N/A | #N/A | #N/A | #N/A | #N/A | #N/A | #N/A | #N/A
TRUE | QLD | QASF | Alan Sherriff | Energy Queensland | Winter | Non-coincident | 2027 | POE50 | -2.3587 | 19.9755 | QLD Alan Sherriff |  |  | FALSE | #N/A | #N/A | #N/A | #N/A | #N/A | #N/A | #N/A | #N/A | #N/A | #N/A
TRUE | QLD | QASF | Alan Sherriff | Energy Queensland | Winter | Non-coincident | 2027 | POE90 | -3.1113 | NA | QLD Alan Sherriff |  |  | FALSE | #N/A | #N/A | #N/A | #N/A | #N/A | #N/A | #N/A | #N/A | #N/A | #N/A
TRUE | QLD | QASF | Alan Sherriff | Energy Queensland | Winter | Coincident_unreconciled | 2028 | POE50 | 1.5313 | NA | QLD Alan Sherriff |  |  | FALSE | #N/A | #N/A | #N/A | #N/A | #N/A | #N/A | #N/A | #N/A | #N/A | #N/A
TRUE | QLD | QASF | Alan Sherriff | Energy Queensland | Winter | Coincident_unreconciled | 2028 | POE90 | 1.0509 | NA | QLD Alan Sherriff |  |  | FALSE | #N/A | #N/A | #N/A | #N/A | #N/A | #N/A | #N/A | #N/A | #N/A | #N/A
TRUE | QLD | QASF | Alan Sherriff | Energy Queensland | Winter | Non-coincident | 2028 | POE50 | -2.5727 | 20.2949 | QLD Alan Sherriff |  |  | FALSE | #N/A | #N/A | #N/A | #N/A | #N/A | #N/A | #N/A | #N/A | #N/A | #N/A
TRUE | QLD | QASF | Alan Sherriff | Energy Queensland | Winter | Non-coincident | 2028 | POE90 | -3.3344 | NA | QLD Alan Sherriff |  |  | FALSE | #N/A | #N/A | #N/A | #N/A | #N/A | #N/A | #N/A | #N/A | #N/A | #N/A
TRUE | QLD | QASF | Alan Sherriff | Energy Queensland | Winter | Coincident_unreconciled | 2029 | POE50 | 1.403 | NA | QLD Alan Sherriff |  |  | FALSE | #N/A | #N/A | #N/A | #N/A | #N/A | #N/A | #N/A | #N/A | #N/A | #N/A
TRUE | QLD | QASF | Alan Sherriff | Energy Queensland | Winter | Coincident_unreconciled | 2029 | POE90 | 0.91681 | NA | QLD Alan Sherriff |  |  | FALSE | #N/A | #N/A | #N/A | #N/A | #N/A | #N/A | #N/A | #N/A | #N/A | #N/A
TRUE | QLD | QASF | Alan Sherriff | Energy Queensland | Winter | Non-coincident | 2029 | POE50 | -2.7762 | 20.644 | QLD Alan Sherriff |  |  | FALSE | #N/A | #N/A | #N/A | #N/A | #N/A | #N/A | #N/A | #N/A | #N/A | #N/A
TRUE | QLD | QASF | Alan Sherriff | Energy Queensland | Winter | Non-coincident | 2029 | POE90 | -3.5471 | NA | QLD Alan Sherriff |  |  | FALSE | #N/A | #N/A | #N/A | #N/A | #N/A | #N/A | #N/A | #N/A | #N/A | #N/A
TRUE | QLD | QASF | Alan Sherriff | Energy Queensland | Shoulder | Non-coincident | 2019 | BASEYEARPOE10 | NA | 19.0728 | QLD Alan Sherriff |  |  | FALSE | #N/A | #N/A | #N/A | #N/A | #N/A | #N/A | #N/A | #N/A | #N/A | #N/A
TRUE | QLD | QASF | Alan Sherriff | Energy Queensland | Shoulder | Coincident | 2021 | POE10 | NA | 17.9916 | QLD Alan Sherriff |  |  | FALSE | #N/A | #N/A | #N/A | #N/A | #N/A | #N/A | #N/A | #N/A | #N/A | #N/A
TRUE | QLD | QASF | Alan Sherriff | Energy Queensland | Shoulder | Coincident | 2021 | POE50 | NA | 17.9942 | QLD Alan Sherriff |  |  | FALSE | #N/A | #N/A | #N/A | #N/A | #N/A | #N/A | #N/A | #N/A | #N/A | #N/A
TRUE | QLD | QASF | Alan Sherriff | Energy Queensland | Shoulder | Non-coincident | 2021 | POE10 | NA | 20.1135 | QLD Alan Sherriff |  |  | FALSE | #N/A | #N/A | #N/A | #N/A | #N/A | #N/A | #N/A | #N/A | #N/A | #N/A
TRUE | QLD | QASF | Alan Sherriff | Energy Queensland | Shoulder | Coincident | 2022 | POE10 | NA | 18.6775 | QLD Alan Sherriff |  |  | FALSE | #N/A | #N/A | #N/A | #N/A | #N/A | #N/A | #N/A | #N/A | #N/A | #N/A
TRUE | QLD | QASF | Alan Sherriff | Energy Queensland | Shoulder | Coincident | 2022 | POE50 | NA | 18.3684 | QLD Alan Sherriff |  |  | FALSE | #N/A | #N/A | #N/A | #N/A | #N/A | #N/A | #N/A | #N/A | #N/A | #N/A
TRUE | QLD | QASF | Alan Sherriff | Energy Queensland | Shoulder | Non-coincident | 2022 | POE10 | NA | 20.3131 | QLD Alan Sherriff |  |  | FALSE | #N/A | #N/A | #N/A | #N/A | #N/A | #N/A | #N/A | #N/A | #N/A | #N/A
TRUE | QLD | QASF | Alan Sherriff | Energy Queensland | Shoulder | Coincident | 2023 | POE10 | NA | 18.933 | QLD Alan Sherriff |  |  | FALSE | #N/A | #N/A | #N/A | #N/A | #N/A | #N/A | #N/A | #N/A | #N/A | #N/A
TRUE | QLD | QASF | Alan Sherriff | Energy Queensland | Shoulder | Coincident | 2023 | POE50 | NA | 18.7099 | QLD Alan Sherriff |  |  | FALSE | #N/A | #N/A | #N/A | #N/A | #N/A | #N/A | #N/A | #N/A | #N/A | #N/A
TRUE | QLD | QASF | Alan Sherriff | Energy Queensland | Shoulder | Non-coincident | 2023 | POE10 | NA | 20.5444 | QLD Alan Sherriff |  |  | FALSE | #N/A | #N/A | #N/A | #N/A | #N/A | #N/A | #N/A | #N/A | #N/A | #N/A
TRUE | QLD | QASF | Alan Sherriff | Energy Queensland | Shoulder | Coincident | 2024 | POE10 | NA | 19.2436 | QLD Alan Sherriff |  |  | FALSE | #N/A | #N/A | #N/A | #N/A | #N/A | #N/A | #N/A | #N/A | #N/A | #N/A
TRUE | QLD | QASF | Alan Sherriff | Energy Queensland | Shoulder | Coincident | 2024 | POE50 | NA | 19.267 | QLD Alan Sherriff |  |  | FALSE | #N/A | #N/A | #N/A | #N/A | #N/A | #N/A | #N/A | #N/A | #N/A | #N/A
TRUE | QLD | QASF | Alan Sherriff | Energy Queensland | Shoulder | Non-coincident | 2024 | POE10 | NA | 20.774 | QLD Alan Sherriff |  |  | FALSE | #N/A | #N/A | #N/A | #N/A | #N/A | #N/A | #N/A | #N/A | #N/A | #N/A
TRUE | QLD | QASF | Alan Sherriff | Energy Queensland | Shoulder | Coincident | 2025 | POE10 | NA | 19.5258 | QLD Alan Sherriff |  |  | FALSE | #N/A | #N/A | #N/A | #N/A | #N/A | #N/A | #N/A | #N/A | #N/A | #N/A
TRUE | QLD | QASF | Alan Sherriff | Energy Queensland | Shoulder | Coincident | 2025 | POE50 | NA | 19.4078 | QLD Alan Sherriff |  |  | FALSE | #N/A | #N/A | #N/A | #N/A | #N/A | #N/A | #N/A | #N/A | #N/A | #N/A
TRUE | QLD | QASF | Alan Sherriff | Energy Queensland | Shoulder | Non-coincident | 2025 | POE10 | NA | 21.0057 | QLD Alan Sherriff |  |  | FALSE | #N/A | #N/A | #N/A | #N/A | #N/A | #N/A | #N/A | #N/A | #N/A | #N/A
TRUE | QLD | QASF | Alan Sherriff | Energy Queensland | Shoulder | Coincident | 2026 | POE10 | NA | 19.6575 | QLD Alan Sherriff |  |  | FALSE | #N/A | #N/A | #N/A | #N/A | #N/A | #N/A | #N/A | #N/A | #N/A | #N/A
TRUE | QLD | QASF | Alan Sherriff | Energy Queensland | Shoulder | Coincident | 2026 | POE50 | NA | 19.6468 | QLD Alan Sherriff |  |  | FALSE | #N/A | #N/A | #N/A | #N/A | #N/A | #N/A | #N/A | #N/A | #N/A | #N/A
TRUE | QLD | QASF | Alan Sherriff | Energy Queensland | Shoulder | Non-coincident | 2026 | POE10 | NA | 21.2493 | QLD Alan Sherriff |  |  | FALSE | #N/A | #N/A | #N/A | #N/A | #N/A | #N/A | #N/A | #N/A | #N/A | #N/A
TRUE | QLD | QASF | Alan Sherriff | Energy Queensland | Shoulder | Coincident | 2027 | POE10 | NA | 19.8408 | QLD Alan Sherriff |  |  | FALSE | #N/A | #N/A | #N/A | #N/A | #N/A | #N/A | #N/A | #N/A | #N/A | #N/A
TRUE | QLD | QASF | Alan Sherriff | Energy Queensland | Shoulder | Coincident | 2027 | POE50 | NA | 19.8116 | QLD Alan Sherriff |  |  | FALSE | #N/A | #N/A | #N/A | #N/A | #N/A | #N/A | #N/A | #N/A | #N/A | #N/A
TRUE | QLD | QASF | Alan Sherriff | Energy Queensland | Shoulder | Non-coincident | 2027 | POE10 | NA | 21.5282 | QLD Alan Sherriff |  |  | FALSE | #N/A | #N/A | #N/A | #N/A | #N/A | #N/A | #N/A | #N/A | #N/A | #N/A
TRUE | QLD | QASF | Alan Sherriff | Energy Queensland | Shoulder | Coincident | 2028 | POE10 | NA | 20.066 | QLD Alan Sherriff |  |  | FALSE | #N/A | #N/A | #N/A | #N/A | #N/A | #N/A | #N/A | #N/A | #N/A | #N/A
TRUE | QLD | QASF | Alan Sherriff | Energy Queensland | Shoulder | Coincident | 2028 | POE50 | NA | 20.0869 | QLD Alan Sherriff |  |  | FALSE | #N/A | #N/A | #N/A | #N/A | #N/A | #N/A | #N/A | #N/A | #N/A | #N/A
TRUE | QLD | QASF | Alan Sherriff | Energy Queensland | Shoulder | Non-coincident | 2028 | POE10 | NA | 21.8457 | QLD Alan Sherriff |  |  | FALSE | #N/A | #N/A | #N/A | #N/A | #N/A | #N/A | #N/A | #N/A | #N/A | #N/A
TRUE | QLD | QASF | Alan Sherriff | Energy Queensland | Shoulder | Coincident | 2029 | POE10 | NA | 20.5873 | QLD Alan Sherriff |  |  | FALSE | #N/A | #N/A | #N/A | #N/A | #N/A | #N/A | #N/A | #N/A | #N/A | #N/A
TRUE | QLD | QASF | Alan Sherriff | Energy Queensland | Shoulder | Coincident | 2029 | POE50 | NA | 20.4901 | QLD Alan Sherriff |  |  | FALSE | #N/A | #N/A | #N/A | #N/A | #N/A | #N/A | #N/A | #N/A | #N/A | #N/A
TRUE | QLD | QASF | Alan Sherriff | Energy Queensland | Shoulder | Non-coincident | 2029 | POE10 | NA | 22.1957 | QLD Alan Sherriff |  |  | FALSE | #N/A | #N/A | #N/A | #N/A | #N/A | #N/A | #N/A | #N/A | #N/A | #N/A
TRUE | QLD | QASF | Alan Sherriff | Energy Queensland | Shoulder | Coincident | 2030 | POE10 | NA | 20.9521 | QLD Alan Sherriff |  |  | FALSE | #N/A | #N/A | #N/A | #N/A | #N/A | #N/A | #N/A | #N/A | #N/A | #N/A
TRUE | QLD | QASF | Alan Sherriff | Energy Queensland | Shoulder | Coincident | 2030 | POE50 | NA | 20.8784 | QLD Alan Sherriff |  |  | FALSE | #N/A | #N/A | #N/A | #N/A | #N/A | #N/A | #N/A | #N/A | #N/A | #N/A
TRUE | QLD | QASF | Alan Sherriff | Energy Queensland | Shoulder | Non-coincident | 2030 | POE10 | NA | 22.5789 | QLD Alan Sherriff |  |  | FALSE | #N/A | #N/A | #N/A | #N/A | #N/A | #N/A | #N/A | #N/A | #N/A | #N/A
TRUE | QLD | QASF | Alan Sherriff | Energy Queensland | Summer | Non-coincident | 2019 | BASEYEARPOE10 | NA | 32.5893 | QLD Alan Sherriff |  |  | FALSE | #N/A | #N/A | #N/A | #N/A | #N/A | #N/A | #N/A | #N/A | #N/A | #N/A
TRUE | QLD | QASF | Alan Sherriff | Energy Queensland | Summer | Coincident | 2021 | POE10 | NA | 28.0844 | QLD Alan Sherriff |  |  | FALSE | #N/A | #N/A | #N/A | #N/A | #N/A | #N/A | #N/A | #N/A | #N/A | #N/A
TRUE | QLD | QASF | Alan Sherriff | Energy Queensland | Summer | Coincident | 2021 | POE50 | NA | 25.0804 | QLD Alan Sherriff |  |  | FALSE | #N/A | #N/A | #N/A | #N/A | #N/A | #N/A | #N/A | #N/A | #N/A | #N/A
TRUE | QLD | QASF | Alan Sherriff | Energy Queensland | Summer | Non-coincident | 2021 | POE10 | NA | 34.3511 | QLD Alan Sherriff |  |  | FALSE | #N/A | #N/A | #N/A | #N/A | #N/A | #N/A | #N/A | #N/A | #N/A | #N/A
TRUE | QLD | QASF | Alan Sherriff | Energy Queensland | Summer | Coincident | 2022 | POE10 | NA | 28.882 | QLD Alan Sherriff |  |  | FALSE | #N/A | #N/A | #N/A | #N/A | #N/A | #N/A | #N/A | #N/A | #N/A | #N/A
TRUE | QLD | QASF | Alan Sherriff | Energy Queensland | Summer | Coincident | 2022 | POE50 | NA | 25.7525 | QLD Alan Sherriff |  |  | FALSE | #N/A | #N/A | #N/A | #N/A | #N/A | #N/A | #N/A | #N/A | #N/A | #N/A
TRUE | QLD | QASF | Alan Sherriff | Energy Queensland | Summer | Non-coincident | 2022 | POE10 | NA | 34.6966 | QLD Alan Sherriff |  |  | FALSE | #N/A | #N/A | #N/A | #N/A | #N/A | #N/A | #N/A | #N/A | #N/A | #N/A
TRUE | QLD | QASF | Alan Sherriff | Energy Queensland | Summer | Coincident | 2023 | POE10 | NA | 29.377 | QLD Alan Sherriff |  |  | FALSE | #N/A | #N/A | #N/A | #N/A | #N/A | #N/A | #N/A | #N/A | #N/A | #N/A
TRUE | QLD | QASF | Alan Sherriff | Energy Queensland | Summer | Coincident | 2023 | POE50 | NA | 26.1354 | QLD Alan Sherriff |  |  | FALSE | #N/A | #N/A | #N/A | #N/A | #N/A | #N/A | #N/A | #N/A | #N/A | #N/A
TRUE | QLD | QASF | Alan Sherriff | Energy Queensland | Summer | Non-coincident | 2023 | POE10 | NA | 35.098 | QLD Alan Sherriff |  |  | FALSE | #N/A | #N/A | #N/A | #N/A | #N/A | #N/A | #N/A | #N/A | #N/A | #N/A
TRUE | QLD | QASF | Alan Sherriff | Energy Queensland | Summer | Coincident | 2024 | POE10 | NA | 30.056 | QLD Alan Sherriff |  |  | FALSE | #N/A | #N/A | #N/A | #N/A | #N/A | #N/A | #N/A | #N/A | #N/A | #N/A
TRUE | QLD | QASF | Alan Sherriff | Energy Queensland | Summer | Coincident | 2024 | POE50 | NA | 26.765 | QLD Alan Sherriff |  |  | FALSE | #N/A | #N/A | #N/A | #N/A | #N/A | #N/A | #N/A | #N/A | #N/A | #N/A
TRUE | QLD | QASF | Alan Sherriff | Energy Queensland | Summer | Non-coincident | 2024 | POE10 | NA | 35.5008 | QLD Alan Sherriff |  |  | FALSE | #N/A | #N/A | #N/A | #N/A | #N/A | #N/A | #N/A | #N/A | #N/A | #N/A
TRUE | QLD | QASF | Alan Sherriff | Energy Queensland | Summer | Coincident | 2025 | POE10 | NA | 30.2578 | QLD Alan Sherriff |  |  | FALSE | #N/A | #N/A | #N/A | #N/A | #N/A | #N/A | #N/A | #N/A | #N/A | #N/A
TRUE | QLD | QASF | Alan Sherriff | Energy Queensland | Summer | Coincident | 2025 | POE50 | NA | 27.084 | QLD Alan Sherriff |  |  | FALSE | #N/A | #N/A | #N/A | #N/A | #N/A | #N/A | #N/A | #N/A | #N/A | #N/A
TRUE | QLD | QASF | Alan Sherriff | Energy Queensland | Summer | Non-coincident | 2025 | POE10 | NA | 35.9072 | QLD Alan Sherriff |  |  | FALSE | #N/A | #N/A | #N/A | #N/A | #N/A | #N/A | #N/A | #N/A | #N/A | #N/A
TRUE | QLD | QASF | Alan Sherriff | Energy Queensland | Summer | Coincident | 2026 | POE10 | NA | 30.7402 | QLD Alan Sherriff |  |  | FALSE | #N/A | #N/A | #N/A | #N/A | #N/A | #N/A | #N/A | #N/A | #N/A | #N/A
TRUE | QLD | QASF | Alan Sherriff | Energy Queensland | Summer | Coincident | 2026 | POE50 | NA | 27.4265 | QLD Alan Sherriff |  |  | FALSE | #N/A | #N/A | #N/A | #N/A | #N/A | #N/A | #N/A | #N/A | #N/A | #N/A
TRUE | QLD | QASF | Alan Sherriff | Energy Queensland | Summer | Non-coincident | 2026 | POE10 | NA | 36.3276 | QLD Alan Sherriff |  |  | FALSE | #N/A | #N/A | #N/A | #N/A | #N/A | #N/A | #N/A | #N/A | #N/A | #N/A
TRUE | QLD | QASF | Alan Sherriff | Energy Queensland | Summer | Coincident | 2027 | POE10 | NA | 30.893 | QLD Alan Sherriff |  |  | FALSE | #N/A | #N/A | #N/A | #N/A | #N/A | #N/A | #N/A | #N/A | #N/A | #N/A
TRUE | QLD | QASF | Alan Sherriff | Energy Queensland | Summer | Coincident | 2027 | POE50 | NA | 27.6634 | QLD Alan Sherriff |  |  | FALSE | #N/A | #N/A | #N/A | #N/A | #N/A | #N/A | #N/A | #N/A | #N/A | #N/A
TRUE | QLD | QASF | Alan Sherriff | Energy Queensland | Summer | Non-coincident | 2027 | POE10 | NA | 36.7993 | QLD Alan Sherriff |  |  | FALSE | #N/A | #N/A | #N/A | #N/A | #N/A | #N/A | #N/A | #N/A | #N/A | #N/A
TRUE | QLD | QASF | Alan Sherriff | Energy Queensland | Summer | Coincident | 2028 | POE10 | NA | 31.3409 | QLD Alan Sherriff |  |  | FALSE | #N/A | #N/A | #N/A | #N/A | #N/A | #N/A | #N/A | #N/A | #N/A | #N/A
TRUE | QLD | QASF | Alan Sherriff | Energy Queensland | Summer | Coincident | 2028 | POE50 | NA | 28.0596 | QLD Alan Sherriff |  |  | FALSE | #N/A | #N/A | #N/A | #N/A | #N/A | #N/A | #N/A | #N/A | #N/A | #N/A
TRUE | QLD | QASF | Alan Sherriff | Energy Queensland | Summer | Non-coincident | 2028 | POE10 | NA | 37.3229 | QLD Alan Sherriff |  |  | FALSE | #N/A | #N/A | #N/A | #N/A | #N/A | #N/A | #N/A | #N/A | #N/A | #N/A
TRUE | QLD | QASF | Alan Sherriff | Energy Queensland | Summer | Coincident | 2029 | POE10 | NA | 31.7123 | QLD Alan Sherriff |  |  | FALSE | #N/A | #N/A | #N/A | #N/A | #N/A | #N/A | #N/A | #N/A | #N/A | #N/A
TRUE | QLD | QASF | Alan Sherriff | Energy Queensland | Summer | Coincident | 2029 | POE50 | NA | 28.528 | QLD Alan Sherriff |  |  | FALSE | #N/A | #N/A | #N/A | #N/A | #N/A | #N/A | #N/A | #N/A | #N/A | #N/A
TRUE | QLD | QASF | Alan Sherriff | Energy Queensland | Summer | Non-coincident | 2029 | POE10 | NA | 37.8822 | QLD Alan Sherriff |  |  | FALSE | #N/A | #N/A | #N/A | #N/A | #N/A | #N/A | #N/A | #N/A | #N/A | #N/A
TRUE | QLD | QASF | Alan Sherriff | Energy Queensland | Summer | Coincident | 2030 | POE10 | NA | 32.2318 | QLD Alan Sherriff |  |  | FALSE | #N/A | #N/A | #N/A | #N/A | #N/A | #N/A | #N/A | #N/A | #N/A | #N/A
TRUE | QLD | QASF | Alan Sherriff | Energy Queensland | Summer | Coincident | 2030 | POE50 | NA | 28.8603 | QLD Alan Sherriff |  |  | FALSE | #N/A | #N/A | #N/A | #N/A | #N/A | #N/A | #N/A | #N/A | #N/A | #N/A
TRUE | QLD | QASF | Alan Sherriff | Energy Queensland | Summer | Non-coincident | 2030 | POE10 | NA | 38.4781 | QLD Alan Sherriff |  |  | FALSE | #N/A | #N/A | #N/A | #N/A | #N/A | #N/A | #N/A | #N/A | #N/A | #N/A
TRUE | QLD | QASF | Alan Sherriff | Energy Queensland | Winter | Non-coincident | 2019 | BASEYEARPOE10 | NA | 18.6024 | QLD Alan Sherriff |  |  | FALSE | #N/A | #N/A | #N/A | #N/A | #N/A | #N/A | #N/A | #N/A | #N/A | #N/A
TRUE | QLD | QASF | Alan Sherriff | Energy Queensland | Winter | Coincident | 2020 | POE10 | NA | 16.9127 | QLD Alan Sherriff |  |  | FALSE | #N/A | #N/A | #N/A | #N/A | #N/A | #N/A | #N/A | #N/A | #N/A | #N/A
TRUE | QLD | QASF | Alan Sherriff | Energy Queensland | Winter | Coincident | 2020 | POE50 | NA | 16.1802 | QLD Alan Sherriff |  |  | FALSE | #N/A | #N/A | #N/A | #N/A | #N/A | #N/A | #N/A | #N/A | #N/A | #N/A
TRUE | QLD | QASF | Alan Sherriff | Energy Queensland | Winter | Non-coincident | 2020 | POE10 | NA | 19.0191 | QLD Alan Sherriff |  |  | FALSE | #N/A | #N/A | #N/A | #N/A | #N/A | #N/A | #N/A | #N/A | #N/A | #N/A
TRUE | QLD | QASF | Alan Sherriff | Energy Queensland | Winter | Coincident | 2021 | POE10 | NA | 16.9164 | QLD Alan Sherriff |  |  | FALSE | #N/A | #N/A | #N/A | #N/A | #N/A | #N/A | #N/A | #N/A | #N/A | #N/A
TRUE | QLD | QASF | Alan Sherriff | Energy Queensland | Winter | Coincident | 2021 | POE50 | NA | 16.1795 | QLD Alan Sherriff |  |  | FALSE | #N/A | #N/A | #N/A | #N/A | #N/A | #N/A | #N/A | #N/A | #N/A | #N/A
TRUE | QLD | QASF | Alan Sherriff | Energy Queensland | Winter | Non-coincident | 2021 | POE10 | NA | 19.1792 | QLD Alan Sherriff |  |  | FALSE | #N/A | #N/A | #N/A | #N/A | #N/A | #N/A | #N/A | #N/A | #N/A | #N/A
TRUE | QLD | QASF | Alan Sherriff | Energy Queensland | Winter | Coincident | 2022 | POE10 | NA | 17.5021 | QLD Alan Sherriff |  |  | FALSE | #N/A | #N/A | #N/A | #N/A | #N/A | #N/A | #N/A | #N/A | #N/A | #N/A
TRUE | QLD | QASF | Alan Sherriff | Energy Queensland | Winter | Coincident | 2022 | POE50 | NA | 16.7428 | QLD Alan Sherriff |  |  | FALSE | #N/A | #N/A | #N/A | #N/A | #N/A | #N/A | #N/A | #N/A | #N/A | #N/A
TRUE | QLD | QASF | Alan Sherriff | Energy Queensland | Winter | Non-coincident | 2022 | POE10 | NA | 19.4063 | QLD Alan Sherriff |  |  | FALSE | #N/A | #N/A | #N/A | #N/A | #N/A | #N/A | #N/A | #N/A | #N/A | #N/A
TRUE | QLD | QASF | Alan Sherriff | Energy Queensland | Winter | Coincident | 2023 | POE10 | NA | 17.8781 | QLD Alan Sherriff |  |  | FALSE | #N/A | #N/A | #N/A | #N/A | #N/A | #N/A | #N/A | #N/A | #N/A | #N/A
TRUE | QLD | QASF | Alan Sherriff | Energy Queensland | Winter | Coincident | 2023 | POE50 | NA | 17.0865 | QLD Alan Sherriff |  |  | FALSE | #N/A | #N/A | #N/A | #N/A | #N/A | #N/A | #N/A | #N/A | #N/A | #N/A
TRUE | QLD | QASF | Alan Sherriff | Energy Queensland | Winter | Non-coincident | 2023 | POE10 | NA | 19.6344 | QLD Alan Sherriff |  |  | FALSE | #N/A | #N/A | #N/A | #N/A | #N/A | #N/A | #N/A | #N/A | #N/A | #N/A
TRUE | QLD | QASF | Alan Sherriff | Energy Queensland | Winter | Coincident | 2024 | POE10 | NA | 18.359 | QLD Alan Sherriff |  |  | FALSE | #N/A | #N/A | #N/A | #N/A | #N/A | #N/A | #N/A | #N/A | #N/A | #N/A
TRUE | QLD | QASF | Alan Sherriff | Energy Queensland | Winter | Coincident | 2024 | POE50 | NA | 17.4789 | QLD Alan Sherriff |  |  | FALSE | #N/A | #N/A | #N/A | #N/A | #N/A | #N/A | #N/A | #N/A | #N/A | #N/A
TRUE | QLD | QASF | Alan Sherriff | Energy Queensland | Winter | Non-coincident | 2024 | POE10 | NA | 19.859 | QLD Alan Sherriff |  |  | FALSE | #N/A | #N/A | #N/A | #N/A | #N/A | #N/A | #N/A | #N/A | #N/A | #N/A
TRUE | QLD | QASF | Alan Sherriff | Energy Queensland | Winter | Coincident | 2025 | POE10 | NA | 18.5219 | QLD Alan Sherriff |  |  | FALSE | #N/A | #N/A | #N/A | #N/A | #N/A | #N/A | #N/A | #N/A | #N/A | #N/A
TRUE | QLD | QASF | Alan Sherriff | Energy Queensland | Winter | Coincident | 2025 | POE50 | NA | 17.6722 | QLD Alan Sherriff |  |  | FALSE | #N/A | #N/A | #N/A | #N/A | #N/A | #N/A | #N/A | #N/A | #N/A | #N/A
TRUE | QLD | QASF | Alan Sherriff | Energy Queensland | Winter | Non-coincident | 2025 | POE10 | NA | 20.0898 | QLD Alan Sherriff |  |  | FALSE | #N/A | #N/A | #N/A | #N/A | #N/A | #N/A | #N/A | #N/A | #N/A | #N/A
TRUE | QLD | QASF | Alan Sherriff | Energy Queensland | Winter | Coincident | 2026 | POE10 | NA | 18.7451 | QLD Alan Sherriff |  |  | FALSE | #N/A | #N/A | #N/A | #N/A | #N/A | #N/A | #N/A | #N/A | #N/A | #N/A
TRUE | QLD | QASF | Alan Sherriff | Energy Queensland | Winter | Coincident | 2026 | POE50 | NA | 17.9198 | QLD Alan Sherriff |  |  | FALSE | #N/A | #N/A | #N/A | #N/A | #N/A | #N/A | #N/A | #N/A | #N/A | #N/A
TRUE | QLD | QASF | Alan Sherriff | Energy Queensland | Winter | Non-coincident | 2026 | POE10 | NA | 20.3379 | QLD Alan Sherriff |  |  | FALSE | #N/A | #N/A | #N/A | #N/A | #N/A | #N/A | #N/A | #N/A | #N/A | #N/A
TRUE | QLD | QASF | Alan Sherriff | Energy Queensland | Winter | Coincident | 2027 | POE10 | NA | 19.0047 | QLD Alan Sherriff |  |  | FALSE | #N/A | #N/A | #N/A | #N/A | #N/A | #N/A | #N/A | #N/A | #N/A | #N/A
TRUE | QLD | QASF | Alan Sherriff | Energy Queensland | Winter | Coincident | 2027 | POE50 | NA | 18.1713 | QLD Alan Sherriff |  |  | FALSE | #N/A | #N/A | #N/A | #N/A | #N/A | #N/A | #N/A | #N/A | #N/A | #N/A
TRUE | QLD | QASF | Alan Sherriff | Energy Queensland | Winter | Non-coincident | 2027 | POE10 | NA | 20.6307 | QLD Alan Sherriff |  |  | FALSE | #N/A | #N/A | #N/A | #N/A | #N/A | #N/A | #N/A | #N/A | #N/A | #N/A
TRUE | QLD | QASF | Alan Sherriff | Energy Queensland | Winter | Coincident | 2028 | POE10 | NA | 19.5095 | QLD Alan Sherriff |  |  | FALSE | #N/A | #N/A | #N/A | #N/A | #N/A | #N/A | #N/A | #N/A | #N/A | #N/A
TRUE | QLD | QASF | Alan Sherriff | Energy Queensland | Winter | Coincident | 2028 | POE50 | NA | 18.5121 | QLD Alan Sherriff |  |  | FALSE | #N/A | #N/A | #N/A | #N/A | #N/A | #N/A | #N/A | #N/A | #N/A | #N/A
TRUE | QLD | QASF | Alan Sherriff | Energy Queensland | Winter | Non-coincident | 2028 | POE10 | NA | 20.958 | QLD Alan Sherriff |  |  | FALSE | #N/A | #N/A | #N/A | #N/A | #N/A | #N/A | #N/A | #N/A | #N/A | #N/A
TRUE | QLD | QASF | Alan Sherriff | Energy Queensland | Winter | Coincident | 2029 | POE10 | NA | 19.7449 | QLD Alan Sherriff |  |  | FALSE | #N/A | #N/A | #N/A | #N/A | #N/A | #N/A | #N/A | #N/A | #N/A | #N/A
TRUE | QLD | QASF | Alan Sherriff | Energy Queensland | Winter | Coincident | 2029 | POE50 | NA | 18.8366 | QLD Alan Sherriff |  |  | FALSE | #N/A | #N/A | #N/A | #N/A | #N/A | #N/A | #N/A | #N/A | #N/A | #N/A
TRUE | QLD | QASF | Alan Sherriff | Energy Queensland | Winter | Non-coincident | 2029 | POE10 | NA | 21.3151 | QLD Alan Sherriff |  |  | FALSE | #N/A | #N/A | #N/A | #N/A | #N/A | #N/A | #N/A | #N/A | #N/A | #N/A
TRUE | QLD | QBBS | Belmont Wecker Road 33 | Energy Queensland | Shoulder | Coincident | 2017 | ACTUAL_OPG | 29.3737 | 74.9204 | QLD Belmont Wecker Road 33 |  |  | FALSE | #N/A | #N/A | #N/A | #N/A | #N/A | #N/A | #N/A | #N/A | #N/A | #N/A
TRUE | QLD | QBBS | Belmont Wecker Road 33 | Energy Queensland | Shoulder | Coincident | 2017 | ACTUAL_RAW | 29.3737 | 74.9204 | QLD Belmont Wecker Road 33 |  |  | FALSE | #N/A | #N/A | #N/A | #N/A | #N/A | #N/A | #N/A | #N/A | #N/A | #N/A
TRUE | QLD | QBBS | Belmont Wecker Road 33 | Energy Queensland | Shoulder | Non-coincident | 2017 | ACTUAL_RAW | 28.3016 | 81.3991 | QLD Belmont Wecker Road 33 |  |  | FALSE | #N/A | #N/A | #N/A | #N/A | #N/A | #N/A | #N/A | #N/A | #N/A | #N/A
TRUE | QLD | QBBS | Belmont Wecker Road 33 | Energy Queensland | Shoulder | Non-coincident | 2017 | ACTUAL_OPG | 28.3016 | 81.3991 | QLD Belmont Wecker Road 33 |  |  | FALSE | #N/A | #N/A | #N/A | #N/A | #N/A | #N/A | #N/A | #N/A | #N/A | #N/A
TRUE | QLD | QBBS | Belmont Wecker Road 33 | Energy Queensland | Shoulder | Non-coincident | 2017 | ACTUAL_ADJUSTEDOPG | 28.3016 | 81.3991 | QLD Belmont Wecker Road 33 |  |  | FALSE | #N/A | #N/A | #N/A | #N/A | #N/A | #N/A | #N/A | #N/A | #N/A | #N/A
TRUE | QLD | QBBS | Belmont Wecker Road 33 | Energy Queensland | Shoulder | Coincident | 2018 | ACTUAL_OPG | 29.4579 | 82.0568 | QLD Belmont Wecker Road 33 |  |  | FALSE | #N/A | #N/A | #N/A | #N/A | #N/A | #N/A | #N/A | #N/A | #N/A | #N/A
TRUE | QLD | QBBS | Belmont Wecker Road 33 | Energy Queensland | Shoulder | Coincident | 2018 | ACTUAL_RAW | 29.4579 | 82.0568 | QLD Belmont Wecker Road 33 |  |  | FALSE | #N/A | #N/A | #N/A | #N/A | #N/A | #N/A | #N/A | #N/A | #N/A | #N/A
TRUE | QLD | QBBS | Belmont Wecker Road 33 | Energy Queensland | Shoulder | Non-coincident | 2018 | ACTUAL_RAW | 25.5419 | 86.5617 | QLD Belmont Wecker Road 33 |  |  | FALSE | #N/A | #N/A | #N/A | #N/A | #N/A | #N/A | #N/A | #N/A | #N/A | #N/A
TRUE | QLD | QBBS | Belmont Wecker Road 33 | Energy Queensland | Shoulder | Non-coincident | 2018 | ACTUAL_OPG | 25.5419 | 86.5617 | QLD Belmont Wecker Road 33 |  |  | FALSE | #N/A | #N/A | #N/A | #N/A | #N/A | #N/A | #N/A | #N/A | #N/A | #N/A
TRUE | QLD | QBBS | Belmont Wecker Road 33 | Energy Queensland | Shoulder | Non-coincident | 2018 | ACTUAL_ADJUSTEDOPG | 25.5419 | 86.5617 | QLD Belmont Wecker Road 33 |  |  | FALSE | #N/A | #N/A | #N/A | #N/A | #N/A | #N/A | #N/A | #N/A | #N/A | #N/A
TRUE | QLD | QBBS | Belmont Wecker Road 33 | Energy Queensland | Shoulder | Coincident | 2019 | ACTUAL_OPG | 30.875 | 78.6766 | QLD Belmont Wecker Road 33 |  |  | FALSE | #N/A | #N/A | #N/A | #N/A | #N/A | #N/A | #N/A | #N/A | #N/A | #N/A
TRUE | QLD | QBBS | Belmont Wecker Road 33 | Energy Queensland | Shoulder | Coincident | 2019 | ACTUAL_RAW | 30.875 | 78.6766 | QLD Belmont Wecker Road 33 |  |  | FALSE | #N/A | #N/A | #N/A | #N/A | #N/A | #N/A | #N/A | #N/A | #N/A | #N/A
TRUE | QLD | QBBS | Belmont Wecker Road 33 | Energy Queensland | Shoulder | Non-coincident | 2019 | ACTUAL_RAW | 24.3476 | 82.7933 | QLD Belmont Wecker Road 33 |  |  | FALSE | #N/A | #N/A | #N/A | #N/A | #N/A | #N/A | #N/A | #N/A | #N/A | #N/A
TRUE | QLD | QBBS | Belmont Wecker Road 33 | Energy Queensland | Shoulder | Non-coincident | 2019 | ACTUAL_OPG | 24.3476 | 82.7933 | QLD Belmont Wecker Road 33 |  |  | FALSE | #N/A | #N/A | #N/A | #N/A | #N/A | #N/A | #N/A | #N/A | #N/A | #N/A
TRUE | QLD | QBBS | Belmont Wecker Road 33 | Energy Queensland | Shoulder | Non-coincident | 2019 | ACTUAL_ADJUSTEDOPG | 24.3476 | 82.7933 | QLD Belmont Wecker Road 33 |  |  | FALSE | #N/A | #N/A | #N/A | #N/A | #N/A | #N/A | #N/A | #N/A | #N/A | #N/A
TRUE | QLD | QBBS | Belmont Wecker Road 33 | Energy Queensland | Shoulder | Non-coincident | 2019 | BASEYEARPOE90 | 21.0167 | NA | QLD Belmont Wecker Road 33 |  |  | FALSE | #N/A | #N/A | #N/A | #N/A | #N/A | #N/A | #N/A | #N/A | #N/A | #N/A
TRUE | QLD | QBBS | Belmont Wecker Road 33 | Energy Queensland | Shoulder | Non-coincident | 2019 | BASEYEARPOE50 | 23.2068 | 81.5464 | QLD Belmont Wecker Road 33 |  |  | FALSE | #N/A | #N/A | #N/A | #N/A | #N/A | #N/A | #N/A | #N/A | #N/A | #N/A
TRUE | QLD | QBBS | Belmont Wecker Road 33 | Energy Queensland | Shoulder | Coincident | 2020 | ACTUAL_OPG | 26.1045 | 74.5941 | QLD Belmont Wecker Road 33 |  |  | FALSE | #N/A | #N/A | #N/A | #N/A | #N/A | #N/A | #N/A | #N/A | #N/A | #N/A
TRUE | QLD | QBBS | Belmont Wecker Road 33 | Energy Queensland | Shoulder | Coincident | 2020 | ACTUAL_RAW | 26.1045 | 74.5941 | QLD Belmont Wecker Road 33 |  |  | FALSE | #N/A | #N/A | #N/A | #N/A | #N/A | #N/A | #N/A | #N/A | #N/A | #N/A
TRUE | QLD | QBBS | Belmont Wecker Road 33 | Energy Queensland | Shoulder | Non-coincident | 2020 | ACTUAL_RAW | 24.212 | 78.0937 | QLD Belmont Wecker Road 33 |  |  | FALSE | #N/A | #N/A | #N/A | #N/A | #N/A | #N/A | #N/A | #N/A | #N/A | #N/A
TRUE | QLD | QBBS | Belmont Wecker Road 33 | Energy Queensland | Shoulder | Non-coincident | 2020 | ACTUAL_OPG | 24.212 | 78.0937 | QLD Belmont Wecker Road 33 |  |  | FALSE | #N/A | #N/A | #N/A | #N/A | #N/A | #N/A | #N/A | #N/A | #N/A | #N/A
TRUE | QLD | QBBS | Belmont Wecker Road 33 | Energy Queensland | Shoulder | Non-coincident | 2020 | ACTUAL_ADJUSTEDOPG | 24.212 | 78.0937 | QLD Belmont Wecker Road 33 |  |  | FALSE | #N/A | #N/A | #N/A | #N/A | #N/A | #N/A | #N/A | #N/A | #N/A | #N/A
TRUE | QLD | QBBS | Belmont Wecker Road 33 | Energy Queensland | Shoulder | Coincident_unreconciled | 2021 | POE50 | 24 | NA | QLD Belmont Wecker Road 33 |  |  | FALSE | #N/A | #N/A | #N/A | #N/A | #N/A | #N/A | #N/A | #N/A | #N/A | #N/A
TRUE | QLD | QBBS | Belmont Wecker Road 33 | Energy Queensland | Shoulder | Coincident_unreconciled | 2021 | POE90 | 21.251 | NA | QLD Belmont Wecker Road 33 |  |  | FALSE | #N/A | #N/A | #N/A | #N/A | #N/A | #N/A | #N/A | #N/A | #N/A | #N/A
TRUE | QLD | QBBS | Belmont Wecker Road 33 | Energy Queensland | Shoulder | Non-coincident | 2021 | POE50 | 20.8 | 82.2766 | QLD Belmont Wecker Road 33 |  |  | FALSE | #N/A | #N/A | #N/A | #N/A | #N/A | #N/A | #N/A | #N/A | #N/A | #N/A
TRUE | QLD | QBBS | Belmont Wecker Road 33 | Energy Queensland | Shoulder | Non-coincident | 2021 | POE90 | 18.784 | NA | QLD Belmont Wecker Road 33 |  |  | FALSE | #N/A | #N/A | #N/A | #N/A | #N/A | #N/A | #N/A | #N/A | #N/A | #N/A
TRUE | QLD | QBBS | Belmont Wecker Road 33 | Energy Queensland | Shoulder | Coincident_unreconciled | 2022 | POE50 | 20.1313 | NA | QLD Belmont Wecker Road 33 |  |  | FALSE | #N/A | #N/A | #N/A | #N/A | #N/A | #N/A | #N/A | #N/A | #N/A | #N/A
TRUE | QLD | QBBS | Belmont Wecker Road 33 | Energy Queensland | Shoulder | Coincident_unreconciled | 2022 | POE90 | 17.358 | NA | QLD Belmont Wecker Road 33 |  |  | FALSE | #N/A | #N/A | #N/A | #N/A | #N/A | #N/A | #N/A | #N/A | #N/A | #N/A
TRUE | QLD | QBBS | Belmont Wecker Road 33 | Energy Queensland | Shoulder | Non-coincident | 2022 | POE50 | 17.9628 | 82.8338 | QLD Belmont Wecker Road 33 |  |  | FALSE | #N/A | #N/A | #N/A | #N/A | #N/A | #N/A | #N/A | #N/A | #N/A | #N/A
TRUE | QLD | QBBS | Belmont Wecker Road 33 | Energy Queensland | Shoulder | Non-coincident | 2022 | POE90 | 15.9289 | NA | QLD Belmont Wecker Road 33 |  |  | FALSE | #N/A | #N/A | #N/A | #N/A | #N/A | #N/A | #N/A | #N/A | #N/A | #N/A
TRUE | QLD | QBBS | Belmont Wecker Road 33 | Energy Queensland | Shoulder | Coincident_unreconciled | 2023 | POE50 | 16.7139 | NA | QLD Belmont Wecker Road 33 |  |  | FALSE | #N/A | #N/A | #N/A | #N/A | #N/A | #N/A | #N/A | #N/A | #N/A | #N/A
TRUE | QLD | QBBS | Belmont Wecker Road 33 | Energy Queensland | Shoulder | Coincident_unreconciled | 2023 | POE90 | 13.9186 | NA | QLD Belmont Wecker Road 33 |  |  | FALSE | #N/A | #N/A | #N/A | #N/A | #N/A | #N/A | #N/A | #N/A | #N/A | #N/A
TRUE | QLD | QBBS | Belmont Wecker Road 33 | Energy Queensland | Shoulder | Non-coincident | 2023 | POE50 | 15.4566 | 83.5796 | QLD Belmont Wecker Road 33 |  |  | FALSE | #N/A | #N/A | #N/A | #N/A | #N/A | #N/A | #N/A | #N/A | #N/A | #N/A
TRUE | QLD | QBBS | Belmont Wecker Road 33 | Energy Queensland | Shoulder | Non-coincident | 2023 | POE90 | 13.4066 | NA | QLD Belmont Wecker Road 33 |  |  | FALSE | #N/A | #N/A | #N/A | #N/A | #N/A | #N/A | #N/A | #N/A | #N/A | #N/A
TRUE | QLD | QBBS | Belmont Wecker Road 33 | Energy Queensland | Shoulder | Coincident_unreconciled | 2024 | POE50 | 14.0301 | NA | QLD Belmont Wecker Road 33 |  |  | FALSE | #N/A | #N/A | #N/A | #N/A | #N/A | #N/A | #N/A | #N/A | #N/A | #N/A
TRUE | QLD | QBBS | Belmont Wecker Road 33 | Energy Queensland | Shoulder | Coincident_unreconciled | 2024 | POE90 | 11.2129 | NA | QLD Belmont Wecker Road 33 |  |  | FALSE | #N/A | #N/A | #N/A | #N/A | #N/A | #N/A | #N/A | #N/A | #N/A | #N/A
TRUE | QLD | QBBS | Belmont Wecker Road 33 | Energy Queensland | Shoulder | Non-coincident | 2024 | POE50 | 13.4884 | 85.5893 | QLD Belmont Wecker Road 33 |  |  | FALSE | #N/A | #N/A | #N/A | #N/A | #N/A | #N/A | #N/A | #N/A | #N/A | #N/A
TRUE | QLD | QBBS | Belmont Wecker Road 33 | Energy Queensland | Shoulder | Non-coincident | 2024 | POE90 | 11.4223 | NA | QLD Belmont Wecker Road 33 |  |  | FALSE | #N/A | #N/A | #N/A | #N/A | #N/A | #N/A | #N/A | #N/A | #N/A | #N/A
TRUE | QLD | QBBS | Belmont Wecker Road 33 | Energy Queensland | Shoulder | Coincident_unreconciled | 2025 | POE50 | 11.5981 | NA | QLD Belmont Wecker Road 33 |  |  | FALSE | #N/A | #N/A | #N/A | #N/A | #N/A | #N/A | #N/A | #N/A | #N/A | #N/A
TRUE | QLD | QBBS | Belmont Wecker Road 33 | Energy Queensland | Shoulder | Coincident_unreconciled | 2025 | POE90 | 8.759 | NA | QLD Belmont Wecker Road 33 |  |  | FALSE | #N/A | #N/A | #N/A | #N/A | #N/A | #N/A | #N/A | #N/A | #N/A | #N/A
TRUE | QLD | QBBS | Belmont Wecker Road 33 | Energy Queensland | Shoulder | Non-coincident | 2025 | POE50 | 11.7048 | 85.7379 | QLD Belmont Wecker Road 33 |  |  | FALSE | #N/A | #N/A | #N/A | #N/A | #N/A | #N/A | #N/A | #N/A | #N/A | #N/A
TRUE | QLD | QBBS | Belmont Wecker Road 33 | Energy Queensland | Shoulder | Non-coincident | 2025 | POE90 | 9.6227 | NA | QLD Belmont Wecker Road 33 |  |  | FALSE | #N/A | #N/A | #N/A | #N/A | #N/A | #N/A | #N/A | #N/A | #N/A | #N/A
TRUE | QLD | QBBS | Belmont Wecker Road 33 | Energy Queensland | Shoulder | Coincident_unreconciled | 2026 | POE50 | 9.4021 | NA | QLD Belmont Wecker Road 33 |  |  | FALSE | #N/A | #N/A | #N/A | #N/A | #N/A | #N/A | #N/A | #N/A | #N/A | #N/A
TRUE | QLD | QBBS | Belmont Wecker Road 33 | Energy Queensland | Shoulder | Coincident_unreconciled | 2026 | POE90 | 6.5411 | NA | QLD Belmont Wecker Road 33 |  |  | FALSE | #N/A | #N/A | #N/A | #N/A | #N/A | #N/A | #N/A | #N/A | #N/A | #N/A
TRUE | QLD | QBBS | Belmont Wecker Road 33 | Energy Queensland | Shoulder | Non-coincident | 2026 | POE50 | 10.0944 | 86.3191 | QLD Belmont Wecker Road 33 |  |  | FALSE | #N/A | #N/A | #N/A | #N/A | #N/A | #N/A | #N/A | #N/A | #N/A | #N/A
TRUE | QLD | QBBS | Belmont Wecker Road 33 | Energy Queensland | Shoulder | Non-coincident | 2026 | POE90 | 7.9962 | NA | QLD Belmont Wecker Road 33 |  |  | FALSE | #N/A | #N/A | #N/A | #N/A | #N/A | #N/A | #N/A | #N/A | #N/A | #N/A
TRUE | QLD | QBBS | Belmont Wecker Road 33 | Energy Queensland | Shoulder | Coincident_unreconciled | 2027 | POE50 | 7.6478 | NA | QLD Belmont Wecker Road 33 |  |  | FALSE | #N/A | #N/A | #N/A | #N/A | #N/A | #N/A | #N/A | #N/A | #N/A | #N/A
TRUE | QLD | QBBS | Belmont Wecker Road 33 | Energy Queensland | Shoulder | Coincident_unreconciled | 2027 | POE90 | 4.7655 | NA | QLD Belmont Wecker Road 33 |  |  | FALSE | #N/A | #N/A | #N/A | #N/A | #N/A | #N/A | #N/A | #N/A | #N/A | #N/A
TRUE | QLD | QBBS | Belmont Wecker Road 33 | Energy Queensland | Shoulder | Non-coincident | 2027 | POE50 | 8.8078 | 86.509 | QLD Belmont Wecker Road 33 |  |  | FALSE | #N/A | #N/A | #N/A | #N/A | #N/A | #N/A | #N/A | #N/A | #N/A | #N/A
TRUE | QLD | QBBS | Belmont Wecker Road 33 | Energy Queensland | Shoulder | Non-coincident | 2027 | POE90 | 6.694 | NA | QLD Belmont Wecker Road 33 |  |  | FALSE | #N/A | #N/A | #N/A | #N/A | #N/A | #N/A | #N/A | #N/A | #N/A | #N/A
TRUE | QLD | QBBS | Belmont Wecker Road 33 | Energy Queensland | Shoulder | Coincident_unreconciled | 2028 | POE50 | 6.2124 | NA | QLD Belmont Wecker Road 33 |  |  | FALSE | #N/A | #N/A | #N/A | #N/A | #N/A | #N/A | #N/A | #N/A | #N/A | #N/A
TRUE | QLD | QBBS | Belmont Wecker Road 33 | Energy Queensland | Shoulder | Coincident_unreconciled | 2028 | POE90 | 3.3093 | NA | QLD Belmont Wecker Road 33 |  |  | FALSE | #N/A | #N/A | #N/A | #N/A | #N/A | #N/A | #N/A | #N/A | #N/A | #N/A
TRUE | QLD | QBBS | Belmont Wecker Road 33 | Energy Queensland | Shoulder | Non-coincident | 2028 | POE50 | 7.7551 | 87.1574 | QLD Belmont Wecker Road 33 |  |  | FALSE | #N/A | #N/A | #N/A | #N/A | #N/A | #N/A | #N/A | #N/A | #N/A | #N/A
TRUE | QLD | QBBS | Belmont Wecker Road 33 | Energy Queensland | Shoulder | Non-coincident | 2028 | POE90 | 5.6261 | NA | QLD Belmont Wecker Road 33 |  |  | FALSE | #N/A | #N/A | #N/A | #N/A | #N/A | #N/A | #N/A | #N/A | #N/A | #N/A
TRUE | QLD | QBBS | Belmont Wecker Road 33 | Energy Queensland | Shoulder | Coincident_unreconciled | 2029 | POE50 | 4.9796 | NA | QLD Belmont Wecker Road 33 |  |  | FALSE | #N/A | #N/A | #N/A | #N/A | #N/A | #N/A | #N/A | #N/A | #N/A | #N/A
TRUE | QLD | QBBS | Belmont Wecker Road 33 | Energy Queensland | Shoulder | Coincident_unreconciled | 2029 | POE90 | 2.0557 | NA | QLD Belmont Wecker Road 33 |  |  | FALSE | #N/A | #N/A | #N/A | #N/A | #N/A | #N/A | #N/A | #N/A | #N/A | #N/A
TRUE | QLD | QBBS | Belmont Wecker Road 33 | Energy Queensland | Shoulder | Non-coincident | 2029 | POE50 | 6.851 | 88.3844 | QLD Belmont Wecker Road 33 |  |  | FALSE | #N/A | #N/A | #N/A | #N/A | #N/A | #N/A | #N/A | #N/A | #N/A | #N/A
TRUE | QLD | QBBS | Belmont Wecker Road 33 | Energy Queensland | Shoulder | Non-coincident | 2029 | POE90 | 4.7067 | NA | QLD Belmont Wecker Road 33 |  |  | FALSE | #N/A | #N/A | #N/A | #N/A | #N/A | #N/A | #N/A | #N/A | #N/A | #N/A
TRUE | QLD | QBBS | Belmont Wecker Road 33 | Energy Queensland | Shoulder | Coincident_unreconciled | 2030 | POE50 | 3.9509 | NA | QLD Belmont Wecker Road 33 |  |  | FALSE | #N/A | #N/A | #N/A | #N/A | #N/A | #N/A | #N/A | #N/A | #N/A | #N/A
TRUE | QLD | QBBS | Belmont Wecker Road 33 | Energy Queensland | Shoulder | Coincident_unreconciled | 2030 | POE90 | 1.0061 | NA | QLD Belmont Wecker Road 33 |  |  | FALSE | #N/A | #N/A | #N/A | #N/A | #N/A | #N/A | #N/A | #N/A | #N/A | #N/A
TRUE | QLD | QBBS | Belmont Wecker Road 33 | Energy Queensland | Shoulder | Non-coincident | 2030 | POE50 | 6.0966 | 89.5472 | QLD Belmont Wecker Road 33 |  |  | FALSE | #N/A | #N/A | #N/A | #N/A | #N/A | #N/A | #N/A | #N/A | #N/A | #N/A
TRUE | QLD | QBBS | Belmont Wecker Road 33 | Energy Queensland | Shoulder | Non-coincident | 2030 | POE90 | 3.937 | NA | QLD Belmont Wecker Road 33 |  |  | FALSE | #N/A | #N/A | #N/A | #N/A | #N/A | #N/A | #N/A | #N/A | #N/A | #N/A
TRUE | QLD | QBBS | Belmont Wecker Road 33 | Energy Queensland | Summer | Coincident | 2017 | ACTUAL_OPG | 32.6669 | 118.7669 | QLD Belmont Wecker Road 33 |  |  | FALSE | #N/A | #N/A | #N/A | #N/A | #N/A | #N/A | #N/A | #N/A | #N/A | #N/A
TRUE | QLD | QBBS | Belmont Wecker Road 33 | Energy Queensland | Summer | Coincident | 2017 | ACTUAL_RAW | 32.6669 | 118.7669 | QLD Belmont Wecker Road 33 |  |  | FALSE | #N/A | #N/A | #N/A | #N/A | #N/A | #N/A | #N/A | #N/A | #N/A | #N/A
TRUE | QLD | QBBS | Belmont Wecker Road 33 | Energy Queensland | Summer | Non-coincident | 2017 | ACTUAL_RAW | 30.9864 | 128.1693 | QLD Belmont Wecker Road 33 |  |  | FALSE | #N/A | #N/A | #N/A | #N/A | #N/A | #N/A | #N/A | #N/A | #N/A | #N/A
TRUE | QLD | QBBS | Belmont Wecker Road 33 | Energy Queensland | Summer | Non-coincident | 2017 | ACTUAL_OPG | 30.9864 | 128.1693 | QLD Belmont Wecker Road 33 |  |  | FALSE | #N/A | #N/A | #N/A | #N/A | #N/A | #N/A | #N/A | #N/A | #N/A | #N/A
TRUE | QLD | QBBS | Belmont Wecker Road 33 | Energy Queensland | Summer | Non-coincident | 2017 | ACTUAL_ADJUSTEDOPG | 30.9864 | 128.1693 | QLD Belmont Wecker Road 33 |  |  | FALSE | #N/A | #N/A | #N/A | #N/A | #N/A | #N/A | #N/A | #N/A | #N/A | #N/A
TRUE | QLD | QBBS | Belmont Wecker Road 33 | Energy Queensland | Summer | Coincident | 2018 | ACTUAL_OPG | 29.3125 | 121.1267 | QLD Belmont Wecker Road 33 |  |  | FALSE | #N/A | #N/A | #N/A | #N/A | #N/A | #N/A | #N/A | #N/A | #N/A | #N/A
TRUE | QLD | QBBS | Belmont Wecker Road 33 | Energy Queensland | Summer | Coincident | 2018 | ACTUAL_RAW | 29.3125 | 121.1267 | QLD Belmont Wecker Road 33 |  |  | FALSE | #N/A | #N/A | #N/A | #N/A | #N/A | #N/A | #N/A | #N/A | #N/A | #N/A
TRUE | QLD | QBBS | Belmont Wecker Road 33 | Energy Queensland | Summer | Non-coincident | 2018 | ACTUAL_RAW | 28.3306 | 125.2635 | QLD Belmont Wecker Road 33 |  |  | FALSE | #N/A | #N/A | #N/A | #N/A | #N/A | #N/A | #N/A | #N/A | #N/A | #N/A
TRUE | QLD | QBBS | Belmont Wecker Road 33 | Energy Queensland | Summer | Non-coincident | 2018 | ACTUAL_OPG | 28.3306 | 125.2635 | QLD Belmont Wecker Road 33 |  |  | FALSE | #N/A | #N/A | #N/A | #N/A | #N/A | #N/A | #N/A | #N/A | #N/A | #N/A
TRUE | QLD | QBBS | Belmont Wecker Road 33 | Energy Queensland | Summer | Non-coincident | 2018 | ACTUAL_ADJUSTEDOPG | 28.3306 | 125.2635 | QLD Belmont Wecker Road 33 |  |  | FALSE | #N/A | #N/A | #N/A | #N/A | #N/A | #N/A | #N/A | #N/A | #N/A | #N/A
TRUE | QLD | QBBS | Belmont Wecker Road 33 | Energy Queensland | Summer | Coincident | 2019 | ACTUAL_OPG | 28.7082 | 123.5277 | QLD Belmont Wecker Road 33 |  |  | FALSE | #N/A | #N/A | #N/A | #N/A | #N/A | #N/A | #N/A | #N/A | #N/A | #N/A
TRUE | QLD | QBBS | Belmont Wecker Road 33 | Energy Queensland | Summer | Coincident | 2019 | ACTUAL_RAW | 28.7082 | 123.5277 | QLD Belmont Wecker Road 33 |  |  | FALSE | #N/A | #N/A | #N/A | #N/A | #N/A | #N/A | #N/A | #N/A | #N/A | #N/A
TRUE | QLD | QBBS | Belmont Wecker Road 33 | Energy Queensland | Summer | Non-coincident | 2019 | ACTUAL_RAW | 27.8806 | 125.0931 | QLD Belmont Wecker Road 33 |  |  | FALSE | #N/A | #N/A | #N/A | #N/A | #N/A | #N/A | #N/A | #N/A | #N/A | #N/A
TRUE | QLD | QBBS | Belmont Wecker Road 33 | Energy Queensland | Summer | Non-coincident | 2019 | ACTUAL_OPG | 27.8806 | 125.0931 | QLD Belmont Wecker Road 33 |  |  | FALSE | #N/A | #N/A | #N/A | #N/A | #N/A | #N/A | #N/A | #N/A | #N/A | #N/A
TRUE | QLD | QBBS | Belmont Wecker Road 33 | Energy Queensland | Summer | Non-coincident | 2019 | ACTUAL_ADJUSTEDOPG | 27.8806 | 125.0931 | QLD Belmont Wecker Road 33 |  |  | FALSE | #N/A | #N/A | #N/A | #N/A | #N/A | #N/A | #N/A | #N/A | #N/A | #N/A
TRUE | QLD | QBBS | Belmont Wecker Road 33 | Energy Queensland | Summer | Non-coincident | 2019 | BASEYEARPOE90 | 22.8335 | NA | QLD Belmont Wecker Road 33 |  |  | FALSE | #N/A | #N/A | #N/A | #N/A | #N/A | #N/A | #N/A | #N/A | #N/A | #N/A
TRUE | QLD | QBBS | Belmont Wecker Road 33 | Energy Queensland | Summer | Non-coincident | 2019 | BASEYEARPOE50 | 24.8308 | 117.7465 | QLD Belmont Wecker Road 33 |  |  | FALSE | #N/A | #N/A | #N/A | #N/A | #N/A | #N/A | #N/A | #N/A | #N/A | #N/A
TRUE | QLD | QBBS | Belmont Wecker Road 33 | Energy Queensland | Summer | Coincident | 2020 | ACTUAL_OPG | 27.2668 | 119.5072 | QLD Belmont Wecker Road 33 |  |  | FALSE | #N/A | #N/A | #N/A | #N/A | #N/A | #N/A | #N/A | #N/A | #N/A | #N/A
TRUE | QLD | QBBS | Belmont Wecker Road 33 | Energy Queensland | Summer | Coincident | 2020 | ACTUAL_RAW | 27.2668 | 119.5072 | QLD Belmont Wecker Road 33 |  |  | FALSE | #N/A | #N/A | #N/A | #N/A | #N/A | #N/A | #N/A | #N/A | #N/A | #N/A
TRUE | QLD | QBBS | Belmont Wecker Road 33 | Energy Queensland | Summer | Non-coincident | 2020 | ACTUAL_RAW | 24.0252 | 136.743 | QLD Belmont Wecker Road 33 |  |  | FALSE | #N/A | #N/A | #N/A | #N/A | #N/A | #N/A | #N/A | #N/A | #N/A | #N/A
TRUE | QLD | QBBS | Belmont Wecker Road 33 | Energy Queensland | Summer | Non-coincident | 2020 | ACTUAL_OPG | 24.0252 | 136.743 | QLD Belmont Wecker Road 33 |  |  | FALSE | #N/A | #N/A | #N/A | #N/A | #N/A | #N/A | #N/A | #N/A | #N/A | #N/A
TRUE | QLD | QBBS | Belmont Wecker Road 33 | Energy Queensland | Summer | Non-coincident | 2020 | ACTUAL_ADJUSTEDOPG | 24.0252 | 136.743 | QLD Belmont Wecker Road 33 |  |  | FALSE | #N/A | #N/A | #N/A | #N/A | #N/A | #N/A | #N/A | #N/A | #N/A | #N/A
TRUE | QLD | QBBS | Belmont Wecker Road 33 | Energy Queensland | Summer | Coincident_unreconciled | 2021 | POE50 | 27.045 | NA | QLD Belmont Wecker Road 33 |  |  | FALSE | #N/A | #N/A | #N/A | #N/A | #N/A | #N/A | #N/A | #N/A | #N/A | #N/A
TRUE | QLD | QBBS | Belmont Wecker Road 33 | Energy Queensland | Summer | Coincident_unreconciled | 2021 | POE90 | 23.4343 | NA | QLD Belmont Wecker Road 33 |  |  | FALSE | #N/A | #N/A | #N/A | #N/A | #N/A | #N/A | #N/A | #N/A | #N/A | #N/A
TRUE | QLD | QBBS | Belmont Wecker Road 33 | Energy Queensland | Summer | Non-coincident | 2021 | POE50 | 25.045 | 121.2478 | QLD Belmont Wecker Road 33 |  |  | FALSE | #N/A | #N/A | #N/A | #N/A | #N/A | #N/A | #N/A | #N/A | #N/A | #N/A
TRUE | QLD | QBBS | Belmont Wecker Road 33 | Energy Queensland | Summer | Non-coincident | 2021 | POE90 | 15.4768 | NA | QLD Belmont Wecker Road 33 |  |  | FALSE | #N/A | #N/A | #N/A | #N/A | #N/A | #N/A | #N/A | #N/A | #N/A | #N/A
TRUE | QLD | QBBS | Belmont Wecker Road 33 | Energy Queensland | Summer | Coincident_unreconciled | 2022 | POE50 | 24.3498 | NA | QLD Belmont Wecker Road 33 |  |  | FALSE | #N/A | #N/A | #N/A | #N/A | #N/A | #N/A | #N/A | #N/A | #N/A | #N/A
TRUE | QLD | QBBS | Belmont Wecker Road 33 | Energy Queensland | Summer | Coincident_unreconciled | 2022 | POE90 | 20.7115 | NA | QLD Belmont Wecker Road 33 |  |  | FALSE | #N/A | #N/A | #N/A | #N/A | #N/A | #N/A | #N/A | #N/A | #N/A | #N/A
TRUE | QLD | QBBS | Belmont Wecker Road 33 | Energy Queensland | Summer | Non-coincident | 2022 | POE50 | 24.2641 | 122.0422 | QLD Belmont Wecker Road 33 |  |  | FALSE | #N/A | #N/A | #N/A | #N/A | #N/A | #N/A | #N/A | #N/A | #N/A | #N/A
TRUE | QLD | QBBS | Belmont Wecker Road 33 | Energy Queensland | Summer | Non-coincident | 2022 | POE90 | 14.6291 | NA | QLD Belmont Wecker Road 33 |  |  | FALSE | #N/A | #N/A | #N/A | #N/A | #N/A | #N/A | #N/A | #N/A | #N/A | #N/A
TRUE | QLD | QBBS | Belmont Wecker Road 33 | Energy Queensland | Summer | Coincident_unreconciled | 2023 | POE50 | 21.9594 | NA | QLD Belmont Wecker Road 33 |  |  | FALSE | #N/A | #N/A | #N/A | #N/A | #N/A | #N/A | #N/A | #N/A | #N/A | #N/A
TRUE | QLD | QBBS | Belmont Wecker Road 33 | Energy Queensland | Summer | Coincident_unreconciled | 2023 | POE90 | 18.2962 | NA | QLD Belmont Wecker Road 33 |  |  | FALSE | #N/A | #N/A | #N/A | #N/A | #N/A | #N/A | #N/A | #N/A | #N/A | #N/A
TRUE | QLD | QBBS | Belmont Wecker Road 33 | Energy Queensland | Summer | Non-coincident | 2023 | POE50 | 22.4562 | 122.7583 | QLD Belmont Wecker Road 33 |  |  | FALSE | #N/A | #N/A | #N/A | #N/A | #N/A | #N/A | #N/A | #N/A | #N/A | #N/A
TRUE | QLD | QBBS | Belmont Wecker Road 33 | Energy Queensland | Summer | Non-coincident | 2023 | POE90 | 13.8786 | NA | QLD Belmont Wecker Road 33 |  |  | FALSE | #N/A | #N/A | #N/A | #N/A | #N/A | #N/A | #N/A | #N/A | #N/A | #N/A
TRUE | QLD | QBBS | Belmont Wecker Road 33 | Energy Queensland | Summer | Coincident_unreconciled | 2024 | POE50 | 20.1111 | NA | QLD Belmont Wecker Road 33 |  |  | FALSE | #N/A | #N/A | #N/A | #N/A | #N/A | #N/A | #N/A | #N/A | #N/A | #N/A
TRUE | QLD | QBBS | Belmont Wecker Road 33 | Energy Queensland | Summer | Coincident_unreconciled | 2024 | POE90 | 16.4232 | NA | QLD Belmont Wecker Road 33 |  |  | FALSE | #N/A | #N/A | #N/A | #N/A | #N/A | #N/A | #N/A | #N/A | #N/A | #N/A
TRUE | QLD | QBBS | Belmont Wecker Road 33 | Energy Queensland | Summer | Non-coincident | 2024 | POE50 | 20.6187 | 123.4952 | QLD Belmont Wecker Road 33 |  |  | FALSE | #N/A | #N/A | #N/A | #N/A | #N/A | #N/A | #N/A | #N/A | #N/A | #N/A
TRUE | QLD | QBBS | Belmont Wecker Road 33 | Energy Queensland | Summer | Non-coincident | 2024 | POE90 | 13.3117 | NA | QLD Belmont Wecker Road 33 |  |  | FALSE | #N/A | #N/A | #N/A | #N/A | #N/A | #N/A | #N/A | #N/A | #N/A | #N/A
TRUE | QLD | QBBS | Belmont Wecker Road 33 | Energy Queensland | Summer | Coincident_unreconciled | 2025 | POE50 | 18.403 | NA | QLD Belmont Wecker Road 33 |  |  | FALSE | #N/A | #N/A | #N/A | #N/A | #N/A | #N/A | #N/A | #N/A | #N/A | #N/A
TRUE | QLD | QBBS | Belmont Wecker Road 33 | Energy Queensland | Summer | Coincident_unreconciled | 2025 | POE90 | 14.6902 | NA | QLD Belmont Wecker Road 33 |  |  | FALSE | #N/A | #N/A | #N/A | #N/A | #N/A | #N/A | #N/A | #N/A | #N/A | #N/A
TRUE | QLD | QBBS | Belmont Wecker Road 33 | Energy Queensland | Summer | Non-coincident | 2025 | POE50 | 18.9206 | 124.2634 | QLD Belmont Wecker Road 33 |  |  | FALSE | #N/A | #N/A | #N/A | #N/A | #N/A | #N/A | #N/A | #N/A | #N/A | #N/A
TRUE | QLD | QBBS | Belmont Wecker Road 33 | Energy Queensland | Summer | Non-coincident | 2025 | POE90 | 12.7886 | NA | QLD Belmont Wecker Road 33 |  |  | FALSE | #N/A | #N/A | #N/A | #N/A | #N/A | #N/A | #N/A | #N/A | #N/A | #N/A
TRUE | QLD | QBBS | Belmont Wecker Road 33 | Energy Queensland | Summer | Coincident_unreconciled | 2026 | POE50 | 16.8702 | NA | QLD Belmont Wecker Road 33 |  |  | FALSE | #N/A | #N/A | #N/A | #N/A | #N/A | #N/A | #N/A | #N/A | #N/A | #N/A
TRUE | QLD | QBBS | Belmont Wecker Road 33 | Energy Queensland | Summer | Coincident_unreconciled | 2026 | POE90 | 13.1326 | NA | QLD Belmont Wecker Road 33 |  |  | FALSE | #N/A | #N/A | #N/A | #N/A | #N/A | #N/A | #N/A | #N/A | #N/A | #N/A
TRUE | QLD | QBBS | Belmont Wecker Road 33 | Energy Queensland | Summer | Non-coincident | 2026 | POE50 | 17.3967 | 125.0967 | QLD Belmont Wecker Road 33 |  |  | FALSE | #N/A | #N/A | #N/A | #N/A | #N/A | #N/A | #N/A | #N/A | #N/A | #N/A
TRUE | QLD | QBBS | Belmont Wecker Road 33 | Energy Queensland | Summer | Non-coincident | 2026 | POE90 | 12.3181 | NA | QLD Belmont Wecker Road 33 |  |  | FALSE | #N/A | #N/A | #N/A | #N/A | #N/A | #N/A | #N/A | #N/A | #N/A | #N/A
TRUE | QLD | QBBS | Belmont Wecker Road 33 | Energy Queensland | Summer | Coincident_unreconciled | 2027 | POE50 | 15.6668 | NA | QLD Belmont Wecker Road 33 |  |  | FALSE | #N/A | #N/A | #N/A | #N/A | #N/A | #N/A | #N/A | #N/A | #N/A | #N/A
TRUE | QLD | QBBS | Belmont Wecker Road 33 | Energy Queensland | Summer | Coincident_unreconciled | 2027 | POE90 | 11.9052 | NA | QLD Belmont Wecker Road 33 |  |  | FALSE | #N/A | #N/A | #N/A | #N/A | #N/A | #N/A | #N/A | #N/A | #N/A | #N/A
TRUE | QLD | QBBS | Belmont Wecker Road 33 | Energy Queensland | Summer | Non-coincident | 2027 | POE50 | 16.2004 | 126.0003 | QLD Belmont Wecker Road 33 |  |  | FALSE | #N/A | #N/A | #N/A | #N/A | #N/A | #N/A | #N/A | #N/A | #N/A | #N/A
TRUE | QLD | QBBS | Belmont Wecker Road 33 | Energy Queensland | Summer | Non-coincident | 2027 | POE90 | 11.9459 | NA | QLD Belmont Wecker Road 33 |  |  | FALSE | #N/A | #N/A | #N/A | #N/A | #N/A | #N/A | #N/A | #N/A | #N/A | #N/A
TRUE | QLD | QBBS | Belmont Wecker Road 33 | Energy Queensland | Summer | Coincident_unreconciled | 2028 | POE50 | 14.6872 | NA | QLD Belmont Wecker Road 33 |  |  | FALSE | #N/A | #N/A | #N/A | #N/A | #N/A | #N/A | #N/A | #N/A | #N/A | #N/A
TRUE | QLD | QBBS | Belmont Wecker Road 33 | Energy Queensland | Summer | Coincident_unreconciled | 2028 | POE90 | 10.9019 | NA | QLD Belmont Wecker Road 33 |  |  | FALSE | #N/A | #N/A | #N/A | #N/A | #N/A | #N/A | #N/A | #N/A | #N/A | #N/A
TRUE | QLD | QBBS | Belmont Wecker Road 33 | Energy Queensland | Summer | Non-coincident | 2028 | POE50 | 15.2265 | 126.9686 | QLD Belmont Wecker Road 33 |  |  | FALSE | #N/A | #N/A | #N/A | #N/A | #N/A | #N/A | #N/A | #N/A | #N/A | #N/A
TRUE | QLD | QBBS | Belmont Wecker Road 33 | Energy Queensland | Summer | Non-coincident | 2028 | POE90 | 11.4634 | NA | QLD Belmont Wecker Road 33 |  |  | FALSE | #N/A | #N/A | #N/A | #N/A | #N/A | #N/A | #N/A | #N/A | #N/A | #N/A
TRUE | QLD | QBBS | Belmont Wecker Road 33 | Energy Queensland | Summer | Coincident_unreconciled | 2029 | POE50 | 13.8745 | NA | QLD Belmont Wecker Road 33 |  |  | FALSE | #N/A | #N/A | #N/A | #N/A | #N/A | #N/A | #N/A | #N/A | #N/A | #N/A
TRUE | QLD | QBBS | Belmont Wecker Road 33 | Energy Queensland | Summer | Coincident_unreconciled | 2029 | POE90 | 10.0656 | NA | QLD Belmont Wecker Road 33 |  |  | FALSE | #N/A | #N/A | #N/A | #N/A | #N/A | #N/A | #N/A | #N/A | #N/A | #N/A
TRUE | QLD | QBBS | Belmont Wecker Road 33 | Energy Queensland | Summer | Non-coincident | 2029 | POE50 | 14.4185 | 128.0307 | QLD Belmont Wecker Road 33 |  |  | FALSE | #N/A | #N/A | #N/A | #N/A | #N/A | #N/A | #N/A | #N/A | #N/A | #N/A
TRUE | QLD | QBBS | Belmont Wecker Road 33 | Energy Queensland | Summer | Non-coincident | 2029 | POE90 | 10.632 | NA | QLD Belmont Wecker Road 33 |  |  | FALSE | #N/A | #N/A | #N/A | #N/A | #N/A | #N/A | #N/A | #N/A | #N/A | #N/A
TRUE | QLD | QBBS | Belmont Wecker Road 33 | Energy Queensland | Summer | Coincident_unreconciled | 2030 | POE50 | 13.2286 | NA | QLD Belmont Wecker Road 33 |  |  | FALSE | #N/A | #N/A | #N/A | #N/A | #N/A | #N/A | #N/A | #N/A | #N/A | #N/A
TRUE | QLD | QBBS | Belmont Wecker Road 33 | Energy Queensland | Summer | Coincident_unreconciled | 2030 | POE90 | 9.3962 | NA | QLD Belmont Wecker Road 33 |  |  | FALSE | #N/A | #N/A | #N/A | #N/A | #N/A | #N/A | #N/A | #N/A | #N/A | #N/A
TRUE | QLD | QBBS | Belmont Wecker Road 33 | Energy Queensland | Summer | Non-coincident | 2030 | POE50 | 13.7765 | 129.2388 | QLD Belmont Wecker Road 33 |  |  | FALSE | #N/A | #N/A | #N/A | #N/A | #N/A | #N/A | #N/A | #N/A | #N/A | #N/A
TRUE | QLD | QBBS | Belmont Wecker Road 33 | Energy Queensland | Summer | Non-coincident | 2030 | POE90 | 9.9665 | NA | QLD Belmont Wecker Road 33 |  |  | FALSE | #N/A | #N/A | #N/A | #N/A | #N/A | #N/A | #N/A | #N/A | #N/A | #N/A
TRUE | QLD | QBBS | Belmont Wecker Road 33 | Energy Queensland | Winter | Coincident | 2016 | ACTUAL_OPG | 32.397 | 91.0211 | QLD Belmont Wecker Road 33 |  |  | FALSE | #N/A | #N/A | #N/A | #N/A | #N/A | #N/A | #N/A | #N/A | #N/A | #N/A
TRUE | QLD | QBBS | Belmont Wecker Road 33 | Energy Queensland | Winter | Coincident | 2016 | ACTUAL_RAW | 32.397 | 91.0211 | QLD Belmont Wecker Road 33 |  |  | FALSE | #N/A | #N/A | #N/A | #N/A | #N/A | #N/A | #N/A | #N/A | #N/A | #N/A
TRUE | QLD | QBBS | Belmont Wecker Road 33 | Energy Queensland | Winter | Non-coincident | 2016 | ACTUAL_RAW | 29.5799 | 97.6631 | QLD Belmont Wecker Road 33 |  |  | FALSE | #N/A | #N/A | #N/A | #N/A | #N/A | #N/A | #N/A | #N/A | #N/A | #N/A
TRUE | QLD | QBBS | Belmont Wecker Road 33 | Energy Queensland | Winter | Non-coincident | 2016 | ACTUAL_OPG | 29.5799 | 97.6631 | QLD Belmont Wecker Road 33 |  |  | FALSE | #N/A | #N/A | #N/A | #N/A | #N/A | #N/A | #N/A | #N/A | #N/A | #N/A
TRUE | QLD | QBBS | Belmont Wecker Road 33 | Energy Queensland | Winter | Coincident | 2017 | ACTUAL_OPG | 36.4092 | 80.3048 | QLD Belmont Wecker Road 33 |  |  | FALSE | #N/A | #N/A | #N/A | #N/A | #N/A | #N/A | #N/A | #N/A | #N/A | #N/A
TRUE | QLD | QBBS | Belmont Wecker Road 33 | Energy Queensland | Winter | Coincident | 2017 | ACTUAL_RAW | 36.4092 | 80.3048 | QLD Belmont Wecker Road 33 |  |  | FALSE | #N/A | #N/A | #N/A | #N/A | #N/A | #N/A | #N/A | #N/A | #N/A | #N/A
TRUE | QLD | QBBS | Belmont Wecker Road 33 | Energy Queensland | Winter | Non-coincident | 2017 | ACTUAL_RAW | 28.0155 | 84.1441 | QLD Belmont Wecker Road 33 |  |  | FALSE | #N/A | #N/A | #N/A | #N/A | #N/A | #N/A | #N/A | #N/A | #N/A | #N/A
TRUE | QLD | QBBS | Belmont Wecker Road 33 | Energy Queensland | Winter | Non-coincident | 2017 | ACTUAL_OPG | 28.0155 | 84.1441 | QLD Belmont Wecker Road 33 |  |  | FALSE | #N/A | #N/A | #N/A | #N/A | #N/A | #N/A | #N/A | #N/A | #N/A | #N/A
TRUE | QLD | QBBS | Belmont Wecker Road 33 | Energy Queensland | Winter | Non-coincident | 2017 | ACTUAL_ADJUSTEDOPG | 28.0155 | 84.1441 | QLD Belmont Wecker Road 33 |  |  | FALSE | #N/A | #N/A | #N/A | #N/A | #N/A | #N/A | #N/A | #N/A | #N/A | #N/A
TRUE | QLD | QBBS | Belmont Wecker Road 33 | Energy Queensland | Winter | Coincident | 2018 | ACTUAL_OPG | 32.6688 | 86.786 | QLD Belmont Wecker Road 33 |  |  | FALSE | #N/A | #N/A | #N/A | #N/A | #N/A | #N/A | #N/A | #N/A | #N/A | #N/A
TRUE | QLD | QBBS | Belmont Wecker Road 33 | Energy Queensland | Winter | Coincident | 2018 | ACTUAL_RAW | 32.6688 | 86.786 | QLD Belmont Wecker Road 33 |  |  | FALSE | #N/A | #N/A | #N/A | #N/A | #N/A | #N/A | #N/A | #N/A | #N/A | #N/A
TRUE | QLD | QBBS | Belmont Wecker Road 33 | Energy Queensland | Winter | Non-coincident | 2018 | ACTUAL_RAW | 29.5194 | 87.3238 | QLD Belmont Wecker Road 33 |  |  | FALSE | #N/A | #N/A | #N/A | #N/A | #N/A | #N/A | #N/A | #N/A | #N/A | #N/A
TRUE | QLD | QBBS | Belmont Wecker Road 33 | Energy Queensland | Winter | Non-coincident | 2018 | ACTUAL_OPG | 29.5194 | 87.3238 | QLD Belmont Wecker Road 33 |  |  | FALSE | #N/A | #N/A | #N/A | #N/A | #N/A | #N/A | #N/A | #N/A | #N/A | #N/A
TRUE | QLD | QBBS | Belmont Wecker Road 33 | Energy Queensland | Winter | Non-coincident | 2018 | ACTUAL_ADJUSTEDOPG | 29.5194 | 87.3238 | QLD Belmont Wecker Road 33 |  |  | FALSE | #N/A | #N/A | #N/A | #N/A | #N/A | #N/A | #N/A | #N/A | #N/A | #N/A
TRUE | QLD | QBBS | Belmont Wecker Road 33 | Energy Queensland | Winter | Coincident | 2019 | ACTUAL_OPG | 37.4684 | 87.0305 | QLD Belmont Wecker Road 33 |  |  | FALSE | #N/A | #N/A | #N/A | #N/A | #N/A | #N/A | #N/A | #N/A | #N/A | #N/A
TRUE | QLD | QBBS | Belmont Wecker Road 33 | Energy Queensland | Winter | Coincident | 2019 | ACTUAL_RAW | 37.4684 | 87.0305 | QLD Belmont Wecker Road 33 |  |  | FALSE | #N/A | #N/A | #N/A | #N/A | #N/A | #N/A | #N/A | #N/A | #N/A | #N/A
TRUE | QLD | QBBS | Belmont Wecker Road 33 | Energy Queensland | Winter | Non-coincident | 2019 | ACTUAL_RAW | 28.1206 | 88.3219 | QLD Belmont Wecker Road 33 |  |  | FALSE | #N/A | #N/A | #N/A | #N/A | #N/A | #N/A | #N/A | #N/A | #N/A | #N/A
TRUE | QLD | QBBS | Belmont Wecker Road 33 | Energy Queensland | Winter | Non-coincident | 2019 | ACTUAL_OPG | 28.1206 | 88.3219 | QLD Belmont Wecker Road 33 |  |  | FALSE | #N/A | #N/A | #N/A | #N/A | #N/A | #N/A | #N/A | #N/A | #N/A | #N/A
TRUE | QLD | QBBS | Belmont Wecker Road 33 | Energy Queensland | Winter | Non-coincident | 2019 | ACTUAL_ADJUSTEDOPG | 28.1206 | 88.3219 | QLD Belmont Wecker Road 33 |  |  | FALSE | #N/A | #N/A | #N/A | #N/A | #N/A | #N/A | #N/A | #N/A | #N/A | #N/A
TRUE | QLD | QBBS | Belmont Wecker Road 33 | Energy Queensland | Winter | Non-coincident | 2019 | BASEYEARPOE90 | 26.2857 | NA | QLD Belmont Wecker Road 33 |  |  | FALSE | #N/A | #N/A | #N/A | #N/A | #N/A | #N/A | #N/A | #N/A | #N/A | #N/A
TRUE | QLD | QBBS | Belmont Wecker Road 33 | Energy Queensland | Winter | Non-coincident | 2019 | BASEYEARPOE50 | 28.0193 | 85.8849 | QLD Belmont Wecker Road 33 |  |  | FALSE | #N/A | #N/A | #N/A | #N/A | #N/A | #N/A | #N/A | #N/A | #N/A | #N/A
TRUE | QLD | QBBS | Belmont Wecker Road 33 | Energy Queensland | Winter | Coincident_unreconciled | 2020 | POE50 | 31.0592 | NA | QLD Belmont Wecker Road 33 |  |  | FALSE | #N/A | #N/A | #N/A | #N/A | #N/A | #N/A | #N/A | #N/A | #N/A | #N/A
TRUE | QLD | QBBS | Belmont Wecker Road 33 | Energy Queensland | Winter | Coincident_unreconciled | 2020 | POE90 | 28.435 | NA | QLD Belmont Wecker Road 33 |  |  | FALSE | #N/A | #N/A | #N/A | #N/A | #N/A | #N/A | #N/A | #N/A | #N/A | #N/A
TRUE | QLD | QBBS | Belmont Wecker Road 33 | Energy Queensland | Winter | Non-coincident | 2020 | POE50 | 27.0592 | 88.8012 | QLD Belmont Wecker Road 33 |  |  | FALSE | #N/A | #N/A | #N/A | #N/A | #N/A | #N/A | #N/A | #N/A | #N/A | #N/A
TRUE | QLD | QBBS | Belmont Wecker Road 33 | Energy Queensland | Winter | Non-coincident | 2020 | POE90 | 25.0985 | NA | QLD Belmont Wecker Road 33 |  |  | FALSE | #N/A | #N/A | #N/A | #N/A | #N/A | #N/A | #N/A | #N/A | #N/A | #N/A
TRUE | QLD | QBBS | Belmont Wecker Road 33 | Energy Queensland | Winter | Coincident_unreconciled | 2021 | POE50 | 27.3609 | NA | QLD Belmont Wecker Road 33 |  |  | FALSE | #N/A | #N/A | #N/A | #N/A | #N/A | #N/A | #N/A | #N/A | #N/A | #N/A
TRUE | QLD | QBBS | Belmont Wecker Road 33 | Energy Queensland | Winter | Coincident_unreconciled | 2021 | POE90 | 24.7125 | NA | QLD Belmont Wecker Road 33 |  |  | FALSE | #N/A | #N/A | #N/A | #N/A | #N/A | #N/A | #N/A | #N/A | #N/A | #N/A
TRUE | QLD | QBBS | Belmont Wecker Road 33 | Energy Queensland | Winter | Non-coincident | 2021 | POE50 | 24.2959 | 89.4824 | QLD Belmont Wecker Road 33 |  |  | FALSE | #N/A | #N/A | #N/A | #N/A | #N/A | #N/A | #N/A | #N/A | #N/A | #N/A
TRUE | QLD | QBBS | Belmont Wecker Road 33 | Energy Queensland | Winter | Non-coincident | 2021 | POE90 | 22.3171 | NA | QLD Belmont Wecker Road 33 |  |  | FALSE | #N/A | #N/A | #N/A | #N/A | #N/A | #N/A | #N/A | #N/A | #N/A | #N/A
TRUE | QLD | QBBS | Belmont Wecker Road 33 | Energy Queensland | Winter | Coincident_unreconciled | 2022 | POE50 | 23.8833 | NA | QLD Belmont Wecker Road 33 |  |  | FALSE | #N/A | #N/A | #N/A | #N/A | #N/A | #N/A | #N/A | #N/A | #N/A | #N/A
TRUE | QLD | QBBS | Belmont Wecker Road 33 | Energy Queensland | Winter | Coincident_unreconciled | 2022 | POE90 | 21.2155 | NA | QLD Belmont Wecker Road 33 |  |  | FALSE | #N/A | #N/A | #N/A | #N/A | #N/A | #N/A | #N/A | #N/A | #N/A | #N/A
TRUE | QLD | QBBS | Belmont Wecker Road 33 | Energy Queensland | Winter | Non-coincident | 2022 | POE50 | 21.6975 | 90.0207 | QLD Belmont Wecker Road 33 |  |  | FALSE | #N/A | #N/A | #N/A | #N/A | #N/A | #N/A | #N/A | #N/A | #N/A | #N/A
TRUE | QLD | QBBS | Belmont Wecker Road 33 | Energy Queensland | Winter | Non-coincident | 2022 | POE90 | 19.7042 | NA | QLD Belmont Wecker Road 33 |  |  | FALSE | #N/A | #N/A | #N/A | #N/A | #N/A | #N/A | #N/A | #N/A | #N/A | #N/A
TRUE | QLD | QBBS | Belmont Wecker Road 33 | Energy Queensland | Winter | Coincident_unreconciled | 2023 | POE50 | 21.1262 | NA | QLD Belmont Wecker Road 33 |  |  | FALSE | #N/A | #N/A | #N/A | #N/A | #N/A | #N/A | #N/A | #N/A | #N/A | #N/A
TRUE | QLD | QBBS | Belmont Wecker Road 33 | Energy Queensland | Winter | Coincident_unreconciled | 2023 | POE90 | 18.439 | NA | QLD Belmont Wecker Road 33 |  |  | FALSE | #N/A | #N/A | #N/A | #N/A | #N/A | #N/A | #N/A | #N/A | #N/A | #N/A
TRUE | QLD | QBBS | Belmont Wecker Road 33 | Energy Queensland | Winter | Non-coincident | 2023 | POE50 | 19.6375 | 90.5661 | QLD Belmont Wecker Road 33 |  |  | FALSE | #N/A | #N/A | #N/A | #N/A | #N/A | #N/A | #N/A | #N/A | #N/A | #N/A
TRUE | QLD | QBBS | Belmont Wecker Road 33 | Energy Queensland | Winter | Non-coincident | 2023 | POE90 | 17.6296 | NA | QLD Belmont Wecker Road 33 |  |  | FALSE | #N/A | #N/A | #N/A | #N/A | #N/A | #N/A | #N/A | #N/A | #N/A | #N/A
TRUE | QLD | QBBS | Belmont Wecker Road 33 | Energy Queensland | Winter | Coincident_unreconciled | 2024 | POE50 | 18.8373 | NA | QLD Belmont Wecker Road 33 |  |  | FALSE | #N/A | #N/A | #N/A | #N/A | #N/A | #N/A | #N/A | #N/A | #N/A | #N/A
TRUE | QLD | QBBS | Belmont Wecker Road 33 | Energy Queensland | Winter | Coincident_unreconciled | 2024 | POE90 | 16.1307 | NA | QLD Belmont Wecker Road 33 |  |  | FALSE | #N/A | #N/A | #N/A | #N/A | #N/A | #N/A | #N/A | #N/A | #N/A | #N/A
TRUE | QLD | QBBS | Belmont Wecker Road 33 | Energy Queensland | Winter | Non-coincident | 2024 | POE50 | 17.9272 | 91.0901 | QLD Belmont Wecker Road 33 |  |  | FALSE | #N/A | #N/A | #N/A | #N/A | #N/A | #N/A | #N/A | #N/A | #N/A | #N/A
TRUE | QLD | QBBS | Belmont Wecker Road 33 | Energy Queensland | Winter | Non-coincident | 2024 | POE90 | 15.9049 | NA | QLD Belmont Wecker Road 33 |  |  | FALSE | #N/A | #N/A | #N/A | #N/A | #N/A | #N/A | #N/A | #N/A | #N/A | #N/A
TRUE | QLD | QBBS | Belmont Wecker Road 33 | Energy Queensland | Winter | Coincident_unreconciled | 2025 | POE50 | 16.7062 | NA | QLD Belmont Wecker Road 33 |  |  | FALSE | #N/A | #N/A | #N/A | #N/A | #N/A | #N/A | #N/A | #N/A | #N/A | #N/A
TRUE | QLD | QBBS | Belmont Wecker Road 33 | Energy Queensland | Winter | Coincident_unreconciled | 2025 | POE90 | 13.9802 | NA | QLD Belmont Wecker Road 33 |  |  | FALSE | #N/A | #N/A | #N/A | #N/A | #N/A | #N/A | #N/A | #N/A | #N/A | #N/A
TRUE | QLD | QBBS | Belmont Wecker Road 33 | Energy Queensland | Winter | Non-coincident | 2025 | POE50 | 16.3349 | 91.6457 | QLD Belmont Wecker Road 33 |  |  | FALSE | #N/A | #N/A | #N/A | #N/A | #N/A | #N/A | #N/A | #N/A | #N/A | #N/A
TRUE | QLD | QBBS | Belmont Wecker Road 33 | Energy Queensland | Winter | Non-coincident | 2025 | POE90 | 14.2981 | NA | QLD Belmont Wecker Road 33 |  |  | FALSE | #N/A | #N/A | #N/A | #N/A | #N/A | #N/A | #N/A | #N/A | #N/A | #N/A
TRUE | QLD | QBBS | Belmont Wecker Road 33 | Energy Queensland | Winter | Coincident_unreconciled | 2026 | POE50 | 14.8433 | NA | QLD Belmont Wecker Road 33 |  |  | FALSE | #N/A | #N/A | #N/A | #N/A | #N/A | #N/A | #N/A | #N/A | #N/A | #N/A
TRUE | QLD | QBBS | Belmont Wecker Road 33 | Energy Queensland | Winter | Coincident_unreconciled | 2026 | POE90 | 12.098 | NA | QLD Belmont Wecker Road 33 |  |  | FALSE | #N/A | #N/A | #N/A | #N/A | #N/A | #N/A | #N/A | #N/A | #N/A | #N/A
TRUE | QLD | QBBS | Belmont Wecker Road 33 | Energy Queensland | Winter | Non-coincident | 2026 | POE50 | 14.943 | 92.2875 | QLD Belmont Wecker Road 33 |  |  | FALSE | #N/A | #N/A | #N/A | #N/A | #N/A | #N/A | #N/A | #N/A | #N/A | #N/A
TRUE | QLD | QBBS | Belmont Wecker Road 33 | Energy Queensland | Winter | Non-coincident | 2026 | POE90 | 12.8918 | NA | QLD Belmont Wecker Road 33 |  |  | FALSE | #N/A | #N/A | #N/A | #N/A | #N/A | #N/A | #N/A | #N/A | #N/A | #N/A
TRUE | QLD | QBBS | Belmont Wecker Road 33 | Energy Queensland | Winter | Coincident_unreconciled | 2027 | POE50 | 13.4925 | NA | QLD Belmont Wecker Road 33 |  |  | FALSE | #N/A | #N/A | #N/A | #N/A | #N/A | #N/A | #N/A | #N/A | #N/A | #N/A
TRUE | QLD | QBBS | Belmont Wecker Road 33 | Energy Queensland | Winter | Coincident_unreconciled | 2027 | POE90 | 10.7287 | NA | QLD Belmont Wecker Road 33 |  |  | FALSE | #N/A | #N/A | #N/A | #N/A | #N/A | #N/A | #N/A | #N/A | #N/A | #N/A
TRUE | QLD | QBBS | Belmont Wecker Road 33 | Energy Queensland | Winter | Non-coincident | 2027 | POE50 | 13.9337 | 93.0707 | QLD Belmont Wecker Road 33 |  |  | FALSE | #N/A | #N/A | #N/A | #N/A | #N/A | #N/A | #N/A | #N/A | #N/A | #N/A
TRUE | QLD | QBBS | Belmont Wecker Road 33 | Energy Queensland | Winter | Non-coincident | 2027 | POE90 | 11.8687 | NA | QLD Belmont Wecker Road 33 |  |  | FALSE | #N/A | #N/A | #N/A | #N/A | #N/A | #N/A | #N/A | #N/A | #N/A | #N/A
TRUE | QLD | QBBS | Belmont Wecker Road 33 | Energy Queensland | Winter | Coincident_unreconciled | 2028 | POE50 | 12.3238 | NA | QLD Belmont Wecker Road 33 |  |  | FALSE | #N/A | #N/A | #N/A | #N/A | #N/A | #N/A | #N/A | #N/A | #N/A | #N/A
TRUE | QLD | QBBS | Belmont Wecker Road 33 | Energy Queensland | Winter | Coincident_unreconciled | 2028 | POE90 | 9.5416 | NA | QLD Belmont Wecker Road 33 |  |  | FALSE | #N/A | #N/A | #N/A | #N/A | #N/A | #N/A | #N/A | #N/A | #N/A | #N/A
TRUE | QLD | QBBS | Belmont Wecker Road 33 | Energy Queensland | Winter | Non-coincident | 2028 | POE50 | 13.0605 | 94.0786 | QLD Belmont Wecker Road 33 |  |  | FALSE | #N/A | #N/A | #N/A | #N/A | #N/A | #N/A | #N/A | #N/A | #N/A | #N/A
TRUE | QLD | QBBS | Belmont Wecker Road 33 | Energy Queensland | Winter | Non-coincident | 2028 | POE90 | 10.9817 | NA | QLD Belmont Wecker Road 33 |  |  | FALSE | #N/A | #N/A | #N/A | #N/A | #N/A | #N/A | #N/A | #N/A | #N/A | #N/A
TRUE | QLD | QBBS | Belmont Wecker Road 33 | Energy Queensland | Winter | Coincident_unreconciled | 2029 | POE50 | 11.4145 | NA | QLD Belmont Wecker Road 33 |  |  | FALSE | #N/A | #N/A | #N/A | #N/A | #N/A | #N/A | #N/A | #N/A | #N/A | #N/A
TRUE | QLD | QBBS | Belmont Wecker Road 33 | Energy Queensland | Winter | Coincident_unreconciled | 2029 | POE90 | 8.6138 | NA | QLD Belmont Wecker Road 33 |  |  | FALSE | #N/A | #N/A | #N/A | #N/A | #N/A | #N/A | #N/A | #N/A | #N/A | #N/A
TRUE | QLD | QBBS | Belmont Wecker Road 33 | Energy Queensland | Winter | Non-coincident | 2029 | POE50 | 12.3811 | 95.2631 | QLD Belmont Wecker Road 33 |  |  | FALSE | #N/A | #N/A | #N/A | #N/A | #N/A | #N/A | #N/A | #N/A | #N/A | #N/A
TRUE | QLD | QBBS | Belmont Wecker Road 33 | Energy Queensland | Winter | Non-coincident | 2029 | POE90 | 10.2885 | NA | QLD Belmont Wecker Road 33 |  |  | FALSE | #N/A | #N/A | #N/A | #N/A | #N/A | #N/A | #N/A | #N/A | #N/A | #N/A
TRUE | QLD | QBBS | Belmont Wecker Road 33 | Energy Queensland | Shoulder | Non-coincident | 2019 | BASEYEARPOE10 | NA | 87.11 | QLD Belmont Wecker Road 33 |  |  | FALSE | #N/A | #N/A | #N/A | #N/A | #N/A | #N/A | #N/A | #N/A | #N/A | #N/A
TRUE | QLD | QBBS | Belmont Wecker Road 33 | Energy Queensland | Shoulder | Coincident | 2021 | POE10 | NA | 86.0928 | QLD Belmont Wecker Road 33 |  |  | FALSE | #N/A | #N/A | #N/A | #N/A | #N/A | #N/A | #N/A | #N/A | #N/A | #N/A
TRUE | QLD | QBBS | Belmont Wecker Road 33 | Energy Queensland | Shoulder | Coincident | 2021 | POE50 | NA | 81.117 | QLD Belmont Wecker Road 33 |  |  | FALSE | #N/A | #N/A | #N/A | #N/A | #N/A | #N/A | #N/A | #N/A | #N/A | #N/A
TRUE | QLD | QBBS | Belmont Wecker Road 33 | Energy Queensland | Shoulder | Non-coincident | 2021 | POE10 | NA | 90.2094 | QLD Belmont Wecker Road 33 |  |  | FALSE | #N/A | #N/A | #N/A | #N/A | #N/A | #N/A | #N/A | #N/A | #N/A | #N/A
TRUE | QLD | QBBS | Belmont Wecker Road 33 | Energy Queensland | Shoulder | Coincident | 2022 | POE10 | NA | 89.0793 | QLD Belmont Wecker Road 33 |  |  | FALSE | #N/A | #N/A | #N/A | #N/A | #N/A | #N/A | #N/A | #N/A | #N/A | #N/A
TRUE | QLD | QBBS | Belmont Wecker Road 33 | Energy Queensland | Shoulder | Coincident | 2022 | POE50 | NA | 82.5192 | QLD Belmont Wecker Road 33 |  |  | FALSE | #N/A | #N/A | #N/A | #N/A | #N/A | #N/A | #N/A | #N/A | #N/A | #N/A
TRUE | QLD | QBBS | Belmont Wecker Road 33 | Energy Queensland | Shoulder | Non-coincident | 2022 | POE10 | NA | 90.833 | QLD Belmont Wecker Road 33 |  |  | FALSE | #N/A | #N/A | #N/A | #N/A | #N/A | #N/A | #N/A | #N/A | #N/A | #N/A
TRUE | QLD | QBBS | Belmont Wecker Road 33 | Energy Queensland | Shoulder | Coincident | 2023 | POE10 | NA | 89.8007 | QLD Belmont Wecker Road 33 |  |  | FALSE | #N/A | #N/A | #N/A | #N/A | #N/A | #N/A | #N/A | #N/A | #N/A | #N/A
TRUE | QLD | QBBS | Belmont Wecker Road 33 | Energy Queensland | Shoulder | Coincident | 2023 | POE50 | NA | 83.5796 | QLD Belmont Wecker Road 33 |  |  | FALSE | #N/A | #N/A | #N/A | #N/A | #N/A | #N/A | #N/A | #N/A | #N/A | #N/A
TRUE | QLD | QBBS | Belmont Wecker Road 33 | Energy Queensland | Shoulder | Non-coincident | 2023 | POE10 | NA | 91.3948 | QLD Belmont Wecker Road 33 |  |  | FALSE | #N/A | #N/A | #N/A | #N/A | #N/A | #N/A | #N/A | #N/A | #N/A | #N/A
TRUE | QLD | QBBS | Belmont Wecker Road 33 | Energy Queensland | Shoulder | Coincident | 2024 | POE10 | NA | 90.7776 | QLD Belmont Wecker Road 33 |  |  | FALSE | #N/A | #N/A | #N/A | #N/A | #N/A | #N/A | #N/A | #N/A | #N/A | #N/A
TRUE | QLD | QBBS | Belmont Wecker Road 33 | Energy Queensland | Shoulder | Coincident | 2024 | POE50 | NA | 85.5893 | QLD Belmont Wecker Road 33 |  |  | FALSE | #N/A | #N/A | #N/A | #N/A | #N/A | #N/A | #N/A | #N/A | #N/A | #N/A
TRUE | QLD | QBBS | Belmont Wecker Road 33 | Energy Queensland | Shoulder | Non-coincident | 2024 | POE10 | NA | 91.9465 | QLD Belmont Wecker Road 33 |  |  | FALSE | #N/A | #N/A | #N/A | #N/A | #N/A | #N/A | #N/A | #N/A | #N/A | #N/A
TRUE | QLD | QBBS | Belmont Wecker Road 33 | Energy Queensland | Shoulder | Coincident | 2025 | POE10 | NA | 91.6111 | QLD Belmont Wecker Road 33 |  |  | FALSE | #N/A | #N/A | #N/A | #N/A | #N/A | #N/A | #N/A | #N/A | #N/A | #N/A
TRUE | QLD | QBBS | Belmont Wecker Road 33 | Energy Queensland | Shoulder | Coincident | 2025 | POE50 | NA | 85.7379 | QLD Belmont Wecker Road 33 |  |  | FALSE | #N/A | #N/A | #N/A | #N/A | #N/A | #N/A | #N/A | #N/A | #N/A | #N/A
TRUE | QLD | QBBS | Belmont Wecker Road 33 | Energy Queensland | Shoulder | Non-coincident | 2025 | POE10 | NA | 92.5025 | QLD Belmont Wecker Road 33 |  |  | FALSE | #N/A | #N/A | #N/A | #N/A | #N/A | #N/A | #N/A | #N/A | #N/A | #N/A
TRUE | QLD | QBBS | Belmont Wecker Road 33 | Energy Queensland | Shoulder | Coincident | 2026 | POE10 | NA | 91.7332 | QLD Belmont Wecker Road 33 |  |  | FALSE | #N/A | #N/A | #N/A | #N/A | #N/A | #N/A | #N/A | #N/A | #N/A | #N/A
TRUE | QLD | QBBS | Belmont Wecker Road 33 | Energy Queensland | Shoulder | Coincident | 2026 | POE50 | NA | 86.3191 | QLD Belmont Wecker Road 33 |  |  | FALSE | #N/A | #N/A | #N/A | #N/A | #N/A | #N/A | #N/A | #N/A | #N/A | #N/A
TRUE | QLD | QBBS | Belmont Wecker Road 33 | Energy Queensland | Shoulder | Non-coincident | 2026 | POE10 | NA | 93.1062 | QLD Belmont Wecker Road 33 |  |  | FALSE | #N/A | #N/A | #N/A | #N/A | #N/A | #N/A | #N/A | #N/A | #N/A | #N/A
TRUE | QLD | QBBS | Belmont Wecker Road 33 | Energy Queensland | Shoulder | Coincident | 2027 | POE10 | NA | 92.0222 | QLD Belmont Wecker Road 33 |  |  | FALSE | #N/A | #N/A | #N/A | #N/A | #N/A | #N/A | #N/A | #N/A | #N/A | #N/A
TRUE | QLD | QBBS | Belmont Wecker Road 33 | Energy Queensland | Shoulder | Coincident | 2027 | POE50 | NA | 86.509 | QLD Belmont Wecker Road 33 |  |  | FALSE | #N/A | #N/A | #N/A | #N/A | #N/A | #N/A | #N/A | #N/A | #N/A | #N/A
TRUE | QLD | QBBS | Belmont Wecker Road 33 | Energy Queensland | Shoulder | Non-coincident | 2027 | POE10 | NA | 93.7894 | QLD Belmont Wecker Road 33 |  |  | FALSE | #N/A | #N/A | #N/A | #N/A | #N/A | #N/A | #N/A | #N/A | #N/A | #N/A
TRUE | QLD | QBBS | Belmont Wecker Road 33 | Energy Queensland | Shoulder | Coincident | 2028 | POE10 | NA | 92.4715 | QLD Belmont Wecker Road 33 |  |  | FALSE | #N/A | #N/A | #N/A | #N/A | #N/A | #N/A | #N/A | #N/A | #N/A | #N/A
TRUE | QLD | QBBS | Belmont Wecker Road 33 | Energy Queensland | Shoulder | Coincident | 2028 | POE50 | NA | 87.1574 | QLD Belmont Wecker Road 33 |  |  | FALSE | #N/A | #N/A | #N/A | #N/A | #N/A | #N/A | #N/A | #N/A | #N/A | #N/A
TRUE | QLD | QBBS | Belmont Wecker Road 33 | Energy Queensland | Shoulder | Non-coincident | 2028 | POE10 | NA | 94.6065 | QLD Belmont Wecker Road 33 |  |  | FALSE | #N/A | #N/A | #N/A | #N/A | #N/A | #N/A | #N/A | #N/A | #N/A | #N/A
TRUE | QLD | QBBS | Belmont Wecker Road 33 | Energy Queensland | Shoulder | Coincident | 2029 | POE10 | NA | 94.2977 | QLD Belmont Wecker Road 33 |  |  | FALSE | #N/A | #N/A | #N/A | #N/A | #N/A | #N/A | #N/A | #N/A | #N/A | #N/A
TRUE | QLD | QBBS | Belmont Wecker Road 33 | Energy Queensland | Shoulder | Coincident | 2029 | POE50 | NA | 88.3844 | QLD Belmont Wecker Road 33 |  |  | FALSE | #N/A | #N/A | #N/A | #N/A | #N/A | #N/A | #N/A | #N/A | #N/A | #N/A
TRUE | QLD | QBBS | Belmont Wecker Road 33 | Energy Queensland | Shoulder | Non-coincident | 2029 | POE10 | NA | 95.5843 | QLD Belmont Wecker Road 33 |  |  | FALSE | #N/A | #N/A | #N/A | #N/A | #N/A | #N/A | #N/A | #N/A | #N/A | #N/A
TRUE | QLD | QBBS | Belmont Wecker Road 33 | Energy Queensland | Shoulder | Coincident | 2030 | POE10 | NA | 95.3959 | QLD Belmont Wecker Road 33 |  |  | FALSE | #N/A | #N/A | #N/A | #N/A | #N/A | #N/A | #N/A | #N/A | #N/A | #N/A
TRUE | QLD | QBBS | Belmont Wecker Road 33 | Energy Queensland | Shoulder | Coincident | 2030 | POE50 | NA | 89.5472 | QLD Belmont Wecker Road 33 |  |  | FALSE | #N/A | #N/A | #N/A | #N/A | #N/A | #N/A | #N/A | #N/A | #N/A | #N/A
TRUE | QLD | QBBS | Belmont Wecker Road 33 | Energy Queensland | Shoulder | Non-coincident | 2030 | POE10 | NA | 96.7036 | QLD Belmont Wecker Road 33 |  |  | FALSE | #N/A | #N/A | #N/A | #N/A | #N/A | #N/A | #N/A | #N/A | #N/A | #N/A
TRUE | QLD | QBBS | Belmont Wecker Road 33 | Energy Queensland | Summer | Non-coincident | 2019 | BASEYEARPOE10 | NA | 132.8606 | QLD Belmont Wecker Road 33 |  |  | FALSE | #N/A | #N/A | #N/A | #N/A | #N/A | #N/A | #N/A | #N/A | #N/A | #N/A
TRUE | QLD | QBBS | Belmont Wecker Road 33 | Energy Queensland | Summer | Coincident | 2021 | POE10 | NA | 123.4336 | QLD Belmont Wecker Road 33 |  |  | FALSE | #N/A | #N/A | #N/A | #N/A | #N/A | #N/A | #N/A | #N/A | #N/A | #N/A
TRUE | QLD | QBBS | Belmont Wecker Road 33 | Energy Queensland | Summer | Coincident | 2021 | POE50 | NA | 115.4808 | QLD Belmont Wecker Road 33 |  |  | FALSE | #N/A | #N/A | #N/A | #N/A | #N/A | #N/A | #N/A | #N/A | #N/A | #N/A
TRUE | QLD | QBBS | Belmont Wecker Road 33 | Energy Queensland | Summer | Non-coincident | 2021 | POE10 | NA | 135.4505 | QLD Belmont Wecker Road 33 |  |  | FALSE | #N/A | #N/A | #N/A | #N/A | #N/A | #N/A | #N/A | #N/A | #N/A | #N/A
TRUE | QLD | QBBS | Belmont Wecker Road 33 | Energy Queensland | Summer | Coincident | 2022 | POE10 | NA | 126.5277 | QLD Belmont Wecker Road 33 |  |  | FALSE | #N/A | #N/A | #N/A | #N/A | #N/A | #N/A | #N/A | #N/A | #N/A | #N/A
TRUE | QLD | QBBS | Belmont Wecker Road 33 | Energy Queensland | Summer | Coincident | 2022 | POE50 | NA | 118.1687 | QLD Belmont Wecker Road 33 |  |  | FALSE | #N/A | #N/A | #N/A | #N/A | #N/A | #N/A | #N/A | #N/A | #N/A | #N/A
TRUE | QLD | QBBS | Belmont Wecker Road 33 | Energy Queensland | Summer | Non-coincident | 2022 | POE10 | NA | 136.3691 | QLD Belmont Wecker Road 33 |  |  | FALSE | #N/A | #N/A | #N/A | #N/A | #N/A | #N/A | #N/A | #N/A | #N/A | #N/A
TRUE | QLD | QBBS | Belmont Wecker Road 33 | Energy Queensland | Summer | Coincident | 2023 | POE10 | NA | 127.9969 | QLD Belmont Wecker Road 33 |  |  | FALSE | #N/A | #N/A | #N/A | #N/A | #N/A | #N/A | #N/A | #N/A | #N/A | #N/A
TRUE | QLD | QBBS | Belmont Wecker Road 33 | Energy Queensland | Summer | Coincident | 2023 | POE50 | NA | 119.2545 | QLD Belmont Wecker Road 33 |  |  | FALSE | #N/A | #N/A | #N/A | #N/A | #N/A | #N/A | #N/A | #N/A | #N/A | #N/A
TRUE | QLD | QBBS | Belmont Wecker Road 33 | Energy Queensland | Summer | Non-coincident | 2023 | POE10 | NA | 137.197 | QLD Belmont Wecker Road 33 |  |  | FALSE | #N/A | #N/A | #N/A | #N/A | #N/A | #N/A | #N/A | #N/A | #N/A | #N/A
TRUE | QLD | QBBS | Belmont Wecker Road 33 | Energy Queensland | Summer | Coincident | 2024 | POE10 | NA | 130.2703 | QLD Belmont Wecker Road 33 |  |  | FALSE | #N/A | #N/A | #N/A | #N/A | #N/A | #N/A | #N/A | #N/A | #N/A | #N/A
TRUE | QLD | QBBS | Belmont Wecker Road 33 | Energy Queensland | Summer | Coincident | 2024 | POE50 | NA | 121.4699 | QLD Belmont Wecker Road 33 |  |  | FALSE | #N/A | #N/A | #N/A | #N/A | #N/A | #N/A | #N/A | #N/A | #N/A | #N/A
TRUE | QLD | QBBS | Belmont Wecker Road 33 | Energy Queensland | Summer | Non-coincident | 2024 | POE10 | NA | 138.0457 | QLD Belmont Wecker Road 33 |  |  | FALSE | #N/A | #N/A | #N/A | #N/A | #N/A | #N/A | #N/A | #N/A | #N/A | #N/A
TRUE | QLD | QBBS | Belmont Wecker Road 33 | Energy Queensland | Summer | Coincident | 2025 | POE10 | NA | 130.4871 | QLD Belmont Wecker Road 33 |  |  | FALSE | #N/A | #N/A | #N/A | #N/A | #N/A | #N/A | #N/A | #N/A | #N/A | #N/A
TRUE | QLD | QBBS | Belmont Wecker Road 33 | Energy Queensland | Summer | Coincident | 2025 | POE50 | NA | 122.2834 | QLD Belmont Wecker Road 33 |  |  | FALSE | #N/A | #N/A | #N/A | #N/A | #N/A | #N/A | #N/A | #N/A | #N/A | #N/A
TRUE | QLD | QBBS | Belmont Wecker Road 33 | Energy Queensland | Summer | Non-coincident | 2025 | POE10 | NA | 138.9257 | QLD Belmont Wecker Road 33 |  |  | FALSE | #N/A | #N/A | #N/A | #N/A | #N/A | #N/A | #N/A | #N/A | #N/A | #N/A
TRUE | QLD | QBBS | Belmont Wecker Road 33 | Energy Queensland | Summer | Coincident | 2026 | POE10 | NA | 131.9251 | QLD Belmont Wecker Road 33 |  |  | FALSE | #N/A | #N/A | #N/A | #N/A | #N/A | #N/A | #N/A | #N/A | #N/A | #N/A
TRUE | QLD | QBBS | Belmont Wecker Road 33 | Energy Queensland | Summer | Coincident | 2026 | POE50 | NA | 123.2109 | QLD Belmont Wecker Road 33 |  |  | FALSE | #N/A | #N/A | #N/A | #N/A | #N/A | #N/A | #N/A | #N/A | #N/A | #N/A
TRUE | QLD | QBBS | Belmont Wecker Road 33 | Energy Queensland | Summer | Non-coincident | 2026 | POE10 | NA | 139.8709 | QLD Belmont Wecker Road 33 |  |  | FALSE | #N/A | #N/A | #N/A | #N/A | #N/A | #N/A | #N/A | #N/A | #N/A | #N/A
TRUE | QLD | QBBS | Belmont Wecker Road 33 | Energy Queensland | Summer | Coincident | 2027 | POE10 | NA | 131.8282 | QLD Belmont Wecker Road 33 |  |  | FALSE | #N/A | #N/A | #N/A | #N/A | #N/A | #N/A | #N/A | #N/A | #N/A | #N/A
TRUE | QLD | QBBS | Belmont Wecker Road 33 | Energy Queensland | Summer | Coincident | 2027 | POE50 | NA | 123.545 | QLD Belmont Wecker Road 33 |  |  | FALSE | #N/A | #N/A | #N/A | #N/A | #N/A | #N/A | #N/A | #N/A | #N/A | #N/A
TRUE | QLD | QBBS | Belmont Wecker Road 33 | Energy Queensland | Summer | Non-coincident | 2027 | POE10 | NA | 140.883 | QLD Belmont Wecker Road 33 |  |  | FALSE | #N/A | #N/A | #N/A | #N/A | #N/A | #N/A | #N/A | #N/A | #N/A | #N/A
TRUE | QLD | QBBS | Belmont Wecker Road 33 | Energy Queensland | Summer | Coincident | 2028 | POE10 | NA | 132.8691 | QLD Belmont Wecker Road 33 |  |  | FALSE | #N/A | #N/A | #N/A | #N/A | #N/A | #N/A | #N/A | #N/A | #N/A | #N/A
TRUE | QLD | QBBS | Belmont Wecker Road 33 | Energy Queensland | Summer | Coincident | 2028 | POE50 | NA | 124.4638 | QLD Belmont Wecker Road 33 |  |  | FALSE | #N/A | #N/A | #N/A | #N/A | #N/A | #N/A | #N/A | #N/A | #N/A | #N/A
TRUE | QLD | QBBS | Belmont Wecker Road 33 | Energy Queensland | Summer | Non-coincident | 2028 | POE10 | NA | 141.9576 | QLD Belmont Wecker Road 33 |  |  | FALSE | #N/A | #N/A | #N/A | #N/A | #N/A | #N/A | #N/A | #N/A | #N/A | #N/A
TRUE | QLD | QBBS | Belmont Wecker Road 33 | Energy Queensland | Summer | Coincident | 2029 | POE10 | NA | 133.5487 | QLD Belmont Wecker Road 33 |  |  | FALSE | #N/A | #N/A | #N/A | #N/A | #N/A | #N/A | #N/A | #N/A | #N/A | #N/A
TRUE | QLD | QBBS | Belmont Wecker Road 33 | Energy Queensland | Summer | Coincident | 2029 | POE50 | NA | 125.6538 | QLD Belmont Wecker Road 33 |  |  | FALSE | #N/A | #N/A | #N/A | #N/A | #N/A | #N/A | #N/A | #N/A | #N/A | #N/A
TRUE | QLD | QBBS | Belmont Wecker Road 33 | Energy Queensland | Summer | Non-coincident | 2029 | POE10 | NA | 143.1259 | QLD Belmont Wecker Road 33 |  |  | FALSE | #N/A | #N/A | #N/A | #N/A | #N/A | #N/A | #N/A | #N/A | #N/A | #N/A
TRUE | QLD | QBBS | Belmont Wecker Road 33 | Energy Queensland | Summer | Coincident | 2030 | POE10 | NA | 134.8615 | QLD Belmont Wecker Road 33 |  |  | FALSE | #N/A | #N/A | #N/A | #N/A | #N/A | #N/A | #N/A | #N/A | #N/A | #N/A
TRUE | QLD | QBBS | Belmont Wecker Road 33 | Energy Queensland | Summer | Coincident | 2030 | POE50 | NA | 126.2492 | QLD Belmont Wecker Road 33 |  |  | FALSE | #N/A | #N/A | #N/A | #N/A | #N/A | #N/A | #N/A | #N/A | #N/A | #N/A
TRUE | QLD | QBBS | Belmont Wecker Road 33 | Energy Queensland | Summer | Non-coincident | 2030 | POE10 | NA | 144.4402 | QLD Belmont Wecker Road 33 |  |  | FALSE | #N/A | #N/A | #N/A | #N/A | #N/A | #N/A | #N/A | #N/A | #N/A | #N/A
TRUE | QLD | QBBS | Belmont Wecker Road 33 | Energy Queensland | Winter | Non-coincident | 2019 | BASEYEARPOE10 | NA | 89.198 | QLD Belmont Wecker Road 33 |  |  | FALSE | #N/A | #N/A | #N/A | #N/A | #N/A | #N/A | #N/A | #N/A | #N/A | #N/A
TRUE | QLD | QBBS | Belmont Wecker Road 33 | Energy Queensland | Winter | Coincident | 2020 | POE10 | NA | 87.0946 | QLD Belmont Wecker Road 33 |  |  | FALSE | #N/A | #N/A | #N/A | #N/A | #N/A | #N/A | #N/A | #N/A | #N/A | #N/A
TRUE | QLD | QBBS | Belmont Wecker Road 33 | Energy Queensland | Winter | Coincident | 2020 | POE50 | NA | 84.15 | QLD Belmont Wecker Road 33 |  |  | FALSE | #N/A | #N/A | #N/A | #N/A | #N/A | #N/A | #N/A | #N/A | #N/A | #N/A
TRUE | QLD | QBBS | Belmont Wecker Road 33 | Energy Queensland | Winter | Non-coincident | 2020 | POE10 | NA | 90.8593 | QLD Belmont Wecker Road 33 |  |  | FALSE | #N/A | #N/A | #N/A | #N/A | #N/A | #N/A | #N/A | #N/A | #N/A | #N/A
TRUE | QLD | QBBS | Belmont Wecker Road 33 | Energy Queensland | Winter | Coincident | 2021 | POE10 | NA | 87.0666 | QLD Belmont Wecker Road 33 |  |  | FALSE | #N/A | #N/A | #N/A | #N/A | #N/A | #N/A | #N/A | #N/A | #N/A | #N/A
TRUE | QLD | QBBS | Belmont Wecker Road 33 | Energy Queensland | Winter | Coincident | 2021 | POE50 | NA | 84.0789 | QLD Belmont Wecker Road 33 |  |  | FALSE | #N/A | #N/A | #N/A | #N/A | #N/A | #N/A | #N/A | #N/A | #N/A | #N/A
TRUE | QLD | QBBS | Belmont Wecker Road 33 | Energy Queensland | Winter | Non-coincident | 2021 | POE10 | NA | 91.5795 | QLD Belmont Wecker Road 33 |  |  | FALSE | #N/A | #N/A | #N/A | #N/A | #N/A | #N/A | #N/A | #N/A | #N/A | #N/A
TRUE | QLD | QBBS | Belmont Wecker Road 33 | Energy Queensland | Winter | Coincident | 2022 | POE10 | NA | 89.5621 | QLD Belmont Wecker Road 33 |  |  | FALSE | #N/A | #N/A | #N/A | #N/A | #N/A | #N/A | #N/A | #N/A | #N/A | #N/A
TRUE | QLD | QBBS | Belmont Wecker Road 33 | Energy Queensland | Winter | Coincident | 2022 | POE50 | NA | 86.4858 | QLD Belmont Wecker Road 33 |  |  | FALSE | #N/A | #N/A | #N/A | #N/A | #N/A | #N/A | #N/A | #N/A | #N/A | #N/A
TRUE | QLD | QBBS | Belmont Wecker Road 33 | Energy Queensland | Winter | Non-coincident | 2022 | POE10 | NA | 92.1493 | QLD Belmont Wecker Road 33 |  |  | FALSE | #N/A | #N/A | #N/A | #N/A | #N/A | #N/A | #N/A | #N/A | #N/A | #N/A
TRUE | QLD | QBBS | Belmont Wecker Road 33 | Energy Queensland | Winter | Coincident | 2023 | POE10 | NA | 90.9706 | QLD Belmont Wecker Road 33 |  |  | FALSE | #N/A | #N/A | #N/A | #N/A | #N/A | #N/A | #N/A | #N/A | #N/A | #N/A
TRUE | QLD | QBBS | Belmont Wecker Road 33 | Energy Queensland | Winter | Coincident | 2023 | POE50 | NA | 87.7453 | QLD Belmont Wecker Road 33 |  |  | FALSE | #N/A | #N/A | #N/A | #N/A | #N/A | #N/A | #N/A | #N/A | #N/A | #N/A
TRUE | QLD | QBBS | Belmont Wecker Road 33 | Energy Queensland | Winter | Non-coincident | 2023 | POE10 | NA | 92.726 | QLD Belmont Wecker Road 33 |  |  | FALSE | #N/A | #N/A | #N/A | #N/A | #N/A | #N/A | #N/A | #N/A | #N/A | #N/A
TRUE | QLD | QBBS | Belmont Wecker Road 33 | Energy Queensland | Winter | Coincident | 2024 | POE10 | NA | 92.8965 | QLD Belmont Wecker Road 33 |  |  | FALSE | #N/A | #N/A | #N/A | #N/A | #N/A | #N/A | #N/A | #N/A | #N/A | #N/A
TRUE | QLD | QBBS | Belmont Wecker Road 33 | Energy Queensland | Winter | Coincident | 2024 | POE50 | NA | 89.2408 | QLD Belmont Wecker Road 33 |  |  | FALSE | #N/A | #N/A | #N/A | #N/A | #N/A | #N/A | #N/A | #N/A | #N/A | #N/A
TRUE | QLD | QBBS | Belmont Wecker Road 33 | Energy Queensland | Winter | Non-coincident | 2024 | POE10 | NA | 93.2814 | QLD Belmont Wecker Road 33 |  |  | FALSE | #N/A | #N/A | #N/A | #N/A | #N/A | #N/A | #N/A | #N/A | #N/A | #N/A
TRUE | QLD | QBBS | Belmont Wecker Road 33 | Energy Queensland | Winter | Coincident | 2025 | POE10 | NA | 93.2085 | QLD Belmont Wecker Road 33 |  |  | FALSE | #N/A | #N/A | #N/A | #N/A | #N/A | #N/A | #N/A | #N/A | #N/A | #N/A
TRUE | QLD | QBBS | Belmont Wecker Road 33 | Energy Queensland | Winter | Coincident | 2025 | POE50 | NA | 89.7162 | QLD Belmont Wecker Road 33 |  |  | FALSE | #N/A | #N/A | #N/A | #N/A | #N/A | #N/A | #N/A | #N/A | #N/A | #N/A
TRUE | QLD | QBBS | Belmont Wecker Road 33 | Energy Queensland | Winter | Non-coincident | 2025 | POE10 | NA | 93.8684 | QLD Belmont Wecker Road 33 |  |  | FALSE | #N/A | #N/A | #N/A | #N/A | #N/A | #N/A | #N/A | #N/A | #N/A | #N/A
TRUE | QLD | QBBS | Belmont Wecker Road 33 | Energy Queensland | Winter | Coincident | 2026 | POE10 | NA | 93.8317 | QLD Belmont Wecker Road 33 |  |  | FALSE | #N/A | #N/A | #N/A | #N/A | #N/A | #N/A | #N/A | #N/A | #N/A | #N/A
TRUE | QLD | QBBS | Belmont Wecker Road 33 | Energy Queensland | Winter | Coincident | 2026 | POE50 | NA | 90.4717 | QLD Belmont Wecker Road 33 |  |  | FALSE | #N/A | #N/A | #N/A | #N/A | #N/A | #N/A | #N/A | #N/A | #N/A | #N/A
TRUE | QLD | QBBS | Belmont Wecker Road 33 | Energy Queensland | Winter | Non-coincident | 2026 | POE10 | NA | 94.5415 | QLD Belmont Wecker Road 33 |  |  | FALSE | #N/A | #N/A | #N/A | #N/A | #N/A | #N/A | #N/A | #N/A | #N/A | #N/A
TRUE | QLD | QBBS | Belmont Wecker Road 33 | Energy Queensland | Winter | Coincident | 2027 | POE10 | NA | 94.5683 | QLD Belmont Wecker Road 33 |  |  | FALSE | #N/A | #N/A | #N/A | #N/A | #N/A | #N/A | #N/A | #N/A | #N/A | #N/A
TRUE | QLD | QBBS | Belmont Wecker Road 33 | Energy Queensland | Winter | Coincident | 2027 | POE50 | NA | 91.1812 | QLD Belmont Wecker Road 33 |  |  | FALSE | #N/A | #N/A | #N/A | #N/A | #N/A | #N/A | #N/A | #N/A | #N/A | #N/A
TRUE | QLD | QBBS | Belmont Wecker Road 33 | Energy Queensland | Winter | Non-coincident | 2027 | POE10 | NA | 95.3545 | QLD Belmont Wecker Road 33 |  |  | FALSE | #N/A | #N/A | #N/A | #N/A | #N/A | #N/A | #N/A | #N/A | #N/A | #N/A
TRUE | QLD | QBBS | Belmont Wecker Road 33 | Energy Queensland | Winter | Coincident | 2028 | POE10 | NA | 96.5857 | QLD Belmont Wecker Road 33 |  |  | FALSE | #N/A | #N/A | #N/A | #N/A | #N/A | #N/A | #N/A | #N/A | #N/A | #N/A
TRUE | QLD | QBBS | Belmont Wecker Road 33 | Energy Queensland | Winter | Coincident | 2028 | POE50 | NA | 92.4007 | QLD Belmont Wecker Road 33 |  |  | FALSE | #N/A | #N/A | #N/A | #N/A | #N/A | #N/A | #N/A | #N/A | #N/A | #N/A
TRUE | QLD | QBBS | Belmont Wecker Road 33 | Energy Queensland | Winter | Non-coincident | 2028 | POE10 | NA | 96.5857 | QLD Belmont Wecker Road 33 |  |  | FALSE | #N/A | #N/A | #N/A | #N/A | #N/A | #N/A | #N/A | #N/A | #N/A | #N/A
TRUE | QLD | QBBS | Belmont Wecker Road 33 | Energy Queensland | Winter | Coincident | 2029 | POE10 | NA | 97.3076 | QLD Belmont Wecker Road 33 |  |  | FALSE | #N/A | #N/A | #N/A | #N/A | #N/A | #N/A | #N/A | #N/A | #N/A | #N/A
TRUE | QLD | QBBS | Belmont Wecker Road 33 | Energy Queensland | Winter | Coincident | 2029 | POE50 | NA | 93.5773 | QLD Belmont Wecker Road 33 |  |  | FALSE | #N/A | #N/A | #N/A | #N/A | #N/A | #N/A | #N/A | #N/A | #N/A | #N/A
TRUE | QLD | QBBS | Belmont Wecker Road 33 | Energy Queensland | Winter | Non-coincident | 2029 | POE10 | NA | 97.6065 | QLD Belmont Wecker Road 33 |  |  | FALSE | #N/A | #N/A | #N/A | #N/A | #N/A | #N/A | #N/A | #N/A | #N/A | #N/A
TRUE | QLD | QBDA | Bundamba | Energy Queensland | Shoulder | Coincident | 2017 | ACTUAL_OPG | 11.0904 | 21.2741 | QLD Bundamba |  |  | FALSE | #N/A | #N/A | #N/A | #N/A | #N/A | #N/A | #N/A | #N/A | #N/A | #N/A
TRUE | QLD | QBDA | Bundamba | Energy Queensland | Shoulder | Coincident | 2017 | ACTUAL_RAW | 11.0904 | 21.2741 | QLD Bundamba |  |  | FALSE | #N/A | #N/A | #N/A | #N/A | #N/A | #N/A | #N/A | #N/A | #N/A | #N/A
TRUE | QLD | QBDA | Bundamba | Energy Queensland | Shoulder | Non-coincident | 2017 | ACTUAL_RAW | 7.476 | 28.5105 | QLD Bundamba |  |  | FALSE | #N/A | #N/A | #N/A | #N/A | #N/A | #N/A | #N/A | #N/A | #N/A | #N/A
TRUE | QLD | QBDA | Bundamba | Energy Queensland | Shoulder | Non-coincident | 2017 | ACTUAL_OPG | 7.476 | 28.5105 | QLD Bundamba |  |  | FALSE | #N/A | #N/A | #N/A | #N/A | #N/A | #N/A | #N/A | #N/A | #N/A | #N/A
TRUE | QLD | QBDA | Bundamba | Energy Queensland | Shoulder | Non-coincident | 2017 | ACTUAL_ADJUSTEDOPG | 7.476 | 28.5105 | QLD Bundamba |  |  | FALSE | #N/A | #N/A | #N/A | #N/A | #N/A | #N/A | #N/A | #N/A | #N/A | #N/A
TRUE | QLD | QBDA | Bundamba | Energy Queensland | Shoulder | Coincident | 2018 | ACTUAL_OPG | 11.5217 | 21.7224 | QLD Bundamba |  |  | FALSE | #N/A | #N/A | #N/A | #N/A | #N/A | #N/A | #N/A | #N/A | #N/A | #N/A
TRUE | QLD | QBDA | Bundamba | Energy Queensland | Shoulder | Coincident | 2018 | ACTUAL_RAW | 11.5217 | 21.7224 | QLD Bundamba |  |  | FALSE | #N/A | #N/A | #N/A | #N/A | #N/A | #N/A | #N/A | #N/A | #N/A | #N/A
TRUE | QLD | QBDA | Bundamba | Energy Queensland | Shoulder | Non-coincident | 2018 | ACTUAL_RAW | 7.5784 | 29.7977 | QLD Bundamba |  |  | FALSE | #N/A | #N/A | #N/A | #N/A | #N/A | #N/A | #N/A | #N/A | #N/A | #N/A
TRUE | QLD | QBDA | Bundamba | Energy Queensland | Shoulder | Non-coincident | 2018 | ACTUAL_OPG | 7.5784 | 29.7977 | QLD Bundamba |  |  | FALSE | #N/A | #N/A | #N/A | #N/A | #N/A | #N/A | #N/A | #N/A | #N/A | #N/A
TRUE | QLD | QBDA | Bundamba | Energy Queensland | Shoulder | Non-coincident | 2018 | ACTUAL_ADJUSTEDOPG | 7.5784 | 29.7977 | QLD Bundamba |  |  | FALSE | #N/A | #N/A | #N/A | #N/A | #N/A | #N/A | #N/A | #N/A | #N/A | #N/A
TRUE | QLD | QBDA | Bundamba | Energy Queensland | Shoulder | Coincident | 2019 | ACTUAL_OPG | 7.9422 | 24.7067 | QLD Bundamba |  |  | FALSE | #N/A | #N/A | #N/A | #N/A | #N/A | #N/A | #N/A | #N/A | #N/A | #N/A
TRUE | QLD | QBDA | Bundamba | Energy Queensland | Shoulder | Coincident | 2019 | ACTUAL_RAW | 7.9422 | 24.7067 | QLD Bundamba |  |  | FALSE | #N/A | #N/A | #N/A | #N/A | #N/A | #N/A | #N/A | #N/A | #N/A | #N/A
TRUE | QLD | QBDA | Bundamba | Energy Queensland | Shoulder | Non-coincident | 2019 | ACTUAL_RAW | 6.3089 | 27.221 | QLD Bundamba |  |  | FALSE | #N/A | #N/A | #N/A | #N/A | #N/A | #N/A | #N/A | #N/A | #N/A | #N/A
TRUE | QLD | QBDA | Bundamba | Energy Queensland | Shoulder | Non-coincident | 2019 | ACTUAL_OPG | 6.3089 | 27.221 | QLD Bundamba |  |  | FALSE | #N/A | #N/A | #N/A | #N/A | #N/A | #N/A | #N/A | #N/A | #N/A | #N/A
TRUE | QLD | QBDA | Bundamba | Energy Queensland | Shoulder | Non-coincident | 2019 | ACTUAL_ADJUSTEDOPG | 6.3089 | 27.221 | QLD Bundamba |  |  | FALSE | #N/A | #N/A | #N/A | #N/A | #N/A | #N/A | #N/A | #N/A | #N/A | #N/A
TRUE | QLD | QBDA | Bundamba | Energy Queensland | Shoulder | Non-coincident | 2019 | BASEYEARPOE90 | 5.3327 | NA | QLD Bundamba |  |  | FALSE | #N/A | #N/A | #N/A | #N/A | #N/A | #N/A | #N/A | #N/A | #N/A | #N/A
TRUE | QLD | QBDA | Bundamba | Energy Queensland | Shoulder | Non-coincident | 2019 | BASEYEARPOE50 | 5.878 | 27.4812 | QLD Bundamba |  |  | FALSE | #N/A | #N/A | #N/A | #N/A | #N/A | #N/A | #N/A | #N/A | #N/A | #N/A
TRUE | QLD | QBDA | Bundamba | Energy Queensland | Shoulder | Coincident | 2020 | ACTUAL_OPG | 7.7856 | 27.4447 | QLD Bundamba |  |  | FALSE | #N/A | #N/A | #N/A | #N/A | #N/A | #N/A | #N/A | #N/A | #N/A | #N/A
TRUE | QLD | QBDA | Bundamba | Energy Queensland | Shoulder | Coincident | 2020 | ACTUAL_RAW | 7.7856 | 27.4447 | QLD Bundamba |  |  | FALSE | #N/A | #N/A | #N/A | #N/A | #N/A | #N/A | #N/A | #N/A | #N/A | #N/A
TRUE | QLD | QBDA | Bundamba | Energy Queensland | Shoulder | Non-coincident | 2020 | ACTUAL_RAW | 6.717 | 27.4749 | QLD Bundamba |  |  | FALSE | #N/A | #N/A | #N/A | #N/A | #N/A | #N/A | #N/A | #N/A | #N/A | #N/A
TRUE | QLD | QBDA | Bundamba | Energy Queensland | Shoulder | Non-coincident | 2020 | ACTUAL_OPG | 6.717 | 27.4749 | QLD Bundamba |  |  | FALSE | #N/A | #N/A | #N/A | #N/A | #N/A | #N/A | #N/A | #N/A | #N/A | #N/A
TRUE | QLD | QBDA | Bundamba | Energy Queensland | Shoulder | Non-coincident | 2020 | ACTUAL_ADJUSTEDOPG | 6.717 | 27.4749 | QLD Bundamba |  |  | FALSE | #N/A | #N/A | #N/A | #N/A | #N/A | #N/A | #N/A | #N/A | #N/A | #N/A
TRUE | QLD | QBDA | Bundamba | Energy Queensland | Shoulder | Coincident_unreconciled | 2021 | POE50 | 8 | NA | QLD Bundamba |  |  | FALSE | #N/A | #N/A | #N/A | #N/A | #N/A | #N/A | #N/A | #N/A | #N/A | #N/A
TRUE | QLD | QBDA | Bundamba | Energy Queensland | Shoulder | Coincident_unreconciled | 2021 | POE90 | 6.5722 | NA | QLD Bundamba |  |  | FALSE | #N/A | #N/A | #N/A | #N/A | #N/A | #N/A | #N/A | #N/A | #N/A | #N/A
TRUE | QLD | QBDA | Bundamba | Energy Queensland | Shoulder | Non-coincident | 2021 | POE50 | 6 | 29.0292 | QLD Bundamba |  |  | FALSE | #N/A | #N/A | #N/A | #N/A | #N/A | #N/A | #N/A | #N/A | #N/A | #N/A
TRUE | QLD | QBDA | Bundamba | Energy Queensland | Shoulder | Non-coincident | 2021 | POE90 | 5.0077 | NA | QLD Bundamba |  |  | FALSE | #N/A | #N/A | #N/A | #N/A | #N/A | #N/A | #N/A | #N/A | #N/A | #N/A
TRUE | QLD | QBDA | Bundamba | Energy Queensland | Shoulder | Coincident_unreconciled | 2022 | POE50 | 7.2735 | NA | QLD Bundamba |  |  | FALSE | #N/A | #N/A | #N/A | #N/A | #N/A | #N/A | #N/A | #N/A | #N/A | #N/A
TRUE | QLD | QBDA | Bundamba | Energy Queensland | Shoulder | Coincident_unreconciled | 2022 | POE90 | 5.8414 | NA | QLD Bundamba |  |  | FALSE | #N/A | #N/A | #N/A | #N/A | #N/A | #N/A | #N/A | #N/A | #N/A | #N/A
TRUE | QLD | QBDA | Bundamba | Energy Queensland | Shoulder | Non-coincident | 2022 | POE50 | 5.4951 | 29.0649 | QLD Bundamba |  |  | FALSE | #N/A | #N/A | #N/A | #N/A | #N/A | #N/A | #N/A | #N/A | #N/A | #N/A
TRUE | QLD | QBDA | Bundamba | Energy Queensland | Shoulder | Non-coincident | 2022 | POE90 | 4.4998 | NA | QLD Bundamba |  |  | FALSE | #N/A | #N/A | #N/A | #N/A | #N/A | #N/A | #N/A | #N/A | #N/A | #N/A
TRUE | QLD | QBDA | Bundamba | Energy Queensland | Shoulder | Coincident_unreconciled | 2023 | POE50 | 6.5614 | NA | QLD Bundamba |  |  | FALSE | #N/A | #N/A | #N/A | #N/A | #N/A | #N/A | #N/A | #N/A | #N/A | #N/A
TRUE | QLD | QBDA | Bundamba | Energy Queensland | Shoulder | Coincident_unreconciled | 2023 | POE90 | 5.1241 | NA | QLD Bundamba |  |  | FALSE | #N/A | #N/A | #N/A | #N/A | #N/A | #N/A | #N/A | #N/A | #N/A | #N/A
TRUE | QLD | QBDA | Bundamba | Energy Queensland | Shoulder | Non-coincident | 2023 | POE50 | 5.0002 | 29.1084 | QLD Bundamba |  |  | FALSE | #N/A | #N/A | #N/A | #N/A | #N/A | #N/A | #N/A | #N/A | #N/A | #N/A
TRUE | QLD | QBDA | Bundamba | Energy Queensland | Shoulder | Non-coincident | 2023 | POE90 | 4.0013 | NA | QLD Bundamba |  |  | FALSE | #N/A | #N/A | #N/A | #N/A | #N/A | #N/A | #N/A | #N/A | #N/A | #N/A
TRUE | QLD | QBDA | Bundamba | Energy Queensland | Shoulder | Coincident_unreconciled | 2024 | POE50 | 6.0954 | NA | QLD Bundamba |  |  | FALSE | #N/A | #N/A | #N/A | #N/A | #N/A | #N/A | #N/A | #N/A | #N/A | #N/A
TRUE | QLD | QBDA | Bundamba | Energy Queensland | Shoulder | Coincident_unreconciled | 2024 | POE90 | 4.6529 | NA | QLD Bundamba |  |  | FALSE | #N/A | #N/A | #N/A | #N/A | #N/A | #N/A | #N/A | #N/A | #N/A | #N/A
TRUE | QLD | QBDA | Bundamba | Energy Queensland | Shoulder | Non-coincident | 2024 | POE50 | 4.6763 | 29.1491 | QLD Bundamba |  |  | FALSE | #N/A | #N/A | #N/A | #N/A | #N/A | #N/A | #N/A | #N/A | #N/A | #N/A
TRUE | QLD | QBDA | Bundamba | Energy Queensland | Shoulder | Non-coincident | 2024 | POE90 | 3.6738 | NA | QLD Bundamba |  |  | FALSE | #N/A | #N/A | #N/A | #N/A | #N/A | #N/A | #N/A | #N/A | #N/A | #N/A
TRUE | QLD | QBDA | Bundamba | Energy Queensland | Shoulder | Coincident_unreconciled | 2025 | POE50 | 5.7259 | NA | QLD Bundamba |  |  | FALSE | #N/A | #N/A | #N/A | #N/A | #N/A | #N/A | #N/A | #N/A | #N/A | #N/A
TRUE | QLD | QBDA | Bundamba | Energy Queensland | Shoulder | Coincident_unreconciled | 2025 | POE90 | 4.2782 | NA | QLD Bundamba |  |  | FALSE | #N/A | #N/A | #N/A | #N/A | #N/A | #N/A | #N/A | #N/A | #N/A | #N/A
TRUE | QLD | QBDA | Bundamba | Energy Queensland | Shoulder | Non-coincident | 2025 | POE50 | 4.4195 | 29.1896 | QLD Bundamba |  |  | FALSE | #N/A | #N/A | #N/A | #N/A | #N/A | #N/A | #N/A | #N/A | #N/A | #N/A
TRUE | QLD | QBDA | Bundamba | Energy Queensland | Shoulder | Non-coincident | 2025 | POE90 | 3.4134 | NA | QLD Bundamba |  |  | FALSE | #N/A | #N/A | #N/A | #N/A | #N/A | #N/A | #N/A | #N/A | #N/A | #N/A
TRUE | QLD | QBDA | Bundamba | Energy Queensland | Shoulder | Coincident_unreconciled | 2026 | POE50 | 5.3776 | NA | QLD Bundamba |  |  | FALSE | #N/A | #N/A | #N/A | #N/A | #N/A | #N/A | #N/A | #N/A | #N/A | #N/A
TRUE | QLD | QBDA | Bundamba | Energy Queensland | Shoulder | Coincident_unreconciled | 2026 | POE90 | 3.9248 | NA | QLD Bundamba |  |  | FALSE | #N/A | #N/A | #N/A | #N/A | #N/A | #N/A | #N/A | #N/A | #N/A | #N/A
TRUE | QLD | QBDA | Bundamba | Energy Queensland | Shoulder | Non-coincident | 2026 | POE50 | 4.1775 | 29.2363 | QLD Bundamba |  |  | FALSE | #N/A | #N/A | #N/A | #N/A | #N/A | #N/A | #N/A | #N/A | #N/A | #N/A
TRUE | QLD | QBDA | Bundamba | Energy Queensland | Shoulder | Non-coincident | 2026 | POE90 | 3.1678 | NA | QLD Bundamba |  |  | FALSE | #N/A | #N/A | #N/A | #N/A | #N/A | #N/A | #N/A | #N/A | #N/A | #N/A
TRUE | QLD | QBDA | Bundamba | Energy Queensland | Shoulder | Coincident_unreconciled | 2027 | POE50 | 5.0707 | NA | QLD Bundamba |  |  | FALSE | #N/A | #N/A | #N/A | #N/A | #N/A | #N/A | #N/A | #N/A | #N/A | #N/A
TRUE | QLD | QBDA | Bundamba | Energy Queensland | Shoulder | Coincident_unreconciled | 2027 | POE90 | 3.6124 | NA | QLD Bundamba |  |  | FALSE | #N/A | #N/A | #N/A | #N/A | #N/A | #N/A | #N/A | #N/A | #N/A | #N/A
TRUE | QLD | QBDA | Bundamba | Energy Queensland | Shoulder | Non-coincident | 2027 | POE50 | 3.9642 | 29.2989 | QLD Bundamba |  |  | FALSE | #N/A | #N/A | #N/A | #N/A | #N/A | #N/A | #N/A | #N/A | #N/A | #N/A
TRUE | QLD | QBDA | Bundamba | Energy Queensland | Shoulder | Non-coincident | 2027 | POE90 | 2.9507 | NA | QLD Bundamba |  |  | FALSE | #N/A | #N/A | #N/A | #N/A | #N/A | #N/A | #N/A | #N/A | #N/A | #N/A
TRUE | QLD | QBDA | Bundamba | Energy Queensland | Shoulder | Coincident_unreconciled | 2028 | POE50 | 4.8126 | NA | QLD Bundamba |  |  | FALSE | #N/A | #N/A | #N/A | #N/A | #N/A | #N/A | #N/A | #N/A | #N/A | #N/A
TRUE | QLD | QBDA | Bundamba | Energy Queensland | Shoulder | Coincident_unreconciled | 2028 | POE90 | 3.3487 | NA | QLD Bundamba |  |  | FALSE | #N/A | #N/A | #N/A | #N/A | #N/A | #N/A | #N/A | #N/A | #N/A | #N/A
TRUE | QLD | QBDA | Bundamba | Energy Queensland | Shoulder | Non-coincident | 2028 | POE50 | 3.7848 | 29.3824 | QLD Bundamba |  |  | FALSE | #N/A | #N/A | #N/A | #N/A | #N/A | #N/A | #N/A | #N/A | #N/A | #N/A
TRUE | QLD | QBDA | Bundamba | Energy Queensland | Shoulder | Non-coincident | 2028 | POE90 | 2.7675 | NA | QLD Bundamba |  |  | FALSE | #N/A | #N/A | #N/A | #N/A | #N/A | #N/A | #N/A | #N/A | #N/A | #N/A
TRUE | QLD | QBDA | Bundamba | Energy Queensland | Shoulder | Coincident_unreconciled | 2029 | POE50 | 4.5736 | NA | QLD Bundamba |  |  | FALSE | #N/A | #N/A | #N/A | #N/A | #N/A | #N/A | #N/A | #N/A | #N/A | #N/A
TRUE | QLD | QBDA | Bundamba | Energy Queensland | Shoulder | Coincident_unreconciled | 2029 | POE90 | 3.104 | NA | QLD Bundamba |  |  | FALSE | #N/A | #N/A | #N/A | #N/A | #N/A | #N/A | #N/A | #N/A | #N/A | #N/A
TRUE | QLD | QBDA | Bundamba | Energy Queensland | Shoulder | Non-coincident | 2029 | POE50 | 3.6187 | 29.4874 | QLD Bundamba |  |  | FALSE | #N/A | #N/A | #N/A | #N/A | #N/A | #N/A | #N/A | #N/A | #N/A | #N/A
TRUE | QLD | QBDA | Bundamba | Energy Queensland | Shoulder | Non-coincident | 2029 | POE90 | 2.5974 | NA | QLD Bundamba |  |  | FALSE | #N/A | #N/A | #N/A | #N/A | #N/A | #N/A | #N/A | #N/A | #N/A | #N/A
TRUE | QLD | QBDA | Bundamba | Energy Queensland | Shoulder | Coincident_unreconciled | 2030 | POE50 | 4.3278 | NA | QLD Bundamba |  |  | FALSE | #N/A | #N/A | #N/A | #N/A | #N/A | #N/A | #N/A | #N/A | #N/A | #N/A
TRUE | QLD | QBDA | Bundamba | Energy Queensland | Shoulder | Coincident_unreconciled | 2030 | POE90 | 2.8527 | NA | QLD Bundamba |  |  | FALSE | #N/A | #N/A | #N/A | #N/A | #N/A | #N/A | #N/A | #N/A | #N/A | #N/A
TRUE | QLD | QBDA | Bundamba | Energy Queensland | Shoulder | Non-coincident | 2030 | POE50 | 3.4479 | 29.6134 | QLD Bundamba |  |  | FALSE | #N/A | #N/A | #N/A | #N/A | #N/A | #N/A | #N/A | #N/A | #N/A | #N/A
TRUE | QLD | QBDA | Bundamba | Energy Queensland | Shoulder | Non-coincident | 2030 | POE90 | 2.4227 | NA | QLD Bundamba |  |  | FALSE | #N/A | #N/A | #N/A | #N/A | #N/A | #N/A | #N/A | #N/A | #N/A | #N/A
TRUE | QLD | QBDA | Bundamba | Energy Queensland | Summer | Coincident | 2017 | ACTUAL_OPG | 9.209 | 31.1512 | QLD Bundamba |  |  | FALSE | #N/A | #N/A | #N/A | #N/A | #N/A | #N/A | #N/A | #N/A | #N/A | #N/A
TRUE | QLD | QBDA | Bundamba | Energy Queensland | Summer | Coincident | 2017 | ACTUAL_RAW | 9.209 | 31.1512 | QLD Bundamba |  |  | FALSE | #N/A | #N/A | #N/A | #N/A | #N/A | #N/A | #N/A | #N/A | #N/A | #N/A
TRUE | QLD | QBDA | Bundamba | Energy Queensland | Summer | Non-coincident | 2017 | ACTUAL_RAW | 7.6843 | 33.5246 | QLD Bundamba |  |  | FALSE | #N/A | #N/A | #N/A | #N/A | #N/A | #N/A | #N/A | #N/A | #N/A | #N/A
TRUE | QLD | QBDA | Bundamba | Energy Queensland | Summer | Non-coincident | 2017 | ACTUAL_OPG | 7.6843 | 33.5246 | QLD Bundamba |  |  | FALSE | #N/A | #N/A | #N/A | #N/A | #N/A | #N/A | #N/A | #N/A | #N/A | #N/A
TRUE | QLD | QBDA | Bundamba | Energy Queensland | Summer | Non-coincident | 2017 | ACTUAL_ADJUSTEDOPG | 7.6843 | 33.5246 | QLD Bundamba |  |  | FALSE | #N/A | #N/A | #N/A | #N/A | #N/A | #N/A | #N/A | #N/A | #N/A | #N/A
TRUE | QLD | QBDA | Bundamba | Energy Queensland | Summer | Coincident | 2018 | ACTUAL_OPG | 9.6728 | 34.0206 | QLD Bundamba |  |  | FALSE | #N/A | #N/A | #N/A | #N/A | #N/A | #N/A | #N/A | #N/A | #N/A | #N/A
TRUE | QLD | QBDA | Bundamba | Energy Queensland | Summer | Coincident | 2018 | ACTUAL_RAW | 9.6728 | 34.0206 | QLD Bundamba |  |  | FALSE | #N/A | #N/A | #N/A | #N/A | #N/A | #N/A | #N/A | #N/A | #N/A | #N/A
TRUE | QLD | QBDA | Bundamba | Energy Queensland | Summer | Non-coincident | 2018 | ACTUAL_RAW | 7.3874 | 34.4093 | QLD Bundamba |  |  | FALSE | #N/A | #N/A | #N/A | #N/A | #N/A | #N/A | #N/A | #N/A | #N/A | #N/A
TRUE | QLD | QBDA | Bundamba | Energy Queensland | Summer | Non-coincident | 2018 | ACTUAL_OPG | 7.3874 | 34.4093 | QLD Bundamba |  |  | FALSE | #N/A | #N/A | #N/A | #N/A | #N/A | #N/A | #N/A | #N/A | #N/A | #N/A
TRUE | QLD | QBDA | Bundamba | Energy Queensland | Summer | Non-coincident | 2018 | ACTUAL_ADJUSTEDOPG | 7.3874 | 34.4093 | QLD Bundamba |  |  | FALSE | #N/A | #N/A | #N/A | #N/A | #N/A | #N/A | #N/A | #N/A | #N/A | #N/A
TRUE | QLD | QBDA | Bundamba | Energy Queensland | Summer | Coincident | 2019 | ACTUAL_OPG | 7.9584 | 36.0557 | QLD Bundamba |  |  | FALSE | #N/A | #N/A | #N/A | #N/A | #N/A | #N/A | #N/A | #N/A | #N/A | #N/A
TRUE | QLD | QBDA | Bundamba | Energy Queensland | Summer | Coincident | 2019 | ACTUAL_RAW | 7.9584 | 36.0557 | QLD Bundamba |  |  | FALSE | #N/A | #N/A | #N/A | #N/A | #N/A | #N/A | #N/A | #N/A | #N/A | #N/A
TRUE | QLD | QBDA | Bundamba | Energy Queensland | Summer | Non-coincident | 2019 | ACTUAL_RAW | 5.8663 | 36.1573 | QLD Bundamba |  |  | FALSE | #N/A | #N/A | #N/A | #N/A | #N/A | #N/A | #N/A | #N/A | #N/A | #N/A
TRUE | QLD | QBDA | Bundamba | Energy Queensland | Summer | Non-coincident | 2019 | ACTUAL_OPG | 5.8663 | 36.1573 | QLD Bundamba |  |  | FALSE | #N/A | #N/A | #N/A | #N/A | #N/A | #N/A | #N/A | #N/A | #N/A | #N/A
TRUE | QLD | QBDA | Bundamba | Energy Queensland | Summer | Non-coincident | 2019 | ACTUAL_ADJUSTEDOPG | 5.8663 | 36.1573 | QLD Bundamba |  |  | FALSE | #N/A | #N/A | #N/A | #N/A | #N/A | #N/A | #N/A | #N/A | #N/A | #N/A
TRUE | QLD | QBDA | Bundamba | Energy Queensland | Summer | Non-coincident | 2019 | BASEYEARPOE90 | 6.3169 | NA | QLD Bundamba |  |  | FALSE | #N/A | #N/A | #N/A | #N/A | #N/A | #N/A | #N/A | #N/A | #N/A | #N/A
TRUE | QLD | QBDA | Bundamba | Energy Queensland | Summer | Non-coincident | 2019 | BASEYEARPOE50 | 7.225 | 31.1482 | QLD Bundamba |  |  | FALSE | #N/A | #N/A | #N/A | #N/A | #N/A | #N/A | #N/A | #N/A | #N/A | #N/A
TRUE | QLD | QBDA | Bundamba | Energy Queensland | Summer | Coincident | 2020 | ACTUAL_OPG | 7.9776 | 33.8132 | QLD Bundamba |  |  | FALSE | #N/A | #N/A | #N/A | #N/A | #N/A | #N/A | #N/A | #N/A | #N/A | #N/A
TRUE | QLD | QBDA | Bundamba | Energy Queensland | Summer | Coincident | 2020 | ACTUAL_RAW | 7.9776 | 33.8132 | QLD Bundamba |  |  | FALSE | #N/A | #N/A | #N/A | #N/A | #N/A | #N/A | #N/A | #N/A | #N/A | #N/A
TRUE | QLD | QBDA | Bundamba | Energy Queensland | Summer | Non-coincident | 2020 | ACTUAL_RAW | 5.8442 | 34.1712 | QLD Bundamba |  |  | FALSE | #N/A | #N/A | #N/A | #N/A | #N/A | #N/A | #N/A | #N/A | #N/A | #N/A
TRUE | QLD | QBDA | Bundamba | Energy Queensland | Summer | Non-coincident | 2020 | ACTUAL_OPG | 5.8442 | 34.1712 | QLD Bundamba |  |  | FALSE | #N/A | #N/A | #N/A | #N/A | #N/A | #N/A | #N/A | #N/A | #N/A | #N/A
TRUE | QLD | QBDA | Bundamba | Energy Queensland | Summer | Non-coincident | 2020 | ACTUAL_ADJUSTEDOPG | 5.8442 | 34.1712 | QLD Bundamba |  |  | FALSE | #N/A | #N/A | #N/A | #N/A | #N/A | #N/A | #N/A | #N/A | #N/A | #N/A
TRUE | QLD | QBDA | Bundamba | Energy Queensland | Summer | Coincident_unreconciled | 2021 | POE50 | 8.5 | NA | QLD Bundamba |  |  | FALSE | #N/A | #N/A | #N/A | #N/A | #N/A | #N/A | #N/A | #N/A | #N/A | #N/A
TRUE | QLD | QBDA | Bundamba | Energy Queensland | Summer | Coincident_unreconciled | 2021 | POE90 | 6.7102 | NA | QLD Bundamba |  |  | FALSE | #N/A | #N/A | #N/A | #N/A | #N/A | #N/A | #N/A | #N/A | #N/A | #N/A
TRUE | QLD | QBDA | Bundamba | Energy Queensland | Summer | Non-coincident | 2021 | POE50 | 5.5 | 36.5075 | QLD Bundamba |  |  | FALSE | #N/A | #N/A | #N/A | #N/A | #N/A | #N/A | #N/A | #N/A | #N/A | #N/A
TRUE | QLD | QBDA | Bundamba | Energy Queensland | Summer | Non-coincident | 2021 | POE90 | 4.3872 | NA | QLD Bundamba |  |  | FALSE | #N/A | #N/A | #N/A | #N/A | #N/A | #N/A | #N/A | #N/A | #N/A | #N/A
TRUE | QLD | QBDA | Bundamba | Energy Queensland | Summer | Coincident_unreconciled | 2022 | POE50 | 7.7024 | NA | QLD Bundamba |  |  | FALSE | #N/A | #N/A | #N/A | #N/A | #N/A | #N/A | #N/A | #N/A | #N/A | #N/A
TRUE | QLD | QBDA | Bundamba | Energy Queensland | Summer | Coincident_unreconciled | 2022 | POE90 | 5.9083 | NA | QLD Bundamba |  |  | FALSE | #N/A | #N/A | #N/A | #N/A | #N/A | #N/A | #N/A | #N/A | #N/A | #N/A
TRUE | QLD | QBDA | Bundamba | Energy Queensland | Summer | Non-coincident | 2022 | POE50 | 5.0041 | 36.5535 | QLD Bundamba |  |  | FALSE | #N/A | #N/A | #N/A | #N/A | #N/A | #N/A | #N/A | #N/A | #N/A | #N/A
TRUE | QLD | QBDA | Bundamba | Energy Queensland | Summer | Non-coincident | 2022 | POE90 | 3.8886 | NA | QLD Bundamba |  |  | FALSE | #N/A | #N/A | #N/A | #N/A | #N/A | #N/A | #N/A | #N/A | #N/A | #N/A
TRUE | QLD | QBDA | Bundamba | Energy Queensland | Summer | Coincident_unreconciled | 2023 | POE50 | 6.9237 | NA | QLD Bundamba |  |  | FALSE | #N/A | #N/A | #N/A | #N/A | #N/A | #N/A | #N/A | #N/A | #N/A | #N/A
TRUE | QLD | QBDA | Bundamba | Energy Queensland | Summer | Coincident_unreconciled | 2023 | POE90 | 5.1243 | NA | QLD Bundamba |  |  | FALSE | #N/A | #N/A | #N/A | #N/A | #N/A | #N/A | #N/A | #N/A | #N/A | #N/A
TRUE | QLD | QBDA | Bundamba | Energy Queensland | Summer | Non-coincident | 2023 | POE50 | 4.5199 | 36.6095 | QLD Bundamba |  |  | FALSE | #N/A | #N/A | #N/A | #N/A | #N/A | #N/A | #N/A | #N/A | #N/A | #N/A
TRUE | QLD | QBDA | Bundamba | Energy Queensland | Summer | Non-coincident | 2023 | POE90 | 3.4012 | NA | QLD Bundamba |  |  | FALSE | #N/A | #N/A | #N/A | #N/A | #N/A | #N/A | #N/A | #N/A | #N/A | #N/A
TRUE | QLD | QBDA | Bundamba | Energy Queensland | Summer | Coincident_unreconciled | 2024 | POE50 | 6.4346 | NA | QLD Bundamba |  |  | FALSE | #N/A | #N/A | #N/A | #N/A | #N/A | #N/A | #N/A | #N/A | #N/A | #N/A
TRUE | QLD | QBDA | Bundamba | Energy Queensland | Summer | Coincident_unreconciled | 2024 | POE90 | 4.6301 | NA | QLD Bundamba |  |  | FALSE | #N/A | #N/A | #N/A | #N/A | #N/A | #N/A | #N/A | #N/A | #N/A | #N/A
TRUE | QLD | QBDA | Bundamba | Energy Queensland | Summer | Non-coincident | 2024 | POE50 | 4.2158 | 36.6625 | QLD Bundamba |  |  | FALSE | #N/A | #N/A | #N/A | #N/A | #N/A | #N/A | #N/A | #N/A | #N/A | #N/A
TRUE | QLD | QBDA | Bundamba | Energy Queensland | Summer | Non-coincident | 2024 | POE90 | 3.0939 | NA | QLD Bundamba |  |  | FALSE | #N/A | #N/A | #N/A | #N/A | #N/A | #N/A | #N/A | #N/A | #N/A | #N/A
TRUE | QLD | QBDA | Bundamba | Energy Queensland | Summer | Coincident_unreconciled | 2025 | POE50 | 6.0365 | NA | QLD Bundamba |  |  | FALSE | #N/A | #N/A | #N/A | #N/A | #N/A | #N/A | #N/A | #N/A | #N/A | #N/A
TRUE | QLD | QBDA | Bundamba | Energy Queensland | Summer | Coincident_unreconciled | 2025 | POE90 | 4.2267 | NA | QLD Bundamba |  |  | FALSE | #N/A | #N/A | #N/A | #N/A | #N/A | #N/A | #N/A | #N/A | #N/A | #N/A
TRUE | QLD | QBDA | Bundamba | Energy Queensland | Summer | Non-coincident | 2025 | POE50 | 3.9683 | 36.7155 | QLD Bundamba |  |  | FALSE | #N/A | #N/A | #N/A | #N/A | #N/A | #N/A | #N/A | #N/A | #N/A | #N/A
TRUE | QLD | QBDA | Bundamba | Energy Queensland | Summer | Non-coincident | 2025 | POE90 | 2.8431 | NA | QLD Bundamba |  |  | FALSE | #N/A | #N/A | #N/A | #N/A | #N/A | #N/A | #N/A | #N/A | #N/A | #N/A
TRUE | QLD | QBDA | Bundamba | Energy Queensland | Summer | Coincident_unreconciled | 2026 | POE50 | 5.6615 | NA | QLD Bundamba |  |  | FALSE | #N/A | #N/A | #N/A | #N/A | #N/A | #N/A | #N/A | #N/A | #N/A | #N/A
TRUE | QLD | QBDA | Bundamba | Energy Queensland | Summer | Coincident_unreconciled | 2026 | POE90 | 3.8465 | NA | QLD Bundamba |  |  | FALSE | #N/A | #N/A | #N/A | #N/A | #N/A | #N/A | #N/A | #N/A | #N/A | #N/A
TRUE | QLD | QBDA | Bundamba | Energy Queensland | Summer | Non-coincident | 2026 | POE50 | 3.7351 | 36.7761 | QLD Bundamba |  |  | FALSE | #N/A | #N/A | #N/A | #N/A | #N/A | #N/A | #N/A | #N/A | #N/A | #N/A
TRUE | QLD | QBDA | Bundamba | Energy Queensland | Summer | Non-coincident | 2026 | POE90 | 2.6067 | NA | QLD Bundamba |  |  | FALSE | #N/A | #N/A | #N/A | #N/A | #N/A | #N/A | #N/A | #N/A | #N/A | #N/A
TRUE | QLD | QBDA | Bundamba | Energy Queensland | Summer | Coincident_unreconciled | 2027 | POE50 | 5.3347 | NA | QLD Bundamba |  |  | FALSE | #N/A | #N/A | #N/A | #N/A | #N/A | #N/A | #N/A | #N/A | #N/A | #N/A
TRUE | QLD | QBDA | Bundamba | Energy Queensland | Summer | Coincident_unreconciled | 2027 | POE90 | 3.5143 | NA | QLD Bundamba |  |  | FALSE | #N/A | #N/A | #N/A | #N/A | #N/A | #N/A | #N/A | #N/A | #N/A | #N/A
TRUE | QLD | QBDA | Bundamba | Energy Queensland | Summer | Non-coincident | 2027 | POE50 | 3.532 | 36.857 | QLD Bundamba |  |  | FALSE | #N/A | #N/A | #N/A | #N/A | #N/A | #N/A | #N/A | #N/A | #N/A | #N/A
TRUE | QLD | QBDA | Bundamba | Energy Queensland | Summer | Non-coincident | 2027 | POE90 | 2.4001 | NA | QLD Bundamba |  |  | FALSE | #N/A | #N/A | #N/A | #N/A | #N/A | #N/A | #N/A | #N/A | #N/A | #N/A
TRUE | QLD | QBDA | Bundamba | Energy Queensland | Summer | Coincident_unreconciled | 2028 | POE50 | 5.0621 | NA | QLD Bundamba |  |  | FALSE | #N/A | #N/A | #N/A | #N/A | #N/A | #N/A | #N/A | #N/A | #N/A | #N/A
TRUE | QLD | QBDA | Bundamba | Energy Queensland | Summer | Coincident_unreconciled | 2028 | POE90 | 3.236 | NA | QLD Bundamba |  |  | FALSE | #N/A | #N/A | #N/A | #N/A | #N/A | #N/A | #N/A | #N/A | #N/A | #N/A
TRUE | QLD | QBDA | Bundamba | Energy Queensland | Summer | Non-coincident | 2028 | POE50 | 3.3624 | 36.9634 | QLD Bundamba |  |  | FALSE | #N/A | #N/A | #N/A | #N/A | #N/A | #N/A | #N/A | #N/A | #N/A | #N/A
TRUE | QLD | QBDA | Bundamba | Energy Queensland | Summer | Non-coincident | 2028 | POE90 | 2.2271 | NA | QLD Bundamba |  |  | FALSE | #N/A | #N/A | #N/A | #N/A | #N/A | #N/A | #N/A | #N/A | #N/A | #N/A
TRUE | QLD | QBDA | Bundamba | Energy Queensland | Summer | Coincident_unreconciled | 2029 | POE50 | 4.8119 | NA | QLD Bundamba |  |  | FALSE | #N/A | #N/A | #N/A | #N/A | #N/A | #N/A | #N/A | #N/A | #N/A | #N/A
TRUE | QLD | QBDA | Bundamba | Energy Queensland | Summer | Coincident_unreconciled | 2029 | POE90 | 2.9801 | NA | QLD Bundamba |  |  | FALSE | #N/A | #N/A | #N/A | #N/A | #N/A | #N/A | #N/A | #N/A | #N/A | #N/A
TRUE | QLD | QBDA | Bundamba | Energy Queensland | Summer | Non-coincident | 2029 | POE50 | 3.2069 | 37.0951 | QLD Bundamba |  |  | FALSE | #N/A | #N/A | #N/A | #N/A | #N/A | #N/A | #N/A | #N/A | #N/A | #N/A
TRUE | QLD | QBDA | Bundamba | Energy Queensland | Summer | Non-coincident | 2029 | POE90 | 2.068 | NA | QLD Bundamba |  |  | FALSE | #N/A | #N/A | #N/A | #N/A | #N/A | #N/A | #N/A | #N/A | #N/A | #N/A
TRUE | QLD | QBDA | Bundamba | Energy Queensland | Summer | Coincident_unreconciled | 2030 | POE50 | 4.5634 | NA | QLD Bundamba |  |  | FALSE | #N/A | #N/A | #N/A | #N/A | #N/A | #N/A | #N/A | #N/A | #N/A | #N/A
TRUE | QLD | QBDA | Bundamba | Energy Queensland | Summer | Coincident_unreconciled | 2030 | POE90 | 2.726 | NA | QLD Bundamba |  |  | FALSE | #N/A | #N/A | #N/A | #N/A | #N/A | #N/A | #N/A | #N/A | #N/A | #N/A
TRUE | QLD | QBDA | Bundamba | Energy Queensland | Summer | Non-coincident | 2030 | POE50 | 3.0524 | 37.2503 | QLD Bundamba |  |  | FALSE | #N/A | #N/A | #N/A | #N/A | #N/A | #N/A | #N/A | #N/A | #N/A | #N/A
TRUE | QLD | QBDA | Bundamba | Energy Queensland | Summer | Non-coincident | 2030 | POE90 | 1.91 | NA | QLD Bundamba |  |  | FALSE | #N/A | #N/A | #N/A | #N/A | #N/A | #N/A | #N/A | #N/A | #N/A | #N/A
TRUE | QLD | QBDA | Bundamba | Energy Queensland | Winter | Coincident | 2016 | ACTUAL_OPG | 10.884 | 21.8412 | QLD Bundamba |  |  | FALSE | #N/A | #N/A | #N/A | #N/A | #N/A | #N/A | #N/A | #N/A | #N/A | #N/A
TRUE | QLD | QBDA | Bundamba | Energy Queensland | Winter | Coincident | 2016 | ACTUAL_RAW | 10.884 | 21.8412 | QLD Bundamba |  |  | FALSE | #N/A | #N/A | #N/A | #N/A | #N/A | #N/A | #N/A | #N/A | #N/A | #N/A
TRUE | QLD | QBDA | Bundamba | Energy Queensland | Winter | Non-coincident | 2016 | ACTUAL_RAW | 7.2871 | 30.5061 | QLD Bundamba |  |  | FALSE | #N/A | #N/A | #N/A | #N/A | #N/A | #N/A | #N/A | #N/A | #N/A | #N/A
TRUE | QLD | QBDA | Bundamba | Energy Queensland | Winter | Non-coincident | 2016 | ACTUAL_OPG | 7.2871 | 30.5061 | QLD Bundamba |  |  | FALSE | #N/A | #N/A | #N/A | #N/A | #N/A | #N/A | #N/A | #N/A | #N/A | #N/A
TRUE | QLD | QBDA | Bundamba | Energy Queensland | Winter | Non-coincident | 2016 | ACTUAL_ADJUSTEDOPG | 7.2871 | 30.5061 | QLD Bundamba |  |  | FALSE | #N/A | #N/A | #N/A | #N/A | #N/A | #N/A | #N/A | #N/A | #N/A | #N/A
TRUE | QLD | QBDA | Bundamba | Energy Queensland | Winter | Coincident | 2017 | ACTUAL_OPG | 7.9513 | 28.162 | QLD Bundamba |  |  | FALSE | #N/A | #N/A | #N/A | #N/A | #N/A | #N/A | #N/A | #N/A | #N/A | #N/A
TRUE | QLD | QBDA | Bundamba | Energy Queensland | Winter | Coincident | 2017 | ACTUAL_RAW | 7.9513 | 28.162 | QLD Bundamba |  |  | FALSE | #N/A | #N/A | #N/A | #N/A | #N/A | #N/A | #N/A | #N/A | #N/A | #N/A
TRUE | QLD | QBDA | Bundamba | Energy Queensland | Winter | Non-coincident | 2017 | ACTUAL_RAW | 7.4448 | 28.162 | QLD Bundamba |  |  | FALSE | #N/A | #N/A | #N/A | #N/A | #N/A | #N/A | #N/A | #N/A | #N/A | #N/A
TRUE | QLD | QBDA | Bundamba | Energy Queensland | Winter | Non-coincident | 2017 | ACTUAL_OPG | 7.4448 | 28.162 | QLD Bundamba |  |  | FALSE | #N/A | #N/A | #N/A | #N/A | #N/A | #N/A | #N/A | #N/A | #N/A | #N/A
TRUE | QLD | QBDA | Bundamba | Energy Queensland | Winter | Non-coincident | 2017 | ACTUAL_ADJUSTEDOPG | 7.4448 | 28.162 | QLD Bundamba |  |  | FALSE | #N/A | #N/A | #N/A | #N/A | #N/A | #N/A | #N/A | #N/A | #N/A | #N/A
TRUE | QLD | QBDA | Bundamba | Energy Queensland | Winter | Coincident | 2018 | ACTUAL_OPG | 7.5356 | 24.6732 | QLD Bundamba |  |  | FALSE | #N/A | #N/A | #N/A | #N/A | #N/A | #N/A | #N/A | #N/A | #N/A | #N/A
TRUE | QLD | QBDA | Bundamba | Energy Queensland | Winter | Coincident | 2018 | ACTUAL_RAW | 7.5356 | 24.6732 | QLD Bundamba |  |  | FALSE | #N/A | #N/A | #N/A | #N/A | #N/A | #N/A | #N/A | #N/A | #N/A | #N/A
TRUE | QLD | QBDA | Bundamba | Energy Queensland | Winter | Non-coincident | 2018 | ACTUAL_RAW | 6.7801 | 27.9181 | QLD Bundamba |  |  | FALSE | #N/A | #N/A | #N/A | #N/A | #N/A | #N/A | #N/A | #N/A | #N/A | #N/A
TRUE | QLD | QBDA | Bundamba | Energy Queensland | Winter | Non-coincident | 2018 | ACTUAL_OPG | 6.7801 | 27.9181 | QLD Bundamba |  |  | FALSE | #N/A | #N/A | #N/A | #N/A | #N/A | #N/A | #N/A | #N/A | #N/A | #N/A
TRUE | QLD | QBDA | Bundamba | Energy Queensland | Winter | Non-coincident | 2018 | ACTUAL_ADJUSTEDOPG | 6.7801 | 27.9181 | QLD Bundamba |  |  | FALSE | #N/A | #N/A | #N/A | #N/A | #N/A | #N/A | #N/A | #N/A | #N/A | #N/A
TRUE | QLD | QBDA | Bundamba | Energy Queensland | Winter | Coincident | 2019 | ACTUAL_OPG | 6.7236 | 29.3251 | QLD Bundamba |  |  | FALSE | #N/A | #N/A | #N/A | #N/A | #N/A | #N/A | #N/A | #N/A | #N/A | #N/A
TRUE | QLD | QBDA | Bundamba | Energy Queensland | Winter | Coincident | 2019 | ACTUAL_RAW | 6.7236 | 29.3251 | QLD Bundamba |  |  | FALSE | #N/A | #N/A | #N/A | #N/A | #N/A | #N/A | #N/A | #N/A | #N/A | #N/A
TRUE | QLD | QBDA | Bundamba | Energy Queensland | Winter | Non-coincident | 2019 | ACTUAL_RAW | 6.7236 | 29.4267 | QLD Bundamba |  |  | FALSE | #N/A | #N/A | #N/A | #N/A | #N/A | #N/A | #N/A | #N/A | #N/A | #N/A
TRUE | QLD | QBDA | Bundamba | Energy Queensland | Winter | Non-coincident | 2019 | ACTUAL_OPG | 6.7236 | 29.4267 | QLD Bundamba |  |  | FALSE | #N/A | #N/A | #N/A | #N/A | #N/A | #N/A | #N/A | #N/A | #N/A | #N/A
TRUE | QLD | QBDA | Bundamba | Energy Queensland | Winter | Non-coincident | 2019 | ACTUAL_ADJUSTEDOPG | 6.7236 | 29.4267 | QLD Bundamba |  |  | FALSE | #N/A | #N/A | #N/A | #N/A | #N/A | #N/A | #N/A | #N/A | #N/A | #N/A
TRUE | QLD | QBDA | Bundamba | Energy Queensland | Winter | Non-coincident | 2019 | BASEYEARPOE90 | 5.9961 | NA | QLD Bundamba |  |  | FALSE | #N/A | #N/A | #N/A | #N/A | #N/A | #N/A | #N/A | #N/A | #N/A | #N/A
TRUE | QLD | QBDA | Bundamba | Energy Queensland | Winter | Non-coincident | 2019 | BASEYEARPOE50 | 6.4545 | 28.5454 | QLD Bundamba |  |  | FALSE | #N/A | #N/A | #N/A | #N/A | #N/A | #N/A | #N/A | #N/A | #N/A | #N/A
TRUE | QLD | QBDA | Bundamba | Energy Queensland | Winter | Coincident_unreconciled | 2020 | POE50 | 6.5 | NA | QLD Bundamba |  |  | FALSE | #N/A | #N/A | #N/A | #N/A | #N/A | #N/A | #N/A | #N/A | #N/A | #N/A
TRUE | QLD | QBDA | Bundamba | Energy Queensland | Winter | Coincident_unreconciled | 2020 | POE90 | 5.56 | NA | QLD Bundamba |  |  | FALSE | #N/A | #N/A | #N/A | #N/A | #N/A | #N/A | #N/A | #N/A | #N/A | #N/A
TRUE | QLD | QBDA | Bundamba | Energy Queensland | Winter | Non-coincident | 2020 | POE50 | 6.5 | 29.8078 | QLD Bundamba |  |  | FALSE | #N/A | #N/A | #N/A | #N/A | #N/A | #N/A | #N/A | #N/A | #N/A | #N/A
TRUE | QLD | QBDA | Bundamba | Energy Queensland | Winter | Non-coincident | 2020 | POE90 | 5.6584 | NA | QLD Bundamba |  |  | FALSE | #N/A | #N/A | #N/A | #N/A | #N/A | #N/A | #N/A | #N/A | #N/A | #N/A
TRUE | QLD | QBDA | Bundamba | Energy Queensland | Winter | Coincident_unreconciled | 2021 | POE50 | 6.0371 | NA | QLD Bundamba |  |  | FALSE | #N/A | #N/A | #N/A | #N/A | #N/A | #N/A | #N/A | #N/A | #N/A | #N/A
TRUE | QLD | QBDA | Bundamba | Energy Queensland | Winter | Coincident_unreconciled | 2021 | POE90 | 5.0957 | NA | QLD Bundamba |  |  | FALSE | #N/A | #N/A | #N/A | #N/A | #N/A | #N/A | #N/A | #N/A | #N/A | #N/A
TRUE | QLD | QBDA | Bundamba | Energy Queensland | Winter | Non-coincident | 2021 | POE50 | 6.0856 | 29.839 | QLD Bundamba |  |  | FALSE | #N/A | #N/A | #N/A | #N/A | #N/A | #N/A | #N/A | #N/A | #N/A | #N/A
TRUE | QLD | QBDA | Bundamba | Energy Queensland | Winter | Non-coincident | 2021 | POE90 | 5.2428 | NA | QLD Bundamba |  |  | FALSE | #N/A | #N/A | #N/A | #N/A | #N/A | #N/A | #N/A | #N/A | #N/A | #N/A
TRUE | QLD | QBDA | Bundamba | Energy Queensland | Winter | Coincident_unreconciled | 2022 | POE50 | 5.4468 | NA | QLD Bundamba |  |  | FALSE | #N/A | #N/A | #N/A | #N/A | #N/A | #N/A | #N/A | #N/A | #N/A | #N/A
TRUE | QLD | QBDA | Bundamba | Energy Queensland | Winter | Coincident_unreconciled | 2022 | POE90 | 4.5032 | NA | QLD Bundamba |  |  | FALSE | #N/A | #N/A | #N/A | #N/A | #N/A | #N/A | #N/A | #N/A | #N/A | #N/A
TRUE | QLD | QBDA | Bundamba | Energy Queensland | Winter | Non-coincident | 2022 | POE50 | 5.5571 | 29.8897 | QLD Bundamba |  |  | FALSE | #N/A | #N/A | #N/A | #N/A | #N/A | #N/A | #N/A | #N/A | #N/A | #N/A
TRUE | QLD | QBDA | Bundamba | Energy Queensland | Winter | Non-coincident | 2022 | POE90 | 4.7123 | NA | QLD Bundamba |  |  | FALSE | #N/A | #N/A | #N/A | #N/A | #N/A | #N/A | #N/A | #N/A | #N/A | #N/A
TRUE | QLD | QBDA | Bundamba | Energy Queensland | Winter | Coincident_unreconciled | 2023 | POE50 | 5.01 | NA | QLD Bundamba |  |  | FALSE | #N/A | #N/A | #N/A | #N/A | #N/A | #N/A | #N/A | #N/A | #N/A | #N/A
TRUE | QLD | QBDA | Bundamba | Energy Queensland | Winter | Coincident_unreconciled | 2023 | POE90 | 4.0642 | NA | QLD Bundamba |  |  | FALSE | #N/A | #N/A | #N/A | #N/A | #N/A | #N/A | #N/A | #N/A | #N/A | #N/A
TRUE | QLD | QBDA | Bundamba | Energy Queensland | Winter | Non-coincident | 2023 | POE50 | 5.1661 | 29.9401 | QLD Bundamba |  |  | FALSE | #N/A | #N/A | #N/A | #N/A | #N/A | #N/A | #N/A | #N/A | #N/A | #N/A
TRUE | QLD | QBDA | Bundamba | Energy Queensland | Winter | Non-coincident | 2023 | POE90 | 4.3194 | NA | QLD Bundamba |  |  | FALSE | #N/A | #N/A | #N/A | #N/A | #N/A | #N/A | #N/A | #N/A | #N/A | #N/A
TRUE | QLD | QBDA | Bundamba | Energy Queensland | Winter | Coincident_unreconciled | 2024 | POE50 | 4.7162 | NA | QLD Bundamba |  |  | FALSE | #N/A | #N/A | #N/A | #N/A | #N/A | #N/A | #N/A | #N/A | #N/A | #N/A
TRUE | QLD | QBDA | Bundamba | Energy Queensland | Winter | Coincident_unreconciled | 2024 | POE90 | 3.7683 | NA | QLD Bundamba |  |  | FALSE | #N/A | #N/A | #N/A | #N/A | #N/A | #N/A | #N/A | #N/A | #N/A | #N/A
TRUE | QLD | QBDA | Bundamba | Energy Queensland | Winter | Non-coincident | 2024 | POE50 | 4.9031 | 29.9862 | QLD Bundamba |  |  | FALSE | #N/A | #N/A | #N/A | #N/A | #N/A | #N/A | #N/A | #N/A | #N/A | #N/A
TRUE | QLD | QBDA | Bundamba | Energy Queensland | Winter | Non-coincident | 2024 | POE90 | 4.0544 | NA | QLD Bundamba |  |  | FALSE | #N/A | #N/A | #N/A | #N/A | #N/A | #N/A | #N/A | #N/A | #N/A | #N/A
TRUE | QLD | QBDA | Bundamba | Energy Queensland | Winter | Coincident_unreconciled | 2025 | POE50 | 4.4605 | NA | QLD Bundamba |  |  | FALSE | #N/A | #N/A | #N/A | #N/A | #N/A | #N/A | #N/A | #N/A | #N/A | #N/A
TRUE | QLD | QBDA | Bundamba | Energy Queensland | Winter | Coincident_unreconciled | 2025 | POE90 | 3.5103 | NA | QLD Bundamba |  |  | FALSE | #N/A | #N/A | #N/A | #N/A | #N/A | #N/A | #N/A | #N/A | #N/A | #N/A
TRUE | QLD | QBDA | Bundamba | Energy Queensland | Winter | Non-coincident | 2025 | POE50 | 4.6741 | 30.0364 | QLD Bundamba |  |  | FALSE | #N/A | #N/A | #N/A | #N/A | #N/A | #N/A | #N/A | #N/A | #N/A | #N/A
TRUE | QLD | QBDA | Bundamba | Energy Queensland | Winter | Non-coincident | 2025 | POE90 | 3.8235 | NA | QLD Bundamba |  |  | FALSE | #N/A | #N/A | #N/A | #N/A | #N/A | #N/A | #N/A | #N/A | #N/A | #N/A
TRUE | QLD | QBDA | Bundamba | Energy Queensland | Winter | Coincident_unreconciled | 2026 | POE50 | 4.2039 | NA | QLD Bundamba |  |  | FALSE | #N/A | #N/A | #N/A | #N/A | #N/A | #N/A | #N/A | #N/A | #N/A | #N/A
TRUE | QLD | QBDA | Bundamba | Energy Queensland | Winter | Coincident_unreconciled | 2026 | POE90 | 3.2515 | NA | QLD Bundamba |  |  | FALSE | #N/A | #N/A | #N/A | #N/A | #N/A | #N/A | #N/A | #N/A | #N/A | #N/A
TRUE | QLD | QBDA | Bundamba | Energy Queensland | Winter | Non-coincident | 2026 | POE50 | 4.4444 | 30.099 | QLD Bundamba |  |  | FALSE | #N/A | #N/A | #N/A | #N/A | #N/A | #N/A | #N/A | #N/A | #N/A | #N/A
TRUE | QLD | QBDA | Bundamba | Energy Queensland | Winter | Non-coincident | 2026 | POE90 | 3.5918 | NA | QLD Bundamba |  |  | FALSE | #N/A | #N/A | #N/A | #N/A | #N/A | #N/A | #N/A | #N/A | #N/A | #N/A
TRUE | QLD | QBDA | Bundamba | Energy Queensland | Winter | Coincident_unreconciled | 2027 | POE50 | 4.0106 | NA | QLD Bundamba |  |  | FALSE | #N/A | #N/A | #N/A | #N/A | #N/A | #N/A | #N/A | #N/A | #N/A | #N/A
TRUE | QLD | QBDA | Bundamba | Energy Queensland | Winter | Coincident_unreconciled | 2027 | POE90 | 3.0558 | NA | QLD Bundamba |  |  | FALSE | #N/A | #N/A | #N/A | #N/A | #N/A | #N/A | #N/A | #N/A | #N/A | #N/A
TRUE | QLD | QBDA | Bundamba | Energy Queensland | Winter | Non-coincident | 2027 | POE50 | 4.2713 | 30.1901 | QLD Bundamba |  |  | FALSE | #N/A | #N/A | #N/A | #N/A | #N/A | #N/A | #N/A | #N/A | #N/A | #N/A
TRUE | QLD | QBDA | Bundamba | Energy Queensland | Winter | Non-coincident | 2027 | POE90 | 3.4166 | NA | QLD Bundamba |  |  | FALSE | #N/A | #N/A | #N/A | #N/A | #N/A | #N/A | #N/A | #N/A | #N/A | #N/A
TRUE | QLD | QBDA | Bundamba | Energy Queensland | Winter | Coincident_unreconciled | 2028 | POE50 | 3.8366 | NA | QLD Bundamba |  |  | FALSE | #N/A | #N/A | #N/A | #N/A | #N/A | #N/A | #N/A | #N/A | #N/A | #N/A
TRUE | QLD | QBDA | Bundamba | Energy Queensland | Winter | Coincident_unreconciled | 2028 | POE90 | 2.8795 | NA | QLD Bundamba |  |  | FALSE | #N/A | #N/A | #N/A | #N/A | #N/A | #N/A | #N/A | #N/A | #N/A | #N/A
TRUE | QLD | QBDA | Bundamba | Energy Queensland | Winter | Non-coincident | 2028 | POE50 | 4.1156 | 30.3097 | QLD Bundamba |  |  | FALSE | #N/A | #N/A | #N/A | #N/A | #N/A | #N/A | #N/A | #N/A | #N/A | #N/A
TRUE | QLD | QBDA | Bundamba | Energy Queensland | Winter | Non-coincident | 2028 | POE90 | 3.2587 | NA | QLD Bundamba |  |  | FALSE | #N/A | #N/A | #N/A | #N/A | #N/A | #N/A | #N/A | #N/A | #N/A | #N/A
TRUE | QLD | QBDA | Bundamba | Energy Queensland | Winter | Coincident_unreconciled | 2029 | POE50 | 3.682 | NA | QLD Bundamba |  |  | FALSE | #N/A | #N/A | #N/A | #N/A | #N/A | #N/A | #N/A | #N/A | #N/A | #N/A
TRUE | QLD | QBDA | Bundamba | Energy Queensland | Winter | Coincident_unreconciled | 2029 | POE90 | 2.7226 | NA | QLD Bundamba |  |  | FALSE | #N/A | #N/A | #N/A | #N/A | #N/A | #N/A | #N/A | #N/A | #N/A | #N/A
TRUE | QLD | QBDA | Bundamba | Energy Queensland | Winter | Non-coincident | 2029 | POE50 | 3.9772 | 30.4552 | QLD Bundamba |  |  | FALSE | #N/A | #N/A | #N/A | #N/A | #N/A | #N/A | #N/A | #N/A | #N/A | #N/A
TRUE | QLD | QBDA | Bundamba | Energy Queensland | Winter | Non-coincident | 2029 | POE90 | 3.1183 | NA | QLD Bundamba |  |  | FALSE | #N/A | #N/A | #N/A | #N/A | #N/A | #N/A | #N/A | #N/A | #N/A | #N/A
TRUE | QLD | QBDA | Bundamba | Energy Queensland | Shoulder | Non-coincident | 2019 | BASEYEARPOE10 | NA | 28.1545 | QLD Bundamba |  |  | FALSE | #N/A | #N/A | #N/A | #N/A | #N/A | #N/A | #N/A | #N/A | #N/A | #N/A
TRUE | QLD | QBDA | Bundamba | Energy Queensland | Shoulder | Coincident | 2021 | POE10 | NA | 26.5798 | QLD Bundamba |  |  | FALSE | #N/A | #N/A | #N/A | #N/A | #N/A | #N/A | #N/A | #N/A | #N/A | #N/A
TRUE | QLD | QBDA | Bundamba | Energy Queensland | Shoulder | Coincident | 2021 | POE50 | NA | 26.3 | QLD Bundamba |  |  | FALSE | #N/A | #N/A | #N/A | #N/A | #N/A | #N/A | #N/A | #N/A | #N/A | #N/A
TRUE | QLD | QBDA | Bundamba | Energy Queensland | Shoulder | Non-coincident | 2021 | POE10 | NA | 30.3075 | QLD Bundamba |  |  | FALSE | #N/A | #N/A | #N/A | #N/A | #N/A | #N/A | #N/A | #N/A | #N/A | #N/A
TRUE | QLD | QBDA | Bundamba | Energy Queensland | Shoulder | Coincident | 2022 | POE10 | NA | 27.3472 | QLD Bundamba |  |  | FALSE | #N/A | #N/A | #N/A | #N/A | #N/A | #N/A | #N/A | #N/A | #N/A | #N/A
TRUE | QLD | QBDA | Bundamba | Energy Queensland | Shoulder | Coincident | 2022 | POE50 | NA | 26.6073 | QLD Bundamba |  |  | FALSE | #N/A | #N/A | #N/A | #N/A | #N/A | #N/A | #N/A | #N/A | #N/A | #N/A
TRUE | QLD | QBDA | Bundamba | Energy Queensland | Shoulder | Non-coincident | 2022 | POE10 | NA | 30.3456 | QLD Bundamba |  |  | FALSE | #N/A | #N/A | #N/A | #N/A | #N/A | #N/A | #N/A | #N/A | #N/A | #N/A
TRUE | QLD | QBDA | Bundamba | Energy Queensland | Shoulder | Coincident | 2023 | POE10 | NA | 27.4411 | QLD Bundamba |  |  | FALSE | #N/A | #N/A | #N/A | #N/A | #N/A | #N/A | #N/A | #N/A | #N/A | #N/A
TRUE | QLD | QBDA | Bundamba | Energy Queensland | Shoulder | Coincident | 2023 | POE50 | NA | 26.827 | QLD Bundamba |  |  | FALSE | #N/A | #N/A | #N/A | #N/A | #N/A | #N/A | #N/A | #N/A | #N/A | #N/A
TRUE | QLD | QBDA | Bundamba | Energy Queensland | Shoulder | Non-coincident | 2023 | POE10 | NA | 30.3919 | QLD Bundamba |  |  | FALSE | #N/A | #N/A | #N/A | #N/A | #N/A | #N/A | #N/A | #N/A | #N/A | #N/A
TRUE | QLD | QBDA | Bundamba | Energy Queensland | Shoulder | Coincident | 2024 | POE10 | NA | 27.6127 | QLD Bundamba |  |  | FALSE | #N/A | #N/A | #N/A | #N/A | #N/A | #N/A | #N/A | #N/A | #N/A | #N/A
TRUE | QLD | QBDA | Bundamba | Energy Queensland | Shoulder | Coincident | 2024 | POE50 | NA | 27.349 | QLD Bundamba |  |  | FALSE | #N/A | #N/A | #N/A | #N/A | #N/A | #N/A | #N/A | #N/A | #N/A | #N/A
TRUE | QLD | QBDA | Bundamba | Energy Queensland | Shoulder | Non-coincident | 2024 | POE10 | NA | 30.4355 | QLD Bundamba |  |  | FALSE | #N/A | #N/A | #N/A | #N/A | #N/A | #N/A | #N/A | #N/A | #N/A | #N/A
TRUE | QLD | QBDA | Bundamba | Energy Queensland | Shoulder | Coincident | 2025 | POE10 | NA | 27.7381 | QLD Bundamba |  |  | FALSE | #N/A | #N/A | #N/A | #N/A | #N/A | #N/A | #N/A | #N/A | #N/A | #N/A
TRUE | QLD | QBDA | Bundamba | Energy Queensland | Shoulder | Coincident | 2025 | POE50 | NA | 27.273 | QLD Bundamba |  |  | FALSE | #N/A | #N/A | #N/A | #N/A | #N/A | #N/A | #N/A | #N/A | #N/A | #N/A
TRUE | QLD | QBDA | Bundamba | Energy Queensland | Shoulder | Non-coincident | 2025 | POE10 | NA | 30.4788 | QLD Bundamba |  |  | FALSE | #N/A | #N/A | #N/A | #N/A | #N/A | #N/A | #N/A | #N/A | #N/A | #N/A
TRUE | QLD | QBDA | Bundamba | Energy Queensland | Shoulder | Coincident | 2026 | POE10 | NA | 27.6399 | QLD Bundamba |  |  | FALSE | #N/A | #N/A | #N/A | #N/A | #N/A | #N/A | #N/A | #N/A | #N/A | #N/A
TRUE | QLD | QBDA | Bundamba | Energy Queensland | Shoulder | Coincident | 2026 | POE50 | NA | 27.3256 | QLD Bundamba |  |  | FALSE | #N/A | #N/A | #N/A | #N/A | #N/A | #N/A | #N/A | #N/A | #N/A | #N/A
TRUE | QLD | QBDA | Bundamba | Energy Queensland | Shoulder | Non-coincident | 2026 | POE10 | NA | 30.5284 | QLD Bundamba |  |  | FALSE | #N/A | #N/A | #N/A | #N/A | #N/A | #N/A | #N/A | #N/A | #N/A | #N/A
TRUE | QLD | QBDA | Bundamba | Energy Queensland | Shoulder | Coincident | 2027 | POE10 | NA | 27.5842 | QLD Bundamba |  |  | FALSE | #N/A | #N/A | #N/A | #N/A | #N/A | #N/A | #N/A | #N/A | #N/A | #N/A
TRUE | QLD | QBDA | Bundamba | Energy Queensland | Shoulder | Coincident | 2027 | POE50 | NA | 27.2436 | QLD Bundamba |  |  | FALSE | #N/A | #N/A | #N/A | #N/A | #N/A | #N/A | #N/A | #N/A | #N/A | #N/A
TRUE | QLD | QBDA | Bundamba | Energy Queensland | Shoulder | Non-coincident | 2027 | POE10 | NA | 30.594 | QLD Bundamba |  |  | FALSE | #N/A | #N/A | #N/A | #N/A | #N/A | #N/A | #N/A | #N/A | #N/A | #N/A
TRUE | QLD | QBDA | Bundamba | Energy Queensland | Shoulder | Coincident | 2028 | POE10 | NA | 27.5573 | QLD Bundamba |  |  | FALSE | #N/A | #N/A | #N/A | #N/A | #N/A | #N/A | #N/A | #N/A | #N/A | #N/A
TRUE | QLD | QBDA | Bundamba | Energy Queensland | Shoulder | Coincident | 2028 | POE50 | NA | 27.2834 | QLD Bundamba |  |  | FALSE | #N/A | #N/A | #N/A | #N/A | #N/A | #N/A | #N/A | #N/A | #N/A | #N/A
TRUE | QLD | QBDA | Bundamba | Energy Queensland | Shoulder | Non-coincident | 2028 | POE10 | NA | 30.6806 | QLD Bundamba |  |  | FALSE | #N/A | #N/A | #N/A | #N/A | #N/A | #N/A | #N/A | #N/A | #N/A | #N/A
TRUE | QLD | QBDA | Bundamba | Energy Queensland | Shoulder | Coincident | 2029 | POE10 | NA | 27.912 | QLD Bundamba |  |  | FALSE | #N/A | #N/A | #N/A | #N/A | #N/A | #N/A | #N/A | #N/A | #N/A | #N/A
TRUE | QLD | QBDA | Bundamba | Energy Queensland | Shoulder | Coincident | 2029 | POE50 | NA | 27.4731 | QLD Bundamba |  |  | FALSE | #N/A | #N/A | #N/A | #N/A | #N/A | #N/A | #N/A | #N/A | #N/A | #N/A
TRUE | QLD | QBDA | Bundamba | Energy Queensland | Shoulder | Non-coincident | 2029 | POE10 | NA | 30.7887 | QLD Bundamba |  |  | FALSE | #N/A | #N/A | #N/A | #N/A | #N/A | #N/A | #N/A | #N/A | #N/A | #N/A
TRUE | QLD | QBDA | Bundamba | Energy Queensland | Shoulder | Coincident | 2030 | POE10 | NA | 28.0272 | QLD Bundamba |  |  | FALSE | #N/A | #N/A | #N/A | #N/A | #N/A | #N/A | #N/A | #N/A | #N/A | #N/A
TRUE | QLD | QBDA | Bundamba | Energy Queensland | Shoulder | Coincident | 2030 | POE50 | NA | 27.6168 | QLD Bundamba |  |  | FALSE | #N/A | #N/A | #N/A | #N/A | #N/A | #N/A | #N/A | #N/A | #N/A | #N/A
TRUE | QLD | QBDA | Bundamba | Energy Queensland | Shoulder | Non-coincident | 2030 | POE10 | NA | 30.9178 | QLD Bundamba |  |  | FALSE | #N/A | #N/A | #N/A | #N/A | #N/A | #N/A | #N/A | #N/A | #N/A | #N/A
TRUE | QLD | QBDA | Bundamba | Energy Queensland | Summer | Non-coincident | 2019 | BASEYEARPOE10 | NA | 32.7627 | QLD Bundamba |  |  | FALSE | #N/A | #N/A | #N/A | #N/A | #N/A | #N/A | #N/A | #N/A | #N/A | #N/A
TRUE | QLD | QBDA | Bundamba | Energy Queensland | Summer | Coincident | 2021 | POE10 | NA | 34.7429 | QLD Bundamba |  |  | FALSE | #N/A | #N/A | #N/A | #N/A | #N/A | #N/A | #N/A | #N/A | #N/A | #N/A
TRUE | QLD | QBDA | Bundamba | Energy Queensland | Summer | Coincident | 2021 | POE50 | NA | 34.551 | QLD Bundamba |  |  | FALSE | #N/A | #N/A | #N/A | #N/A | #N/A | #N/A | #N/A | #N/A | #N/A | #N/A
TRUE | QLD | QBDA | Bundamba | Energy Queensland | Summer | Non-coincident | 2021 | POE10 | NA | 38.2803 | QLD Bundamba |  |  | FALSE | #N/A | #N/A | #N/A | #N/A | #N/A | #N/A | #N/A | #N/A | #N/A | #N/A
TRUE | QLD | QBDA | Bundamba | Energy Queensland | Summer | Coincident | 2022 | POE10 | NA | 35.4248 | QLD Bundamba |  |  | FALSE | #N/A | #N/A | #N/A | #N/A | #N/A | #N/A | #N/A | #N/A | #N/A | #N/A
TRUE | QLD | QBDA | Bundamba | Energy Queensland | Summer | Coincident | 2022 | POE50 | NA | 35.1716 | QLD Bundamba |  |  | FALSE | #N/A | #N/A | #N/A | #N/A | #N/A | #N/A | #N/A | #N/A | #N/A | #N/A
TRUE | QLD | QBDA | Bundamba | Energy Queensland | Summer | Non-coincident | 2022 | POE10 | NA | 38.3329 | QLD Bundamba |  |  | FALSE | #N/A | #N/A | #N/A | #N/A | #N/A | #N/A | #N/A | #N/A | #N/A | #N/A
TRUE | QLD | QBDA | Bundamba | Energy Queensland | Summer | Coincident | 2023 | POE10 | NA | 35.682 | QLD Bundamba |  |  | FALSE | #N/A | #N/A | #N/A | #N/A | #N/A | #N/A | #N/A | #N/A | #N/A | #N/A
TRUE | QLD | QBDA | Bundamba | Energy Queensland | Summer | Coincident | 2023 | POE50 | NA | 35.3444 | QLD Bundamba |  |  | FALSE | #N/A | #N/A | #N/A | #N/A | #N/A | #N/A | #N/A | #N/A | #N/A | #N/A
TRUE | QLD | QBDA | Bundamba | Energy Queensland | Summer | Non-coincident | 2023 | POE10 | NA | 38.3968 | QLD Bundamba |  |  | FALSE | #N/A | #N/A | #N/A | #N/A | #N/A | #N/A | #N/A | #N/A | #N/A | #N/A
TRUE | QLD | QBDA | Bundamba | Energy Queensland | Summer | Coincident | 2024 | POE10 | NA | 36.1524 | QLD Bundamba |  |  | FALSE | #N/A | #N/A | #N/A | #N/A | #N/A | #N/A | #N/A | #N/A | #N/A | #N/A
TRUE | QLD | QBDA | Bundamba | Energy Queensland | Summer | Coincident | 2024 | POE50 | NA | 35.8405 | QLD Bundamba |  |  | FALSE | #N/A | #N/A | #N/A | #N/A | #N/A | #N/A | #N/A | #N/A | #N/A | #N/A
TRUE | QLD | QBDA | Bundamba | Energy Queensland | Summer | Non-coincident | 2024 | POE10 | NA | 38.4577 | QLD Bundamba |  |  | FALSE | #N/A | #N/A | #N/A | #N/A | #N/A | #N/A | #N/A | #N/A | #N/A | #N/A
TRUE | QLD | QBDA | Bundamba | Energy Queensland | Summer | Coincident | 2025 | POE10 | NA | 36.0429 | QLD Bundamba |  |  | FALSE | #N/A | #N/A | #N/A | #N/A | #N/A | #N/A | #N/A | #N/A | #N/A | #N/A
TRUE | QLD | QBDA | Bundamba | Energy Queensland | Summer | Coincident | 2025 | POE50 | NA | 35.9119 | QLD Bundamba |  |  | FALSE | #N/A | #N/A | #N/A | #N/A | #N/A | #N/A | #N/A | #N/A | #N/A | #N/A
TRUE | QLD | QBDA | Bundamba | Energy Queensland | Summer | Non-coincident | 2025 | POE10 | NA | 38.5186 | QLD Bundamba |  |  | FALSE | #N/A | #N/A | #N/A | #N/A | #N/A | #N/A | #N/A | #N/A | #N/A | #N/A
TRUE | QLD | QBDA | Bundamba | Energy Queensland | Summer | Coincident | 2026 | POE10 | NA | 36.2612 | QLD Bundamba |  |  | FALSE | #N/A | #N/A | #N/A | #N/A | #N/A | #N/A | #N/A | #N/A | #N/A | #N/A
TRUE | QLD | QBDA | Bundamba | Energy Queensland | Summer | Coincident | 2026 | POE50 | NA | 36.0055 | QLD Bundamba |  |  | FALSE | #N/A | #N/A | #N/A | #N/A | #N/A | #N/A | #N/A | #N/A | #N/A | #N/A
TRUE | QLD | QBDA | Bundamba | Energy Queensland | Summer | Non-coincident | 2026 | POE10 | NA | 38.5871 | QLD Bundamba |  |  | FALSE | #N/A | #N/A | #N/A | #N/A | #N/A | #N/A | #N/A | #N/A | #N/A | #N/A
TRUE | QLD | QBDA | Bundamba | Energy Queensland | Summer | Coincident | 2027 | POE10 | NA | 36.0613 | QLD Bundamba |  |  | FALSE | #N/A | #N/A | #N/A | #N/A | #N/A | #N/A | #N/A | #N/A | #N/A | #N/A
TRUE | QLD | QBDA | Bundamba | Energy Queensland | Summer | Coincident | 2027 | POE50 | NA | 35.9269 | QLD Bundamba |  |  | FALSE | #N/A | #N/A | #N/A | #N/A | #N/A | #N/A | #N/A | #N/A | #N/A | #N/A
TRUE | QLD | QBDA | Bundamba | Energy Queensland | Summer | Non-coincident | 2027 | POE10 | NA | 38.6763 | QLD Bundamba |  |  | FALSE | #N/A | #N/A | #N/A | #N/A | #N/A | #N/A | #N/A | #N/A | #N/A | #N/A
TRUE | QLD | QBDA | Bundamba | Energy Queensland | Summer | Coincident | 2028 | POE10 | NA | 36.1831 | QLD Bundamba |  |  | FALSE | #N/A | #N/A | #N/A | #N/A | #N/A | #N/A | #N/A | #N/A | #N/A | #N/A
TRUE | QLD | QBDA | Bundamba | Energy Queensland | Summer | Coincident | 2028 | POE50 | NA | 36.0269 | QLD Bundamba |  |  | FALSE | #N/A | #N/A | #N/A | #N/A | #N/A | #N/A | #N/A | #N/A | #N/A | #N/A
TRUE | QLD | QBDA | Bundamba | Energy Queensland | Summer | Non-coincident | 2028 | POE10 | NA | 38.7912 | QLD Bundamba |  |  | FALSE | #N/A | #N/A | #N/A | #N/A | #N/A | #N/A | #N/A | #N/A | #N/A | #N/A
TRUE | QLD | QBDA | Bundamba | Energy Queensland | Summer | Coincident | 2029 | POE10 | NA | 36.2077 | QLD Bundamba |  |  | FALSE | #N/A | #N/A | #N/A | #N/A | #N/A | #N/A | #N/A | #N/A | #N/A | #N/A
TRUE | QLD | QBDA | Bundamba | Energy Queensland | Summer | Coincident | 2029 | POE50 | NA | 36.2043 | QLD Bundamba |  |  | FALSE | #N/A | #N/A | #N/A | #N/A | #N/A | #N/A | #N/A | #N/A | #N/A | #N/A
TRUE | QLD | QBDA | Bundamba | Energy Queensland | Summer | Non-coincident | 2029 | POE10 | NA | 38.9314 | QLD Bundamba |  |  | FALSE | #N/A | #N/A | #N/A | #N/A | #N/A | #N/A | #N/A | #N/A | #N/A | #N/A
TRUE | QLD | QBDA | Bundamba | Energy Queensland | Summer | Coincident | 2030 | POE10 | NA | 36.3905 | QLD Bundamba |  |  | FALSE | #N/A | #N/A | #N/A | #N/A | #N/A | #N/A | #N/A | #N/A | #N/A | #N/A
TRUE | QLD | QBDA | Bundamba | Energy Queensland | Summer | Coincident | 2030 | POE50 | NA | 36.194 | QLD Bundamba |  |  | FALSE | #N/A | #N/A | #N/A | #N/A | #N/A | #N/A | #N/A | #N/A | #N/A | #N/A
TRUE | QLD | QBDA | Bundamba | Energy Queensland | Summer | Non-coincident | 2030 | POE10 | NA | 39.0953 | QLD Bundamba |  |  | FALSE | #N/A | #N/A | #N/A | #N/A | #N/A | #N/A | #N/A | #N/A | #N/A | #N/A
TRUE | QLD | QBDA | Bundamba | Energy Queensland | Winter | Non-coincident | 2019 | BASEYEARPOE10 | NA | 29.1377 | QLD Bundamba |  |  | FALSE | #N/A | #N/A | #N/A | #N/A | #N/A | #N/A | #N/A | #N/A | #N/A | #N/A
TRUE | QLD | QBDA | Bundamba | Energy Queensland | Winter | Coincident | 2020 | POE10 | NA | 29.743 | QLD Bundamba |  |  | FALSE | #N/A | #N/A | #N/A | #N/A | #N/A | #N/A | #N/A | #N/A | #N/A | #N/A
TRUE | QLD | QBDA | Bundamba | Energy Queensland | Winter | Coincident | 2020 | POE50 | NA | 28.5227 | QLD Bundamba |  |  | FALSE | #N/A | #N/A | #N/A | #N/A | #N/A | #N/A | #N/A | #N/A | #N/A | #N/A
TRUE | QLD | QBDA | Bundamba | Energy Queensland | Winter | Non-coincident | 2020 | POE10 | NA | 30.7481 | QLD Bundamba |  |  | FALSE | #N/A | #N/A | #N/A | #N/A | #N/A | #N/A | #N/A | #N/A | #N/A | #N/A
TRUE | QLD | QBDA | Bundamba | Energy Queensland | Winter | Coincident | 2021 | POE10 | NA | 29.5244 | QLD Bundamba |  |  | FALSE | #N/A | #N/A | #N/A | #N/A | #N/A | #N/A | #N/A | #N/A | #N/A | #N/A
TRUE | QLD | QBDA | Bundamba | Energy Queensland | Winter | Coincident | 2021 | POE50 | NA | 28.3051 | QLD Bundamba |  |  | FALSE | #N/A | #N/A | #N/A | #N/A | #N/A | #N/A | #N/A | #N/A | #N/A | #N/A
TRUE | QLD | QBDA | Bundamba | Energy Queensland | Winter | Non-coincident | 2021 | POE10 | NA | 30.7807 | QLD Bundamba |  |  | FALSE | #N/A | #N/A | #N/A | #N/A | #N/A | #N/A | #N/A | #N/A | #N/A | #N/A
TRUE | QLD | QBDA | Bundamba | Energy Queensland | Winter | Coincident | 2022 | POE10 | NA | 30.2297 | QLD Bundamba |  |  | FALSE | #N/A | #N/A | #N/A | #N/A | #N/A | #N/A | #N/A | #N/A | #N/A | #N/A
TRUE | QLD | QBDA | Bundamba | Energy Queensland | Winter | Coincident | 2022 | POE50 | NA | 28.9856 | QLD Bundamba |  |  | FALSE | #N/A | #N/A | #N/A | #N/A | #N/A | #N/A | #N/A | #N/A | #N/A | #N/A
TRUE | QLD | QBDA | Bundamba | Energy Queensland | Winter | Non-coincident | 2022 | POE10 | NA | 30.8337 | QLD Bundamba |  |  | FALSE | #N/A | #N/A | #N/A | #N/A | #N/A | #N/A | #N/A | #N/A | #N/A | #N/A
TRUE | QLD | QBDA | Bundamba | Energy Queensland | Winter | Coincident | 2023 | POE10 | NA | 30.5611 | QLD Bundamba |  |  | FALSE | #N/A | #N/A | #N/A | #N/A | #N/A | #N/A | #N/A | #N/A | #N/A | #N/A
TRUE | QLD | QBDA | Bundamba | Energy Queensland | Winter | Coincident | 2023 | POE50 | NA | 29.2749 | QLD Bundamba |  |  | FALSE | #N/A | #N/A | #N/A | #N/A | #N/A | #N/A | #N/A | #N/A | #N/A | #N/A
TRUE | QLD | QBDA | Bundamba | Energy Queensland | Winter | Non-coincident | 2023 | POE10 | NA | 30.8864 | QLD Bundamba |  |  | FALSE | #N/A | #N/A | #N/A | #N/A | #N/A | #N/A | #N/A | #N/A | #N/A | #N/A
TRUE | QLD | QBDA | Bundamba | Energy Queensland | Winter | Coincident | 2024 | POE10 | NA | 31.0659 | QLD Bundamba |  |  | FALSE | #N/A | #N/A | #N/A | #N/A | #N/A | #N/A | #N/A | #N/A | #N/A | #N/A
TRUE | QLD | QBDA | Bundamba | Energy Queensland | Winter | Coincident | 2024 | POE50 | NA | 29.6434 | QLD Bundamba |  |  | FALSE | #N/A | #N/A | #N/A | #N/A | #N/A | #N/A | #N/A | #N/A | #N/A | #N/A
TRUE | QLD | QBDA | Bundamba | Energy Queensland | Winter | Non-coincident | 2024 | POE10 | NA | 31.0659 | QLD Bundamba |  |  | FALSE | #N/A | #N/A | #N/A | #N/A | #N/A | #N/A | #N/A | #N/A | #N/A | #N/A
TRUE | QLD | QBDA | Bundamba | Energy Queensland | Winter | Coincident | 2025 | POE10 | NA | 31.0227 | QLD Bundamba |  |  | FALSE | #N/A | #N/A | #N/A | #N/A | #N/A | #N/A | #N/A | #N/A | #N/A | #N/A
TRUE | QLD | QBDA | Bundamba | Energy Queensland | Winter | Coincident | 2025 | POE50 | NA | 29.6653 | QLD Bundamba |  |  | FALSE | #N/A | #N/A | #N/A | #N/A | #N/A | #N/A | #N/A | #N/A | #N/A | #N/A
TRUE | QLD | QBDA | Bundamba | Energy Queensland | Winter | Non-coincident | 2025 | POE10 | NA | 31.0227 | QLD Bundamba |  |  | FALSE | #N/A | #N/A | #N/A | #N/A | #N/A | #N/A | #N/A | #N/A | #N/A | #N/A
TRUE | QLD | QBDA | Bundamba | Energy Queensland | Winter | Coincident | 2026 | POE10 | NA | 31.0667 | QLD Bundamba |  |  | FALSE | #N/A | #N/A | #N/A | #N/A | #N/A | #N/A | #N/A | #N/A | #N/A | #N/A
TRUE | QLD | QBDA | Bundamba | Energy Queensland | Winter | Coincident | 2026 | POE50 | NA | 29.7632 | QLD Bundamba |  |  | FALSE | #N/A | #N/A | #N/A | #N/A | #N/A | #N/A | #N/A | #N/A | #N/A | #N/A
TRUE | QLD | QBDA | Bundamba | Energy Queensland | Winter | Non-coincident | 2026 | POE10 | NA | 31.0667 | QLD Bundamba |  |  | FALSE | #N/A | #N/A | #N/A | #N/A | #N/A | #N/A | #N/A | #N/A | #N/A | #N/A
TRUE | QLD | QBDA | Bundamba | Energy Queensland | Winter | Coincident | 2027 | POE10 | NA | 31.1302 | QLD Bundamba |  |  | FALSE | #N/A | #N/A | #N/A | #N/A | #N/A | #N/A | #N/A | #N/A | #N/A | #N/A
TRUE | QLD | QBDA | Bundamba | Energy Queensland | Winter | Coincident | 2027 | POE50 | NA | 29.8274 | QLD Bundamba |  |  | FALSE | #N/A | #N/A | #N/A | #N/A | #N/A | #N/A | #N/A | #N/A | #N/A | #N/A
TRUE | QLD | QBDA | Bundamba | Energy Queensland | Winter | Non-coincident | 2027 | POE10 | NA | 31.1459 | QLD Bundamba |  |  | FALSE | #N/A | #N/A | #N/A | #N/A | #N/A | #N/A | #N/A | #N/A | #N/A | #N/A
TRUE | QLD | QBDA | Bundamba | Energy Queensland | Winter | Coincident | 2028 | POE10 | NA | 31.5663 | QLD Bundamba |  |  | FALSE | #N/A | #N/A | #N/A | #N/A | #N/A | #N/A | #N/A | #N/A | #N/A | #N/A
TRUE | QLD | QBDA | Bundamba | Energy Queensland | Winter | Coincident | 2028 | POE50 | NA | 30.0123 | QLD Bundamba |  |  | FALSE | #N/A | #N/A | #N/A | #N/A | #N/A | #N/A | #N/A | #N/A | #N/A | #N/A
TRUE | QLD | QBDA | Bundamba | Energy Queensland | Winter | Non-coincident | 2028 | POE10 | NA | 31.5663 | QLD Bundamba |  |  | FALSE | #N/A | #N/A | #N/A | #N/A | #N/A | #N/A | #N/A | #N/A | #N/A | #N/A
TRUE | QLD | QBDA | Bundamba | Energy Queensland | Winter | Coincident | 2029 | POE10 | NA | 31.545 | QLD Bundamba |  |  | FALSE | #N/A | #N/A | #N/A | #N/A | #N/A | #N/A | #N/A | #N/A | #N/A | #N/A
TRUE | QLD | QBDA | Bundamba | Energy Queensland | Winter | Coincident | 2029 | POE50 | NA | 30.1505 | QLD Bundamba |  |  | FALSE | #N/A | #N/A | #N/A | #N/A | #N/A | #N/A | #N/A | #N/A | #N/A | #N/A
TRUE | QLD | QBDA | Bundamba | Energy Queensland | Winter | Non-coincident | 2029 | POE10 | NA | 31.545 | QLD Bundamba |  |  | FALSE | #N/A | #N/A | #N/A | #N/A | #N/A | #N/A | #N/A | #N/A | #N/A | #N/A
TRUE | QLD | QBIL | Biloela | Energy Queensland | Shoulder | Coincident | 2017 | ACTUAL_OPG | 19.7431 | 24.5793 | QLD Biloela |  |  | FALSE | #N/A | #N/A | #N/A | #N/A | #N/A | #N/A | #N/A | #N/A | #N/A | #N/A
TRUE | QLD | QBIL | Biloela | Energy Queensland | Shoulder | Coincident | 2017 | ACTUAL_RAW | 19.7431 | 24.5793 | QLD Biloela |  |  | FALSE | #N/A | #N/A | #N/A | #N/A | #N/A | #N/A | #N/A | #N/A | #N/A | #N/A
TRUE | QLD | QBIL | Biloela | Energy Queensland | Shoulder | Non-coincident | 2017 | ACTUAL_RAW | 8.3324 | 29.2564 | QLD Biloela |  |  | FALSE | #N/A | #N/A | #N/A | #N/A | #N/A | #N/A | #N/A | #N/A | #N/A | #N/A
TRUE | QLD | QBIL | Biloela | Energy Queensland | Shoulder | Non-coincident | 2017 | ACTUAL_OPG | 8.3324 | 29.2564 | QLD Biloela |  |  | FALSE | #N/A | #N/A | #N/A | #N/A | #N/A | #N/A | #N/A | #N/A | #N/A | #N/A
TRUE | QLD | QBIL | Biloela | Energy Queensland | Shoulder | Non-coincident | 2017 | ACTUAL_ADJUSTEDOPG | 8.3324 | 29.2564 | QLD Biloela |  |  | FALSE | #N/A | #N/A | #N/A | #N/A | #N/A | #N/A | #N/A | #N/A | #N/A | #N/A
TRUE | QLD | QBIL | Biloela | Energy Queensland | Shoulder | Coincident | 2018 | ACTUAL_OPG | 17.1393 | 18.54 | QLD Biloela |  |  | FALSE | #N/A | #N/A | #N/A | #N/A | #N/A | #N/A | #N/A | #N/A | #N/A | #N/A
TRUE | QLD | QBIL | Biloela | Energy Queensland | Shoulder | Coincident | 2018 | ACTUAL_RAW | 17.1393 | 18.54 | QLD Biloela |  |  | FALSE | #N/A | #N/A | #N/A | #N/A | #N/A | #N/A | #N/A | #N/A | #N/A | #N/A
TRUE | QLD | QBIL | Biloela | Energy Queensland | Shoulder | Non-coincident | 2018 | ACTUAL_RAW | 8.9266 | 28.2369 | QLD Biloela |  |  | FALSE | #N/A | #N/A | #N/A | #N/A | #N/A | #N/A | #N/A | #N/A | #N/A | #N/A
TRUE | QLD | QBIL | Biloela | Energy Queensland | Shoulder | Non-coincident | 2018 | ACTUAL_OPG | 8.9266 | 28.2369 | QLD Biloela |  |  | FALSE | #N/A | #N/A | #N/A | #N/A | #N/A | #N/A | #N/A | #N/A | #N/A | #N/A
TRUE | QLD | QBIL | Biloela | Energy Queensland | Shoulder | Non-coincident | 2018 | ACTUAL_ADJUSTEDOPG | 8.9266 | 28.2369 | QLD Biloela |  |  | FALSE | #N/A | #N/A | #N/A | #N/A | #N/A | #N/A | #N/A | #N/A | #N/A | #N/A
TRUE | QLD | QBIL | Biloela | Energy Queensland | Shoulder | Coincident | 2019 | ACTUAL_OPG | 12.4604 | 27.4542 | QLD Biloela |  |  | FALSE | #N/A | #N/A | #N/A | #N/A | #N/A | #N/A | #N/A | #N/A | #N/A | #N/A
TRUE | QLD | QBIL | Biloela | Energy Queensland | Shoulder | Coincident | 2019 | ACTUAL_RAW | 12.4604 | 27.4542 | QLD Biloela |  |  | FALSE | #N/A | #N/A | #N/A | #N/A | #N/A | #N/A | #N/A | #N/A | #N/A | #N/A
TRUE | QLD | QBIL | Biloela | Energy Queensland | Shoulder | Non-coincident | 2019 | ACTUAL_RAW | 7.4963 | 30.5176 | QLD Biloela |  |  | FALSE | #N/A | #N/A | #N/A | #N/A | #N/A | #N/A | #N/A | #N/A | #N/A | #N/A
TRUE | QLD | QBIL | Biloela | Energy Queensland | Shoulder | Non-coincident | 2019 | ACTUAL_OPG | 7.4963 | 30.5176 | QLD Biloela |  |  | FALSE | #N/A | #N/A | #N/A | #N/A | #N/A | #N/A | #N/A | #N/A | #N/A | #N/A
TRUE | QLD | QBIL | Biloela | Energy Queensland | Shoulder | Non-coincident | 2019 | ACTUAL_ADJUSTEDOPG | 7.4963 | 30.5176 | QLD Biloela |  |  | FALSE | #N/A | #N/A | #N/A | #N/A | #N/A | #N/A | #N/A | #N/A | #N/A | #N/A
TRUE | QLD | QBIL | Biloela | Energy Queensland | Shoulder | Non-coincident | 2019 | BASEYEARPOE90 | 9.7369 | NA | QLD Biloela |  |  | FALSE | #N/A | #N/A | #N/A | #N/A | #N/A | #N/A | #N/A | #N/A | #N/A | #N/A
TRUE | QLD | QBIL | Biloela | Energy Queensland | Shoulder | Non-coincident | 2019 | BASEYEARPOE50 | 10.3222 | 27.5145 | QLD Biloela |  |  | FALSE | #N/A | #N/A | #N/A | #N/A | #N/A | #N/A | #N/A | #N/A | #N/A | #N/A
TRUE | QLD | QBIL | Biloela | Energy Queensland | Shoulder | Coincident | 2020 | ACTUAL_OPG | 12.8326 | 28.2877 | QLD Biloela |  |  | FALSE | #N/A | #N/A | #N/A | #N/A | #N/A | #N/A | #N/A | #N/A | #N/A | #N/A
TRUE | QLD | QBIL | Biloela | Energy Queensland | Shoulder | Coincident | 2020 | ACTUAL_RAW | 12.8326 | 28.2877 | QLD Biloela |  |  | FALSE | #N/A | #N/A | #N/A | #N/A | #N/A | #N/A | #N/A | #N/A | #N/A | #N/A
TRUE | QLD | QBIL | Biloela | Energy Queensland | Shoulder | Non-coincident | 2020 | ACTUAL_RAW | 9.2756 | 30.2327 | QLD Biloela |  |  | FALSE | #N/A | #N/A | #N/A | #N/A | #N/A | #N/A | #N/A | #N/A | #N/A | #N/A
TRUE | QLD | QBIL | Biloela | Energy Queensland | Shoulder | Non-coincident | 2020 | ACTUAL_OPG | 9.2756 | 30.2327 | QLD Biloela |  |  | FALSE | #N/A | #N/A | #N/A | #N/A | #N/A | #N/A | #N/A | #N/A | #N/A | #N/A
TRUE | QLD | QBIL | Biloela | Energy Queensland | Shoulder | Non-coincident | 2020 | ACTUAL_ADJUSTEDOPG | 9.2756 | 30.2327 | QLD Biloela |  |  | FALSE | #N/A | #N/A | #N/A | #N/A | #N/A | #N/A | #N/A | #N/A | #N/A | #N/A
TRUE | QLD | QBIL | Biloela | Energy Queensland | Shoulder | Coincident_unreconciled | 2021 | POE50 | 12.8936 | NA | QLD Biloela |  |  | FALSE | #N/A | #N/A | #N/A | #N/A | #N/A | #N/A | #N/A | #N/A | #N/A | #N/A
TRUE | QLD | QBIL | Biloela | Energy Queensland | Shoulder | Coincident_unreconciled | 2021 | POE90 | 10.6147 | NA | QLD Biloela |  |  | FALSE | #N/A | #N/A | #N/A | #N/A | #N/A | #N/A | #N/A | #N/A | #N/A | #N/A
TRUE | QLD | QBIL | Biloela | Energy Queensland | Shoulder | Non-coincident | 2021 | POE50 | 8.5 | 29.6984 | QLD Biloela |  |  | FALSE | #N/A | #N/A | #N/A | #N/A | #N/A | #N/A | #N/A | #N/A | #N/A | #N/A
TRUE | QLD | QBIL | Biloela | Energy Queensland | Shoulder | Non-coincident | 2021 | POE90 | 7.4138 | NA | QLD Biloela |  |  | FALSE | #N/A | #N/A | #N/A | #N/A | #N/A | #N/A | #N/A | #N/A | #N/A | #N/A
TRUE | QLD | QBIL | Biloela | Energy Queensland | Shoulder | Coincident_unreconciled | 2022 | POE50 | 11.9454 | NA | QLD Biloela |  |  | FALSE | #N/A | #N/A | #N/A | #N/A | #N/A | #N/A | #N/A | #N/A | #N/A | #N/A
TRUE | QLD | QBIL | Biloela | Energy Queensland | Shoulder | Coincident_unreconciled | 2022 | POE90 | 9.6698 | NA | QLD Biloela |  |  | FALSE | #N/A | #N/A | #N/A | #N/A | #N/A | #N/A | #N/A | #N/A | #N/A | #N/A
TRUE | QLD | QBIL | Biloela | Energy Queensland | Shoulder | Non-coincident | 2022 | POE50 | 8.0481 | 29.6323 | QLD Biloela |  |  | FALSE | #N/A | #N/A | #N/A | #N/A | #N/A | #N/A | #N/A | #N/A | #N/A | #N/A
TRUE | QLD | QBIL | Biloela | Energy Queensland | Shoulder | Non-coincident | 2022 | POE90 | 6.9634 | NA | QLD Biloela |  |  | FALSE | #N/A | #N/A | #N/A | #N/A | #N/A | #N/A | #N/A | #N/A | #N/A | #N/A
TRUE | QLD | QBIL | Biloela | Energy Queensland | Shoulder | Coincident_unreconciled | 2023 | POE50 | 11.1191 | NA | QLD Biloela |  |  | FALSE | #N/A | #N/A | #N/A | #N/A | #N/A | #N/A | #N/A | #N/A | #N/A | #N/A
TRUE | QLD | QBIL | Biloela | Energy Queensland | Shoulder | Coincident_unreconciled | 2023 | POE90 | 8.8461 | NA | QLD Biloela |  |  | FALSE | #N/A | #N/A | #N/A | #N/A | #N/A | #N/A | #N/A | #N/A | #N/A | #N/A
TRUE | QLD | QBIL | Biloela | Energy Queensland | Shoulder | Non-coincident | 2023 | POE50 | 7.6542 | 29.5784 | QLD Biloela |  |  | FALSE | #N/A | #N/A | #N/A | #N/A | #N/A | #N/A | #N/A | #N/A | #N/A | #N/A
TRUE | QLD | QBIL | Biloela | Energy Queensland | Shoulder | Non-coincident | 2023 | POE90 | 6.5708 | NA | QLD Biloela |  |  | FALSE | #N/A | #N/A | #N/A | #N/A | #N/A | #N/A | #N/A | #N/A | #N/A | #N/A
TRUE | QLD | QBIL | Biloela | Energy Queensland | Shoulder | Coincident_unreconciled | 2024 | POE50 | 10.4444 | NA | QLD Biloela |  |  | FALSE | #N/A | #N/A | #N/A | #N/A | #N/A | #N/A | #N/A | #N/A | #N/A | #N/A
TRUE | QLD | QBIL | Biloela | Energy Queensland | Shoulder | Coincident_unreconciled | 2024 | POE90 | 8.174 | NA | QLD Biloela |  |  | FALSE | #N/A | #N/A | #N/A | #N/A | #N/A | #N/A | #N/A | #N/A | #N/A | #N/A
TRUE | QLD | QBIL | Biloela | Energy Queensland | Shoulder | Non-coincident | 2024 | POE50 | 7.3326 | 29.5157 | QLD Biloela |  |  | FALSE | #N/A | #N/A | #N/A | #N/A | #N/A | #N/A | #N/A | #N/A | #N/A | #N/A
TRUE | QLD | QBIL | Biloela | Energy Queensland | Shoulder | Non-coincident | 2024 | POE90 | 6.2504 | NA | QLD Biloela |  |  | FALSE | #N/A | #N/A | #N/A | #N/A | #N/A | #N/A | #N/A | #N/A | #N/A | #N/A
TRUE | QLD | QBIL | Biloela | Energy Queensland | Shoulder | Coincident_unreconciled | 2025 | POE50 | 9.8274 | NA | QLD Biloela |  |  | FALSE | #N/A | #N/A | #N/A | #N/A | #N/A | #N/A | #N/A | #N/A | #N/A | #N/A
TRUE | QLD | QBIL | Biloela | Energy Queensland | Shoulder | Coincident_unreconciled | 2025 | POE90 | 7.5597 | NA | QLD Biloela |  |  | FALSE | #N/A | #N/A | #N/A | #N/A | #N/A | #N/A | #N/A | #N/A | #N/A | #N/A
TRUE | QLD | QBIL | Biloela | Energy Queensland | Shoulder | Non-coincident | 2025 | POE50 | 7.0385 | 29.447 | QLD Biloela |  |  | FALSE | #N/A | #N/A | #N/A | #N/A | #N/A | #N/A | #N/A | #N/A | #N/A | #N/A
TRUE | QLD | QBIL | Biloela | Energy Queensland | Shoulder | Non-coincident | 2025 | POE90 | 5.9576 | NA | QLD Biloela |  |  | FALSE | #N/A | #N/A | #N/A | #N/A | #N/A | #N/A | #N/A | #N/A | #N/A | #N/A
TRUE | QLD | QBIL | Biloela | Energy Queensland | Shoulder | Coincident_unreconciled | 2026 | POE50 | 9.2779 | NA | QLD Biloela |  |  | FALSE | #N/A | #N/A | #N/A | #N/A | #N/A | #N/A | #N/A | #N/A | #N/A | #N/A
TRUE | QLD | QBIL | Biloela | Energy Queensland | Shoulder | Coincident_unreconciled | 2026 | POE90 | 7.0128 | NA | QLD Biloela |  |  | FALSE | #N/A | #N/A | #N/A | #N/A | #N/A | #N/A | #N/A | #N/A | #N/A | #N/A
TRUE | QLD | QBIL | Biloela | Energy Queensland | Shoulder | Non-coincident | 2026 | POE50 | 6.7766 | 29.3796 | QLD Biloela |  |  | FALSE | #N/A | #N/A | #N/A | #N/A | #N/A | #N/A | #N/A | #N/A | #N/A | #N/A
TRUE | QLD | QBIL | Biloela | Energy Queensland | Shoulder | Non-coincident | 2026 | POE90 | 5.6969 | NA | QLD Biloela |  |  | FALSE | #N/A | #N/A | #N/A | #N/A | #N/A | #N/A | #N/A | #N/A | #N/A | #N/A
TRUE | QLD | QBIL | Biloela | Energy Queensland | Shoulder | Coincident_unreconciled | 2027 | POE50 | 8.8821 | NA | QLD Biloela |  |  | FALSE | #N/A | #N/A | #N/A | #N/A | #N/A | #N/A | #N/A | #N/A | #N/A | #N/A
TRUE | QLD | QBIL | Biloela | Energy Queensland | Shoulder | Coincident_unreconciled | 2027 | POE90 | 6.6187 | NA | QLD Biloela |  |  | FALSE | #N/A | #N/A | #N/A | #N/A | #N/A | #N/A | #N/A | #N/A | #N/A | #N/A
TRUE | QLD | QBIL | Biloela | Energy Queensland | Shoulder | Non-coincident | 2027 | POE50 | 6.5879 | 29.3301 | QLD Biloela |  |  | FALSE | #N/A | #N/A | #N/A | #N/A | #N/A | #N/A | #N/A | #N/A | #N/A | #N/A
TRUE | QLD | QBIL | Biloela | Energy Queensland | Shoulder | Non-coincident | 2027 | POE90 | 5.5091 | NA | QLD Biloela |  |  | FALSE | #N/A | #N/A | #N/A | #N/A | #N/A | #N/A | #N/A | #N/A | #N/A | #N/A
TRUE | QLD | QBIL | Biloela | Energy Queensland | Shoulder | Coincident_unreconciled | 2028 | POE50 | 8.5861 | NA | QLD Biloela |  |  | FALSE | #N/A | #N/A | #N/A | #N/A | #N/A | #N/A | #N/A | #N/A | #N/A | #N/A
TRUE | QLD | QBIL | Biloela | Energy Queensland | Shoulder | Coincident_unreconciled | 2028 | POE90 | 6.3238 | NA | QLD Biloela |  |  | FALSE | #N/A | #N/A | #N/A | #N/A | #N/A | #N/A | #N/A | #N/A | #N/A | #N/A
TRUE | QLD | QBIL | Biloela | Energy Queensland | Shoulder | Non-coincident | 2028 | POE50 | 6.4469 | 29.3109 | QLD Biloela |  |  | FALSE | #N/A | #N/A | #N/A | #N/A | #N/A | #N/A | #N/A | #N/A | #N/A | #N/A
TRUE | QLD | QBIL | Biloela | Energy Queensland | Shoulder | Non-coincident | 2028 | POE90 | 5.3685 | NA | QLD Biloela |  |  | FALSE | #N/A | #N/A | #N/A | #N/A | #N/A | #N/A | #N/A | #N/A | #N/A | #N/A
TRUE | QLD | QBIL | Biloela | Energy Queensland | Shoulder | Coincident_unreconciled | 2029 | POE50 | 8.348 | NA | QLD Biloela |  |  | FALSE | #N/A | #N/A | #N/A | #N/A | #N/A | #N/A | #N/A | #N/A | #N/A | #N/A
TRUE | QLD | QBIL | Biloela | Energy Queensland | Shoulder | Coincident_unreconciled | 2029 | POE90 | 6.0866 | NA | QLD Biloela |  |  | FALSE | #N/A | #N/A | #N/A | #N/A | #N/A | #N/A | #N/A | #N/A | #N/A | #N/A
TRUE | QLD | QBIL | Biloela | Energy Queensland | Shoulder | Non-coincident | 2029 | POE50 | 6.3334 | 29.3231 | QLD Biloela |  |  | FALSE | #N/A | #N/A | #N/A | #N/A | #N/A | #N/A | #N/A | #N/A | #N/A | #N/A
TRUE | QLD | QBIL | Biloela | Energy Queensland | Shoulder | Non-coincident | 2029 | POE90 | 5.2554 | NA | QLD Biloela |  |  | FALSE | #N/A | #N/A | #N/A | #N/A | #N/A | #N/A | #N/A | #N/A | #N/A | #N/A
TRUE | QLD | QBIL | Biloela | Energy Queensland | Shoulder | Coincident_unreconciled | 2030 | POE50 | 8.2424 | NA | QLD Biloela |  |  | FALSE | #N/A | #N/A | #N/A | #N/A | #N/A | #N/A | #N/A | #N/A | #N/A | #N/A
TRUE | QLD | QBIL | Biloela | Energy Queensland | Shoulder | Coincident_unreconciled | 2030 | POE90 | 5.982 | NA | QLD Biloela |  |  | FALSE | #N/A | #N/A | #N/A | #N/A | #N/A | #N/A | #N/A | #N/A | #N/A | #N/A
TRUE | QLD | QBIL | Biloela | Energy Queensland | Shoulder | Non-coincident | 2030 | POE50 | 6.283 | 29.3465 | QLD Biloela |  |  | FALSE | #N/A | #N/A | #N/A | #N/A | #N/A | #N/A | #N/A | #N/A | #N/A | #N/A
TRUE | QLD | QBIL | Biloela | Energy Queensland | Shoulder | Non-coincident | 2030 | POE90 | 5.2056 | NA | QLD Biloela |  |  | FALSE | #N/A | #N/A | #N/A | #N/A | #N/A | #N/A | #N/A | #N/A | #N/A | #N/A
TRUE | QLD | QBIL | Biloela | Energy Queensland | Summer | Coincident | 2017 | ACTUAL_OPG | 8.3621 | 25.3606 | QLD Biloela |  |  | FALSE | #N/A | #N/A | #N/A | #N/A | #N/A | #N/A | #N/A | #N/A | #N/A | #N/A
TRUE | QLD | QBIL | Biloela | Energy Queensland | Summer | Coincident | 2017 | ACTUAL_RAW | 8.3621 | 25.3606 | QLD Biloela |  |  | FALSE | #N/A | #N/A | #N/A | #N/A | #N/A | #N/A | #N/A | #N/A | #N/A | #N/A
TRUE | QLD | QBIL | Biloela | Energy Queensland | Summer | Non-coincident | 2017 | ACTUAL_RAW | 7.9152 | 38.8493 | QLD Biloela |  |  | FALSE | #N/A | #N/A | #N/A | #N/A | #N/A | #N/A | #N/A | #N/A | #N/A | #N/A
TRUE | QLD | QBIL | Biloela | Energy Queensland | Summer | Non-coincident | 2017 | ACTUAL_OPG | 7.9152 | 38.8493 | QLD Biloela |  |  | FALSE | #N/A | #N/A | #N/A | #N/A | #N/A | #N/A | #N/A | #N/A | #N/A | #N/A
TRUE | QLD | QBIL | Biloela | Energy Queensland | Summer | Non-coincident | 2017 | ACTUAL_ADJUSTEDOPG | 7.9152 | 38.8493 | QLD Biloela |  |  | FALSE | #N/A | #N/A | #N/A | #N/A | #N/A | #N/A | #N/A | #N/A | #N/A | #N/A
TRUE | QLD | QBIL | Biloela | Energy Queensland | Summer | Coincident | 2018 | ACTUAL_OPG | 10.1107 | 29.8079 | QLD Biloela |  |  | FALSE | #N/A | #N/A | #N/A | #N/A | #N/A | #N/A | #N/A | #N/A | #N/A | #N/A
TRUE | QLD | QBIL | Biloela | Energy Queensland | Summer | Coincident | 2018 | ACTUAL_RAW | 10.1107 | 29.8079 | QLD Biloela |  |  | FALSE | #N/A | #N/A | #N/A | #N/A | #N/A | #N/A | #N/A | #N/A | #N/A | #N/A
TRUE | QLD | QBIL | Biloela | Energy Queensland | Summer | Non-coincident | 2018 | ACTUAL_RAW | 5.9214 | 35.1737 | QLD Biloela |  |  | FALSE | #N/A | #N/A | #N/A | #N/A | #N/A | #N/A | #N/A | #N/A | #N/A | #N/A
TRUE | QLD | QBIL | Biloela | Energy Queensland | Summer | Non-coincident | 2018 | ACTUAL_OPG | 5.9214 | 35.1737 | QLD Biloela |  |  | FALSE | #N/A | #N/A | #N/A | #N/A | #N/A | #N/A | #N/A | #N/A | #N/A | #N/A
TRUE | QLD | QBIL | Biloela | Energy Queensland | Summer | Non-coincident | 2018 | ACTUAL_ADJUSTEDOPG | 5.9214 | 35.1737 | QLD Biloela |  |  | FALSE | #N/A | #N/A | #N/A | #N/A | #N/A | #N/A | #N/A | #N/A | #N/A | #N/A
TRUE | QLD | QBIL | Biloela | Energy Queensland | Summer | Coincident | 2019 | ACTUAL_OPG | 7.7663 | 28.9942 | QLD Biloela |  |  | FALSE | #N/A | #N/A | #N/A | #N/A | #N/A | #N/A | #N/A | #N/A | #N/A | #N/A
TRUE | QLD | QBIL | Biloela | Energy Queensland | Summer | Coincident | 2019 | ACTUAL_RAW | 7.7663 | 28.9942 | QLD Biloela |  |  | FALSE | #N/A | #N/A | #N/A | #N/A | #N/A | #N/A | #N/A | #N/A | #N/A | #N/A
TRUE | QLD | QBIL | Biloela | Energy Queensland | Summer | Non-coincident | 2019 | ACTUAL_RAW | 6.641 | 36.804 | QLD Biloela |  |  | FALSE | #N/A | #N/A | #N/A | #N/A | #N/A | #N/A | #N/A | #N/A | #N/A | #N/A
TRUE | QLD | QBIL | Biloela | Energy Queensland | Summer | Non-coincident | 2019 | ACTUAL_OPG | 6.641 | 36.804 | QLD Biloela |  |  | FALSE | #N/A | #N/A | #N/A | #N/A | #N/A | #N/A | #N/A | #N/A | #N/A | #N/A
TRUE | QLD | QBIL | Biloela | Energy Queensland | Summer | Non-coincident | 2019 | ACTUAL_ADJUSTEDOPG | 6.641 | 36.804 | QLD Biloela |  |  | FALSE | #N/A | #N/A | #N/A | #N/A | #N/A | #N/A | #N/A | #N/A | #N/A | #N/A
TRUE | QLD | QBIL | Biloela | Energy Queensland | Summer | Non-coincident | 2019 | BASEYEARPOE90 | 9.7089 | NA | QLD Biloela |  |  | FALSE | #N/A | #N/A | #N/A | #N/A | #N/A | #N/A | #N/A | #N/A | #N/A | #N/A
TRUE | QLD | QBIL | Biloela | Energy Queensland | Summer | Non-coincident | 2019 | BASEYEARPOE50 | 10.7559 | 34.5141 | QLD Biloela |  |  | FALSE | #N/A | #N/A | #N/A | #N/A | #N/A | #N/A | #N/A | #N/A | #N/A | #N/A
TRUE | QLD | QBIL | Biloela | Energy Queensland | Summer | Coincident | 2020 | ACTUAL_OPG | 16.0938 | 27.5102 | QLD Biloela |  |  | FALSE | #N/A | #N/A | #N/A | #N/A | #N/A | #N/A | #N/A | #N/A | #N/A | #N/A
TRUE | QLD | QBIL | Biloela | Energy Queensland | Summer | Coincident | 2020 | ACTUAL_RAW | 16.0938 | 27.5102 | QLD Biloela |  |  | FALSE | #N/A | #N/A | #N/A | #N/A | #N/A | #N/A | #N/A | #N/A | #N/A | #N/A
TRUE | QLD | QBIL | Biloela | Energy Queensland | Summer | Non-coincident | 2020 | ACTUAL_RAW | 6.7573 | 32.166 | QLD Biloela |  |  | FALSE | #N/A | #N/A | #N/A | #N/A | #N/A | #N/A | #N/A | #N/A | #N/A | #N/A
TRUE | QLD | QBIL | Biloela | Energy Queensland | Summer | Non-coincident | 2020 | ACTUAL_OPG | 6.7573 | 32.166 | QLD Biloela |  |  | FALSE | #N/A | #N/A | #N/A | #N/A | #N/A | #N/A | #N/A | #N/A | #N/A | #N/A
TRUE | QLD | QBIL | Biloela | Energy Queensland | Summer | Non-coincident | 2020 | ACTUAL_ADJUSTEDOPG | 6.7573 | 32.166 | QLD Biloela |  |  | FALSE | #N/A | #N/A | #N/A | #N/A | #N/A | #N/A | #N/A | #N/A | #N/A | #N/A
TRUE | QLD | QBIL | Biloela | Energy Queensland | Summer | Coincident_unreconciled | 2021 | POE50 | 12.0292 | NA | QLD Biloela |  |  | FALSE | #N/A | #N/A | #N/A | #N/A | #N/A | #N/A | #N/A | #N/A | #N/A | #N/A
TRUE | QLD | QBIL | Biloela | Energy Queensland | Summer | Coincident_unreconciled | 2021 | POE90 | 7.5333 | NA | QLD Biloela |  |  | FALSE | #N/A | #N/A | #N/A | #N/A | #N/A | #N/A | #N/A | #N/A | #N/A | #N/A
TRUE | QLD | QBIL | Biloela | Energy Queensland | Summer | Non-coincident | 2021 | POE50 | 8.3595 | 34.7008 | QLD Biloela |  |  | FALSE | #N/A | #N/A | #N/A | #N/A | #N/A | #N/A | #N/A | #N/A | #N/A | #N/A
TRUE | QLD | QBIL | Biloela | Energy Queensland | Summer | Non-coincident | 2021 | POE90 | 6.8901 | NA | QLD Biloela |  |  | FALSE | #N/A | #N/A | #N/A | #N/A | #N/A | #N/A | #N/A | #N/A | #N/A | #N/A
TRUE | QLD | QBIL | Biloela | Energy Queensland | Summer | Coincident_unreconciled | 2022 | POE50 | 10.6968 | NA | QLD Biloela |  |  | FALSE | #N/A | #N/A | #N/A | #N/A | #N/A | #N/A | #N/A | #N/A | #N/A | #N/A
TRUE | QLD | QBIL | Biloela | Energy Queensland | Summer | Coincident_unreconciled | 2022 | POE90 | 6.2146 | NA | QLD Biloela |  |  | FALSE | #N/A | #N/A | #N/A | #N/A | #N/A | #N/A | #N/A | #N/A | #N/A | #N/A
TRUE | QLD | QBIL | Biloela | Energy Queensland | Summer | Non-coincident | 2022 | POE50 | 8.3295 | 34.5936 | QLD Biloela |  |  | FALSE | #N/A | #N/A | #N/A | #N/A | #N/A | #N/A | #N/A | #N/A | #N/A | #N/A
TRUE | QLD | QBIL | Biloela | Energy Queensland | Summer | Non-coincident | 2022 | POE90 | 6.8622 | NA | QLD Biloela |  |  | FALSE | #N/A | #N/A | #N/A | #N/A | #N/A | #N/A | #N/A | #N/A | #N/A | #N/A
TRUE | QLD | QBIL | Biloela | Energy Queensland | Summer | Coincident_unreconciled | 2023 | POE50 | 9.5416 | NA | QLD Biloela |  |  | FALSE | #N/A | #N/A | #N/A | #N/A | #N/A | #N/A | #N/A | #N/A | #N/A | #N/A
TRUE | QLD | QBIL | Biloela | Energy Queensland | Summer | Coincident_unreconciled | 2023 | POE90 | 5.0703 | NA | QLD Biloela |  |  | FALSE | #N/A | #N/A | #N/A | #N/A | #N/A | #N/A | #N/A | #N/A | #N/A | #N/A
TRUE | QLD | QBIL | Biloela | Energy Queensland | Summer | Non-coincident | 2023 | POE50 | 8.3047 | 34.5059 | QLD Biloela |  |  | FALSE | #N/A | #N/A | #N/A | #N/A | #N/A | #N/A | #N/A | #N/A | #N/A | #N/A
TRUE | QLD | QBIL | Biloela | Energy Queensland | Summer | Non-coincident | 2023 | POE90 | 6.839 | NA | QLD Biloela |  |  | FALSE | #N/A | #N/A | #N/A | #N/A | #N/A | #N/A | #N/A | #N/A | #N/A | #N/A
TRUE | QLD | QBIL | Biloela | Energy Queensland | Summer | Coincident_unreconciled | 2024 | POE50 | 8.5994 | NA | QLD Biloela |  |  | FALSE | #N/A | #N/A | #N/A | #N/A | #N/A | #N/A | #N/A | #N/A | #N/A | #N/A
TRUE | QLD | QBIL | Biloela | Energy Queensland | Summer | Coincident_unreconciled | 2024 | POE90 | 4.1394 | NA | QLD Biloela |  |  | FALSE | #N/A | #N/A | #N/A | #N/A | #N/A | #N/A | #N/A | #N/A | #N/A | #N/A
TRUE | QLD | QBIL | Biloela | Energy Queensland | Summer | Non-coincident | 2024 | POE50 | 8.2743 | 34.4141 | QLD Biloela |  |  | FALSE | #N/A | #N/A | #N/A | #N/A | #N/A | #N/A | #N/A | #N/A | #N/A | #N/A
TRUE | QLD | QBIL | Biloela | Energy Queensland | Summer | Non-coincident | 2024 | POE90 | 6.8103 | NA | QLD Biloela |  |  | FALSE | #N/A | #N/A | #N/A | #N/A | #N/A | #N/A | #N/A | #N/A | #N/A | #N/A
TRUE | QLD | QBIL | Biloela | Energy Queensland | Summer | Coincident_unreconciled | 2025 | POE50 | 7.7308 | NA | QLD Biloela |  |  | FALSE | #N/A | #N/A | #N/A | #N/A | #N/A | #N/A | #N/A | #N/A | #N/A | #N/A
TRUE | QLD | QBIL | Biloela | Energy Queensland | Summer | Coincident_unreconciled | 2025 | POE90 | 3.282 | NA | QLD Biloela |  |  | FALSE | #N/A | #N/A | #N/A | #N/A | #N/A | #N/A | #N/A | #N/A | #N/A | #N/A
TRUE | QLD | QBIL | Biloela | Energy Queensland | Summer | Non-coincident | 2025 | POE50 | 8.2379 | 34.3209 | QLD Biloela |  |  | FALSE | #N/A | #N/A | #N/A | #N/A | #N/A | #N/A | #N/A | #N/A | #N/A | #N/A
TRUE | QLD | QBIL | Biloela | Energy Queensland | Summer | Non-coincident | 2025 | POE90 | 6.7755 | NA | QLD Biloela |  |  | FALSE | #N/A | #N/A | #N/A | #N/A | #N/A | #N/A | #N/A | #N/A | #N/A | #N/A
TRUE | QLD | QBIL | Biloela | Energy Queensland | Summer | Coincident_unreconciled | 2026 | POE50 | 6.9608 | NA | QLD Biloela |  |  | FALSE | #N/A | #N/A | #N/A | #N/A | #N/A | #N/A | #N/A | #N/A | #N/A | #N/A
TRUE | QLD | QBIL | Biloela | Energy Queensland | Summer | Coincident_unreconciled | 2026 | POE90 | 2.5229 | NA | QLD Biloela |  |  | FALSE | #N/A | #N/A | #N/A | #N/A | #N/A | #N/A | #N/A | #N/A | #N/A | #N/A
TRUE | QLD | QBIL | Biloela | Energy Queensland | Summer | Non-coincident | 2026 | POE50 | 8.1978 | 34.2371 | QLD Biloela |  |  | FALSE | #N/A | #N/A | #N/A | #N/A | #N/A | #N/A | #N/A | #N/A | #N/A | #N/A
TRUE | QLD | QBIL | Biloela | Energy Queensland | Summer | Non-coincident | 2026 | POE90 | 6.7371 | NA | QLD Biloela |  |  | FALSE | #N/A | #N/A | #N/A | #N/A | #N/A | #N/A | #N/A | #N/A | #N/A | #N/A
TRUE | QLD | QBIL | Biloela | Energy Queensland | Summer | Coincident_unreconciled | 2027 | POE50 | 6.4207 | NA | QLD Biloela |  |  | FALSE | #N/A | #N/A | #N/A | #N/A | #N/A | #N/A | #N/A | #N/A | #N/A | #N/A
TRUE | QLD | QBIL | Biloela | Energy Queensland | Summer | Coincident_unreconciled | 2027 | POE90 | 1.9901 | NA | QLD Biloela |  |  | FALSE | #N/A | #N/A | #N/A | #N/A | #N/A | #N/A | #N/A | #N/A | #N/A | #N/A
TRUE | QLD | QBIL | Biloela | Energy Queensland | Summer | Non-coincident | 2027 | POE50 | 8.1589 | 34.1952 | QLD Biloela |  |  | FALSE | #N/A | #N/A | #N/A | #N/A | #N/A | #N/A | #N/A | #N/A | #N/A | #N/A
TRUE | QLD | QBIL | Biloela | Energy Queensland | Summer | Non-coincident | 2027 | POE90 | 6.6993 | NA | QLD Biloela |  |  | FALSE | #N/A | #N/A | #N/A | #N/A | #N/A | #N/A | #N/A | #N/A | #N/A | #N/A
TRUE | QLD | QBIL | Biloela | Energy Queensland | Summer | Coincident_unreconciled | 2028 | POE50 | 6.0167 | NA | QLD Biloela |  |  | FALSE | #N/A | #N/A | #N/A | #N/A | #N/A | #N/A | #N/A | #N/A | #N/A | #N/A
TRUE | QLD | QBIL | Biloela | Energy Queensland | Summer | Coincident_unreconciled | 2028 | POE90 | 1.5905 | NA | QLD Biloela |  |  | FALSE | #N/A | #N/A | #N/A | #N/A | #N/A | #N/A | #N/A | #N/A | #N/A | #N/A
TRUE | QLD | QBIL | Biloela | Energy Queensland | Summer | Non-coincident | 2028 | POE50 | 8.1329 | 34.204 | QLD Biloela |  |  | FALSE | #N/A | #N/A | #N/A | #N/A | #N/A | #N/A | #N/A | #N/A | #N/A | #N/A
TRUE | QLD | QBIL | Biloela | Energy Queensland | Summer | Non-coincident | 2028 | POE90 | 6.674 | NA | QLD Biloela |  |  | FALSE | #N/A | #N/A | #N/A | #N/A | #N/A | #N/A | #N/A | #N/A | #N/A | #N/A
TRUE | QLD | QBIL | Biloela | Energy Queensland | Summer | Coincident_unreconciled | 2029 | POE50 | 5.6935 | NA | QLD Biloela |  |  | FALSE | #N/A | #N/A | #N/A | #N/A | #N/A | #N/A | #N/A | #N/A | #N/A | #N/A
TRUE | QLD | QBIL | Biloela | Energy Queensland | Summer | Coincident_unreconciled | 2029 | POE90 | 1.2712 | NA | QLD Biloela |  |  | FALSE | #N/A | #N/A | #N/A | #N/A | #N/A | #N/A | #N/A | #N/A | #N/A | #N/A
TRUE | QLD | QBIL | Biloela | Energy Queensland | Summer | Non-coincident | 2029 | POE50 | 8.1258 | 34.255 | QLD Biloela |  |  | FALSE | #N/A | #N/A | #N/A | #N/A | #N/A | #N/A | #N/A | #N/A | #N/A | #N/A
TRUE | QLD | QBIL | Biloela | Energy Queensland | Summer | Non-coincident | 2029 | POE90 | 6.6675 | NA | QLD Biloela |  |  | FALSE | #N/A | #N/A | #N/A | #N/A | #N/A | #N/A | #N/A | #N/A | #N/A | #N/A
TRUE | QLD | QBIL | Biloela | Energy Queensland | Summer | Coincident_unreconciled | 2030 | POE50 | 5.5657 | NA | QLD Biloela |  |  | FALSE | #N/A | #N/A | #N/A | #N/A | #N/A | #N/A | #N/A | #N/A | #N/A | #N/A
TRUE | QLD | QBIL | Biloela | Energy Queensland | Summer | Coincident_unreconciled | 2030 | POE90 | 1.1475 | NA | QLD Biloela |  |  | FALSE | #N/A | #N/A | #N/A | #N/A | #N/A | #N/A | #N/A | #N/A | #N/A | #N/A
TRUE | QLD | QBIL | Biloela | Energy Queensland | Summer | Non-coincident | 2030 | POE50 | 8.1254 | 34.3312 | QLD Biloela |  |  | FALSE | #N/A | #N/A | #N/A | #N/A | #N/A | #N/A | #N/A | #N/A | #N/A | #N/A
TRUE | QLD | QBIL | Biloela | Energy Queensland | Summer | Non-coincident | 2030 | POE90 | 6.6677 | NA | QLD Biloela |  |  | FALSE | #N/A | #N/A | #N/A | #N/A | #N/A | #N/A | #N/A | #N/A | #N/A | #N/A
TRUE | QLD | QBIL | Biloela | Energy Queensland | Winter | Coincident | 2016 | ACTUAL_OPG | 10.8074 | 27.0715 | QLD Biloela |  |  | FALSE | #N/A | #N/A | #N/A | #N/A | #N/A | #N/A | #N/A | #N/A | #N/A | #N/A
TRUE | QLD | QBIL | Biloela | Energy Queensland | Winter | Coincident | 2016 | ACTUAL_RAW | 10.8074 | 27.0715 | QLD Biloela |  |  | FALSE | #N/A | #N/A | #N/A | #N/A | #N/A | #N/A | #N/A | #N/A | #N/A | #N/A
TRUE | QLD | QBIL | Biloela | Energy Queensland | Winter | Non-coincident | 2016 | ACTUAL_RAW | 8.7225 | 29.1345 | QLD Biloela |  |  | FALSE | #N/A | #N/A | #N/A | #N/A | #N/A | #N/A | #N/A | #N/A | #N/A | #N/A
TRUE | QLD | QBIL | Biloela | Energy Queensland | Winter | Non-coincident | 2016 | ACTUAL_OPG | 8.7225 | 29.1345 | QLD Biloela |  |  | FALSE | #N/A | #N/A | #N/A | #N/A | #N/A | #N/A | #N/A | #N/A | #N/A | #N/A
TRUE | QLD | QBIL | Biloela | Energy Queensland | Winter | Non-coincident | 2016 | ACTUAL_ADJUSTEDOPG | 8.7225 | 29.1345 | QLD Biloela |  |  | FALSE | #N/A | #N/A | #N/A | #N/A | #N/A | #N/A | #N/A | #N/A | #N/A | #N/A
TRUE | QLD | QBIL | Biloela | Energy Queensland | Winter | Coincident | 2017 | ACTUAL_OPG | 17.3941 | 21.0577 | QLD Biloela |  |  | FALSE | #N/A | #N/A | #N/A | #N/A | #N/A | #N/A | #N/A | #N/A | #N/A | #N/A
TRUE | QLD | QBIL | Biloela | Energy Queensland | Winter | Coincident | 2017 | ACTUAL_RAW | 17.3941 | 21.0577 | QLD Biloela |  |  | FALSE | #N/A | #N/A | #N/A | #N/A | #N/A | #N/A | #N/A | #N/A | #N/A | #N/A
TRUE | QLD | QBIL | Biloela | Energy Queensland | Winter | Non-coincident | 2017 | ACTUAL_RAW | 10.4096 | 29.0232 | QLD Biloela |  |  | FALSE | #N/A | #N/A | #N/A | #N/A | #N/A | #N/A | #N/A | #N/A | #N/A | #N/A
TRUE | QLD | QBIL | Biloela | Energy Queensland | Winter | Non-coincident | 2017 | ACTUAL_OPG | 10.4096 | 29.0232 | QLD Biloela |  |  | FALSE | #N/A | #N/A | #N/A | #N/A | #N/A | #N/A | #N/A | #N/A | #N/A | #N/A
TRUE | QLD | QBIL | Biloela | Energy Queensland | Winter | Non-coincident | 2017 | ACTUAL_ADJUSTEDOPG | 10.4096 | 29.0232 | QLD Biloela |  |  | FALSE | #N/A | #N/A | #N/A | #N/A | #N/A | #N/A | #N/A | #N/A | #N/A | #N/A
TRUE | QLD | QBIL | Biloela | Energy Queensland | Winter | Coincident | 2018 | ACTUAL_OPG | 11.738 | 27.8568 | QLD Biloela |  |  | FALSE | #N/A | #N/A | #N/A | #N/A | #N/A | #N/A | #N/A | #N/A | #N/A | #N/A
TRUE | QLD | QBIL | Biloela | Energy Queensland | Winter | Coincident | 2018 | ACTUAL_RAW | 11.738 | 27.8568 | QLD Biloela |  |  | FALSE | #N/A | #N/A | #N/A | #N/A | #N/A | #N/A | #N/A | #N/A | #N/A | #N/A
TRUE | QLD | QBIL | Biloela | Energy Queensland | Winter | Non-coincident | 2018 | ACTUAL_RAW | 8.9132 | 31.8791 | QLD Biloela |  |  | FALSE | #N/A | #N/A | #N/A | #N/A | #N/A | #N/A | #N/A | #N/A | #N/A | #N/A
TRUE | QLD | QBIL | Biloela | Energy Queensland | Winter | Non-coincident | 2018 | ACTUAL_OPG | 8.9132 | 31.8791 | QLD Biloela |  |  | FALSE | #N/A | #N/A | #N/A | #N/A | #N/A | #N/A | #N/A | #N/A | #N/A | #N/A
TRUE | QLD | QBIL | Biloela | Energy Queensland | Winter | Non-coincident | 2018 | ACTUAL_ADJUSTEDOPG | 8.9132 | 31.8791 | QLD Biloela |  |  | FALSE | #N/A | #N/A | #N/A | #N/A | #N/A | #N/A | #N/A | #N/A | #N/A | #N/A
TRUE | QLD | QBIL | Biloela | Energy Queensland | Winter | Coincident | 2019 | ACTUAL_OPG | 17.3762 | 17.3573 | QLD Biloela |  |  | FALSE | #N/A | #N/A | #N/A | #N/A | #N/A | #N/A | #N/A | #N/A | #N/A | #N/A
TRUE | QLD | QBIL | Biloela | Energy Queensland | Winter | Coincident | 2019 | ACTUAL_RAW | 17.3762 | 17.3573 | QLD Biloela |  |  | FALSE | #N/A | #N/A | #N/A | #N/A | #N/A | #N/A | #N/A | #N/A | #N/A | #N/A
TRUE | QLD | QBIL | Biloela | Energy Queensland | Winter | Non-coincident | 2019 | ACTUAL_RAW | 8.315 | 28.4634 | QLD Biloela |  |  | FALSE | #N/A | #N/A | #N/A | #N/A | #N/A | #N/A | #N/A | #N/A | #N/A | #N/A
TRUE | QLD | QBIL | Biloela | Energy Queensland | Winter | Non-coincident | 2019 | ACTUAL_OPG | 8.315 | 28.4634 | QLD Biloela |  |  | FALSE | #N/A | #N/A | #N/A | #N/A | #N/A | #N/A | #N/A | #N/A | #N/A | #N/A
TRUE | QLD | QBIL | Biloela | Energy Queensland | Winter | Non-coincident | 2019 | ACTUAL_ADJUSTEDOPG | 8.315 | 28.4634 | QLD Biloela |  |  | FALSE | #N/A | #N/A | #N/A | #N/A | #N/A | #N/A | #N/A | #N/A | #N/A | #N/A
TRUE | QLD | QBIL | Biloela | Energy Queensland | Winter | Non-coincident | 2019 | BASEYEARPOE90 | 9.8284 | NA | QLD Biloela |  |  | FALSE | #N/A | #N/A | #N/A | #N/A | #N/A | #N/A | #N/A | #N/A | #N/A | #N/A
TRUE | QLD | QBIL | Biloela | Energy Queensland | Winter | Non-coincident | 2019 | BASEYEARPOE50 | 10.4775 | 27.3309 | QLD Biloela |  |  | FALSE | #N/A | #N/A | #N/A | #N/A | #N/A | #N/A | #N/A | #N/A | #N/A | #N/A
TRUE | QLD | QBIL | Biloela | Energy Queensland | Winter | Coincident_unreconciled | 2020 | POE50 | 13.1749 | NA | QLD Biloela |  |  | FALSE | #N/A | #N/A | #N/A | #N/A | #N/A | #N/A | #N/A | #N/A | #N/A | #N/A
TRUE | QLD | QBIL | Biloela | Energy Queensland | Winter | Coincident_unreconciled | 2020 | POE90 | 10.9705 | NA | QLD Biloela |  |  | FALSE | #N/A | #N/A | #N/A | #N/A | #N/A | #N/A | #N/A | #N/A | #N/A | #N/A
TRUE | QLD | QBIL | Biloela | Energy Queensland | Winter | Non-coincident | 2020 | POE50 | 9.1 | 29.0295 | QLD Biloela |  |  | FALSE | #N/A | #N/A | #N/A | #N/A | #N/A | #N/A | #N/A | #N/A | #N/A | #N/A
TRUE | QLD | QBIL | Biloela | Energy Queensland | Winter | Non-coincident | 2020 | POE90 | 8.2101 | NA | QLD Biloela |  |  | FALSE | #N/A | #N/A | #N/A | #N/A | #N/A | #N/A | #N/A | #N/A | #N/A | #N/A
TRUE | QLD | QBIL | Biloela | Energy Queensland | Winter | Coincident_unreconciled | 2021 | POE50 | 12.0545 | NA | QLD Biloela |  |  | FALSE | #N/A | #N/A | #N/A | #N/A | #N/A | #N/A | #N/A | #N/A | #N/A | #N/A
TRUE | QLD | QBIL | Biloela | Energy Queensland | Winter | Coincident_unreconciled | 2021 | POE90 | 9.8559 | NA | QLD Biloela |  |  | FALSE | #N/A | #N/A | #N/A | #N/A | #N/A | #N/A | #N/A | #N/A | #N/A | #N/A
TRUE | QLD | QBIL | Biloela | Energy Queensland | Winter | Non-coincident | 2021 | POE50 | 8.6477 | 28.951 | QLD Biloela |  |  | FALSE | #N/A | #N/A | #N/A | #N/A | #N/A | #N/A | #N/A | #N/A | #N/A | #N/A
TRUE | QLD | QBIL | Biloela | Energy Queensland | Winter | Non-coincident | 2021 | POE90 | 7.7601 | NA | QLD Biloela |  |  | FALSE | #N/A | #N/A | #N/A | #N/A | #N/A | #N/A | #N/A | #N/A | #N/A | #N/A
TRUE | QLD | QBIL | Biloela | Energy Queensland | Winter | Coincident_unreconciled | 2022 | POE50 | 11.0097 | NA | QLD Biloela |  |  | FALSE | #N/A | #N/A | #N/A | #N/A | #N/A | #N/A | #N/A | #N/A | #N/A | #N/A
TRUE | QLD | QBIL | Biloela | Energy Queensland | Winter | Coincident_unreconciled | 2022 | POE90 | 8.8149 | NA | QLD Biloela |  |  | FALSE | #N/A | #N/A | #N/A | #N/A | #N/A | #N/A | #N/A | #N/A | #N/A | #N/A
TRUE | QLD | QBIL | Biloela | Energy Queensland | Winter | Non-coincident | 2022 | POE50 | 8.2259 | 28.8935 | QLD Biloela |  |  | FALSE | #N/A | #N/A | #N/A | #N/A | #N/A | #N/A | #N/A | #N/A | #N/A | #N/A
TRUE | QLD | QBIL | Biloela | Energy Queensland | Winter | Non-coincident | 2022 | POE90 | 7.3398 | NA | QLD Biloela |  |  | FALSE | #N/A | #N/A | #N/A | #N/A | #N/A | #N/A | #N/A | #N/A | #N/A | #N/A
TRUE | QLD | QBIL | Biloela | Energy Queensland | Winter | Coincident_unreconciled | 2023 | POE50 | 10.1692 | NA | QLD Biloela |  |  | FALSE | #N/A | #N/A | #N/A | #N/A | #N/A | #N/A | #N/A | #N/A | #N/A | #N/A
TRUE | QLD | QBIL | Biloela | Energy Queensland | Winter | Coincident_unreconciled | 2023 | POE90 | 7.9782 | NA | QLD Biloela |  |  | FALSE | #N/A | #N/A | #N/A | #N/A | #N/A | #N/A | #N/A | #N/A | #N/A | #N/A
TRUE | QLD | QBIL | Biloela | Energy Queensland | Winter | Non-coincident | 2023 | POE50 | 7.8866 | 28.8383 | QLD Biloela |  |  | FALSE | #N/A | #N/A | #N/A | #N/A | #N/A | #N/A | #N/A | #N/A | #N/A | #N/A
TRUE | QLD | QBIL | Biloela | Energy Queensland | Winter | Non-coincident | 2023 | POE90 | 7.002 | NA | QLD Biloela |  |  | FALSE | #N/A | #N/A | #N/A | #N/A | #N/A | #N/A | #N/A | #N/A | #N/A | #N/A
TRUE | QLD | QBIL | Biloela | Energy Queensland | Winter | Coincident_unreconciled | 2024 | POE50 | 9.4519 | NA | QLD Biloela |  |  | FALSE | #N/A | #N/A | #N/A | #N/A | #N/A | #N/A | #N/A | #N/A | #N/A | #N/A
TRUE | QLD | QBIL | Biloela | Energy Queensland | Winter | Coincident_unreconciled | 2024 | POE90 | 7.2648 | NA | QLD Biloela |  |  | FALSE | #N/A | #N/A | #N/A | #N/A | #N/A | #N/A | #N/A | #N/A | #N/A | #N/A
TRUE | QLD | QBIL | Biloela | Energy Queensland | Winter | Non-coincident | 2024 | POE50 | 7.5969 | 28.7662 | QLD Biloela |  |  | FALSE | #N/A | #N/A | #N/A | #N/A | #N/A | #N/A | #N/A | #N/A | #N/A | #N/A
TRUE | QLD | QBIL | Biloela | Energy Queensland | Winter | Non-coincident | 2024 | POE90 | 6.714 | NA | QLD Biloela |  |  | FALSE | #N/A | #N/A | #N/A | #N/A | #N/A | #N/A | #N/A | #N/A | #N/A | #N/A
TRUE | QLD | QBIL | Biloela | Energy Queensland | Winter | Coincident_unreconciled | 2025 | POE50 | 8.7717 | NA | QLD Biloela |  |  | FALSE | #N/A | #N/A | #N/A | #N/A | #N/A | #N/A | #N/A | #N/A | #N/A | #N/A
TRUE | QLD | QBIL | Biloela | Energy Queensland | Winter | Coincident_unreconciled | 2025 | POE90 | 6.5883 | NA | QLD Biloela |  |  | FALSE | #N/A | #N/A | #N/A | #N/A | #N/A | #N/A | #N/A | #N/A | #N/A | #N/A
TRUE | QLD | QBIL | Biloela | Energy Queensland | Winter | Non-coincident | 2025 | POE50 | 7.3223 | 28.6947 | QLD Biloela |  |  | FALSE | #N/A | #N/A | #N/A | #N/A | #N/A | #N/A | #N/A | #N/A | #N/A | #N/A
TRUE | QLD | QBIL | Biloela | Energy Queensland | Winter | Non-coincident | 2025 | POE90 | 6.4409 | NA | QLD Biloela |  |  | FALSE | #N/A | #N/A | #N/A | #N/A | #N/A | #N/A | #N/A | #N/A | #N/A | #N/A
TRUE | QLD | QBIL | Biloela | Energy Queensland | Winter | Coincident_unreconciled | 2026 | POE50 | 8.2109 | NA | QLD Biloela |  |  | FALSE | #N/A | #N/A | #N/A | #N/A | #N/A | #N/A | #N/A | #N/A | #N/A | #N/A
TRUE | QLD | QBIL | Biloela | Energy Queensland | Winter | Coincident_unreconciled | 2026 | POE90 | 6.0311 | NA | QLD Biloela |  |  | FALSE | #N/A | #N/A | #N/A | #N/A | #N/A | #N/A | #N/A | #N/A | #N/A | #N/A
TRUE | QLD | QBIL | Biloela | Energy Queensland | Winter | Non-coincident | 2026 | POE50 | 7.0959 | 28.6253 | QLD Biloela |  |  | FALSE | #N/A | #N/A | #N/A | #N/A | #N/A | #N/A | #N/A | #N/A | #N/A | #N/A
TRUE | QLD | QBIL | Biloela | Energy Queensland | Winter | Non-coincident | 2026 | POE90 | 6.216 | NA | QLD Biloela |  |  | FALSE | #N/A | #N/A | #N/A | #N/A | #N/A | #N/A | #N/A | #N/A | #N/A | #N/A
TRUE | QLD | QBIL | Biloela | Energy Queensland | Winter | Coincident_unreconciled | 2027 | POE50 | 7.8526 | NA | QLD Biloela |  |  | FALSE | #N/A | #N/A | #N/A | #N/A | #N/A | #N/A | #N/A | #N/A | #N/A | #N/A
TRUE | QLD | QBIL | Biloela | Energy Queensland | Winter | Coincident_unreconciled | 2027 | POE90 | 5.6744 | NA | QLD Biloela |  |  | FALSE | #N/A | #N/A | #N/A | #N/A | #N/A | #N/A | #N/A | #N/A | #N/A | #N/A
TRUE | QLD | QBIL | Biloela | Energy Queensland | Winter | Non-coincident | 2027 | POE50 | 6.9513 | 28.5834 | QLD Biloela |  |  | FALSE | #N/A | #N/A | #N/A | #N/A | #N/A | #N/A | #N/A | #N/A | #N/A | #N/A
TRUE | QLD | QBIL | Biloela | Energy Queensland | Winter | Non-coincident | 2027 | POE90 | 6.0719 | NA | QLD Biloela |  |  | FALSE | #N/A | #N/A | #N/A | #N/A | #N/A | #N/A | #N/A | #N/A | #N/A | #N/A
TRUE | QLD | QBIL | Biloela | Energy Queensland | Winter | Coincident_unreconciled | 2028 | POE50 | 7.5497 | NA | QLD Biloela |  |  | FALSE | #N/A | #N/A | #N/A | #N/A | #N/A | #N/A | #N/A | #N/A | #N/A | #N/A
TRUE | QLD | QBIL | Biloela | Energy Queensland | Winter | Coincident_unreconciled | 2028 | POE90 | 5.373 | NA | QLD Biloela |  |  | FALSE | #N/A | #N/A | #N/A | #N/A | #N/A | #N/A | #N/A | #N/A | #N/A | #N/A
TRUE | QLD | QBIL | Biloela | Energy Queensland | Winter | Non-coincident | 2028 | POE50 | 6.829 | 28.5751 | QLD Biloela |  |  | FALSE | #N/A | #N/A | #N/A | #N/A | #N/A | #N/A | #N/A | #N/A | #N/A | #N/A
TRUE | QLD | QBIL | Biloela | Energy Queensland | Winter | Non-coincident | 2028 | POE90 | 5.9502 | NA | QLD Biloela |  |  | FALSE | #N/A | #N/A | #N/A | #N/A | #N/A | #N/A | #N/A | #N/A | #N/A | #N/A
TRUE | QLD | QBIL | Biloela | Energy Queensland | Winter | Coincident_unreconciled | 2029 | POE50 | 7.3283 | NA | QLD Biloela |  |  | FALSE | #N/A | #N/A | #N/A | #N/A | #N/A | #N/A | #N/A | #N/A | #N/A | #N/A
TRUE | QLD | QBIL | Biloela | Energy Queensland | Winter | Coincident_unreconciled | 2029 | POE90 | 5.1529 | NA | QLD Biloela |  |  | FALSE | #N/A | #N/A | #N/A | #N/A | #N/A | #N/A | #N/A | #N/A | #N/A | #N/A
TRUE | QLD | QBIL | Biloela | Energy Queensland | Winter | Non-coincident | 2029 | POE50 | 6.7396 | 28.5957 | QLD Biloela |  |  | FALSE | #N/A | #N/A | #N/A | #N/A | #N/A | #N/A | #N/A | #N/A | #N/A | #N/A
TRUE | QLD | QBIL | Biloela | Energy Queensland | Winter | Non-coincident | 2029 | POE90 | 5.8614 | NA | QLD Biloela |  |  | FALSE | #N/A | #N/A | #N/A | #N/A | #N/A | #N/A | #N/A | #N/A | #N/A | #N/A
TRUE | QLD | QBIL | Biloela | Energy Queensland | Shoulder | Non-coincident | 2019 | BASEYEARPOE10 | NA | 28.3142 | QLD Biloela |  |  | FALSE | #N/A | #N/A | #N/A | #N/A | #N/A | #N/A | #N/A | #N/A | #N/A | #N/A
TRUE | QLD | QBIL | Biloela | Energy Queensland | Shoulder | Coincident | 2021 | POE10 | NA | 23.5839 | QLD Biloela |  |  | FALSE | #N/A | #N/A | #N/A | #N/A | #N/A | #N/A | #N/A | #N/A | #N/A | #N/A
TRUE | QLD | QBIL | Biloela | Energy Queensland | Shoulder | Coincident | 2021 | POE50 | NA | 23.5974 | QLD Biloela |  |  | FALSE | #N/A | #N/A | #N/A | #N/A | #N/A | #N/A | #N/A | #N/A | #N/A | #N/A
TRUE | QLD | QBIL | Biloela | Energy Queensland | Shoulder | Non-coincident | 2021 | POE10 | NA | 30.5924 | QLD Biloela |  |  | FALSE | #N/A | #N/A | #N/A | #N/A | #N/A | #N/A | #N/A | #N/A | #N/A | #N/A
TRUE | QLD | QBIL | Biloela | Energy Queensland | Shoulder | Coincident | 2022 | POE10 | NA | 24.1753 | QLD Biloela |  |  | FALSE | #N/A | #N/A | #N/A | #N/A | #N/A | #N/A | #N/A | #N/A | #N/A | #N/A
TRUE | QLD | QBIL | Biloela | Energy Queensland | Shoulder | Coincident | 2022 | POE50 | NA | 23.7867 | QLD Biloela |  |  | FALSE | #N/A | #N/A | #N/A | #N/A | #N/A | #N/A | #N/A | #N/A | #N/A | #N/A
TRUE | QLD | QBIL | Biloela | Energy Queensland | Shoulder | Non-coincident | 2022 | POE10 | NA | 30.5229 | QLD Biloela |  |  | FALSE | #N/A | #N/A | #N/A | #N/A | #N/A | #N/A | #N/A | #N/A | #N/A | #N/A
TRUE | QLD | QBIL | Biloela | Energy Queensland | Shoulder | Coincident | 2023 | POE10 | NA | 24.1729 | QLD Biloela |  |  | FALSE | #N/A | #N/A | #N/A | #N/A | #N/A | #N/A | #N/A | #N/A | #N/A | #N/A
TRUE | QLD | QBIL | Biloela | Energy Queensland | Shoulder | Coincident | 2023 | POE50 | NA | 23.9002 | QLD Biloela |  |  | FALSE | #N/A | #N/A | #N/A | #N/A | #N/A | #N/A | #N/A | #N/A | #N/A | #N/A
TRUE | QLD | QBIL | Biloela | Energy Queensland | Shoulder | Non-coincident | 2023 | POE10 | NA | 30.4663 | QLD Biloela |  |  | FALSE | #N/A | #N/A | #N/A | #N/A | #N/A | #N/A | #N/A | #N/A | #N/A | #N/A
TRUE | QLD | QBIL | Biloela | Energy Queensland | Shoulder | Coincident | 2024 | POE10 | NA | 24.2331 | QLD Biloela |  |  | FALSE | #N/A | #N/A | #N/A | #N/A | #N/A | #N/A | #N/A | #N/A | #N/A | #N/A
TRUE | QLD | QBIL | Biloela | Energy Queensland | Shoulder | Coincident | 2024 | POE50 | NA | 24.2757 | QLD Biloela |  |  | FALSE | #N/A | #N/A | #N/A | #N/A | #N/A | #N/A | #N/A | #N/A | #N/A | #N/A
TRUE | QLD | QBIL | Biloela | Energy Queensland | Shoulder | Non-coincident | 2024 | POE10 | NA | 30.4008 | QLD Biloela |  |  | FALSE | #N/A | #N/A | #N/A | #N/A | #N/A | #N/A | #N/A | #N/A | #N/A | #N/A
TRUE | QLD | QBIL | Biloela | Energy Queensland | Shoulder | Coincident | 2025 | POE10 | NA | 24.2471 | QLD Biloela |  |  | FALSE | #N/A | #N/A | #N/A | #N/A | #N/A | #N/A | #N/A | #N/A | #N/A | #N/A
TRUE | QLD | QBIL | Biloela | Energy Queensland | Shoulder | Coincident | 2025 | POE50 | NA | 24.114 | QLD Biloela |  |  | FALSE | #N/A | #N/A | #N/A | #N/A | #N/A | #N/A | #N/A | #N/A | #N/A | #N/A
TRUE | QLD | QBIL | Biloela | Energy Queensland | Shoulder | Non-coincident | 2025 | POE10 | NA | 30.3293 | QLD Biloela |  |  | FALSE | #N/A | #N/A | #N/A | #N/A | #N/A | #N/A | #N/A | #N/A | #N/A | #N/A
TRUE | QLD | QBIL | Biloela | Energy Queensland | Shoulder | Coincident | 2026 | POE10 | NA | 24.062 | QLD Biloela |  |  | FALSE | #N/A | #N/A | #N/A | #N/A | #N/A | #N/A | #N/A | #N/A | #N/A | #N/A
TRUE | QLD | QBIL | Biloela | Energy Queensland | Shoulder | Coincident | 2026 | POE50 | NA | 24.0623 | QLD Biloela |  |  | FALSE | #N/A | #N/A | #N/A | #N/A | #N/A | #N/A | #N/A | #N/A | #N/A | #N/A
TRUE | QLD | QBIL | Biloela | Energy Queensland | Shoulder | Non-coincident | 2026 | POE10 | NA | 30.2593 | QLD Biloela |  |  | FALSE | #N/A | #N/A | #N/A | #N/A | #N/A | #N/A | #N/A | #N/A | #N/A | #N/A
TRUE | QLD | QBIL | Biloela | Energy Queensland | Shoulder | Coincident | 2027 | POE10 | NA | 23.9182 | QLD Biloela |  |  | FALSE | #N/A | #N/A | #N/A | #N/A | #N/A | #N/A | #N/A | #N/A | #N/A | #N/A
TRUE | QLD | QBIL | Biloela | Energy Queensland | Shoulder | Coincident | 2027 | POE50 | NA | 23.8953 | QLD Biloela |  |  | FALSE | #N/A | #N/A | #N/A | #N/A | #N/A | #N/A | #N/A | #N/A | #N/A | #N/A
TRUE | QLD | QBIL | Biloela | Energy Queensland | Shoulder | Non-coincident | 2027 | POE10 | NA | 30.2079 | QLD Biloela |  |  | FALSE | #N/A | #N/A | #N/A | #N/A | #N/A | #N/A | #N/A | #N/A | #N/A | #N/A
TRUE | QLD | QBIL | Biloela | Energy Queensland | Shoulder | Coincident | 2028 | POE10 | NA | 23.8103 | QLD Biloela |  |  | FALSE | #N/A | #N/A | #N/A | #N/A | #N/A | #N/A | #N/A | #N/A | #N/A | #N/A
TRUE | QLD | QBIL | Biloela | Energy Queensland | Shoulder | Coincident | 2028 | POE50 | NA | 23.8454 | QLD Biloela |  |  | FALSE | #N/A | #N/A | #N/A | #N/A | #N/A | #N/A | #N/A | #N/A | #N/A | #N/A
TRUE | QLD | QBIL | Biloela | Energy Queensland | Shoulder | Non-coincident | 2028 | POE10 | NA | 30.1877 | QLD Biloela |  |  | FALSE | #N/A | #N/A | #N/A | #N/A | #N/A | #N/A | #N/A | #N/A | #N/A | #N/A
TRUE | QLD | QBIL | Biloela | Energy Queensland | Shoulder | Coincident | 2029 | POE10 | NA | 24.0417 | QLD Biloela |  |  | FALSE | #N/A | #N/A | #N/A | #N/A | #N/A | #N/A | #N/A | #N/A | #N/A | #N/A
TRUE | QLD | QBIL | Biloela | Energy Queensland | Shoulder | Coincident | 2029 | POE50 | NA | 23.9364 | QLD Biloela |  |  | FALSE | #N/A | #N/A | #N/A | #N/A | #N/A | #N/A | #N/A | #N/A | #N/A | #N/A
TRUE | QLD | QBIL | Biloela | Energy Queensland | Shoulder | Non-coincident | 2029 | POE10 | NA | 30.1989 | QLD Biloela |  |  | FALSE | #N/A | #N/A | #N/A | #N/A | #N/A | #N/A | #N/A | #N/A | #N/A | #N/A
TRUE | QLD | QBIL | Biloela | Energy Queensland | Shoulder | Coincident | 2030 | POE10 | NA | 24.0594 | QLD Biloela |  |  | FALSE | #N/A | #N/A | #N/A | #N/A | #N/A | #N/A | #N/A | #N/A | #N/A | #N/A
TRUE | QLD | QBIL | Biloela | Energy Queensland | Shoulder | Coincident | 2030 | POE50 | NA | 23.9799 | QLD Biloela |  |  | FALSE | #N/A | #N/A | #N/A | #N/A | #N/A | #N/A | #N/A | #N/A | #N/A | #N/A
TRUE | QLD | QBIL | Biloela | Energy Queensland | Shoulder | Non-coincident | 2030 | POE10 | NA | 30.2213 | QLD Biloela |  |  | FALSE | #N/A | #N/A | #N/A | #N/A | #N/A | #N/A | #N/A | #N/A | #N/A | #N/A
TRUE | QLD | QBIL | Biloela | Energy Queensland | Summer | Non-coincident | 2019 | BASEYEARPOE10 | NA | 35.9089 | QLD Biloela |  |  | FALSE | #N/A | #N/A | #N/A | #N/A | #N/A | #N/A | #N/A | #N/A | #N/A | #N/A
TRUE | QLD | QBIL | Biloela | Energy Queensland | Summer | Coincident | 2021 | POE10 | NA | 29.1652 | QLD Biloela |  |  | FALSE | #N/A | #N/A | #N/A | #N/A | #N/A | #N/A | #N/A | #N/A | #N/A | #N/A
TRUE | QLD | QBIL | Biloela | Energy Queensland | Summer | Coincident | 2021 | POE50 | NA | 28.85 | QLD Biloela |  |  | FALSE | #N/A | #N/A | #N/A | #N/A | #N/A | #N/A | #N/A | #N/A | #N/A | #N/A
TRUE | QLD | QBIL | Biloela | Energy Queensland | Summer | Non-coincident | 2021 | POE10 | NA | 36.6641 | QLD Biloela |  |  | FALSE | #N/A | #N/A | #N/A | #N/A | #N/A | #N/A | #N/A | #N/A | #N/A | #N/A
TRUE | QLD | QBIL | Biloela | Energy Queensland | Summer | Coincident | 2022 | POE10 | NA | 29.6011 | QLD Biloela |  |  | FALSE | #N/A | #N/A | #N/A | #N/A | #N/A | #N/A | #N/A | #N/A | #N/A | #N/A
TRUE | QLD | QBIL | Biloela | Energy Queensland | Summer | Coincident | 2022 | POE50 | NA | 29.2388 | QLD Biloela |  |  | FALSE | #N/A | #N/A | #N/A | #N/A | #N/A | #N/A | #N/A | #N/A | #N/A | #N/A
TRUE | QLD | QBIL | Biloela | Energy Queensland | Summer | Non-coincident | 2022 | POE10 | NA | 36.5483 | QLD Biloela |  |  | FALSE | #N/A | #N/A | #N/A | #N/A | #N/A | #N/A | #N/A | #N/A | #N/A | #N/A
TRUE | QLD | QBIL | Biloela | Energy Queensland | Summer | Coincident | 2023 | POE10 | NA | 29.6872 | QLD Biloela |  |  | FALSE | #N/A | #N/A | #N/A | #N/A | #N/A | #N/A | #N/A | #N/A | #N/A | #N/A
TRUE | QLD | QBIL | Biloela | Energy Queensland | Summer | Coincident | 2023 | POE50 | NA | 29.2609 | QLD Biloela |  |  | FALSE | #N/A | #N/A | #N/A | #N/A | #N/A | #N/A | #N/A | #N/A | #N/A | #N/A
TRUE | QLD | QBIL | Biloela | Energy Queensland | Summer | Non-coincident | 2023 | POE10 | NA | 36.4538 | QLD Biloela |  |  | FALSE | #N/A | #N/A | #N/A | #N/A | #N/A | #N/A | #N/A | #N/A | #N/A | #N/A
TRUE | QLD | QBIL | Biloela | Energy Queensland | Summer | Coincident | 2024 | POE10 | NA | 29.9474 | QLD Biloela |  |  | FALSE | #N/A | #N/A | #N/A | #N/A | #N/A | #N/A | #N/A | #N/A | #N/A | #N/A
TRUE | QLD | QBIL | Biloela | Energy Queensland | Summer | Coincident | 2024 | POE50 | NA | 29.5479 | QLD Biloela |  |  | FALSE | #N/A | #N/A | #N/A | #N/A | #N/A | #N/A | #N/A | #N/A | #N/A | #N/A
TRUE | QLD | QBIL | Biloela | Energy Queensland | Summer | Non-coincident | 2024 | POE10 | NA | 36.3551 | QLD Biloela |  |  | FALSE | #N/A | #N/A | #N/A | #N/A | #N/A | #N/A | #N/A | #N/A | #N/A | #N/A
TRUE | QLD | QBIL | Biloela | Energy Queensland | Summer | Coincident | 2025 | POE10 | NA | 29.7251 | QLD Biloela |  |  | FALSE | #N/A | #N/A | #N/A | #N/A | #N/A | #N/A | #N/A | #N/A | #N/A | #N/A
TRUE | QLD | QBIL | Biloela | Energy Queensland | Summer | Coincident | 2025 | POE50 | NA | 29.4818 | QLD Biloela |  |  | FALSE | #N/A | #N/A | #N/A | #N/A | #N/A | #N/A | #N/A | #N/A | #N/A | #N/A
TRUE | QLD | QBIL | Biloela | Energy Queensland | Summer | Non-coincident | 2025 | POE10 | NA | 36.255 | QLD Biloela |  |  | FALSE | #N/A | #N/A | #N/A | #N/A | #N/A | #N/A | #N/A | #N/A | #N/A | #N/A
TRUE | QLD | QBIL | Biloela | Energy Queensland | Summer | Coincident | 2026 | POE10 | NA | 29.7751 | QLD Biloela |  |  | FALSE | #N/A | #N/A | #N/A | #N/A | #N/A | #N/A | #N/A | #N/A | #N/A | #N/A
TRUE | QLD | QBIL | Biloela | Energy Queensland | Summer | Coincident | 2026 | POE50 | NA | 29.4355 | QLD Biloela |  |  | FALSE | #N/A | #N/A | #N/A | #N/A | #N/A | #N/A | #N/A | #N/A | #N/A | #N/A
TRUE | QLD | QBIL | Biloela | Energy Queensland | Summer | Non-coincident | 2026 | POE10 | NA | 36.1644 | QLD Biloela |  |  | FALSE | #N/A | #N/A | #N/A | #N/A | #N/A | #N/A | #N/A | #N/A | #N/A | #N/A
TRUE | QLD | QBIL | Biloela | Energy Queensland | Summer | Coincident | 2027 | POE10 | NA | 29.5016 | QLD Biloela |  |  | FALSE | #N/A | #N/A | #N/A | #N/A | #N/A | #N/A | #N/A | #N/A | #N/A | #N/A
TRUE | QLD | QBIL | Biloela | Energy Queensland | Summer | Coincident | 2027 | POE50 | NA | 29.2678 | QLD Biloela |  |  | FALSE | #N/A | #N/A | #N/A | #N/A | #N/A | #N/A | #N/A | #N/A | #N/A | #N/A
TRUE | QLD | QBIL | Biloela | Energy Queensland | Summer | Non-coincident | 2027 | POE10 | NA | 36.1181 | QLD Biloela |  |  | FALSE | #N/A | #N/A | #N/A | #N/A | #N/A | #N/A | #N/A | #N/A | #N/A | #N/A
TRUE | QLD | QBIL | Biloela | Energy Queensland | Summer | Coincident | 2028 | POE10 | NA | 29.5144 | QLD Biloela |  |  | FALSE | #N/A | #N/A | #N/A | #N/A | #N/A | #N/A | #N/A | #N/A | #N/A | #N/A
TRUE | QLD | QBIL | Biloela | Energy Queensland | Summer | Coincident | 2028 | POE50 | NA | 29.2681 | QLD Biloela |  |  | FALSE | #N/A | #N/A | #N/A | #N/A | #N/A | #N/A | #N/A | #N/A | #N/A | #N/A
TRUE | QLD | QBIL | Biloela | Energy Queensland | Summer | Non-coincident | 2028 | POE10 | NA | 36.1241 | QLD Biloela |  |  | FALSE | #N/A | #N/A | #N/A | #N/A | #N/A | #N/A | #N/A | #N/A | #N/A | #N/A
TRUE | QLD | QBIL | Biloela | Energy Queensland | Summer | Coincident | 2029 | POE10 | NA | 29.4627 | QLD Biloela |  |  | FALSE | #N/A | #N/A | #N/A | #N/A | #N/A | #N/A | #N/A | #N/A | #N/A | #N/A
TRUE | QLD | QBIL | Biloela | Energy Queensland | Summer | Coincident | 2029 | POE50 | NA | 29.3465 | QLD Biloela |  |  | FALSE | #N/A | #N/A | #N/A | #N/A | #N/A | #N/A | #N/A | #N/A | #N/A | #N/A
TRUE | QLD | QBIL | Biloela | Energy Queensland | Summer | Non-coincident | 2029 | POE10 | NA | 36.1726 | QLD Biloela |  |  | FALSE | #N/A | #N/A | #N/A | #N/A | #N/A | #N/A | #N/A | #N/A | #N/A | #N/A
TRUE | QLD | QBIL | Biloela | Energy Queensland | Summer | Coincident | 2030 | POE10 | NA | 29.5417 | QLD Biloela |  |  | FALSE | #N/A | #N/A | #N/A | #N/A | #N/A | #N/A | #N/A | #N/A | #N/A | #N/A
TRUE | QLD | QBIL | Biloela | Energy Queensland | Summer | Coincident | 2030 | POE50 | NA | 29.275 | QLD Biloela |  |  | FALSE | #N/A | #N/A | #N/A | #N/A | #N/A | #N/A | #N/A | #N/A | #N/A | #N/A
TRUE | QLD | QBIL | Biloela | Energy Queensland | Summer | Non-coincident | 2030 | POE10 | NA | 36.2464 | QLD Biloela |  |  | FALSE | #N/A | #N/A | #N/A | #N/A | #N/A | #N/A | #N/A | #N/A | #N/A | #N/A
TRUE | QLD | QBIL | Biloela | Energy Queensland | Winter | Non-coincident | 2019 | BASEYEARPOE10 | NA | 28.2952 | QLD Biloela |  |  | FALSE | #N/A | #N/A | #N/A | #N/A | #N/A | #N/A | #N/A | #N/A | #N/A | #N/A
TRUE | QLD | QBIL | Biloela | Energy Queensland | Winter | Coincident | 2020 | POE10 | NA | 20.9603 | QLD Biloela |  |  | FALSE | #N/A | #N/A | #N/A | #N/A | #N/A | #N/A | #N/A | #N/A | #N/A | #N/A
TRUE | QLD | QBIL | Biloela | Energy Queensland | Winter | Coincident | 2020 | POE50 | NA | 20.0925 | QLD Biloela |  |  | FALSE | #N/A | #N/A | #N/A | #N/A | #N/A | #N/A | #N/A | #N/A | #N/A | #N/A
TRUE | QLD | QBIL | Biloela | Energy Queensland | Winter | Non-coincident | 2020 | POE10 | NA | 29.904 | QLD Biloela |  |  | FALSE | #N/A | #N/A | #N/A | #N/A | #N/A | #N/A | #N/A | #N/A | #N/A | #N/A
TRUE | QLD | QBIL | Biloela | Energy Queensland | Winter | Coincident | 2021 | POE10 | NA | 20.7231 | QLD Biloela |  |  | FALSE | #N/A | #N/A | #N/A | #N/A | #N/A | #N/A | #N/A | #N/A | #N/A | #N/A
TRUE | QLD | QBIL | Biloela | Energy Queensland | Winter | Coincident | 2021 | POE50 | NA | 19.8613 | QLD Biloela |  |  | FALSE | #N/A | #N/A | #N/A | #N/A | #N/A | #N/A | #N/A | #N/A | #N/A | #N/A
TRUE | QLD | QBIL | Biloela | Energy Queensland | Winter | Non-coincident | 2021 | POE10 | NA | 29.8209 | QLD Biloela |  |  | FALSE | #N/A | #N/A | #N/A | #N/A | #N/A | #N/A | #N/A | #N/A | #N/A | #N/A
TRUE | QLD | QBIL | Biloela | Energy Queensland | Winter | Coincident | 2022 | POE10 | NA | 21.1361 | QLD Biloela |  |  | FALSE | #N/A | #N/A | #N/A | #N/A | #N/A | #N/A | #N/A | #N/A | #N/A | #N/A
TRUE | QLD | QBIL | Biloela | Energy Queensland | Winter | Coincident | 2022 | POE50 | NA | 20.2615 | QLD Biloela |  |  | FALSE | #N/A | #N/A | #N/A | #N/A | #N/A | #N/A | #N/A | #N/A | #N/A | #N/A
TRUE | QLD | QBIL | Biloela | Energy Queensland | Winter | Non-coincident | 2022 | POE10 | NA | 29.7604 | QLD Biloela |  |  | FALSE | #N/A | #N/A | #N/A | #N/A | #N/A | #N/A | #N/A | #N/A | #N/A | #N/A
TRUE | QLD | QBIL | Biloela | Energy Queensland | Winter | Coincident | 2023 | POE10 | NA | 21.2873 | QLD Biloela |  |  | FALSE | #N/A | #N/A | #N/A | #N/A | #N/A | #N/A | #N/A | #N/A | #N/A | #N/A
TRUE | QLD | QBIL | Biloela | Energy Queensland | Winter | Coincident | 2023 | POE50 | NA | 20.388 | QLD Biloela |  |  | FALSE | #N/A | #N/A | #N/A | #N/A | #N/A | #N/A | #N/A | #N/A | #N/A | #N/A
TRUE | QLD | QBIL | Biloela | Energy Queensland | Winter | Non-coincident | 2023 | POE10 | NA | 29.7023 | QLD Biloela |  |  | FALSE | #N/A | #N/A | #N/A | #N/A | #N/A | #N/A | #N/A | #N/A | #N/A | #N/A
TRUE | QLD | QBIL | Biloela | Energy Queensland | Winter | Coincident | 2024 | POE10 | NA | 21.5471 | QLD Biloela |  |  | FALSE | #N/A | #N/A | #N/A | #N/A | #N/A | #N/A | #N/A | #N/A | #N/A | #N/A
TRUE | QLD | QBIL | Biloela | Energy Queensland | Winter | Coincident | 2024 | POE50 | NA | 20.5582 | QLD Biloela |  |  | FALSE | #N/A | #N/A | #N/A | #N/A | #N/A | #N/A | #N/A | #N/A | #N/A | #N/A
TRUE | QLD | QBIL | Biloela | Energy Queensland | Winter | Non-coincident | 2024 | POE10 | NA | 29.6271 | QLD Biloela |  |  | FALSE | #N/A | #N/A | #N/A | #N/A | #N/A | #N/A | #N/A | #N/A | #N/A | #N/A
TRUE | QLD | QBIL | Biloela | Energy Queensland | Winter | Coincident | 2025 | POE10 | NA | 21.4235 | QLD Biloela |  |  | FALSE | #N/A | #N/A | #N/A | #N/A | #N/A | #N/A | #N/A | #N/A | #N/A | #N/A
TRUE | QLD | QBIL | Biloela | Energy Queensland | Winter | Coincident | 2025 | POE50 | NA | 20.4848 | QLD Biloela |  |  | FALSE | #N/A | #N/A | #N/A | #N/A | #N/A | #N/A | #N/A | #N/A | #N/A | #N/A
TRUE | QLD | QBIL | Biloela | Energy Queensland | Winter | Non-coincident | 2025 | POE10 | NA | 29.5527 | QLD Biloela |  |  | FALSE | #N/A | #N/A | #N/A | #N/A | #N/A | #N/A | #N/A | #N/A | #N/A | #N/A
TRUE | QLD | QBIL | Biloela | Energy Queensland | Winter | Coincident | 2026 | POE10 | NA | 21.3536 | QLD Biloela |  |  | FALSE | #N/A | #N/A | #N/A | #N/A | #N/A | #N/A | #N/A | #N/A | #N/A | #N/A
TRUE | QLD | QBIL | Biloela | Energy Queensland | Winter | Coincident | 2026 | POE50 | NA | 20.457 | QLD Biloela |  |  | FALSE | #N/A | #N/A | #N/A | #N/A | #N/A | #N/A | #N/A | #N/A | #N/A | #N/A
TRUE | QLD | QBIL | Biloela | Energy Queensland | Winter | Non-coincident | 2026 | POE10 | NA | 29.4804 | QLD Biloela |  |  | FALSE | #N/A | #N/A | #N/A | #N/A | #N/A | #N/A | #N/A | #N/A | #N/A | #N/A
TRUE | QLD | QBIL | Biloela | Energy Queensland | Winter | Coincident | 2027 | POE10 | NA | 21.2999 | QLD Biloela |  |  | FALSE | #N/A | #N/A | #N/A | #N/A | #N/A | #N/A | #N/A | #N/A | #N/A | #N/A
TRUE | QLD | QBIL | Biloela | Energy Queensland | Winter | Coincident | 2027 | POE50 | NA | 20.4075 | QLD Biloela |  |  | FALSE | #N/A | #N/A | #N/A | #N/A | #N/A | #N/A | #N/A | #N/A | #N/A | #N/A
TRUE | QLD | QBIL | Biloela | Energy Queensland | Winter | Non-coincident | 2027 | POE10 | NA | 29.4374 | QLD Biloela |  |  | FALSE | #N/A | #N/A | #N/A | #N/A | #N/A | #N/A | #N/A | #N/A | #N/A | #N/A
TRUE | QLD | QBIL | Biloela | Energy Queensland | Winter | Coincident | 2028 | POE10 | NA | 21.5067 | QLD Biloela |  |  | FALSE | #N/A | #N/A | #N/A | #N/A | #N/A | #N/A | #N/A | #N/A | #N/A | #N/A
TRUE | QLD | QBIL | Biloela | Energy Queensland | Winter | Coincident | 2028 | POE50 | NA | 20.4466 | QLD Biloela |  |  | FALSE | #N/A | #N/A | #N/A | #N/A | #N/A | #N/A | #N/A | #N/A | #N/A | #N/A
TRUE | QLD | QBIL | Biloela | Energy Queensland | Winter | Non-coincident | 2028 | POE10 | NA | 29.4279 | QLD Biloela |  |  | FALSE | #N/A | #N/A | #N/A | #N/A | #N/A | #N/A | #N/A | #N/A | #N/A | #N/A
TRUE | QLD | QBIL | Biloela | Energy Queensland | Winter | Coincident | 2029 | POE10 | NA | 21.406 | QLD Biloela |  |  | FALSE | #N/A | #N/A | #N/A | #N/A | #N/A | #N/A | #N/A | #N/A | #N/A | #N/A
TRUE | QLD | QBIL | Biloela | Energy Queensland | Winter | Coincident | 2029 | POE50 | NA | 20.4584 | QLD Biloela |  |  | FALSE | #N/A | #N/A | #N/A | #N/A | #N/A | #N/A | #N/A | #N/A | #N/A | #N/A
TRUE | QLD | QBIL | Biloela | Energy Queensland | Winter | Non-coincident | 2029 | POE10 | NA | 29.4475 | QLD Biloela |  |  | FALSE | #N/A | #N/A | #N/A | #N/A | #N/A | #N/A | #N/A | #N/A | #N/A | #N/A
TRUE | QLD | QBKS | Blackstone | Energy Queensland | Shoulder | Coincident | 2017 | ACTUAL_OPG | 23.8134 | 53.8434 | QLD Blackstone |  |  | FALSE | #N/A | #N/A | #N/A | #N/A | #N/A | #N/A | #N/A | #N/A | #N/A | #N/A
TRUE | QLD | QBKS | Blackstone | Energy Queensland | Shoulder | Coincident | 2017 | ACTUAL_RAW | 23.8134 | 53.8434 | QLD Blackstone |  |  | FALSE | #N/A | #N/A | #N/A | #N/A | #N/A | #N/A | #N/A | #N/A | #N/A | #N/A
TRUE | QLD | QBKS | Blackstone | Energy Queensland | Shoulder | Non-coincident | 2017 | ACTUAL_RAW | 20.7916 | 53.8434 | QLD Blackstone |  |  | FALSE | #N/A | #N/A | #N/A | #N/A | #N/A | #N/A | #N/A | #N/A | #N/A | #N/A
TRUE | QLD | QBKS | Blackstone | Energy Queensland | Shoulder | Non-coincident | 2017 | ACTUAL_OPG | 20.7916 | 53.8434 | QLD Blackstone |  |  | FALSE | #N/A | #N/A | #N/A | #N/A | #N/A | #N/A | #N/A | #N/A | #N/A | #N/A
TRUE | QLD | QBKS | Blackstone | Energy Queensland | Shoulder | Non-coincident | 2017 | ACTUAL_ADJUSTEDOPG | 20.7916 | 53.8434 | QLD Blackstone |  |  | FALSE | #N/A | #N/A | #N/A | #N/A | #N/A | #N/A | #N/A | #N/A | #N/A | #N/A
TRUE | QLD | QBKS | Blackstone | Energy Queensland | Shoulder | Coincident | 2018 | ACTUAL_OPG | 24.8582 | 65.8689 | QLD Blackstone |  |  | FALSE | #N/A | #N/A | #N/A | #N/A | #N/A | #N/A | #N/A | #N/A | #N/A | #N/A
TRUE | QLD | QBKS | Blackstone | Energy Queensland | Shoulder | Coincident | 2018 | ACTUAL_RAW | 24.8582 | 65.8689 | QLD Blackstone |  |  | FALSE | #N/A | #N/A | #N/A | #N/A | #N/A | #N/A | #N/A | #N/A | #N/A | #N/A
TRUE | QLD | QBKS | Blackstone | Energy Queensland | Shoulder | Non-coincident | 2018 | ACTUAL_RAW | 21.2524 | 74.9982 | QLD Blackstone |  |  | FALSE | #N/A | #N/A | #N/A | #N/A | #N/A | #N/A | #N/A | #N/A | #N/A | #N/A
TRUE | QLD | QBKS | Blackstone | Energy Queensland | Shoulder | Non-coincident | 2018 | ACTUAL_OPG | 21.2524 | 74.9982 | QLD Blackstone |  |  | FALSE | #N/A | #N/A | #N/A | #N/A | #N/A | #N/A | #N/A | #N/A | #N/A | #N/A
TRUE | QLD | QBKS | Blackstone | Energy Queensland | Shoulder | Non-coincident | 2018 | ACTUAL_ADJUSTEDOPG | 21.2524 | 74.9982 | QLD Blackstone |  |  | FALSE | #N/A | #N/A | #N/A | #N/A | #N/A | #N/A | #N/A | #N/A | #N/A | #N/A
TRUE | QLD | QBKS | Blackstone | Energy Queensland | Shoulder | Coincident | 2019 | ACTUAL_OPG | 19.338 | 65.4776 | QLD Blackstone |  |  | FALSE | #N/A | #N/A | #N/A | #N/A | #N/A | #N/A | #N/A | #N/A | #N/A | #N/A
TRUE | QLD | QBKS | Blackstone | Energy Queensland | Shoulder | Coincident | 2019 | ACTUAL_RAW | 19.338 | 65.4776 | QLD Blackstone |  |  | FALSE | #N/A | #N/A | #N/A | #N/A | #N/A | #N/A | #N/A | #N/A | #N/A | #N/A
TRUE | QLD | QBKS | Blackstone | Energy Queensland | Shoulder | Non-coincident | 2019 | ACTUAL_RAW | 16.6684 | 65.4776 | QLD Blackstone |  |  | FALSE | #N/A | #N/A | #N/A | #N/A | #N/A | #N/A | #N/A | #N/A | #N/A | #N/A
TRUE | QLD | QBKS | Blackstone | Energy Queensland | Shoulder | Non-coincident | 2019 | ACTUAL_OPG | 16.6684 | 65.4776 | QLD Blackstone |  |  | FALSE | #N/A | #N/A | #N/A | #N/A | #N/A | #N/A | #N/A | #N/A | #N/A | #N/A
TRUE | QLD | QBKS | Blackstone | Energy Queensland | Shoulder | Non-coincident | 2019 | ACTUAL_ADJUSTEDOPG | 16.6684 | 65.4776 | QLD Blackstone |  |  | FALSE | #N/A | #N/A | #N/A | #N/A | #N/A | #N/A | #N/A | #N/A | #N/A | #N/A
TRUE | QLD | QBKS | Blackstone | Energy Queensland | Shoulder | Non-coincident | 2019 | BASEYEARPOE90 | 10.8714 | NA | QLD Blackstone |  |  | FALSE | #N/A | #N/A | #N/A | #N/A | #N/A | #N/A | #N/A | #N/A | #N/A | #N/A
TRUE | QLD | QBKS | Blackstone | Energy Queensland | Shoulder | Non-coincident | 2019 | BASEYEARPOE50 | 13.1703 | 60.7626 | QLD Blackstone |  |  | FALSE | #N/A | #N/A | #N/A | #N/A | #N/A | #N/A | #N/A | #N/A | #N/A | #N/A
TRUE | QLD | QBKS | Blackstone | Energy Queensland | Shoulder | Coincident | 2020 | ACTUAL_OPG | 13.8229 | 73.2759 | QLD Blackstone |  |  | FALSE | #N/A | #N/A | #N/A | #N/A | #N/A | #N/A | #N/A | #N/A | #N/A | #N/A
TRUE | QLD | QBKS | Blackstone | Energy Queensland | Shoulder | Coincident | 2020 | ACTUAL_RAW | 13.8229 | 73.2759 | QLD Blackstone |  |  | FALSE | #N/A | #N/A | #N/A | #N/A | #N/A | #N/A | #N/A | #N/A | #N/A | #N/A
TRUE | QLD | QBKS | Blackstone | Energy Queensland | Shoulder | Non-coincident | 2020 | ACTUAL_RAW | 13.7621 | 73.3414 | QLD Blackstone |  |  | FALSE | #N/A | #N/A | #N/A | #N/A | #N/A | #N/A | #N/A | #N/A | #N/A | #N/A
TRUE | QLD | QBKS | Blackstone | Energy Queensland | Shoulder | Non-coincident | 2020 | ACTUAL_OPG | 13.7621 | 73.3414 | QLD Blackstone |  |  | FALSE | #N/A | #N/A | #N/A | #N/A | #N/A | #N/A | #N/A | #N/A | #N/A | #N/A
TRUE | QLD | QBKS | Blackstone | Energy Queensland | Shoulder | Non-coincident | 2020 | ACTUAL_ADJUSTEDOPG | 13.7621 | 73.3414 | QLD Blackstone |  |  | FALSE | #N/A | #N/A | #N/A | #N/A | #N/A | #N/A | #N/A | #N/A | #N/A | #N/A
TRUE | QLD | QBKS | Blackstone | Energy Queensland | Shoulder | Coincident_unreconciled | 2021 | POE50 | 8.8311 | NA | QLD Blackstone |  |  | FALSE | #N/A | #N/A | #N/A | #N/A | #N/A | #N/A | #N/A | #N/A | #N/A | #N/A
TRUE | QLD | QBKS | Blackstone | Energy Queensland | Shoulder | Coincident_unreconciled | 2021 | POE90 | 3.9409 | NA | QLD Blackstone |  |  | FALSE | #N/A | #N/A | #N/A | #N/A | #N/A | #N/A | #N/A | #N/A | #N/A | #N/A
TRUE | QLD | QBKS | Blackstone | Energy Queensland | Shoulder | Non-coincident | 2021 | POE50 | 7.5298 | 61.7998 | QLD Blackstone |  |  | FALSE | #N/A | #N/A | #N/A | #N/A | #N/A | #N/A | #N/A | #N/A | #N/A | #N/A
TRUE | QLD | QBKS | Blackstone | Energy Queensland | Shoulder | Non-coincident | 2021 | POE90 | 3.3602 | NA | QLD Blackstone |  |  | FALSE | #N/A | #N/A | #N/A | #N/A | #N/A | #N/A | #N/A | #N/A | #N/A | #N/A
TRUE | QLD | QBKS | Blackstone | Energy Queensland | Shoulder | Coincident_unreconciled | 2022 | POE50 | 6.8609 | NA | QLD Blackstone |  |  | FALSE | #N/A | #N/A | #N/A | #N/A | #N/A | #N/A | #N/A | #N/A | #N/A | #N/A
TRUE | QLD | QBKS | Blackstone | Energy Queensland | Shoulder | Coincident_unreconciled | 2022 | POE90 | 1.916 | NA | QLD Blackstone |  |  | FALSE | #N/A | #N/A | #N/A | #N/A | #N/A | #N/A | #N/A | #N/A | #N/A | #N/A
TRUE | QLD | QBKS | Blackstone | Energy Queensland | Shoulder | Non-coincident | 2022 | POE50 | 5.8499 | 62.4596 | QLD Blackstone |  |  | FALSE | #N/A | #N/A | #N/A | #N/A | #N/A | #N/A | #N/A | #N/A | #N/A | #N/A
TRUE | QLD | QBKS | Blackstone | Energy Queensland | Shoulder | Non-coincident | 2022 | POE90 | 1.6337 | NA | QLD Blackstone |  |  | FALSE | #N/A | #N/A | #N/A | #N/A | #N/A | #N/A | #N/A | #N/A | #N/A | #N/A
TRUE | QLD | QBKS | Blackstone | Energy Queensland | Shoulder | Coincident_unreconciled | 2023 | POE50 | 4.8918 | NA | QLD Blackstone |  |  | FALSE | #N/A | #N/A | #N/A | #N/A | #N/A | #N/A | #N/A | #N/A | #N/A | #N/A
TRUE | QLD | QBKS | Blackstone | Energy Queensland | Shoulder | Coincident_unreconciled | 2023 | POE90 | -0.0842 | NA | QLD Blackstone |  |  | FALSE | #N/A | #N/A | #N/A | #N/A | #N/A | #N/A | #N/A | #N/A | #N/A | #N/A
TRUE | QLD | QBKS | Blackstone | Energy Queensland | Shoulder | Non-coincident | 2023 | POE50 | 4.171 | 63.6587 | QLD Blackstone |  |  | FALSE | #N/A | #N/A | #N/A | #N/A | #N/A | #N/A | #N/A | #N/A | #N/A | #N/A
TRUE | QLD | QBKS | Blackstone | Energy Queensland | Shoulder | Non-coincident | 2023 | POE90 | -0.10179 | NA | QLD Blackstone |  |  | FALSE | #N/A | #N/A | #N/A | #N/A | #N/A | #N/A | #N/A | #N/A | #N/A | #N/A
TRUE | QLD | QBKS | Blackstone | Energy Queensland | Shoulder | Coincident_unreconciled | 2024 | POE50 | 3.7679 | NA | QLD Blackstone |  |  | FALSE | #N/A | #N/A | #N/A | #N/A | #N/A | #N/A | #N/A | #N/A | #N/A | #N/A
TRUE | QLD | QBKS | Blackstone | Energy Queensland | Shoulder | Coincident_unreconciled | 2024 | POE90 | -0.92354 | NA | QLD Blackstone |  |  | FALSE | #N/A | #N/A | #N/A | #N/A | #N/A | #N/A | #N/A | #N/A | #N/A | #N/A
TRUE | QLD | QBKS | Blackstone | Energy Queensland | Shoulder | Non-coincident | 2024 | POE50 | 3.2127 | 65.6193 | QLD Blackstone |  |  | FALSE | #N/A | #N/A | #N/A | #N/A | #N/A | #N/A | #N/A | #N/A | #N/A | #N/A
TRUE | QLD | QBKS | Blackstone | Energy Queensland | Shoulder | Non-coincident | 2024 | POE90 | -1.1165 | NA | QLD Blackstone |  |  | FALSE | #N/A | #N/A | #N/A | #N/A | #N/A | #N/A | #N/A | #N/A | #N/A | #N/A
TRUE | QLD | QBKS | Blackstone | Energy Queensland | Shoulder | Coincident_unreconciled | 2025 | POE50 | 3.0455 | NA | QLD Blackstone |  |  | FALSE | #N/A | #N/A | #N/A | #N/A | #N/A | #N/A | #N/A | #N/A | #N/A | #N/A
TRUE | QLD | QBKS | Blackstone | Energy Queensland | Shoulder | Coincident_unreconciled | 2025 | POE90 | -1.4798 | NA | QLD Blackstone |  |  | FALSE | #N/A | #N/A | #N/A | #N/A | #N/A | #N/A | #N/A | #N/A | #N/A | #N/A
TRUE | QLD | QBKS | Blackstone | Energy Queensland | Shoulder | Non-coincident | 2025 | POE50 | 2.5968 | 66.1455 | QLD Blackstone |  |  | FALSE | #N/A | #N/A | #N/A | #N/A | #N/A | #N/A | #N/A | #N/A | #N/A | #N/A
TRUE | QLD | QBKS | Blackstone | Energy Queensland | Shoulder | Non-coincident | 2025 | POE90 | -1.789 | NA | QLD Blackstone |  |  | FALSE | #N/A | #N/A | #N/A | #N/A | #N/A | #N/A | #N/A | #N/A | #N/A | #N/A
TRUE | QLD | QBKS | Blackstone | Energy Queensland | Shoulder | Coincident_unreconciled | 2026 | POE50 | 2.3338 | NA | QLD Blackstone |  |  | FALSE | #N/A | #N/A | #N/A | #N/A | #N/A | #N/A | #N/A | #N/A | #N/A | #N/A
TRUE | QLD | QBKS | Blackstone | Energy Queensland | Shoulder | Coincident_unreconciled | 2026 | POE90 | -2.0285 | NA | QLD Blackstone |  |  | FALSE | #N/A | #N/A | #N/A | #N/A | #N/A | #N/A | #N/A | #N/A | #N/A | #N/A
TRUE | QLD | QBKS | Blackstone | Energy Queensland | Shoulder | Non-coincident | 2026 | POE50 | 1.9899 | 66.9895 | QLD Blackstone |  |  | FALSE | #N/A | #N/A | #N/A | #N/A | #N/A | #N/A | #N/A | #N/A | #N/A | #N/A
TRUE | QLD | QBKS | Blackstone | Energy Queensland | Shoulder | Non-coincident | 2026 | POE90 | -2.4523 | NA | QLD Blackstone |  |  | FALSE | #N/A | #N/A | #N/A | #N/A | #N/A | #N/A | #N/A | #N/A | #N/A | #N/A
TRUE | QLD | QBKS | Blackstone | Energy Queensland | Shoulder | Coincident_unreconciled | 2027 | POE50 | 1.7344 | NA | QLD Blackstone |  |  | FALSE | #N/A | #N/A | #N/A | #N/A | #N/A | #N/A | #N/A | #N/A | #N/A | #N/A
TRUE | QLD | QBKS | Blackstone | Energy Queensland | Shoulder | Coincident_unreconciled | 2027 | POE90 | -2.5002 | NA | QLD Blackstone |  |  | FALSE | #N/A | #N/A | #N/A | #N/A | #N/A | #N/A | #N/A | #N/A | #N/A | #N/A
TRUE | QLD | QBKS | Blackstone | Energy Queensland | Shoulder | Non-coincident | 2027 | POE50 | 1.4789 | 67.5884 | QLD Blackstone |  |  | FALSE | #N/A | #N/A | #N/A | #N/A | #N/A | #N/A | #N/A | #N/A | #N/A | #N/A
TRUE | QLD | QBKS | Blackstone | Energy Queensland | Shoulder | Non-coincident | 2027 | POE90 | -3.0225 | NA | QLD Blackstone |  |  | FALSE | #N/A | #N/A | #N/A | #N/A | #N/A | #N/A | #N/A | #N/A | #N/A | #N/A
TRUE | QLD | QBKS | Blackstone | Energy Queensland | Shoulder | Coincident_unreconciled | 2028 | POE50 | 1.353 | NA | QLD Blackstone |  |  | FALSE | #N/A | #N/A | #N/A | #N/A | #N/A | #N/A | #N/A | #N/A | #N/A | #N/A
TRUE | QLD | QBKS | Blackstone | Energy Queensland | Shoulder | Coincident_unreconciled | 2028 | POE90 | -2.8198 | NA | QLD Blackstone |  |  | FALSE | #N/A | #N/A | #N/A | #N/A | #N/A | #N/A | #N/A | #N/A | #N/A | #N/A
TRUE | QLD | QBKS | Blackstone | Energy Queensland | Shoulder | Non-coincident | 2028 | POE50 | 1.1536 | 68.5896 | QLD Blackstone |  |  | FALSE | #N/A | #N/A | #N/A | #N/A | #N/A | #N/A | #N/A | #N/A | #N/A | #N/A
TRUE | QLD | QBKS | Blackstone | Energy Queensland | Shoulder | Non-coincident | 2028 | POE90 | -3.4089 | NA | QLD Blackstone |  |  | FALSE | #N/A | #N/A | #N/A | #N/A | #N/A | #N/A | #N/A | #N/A | #N/A | #N/A
TRUE | QLD | QBKS | Blackstone | Energy Queensland | Shoulder | Coincident_unreconciled | 2029 | POE50 | 1.0973 | NA | QLD Blackstone |  |  | FALSE | #N/A | #N/A | #N/A | #N/A | #N/A | #N/A | #N/A | #N/A | #N/A | #N/A
TRUE | QLD | QBKS | Blackstone | Energy Queensland | Shoulder | Coincident_unreconciled | 2029 | POE90 | -3.0507 | NA | QLD Blackstone |  |  | FALSE | #N/A | #N/A | #N/A | #N/A | #N/A | #N/A | #N/A | #N/A | #N/A | #N/A
TRUE | QLD | QBKS | Blackstone | Energy Queensland | Shoulder | Non-coincident | 2029 | POE50 | 0.93563 | 70.0333 | QLD Blackstone |  |  | FALSE | #N/A | #N/A | #N/A | #N/A | #N/A | #N/A | #N/A | #N/A | #N/A | #N/A
TRUE | QLD | QBKS | Blackstone | Energy Queensland | Shoulder | Non-coincident | 2029 | POE90 | -3.6881 | NA | QLD Blackstone |  |  | FALSE | #N/A | #N/A | #N/A | #N/A | #N/A | #N/A | #N/A | #N/A | #N/A | #N/A
TRUE | QLD | QBKS | Blackstone | Energy Queensland | Shoulder | Coincident_unreconciled | 2030 | POE50 | 0.89587 | NA | QLD Blackstone |  |  | FALSE | #N/A | #N/A | #N/A | #N/A | #N/A | #N/A | #N/A | #N/A | #N/A | #N/A
TRUE | QLD | QBKS | Blackstone | Energy Queensland | Shoulder | Coincident_unreconciled | 2030 | POE90 | -3.2434 | NA | QLD Blackstone |  |  | FALSE | #N/A | #N/A | #N/A | #N/A | #N/A | #N/A | #N/A | #N/A | #N/A | #N/A
TRUE | QLD | QBKS | Blackstone | Energy Queensland | Shoulder | Non-coincident | 2030 | POE50 | 0.76387 | 71.431 | QLD Blackstone |  |  | FALSE | #N/A | #N/A | #N/A | #N/A | #N/A | #N/A | #N/A | #N/A | #N/A | #N/A
TRUE | QLD | QBKS | Blackstone | Energy Queensland | Shoulder | Non-coincident | 2030 | POE90 | -3.921 | NA | QLD Blackstone |  |  | FALSE | #N/A | #N/A | #N/A | #N/A | #N/A | #N/A | #N/A | #N/A | #N/A | #N/A
TRUE | QLD | QBKS | Blackstone | Energy Queensland | Summer | Coincident | 2017 | ACTUAL_OPG | 23.6972 | 92.804 | QLD Blackstone |  |  | FALSE | #N/A | #N/A | #N/A | #N/A | #N/A | #N/A | #N/A | #N/A | #N/A | #N/A
TRUE | QLD | QBKS | Blackstone | Energy Queensland | Summer | Coincident | 2017 | ACTUAL_RAW | 23.6972 | 92.804 | QLD Blackstone |  |  | FALSE | #N/A | #N/A | #N/A | #N/A | #N/A | #N/A | #N/A | #N/A | #N/A | #N/A
TRUE | QLD | QBKS | Blackstone | Energy Queensland | Summer | Non-coincident | 2017 | ACTUAL_RAW | 23.6972 | 97.2757 | QLD Blackstone |  |  | FALSE | #N/A | #N/A | #N/A | #N/A | #N/A | #N/A | #N/A | #N/A | #N/A | #N/A
TRUE | QLD | QBKS | Blackstone | Energy Queensland | Summer | Non-coincident | 2017 | ACTUAL_OPG | 23.6972 | 97.2757 | QLD Blackstone |  |  | FALSE | #N/A | #N/A | #N/A | #N/A | #N/A | #N/A | #N/A | #N/A | #N/A | #N/A
TRUE | QLD | QBKS | Blackstone | Energy Queensland | Summer | Non-coincident | 2017 | ACTUAL_ADJUSTEDOPG | 23.6972 | 97.2757 | QLD Blackstone |  |  | FALSE | #N/A | #N/A | #N/A | #N/A | #N/A | #N/A | #N/A | #N/A | #N/A | #N/A
TRUE | QLD | QBKS | Blackstone | Energy Queensland | Summer | Coincident | 2018 | ACTUAL_OPG | 22.8944 | 95.0488 | QLD Blackstone |  |  | FALSE | #N/A | #N/A | #N/A | #N/A | #N/A | #N/A | #N/A | #N/A | #N/A | #N/A
TRUE | QLD | QBKS | Blackstone | Energy Queensland | Summer | Coincident | 2018 | ACTUAL_RAW | 22.8944 | 95.0488 | QLD Blackstone |  |  | FALSE | #N/A | #N/A | #N/A | #N/A | #N/A | #N/A | #N/A | #N/A | #N/A | #N/A
TRUE | QLD | QBKS | Blackstone | Energy Queensland | Summer | Non-coincident | 2018 | ACTUAL_RAW | 22.5931 | 96.9651 | QLD Blackstone |  |  | FALSE | #N/A | #N/A | #N/A | #N/A | #N/A | #N/A | #N/A | #N/A | #N/A | #N/A
TRUE | QLD | QBKS | Blackstone | Energy Queensland | Summer | Non-coincident | 2018 | ACTUAL_OPG | 22.5931 | 96.9651 | QLD Blackstone |  |  | FALSE | #N/A | #N/A | #N/A | #N/A | #N/A | #N/A | #N/A | #N/A | #N/A | #N/A
TRUE | QLD | QBKS | Blackstone | Energy Queensland | Summer | Non-coincident | 2018 | ACTUAL_ADJUSTEDOPG | 22.5931 | 96.9651 | QLD Blackstone |  |  | FALSE | #N/A | #N/A | #N/A | #N/A | #N/A | #N/A | #N/A | #N/A | #N/A | #N/A
TRUE | QLD | QBKS | Blackstone | Energy Queensland | Summer | Coincident | 2019 | ACTUAL_OPG | 24.0982 | 103.6109 | QLD Blackstone |  |  | FALSE | #N/A | #N/A | #N/A | #N/A | #N/A | #N/A | #N/A | #N/A | #N/A | #N/A
TRUE | QLD | QBKS | Blackstone | Energy Queensland | Summer | Coincident | 2019 | ACTUAL_RAW | 24.0982 | 103.6109 | QLD Blackstone |  |  | FALSE | #N/A | #N/A | #N/A | #N/A | #N/A | #N/A | #N/A | #N/A | #N/A | #N/A
TRUE | QLD | QBKS | Blackstone | Energy Queensland | Summer | Non-coincident | 2019 | ACTUAL_RAW | 16.9173 | 103.8334 | QLD Blackstone |  |  | FALSE | #N/A | #N/A | #N/A | #N/A | #N/A | #N/A | #N/A | #N/A | #N/A | #N/A
TRUE | QLD | QBKS | Blackstone | Energy Queensland | Summer | Non-coincident | 2019 | ACTUAL_OPG | 16.9173 | 103.8334 | QLD Blackstone |  |  | FALSE | #N/A | #N/A | #N/A | #N/A | #N/A | #N/A | #N/A | #N/A | #N/A | #N/A
TRUE | QLD | QBKS | Blackstone | Energy Queensland | Summer | Non-coincident | 2019 | ACTUAL_ADJUSTEDOPG | 16.9173 | 103.8334 | QLD Blackstone |  |  | FALSE | #N/A | #N/A | #N/A | #N/A | #N/A | #N/A | #N/A | #N/A | #N/A | #N/A
TRUE | QLD | QBKS | Blackstone | Energy Queensland | Summer | Non-coincident | 2019 | BASEYEARPOE90 | 12.692 | NA | QLD Blackstone |  |  | FALSE | #N/A | #N/A | #N/A | #N/A | #N/A | #N/A | #N/A | #N/A | #N/A | #N/A
TRUE | QLD | QBKS | Blackstone | Energy Queensland | Summer | Non-coincident | 2019 | BASEYEARPOE50 | 15.5772 | 89.3577 | QLD Blackstone |  |  | FALSE | #N/A | #N/A | #N/A | #N/A | #N/A | #N/A | #N/A | #N/A | #N/A | #N/A
TRUE | QLD | QBKS | Blackstone | Energy Queensland | Summer | Coincident | 2020 | ACTUAL_OPG | 18.9956 | 100.0804 | QLD Blackstone |  |  | FALSE | #N/A | #N/A | #N/A | #N/A | #N/A | #N/A | #N/A | #N/A | #N/A | #N/A
TRUE | QLD | QBKS | Blackstone | Energy Queensland | Summer | Coincident | 2020 | ACTUAL_RAW | 18.9956 | 100.0804 | QLD Blackstone |  |  | FALSE | #N/A | #N/A | #N/A | #N/A | #N/A | #N/A | #N/A | #N/A | #N/A | #N/A
TRUE | QLD | QBKS | Blackstone | Energy Queensland | Summer | Non-coincident | 2020 | ACTUAL_RAW | 16.0903 | 100.0804 | QLD Blackstone |  |  | FALSE | #N/A | #N/A | #N/A | #N/A | #N/A | #N/A | #N/A | #N/A | #N/A | #N/A
TRUE | QLD | QBKS | Blackstone | Energy Queensland | Summer | Non-coincident | 2020 | ACTUAL_OPG | 16.0903 | 100.0804 | QLD Blackstone |  |  | FALSE | #N/A | #N/A | #N/A | #N/A | #N/A | #N/A | #N/A | #N/A | #N/A | #N/A
TRUE | QLD | QBKS | Blackstone | Energy Queensland | Summer | Non-coincident | 2020 | ACTUAL_ADJUSTEDOPG | 16.0903 | 100.0804 | QLD Blackstone |  |  | FALSE | #N/A | #N/A | #N/A | #N/A | #N/A | #N/A | #N/A | #N/A | #N/A | #N/A
TRUE | QLD | QBKS | Blackstone | Energy Queensland | Summer | Coincident_unreconciled | 2021 | POE50 | 16.4724 | NA | QLD Blackstone |  |  | FALSE | #N/A | #N/A | #N/A | #N/A | #N/A | #N/A | #N/A | #N/A | #N/A | #N/A
TRUE | QLD | QBKS | Blackstone | Energy Queensland | Summer | Coincident_unreconciled | 2021 | POE90 | 11.3943 | NA | QLD Blackstone |  |  | FALSE | #N/A | #N/A | #N/A | #N/A | #N/A | #N/A | #N/A | #N/A | #N/A | #N/A
TRUE | QLD | QBKS | Blackstone | Energy Queensland | Summer | Non-coincident | 2021 | POE50 | 12.1082 | 98.9406 | QLD Blackstone |  |  | FALSE | #N/A | #N/A | #N/A | #N/A | #N/A | #N/A | #N/A | #N/A | #N/A | #N/A
TRUE | QLD | QBKS | Blackstone | Energy Queensland | Summer | Non-coincident | 2021 | POE90 | 8.1036 | NA | QLD Blackstone |  |  | FALSE | #N/A | #N/A | #N/A | #N/A | #N/A | #N/A | #N/A | #N/A | #N/A | #N/A
TRUE | QLD | QBKS | Blackstone | Energy Queensland | Summer | Coincident_unreconciled | 2022 | POE50 | 14.5743 | NA | QLD Blackstone |  |  | FALSE | #N/A | #N/A | #N/A | #N/A | #N/A | #N/A | #N/A | #N/A | #N/A | #N/A
TRUE | QLD | QBKS | Blackstone | Energy Queensland | Summer | Coincident_unreconciled | 2022 | POE90 | 9.4394 | NA | QLD Blackstone |  |  | FALSE | #N/A | #N/A | #N/A | #N/A | #N/A | #N/A | #N/A | #N/A | #N/A | #N/A
TRUE | QLD | QBKS | Blackstone | Energy Queensland | Summer | Non-coincident | 2022 | POE50 | 10.8897 | 99.8755 | QLD Blackstone |  |  | FALSE | #N/A | #N/A | #N/A | #N/A | #N/A | #N/A | #N/A | #N/A | #N/A | #N/A
TRUE | QLD | QBKS | Blackstone | Energy Queensland | Summer | Non-coincident | 2022 | POE90 | 6.8403 | NA | QLD Blackstone |  |  | FALSE | #N/A | #N/A | #N/A | #N/A | #N/A | #N/A | #N/A | #N/A | #N/A | #N/A
TRUE | QLD | QBKS | Blackstone | Energy Queensland | Summer | Coincident_unreconciled | 2023 | POE50 | 12.7076 | NA | QLD Blackstone |  |  | FALSE | #N/A | #N/A | #N/A | #N/A | #N/A | #N/A | #N/A | #N/A | #N/A | #N/A
TRUE | QLD | QBKS | Blackstone | Energy Queensland | Summer | Coincident_unreconciled | 2023 | POE90 | 7.5039 | NA | QLD Blackstone |  |  | FALSE | #N/A | #N/A | #N/A | #N/A | #N/A | #N/A | #N/A | #N/A | #N/A | #N/A
TRUE | QLD | QBKS | Blackstone | Energy Queensland | Summer | Non-coincident | 2023 | POE50 | 9.6954 | 101.0219 | QLD Blackstone |  |  | FALSE | #N/A | #N/A | #N/A | #N/A | #N/A | #N/A | #N/A | #N/A | #N/A | #N/A
TRUE | QLD | QBKS | Blackstone | Energy Queensland | Summer | Non-coincident | 2023 | POE90 | 5.5917 | NA | QLD Blackstone |  |  | FALSE | #N/A | #N/A | #N/A | #N/A | #N/A | #N/A | #N/A | #N/A | #N/A | #N/A
TRUE | QLD | QBKS | Blackstone | Energy Queensland | Summer | Coincident_unreconciled | 2024 | POE50 | 11.734 | NA | QLD Blackstone |  |  | FALSE | #N/A | #N/A | #N/A | #N/A | #N/A | #N/A | #N/A | #N/A | #N/A | #N/A
TRUE | QLD | QBKS | Blackstone | Energy Queensland | Summer | Coincident_unreconciled | 2024 | POE90 | 6.4616 | NA | QLD Blackstone |  |  | FALSE | #N/A | #N/A | #N/A | #N/A | #N/A | #N/A | #N/A | #N/A | #N/A | #N/A
TRUE | QLD | QBKS | Blackstone | Energy Queensland | Summer | Non-coincident | 2024 | POE50 | 9.0938 | 102.5864 | QLD Blackstone |  |  | FALSE | #N/A | #N/A | #N/A | #N/A | #N/A | #N/A | #N/A | #N/A | #N/A | #N/A
TRUE | QLD | QBKS | Blackstone | Energy Queensland | Summer | Non-coincident | 2024 | POE90 | 4.9359 | NA | QLD Blackstone |  |  | FALSE | #N/A | #N/A | #N/A | #N/A | #N/A | #N/A | #N/A | #N/A | #N/A | #N/A
TRUE | QLD | QBKS | Blackstone | Energy Queensland | Summer | Coincident_unreconciled | 2025 | POE50 | 11.116 | NA | QLD Blackstone |  |  | FALSE | #N/A | #N/A | #N/A | #N/A | #N/A | #N/A | #N/A | #N/A | #N/A | #N/A
TRUE | QLD | QBKS | Blackstone | Energy Queensland | Summer | Coincident_unreconciled | 2025 | POE90 | 5.7747 | NA | QLD Blackstone |  |  | FALSE | #N/A | #N/A | #N/A | #N/A | #N/A | #N/A | #N/A | #N/A | #N/A | #N/A
TRUE | QLD | QBKS | Blackstone | Energy Queensland | Summer | Non-coincident | 2025 | POE50 | 8.7354 | 103.8092 | QLD Blackstone |  |  | FALSE | #N/A | #N/A | #N/A | #N/A | #N/A | #N/A | #N/A | #N/A | #N/A | #N/A
TRUE | QLD | QBKS | Blackstone | Energy Queensland | Summer | Non-coincident | 2025 | POE90 | 4.5232 | NA | QLD Blackstone |  |  | FALSE | #N/A | #N/A | #N/A | #N/A | #N/A | #N/A | #N/A | #N/A | #N/A | #N/A
TRUE | QLD | QBKS | Blackstone | Energy Queensland | Summer | Coincident_unreconciled | 2026 | POE50 | 10.4941 | NA | QLD Blackstone |  |  | FALSE | #N/A | #N/A | #N/A | #N/A | #N/A | #N/A | #N/A | #N/A | #N/A | #N/A
TRUE | QLD | QBKS | Blackstone | Energy Queensland | Summer | Coincident_unreconciled | 2026 | POE90 | 5.0841 | NA | QLD Blackstone |  |  | FALSE | #N/A | #N/A | #N/A | #N/A | #N/A | #N/A | #N/A | #N/A | #N/A | #N/A
TRUE | QLD | QBKS | Blackstone | Energy Queensland | Summer | Non-coincident | 2026 | POE50 | 8.3819 | 105.0879 | QLD Blackstone |  |  | FALSE | #N/A | #N/A | #N/A | #N/A | #N/A | #N/A | #N/A | #N/A | #N/A | #N/A
TRUE | QLD | QBKS | Blackstone | Energy Queensland | Summer | Non-coincident | 2026 | POE90 | 4.1155 | NA | QLD Blackstone |  |  | FALSE | #N/A | #N/A | #N/A | #N/A | #N/A | #N/A | #N/A | #N/A | #N/A | #N/A
TRUE | QLD | QBKS | Blackstone | Energy Queensland | Summer | Coincident_unreconciled | 2027 | POE50 | 9.9901 | NA | QLD Blackstone |  |  | FALSE | #N/A | #N/A | #N/A | #N/A | #N/A | #N/A | #N/A | #N/A | #N/A | #N/A
TRUE | QLD | QBKS | Blackstone | Energy Queensland | Summer | Coincident_unreconciled | 2027 | POE90 | 4.508 | NA | QLD Blackstone |  |  | FALSE | #N/A | #N/A | #N/A | #N/A | #N/A | #N/A | #N/A | #N/A | #N/A | #N/A
TRUE | QLD | QBKS | Blackstone | Energy Queensland | Summer | Non-coincident | 2027 | POE50 | 8.1027 | 105.9113 | QLD Blackstone |  |  | FALSE | #N/A | #N/A | #N/A | #N/A | #N/A | #N/A | #N/A | #N/A | #N/A | #N/A
TRUE | QLD | QBKS | Blackstone | Energy Queensland | Summer | Non-coincident | 2027 | POE90 | 3.7794 | NA | QLD Blackstone |  |  | FALSE | #N/A | #N/A | #N/A | #N/A | #N/A | #N/A | #N/A | #N/A | #N/A | #N/A
TRUE | QLD | QBKS | Blackstone | Energy Queensland | Summer | Coincident_unreconciled | 2028 | POE50 | 9.7144 | NA | QLD Blackstone |  |  | FALSE | #N/A | #N/A | #N/A | #N/A | #N/A | #N/A | #N/A | #N/A | #N/A | #N/A
TRUE | QLD | QBKS | Blackstone | Energy Queensland | Summer | Coincident_unreconciled | 2028 | POE90 | 4.1578 | NA | QLD Blackstone |  |  | FALSE | #N/A | #N/A | #N/A | #N/A | #N/A | #N/A | #N/A | #N/A | #N/A | #N/A
TRUE | QLD | QBKS | Blackstone | Energy Queensland | Summer | Non-coincident | 2028 | POE50 | 7.9616 | 107.2918 | QLD Blackstone |  |  | FALSE | #N/A | #N/A | #N/A | #N/A | #N/A | #N/A | #N/A | #N/A | #N/A | #N/A
TRUE | QLD | QBKS | Blackstone | Energy Queensland | Summer | Non-coincident | 2028 | POE90 | 3.4952 | NA | QLD Blackstone |  |  | FALSE | #N/A | #N/A | #N/A | #N/A | #N/A | #N/A | #N/A | #N/A | #N/A | #N/A
TRUE | QLD | QBKS | Blackstone | Energy Queensland | Summer | Coincident_unreconciled | 2029 | POE50 | 9.5581 | NA | QLD Blackstone |  |  | FALSE | #N/A | #N/A | #N/A | #N/A | #N/A | #N/A | #N/A | #N/A | #N/A | #N/A
TRUE | QLD | QBKS | Blackstone | Energy Queensland | Summer | Coincident_unreconciled | 2029 | POE90 | 3.927 | NA | QLD Blackstone |  |  | FALSE | #N/A | #N/A | #N/A | #N/A | #N/A | #N/A | #N/A | #N/A | #N/A | #N/A
TRUE | QLD | QBKS | Blackstone | Energy Queensland | Summer | Non-coincident | 2029 | POE50 | 7.887 | 108.8971 | QLD Blackstone |  |  | FALSE | #N/A | #N/A | #N/A | #N/A | #N/A | #N/A | #N/A | #N/A | #N/A | #N/A
TRUE | QLD | QBKS | Blackstone | Energy Queensland | Summer | Non-coincident | 2029 | POE90 | 3.3012 | NA | QLD Blackstone |  |  | FALSE | #N/A | #N/A | #N/A | #N/A | #N/A | #N/A | #N/A | #N/A | #N/A | #N/A
TRUE | QLD | QBKS | Blackstone | Energy Queensland | Summer | Coincident_unreconciled | 2030 | POE50 | 9.4734 | NA | QLD Blackstone |  |  | FALSE | #N/A | #N/A | #N/A | #N/A | #N/A | #N/A | #N/A | #N/A | #N/A | #N/A
TRUE | QLD | QBKS | Blackstone | Energy Queensland | Summer | Coincident_unreconciled | 2030 | POE90 | 3.7678 | NA | QLD Blackstone |  |  | FALSE | #N/A | #N/A | #N/A | #N/A | #N/A | #N/A | #N/A | #N/A | #N/A | #N/A
TRUE | QLD | QBKS | Blackstone | Energy Queensland | Summer | Non-coincident | 2030 | POE50 | 7.8564 | 110.0488 | QLD Blackstone |  |  | FALSE | #N/A | #N/A | #N/A | #N/A | #N/A | #N/A | #N/A | #N/A | #N/A | #N/A
TRUE | QLD | QBKS | Blackstone | Energy Queensland | Summer | Non-coincident | 2030 | POE90 | 3.1673 | NA | QLD Blackstone |  |  | FALSE | #N/A | #N/A | #N/A | #N/A | #N/A | #N/A | #N/A | #N/A | #N/A | #N/A
TRUE | QLD | QBKS | Blackstone | Energy Queensland | Winter | Coincident | 2016 | ACTUAL_OPG | 23.7011 | 64.4064 | QLD Blackstone |  |  | FALSE | #N/A | #N/A | #N/A | #N/A | #N/A | #N/A | #N/A | #N/A | #N/A | #N/A
TRUE | QLD | QBKS | Blackstone | Energy Queensland | Winter | Coincident | 2016 | ACTUAL_RAW | 23.7011 | 64.4064 | QLD Blackstone |  |  | FALSE | #N/A | #N/A | #N/A | #N/A | #N/A | #N/A | #N/A | #N/A | #N/A | #N/A
TRUE | QLD | QBKS | Blackstone | Energy Queensland | Winter | Non-coincident | 2016 | ACTUAL_RAW | 21.1765 | 64.9453 | QLD Blackstone |  |  | FALSE | #N/A | #N/A | #N/A | #N/A | #N/A | #N/A | #N/A | #N/A | #N/A | #N/A
TRUE | QLD | QBKS | Blackstone | Energy Queensland | Winter | Non-coincident | 2016 | ACTUAL_OPG | 21.1765 | 64.9453 | QLD Blackstone |  |  | FALSE | #N/A | #N/A | #N/A | #N/A | #N/A | #N/A | #N/A | #N/A | #N/A | #N/A
TRUE | QLD | QBKS | Blackstone | Energy Queensland | Winter | Non-coincident | 2016 | ACTUAL_ADJUSTEDOPG | 21.1765 | 64.9453 | QLD Blackstone |  |  | FALSE | #N/A | #N/A | #N/A | #N/A | #N/A | #N/A | #N/A | #N/A | #N/A | #N/A
TRUE | QLD | QBKS | Blackstone | Energy Queensland | Winter | Coincident | 2017 | ACTUAL_OPG | 21.5965 | 56.1832 | QLD Blackstone |  |  | FALSE | #N/A | #N/A | #N/A | #N/A | #N/A | #N/A | #N/A | #N/A | #N/A | #N/A
TRUE | QLD | QBKS | Blackstone | Energy Queensland | Winter | Coincident | 2017 | ACTUAL_RAW | 21.5965 | 56.1832 | QLD Blackstone |  |  | FALSE | #N/A | #N/A | #N/A | #N/A | #N/A | #N/A | #N/A | #N/A | #N/A | #N/A
TRUE | QLD | QBKS | Blackstone | Energy Queensland | Winter | Non-coincident | 2017 | ACTUAL_RAW | 20.2661 | 61.9269 | QLD Blackstone |  |  | FALSE | #N/A | #N/A | #N/A | #N/A | #N/A | #N/A | #N/A | #N/A | #N/A | #N/A
TRUE | QLD | QBKS | Blackstone | Energy Queensland | Winter | Non-coincident | 2017 | ACTUAL_OPG | 20.2661 | 61.9269 | QLD Blackstone |  |  | FALSE | #N/A | #N/A | #N/A | #N/A | #N/A | #N/A | #N/A | #N/A | #N/A | #N/A
TRUE | QLD | QBKS | Blackstone | Energy Queensland | Winter | Non-coincident | 2017 | ACTUAL_ADJUSTEDOPG | 20.2661 | 61.9269 | QLD Blackstone |  |  | FALSE | #N/A | #N/A | #N/A | #N/A | #N/A | #N/A | #N/A | #N/A | #N/A | #N/A
TRUE | QLD | QBKS | Blackstone | Energy Queensland | Winter | Coincident | 2018 | ACTUAL_OPG | 19.0419 | 63.5964 | QLD Blackstone |  |  | FALSE | #N/A | #N/A | #N/A | #N/A | #N/A | #N/A | #N/A | #N/A | #N/A | #N/A
TRUE | QLD | QBKS | Blackstone | Energy Queensland | Winter | Coincident | 2018 | ACTUAL_RAW | 19.0419 | 63.5964 | QLD Blackstone |  |  | FALSE | #N/A | #N/A | #N/A | #N/A | #N/A | #N/A | #N/A | #N/A | #N/A | #N/A
TRUE | QLD | QBKS | Blackstone | Energy Queensland | Winter | Non-coincident | 2018 | ACTUAL_RAW | 18.3499 | 66.4026 | QLD Blackstone |  |  | FALSE | #N/A | #N/A | #N/A | #N/A | #N/A | #N/A | #N/A | #N/A | #N/A | #N/A
TRUE | QLD | QBKS | Blackstone | Energy Queensland | Winter | Non-coincident | 2018 | ACTUAL_OPG | 18.3499 | 66.4026 | QLD Blackstone |  |  | FALSE | #N/A | #N/A | #N/A | #N/A | #N/A | #N/A | #N/A | #N/A | #N/A | #N/A
TRUE | QLD | QBKS | Blackstone | Energy Queensland | Winter | Non-coincident | 2018 | ACTUAL_ADJUSTEDOPG | 18.3499 | 66.4026 | QLD Blackstone |  |  | FALSE | #N/A | #N/A | #N/A | #N/A | #N/A | #N/A | #N/A | #N/A | #N/A | #N/A
TRUE | QLD | QBKS | Blackstone | Energy Queensland | Winter | Coincident | 2019 | ACTUAL_OPG | 19.1745 | 63.1849 | QLD Blackstone |  |  | FALSE | #N/A | #N/A | #N/A | #N/A | #N/A | #N/A | #N/A | #N/A | #N/A | #N/A
TRUE | QLD | QBKS | Blackstone | Energy Queensland | Winter | Coincident | 2019 | ACTUAL_RAW | 19.1745 | 63.1849 | QLD Blackstone |  |  | FALSE | #N/A | #N/A | #N/A | #N/A | #N/A | #N/A | #N/A | #N/A | #N/A | #N/A
TRUE | QLD | QBKS | Blackstone | Energy Queensland | Winter | Non-coincident | 2019 | ACTUAL_RAW | 16.6105 | 65.8488 | QLD Blackstone |  |  | FALSE | #N/A | #N/A | #N/A | #N/A | #N/A | #N/A | #N/A | #N/A | #N/A | #N/A
TRUE | QLD | QBKS | Blackstone | Energy Queensland | Winter | Non-coincident | 2019 | ACTUAL_OPG | 16.6105 | 65.8488 | QLD Blackstone |  |  | FALSE | #N/A | #N/A | #N/A | #N/A | #N/A | #N/A | #N/A | #N/A | #N/A | #N/A
TRUE | QLD | QBKS | Blackstone | Energy Queensland | Winter | Non-coincident | 2019 | ACTUAL_ADJUSTEDOPG | 16.6105 | 65.8488 | QLD Blackstone |  |  | FALSE | #N/A | #N/A | #N/A | #N/A | #N/A | #N/A | #N/A | #N/A | #N/A | #N/A
TRUE | QLD | QBKS | Blackstone | Energy Queensland | Winter | Non-coincident | 2019 | BASEYEARPOE90 | 14.342 | NA | QLD Blackstone |  |  | FALSE | #N/A | #N/A | #N/A | #N/A | #N/A | #N/A | #N/A | #N/A | #N/A | #N/A
TRUE | QLD | QBKS | Blackstone | Energy Queensland | Winter | Non-coincident | 2019 | BASEYEARPOE50 | 15.9567 | 63.1552 | QLD Blackstone |  |  | FALSE | #N/A | #N/A | #N/A | #N/A | #N/A | #N/A | #N/A | #N/A | #N/A | #N/A
TRUE | QLD | QBKS | Blackstone | Energy Queensland | Winter | Coincident_unreconciled | 2020 | POE50 | 18 | NA | QLD Blackstone |  |  | FALSE | #N/A | #N/A | #N/A | #N/A | #N/A | #N/A | #N/A | #N/A | #N/A | #N/A
TRUE | QLD | QBKS | Blackstone | Energy Queensland | Winter | Coincident_unreconciled | 2020 | POE90 | 15.6291 | NA | QLD Blackstone |  |  | FALSE | #N/A | #N/A | #N/A | #N/A | #N/A | #N/A | #N/A | #N/A | #N/A | #N/A
TRUE | QLD | QBKS | Blackstone | Energy Queensland | Winter | Non-coincident | 2020 | POE50 | 11.7095 | 64 | QLD Blackstone |  |  | FALSE | #N/A | #N/A | #N/A | #N/A | #N/A | #N/A | #N/A | #N/A | #N/A | #N/A
TRUE | QLD | QBKS | Blackstone | Energy Queensland | Winter | Non-coincident | 2020 | POE90 | 9.7365 | NA | QLD Blackstone |  |  | FALSE | #N/A | #N/A | #N/A | #N/A | #N/A | #N/A | #N/A | #N/A | #N/A | #N/A
TRUE | QLD | QBKS | Blackstone | Energy Queensland | Winter | Coincident_unreconciled | 2021 | POE50 | 16.5356 | NA | QLD Blackstone |  |  | FALSE | #N/A | #N/A | #N/A | #N/A | #N/A | #N/A | #N/A | #N/A | #N/A | #N/A
TRUE | QLD | QBKS | Blackstone | Energy Queensland | Winter | Coincident_unreconciled | 2021 | POE90 | 14.1444 | NA | QLD Blackstone |  |  | FALSE | #N/A | #N/A | #N/A | #N/A | #N/A | #N/A | #N/A | #N/A | #N/A | #N/A
TRUE | QLD | QBKS | Blackstone | Energy Queensland | Winter | Non-coincident | 2021 | POE50 | 10.4909 | 64.548 | QLD Blackstone |  |  | FALSE | #N/A | #N/A | #N/A | #N/A | #N/A | #N/A | #N/A | #N/A | #N/A | #N/A
TRUE | QLD | QBKS | Blackstone | Energy Queensland | Winter | Non-coincident | 2021 | POE90 | 8.5009 | NA | QLD Blackstone |  |  | FALSE | #N/A | #N/A | #N/A | #N/A | #N/A | #N/A | #N/A | #N/A | #N/A | #N/A
TRUE | QLD | QBKS | Blackstone | Energy Queensland | Winter | Coincident_unreconciled | 2022 | POE50 | 14.5018 | NA | QLD Blackstone |  |  | FALSE | #N/A | #N/A | #N/A | #N/A | #N/A | #N/A | #N/A | #N/A | #N/A | #N/A
TRUE | QLD | QBKS | Blackstone | Energy Queensland | Winter | Coincident_unreconciled | 2022 | POE90 | 12.0775 | NA | QLD Blackstone |  |  | FALSE | #N/A | #N/A | #N/A | #N/A | #N/A | #N/A | #N/A | #N/A | #N/A | #N/A
TRUE | QLD | QBKS | Blackstone | Energy Queensland | Winter | Non-coincident | 2022 | POE50 | 8.7984 | 65.4394 | QLD Blackstone |  |  | FALSE | #N/A | #N/A | #N/A | #N/A | #N/A | #N/A | #N/A | #N/A | #N/A | #N/A
TRUE | QLD | QBKS | Blackstone | Energy Queensland | Winter | Non-coincident | 2022 | POE90 | 6.7809 | NA | QLD Blackstone |  |  | FALSE | #N/A | #N/A | #N/A | #N/A | #N/A | #N/A | #N/A | #N/A | #N/A | #N/A
TRUE | QLD | QBKS | Blackstone | Energy Queensland | Winter | Coincident_unreconciled | 2023 | POE50 | 13.0909 | NA | QLD Blackstone |  |  | FALSE | #N/A | #N/A | #N/A | #N/A | #N/A | #N/A | #N/A | #N/A | #N/A | #N/A
TRUE | QLD | QBKS | Blackstone | Energy Queensland | Winter | Coincident_unreconciled | 2023 | POE90 | 10.6335 | NA | QLD Blackstone |  |  | FALSE | #N/A | #N/A | #N/A | #N/A | #N/A | #N/A | #N/A | #N/A | #N/A | #N/A
TRUE | QLD | QBKS | Blackstone | Energy Queensland | Winter | Non-coincident | 2023 | POE50 | 7.6242 | 66.3259 | QLD Blackstone |  |  | FALSE | #N/A | #N/A | #N/A | #N/A | #N/A | #N/A | #N/A | #N/A | #N/A | #N/A
TRUE | QLD | QBKS | Blackstone | Energy Queensland | Winter | Non-coincident | 2023 | POE90 | 5.5792 | NA | QLD Blackstone |  |  | FALSE | #N/A | #N/A | #N/A | #N/A | #N/A | #N/A | #N/A | #N/A | #N/A | #N/A
TRUE | QLD | QBKS | Blackstone | Energy Queensland | Winter | Coincident_unreconciled | 2024 | POE50 | 12.3725 | NA | QLD Blackstone |  |  | FALSE | #N/A | #N/A | #N/A | #N/A | #N/A | #N/A | #N/A | #N/A | #N/A | #N/A
TRUE | QLD | QBKS | Blackstone | Energy Queensland | Winter | Coincident_unreconciled | 2024 | POE90 | 9.882 | NA | QLD Blackstone |  |  | FALSE | #N/A | #N/A | #N/A | #N/A | #N/A | #N/A | #N/A | #N/A | #N/A | #N/A
TRUE | QLD | QBKS | Blackstone | Energy Queensland | Winter | Non-coincident | 2024 | POE50 | 7.0264 | 67.1954 | QLD Blackstone |  |  | FALSE | #N/A | #N/A | #N/A | #N/A | #N/A | #N/A | #N/A | #N/A | #N/A | #N/A
TRUE | QLD | QBKS | Blackstone | Energy Queensland | Winter | Non-coincident | 2024 | POE90 | 4.9539 | NA | QLD Blackstone |  |  | FALSE | #N/A | #N/A | #N/A | #N/A | #N/A | #N/A | #N/A | #N/A | #N/A | #N/A
TRUE | QLD | QBKS | Blackstone | Energy Queensland | Winter | Coincident_unreconciled | 2025 | POE50 | 11.8452 | NA | QLD Blackstone |  |  | FALSE | #N/A | #N/A | #N/A | #N/A | #N/A | #N/A | #N/A | #N/A | #N/A | #N/A
TRUE | QLD | QBKS | Blackstone | Energy Queensland | Winter | Coincident_unreconciled | 2025 | POE90 | 9.3217 | NA | QLD Blackstone |  |  | FALSE | #N/A | #N/A | #N/A | #N/A | #N/A | #N/A | #N/A | #N/A | #N/A | #N/A
TRUE | QLD | QBKS | Blackstone | Energy Queensland | Winter | Non-coincident | 2025 | POE50 | 6.5876 | 68.0339 | QLD Blackstone |  |  | FALSE | #N/A | #N/A | #N/A | #N/A | #N/A | #N/A | #N/A | #N/A | #N/A | #N/A
TRUE | QLD | QBKS | Blackstone | Energy Queensland | Winter | Non-coincident | 2025 | POE90 | 4.4876 | NA | QLD Blackstone |  |  | FALSE | #N/A | #N/A | #N/A | #N/A | #N/A | #N/A | #N/A | #N/A | #N/A | #N/A
TRUE | QLD | QBKS | Blackstone | Energy Queensland | Winter | Coincident_unreconciled | 2026 | POE50 | 11.2174 | NA | QLD Blackstone |  |  | FALSE | #N/A | #N/A | #N/A | #N/A | #N/A | #N/A | #N/A | #N/A | #N/A | #N/A
TRUE | QLD | QBKS | Blackstone | Energy Queensland | Winter | Coincident_unreconciled | 2026 | POE90 | 8.6605 | NA | QLD Blackstone |  |  | FALSE | #N/A | #N/A | #N/A | #N/A | #N/A | #N/A | #N/A | #N/A | #N/A | #N/A
TRUE | QLD | QBKS | Blackstone | Energy Queensland | Winter | Non-coincident | 2026 | POE50 | 6.0652 | 69.0071 | QLD Blackstone |  |  | FALSE | #N/A | #N/A | #N/A | #N/A | #N/A | #N/A | #N/A | #N/A | #N/A | #N/A
TRUE | QLD | QBKS | Blackstone | Energy Queensland | Winter | Non-coincident | 2026 | POE90 | 3.9374 | NA | QLD Blackstone |  |  | FALSE | #N/A | #N/A | #N/A | #N/A | #N/A | #N/A | #N/A | #N/A | #N/A | #N/A
TRUE | QLD | QBKS | Blackstone | Energy Queensland | Winter | Coincident_unreconciled | 2027 | POE50 | 10.9023 | NA | QLD Blackstone |  |  | FALSE | #N/A | #N/A | #N/A | #N/A | #N/A | #N/A | #N/A | #N/A | #N/A | #N/A
TRUE | QLD | QBKS | Blackstone | Energy Queensland | Winter | Coincident_unreconciled | 2027 | POE90 | 8.3096 | NA | QLD Blackstone |  |  | FALSE | #N/A | #N/A | #N/A | #N/A | #N/A | #N/A | #N/A | #N/A | #N/A | #N/A
TRUE | QLD | QBKS | Blackstone | Energy Queensland | Winter | Non-coincident | 2027 | POE50 | 5.8029 | 70.1107 | QLD Blackstone |  |  | FALSE | #N/A | #N/A | #N/A | #N/A | #N/A | #N/A | #N/A | #N/A | #N/A | #N/A
TRUE | QLD | QBKS | Blackstone | Energy Queensland | Winter | Non-coincident | 2027 | POE90 | 3.6454 | NA | QLD Blackstone |  |  | FALSE | #N/A | #N/A | #N/A | #N/A | #N/A | #N/A | #N/A | #N/A | #N/A | #N/A
TRUE | QLD | QBKS | Blackstone | Energy Queensland | Winter | Coincident_unreconciled | 2028 | POE50 | 10.7422 | NA | QLD Blackstone |  |  | FALSE | #N/A | #N/A | #N/A | #N/A | #N/A | #N/A | #N/A | #N/A | #N/A | #N/A
TRUE | QLD | QBKS | Blackstone | Energy Queensland | Winter | Coincident_unreconciled | 2028 | POE90 | 8.1137 | NA | QLD Blackstone |  |  | FALSE | #N/A | #N/A | #N/A | #N/A | #N/A | #N/A | #N/A | #N/A | #N/A | #N/A
TRUE | QLD | QBKS | Blackstone | Energy Queensland | Winter | Non-coincident | 2028 | POE50 | 5.6697 | 71.5549 | QLD Blackstone |  |  | FALSE | #N/A | #N/A | #N/A | #N/A | #N/A | #N/A | #N/A | #N/A | #N/A | #N/A
TRUE | QLD | QBKS | Blackstone | Energy Queensland | Winter | Non-coincident | 2028 | POE90 | 3.4824 | NA | QLD Blackstone |  |  | FALSE | #N/A | #N/A | #N/A | #N/A | #N/A | #N/A | #N/A | #N/A | #N/A | #N/A
TRUE | QLD | QBKS | Blackstone | Energy Queensland | Winter | Coincident_unreconciled | 2029 | POE50 | 10.7131 | NA | QLD Blackstone |  |  | FALSE | #N/A | #N/A | #N/A | #N/A | #N/A | #N/A | #N/A | #N/A | #N/A | #N/A
TRUE | QLD | QBKS | Blackstone | Energy Queensland | Winter | Coincident_unreconciled | 2029 | POE90 | 8.0488 | NA | QLD Blackstone |  |  | FALSE | #N/A | #N/A | #N/A | #N/A | #N/A | #N/A | #N/A | #N/A | #N/A | #N/A
TRUE | QLD | QBKS | Blackstone | Energy Queensland | Winter | Non-coincident | 2029 | POE50 | 5.6455 | 72.9783 | QLD Blackstone |  |  | FALSE | #N/A | #N/A | #N/A | #N/A | #N/A | #N/A | #N/A | #N/A | #N/A | #N/A
TRUE | QLD | QBKS | Blackstone | Energy Queensland | Winter | Non-coincident | 2029 | POE90 | 3.4283 | NA | QLD Blackstone |  |  | FALSE | #N/A | #N/A | #N/A | #N/A | #N/A | #N/A | #N/A | #N/A | #N/A | #N/A
TRUE | QLD | QBKS | Blackstone | Energy Queensland | Shoulder | Non-coincident | 2019 | BASEYEARPOE10 | NA | 70.5525 | QLD Blackstone |  |  | FALSE | #N/A | #N/A | #N/A | #N/A | #N/A | #N/A | #N/A | #N/A | #N/A | #N/A
TRUE | QLD | QBKS | Blackstone | Energy Queensland | Shoulder | Coincident | 2021 | POE10 | NA | 71.0154 | QLD Blackstone |  |  | FALSE | #N/A | #N/A | #N/A | #N/A | #N/A | #N/A | #N/A | #N/A | #N/A | #N/A
TRUE | QLD | QBKS | Blackstone | Energy Queensland | Shoulder | Coincident | 2021 | POE50 | NA | 61.1275 | QLD Blackstone |  |  | FALSE | #N/A | #N/A | #N/A | #N/A | #N/A | #N/A | #N/A | #N/A | #N/A | #N/A
TRUE | QLD | QBKS | Blackstone | Energy Queensland | Shoulder | Non-coincident | 2021 | POE10 | NA | 74.169 | QLD Blackstone |  |  | FALSE | #N/A | #N/A | #N/A | #N/A | #N/A | #N/A | #N/A | #N/A | #N/A | #N/A
TRUE | QLD | QBKS | Blackstone | Energy Queensland | Shoulder | Coincident | 2022 | POE10 | NA | 73.7597 | QLD Blackstone |  |  | FALSE | #N/A | #N/A | #N/A | #N/A | #N/A | #N/A | #N/A | #N/A | #N/A | #N/A
TRUE | QLD | QBKS | Blackstone | Energy Queensland | Shoulder | Coincident | 2022 | POE50 | NA | 62.4253 | QLD Blackstone |  |  | FALSE | #N/A | #N/A | #N/A | #N/A | #N/A | #N/A | #N/A | #N/A | #N/A | #N/A
TRUE | QLD | QBKS | Blackstone | Energy Queensland | Shoulder | Non-coincident | 2022 | POE10 | NA | 74.9672 | QLD Blackstone |  |  | FALSE | #N/A | #N/A | #N/A | #N/A | #N/A | #N/A | #N/A | #N/A | #N/A | #N/A
TRUE | QLD | QBKS | Blackstone | Energy Queensland | Shoulder | Coincident | 2023 | POE10 | NA | 74.8608 | QLD Blackstone |  |  | FALSE | #N/A | #N/A | #N/A | #N/A | #N/A | #N/A | #N/A | #N/A | #N/A | #N/A
TRUE | QLD | QBKS | Blackstone | Energy Queensland | Shoulder | Coincident | 2023 | POE50 | NA | 63.6587 | QLD Blackstone |  |  | FALSE | #N/A | #N/A | #N/A | #N/A | #N/A | #N/A | #N/A | #N/A | #N/A | #N/A
TRUE | QLD | QBKS | Blackstone | Energy Queensland | Shoulder | Non-coincident | 2023 | POE10 | NA | 75.942 | QLD Blackstone |  |  | FALSE | #N/A | #N/A | #N/A | #N/A | #N/A | #N/A | #N/A | #N/A | #N/A | #N/A
TRUE | QLD | QBKS | Blackstone | Energy Queensland | Shoulder | Coincident | 2024 | POE10 | NA | 76.1727 | QLD Blackstone |  |  | FALSE | #N/A | #N/A | #N/A | #N/A | #N/A | #N/A | #N/A | #N/A | #N/A | #N/A
TRUE | QLD | QBKS | Blackstone | Energy Queensland | Shoulder | Coincident | 2024 | POE50 | NA | 65.6193 | QLD Blackstone |  |  | FALSE | #N/A | #N/A | #N/A | #N/A | #N/A | #N/A | #N/A | #N/A | #N/A | #N/A
TRUE | QLD | QBKS | Blackstone | Energy Queensland | Shoulder | Non-coincident | 2024 | POE10 | NA | 76.9026 | QLD Blackstone |  |  | FALSE | #N/A | #N/A | #N/A | #N/A | #N/A | #N/A | #N/A | #N/A | #N/A | #N/A
TRUE | QLD | QBKS | Blackstone | Energy Queensland | Shoulder | Coincident | 2025 | POE10 | NA | 77.3549 | QLD Blackstone |  |  | FALSE | #N/A | #N/A | #N/A | #N/A | #N/A | #N/A | #N/A | #N/A | #N/A | #N/A
TRUE | QLD | QBKS | Blackstone | Energy Queensland | Shoulder | Coincident | 2025 | POE50 | NA | 66.1455 | QLD Blackstone |  |  | FALSE | #N/A | #N/A | #N/A | #N/A | #N/A | #N/A | #N/A | #N/A | #N/A | #N/A
TRUE | QLD | QBKS | Blackstone | Energy Queensland | Shoulder | Non-coincident | 2025 | POE10 | NA | 77.8536 | QLD Blackstone |  |  | FALSE | #N/A | #N/A | #N/A | #N/A | #N/A | #N/A | #N/A | #N/A | #N/A | #N/A
TRUE | QLD | QBKS | Blackstone | Energy Queensland | Shoulder | Coincident | 2026 | POE10 | NA | 77.918 | QLD Blackstone |  |  | FALSE | #N/A | #N/A | #N/A | #N/A | #N/A | #N/A | #N/A | #N/A | #N/A | #N/A
TRUE | QLD | QBKS | Blackstone | Energy Queensland | Shoulder | Coincident | 2026 | POE50 | NA | 66.9895 | QLD Blackstone |  |  | FALSE | #N/A | #N/A | #N/A | #N/A | #N/A | #N/A | #N/A | #N/A | #N/A | #N/A
TRUE | QLD | QBKS | Blackstone | Energy Queensland | Shoulder | Non-coincident | 2026 | POE10 | NA | 78.8271 | QLD Blackstone |  |  | FALSE | #N/A | #N/A | #N/A | #N/A | #N/A | #N/A | #N/A | #N/A | #N/A | #N/A
TRUE | QLD | QBKS | Blackstone | Energy Queensland | Shoulder | Coincident | 2027 | POE10 | NA | 78.6809 | QLD Blackstone |  |  | FALSE | #N/A | #N/A | #N/A | #N/A | #N/A | #N/A | #N/A | #N/A | #N/A | #N/A
TRUE | QLD | QBKS | Blackstone | Energy Queensland | Shoulder | Coincident | 2027 | POE50 | NA | 67.5884 | QLD Blackstone |  |  | FALSE | #N/A | #N/A | #N/A | #N/A | #N/A | #N/A | #N/A | #N/A | #N/A | #N/A
TRUE | QLD | QBKS | Blackstone | Energy Queensland | Shoulder | Non-coincident | 2027 | POE10 | NA | 79.9313 | QLD Blackstone |  |  | FALSE | #N/A | #N/A | #N/A | #N/A | #N/A | #N/A | #N/A | #N/A | #N/A | #N/A
TRUE | QLD | QBKS | Blackstone | Energy Queensland | Shoulder | Coincident | 2028 | POE10 | NA | 79.6193 | QLD Blackstone |  |  | FALSE | #N/A | #N/A | #N/A | #N/A | #N/A | #N/A | #N/A | #N/A | #N/A | #N/A
TRUE | QLD | QBKS | Blackstone | Energy Queensland | Shoulder | Coincident | 2028 | POE50 | NA | 68.5896 | QLD Blackstone |  |  | FALSE | #N/A | #N/A | #N/A | #N/A | #N/A | #N/A | #N/A | #N/A | #N/A | #N/A
TRUE | QLD | QBKS | Blackstone | Energy Queensland | Shoulder | Non-coincident | 2028 | POE10 | NA | 81.1926 | QLD Blackstone |  |  | FALSE | #N/A | #N/A | #N/A | #N/A | #N/A | #N/A | #N/A | #N/A | #N/A | #N/A
TRUE | QLD | QBKS | Blackstone | Energy Queensland | Shoulder | Coincident | 2029 | POE10 | NA | 81.7209 | QLD Blackstone |  |  | FALSE | #N/A | #N/A | #N/A | #N/A | #N/A | #N/A | #N/A | #N/A | #N/A | #N/A
TRUE | QLD | QBKS | Blackstone | Energy Queensland | Shoulder | Coincident | 2029 | POE50 | NA | 70.0333 | QLD Blackstone |  |  | FALSE | #N/A | #N/A | #N/A | #N/A | #N/A | #N/A | #N/A | #N/A | #N/A | #N/A
TRUE | QLD | QBKS | Blackstone | Energy Queensland | Shoulder | Non-coincident | 2029 | POE10 | NA | 82.5666 | QLD Blackstone |  |  | FALSE | #N/A | #N/A | #N/A | #N/A | #N/A | #N/A | #N/A | #N/A | #N/A | #N/A
TRUE | QLD | QBKS | Blackstone | Energy Queensland | Shoulder | Coincident | 2030 | POE10 | NA | 83.1888 | QLD Blackstone |  |  | FALSE | #N/A | #N/A | #N/A | #N/A | #N/A | #N/A | #N/A | #N/A | #N/A | #N/A
TRUE | QLD | QBKS | Blackstone | Energy Queensland | Shoulder | Coincident | 2030 | POE50 | NA | 71.431 | QLD Blackstone |  |  | FALSE | #N/A | #N/A | #N/A | #N/A | #N/A | #N/A | #N/A | #N/A | #N/A | #N/A
TRUE | QLD | QBKS | Blackstone | Energy Queensland | Shoulder | Non-coincident | 2030 | POE10 | NA | 84.0549 | QLD Blackstone |  |  | FALSE | #N/A | #N/A | #N/A | #N/A | #N/A | #N/A | #N/A | #N/A | #N/A | #N/A
TRUE | QLD | QBKS | Blackstone | Energy Queensland | Summer | Non-coincident | 2019 | BASEYEARPOE10 | NA | 99.8233 | QLD Blackstone |  |  | FALSE | #N/A | #N/A | #N/A | #N/A | #N/A | #N/A | #N/A | #N/A | #N/A | #N/A
TRUE | QLD | QBKS | Blackstone | Energy Queensland | Summer | Coincident | 2021 | POE10 | NA | 103.5243 | QLD Blackstone |  |  | FALSE | #N/A | #N/A | #N/A | #N/A | #N/A | #N/A | #N/A | #N/A | #N/A | #N/A
TRUE | QLD | QBKS | Blackstone | Energy Queensland | Summer | Coincident | 2021 | POE50 | NA | 96.1254 | QLD Blackstone |  |  | FALSE | #N/A | #N/A | #N/A | #N/A | #N/A | #N/A | #N/A | #N/A | #N/A | #N/A
TRUE | QLD | QBKS | Blackstone | Energy Queensland | Summer | Non-coincident | 2021 | POE10 | NA | 111.372 | QLD Blackstone |  |  | FALSE | #N/A | #N/A | #N/A | #N/A | #N/A | #N/A | #N/A | #N/A | #N/A | #N/A
TRUE | QLD | QBKS | Blackstone | Energy Queensland | Summer | Coincident | 2022 | POE10 | NA | 106.4415 | QLD Blackstone |  |  | FALSE | #N/A | #N/A | #N/A | #N/A | #N/A | #N/A | #N/A | #N/A | #N/A | #N/A
TRUE | QLD | QBKS | Blackstone | Energy Queensland | Summer | Coincident | 2022 | POE50 | NA | 98.6675 | QLD Blackstone |  |  | FALSE | #N/A | #N/A | #N/A | #N/A | #N/A | #N/A | #N/A | #N/A | #N/A | #N/A
TRUE | QLD | QBKS | Blackstone | Energy Queensland | Summer | Non-coincident | 2022 | POE10 | NA | 112.1563 | QLD Blackstone |  |  | FALSE | #N/A | #N/A | #N/A | #N/A | #N/A | #N/A | #N/A | #N/A | #N/A | #N/A
TRUE | QLD | QBKS | Blackstone | Energy Queensland | Summer | Coincident | 2023 | POE10 | NA | 108.3043 | QLD Blackstone |  |  | FALSE | #N/A | #N/A | #N/A | #N/A | #N/A | #N/A | #N/A | #N/A | #N/A | #N/A
TRUE | QLD | QBKS | Blackstone | Energy Queensland | Summer | Coincident | 2023 | POE50 | NA | 100.1557 | QLD Blackstone |  |  | FALSE | #N/A | #N/A | #N/A | #N/A | #N/A | #N/A | #N/A | #N/A | #N/A | #N/A
TRUE | QLD | QBKS | Blackstone | Energy Queensland | Summer | Non-coincident | 2023 | POE10 | NA | 113.4672 | QLD Blackstone |  |  | FALSE | #N/A | #N/A | #N/A | #N/A | #N/A | #N/A | #N/A | #N/A | #N/A | #N/A
TRUE | QLD | QBKS | Blackstone | Energy Queensland | Summer | Coincident | 2024 | POE10 | NA | 110.8432 | QLD Blackstone |  |  | FALSE | #N/A | #N/A | #N/A | #N/A | #N/A | #N/A | #N/A | #N/A | #N/A | #N/A
TRUE | QLD | QBKS | Blackstone | Energy Queensland | Summer | Coincident | 2024 | POE50 | NA | 102.5864 | QLD Blackstone |  |  | FALSE | #N/A | #N/A | #N/A | #N/A | #N/A | #N/A | #N/A | #N/A | #N/A | #N/A
TRUE | QLD | QBKS | Blackstone | Energy Queensland | Summer | Non-coincident | 2024 | POE10 | NA | 114.7798 | QLD Blackstone |  |  | FALSE | #N/A | #N/A | #N/A | #N/A | #N/A | #N/A | #N/A | #N/A | #N/A | #N/A
TRUE | QLD | QBKS | Blackstone | Energy Queensland | Summer | Coincident | 2025 | POE10 | NA | 111.6065 | QLD Blackstone |  |  | FALSE | #N/A | #N/A | #N/A | #N/A | #N/A | #N/A | #N/A | #N/A | #N/A | #N/A
TRUE | QLD | QBKS | Blackstone | Energy Queensland | Summer | Coincident | 2025 | POE50 | NA | 103.8092 | QLD Blackstone |  |  | FALSE | #N/A | #N/A | #N/A | #N/A | #N/A | #N/A | #N/A | #N/A | #N/A | #N/A
TRUE | QLD | QBKS | Blackstone | Energy Queensland | Summer | Non-coincident | 2025 | POE10 | NA | 116.0875 | QLD Blackstone |  |  | FALSE | #N/A | #N/A | #N/A | #N/A | #N/A | #N/A | #N/A | #N/A | #N/A | #N/A
TRUE | QLD | QBKS | Blackstone | Energy Queensland | Summer | Coincident | 2026 | POE10 | NA | 113.3737 | QLD Blackstone |  |  | FALSE | #N/A | #N/A | #N/A | #N/A | #N/A | #N/A | #N/A | #N/A | #N/A | #N/A
TRUE | QLD | QBKS | Blackstone | Energy Queensland | Summer | Coincident | 2026 | POE50 | NA | 105.0879 | QLD Blackstone |  |  | FALSE | #N/A | #N/A | #N/A | #N/A | #N/A | #N/A | #N/A | #N/A | #N/A | #N/A
TRUE | QLD | QBKS | Blackstone | Energy Queensland | Summer | Non-coincident | 2026 | POE10 | NA | 117.4077 | QLD Blackstone |  |  | FALSE | #N/A | #N/A | #N/A | #N/A | #N/A | #N/A | #N/A | #N/A | #N/A | #N/A
TRUE | QLD | QBKS | Blackstone | Energy Queensland | Summer | Coincident | 2027 | POE10 | NA | 113.8799 | QLD Blackstone |  |  | FALSE | #N/A | #N/A | #N/A | #N/A | #N/A | #N/A | #N/A | #N/A | #N/A | #N/A
TRUE | QLD | QBKS | Blackstone | Energy Queensland | Summer | Coincident | 2027 | POE50 | NA | 105.9113 | QLD Blackstone |  |  | FALSE | #N/A | #N/A | #N/A | #N/A | #N/A | #N/A | #N/A | #N/A | #N/A | #N/A
TRUE | QLD | QBKS | Blackstone | Energy Queensland | Summer | Non-coincident | 2027 | POE10 | NA | 118.8445 | QLD Blackstone |  |  | FALSE | #N/A | #N/A | #N/A | #N/A | #N/A | #N/A | #N/A | #N/A | #N/A | #N/A
TRUE | QLD | QBKS | Blackstone | Energy Queensland | Summer | Coincident | 2028 | POE10 | NA | 115.4273 | QLD Blackstone |  |  | FALSE | #N/A | #N/A | #N/A | #N/A | #N/A | #N/A | #N/A | #N/A | #N/A | #N/A
TRUE | QLD | QBKS | Blackstone | Energy Queensland | Summer | Coincident | 2028 | POE50 | NA | 107.2918 | QLD Blackstone |  |  | FALSE | #N/A | #N/A | #N/A | #N/A | #N/A | #N/A | #N/A | #N/A | #N/A | #N/A
TRUE | QLD | QBKS | Blackstone | Energy Queensland | Summer | Non-coincident | 2028 | POE10 | NA | 120.3974 | QLD Blackstone |  |  | FALSE | #N/A | #N/A | #N/A | #N/A | #N/A | #N/A | #N/A | #N/A | #N/A | #N/A
TRUE | QLD | QBKS | Blackstone | Energy Queensland | Summer | Coincident | 2029 | POE10 | NA | 116.6493 | QLD Blackstone |  |  | FALSE | #N/A | #N/A | #N/A | #N/A | #N/A | #N/A | #N/A | #N/A | #N/A | #N/A
TRUE | QLD | QBKS | Blackstone | Energy Queensland | Summer | Coincident | 2029 | POE50 | NA | 108.8971 | QLD Blackstone |  |  | FALSE | #N/A | #N/A | #N/A | #N/A | #N/A | #N/A | #N/A | #N/A | #N/A | #N/A
TRUE | QLD | QBKS | Blackstone | Energy Queensland | Summer | Non-coincident | 2029 | POE10 | NA | 122.0182 | QLD Blackstone |  |  | FALSE | #N/A | #N/A | #N/A | #N/A | #N/A | #N/A | #N/A | #N/A | #N/A | #N/A
TRUE | QLD | QBKS | Blackstone | Energy Queensland | Summer | Coincident | 2030 | POE10 | NA | 118.3578 | QLD Blackstone |  |  | FALSE | #N/A | #N/A | #N/A | #N/A | #N/A | #N/A | #N/A | #N/A | #N/A | #N/A
TRUE | QLD | QBKS | Blackstone | Energy Queensland | Summer | Coincident | 2030 | POE50 | NA | 109.9179 | QLD Blackstone |  |  | FALSE | #N/A | #N/A | #N/A | #N/A | #N/A | #N/A | #N/A | #N/A | #N/A | #N/A
TRUE | QLD | QBKS | Blackstone | Energy Queensland | Summer | Non-coincident | 2030 | POE10 | NA | 123.6945 | QLD Blackstone |  |  | FALSE | #N/A | #N/A | #N/A | #N/A | #N/A | #N/A | #N/A | #N/A | #N/A | #N/A
TRUE | QLD | QBKS | Blackstone | Energy Queensland | Winter | Non-coincident | 2019 | BASEYEARPOE10 | NA | 66.8379 | QLD Blackstone |  |  | FALSE | #N/A | #N/A | #N/A | #N/A | #N/A | #N/A | #N/A | #N/A | #N/A | #N/A
TRUE | QLD | QBKS | Blackstone | Energy Queensland | Winter | Coincident | 2020 | POE10 | NA | 64.7928 | QLD Blackstone |  |  | FALSE | #N/A | #N/A | #N/A | #N/A | #N/A | #N/A | #N/A | #N/A | #N/A | #N/A
TRUE | QLD | QBKS | Blackstone | Energy Queensland | Winter | Coincident | 2020 | POE50 | NA | 61.9565 | QLD Blackstone |  |  | FALSE | #N/A | #N/A | #N/A | #N/A | #N/A | #N/A | #N/A | #N/A | #N/A | #N/A
TRUE | QLD | QBKS | Blackstone | Energy Queensland | Winter | Non-coincident | 2020 | POE10 | NA | 67.5195 | QLD Blackstone |  |  | FALSE | #N/A | #N/A | #N/A | #N/A | #N/A | #N/A | #N/A | #N/A | #N/A | #N/A
TRUE | QLD | QBKS | Blackstone | Energy Queensland | Winter | Coincident | 2021 | POE10 | NA | 64.8011 | QLD Blackstone |  |  | FALSE | #N/A | #N/A | #N/A | #N/A | #N/A | #N/A | #N/A | #N/A | #N/A | #N/A
TRUE | QLD | QBKS | Blackstone | Energy Queensland | Winter | Coincident | 2021 | POE50 | NA | 61.948 | QLD Blackstone |  |  | FALSE | #N/A | #N/A | #N/A | #N/A | #N/A | #N/A | #N/A | #N/A | #N/A | #N/A
TRUE | QLD | QBKS | Blackstone | Energy Queensland | Winter | Non-coincident | 2021 | POE10 | NA | 67.863 | QLD Blackstone |  |  | FALSE | #N/A | #N/A | #N/A | #N/A | #N/A | #N/A | #N/A | #N/A | #N/A | #N/A
TRUE | QLD | QBKS | Blackstone | Energy Queensland | Winter | Coincident | 2022 | POE10 | NA | 67.1539 | QLD Blackstone |  |  | FALSE | #N/A | #N/A | #N/A | #N/A | #N/A | #N/A | #N/A | #N/A | #N/A | #N/A
TRUE | QLD | QBKS | Blackstone | Energy Queensland | Winter | Coincident | 2022 | POE50 | NA | 64.2082 | QLD Blackstone |  |  | FALSE | #N/A | #N/A | #N/A | #N/A | #N/A | #N/A | #N/A | #N/A | #N/A | #N/A
TRUE | QLD | QBKS | Blackstone | Energy Queensland | Winter | Non-coincident | 2022 | POE10 | NA | 68.4709 | QLD Blackstone |  |  | FALSE | #N/A | #N/A | #N/A | #N/A | #N/A | #N/A | #N/A | #N/A | #N/A | #N/A
TRUE | QLD | QBKS | Blackstone | Energy Queensland | Winter | Coincident | 2023 | POE10 | NA | 68.6964 | QLD Blackstone |  |  | FALSE | #N/A | #N/A | #N/A | #N/A | #N/A | #N/A | #N/A | #N/A | #N/A | #N/A
TRUE | QLD | QBKS | Blackstone | Energy Queensland | Winter | Coincident | 2023 | POE50 | NA | 65.621 | QLD Blackstone |  |  | FALSE | #N/A | #N/A | #N/A | #N/A | #N/A | #N/A | #N/A | #N/A | #N/A | #N/A
TRUE | QLD | QBKS | Blackstone | Energy Queensland | Winter | Non-coincident | 2023 | POE10 | NA | 69.1727 | QLD Blackstone |  |  | FALSE | #N/A | #N/A | #N/A | #N/A | #N/A | #N/A | #N/A | #N/A | #N/A | #N/A
TRUE | QLD | QBKS | Blackstone | Energy Queensland | Winter | Coincident | 2024 | POE10 | NA | 70.6172 | QLD Blackstone |  |  | FALSE | #N/A | #N/A | #N/A | #N/A | #N/A | #N/A | #N/A | #N/A | #N/A | #N/A
TRUE | QLD | QBKS | Blackstone | Energy Queensland | Winter | Coincident | 2024 | POE50 | NA | 67.1954 | QLD Blackstone |  |  | FALSE | #N/A | #N/A | #N/A | #N/A | #N/A | #N/A | #N/A | #N/A | #N/A | #N/A
TRUE | QLD | QBKS | Blackstone | Energy Queensland | Winter | Non-coincident | 2024 | POE10 | NA | 70.6172 | QLD Blackstone |  |  | FALSE | #N/A | #N/A | #N/A | #N/A | #N/A | #N/A | #N/A | #N/A | #N/A | #N/A
TRUE | QLD | QBKS | Blackstone | Energy Queensland | Winter | Coincident | 2025 | POE10 | NA | 71.3072 | QLD Blackstone |  |  | FALSE | #N/A | #N/A | #N/A | #N/A | #N/A | #N/A | #N/A | #N/A | #N/A | #N/A
TRUE | QLD | QBKS | Blackstone | Energy Queensland | Winter | Coincident | 2025 | POE50 | NA | 67.9972 | QLD Blackstone |  |  | FALSE | #N/A | #N/A | #N/A | #N/A | #N/A | #N/A | #N/A | #N/A | #N/A | #N/A
TRUE | QLD | QBKS | Blackstone | Energy Queensland | Winter | Non-coincident | 2025 | POE10 | NA | 71.3072 | QLD Blackstone |  |  | FALSE | #N/A | #N/A | #N/A | #N/A | #N/A | #N/A | #N/A | #N/A | #N/A | #N/A
TRUE | QLD | QBKS | Blackstone | Energy Queensland | Winter | Coincident | 2026 | POE10 | NA | 72.2287 | QLD Blackstone |  |  | FALSE | #N/A | #N/A | #N/A | #N/A | #N/A | #N/A | #N/A | #N/A | #N/A | #N/A
TRUE | QLD | QBKS | Blackstone | Energy Queensland | Winter | Coincident | 2026 | POE50 | NA | 69.0071 | QLD Blackstone |  |  | FALSE | #N/A | #N/A | #N/A | #N/A | #N/A | #N/A | #N/A | #N/A | #N/A | #N/A
TRUE | QLD | QBKS | Blackstone | Energy Queensland | Winter | Non-coincident | 2026 | POE10 | NA | 72.2287 | QLD Blackstone |  |  | FALSE | #N/A | #N/A | #N/A | #N/A | #N/A | #N/A | #N/A | #N/A | #N/A | #N/A
TRUE | QLD | QBKS | Blackstone | Energy Queensland | Winter | Coincident | 2027 | POE10 | NA | 73.3648 | QLD Blackstone |  |  | FALSE | #N/A | #N/A | #N/A | #N/A | #N/A | #N/A | #N/A | #N/A | #N/A | #N/A
TRUE | QLD | QBKS | Blackstone | Energy Queensland | Winter | Coincident | 2027 | POE50 | NA | 70.1061 | QLD Blackstone |  |  | FALSE | #N/A | #N/A | #N/A | #N/A | #N/A | #N/A | #N/A | #N/A | #N/A | #N/A
TRUE | QLD | QBKS | Blackstone | Energy Queensland | Winter | Non-coincident | 2027 | POE10 | NA | 73.3648 | QLD Blackstone |  |  | FALSE | #N/A | #N/A | #N/A | #N/A | #N/A | #N/A | #N/A | #N/A | #N/A | #N/A
TRUE | QLD | QBKS | Blackstone | Energy Queensland | Winter | Coincident | 2028 | POE10 | NA | 75.4541 | QLD Blackstone |  |  | FALSE | #N/A | #N/A | #N/A | #N/A | #N/A | #N/A | #N/A | #N/A | #N/A | #N/A
TRUE | QLD | QBKS | Blackstone | Energy Queensland | Winter | Coincident | 2028 | POE50 | NA | 71.5549 | QLD Blackstone |  |  | FALSE | #N/A | #N/A | #N/A | #N/A | #N/A | #N/A | #N/A | #N/A | #N/A | #N/A
TRUE | QLD | QBKS | Blackstone | Energy Queensland | Winter | Non-coincident | 2028 | POE10 | NA | 75.4541 | QLD Blackstone |  |  | FALSE | #N/A | #N/A | #N/A | #N/A | #N/A | #N/A | #N/A | #N/A | #N/A | #N/A
TRUE | QLD | QBKS | Blackstone | Energy Queensland | Winter | Coincident | 2029 | POE10 | NA | 76.5394 | QLD Blackstone |  |  | FALSE | #N/A | #N/A | #N/A | #N/A | #N/A | #N/A | #N/A | #N/A | #N/A | #N/A
TRUE | QLD | QBKS | Blackstone | Energy Queensland | Winter | Coincident | 2029 | POE50 | NA | 72.9783 | QLD Blackstone |  |  | FALSE | #N/A | #N/A | #N/A | #N/A | #N/A | #N/A | #N/A | #N/A | #N/A | #N/A
TRUE | QLD | QBKS | Blackstone | Energy Queensland | Winter | Non-coincident | 2029 | POE10 | NA | 76.5394 | QLD Blackstone |  |  | FALSE | #N/A | #N/A | #N/A | #N/A | #N/A | #N/A | #N/A | #N/A | #N/A | #N/A
TRUE | QLD | QBLK_QBK2 | Bulli Creek | Energy Queensland | Shoulder | Coincident | 2017 | ACTUAL_OPG | 9.6309 | 0.011406 | QLD Bulli Creek |  |  | FALSE | #N/A | #N/A | #N/A | #N/A | #N/A | #N/A | #N/A | #N/A | #N/A | #N/A
TRUE | QLD | QBLK_QBK2 | Bulli Creek | Energy Queensland | Shoulder | Coincident | 2017 | ACTUAL_RAW | 9.6309 | 0.011406 | QLD Bulli Creek |  |  | FALSE | #N/A | #N/A | #N/A | #N/A | #N/A | #N/A | #N/A | #N/A | #N/A | #N/A
TRUE | QLD | QBLK_QBK2 | Bulli Creek | Energy Queensland | Shoulder | Non-coincident | 2017 | ACTUAL_RAW | 0 | 20.2098 | QLD Bulli Creek |  |  | FALSE | #N/A | #N/A | #N/A | #N/A | #N/A | #N/A | #N/A | #N/A | #N/A | #N/A
TRUE | QLD | QBLK_QBK2 | Bulli Creek | Energy Queensland | Shoulder | Non-coincident | 2017 | ACTUAL_OPG | 0 | 20.2098 | QLD Bulli Creek |  |  | FALSE | #N/A | #N/A | #N/A | #N/A | #N/A | #N/A | #N/A | #N/A | #N/A | #N/A
TRUE | QLD | QBLK_QBK2 | Bulli Creek | Energy Queensland | Shoulder | Non-coincident | 2017 | ACTUAL_ADJUSTEDOPG | 4.2015 | 20.2098 | QLD Bulli Creek |  |  | FALSE | #N/A | #N/A | #N/A | #N/A | #N/A | #N/A | #N/A | #N/A | #N/A | #N/A
TRUE | QLD | QBLK_QBK2 | Bulli Creek | Energy Queensland | Shoulder | Coincident | 2018 | ACTUAL_OPG | 5.7497 | 15.2855 | QLD Bulli Creek |  |  | FALSE | #N/A | #N/A | #N/A | #N/A | #N/A | #N/A | #N/A | #N/A | #N/A | #N/A
TRUE | QLD | QBLK_QBK2 | Bulli Creek | Energy Queensland | Shoulder | Coincident | 2018 | ACTUAL_RAW | 5.7497 | 15.2855 | QLD Bulli Creek |  |  | FALSE | #N/A | #N/A | #N/A | #N/A | #N/A | #N/A | #N/A | #N/A | #N/A | #N/A
TRUE | QLD | QBLK_QBK2 | Bulli Creek | Energy Queensland | Shoulder | Non-coincident | 2018 | ACTUAL_RAW | -0.00039 | 19.9365 | QLD Bulli Creek |  |  | FALSE | #N/A | #N/A | #N/A | #N/A | #N/A | #N/A | #N/A | #N/A | #N/A | #N/A
TRUE | QLD | QBLK_QBK2 | Bulli Creek | Energy Queensland | Shoulder | Non-coincident | 2018 | ACTUAL_OPG | -0.00039 | 19.9365 | QLD Bulli Creek |  |  | FALSE | #N/A | #N/A | #N/A | #N/A | #N/A | #N/A | #N/A | #N/A | #N/A | #N/A
TRUE | QLD | QBLK_QBK2 | Bulli Creek | Energy Queensland | Shoulder | Non-coincident | 2018 | ACTUAL_ADJUSTEDOPG | 5.1966 | 19.9365 | QLD Bulli Creek |  |  | FALSE | #N/A | #N/A | #N/A | #N/A | #N/A | #N/A | #N/A | #N/A | #N/A | #N/A
TRUE | QLD | QBLK_QBK2 | Bulli Creek | Energy Queensland | Shoulder | Coincident | 2019 | ACTUAL_OPG | 7.1098 | 12.3983 | QLD Bulli Creek |  |  | FALSE | #N/A | #N/A | #N/A | #N/A | #N/A | #N/A | #N/A | #N/A | #N/A | #N/A
TRUE | QLD | QBLK_QBK2 | Bulli Creek | Energy Queensland | Shoulder | Coincident | 2019 | ACTUAL_RAW | 7.1098 | 12.3983 | QLD Bulli Creek |  |  | FALSE | #N/A | #N/A | #N/A | #N/A | #N/A | #N/A | #N/A | #N/A | #N/A | #N/A
TRUE | QLD | QBLK_QBK2 | Bulli Creek | Energy Queensland | Shoulder | Non-coincident | 2019 | ACTUAL_RAW | -0.001652 | 19.0475 | QLD Bulli Creek |  |  | FALSE | #N/A | #N/A | #N/A | #N/A | #N/A | #N/A | #N/A | #N/A | #N/A | #N/A
TRUE | QLD | QBLK_QBK2 | Bulli Creek | Energy Queensland | Shoulder | Non-coincident | 2019 | ACTUAL_OPG | -0.001652 | 19.0475 | QLD Bulli Creek |  |  | FALSE | #N/A | #N/A | #N/A | #N/A | #N/A | #N/A | #N/A | #N/A | #N/A | #N/A
TRUE | QLD | QBLK_QBK2 | Bulli Creek | Energy Queensland | Shoulder | Non-coincident | 2019 | ACTUAL_ADJUSTEDOPG | 4.6916 | 19.0475 | QLD Bulli Creek |  |  | FALSE | #N/A | #N/A | #N/A | #N/A | #N/A | #N/A | #N/A | #N/A | #N/A | #N/A
TRUE | QLD | QBLK_QBK2 | Bulli Creek | Energy Queensland | Shoulder | Non-coincident | 2019 | BASEYEARPOE90 | 2.2193 | NA | QLD Bulli Creek |  |  | FALSE | #N/A | #N/A | #N/A | #N/A | #N/A | #N/A | #N/A | #N/A | #N/A | #N/A
TRUE | QLD | QBLK_QBK2 | Bulli Creek | Energy Queensland | Shoulder | Non-coincident | 2019 | BASEYEARPOE50 | 3.0442 | 18.4506 | QLD Bulli Creek |  |  | FALSE | #N/A | #N/A | #N/A | #N/A | #N/A | #N/A | #N/A | #N/A | #N/A | #N/A
TRUE | QLD | QBLK_QBK2 | Bulli Creek | Energy Queensland | Shoulder | Coincident | 2020 | ACTUAL_OPG | 6.0036 | 12.6043 | QLD Bulli Creek |  |  | FALSE | #N/A | #N/A | #N/A | #N/A | #N/A | #N/A | #N/A | #N/A | #N/A | #N/A
TRUE | QLD | QBLK_QBK2 | Bulli Creek | Energy Queensland | Shoulder | Coincident | 2020 | ACTUAL_RAW | 6.0036 | 12.6043 | QLD Bulli Creek |  |  | FALSE | #N/A | #N/A | #N/A | #N/A | #N/A | #N/A | #N/A | #N/A | #N/A | #N/A
TRUE | QLD | QBLK_QBK2 | Bulli Creek | Energy Queensland | Shoulder | Non-coincident | 2020 | ACTUAL_RAW | 3.2644 | 15.2463 | QLD Bulli Creek |  |  | FALSE | #N/A | #N/A | #N/A | #N/A | #N/A | #N/A | #N/A | #N/A | #N/A | #N/A
TRUE | QLD | QBLK_QBK2 | Bulli Creek | Energy Queensland | Shoulder | Non-coincident | 2020 | ACTUAL_OPG | 3.2644 | 15.2463 | QLD Bulli Creek |  |  | FALSE | #N/A | #N/A | #N/A | #N/A | #N/A | #N/A | #N/A | #N/A | #N/A | #N/A
TRUE | QLD | QBLK_QBK2 | Bulli Creek | Energy Queensland | Shoulder | Non-coincident | 2020 | ACTUAL_ADJUSTEDOPG | 3.2644 | 15.2463 | QLD Bulli Creek |  |  | FALSE | #N/A | #N/A | #N/A | #N/A | #N/A | #N/A | #N/A | #N/A | #N/A | #N/A
TRUE | QLD | QBLK_QBK2 | Bulli Creek | Energy Queensland | Shoulder | Coincident_unreconciled | 2021 | POE90 | 4.9342 | NA | QLD Bulli Creek |  |  | FALSE | #N/A | #N/A | #N/A | #N/A | #N/A | #N/A | #N/A | #N/A | #N/A | #N/A
TRUE | QLD | QBLK_QBK2 | Bulli Creek | Energy Queensland | Shoulder | Coincident_unreconciled | 2021 | POE50 | 6 | NA | QLD Bulli Creek |  |  | FALSE | #N/A | #N/A | #N/A | #N/A | #N/A | #N/A | #N/A | #N/A | #N/A | #N/A
TRUE | QLD | QBLK_QBK2 | Bulli Creek | Energy Queensland | Shoulder | Non-coincident | 2021 | POE50 | 1.8728 | 18.5331 | QLD Bulli Creek |  |  | FALSE | #N/A | #N/A | #N/A | #N/A | #N/A | #N/A | #N/A | #N/A | #N/A | #N/A
TRUE | QLD | QBLK_QBK2 | Bulli Creek | Energy Queensland | Shoulder | Non-coincident | 2021 | POE90 | 1.1682 | NA | QLD Bulli Creek |  |  | FALSE | #N/A | #N/A | #N/A | #N/A | #N/A | #N/A | #N/A | #N/A | #N/A | #N/A
TRUE | QLD | QBLK_QBK2 | Bulli Creek | Energy Queensland | Shoulder | Coincident_unreconciled | 2022 | POE90 | 4.7862 | NA | QLD Bulli Creek |  |  | FALSE | #N/A | #N/A | #N/A | #N/A | #N/A | #N/A | #N/A | #N/A | #N/A | #N/A
TRUE | QLD | QBLK_QBK2 | Bulli Creek | Energy Queensland | Shoulder | Coincident_unreconciled | 2022 | POE50 | 5.82 | NA | QLD Bulli Creek |  |  | FALSE | #N/A | #N/A | #N/A | #N/A | #N/A | #N/A | #N/A | #N/A | #N/A | #N/A
TRUE | QLD | QBLK_QBK2 | Bulli Creek | Energy Queensland | Shoulder | Non-coincident | 2022 | POE50 | 0.14601 | 18.5433 | QLD Bulli Creek |  |  | FALSE | #N/A | #N/A | #N/A | #N/A | #N/A | #N/A | #N/A | #N/A | #N/A | #N/A
TRUE | QLD | QBLK_QBK2 | Bulli Creek | Energy Queensland | Shoulder | Non-coincident | 2022 | POE90 | -0.56011 | NA | QLD Bulli Creek |  |  | FALSE | #N/A | #N/A | #N/A | #N/A | #N/A | #N/A | #N/A | #N/A | #N/A | #N/A
TRUE | QLD | QBLK_QBK2 | Bulli Creek | Energy Queensland | Shoulder | Coincident_unreconciled | 2023 | POE90 | 4.6426 | NA | QLD Bulli Creek |  |  | FALSE | #N/A | #N/A | #N/A | #N/A | #N/A | #N/A | #N/A | #N/A | #N/A | #N/A
TRUE | QLD | QBLK_QBK2 | Bulli Creek | Energy Queensland | Shoulder | Coincident_unreconciled | 2023 | POE50 | 5.6454 | NA | QLD Bulli Creek |  |  | FALSE | #N/A | #N/A | #N/A | #N/A | #N/A | #N/A | #N/A | #N/A | #N/A | #N/A
TRUE | QLD | QBLK_QBK2 | Bulli Creek | Energy Queensland | Shoulder | Non-coincident | 2023 | POE50 | -1.5726 | 18.5538 | QLD Bulli Creek |  |  | FALSE | #N/A | #N/A | #N/A | #N/A | #N/A | #N/A | #N/A | #N/A | #N/A | #N/A
TRUE | QLD | QBLK_QBK2 | Bulli Creek | Energy Queensland | Shoulder | Non-coincident | 2023 | POE90 | -2.28 | NA | QLD Bulli Creek |  |  | FALSE | #N/A | #N/A | #N/A | #N/A | #N/A | #N/A | #N/A | #N/A | #N/A | #N/A
TRUE | QLD | QBLK_QBK2 | Bulli Creek | Energy Queensland | Shoulder | Coincident_unreconciled | 2024 | POE90 | 4.5034 | NA | QLD Bulli Creek |  |  | FALSE | #N/A | #N/A | #N/A | #N/A | #N/A | #N/A | #N/A | #N/A | #N/A | #N/A
TRUE | QLD | QBLK_QBK2 | Bulli Creek | Energy Queensland | Shoulder | Coincident_unreconciled | 2024 | POE50 | 5.476 | NA | QLD Bulli Creek |  |  | FALSE | #N/A | #N/A | #N/A | #N/A | #N/A | #N/A | #N/A | #N/A | #N/A | #N/A
TRUE | QLD | QBLK_QBK2 | Bulli Creek | Energy Queensland | Shoulder | Non-coincident | 2024 | POE50 | -2.0987 | 18.5497 | QLD Bulli Creek |  |  | FALSE | #N/A | #N/A | #N/A | #N/A | #N/A | #N/A | #N/A | #N/A | #N/A | #N/A
TRUE | QLD | QBLK_QBK2 | Bulli Creek | Energy Queensland | Shoulder | Non-coincident | 2024 | POE90 | -2.8074 | NA | QLD Bulli Creek |  |  | FALSE | #N/A | #N/A | #N/A | #N/A | #N/A | #N/A | #N/A | #N/A | #N/A | #N/A
TRUE | QLD | QBLK_QBK2 | Bulli Creek | Energy Queensland | Shoulder | Coincident_unreconciled | 2025 | POE90 | 4.3683 | NA | QLD Bulli Creek |  |  | FALSE | #N/A | #N/A | #N/A | #N/A | #N/A | #N/A | #N/A | #N/A | #N/A | #N/A
TRUE | QLD | QBLK_QBK2 | Bulli Creek | Energy Queensland | Shoulder | Coincident_unreconciled | 2025 | POE50 | 5.3118 | NA | QLD Bulli Creek |  |  | FALSE | #N/A | #N/A | #N/A | #N/A | #N/A | #N/A | #N/A | #N/A | #N/A | #N/A
TRUE | QLD | QBLK_QBK2 | Bulli Creek | Energy Queensland | Shoulder | Non-coincident | 2025 | POE50 | -2.2961 | 18.5301 | QLD Bulli Creek |  |  | FALSE | #N/A | #N/A | #N/A | #N/A | #N/A | #N/A | #N/A | #N/A | #N/A | #N/A
TRUE | QLD | QBLK_QBK2 | Bulli Creek | Energy Queensland | Shoulder | Non-coincident | 2025 | POE90 | -3.0061 | NA | QLD Bulli Creek |  |  | FALSE | #N/A | #N/A | #N/A | #N/A | #N/A | #N/A | #N/A | #N/A | #N/A | #N/A
TRUE | QLD | QBLK_QBK2 | Bulli Creek | Energy Queensland | Shoulder | Coincident_unreconciled | 2026 | POE90 | 4.2372 | NA | QLD Bulli Creek |  |  | FALSE | #N/A | #N/A | #N/A | #N/A | #N/A | #N/A | #N/A | #N/A | #N/A | #N/A
TRUE | QLD | QBLK_QBK2 | Bulli Creek | Energy Queensland | Shoulder | Coincident_unreconciled | 2026 | POE50 | 5.1524 | NA | QLD Bulli Creek |  |  | FALSE | #N/A | #N/A | #N/A | #N/A | #N/A | #N/A | #N/A | #N/A | #N/A | #N/A
TRUE | QLD | QBLK_QBK2 | Bulli Creek | Energy Queensland | Shoulder | Non-coincident | 2026 | POE50 | -2.7669 | 18.5023 | QLD Bulli Creek |  |  | FALSE | #N/A | #N/A | #N/A | #N/A | #N/A | #N/A | #N/A | #N/A | #N/A | #N/A
TRUE | QLD | QBLK_QBK2 | Bulli Creek | Energy Queensland | Shoulder | Non-coincident | 2026 | POE90 | -3.4782 | NA | QLD Bulli Creek |  |  | FALSE | #N/A | #N/A | #N/A | #N/A | #N/A | #N/A | #N/A | #N/A | #N/A | #N/A
TRUE | QLD | QBLK_QBK2 | Bulli Creek | Energy Queensland | Shoulder | Coincident_unreconciled | 2027 | POE90 | 4.1101 | NA | QLD Bulli Creek |  |  | FALSE | #N/A | #N/A | #N/A | #N/A | #N/A | #N/A | #N/A | #N/A | #N/A | #N/A
TRUE | QLD | QBLK_QBK2 | Bulli Creek | Energy Queensland | Shoulder | Coincident_unreconciled | 2027 | POE50 | 4.9978 | NA | QLD Bulli Creek |  |  | FALSE | #N/A | #N/A | #N/A | #N/A | #N/A | #N/A | #N/A | #N/A | #N/A | #N/A
TRUE | QLD | QBLK_QBK2 | Bulli Creek | Energy Queensland | Shoulder | Non-coincident | 2027 | POE50 | -3.1028 | 18.4598 | QLD Bulli Creek |  |  | FALSE | #N/A | #N/A | #N/A | #N/A | #N/A | #N/A | #N/A | #N/A | #N/A | #N/A
TRUE | QLD | QBLK_QBK2 | Bulli Creek | Energy Queensland | Shoulder | Non-coincident | 2027 | POE90 | -3.8149 | NA | QLD Bulli Creek |  |  | FALSE | #N/A | #N/A | #N/A | #N/A | #N/A | #N/A | #N/A | #N/A | #N/A | #N/A
TRUE | QLD | QBLK_QBK2 | Bulli Creek | Energy Queensland | Shoulder | Coincident_unreconciled | 2028 | POE90 | 3.9868 | NA | QLD Bulli Creek |  |  | FALSE | #N/A | #N/A | #N/A | #N/A | #N/A | #N/A | #N/A | #N/A | #N/A | #N/A
TRUE | QLD | QBLK_QBK2 | Bulli Creek | Energy Queensland | Shoulder | Coincident_unreconciled | 2028 | POE50 | 4.8479 | NA | QLD Bulli Creek |  |  | FALSE | #N/A | #N/A | #N/A | #N/A | #N/A | #N/A | #N/A | #N/A | #N/A | #N/A
TRUE | QLD | QBLK_QBK2 | Bulli Creek | Energy Queensland | Shoulder | Non-coincident | 2028 | POE50 | -3.5005 | 18.4362 | QLD Bulli Creek |  |  | FALSE | #N/A | #N/A | #N/A | #N/A | #N/A | #N/A | #N/A | #N/A | #N/A | #N/A
TRUE | QLD | QBLK_QBK2 | Bulli Creek | Energy Queensland | Shoulder | Non-coincident | 2028 | POE90 | -4.2133 | NA | QLD Bulli Creek |  |  | FALSE | #N/A | #N/A | #N/A | #N/A | #N/A | #N/A | #N/A | #N/A | #N/A | #N/A
TRUE | QLD | QBLK_QBK2 | Bulli Creek | Energy Queensland | Shoulder | Coincident_unreconciled | 2029 | POE90 | 3.8672 | NA | QLD Bulli Creek |  |  | FALSE | #N/A | #N/A | #N/A | #N/A | #N/A | #N/A | #N/A | #N/A | #N/A | #N/A
TRUE | QLD | QBLK_QBK2 | Bulli Creek | Energy Queensland | Shoulder | Coincident_unreconciled | 2029 | POE50 | 4.7025 | NA | QLD Bulli Creek |  |  | FALSE | #N/A | #N/A | #N/A | #N/A | #N/A | #N/A | #N/A | #N/A | #N/A | #N/A
TRUE | QLD | QBLK_QBK2 | Bulli Creek | Energy Queensland | Shoulder | Non-coincident | 2029 | POE50 | -3.8156 | 18.4417 | QLD Bulli Creek |  |  | FALSE | #N/A | #N/A | #N/A | #N/A | #N/A | #N/A | #N/A | #N/A | #N/A | #N/A
TRUE | QLD | QBLK_QBK2 | Bulli Creek | Energy Queensland | Shoulder | Non-coincident | 2029 | POE90 | -4.5289 | NA | QLD Bulli Creek |  |  | FALSE | #N/A | #N/A | #N/A | #N/A | #N/A | #N/A | #N/A | #N/A | #N/A | #N/A
TRUE | QLD | QBLK_QBK2 | Bulli Creek | Energy Queensland | Shoulder | Coincident_unreconciled | 2030 | POE90 | 3.7512 | NA | QLD Bulli Creek |  |  | FALSE | #N/A | #N/A | #N/A | #N/A | #N/A | #N/A | #N/A | #N/A | #N/A | #N/A
TRUE | QLD | QBLK_QBK2 | Bulli Creek | Energy Queensland | Shoulder | Coincident_unreconciled | 2030 | POE50 | 4.5614 | NA | QLD Bulli Creek |  |  | FALSE | #N/A | #N/A | #N/A | #N/A | #N/A | #N/A | #N/A | #N/A | #N/A | #N/A
TRUE | QLD | QBLK_QBK2 | Bulli Creek | Energy Queensland | Shoulder | Non-coincident | 2030 | POE50 | -4.1198 | 18.4475 | QLD Bulli Creek |  |  | FALSE | #N/A | #N/A | #N/A | #N/A | #N/A | #N/A | #N/A | #N/A | #N/A | #N/A
TRUE | QLD | QBLK_QBK2 | Bulli Creek | Energy Queensland | Shoulder | Non-coincident | 2030 | POE90 | -4.8338 | NA | QLD Bulli Creek |  |  | FALSE | #N/A | #N/A | #N/A | #N/A | #N/A | #N/A | #N/A | #N/A | #N/A | #N/A
TRUE | QLD | QBLK_QBK2 | Bulli Creek | Energy Queensland | Summer | Coincident | 2017 | ACTUAL_OPG | 6.2195 | 19.9177 | QLD Bulli Creek |  |  | FALSE | #N/A | #N/A | #N/A | #N/A | #N/A | #N/A | #N/A | #N/A | #N/A | #N/A
TRUE | QLD | QBLK_QBK2 | Bulli Creek | Energy Queensland | Summer | Coincident | 2017 | ACTUAL_RAW | 6.2195 | 19.9177 | QLD Bulli Creek |  |  | FALSE | #N/A | #N/A | #N/A | #N/A | #N/A | #N/A | #N/A | #N/A | #N/A | #N/A
TRUE | QLD | QBLK_QBK2 | Bulli Creek | Energy Queensland | Summer | Non-coincident | 2017 | ACTUAL_RAW | 0 | 21.6165 | QLD Bulli Creek |  |  | FALSE | #N/A | #N/A | #N/A | #N/A | #N/A | #N/A | #N/A | #N/A | #N/A | #N/A
TRUE | QLD | QBLK_QBK2 | Bulli Creek | Energy Queensland | Summer | Non-coincident | 2017 | ACTUAL_OPG | 0 | 21.6165 | QLD Bulli Creek |  |  | FALSE | #N/A | #N/A | #N/A | #N/A | #N/A | #N/A | #N/A | #N/A | #N/A | #N/A
TRUE | QLD | QBLK_QBK2 | Bulli Creek | Energy Queensland | Summer | Non-coincident | 2017 | ACTUAL_ADJUSTEDOPG | 5.2022 | 21.6165 | QLD Bulli Creek |  |  | FALSE | #N/A | #N/A | #N/A | #N/A | #N/A | #N/A | #N/A | #N/A | #N/A | #N/A
TRUE | QLD | QBLK_QBK2 | Bulli Creek | Energy Queensland | Summer | Coincident | 2018 | ACTUAL_OPG | 6.5212 | 20.9634 | QLD Bulli Creek |  |  | FALSE | #N/A | #N/A | #N/A | #N/A | #N/A | #N/A | #N/A | #N/A | #N/A | #N/A
TRUE | QLD | QBLK_QBK2 | Bulli Creek | Energy Queensland | Summer | Coincident | 2018 | ACTUAL_RAW | 6.5212 | 20.9634 | QLD Bulli Creek |  |  | FALSE | #N/A | #N/A | #N/A | #N/A | #N/A | #N/A | #N/A | #N/A | #N/A | #N/A
TRUE | QLD | QBLK_QBK2 | Bulli Creek | Energy Queensland | Summer | Non-coincident | 2018 | ACTUAL_RAW | 0.002078 | 21.7045 | QLD Bulli Creek |  |  | FALSE | #N/A | #N/A | #N/A | #N/A | #N/A | #N/A | #N/A | #N/A | #N/A | #N/A
TRUE | QLD | QBLK_QBK2 | Bulli Creek | Energy Queensland | Summer | Non-coincident | 2018 | ACTUAL_OPG | 0.002078 | 21.7045 | QLD Bulli Creek |  |  | FALSE | #N/A | #N/A | #N/A | #N/A | #N/A | #N/A | #N/A | #N/A | #N/A | #N/A
TRUE | QLD | QBLK_QBK2 | Bulli Creek | Energy Queensland | Summer | Non-coincident | 2018 | ACTUAL_ADJUSTEDOPG | 4.7453 | 21.7045 | QLD Bulli Creek |  |  | FALSE | #N/A | #N/A | #N/A | #N/A | #N/A | #N/A | #N/A | #N/A | #N/A | #N/A
TRUE | QLD | QBLK_QBK2 | Bulli Creek | Energy Queensland | Summer | Coincident | 2019 | ACTUAL_OPG | 6.4065 | 16.9727 | QLD Bulli Creek |  |  | FALSE | #N/A | #N/A | #N/A | #N/A | #N/A | #N/A | #N/A | #N/A | #N/A | #N/A
TRUE | QLD | QBLK_QBK2 | Bulli Creek | Energy Queensland | Summer | Coincident | 2019 | ACTUAL_RAW | 6.4065 | 16.9727 | QLD Bulli Creek |  |  | FALSE | #N/A | #N/A | #N/A | #N/A | #N/A | #N/A | #N/A | #N/A | #N/A | #N/A
TRUE | QLD | QBLK_QBK2 | Bulli Creek | Energy Queensland | Summer | Non-coincident | 2019 | ACTUAL_RAW | 3.7051 | 21.6842 | QLD Bulli Creek |  |  | FALSE | #N/A | #N/A | #N/A | #N/A | #N/A | #N/A | #N/A | #N/A | #N/A | #N/A
TRUE | QLD | QBLK_QBK2 | Bulli Creek | Energy Queensland | Summer | Non-coincident | 2019 | ACTUAL_OPG | 3.7051 | 21.6842 | QLD Bulli Creek |  |  | FALSE | #N/A | #N/A | #N/A | #N/A | #N/A | #N/A | #N/A | #N/A | #N/A | #N/A
TRUE | QLD | QBLK_QBK2 | Bulli Creek | Energy Queensland | Summer | Non-coincident | 2019 | ACTUAL_ADJUSTEDOPG | 3.7051 | 21.6842 | QLD Bulli Creek |  |  | FALSE | #N/A | #N/A | #N/A | #N/A | #N/A | #N/A | #N/A | #N/A | #N/A | #N/A
TRUE | QLD | QBLK_QBK2 | Bulli Creek | Energy Queensland | Summer | Non-coincident | 2019 | BASEYEARPOE90 | 2.1411 | NA | QLD Bulli Creek |  |  | FALSE | #N/A | #N/A | #N/A | #N/A | #N/A | #N/A | #N/A | #N/A | #N/A | #N/A
TRUE | QLD | QBLK_QBK2 | Bulli Creek | Energy Queensland | Summer | Non-coincident | 2019 | BASEYEARPOE50 | 3.3437 | 21.0164 | QLD Bulli Creek |  |  | FALSE | #N/A | #N/A | #N/A | #N/A | #N/A | #N/A | #N/A | #N/A | #N/A | #N/A
TRUE | QLD | QBLK_QBK2 | Bulli Creek | Energy Queensland | Summer | Coincident | 2020 | ACTUAL_OPG | 3.8404 | 16.2435 | QLD Bulli Creek |  |  | FALSE | #N/A | #N/A | #N/A | #N/A | #N/A | #N/A | #N/A | #N/A | #N/A | #N/A
TRUE | QLD | QBLK_QBK2 | Bulli Creek | Energy Queensland | Summer | Coincident | 2020 | ACTUAL_RAW | 3.8404 | 16.2435 | QLD Bulli Creek |  |  | FALSE | #N/A | #N/A | #N/A | #N/A | #N/A | #N/A | #N/A | #N/A | #N/A | #N/A
TRUE | QLD | QBLK_QBK2 | Bulli Creek | Energy Queensland | Summer | Non-coincident | 2020 | ACTUAL_RAW | 0.026548 | 19.9347 | QLD Bulli Creek |  |  | FALSE | #N/A | #N/A | #N/A | #N/A | #N/A | #N/A | #N/A | #N/A | #N/A | #N/A
TRUE | QLD | QBLK_QBK2 | Bulli Creek | Energy Queensland | Summer | Non-coincident | 2020 | ACTUAL_OPG | 0.026548 | 19.9347 | QLD Bulli Creek |  |  | FALSE | #N/A | #N/A | #N/A | #N/A | #N/A | #N/A | #N/A | #N/A | #N/A | #N/A
TRUE | QLD | QBLK_QBK2 | Bulli Creek | Energy Queensland | Summer | Non-coincident | 2020 | ACTUAL_ADJUSTEDOPG | 3.1618 | 19.9347 | QLD Bulli Creek |  |  | FALSE | #N/A | #N/A | #N/A | #N/A | #N/A | #N/A | #N/A | #N/A | #N/A | #N/A
TRUE | QLD | QBLK_QBK2 | Bulli Creek | Energy Queensland | Summer | Coincident_unreconciled | 2021 | POE50 | 4.1567 | NA | QLD Bulli Creek |  |  | FALSE | #N/A | #N/A | #N/A | #N/A | #N/A | #N/A | #N/A | #N/A | #N/A | #N/A
TRUE | QLD | QBLK_QBK2 | Bulli Creek | Energy Queensland | Summer | Coincident_unreconciled | 2021 | POE90 | 2.2366 | NA | QLD Bulli Creek |  |  | FALSE | #N/A | #N/A | #N/A | #N/A | #N/A | #N/A | #N/A | #N/A | #N/A | #N/A
TRUE | QLD | QBLK_QBK2 | Bulli Creek | Energy Queensland | Summer | Non-coincident | 2021 | POE50 | 2.6273 | 21.1587 | QLD Bulli Creek |  |  | FALSE | #N/A | #N/A | #N/A | #N/A | #N/A | #N/A | #N/A | #N/A | #N/A | #N/A
TRUE | QLD | QBLK_QBK2 | Bulli Creek | Energy Queensland | Summer | Non-coincident | 2021 | POE90 | 1.4137 | NA | QLD Bulli Creek |  |  | FALSE | #N/A | #N/A | #N/A | #N/A | #N/A | #N/A | #N/A | #N/A | #N/A | #N/A
TRUE | QLD | QBLK_QBK2 | Bulli Creek | Energy Queensland | Summer | Coincident_unreconciled | 2022 | POE50 | 1.3758 | NA | QLD Bulli Creek |  |  | FALSE | #N/A | #N/A | #N/A | #N/A | #N/A | #N/A | #N/A | #N/A | #N/A | #N/A
TRUE | QLD | QBLK_QBK2 | Bulli Creek | Energy Queensland | Summer | Coincident_unreconciled | 2022 | POE90 | -0.14482 | NA | QLD Bulli Creek |  |  | FALSE | #N/A | #N/A | #N/A | #N/A | #N/A | #N/A | #N/A | #N/A | #N/A | #N/A
TRUE | QLD | QBLK_QBK2 | Bulli Creek | Energy Queensland | Summer | Non-coincident | 2022 | POE50 | 0.8696 | 21.18 | QLD Bulli Creek |  |  | FALSE | #N/A | #N/A | #N/A | #N/A | #N/A | #N/A | #N/A | #N/A | #N/A | #N/A
TRUE | QLD | QBLK_QBK2 | Bulli Creek | Energy Queensland | Summer | Non-coincident | 2022 | POE90 | -0.34656 | NA | QLD Bulli Creek |  |  | FALSE | #N/A | #N/A | #N/A | #N/A | #N/A | #N/A | #N/A | #N/A | #N/A | #N/A
TRUE | QLD | QBLK_QBK2 | Bulli Creek | Energy Queensland | Summer | Coincident_unreconciled | 2023 | POE50 | -0.36471 | NA | QLD Bulli Creek |  |  | FALSE | #N/A | #N/A | #N/A | #N/A | #N/A | #N/A | #N/A | #N/A | #N/A | #N/A
TRUE | QLD | QBLK_QBK2 | Bulli Creek | Energy Queensland | Summer | Coincident_unreconciled | 2023 | POE90 | -0.87385 | NA | QLD Bulli Creek |  |  | FALSE | #N/A | #N/A | #N/A | #N/A | #N/A | #N/A | #N/A | #N/A | #N/A | #N/A
TRUE | QLD | QBLK_QBK2 | Bulli Creek | Energy Queensland | Summer | Non-coincident | 2023 | POE50 | -0.87276 | 21.1934 | QLD Bulli Creek |  |  | FALSE | #N/A | #N/A | #N/A | #N/A | #N/A | #N/A | #N/A | #N/A | #N/A | #N/A
TRUE | QLD | QBLK_QBK2 | Bulli Creek | Energy Queensland | Summer | Non-coincident | 2023 | POE90 | -2.0911 | NA | QLD Bulli Creek |  |  | FALSE | #N/A | #N/A | #N/A | #N/A | #N/A | #N/A | #N/A | #N/A | #N/A | #N/A
TRUE | QLD | QBLK_QBK2 | Bulli Creek | Energy Queensland | Summer | Coincident_unreconciled | 2024 | POE50 | -0.55451 | NA | QLD Bulli Creek |  |  | FALSE | #N/A | #N/A | #N/A | #N/A | #N/A | #N/A | #N/A | #N/A | #N/A | #N/A
TRUE | QLD | QBLK_QBK2 | Bulli Creek | Energy Queensland | Summer | Coincident_unreconciled | 2024 | POE90 | -1.0646 | NA | QLD Bulli Creek |  |  | FALSE | #N/A | #N/A | #N/A | #N/A | #N/A | #N/A | #N/A | #N/A | #N/A | #N/A
TRUE | QLD | QBLK_QBK2 | Bulli Creek | Energy Queensland | Summer | Non-coincident | 2024 | POE50 | -1.3269 | 21.2216 | QLD Bulli Creek |  |  | FALSE | #N/A | #N/A | #N/A | #N/A | #N/A | #N/A | #N/A | #N/A | #N/A | #N/A
TRUE | QLD | QBLK_QBK2 | Bulli Creek | Energy Queensland | Summer | Non-coincident | 2024 | POE90 | -2.5475 | NA | QLD Bulli Creek |  |  | FALSE | #N/A | #N/A | #N/A | #N/A | #N/A | #N/A | #N/A | #N/A | #N/A | #N/A
TRUE | QLD | QBLK_QBK2 | Bulli Creek | Energy Queensland | Summer | Coincident_unreconciled | 2025 | POE50 | -0.63719 | NA | QLD Bulli Creek |  |  | FALSE | #N/A | #N/A | #N/A | #N/A | #N/A | #N/A | #N/A | #N/A | #N/A | #N/A
TRUE | QLD | QBLK_QBK2 | Bulli Creek | Energy Queensland | Summer | Coincident_unreconciled | 2025 | POE90 | -1.1482 | NA | QLD Bulli Creek |  |  | FALSE | #N/A | #N/A | #N/A | #N/A | #N/A | #N/A | #N/A | #N/A | #N/A | #N/A
TRUE | QLD | QBLK_QBK2 | Bulli Creek | Energy Queensland | Summer | Non-coincident | 2025 | POE50 | -1.5248 | 21.2523 | QLD Bulli Creek |  |  | FALSE | #N/A | #N/A | #N/A | #N/A | #N/A | #N/A | #N/A | #N/A | #N/A | #N/A
TRUE | QLD | QBLK_QBK2 | Bulli Creek | Energy Queensland | Summer | Non-coincident | 2025 | POE90 | -2.7476 | NA | QLD Bulli Creek |  |  | FALSE | #N/A | #N/A | #N/A | #N/A | #N/A | #N/A | #N/A | #N/A | #N/A | #N/A
TRUE | QLD | QBLK_QBK2 | Bulli Creek | Energy Queensland | Summer | Coincident_unreconciled | 2026 | POE50 | -0.84088 | NA | QLD Bulli Creek |  |  | FALSE | #N/A | #N/A | #N/A | #N/A | #N/A | #N/A | #N/A | #N/A | #N/A | #N/A
TRUE | QLD | QBLK_QBK2 | Bulli Creek | Energy Queensland | Summer | Coincident_unreconciled | 2026 | POE90 | -1.3528 | NA | QLD Bulli Creek |  |  | FALSE | #N/A | #N/A | #N/A | #N/A | #N/A | #N/A | #N/A | #N/A | #N/A | #N/A
TRUE | QLD | QBLK_QBK2 | Bulli Creek | Energy Queensland | Summer | Non-coincident | 2026 | POE50 | -2.0122 | 21.2824 | QLD Bulli Creek |  |  | FALSE | #N/A | #N/A | #N/A | #N/A | #N/A | #N/A | #N/A | #N/A | #N/A | #N/A
TRUE | QLD | QBLK_QBK2 | Bulli Creek | Energy Queensland | Summer | Non-coincident | 2026 | POE90 | -3.2372 | NA | QLD Bulli Creek |  |  | FALSE | #N/A | #N/A | #N/A | #N/A | #N/A | #N/A | #N/A | #N/A | #N/A | #N/A
TRUE | QLD | QBLK_QBK2 | Bulli Creek | Energy Queensland | Summer | Coincident_unreconciled | 2027 | POE50 | -0.97396 | NA | QLD Bulli Creek |  |  | FALSE | #N/A | #N/A | #N/A | #N/A | #N/A | #N/A | #N/A | #N/A | #N/A | #N/A
TRUE | QLD | QBLK_QBK2 | Bulli Creek | Energy Queensland | Summer | Coincident_unreconciled | 2027 | POE90 | -1.4865 | NA | QLD Bulli Creek |  |  | FALSE | #N/A | #N/A | #N/A | #N/A | #N/A | #N/A | #N/A | #N/A | #N/A | #N/A
TRUE | QLD | QBLK_QBK2 | Bulli Creek | Energy Queensland | Summer | Non-coincident | 2027 | POE50 | -2.3307 | 21.3101 | QLD Bulli Creek |  |  | FALSE | #N/A | #N/A | #N/A | #N/A | #N/A | #N/A | #N/A | #N/A | #N/A | #N/A
TRUE | QLD | QBLK_QBK2 | Bulli Creek | Energy Queensland | Summer | Non-coincident | 2027 | POE90 | -3.5572 | NA | QLD Bulli Creek |  |  | FALSE | #N/A | #N/A | #N/A | #N/A | #N/A | #N/A | #N/A | #N/A | #N/A | #N/A
TRUE | QLD | QBLK_QBK2 | Bulli Creek | Energy Queensland | Summer | Coincident_unreconciled | 2028 | POE50 | -1.1471 | NA | QLD Bulli Creek |  |  | FALSE | #N/A | #N/A | #N/A | #N/A | #N/A | #N/A | #N/A | #N/A | #N/A | #N/A
TRUE | QLD | QBLK_QBK2 | Bulli Creek | Energy Queensland | Summer | Coincident_unreconciled | 2028 | POE90 | -1.6601 | NA | QLD Bulli Creek |  |  | FALSE | #N/A | #N/A | #N/A | #N/A | #N/A | #N/A | #N/A | #N/A | #N/A | #N/A
TRUE | QLD | QBLK_QBK2 | Bulli Creek | Energy Queensland | Summer | Non-coincident | 2028 | POE50 | -2.7451 | 21.3637 | QLD Bulli Creek |  |  | FALSE | #N/A | #N/A | #N/A | #N/A | #N/A | #N/A | #N/A | #N/A | #N/A | #N/A
TRUE | QLD | QBLK_QBK2 | Bulli Creek | Energy Queensland | Summer | Non-coincident | 2028 | POE90 | -3.9726 | NA | QLD Bulli Creek |  |  | FALSE | #N/A | #N/A | #N/A | #N/A | #N/A | #N/A | #N/A | #N/A | #N/A | #N/A
TRUE | QLD | QBLK_QBK2 | Bulli Creek | Energy Queensland | Summer | Coincident_unreconciled | 2029 | POE50 | -1.27 | NA | QLD Bulli Creek |  |  | FALSE | #N/A | #N/A | #N/A | #N/A | #N/A | #N/A | #N/A | #N/A | #N/A | #N/A
TRUE | QLD | QBLK_QBK2 | Bulli Creek | Energy Queensland | Summer | Coincident_unreconciled | 2029 | POE90 | -1.7835 | NA | QLD Bulli Creek |  |  | FALSE | #N/A | #N/A | #N/A | #N/A | #N/A | #N/A | #N/A | #N/A | #N/A | #N/A
TRUE | QLD | QBLK_QBK2 | Bulli Creek | Energy Queensland | Summer | Non-coincident | 2029 | POE50 | -3.0392 | 21.4639 | QLD Bulli Creek |  |  | FALSE | #N/A | #N/A | #N/A | #N/A | #N/A | #N/A | #N/A | #N/A | #N/A | #N/A
TRUE | QLD | QBLK_QBK2 | Bulli Creek | Energy Queensland | Summer | Non-coincident | 2029 | POE90 | -4.2678 | NA | QLD Bulli Creek |  |  | FALSE | #N/A | #N/A | #N/A | #N/A | #N/A | #N/A | #N/A | #N/A | #N/A | #N/A
TRUE | QLD | QBLK_QBK2 | Bulli Creek | Energy Queensland | Summer | Coincident_unreconciled | 2030 | POE50 | -1.3757 | NA | QLD Bulli Creek |  |  | FALSE | #N/A | #N/A | #N/A | #N/A | #N/A | #N/A | #N/A | #N/A | #N/A | #N/A
TRUE | QLD | QBLK_QBK2 | Bulli Creek | Energy Queensland | Summer | Coincident_unreconciled | 2030 | POE90 | -1.8895 | NA | QLD Bulli Creek |  |  | FALSE | #N/A | #N/A | #N/A | #N/A | #N/A | #N/A | #N/A | #N/A | #N/A | #N/A
TRUE | QLD | QBLK_QBK2 | Bulli Creek | Energy Queensland | Summer | Non-coincident | 2030 | POE50 | -3.2919 | 21.5874 | QLD Bulli Creek |  |  | FALSE | #N/A | #N/A | #N/A | #N/A | #N/A | #N/A | #N/A | #N/A | #N/A | #N/A
TRUE | QLD | QBLK_QBK2 | Bulli Creek | Energy Queensland | Summer | Non-coincident | 2030 | POE90 | -4.5216 | NA | QLD Bulli Creek |  |  | FALSE | #N/A | #N/A | #N/A | #N/A | #N/A | #N/A | #N/A | #N/A | #N/A | #N/A
TRUE | QLD | QBLK_QBK2 | Bulli Creek | Energy Queensland | Winter | Coincident | 2016 | ACTUAL_OPG | 8.5472 | 0.039628 | QLD Bulli Creek |  |  | FALSE | #N/A | #N/A | #N/A | #N/A | #N/A | #N/A | #N/A | #N/A | #N/A | #N/A
TRUE | QLD | QBLK_QBK2 | Bulli Creek | Energy Queensland | Winter | Coincident | 2016 | ACTUAL_RAW | 8.5472 | 0.039628 | QLD Bulli Creek |  |  | FALSE | #N/A | #N/A | #N/A | #N/A | #N/A | #N/A | #N/A | #N/A | #N/A | #N/A
TRUE | QLD | QBLK_QBK2 | Bulli Creek | Energy Queensland | Winter | Non-coincident | 2016 | ACTUAL_RAW | 0 | 20.3708 | QLD Bulli Creek |  |  | FALSE | #N/A | #N/A | #N/A | #N/A | #N/A | #N/A | #N/A | #N/A | #N/A | #N/A
TRUE | QLD | QBLK_QBK2 | Bulli Creek | Energy Queensland | Winter | Non-coincident | 2016 | ACTUAL_OPG | 0 | 20.3708 | QLD Bulli Creek |  |  | FALSE | #N/A | #N/A | #N/A | #N/A | #N/A | #N/A | #N/A | #N/A | #N/A | #N/A
TRUE | QLD | QBLK_QBK2 | Bulli Creek | Energy Queensland | Winter | Non-coincident | 2016 | ACTUAL_ADJUSTEDOPG | 5.1892 | 20.3708 | QLD Bulli Creek |  |  | FALSE | #N/A | #N/A | #N/A | #N/A | #N/A | #N/A | #N/A | #N/A | #N/A | #N/A
TRUE | QLD | QBLK_QBK2 | Bulli Creek | Energy Queensland | Winter | Coincident | 2017 | ACTUAL_OPG | 8.5871 | 15.4469 | QLD Bulli Creek |  |  | FALSE | #N/A | #N/A | #N/A | #N/A | #N/A | #N/A | #N/A | #N/A | #N/A | #N/A
TRUE | QLD | QBLK_QBK2 | Bulli Creek | Energy Queensland | Winter | Coincident | 2017 | ACTUAL_RAW | 8.5871 | 15.4469 | QLD Bulli Creek |  |  | FALSE | #N/A | #N/A | #N/A | #N/A | #N/A | #N/A | #N/A | #N/A | #N/A | #N/A
TRUE | QLD | QBLK_QBK2 | Bulli Creek | Energy Queensland | Winter | Non-coincident | 2017 | ACTUAL_RAW | 5.6498 | 21.4654 | QLD Bulli Creek |  |  | FALSE | #N/A | #N/A | #N/A | #N/A | #N/A | #N/A | #N/A | #N/A | #N/A | #N/A
TRUE | QLD | QBLK_QBK2 | Bulli Creek | Energy Queensland | Winter | Non-coincident | 2017 | ACTUAL_OPG | 5.6498 | 21.4654 | QLD Bulli Creek |  |  | FALSE | #N/A | #N/A | #N/A | #N/A | #N/A | #N/A | #N/A | #N/A | #N/A | #N/A
TRUE | QLD | QBLK_QBK2 | Bulli Creek | Energy Queensland | Winter | Non-coincident | 2017 | ACTUAL_ADJUSTEDOPG | 5.6498 | 21.4654 | QLD Bulli Creek |  |  | FALSE | #N/A | #N/A | #N/A | #N/A | #N/A | #N/A | #N/A | #N/A | #N/A | #N/A
TRUE | QLD | QBLK_QBK2 | Bulli Creek | Energy Queensland | Winter | Coincident | 2018 | ACTUAL_OPG | 5.4814 | 21.1237 | QLD Bulli Creek |  |  | FALSE | #N/A | #N/A | #N/A | #N/A | #N/A | #N/A | #N/A | #N/A | #N/A | #N/A
TRUE | QLD | QBLK_QBK2 | Bulli Creek | Energy Queensland | Winter | Coincident | 2018 | ACTUAL_RAW | 5.4814 | 21.1237 | QLD Bulli Creek |  |  | FALSE | #N/A | #N/A | #N/A | #N/A | #N/A | #N/A | #N/A | #N/A | #N/A | #N/A
TRUE | QLD | QBLK_QBK2 | Bulli Creek | Energy Queensland | Winter | Non-coincident | 2018 | ACTUAL_RAW | 4.7631 | 21.1263 | QLD Bulli Creek |  |  | FALSE | #N/A | #N/A | #N/A | #N/A | #N/A | #N/A | #N/A | #N/A | #N/A | #N/A
TRUE | QLD | QBLK_QBK2 | Bulli Creek | Energy Queensland | Winter | Non-coincident | 2018 | ACTUAL_OPG | 4.7631 | 21.1263 | QLD Bulli Creek |  |  | FALSE | #N/A | #N/A | #N/A | #N/A | #N/A | #N/A | #N/A | #N/A | #N/A | #N/A
TRUE | QLD | QBLK_QBK2 | Bulli Creek | Energy Queensland | Winter | Non-coincident | 2018 | ACTUAL_ADJUSTEDOPG | 4.7631 | 21.1263 | QLD Bulli Creek |  |  | FALSE | #N/A | #N/A | #N/A | #N/A | #N/A | #N/A | #N/A | #N/A | #N/A | #N/A
TRUE | QLD | QBLK_QBK2 | Bulli Creek | Energy Queensland | Winter | Coincident | 2019 | ACTUAL_OPG | 6.9577 | 18.3862 | QLD Bulli Creek |  |  | FALSE | #N/A | #N/A | #N/A | #N/A | #N/A | #N/A | #N/A | #N/A | #N/A | #N/A
TRUE | QLD | QBLK_QBK2 | Bulli Creek | Energy Queensland | Winter | Coincident | 2019 | ACTUAL_RAW | 6.9577 | 18.3862 | QLD Bulli Creek |  |  | FALSE | #N/A | #N/A | #N/A | #N/A | #N/A | #N/A | #N/A | #N/A | #N/A | #N/A
TRUE | QLD | QBLK_QBK2 | Bulli Creek | Energy Queensland | Winter | Non-coincident | 2019 | ACTUAL_RAW | -0.001652 | 20.8682 | QLD Bulli Creek |  |  | FALSE | #N/A | #N/A | #N/A | #N/A | #N/A | #N/A | #N/A | #N/A | #N/A | #N/A
TRUE | QLD | QBLK_QBK2 | Bulli Creek | Energy Queensland | Winter | Non-coincident | 2019 | ACTUAL_OPG | -0.001652 | 20.8682 | QLD Bulli Creek |  |  | FALSE | #N/A | #N/A | #N/A | #N/A | #N/A | #N/A | #N/A | #N/A | #N/A | #N/A
TRUE | QLD | QBLK_QBK2 | Bulli Creek | Energy Queensland | Winter | Non-coincident | 2019 | ACTUAL_ADJUSTEDOPG | 5.1821 | 20.8682 | QLD Bulli Creek |  |  | FALSE | #N/A | #N/A | #N/A | #N/A | #N/A | #N/A | #N/A | #N/A | #N/A | #N/A
TRUE | QLD | QBLK_QBK2 | Bulli Creek | Energy Queensland | Winter | Non-coincident | 2019 | BASEYEARPOE90 | 3.1795 | NA | QLD Bulli Creek |  |  | FALSE | #N/A | #N/A | #N/A | #N/A | #N/A | #N/A | #N/A | #N/A | #N/A | #N/A
TRUE | QLD | QBLK_QBK2 | Bulli Creek | Energy Queensland | Winter | Non-coincident | 2019 | BASEYEARPOE50 | 3.9434 | 20.9599 | QLD Bulli Creek |  |  | FALSE | #N/A | #N/A | #N/A | #N/A | #N/A | #N/A | #N/A | #N/A | #N/A | #N/A
TRUE | QLD | QBLK_QBK2 | Bulli Creek | Energy Queensland | Winter | Coincident_unreconciled | 2020 | POE90 | 4.9342 | NA | QLD Bulli Creek |  |  | FALSE | #N/A | #N/A | #N/A | #N/A | #N/A | #N/A | #N/A | #N/A | #N/A | #N/A
TRUE | QLD | QBLK_QBK2 | Bulli Creek | Energy Queensland | Winter | Coincident_unreconciled | 2020 | POE50 | 6 | NA | QLD Bulli Creek |  |  | FALSE | #N/A | #N/A | #N/A | #N/A | #N/A | #N/A | #N/A | #N/A | #N/A | #N/A
TRUE | QLD | QBLK_QBK2 | Bulli Creek | Energy Queensland | Winter | Non-coincident | 2020 | POE50 | 3.0011 | 21 | QLD Bulli Creek |  |  | FALSE | #N/A | #N/A | #N/A | #N/A | #N/A | #N/A | #N/A | #N/A | #N/A | #N/A
TRUE | QLD | QBLK_QBK2 | Bulli Creek | Energy Queensland | Winter | Non-coincident | 2020 | POE90 | 2.2266 | NA | QLD Bulli Creek |  |  | FALSE | #N/A | #N/A | #N/A | #N/A | #N/A | #N/A | #N/A | #N/A | #N/A | #N/A
TRUE | QLD | QBLK_QBK2 | Bulli Creek | Energy Queensland | Winter | Coincident_unreconciled | 2021 | POE90 | 4.7862 | NA | QLD Bulli Creek |  |  | FALSE | #N/A | #N/A | #N/A | #N/A | #N/A | #N/A | #N/A | #N/A | #N/A | #N/A
TRUE | QLD | QBLK_QBK2 | Bulli Creek | Energy Queensland | Winter | Coincident_unreconciled | 2021 | POE50 | 5.82 | NA | QLD Bulli Creek |  |  | FALSE | #N/A | #N/A | #N/A | #N/A | #N/A | #N/A | #N/A | #N/A | #N/A | #N/A
TRUE | QLD | QBLK_QBK2 | Bulli Creek | Energy Queensland | Winter | Non-coincident | 2021 | POE50 | 1.9448 | 21.0327 | QLD Bulli Creek |  |  | FALSE | #N/A | #N/A | #N/A | #N/A | #N/A | #N/A | #N/A | #N/A | #N/A | #N/A
TRUE | QLD | QBLK_QBK2 | Bulli Creek | Energy Queensland | Winter | Non-coincident | 2021 | POE90 | 1.1684 | NA | QLD Bulli Creek |  |  | FALSE | #N/A | #N/A | #N/A | #N/A | #N/A | #N/A | #N/A | #N/A | #N/A | #N/A
TRUE | QLD | QBLK_QBK2 | Bulli Creek | Energy Queensland | Winter | Coincident_unreconciled | 2022 | POE90 | 4.6426 | NA | QLD Bulli Creek |  |  | FALSE | #N/A | #N/A | #N/A | #N/A | #N/A | #N/A | #N/A | #N/A | #N/A | #N/A
TRUE | QLD | QBLK_QBK2 | Bulli Creek | Energy Queensland | Winter | Coincident_unreconciled | 2022 | POE50 | 5.6454 | NA | QLD Bulli Creek |  |  | FALSE | #N/A | #N/A | #N/A | #N/A | #N/A | #N/A | #N/A | #N/A | #N/A | #N/A
TRUE | QLD | QBLK_QBK2 | Bulli Creek | Energy Queensland | Winter | Non-coincident | 2022 | POE50 | 0.05945 | 21.0488 | QLD Bulli Creek |  |  | FALSE | #N/A | #N/A | #N/A | #N/A | #N/A | #N/A | #N/A | #N/A | #N/A | #N/A
TRUE | QLD | QBLK_QBK2 | Bulli Creek | Energy Queensland | Winter | Non-coincident | 2022 | POE90 | -0.71837 | NA | QLD Bulli Creek |  |  | FALSE | #N/A | #N/A | #N/A | #N/A | #N/A | #N/A | #N/A | #N/A | #N/A | #N/A
TRUE | QLD | QBLK_QBK2 | Bulli Creek | Energy Queensland | Winter | Coincident_unreconciled | 2023 | POE90 | 4.5034 | NA | QLD Bulli Creek |  |  | FALSE | #N/A | #N/A | #N/A | #N/A | #N/A | #N/A | #N/A | #N/A | #N/A | #N/A
TRUE | QLD | QBLK_QBK2 | Bulli Creek | Energy Queensland | Winter | Coincident_unreconciled | 2023 | POE50 | 5.476 | NA | QLD Bulli Creek |  |  | FALSE | #N/A | #N/A | #N/A | #N/A | #N/A | #N/A | #N/A | #N/A | #N/A | #N/A
TRUE | QLD | QBLK_QBK2 | Bulli Creek | Energy Queensland | Winter | Non-coincident | 2023 | POE50 | -0.98935 | 21.0694 | QLD Bulli Creek |  |  | FALSE | #N/A | #N/A | #N/A | #N/A | #N/A | #N/A | #N/A | #N/A | #N/A | #N/A
TRUE | QLD | QBLK_QBK2 | Bulli Creek | Energy Queensland | Winter | Non-coincident | 2023 | POE90 | -1.7686 | NA | QLD Bulli Creek |  |  | FALSE | #N/A | #N/A | #N/A | #N/A | #N/A | #N/A | #N/A | #N/A | #N/A | #N/A
TRUE | QLD | QBLK_QBK2 | Bulli Creek | Energy Queensland | Winter | Coincident_unreconciled | 2024 | POE90 | 4.3683 | NA | QLD Bulli Creek |  |  | FALSE | #N/A | #N/A | #N/A | #N/A | #N/A | #N/A | #N/A | #N/A | #N/A | #N/A
TRUE | QLD | QBLK_QBK2 | Bulli Creek | Energy Queensland | Winter | Coincident_unreconciled | 2024 | POE50 | 5.3118 | NA | QLD Bulli Creek |  |  | FALSE | #N/A | #N/A | #N/A | #N/A | #N/A | #N/A | #N/A | #N/A | #N/A | #N/A
TRUE | QLD | QBLK_QBK2 | Bulli Creek | Energy Queensland | Winter | Non-coincident | 2024 | POE50 | -1.1665 | 21.0732 | QLD Bulli Creek |  |  | FALSE | #N/A | #N/A | #N/A | #N/A | #N/A | #N/A | #N/A | #N/A | #N/A | #N/A
TRUE | QLD | QBLK_QBK2 | Bulli Creek | Energy Queensland | Winter | Non-coincident | 2024 | POE90 | -1.9471 | NA | QLD Bulli Creek |  |  | FALSE | #N/A | #N/A | #N/A | #N/A | #N/A | #N/A | #N/A | #N/A | #N/A | #N/A
TRUE | QLD | QBLK_QBK2 | Bulli Creek | Energy Queensland | Winter | Coincident_unreconciled | 2025 | POE90 | 4.2372 | NA | QLD Bulli Creek |  |  | FALSE | #N/A | #N/A | #N/A | #N/A | #N/A | #N/A | #N/A | #N/A | #N/A | #N/A
TRUE | QLD | QBLK_QBK2 | Bulli Creek | Energy Queensland | Winter | Coincident_unreconciled | 2025 | POE50 | 5.1524 | NA | QLD Bulli Creek |  |  | FALSE | #N/A | #N/A | #N/A | #N/A | #N/A | #N/A | #N/A | #N/A | #N/A | #N/A
TRUE | QLD | QBLK_QBK2 | Bulli Creek | Energy Queensland | Winter | Non-coincident | 2025 | POE50 | -1.3639 | 21.0765 | QLD Bulli Creek |  |  | FALSE | #N/A | #N/A | #N/A | #N/A | #N/A | #N/A | #N/A | #N/A | #N/A | #N/A
TRUE | QLD | QBLK_QBK2 | Bulli Creek | Energy Queensland | Winter | Non-coincident | 2025 | POE90 | -2.146 | NA | QLD Bulli Creek |  |  | FALSE | #N/A | #N/A | #N/A | #N/A | #N/A | #N/A | #N/A | #N/A | #N/A | #N/A
TRUE | QLD | QBLK_QBK2 | Bulli Creek | Energy Queensland | Winter | Coincident_unreconciled | 2026 | POE90 | 4.1101 | NA | QLD Bulli Creek |  |  | FALSE | #N/A | #N/A | #N/A | #N/A | #N/A | #N/A | #N/A | #N/A | #N/A | #N/A
TRUE | QLD | QBLK_QBK2 | Bulli Creek | Energy Queensland | Winter | Coincident_unreconciled | 2026 | POE50 | 4.9978 | NA | QLD Bulli Creek |  |  | FALSE | #N/A | #N/A | #N/A | #N/A | #N/A | #N/A | #N/A | #N/A | #N/A | #N/A
TRUE | QLD | QBLK_QBK2 | Bulli Creek | Energy Queensland | Winter | Non-coincident | 2026 | POE50 | -1.9452 | 21.0719 | QLD Bulli Creek |  |  | FALSE | #N/A | #N/A | #N/A | #N/A | #N/A | #N/A | #N/A | #N/A | #N/A | #N/A
TRUE | QLD | QBLK_QBK2 | Bulli Creek | Energy Queensland | Winter | Non-coincident | 2026 | POE90 | -2.7286 | NA | QLD Bulli Creek |  |  | FALSE | #N/A | #N/A | #N/A | #N/A | #N/A | #N/A | #N/A | #N/A | #N/A | #N/A
TRUE | QLD | QBLK_QBK2 | Bulli Creek | Energy Queensland | Winter | Coincident_unreconciled | 2027 | POE90 | 3.9868 | NA | QLD Bulli Creek |  |  | FALSE | #N/A | #N/A | #N/A | #N/A | #N/A | #N/A | #N/A | #N/A | #N/A | #N/A
TRUE | QLD | QBLK_QBK2 | Bulli Creek | Energy Queensland | Winter | Coincident_unreconciled | 2027 | POE50 | 4.8479 | NA | QLD Bulli Creek |  |  | FALSE | #N/A | #N/A | #N/A | #N/A | #N/A | #N/A | #N/A | #N/A | #N/A | #N/A
TRUE | QLD | QBLK_QBK2 | Bulli Creek | Energy Queensland | Winter | Non-coincident | 2027 | POE50 | -2.0515 | 21.0657 | QLD Bulli Creek |  |  | FALSE | #N/A | #N/A | #N/A | #N/A | #N/A | #N/A | #N/A | #N/A | #N/A | #N/A
TRUE | QLD | QBLK_QBK2 | Bulli Creek | Energy Queensland | Winter | Non-coincident | 2027 | POE90 | -2.8356 | NA | QLD Bulli Creek |  |  | FALSE | #N/A | #N/A | #N/A | #N/A | #N/A | #N/A | #N/A | #N/A | #N/A | #N/A
TRUE | QLD | QBLK_QBK2 | Bulli Creek | Energy Queensland | Winter | Coincident_unreconciled | 2028 | POE90 | 3.8672 | NA | QLD Bulli Creek |  |  | FALSE | #N/A | #N/A | #N/A | #N/A | #N/A | #N/A | #N/A | #N/A | #N/A | #N/A
TRUE | QLD | QBLK_QBK2 | Bulli Creek | Energy Queensland | Winter | Coincident_unreconciled | 2028 | POE50 | 4.7025 | NA | QLD Bulli Creek |  |  | FALSE | #N/A | #N/A | #N/A | #N/A | #N/A | #N/A | #N/A | #N/A | #N/A | #N/A
TRUE | QLD | QBLK_QBK2 | Bulli Creek | Energy Queensland | Winter | Non-coincident | 2028 | POE50 | -2.5844 | 21.1301 | QLD Bulli Creek |  |  | FALSE | #N/A | #N/A | #N/A | #N/A | #N/A | #N/A | #N/A | #N/A | #N/A | #N/A
TRUE | QLD | QBLK_QBK2 | Bulli Creek | Energy Queensland | Winter | Non-coincident | 2028 | POE90 | -3.3691 | NA | QLD Bulli Creek |  |  | FALSE | #N/A | #N/A | #N/A | #N/A | #N/A | #N/A | #N/A | #N/A | #N/A | #N/A
TRUE | QLD | QBLK_QBK2 | Bulli Creek | Energy Queensland | Winter | Coincident_unreconciled | 2029 | POE90 | 3.7512 | NA | QLD Bulli Creek |  |  | FALSE | #N/A | #N/A | #N/A | #N/A | #N/A | #N/A | #N/A | #N/A | #N/A | #N/A
TRUE | QLD | QBLK_QBK2 | Bulli Creek | Energy Queensland | Winter | Coincident_unreconciled | 2029 | POE50 | 4.5614 | NA | QLD Bulli Creek |  |  | FALSE | #N/A | #N/A | #N/A | #N/A | #N/A | #N/A | #N/A | #N/A | #N/A | #N/A
TRUE | QLD | QBLK_QBK2 | Bulli Creek | Energy Queensland | Winter | Non-coincident | 2029 | POE50 | -2.6628 | 21.2077 | QLD Bulli Creek |  |  | FALSE | #N/A | #N/A | #N/A | #N/A | #N/A | #N/A | #N/A | #N/A | #N/A | #N/A
TRUE | QLD | QBLK_QBK2 | Bulli Creek | Energy Queensland | Winter | Non-coincident | 2029 | POE90 | -3.4482 | NA | QLD Bulli Creek |  |  | FALSE | #N/A | #N/A | #N/A | #N/A | #N/A | #N/A | #N/A | #N/A | #N/A | #N/A
TRUE | QLD | QBLK_QBK2 | Bulli Creek | Energy Queensland | Shoulder | Non-coincident | 2019 | BASEYEARPOE10 | NA | 19.2918 | QLD Bulli Creek |  |  | FALSE | #N/A | #N/A | #N/A | #N/A | #N/A | #N/A | #N/A | #N/A | #N/A | #N/A
TRUE | QLD | QBLK_QBK2 | Bulli Creek | Energy Queensland | Shoulder | Coincident | 2021 | POE50 | NA | 14.957 | QLD Bulli Creek |  |  | FALSE | #N/A | #N/A | #N/A | #N/A | #N/A | #N/A | #N/A | #N/A | #N/A | #N/A
TRUE | QLD | QBLK_QBK2 | Bulli Creek | Energy Queensland | Shoulder | Coincident | 2021 | POE10 | NA | 14.9806 | QLD Bulli Creek |  |  | FALSE | #N/A | #N/A | #N/A | #N/A | #N/A | #N/A | #N/A | #N/A | #N/A | #N/A
TRUE | QLD | QBLK_QBK2 | Bulli Creek | Energy Queensland | Shoulder | Non-coincident | 2021 | POE10 | NA | 18.8373 | QLD Bulli Creek |  |  | FALSE | #N/A | #N/A | #N/A | #N/A | #N/A | #N/A | #N/A | #N/A | #N/A | #N/A
TRUE | QLD | QBLK_QBK2 | Bulli Creek | Energy Queensland | Shoulder | Coincident | 2022 | POE50 | NA | 15.1214 | QLD Bulli Creek |  |  | FALSE | #N/A | #N/A | #N/A | #N/A | #N/A | #N/A | #N/A | #N/A | #N/A | #N/A
TRUE | QLD | QBLK_QBK2 | Bulli Creek | Energy Queensland | Shoulder | Coincident | 2022 | POE10 | NA | 15.4038 | QLD Bulli Creek |  |  | FALSE | #N/A | #N/A | #N/A | #N/A | #N/A | #N/A | #N/A | #N/A | #N/A | #N/A
TRUE | QLD | QBLK_QBK2 | Bulli Creek | Energy Queensland | Shoulder | Non-coincident | 2022 | POE10 | NA | 18.8537 | QLD Bulli Creek |  |  | FALSE | #N/A | #N/A | #N/A | #N/A | #N/A | #N/A | #N/A | #N/A | #N/A | #N/A
TRUE | QLD | QBLK_QBK2 | Bulli Creek | Energy Queensland | Shoulder | Coincident | 2023 | POE50 | NA | 15.2318 | QLD Bulli Creek |  |  | FALSE | #N/A | #N/A | #N/A | #N/A | #N/A | #N/A | #N/A | #N/A | #N/A | #N/A
TRUE | QLD | QBLK_QBK2 | Bulli Creek | Energy Queensland | Shoulder | Coincident | 2023 | POE10 | NA | 15.4429 | QLD Bulli Creek |  |  | FALSE | #N/A | #N/A | #N/A | #N/A | #N/A | #N/A | #N/A | #N/A | #N/A | #N/A
TRUE | QLD | QBLK_QBK2 | Bulli Creek | Energy Queensland | Shoulder | Non-coincident | 2023 | POE10 | NA | 18.8693 | QLD Bulli Creek |  |  | FALSE | #N/A | #N/A | #N/A | #N/A | #N/A | #N/A | #N/A | #N/A | #N/A | #N/A
TRUE | QLD | QBLK_QBK2 | Bulli Creek | Energy Queensland | Shoulder | Coincident | 2024 | POE50 | NA | 15.5031 | QLD Bulli Creek |  |  | FALSE | #N/A | #N/A | #N/A | #N/A | #N/A | #N/A | #N/A | #N/A | #N/A | #N/A
TRUE | QLD | QBLK_QBK2 | Bulli Creek | Energy Queensland | Shoulder | Coincident | 2024 | POE10 | NA | 15.5156 | QLD Bulli Creek |  |  | FALSE | #N/A | #N/A | #N/A | #N/A | #N/A | #N/A | #N/A | #N/A | #N/A | #N/A
TRUE | QLD | QBLK_QBK2 | Bulli Creek | Energy Queensland | Shoulder | Non-coincident | 2024 | POE10 | NA | 18.8763 | QLD Bulli Creek |  |  | FALSE | #N/A | #N/A | #N/A | #N/A | #N/A | #N/A | #N/A | #N/A | #N/A | #N/A
TRUE | QLD | QBLK_QBK2 | Bulli Creek | Energy Queensland | Shoulder | Coincident | 2025 | POE50 | NA | 15.4228 | QLD Bulli Creek |  |  | FALSE | #N/A | #N/A | #N/A | #N/A | #N/A | #N/A | #N/A | #N/A | #N/A | #N/A
TRUE | QLD | QBLK_QBK2 | Bulli Creek | Energy Queensland | Shoulder | Coincident | 2025 | POE10 | NA | 15.5501 | QLD Bulli Creek |  |  | FALSE | #N/A | #N/A | #N/A | #N/A | #N/A | #N/A | #N/A | #N/A | #N/A | #N/A
TRUE | QLD | QBLK_QBK2 | Bulli Creek | Energy Queensland | Shoulder | Non-coincident | 2025 | POE10 | NA | 18.8737 | QLD Bulli Creek |  |  | FALSE | #N/A | #N/A | #N/A | #N/A | #N/A | #N/A | #N/A | #N/A | #N/A | #N/A
TRUE | QLD | QBLK_QBK2 | Bulli Creek | Energy Queensland | Shoulder | Coincident | 2026 | POE50 | NA | 15.4052 | QLD Bulli Creek |  |  | FALSE | #N/A | #N/A | #N/A | #N/A | #N/A | #N/A | #N/A | #N/A | #N/A | #N/A
TRUE | QLD | QBLK_QBK2 | Bulli Creek | Energy Queensland | Shoulder | Coincident | 2026 | POE10 | NA | 15.4495 | QLD Bulli Creek |  |  | FALSE | #N/A | #N/A | #N/A | #N/A | #N/A | #N/A | #N/A | #N/A | #N/A | #N/A
TRUE | QLD | QBLK_QBK2 | Bulli Creek | Energy Queensland | Shoulder | Non-coincident | 2026 | POE10 | NA | 18.8642 | QLD Bulli Creek |  |  | FALSE | #N/A | #N/A | #N/A | #N/A | #N/A | #N/A | #N/A | #N/A | #N/A | #N/A
TRUE | QLD | QBLK_QBK2 | Bulli Creek | Energy Queensland | Shoulder | Coincident | 2027 | POE50 | NA | 15.2918 | QLD Bulli Creek |  |  | FALSE | #N/A | #N/A | #N/A | #N/A | #N/A | #N/A | #N/A | #N/A | #N/A | #N/A
TRUE | QLD | QBLK_QBK2 | Bulli Creek | Energy Queensland | Shoulder | Coincident | 2027 | POE10 | NA | 15.353 | QLD Bulli Creek |  |  | FALSE | #N/A | #N/A | #N/A | #N/A | #N/A | #N/A | #N/A | #N/A | #N/A | #N/A
TRUE | QLD | QBLK_QBK2 | Bulli Creek | Energy Queensland | Shoulder | Non-coincident | 2027 | POE10 | NA | 18.8406 | QLD Bulli Creek |  |  | FALSE | #N/A | #N/A | #N/A | #N/A | #N/A | #N/A | #N/A | #N/A | #N/A | #N/A
TRUE | QLD | QBLK_QBK2 | Bulli Creek | Energy Queensland | Shoulder | Coincident | 2028 | POE50 | NA | 15.2515 | QLD Bulli Creek |  |  | FALSE | #N/A | #N/A | #N/A | #N/A | #N/A | #N/A | #N/A | #N/A | #N/A | #N/A
TRUE | QLD | QBLK_QBK2 | Bulli Creek | Energy Queensland | Shoulder | Coincident | 2028 | POE10 | NA | 15.277 | QLD Bulli Creek |  |  | FALSE | #N/A | #N/A | #N/A | #N/A | #N/A | #N/A | #N/A | #N/A | #N/A | #N/A
TRUE | QLD | QBLK_QBK2 | Bulli Creek | Energy Queensland | Shoulder | Non-coincident | 2028 | POE10 | NA | 18.8249 | QLD Bulli Creek |  |  | FALSE | #N/A | #N/A | #N/A | #N/A | #N/A | #N/A | #N/A | #N/A | #N/A | #N/A
TRUE | QLD | QBLK_QBK2 | Bulli Creek | Energy Queensland | Shoulder | Coincident | 2029 | POE50 | NA | 15.3073 | QLD Bulli Creek |  |  | FALSE | #N/A | #N/A | #N/A | #N/A | #N/A | #N/A | #N/A | #N/A | #N/A | #N/A
TRUE | QLD | QBLK_QBK2 | Bulli Creek | Energy Queensland | Shoulder | Coincident | 2029 | POE10 | NA | 15.4245 | QLD Bulli Creek |  |  | FALSE | #N/A | #N/A | #N/A | #N/A | #N/A | #N/A | #N/A | #N/A | #N/A | #N/A
TRUE | QLD | QBLK_QBK2 | Bulli Creek | Energy Queensland | Shoulder | Non-coincident | 2029 | POE10 | NA | 18.8252 | QLD Bulli Creek |  |  | FALSE | #N/A | #N/A | #N/A | #N/A | #N/A | #N/A | #N/A | #N/A | #N/A | #N/A
TRUE | QLD | QBLK_QBK2 | Bulli Creek | Energy Queensland | Shoulder | Coincident | 2030 | POE50 | NA | 15.3266 | QLD Bulli Creek |  |  | FALSE | #N/A | #N/A | #N/A | #N/A | #N/A | #N/A | #N/A | #N/A | #N/A | #N/A
TRUE | QLD | QBLK_QBK2 | Bulli Creek | Energy Queensland | Shoulder | Coincident | 2030 | POE10 | NA | 15.4288 | QLD Bulli Creek |  |  | FALSE | #N/A | #N/A | #N/A | #N/A | #N/A | #N/A | #N/A | #N/A | #N/A | #N/A
TRUE | QLD | QBLK_QBK2 | Bulli Creek | Energy Queensland | Shoulder | Non-coincident | 2030 | POE10 | NA | 18.8256 | QLD Bulli Creek |  |  | FALSE | #N/A | #N/A | #N/A | #N/A | #N/A | #N/A | #N/A | #N/A | #N/A | #N/A
TRUE | QLD | QBLK_QBK2 | Bulli Creek | Energy Queensland | Summer | Non-coincident | 2019 | BASEYEARPOE10 | NA | 22.3316 | QLD Bulli Creek |  |  | FALSE | #N/A | #N/A | #N/A | #N/A | #N/A | #N/A | #N/A | #N/A | #N/A | #N/A
TRUE | QLD | QBLK_QBK2 | Bulli Creek | Energy Queensland | Summer | Coincident | 2021 | POE10 | NA | 18.6055 | QLD Bulli Creek |  |  | FALSE | #N/A | #N/A | #N/A | #N/A | #N/A | #N/A | #N/A | #N/A | #N/A | #N/A
TRUE | QLD | QBLK_QBK2 | Bulli Creek | Energy Queensland | Summer | Coincident | 2021 | POE50 | NA | 18.1062 | QLD Bulli Creek |  |  | FALSE | #N/A | #N/A | #N/A | #N/A | #N/A | #N/A | #N/A | #N/A | #N/A | #N/A
TRUE | QLD | QBLK_QBK2 | Bulli Creek | Energy Queensland | Summer | Non-coincident | 2021 | POE10 | NA | 22.724 | QLD Bulli Creek |  |  | FALSE | #N/A | #N/A | #N/A | #N/A | #N/A | #N/A | #N/A | #N/A | #N/A | #N/A
TRUE | QLD | QBLK_QBK2 | Bulli Creek | Energy Queensland | Summer | Coincident | 2022 | POE10 | NA | 18.964 | QLD Bulli Creek |  |  | FALSE | #N/A | #N/A | #N/A | #N/A | #N/A | #N/A | #N/A | #N/A | #N/A | #N/A
TRUE | QLD | QBLK_QBK2 | Bulli Creek | Energy Queensland | Summer | Coincident | 2022 | POE50 | NA | 18.4256 | QLD Bulli Creek |  |  | FALSE | #N/A | #N/A | #N/A | #N/A | #N/A | #N/A | #N/A | #N/A | #N/A | #N/A
TRUE | QLD | QBLK_QBK2 | Bulli Creek | Energy Queensland | Summer | Non-coincident | 2022 | POE10 | NA | 22.7487 | QLD Bulli Creek |  |  | FALSE | #N/A | #N/A | #N/A | #N/A | #N/A | #N/A | #N/A | #N/A | #N/A | #N/A
TRUE | QLD | QBLK_QBK2 | Bulli Creek | Energy Queensland | Summer | Coincident | 2023 | POE10 | NA | 19.082 | QLD Bulli Creek |  |  | FALSE | #N/A | #N/A | #N/A | #N/A | #N/A | #N/A | #N/A | #N/A | #N/A | #N/A
TRUE | QLD | QBLK_QBK2 | Bulli Creek | Energy Queensland | Summer | Coincident | 2023 | POE50 | NA | 18.4981 | QLD Bulli Creek |  |  | FALSE | #N/A | #N/A | #N/A | #N/A | #N/A | #N/A | #N/A | #N/A | #N/A | #N/A
TRUE | QLD | QBLK_QBK2 | Bulli Creek | Energy Queensland | Summer | Non-coincident | 2023 | POE10 | NA | 22.7649 | QLD Bulli Creek |  |  | FALSE | #N/A | #N/A | #N/A | #N/A | #N/A | #N/A | #N/A | #N/A | #N/A | #N/A
TRUE | QLD | QBLK_QBK2 | Bulli Creek | Energy Queensland | Summer | Coincident | 2024 | POE10 | NA | 19.3279 | QLD Bulli Creek |  |  | FALSE | #N/A | #N/A | #N/A | #N/A | #N/A | #N/A | #N/A | #N/A | #N/A | #N/A
TRUE | QLD | QBLK_QBK2 | Bulli Creek | Energy Queensland | Summer | Coincident | 2024 | POE50 | NA | 18.7543 | QLD Bulli Creek |  |  | FALSE | #N/A | #N/A | #N/A | #N/A | #N/A | #N/A | #N/A | #N/A | #N/A | #N/A
TRUE | QLD | QBLK_QBK2 | Bulli Creek | Energy Queensland | Summer | Non-coincident | 2024 | POE10 | NA | 22.7961 | QLD Bulli Creek |  |  | FALSE | #N/A | #N/A | #N/A | #N/A | #N/A | #N/A | #N/A | #N/A | #N/A | #N/A
TRUE | QLD | QBLK_QBK2 | Bulli Creek | Energy Queensland | Summer | Coincident | 2025 | POE10 | NA | 19.2658 | QLD Bulli Creek |  |  | FALSE | #N/A | #N/A | #N/A | #N/A | #N/A | #N/A | #N/A | #N/A | #N/A | #N/A
TRUE | QLD | QBLK_QBK2 | Bulli Creek | Energy Queensland | Summer | Coincident | 2025 | POE50 | NA | 18.7903 | QLD Bulli Creek |  |  | FALSE | #N/A | #N/A | #N/A | #N/A | #N/A | #N/A | #N/A | #N/A | #N/A | #N/A
TRUE | QLD | QBLK_QBK2 | Bulli Creek | Energy Queensland | Summer | Non-coincident | 2025 | POE10 | NA | 22.8297 | QLD Bulli Creek |  |  | FALSE | #N/A | #N/A | #N/A | #N/A | #N/A | #N/A | #N/A | #N/A | #N/A | #N/A
TRUE | QLD | QBLK_QBK2 | Bulli Creek | Energy Queensland | Summer | Coincident | 2026 | POE10 | NA | 19.3744 | QLD Bulli Creek |  |  | FALSE | #N/A | #N/A | #N/A | #N/A | #N/A | #N/A | #N/A | #N/A | #N/A | #N/A
TRUE | QLD | QBLK_QBK2 | Bulli Creek | Energy Queensland | Summer | Coincident | 2026 | POE50 | NA | 18.8333 | QLD Bulli Creek |  |  | FALSE | #N/A | #N/A | #N/A | #N/A | #N/A | #N/A | #N/A | #N/A | #N/A | #N/A
TRUE | QLD | QBLK_QBK2 | Bulli Creek | Energy Queensland | Summer | Non-coincident | 2026 | POE10 | NA | 22.8626 | QLD Bulli Creek |  |  | FALSE | #N/A | #N/A | #N/A | #N/A | #N/A | #N/A | #N/A | #N/A | #N/A | #N/A
TRUE | QLD | QBLK_QBK2 | Bulli Creek | Energy Queensland | Summer | Coincident | 2027 | POE10 | NA | 19.246 | QLD Bulli Creek |  |  | FALSE | #N/A | #N/A | #N/A | #N/A | #N/A | #N/A | #N/A | #N/A | #N/A | #N/A
TRUE | QLD | QBLK_QBK2 | Bulli Creek | Energy Queensland | Summer | Coincident | 2027 | POE50 | NA | 18.7733 | QLD Bulli Creek |  |  | FALSE | #N/A | #N/A | #N/A | #N/A | #N/A | #N/A | #N/A | #N/A | #N/A | #N/A
TRUE | QLD | QBLK_QBK2 | Bulli Creek | Energy Queensland | Summer | Non-coincident | 2027 | POE10 | NA | 22.8922 | QLD Bulli Creek |  |  | FALSE | #N/A | #N/A | #N/A | #N/A | #N/A | #N/A | #N/A | #N/A | #N/A | #N/A
TRUE | QLD | QBLK_QBK2 | Bulli Creek | Energy Queensland | Summer | Coincident | 2028 | POE10 | NA | 19.2974 | QLD Bulli Creek |  |  | FALSE | #N/A | #N/A | #N/A | #N/A | #N/A | #N/A | #N/A | #N/A | #N/A | #N/A
TRUE | QLD | QBLK_QBK2 | Bulli Creek | Energy Queensland | Summer | Coincident | 2028 | POE50 | NA | 18.8159 | QLD Bulli Creek |  |  | FALSE | #N/A | #N/A | #N/A | #N/A | #N/A | #N/A | #N/A | #N/A | #N/A | #N/A
TRUE | QLD | QBLK_QBK2 | Bulli Creek | Energy Queensland | Summer | Non-coincident | 2028 | POE10 | NA | 22.9473 | QLD Bulli Creek |  |  | FALSE | #N/A | #N/A | #N/A | #N/A | #N/A | #N/A | #N/A | #N/A | #N/A | #N/A
TRUE | QLD | QBLK_QBK2 | Bulli Creek | Energy Queensland | Summer | Coincident | 2029 | POE10 | NA | 19.3229 | QLD Bulli Creek |  |  | FALSE | #N/A | #N/A | #N/A | #N/A | #N/A | #N/A | #N/A | #N/A | #N/A | #N/A
TRUE | QLD | QBLK_QBK2 | Bulli Creek | Energy Queensland | Summer | Coincident | 2029 | POE50 | NA | 18.9266 | QLD Bulli Creek |  |  | FALSE | #N/A | #N/A | #N/A | #N/A | #N/A | #N/A | #N/A | #N/A | #N/A | #N/A
TRUE | QLD | QBLK_QBK2 | Bulli Creek | Energy Queensland | Summer | Non-coincident | 2029 | POE10 | NA | 23.0488 | QLD Bulli Creek |  |  | FALSE | #N/A | #N/A | #N/A | #N/A | #N/A | #N/A | #N/A | #N/A | #N/A | #N/A
TRUE | QLD | QBLK_QBK2 | Bulli Creek | Energy Queensland | Summer | Coincident | 2030 | POE10 | NA | 19.44 | QLD Bulli Creek |  |  | FALSE | #N/A | #N/A | #N/A | #N/A | #N/A | #N/A | #N/A | #N/A | #N/A | #N/A
TRUE | QLD | QBLK_QBK2 | Bulli Creek | Energy Queensland | Summer | Coincident | 2030 | POE50 | NA | 18.9469 | QLD Bulli Creek |  |  | FALSE | #N/A | #N/A | #N/A | #N/A | #N/A | #N/A | #N/A | #N/A | #N/A | #N/A
TRUE | QLD | QBLK_QBK2 | Bulli Creek | Energy Queensland | Summer | Non-coincident | 2030 | POE10 | NA | 23.1737 | QLD Bulli Creek |  |  | FALSE | #N/A | #N/A | #N/A | #N/A | #N/A | #N/A | #N/A | #N/A | #N/A | #N/A
TRUE | QLD | QBLK_QBK2 | Bulli Creek | Energy Queensland | Winter | Non-coincident | 2019 | BASEYEARPOE10 | NA | 21.8475 | QLD Bulli Creek |  |  | FALSE | #N/A | #N/A | #N/A | #N/A | #N/A | #N/A | #N/A | #N/A | #N/A | #N/A
TRUE | QLD | QBLK_QBK2 | Bulli Creek | Energy Queensland | Winter | Coincident | 2020 | POE10 | NA | 21.4438 | QLD Bulli Creek |  |  | FALSE | #N/A | #N/A | #N/A | #N/A | #N/A | #N/A | #N/A | #N/A | #N/A | #N/A
TRUE | QLD | QBLK_QBK2 | Bulli Creek | Energy Queensland | Winter | Coincident | 2020 | POE50 | NA | 20.3148 | QLD Bulli Creek |  |  | FALSE | #N/A | #N/A | #N/A | #N/A | #N/A | #N/A | #N/A | #N/A | #N/A | #N/A
TRUE | QLD | QBLK_QBK2 | Bulli Creek | Energy Queensland | Winter | Non-coincident | 2020 | POE10 | NA | 22.0174 | QLD Bulli Creek |  |  | FALSE | #N/A | #N/A | #N/A | #N/A | #N/A | #N/A | #N/A | #N/A | #N/A | #N/A
TRUE | QLD | QBLK_QBK2 | Bulli Creek | Energy Queensland | Winter | Coincident | 2021 | POE10 | NA | 21.2946 | QLD Bulli Creek |  |  | FALSE | #N/A | #N/A | #N/A | #N/A | #N/A | #N/A | #N/A | #N/A | #N/A | #N/A
TRUE | QLD | QBLK_QBK2 | Bulli Creek | Energy Queensland | Winter | Coincident | 2021 | POE50 | NA | 20.1673 | QLD Bulli Creek |  |  | FALSE | #N/A | #N/A | #N/A | #N/A | #N/A | #N/A | #N/A | #N/A | #N/A | #N/A
TRUE | QLD | QBLK_QBK2 | Bulli Creek | Energy Queensland | Winter | Non-coincident | 2021 | POE10 | NA | 22.0524 | QLD Bulli Creek |  |  | FALSE | #N/A | #N/A | #N/A | #N/A | #N/A | #N/A | #N/A | #N/A | #N/A | #N/A
TRUE | QLD | QBLK_QBK2 | Bulli Creek | Energy Queensland | Winter | Coincident | 2022 | POE10 | NA | 21.7819 | QLD Bulli Creek |  |  | FALSE | #N/A | #N/A | #N/A | #N/A | #N/A | #N/A | #N/A | #N/A | #N/A | #N/A
TRUE | QLD | QBLK_QBK2 | Bulli Creek | Energy Queensland | Winter | Coincident | 2022 | POE50 | NA | 20.6315 | QLD Bulli Creek |  |  | FALSE | #N/A | #N/A | #N/A | #N/A | #N/A | #N/A | #N/A | #N/A | #N/A | #N/A
TRUE | QLD | QBLK_QBK2 | Bulli Creek | Energy Queensland | Winter | Non-coincident | 2022 | POE10 | NA | 22.0701 | QLD Bulli Creek |  |  | FALSE | #N/A | #N/A | #N/A | #N/A | #N/A | #N/A | #N/A | #N/A | #N/A | #N/A
TRUE | QLD | QBLK_QBK2 | Bulli Creek | Energy Queensland | Winter | Coincident | 2023 | POE10 | NA | 22.0034 | QLD Bulli Creek |  |  | FALSE | #N/A | #N/A | #N/A | #N/A | #N/A | #N/A | #N/A | #N/A | #N/A | #N/A
TRUE | QLD | QBLK_QBK2 | Bulli Creek | Energy Queensland | Winter | Coincident | 2023 | POE50 | NA | 20.821 | QLD Bulli Creek |  |  | FALSE | #N/A | #N/A | #N/A | #N/A | #N/A | #N/A | #N/A | #N/A | #N/A | #N/A
TRUE | QLD | QBLK_QBK2 | Bulli Creek | Energy Queensland | Winter | Non-coincident | 2023 | POE10 | NA | 22.0924 | QLD Bulli Creek |  |  | FALSE | #N/A | #N/A | #N/A | #N/A | #N/A | #N/A | #N/A | #N/A | #N/A | #N/A
TRUE | QLD | QBLK_QBK2 | Bulli Creek | Energy Queensland | Winter | Coincident | 2024 | POE10 | NA | 22.337 | QLD Bulli Creek |  |  | FALSE | #N/A | #N/A | #N/A | #N/A | #N/A | #N/A | #N/A | #N/A | #N/A | #N/A
TRUE | QLD | QBLK_QBK2 | Bulli Creek | Energy Queensland | Winter | Coincident | 2024 | POE50 | NA | 21.0541 | QLD Bulli Creek |  |  | FALSE | #N/A | #N/A | #N/A | #N/A | #N/A | #N/A | #N/A | #N/A | #N/A | #N/A
TRUE | QLD | QBLK_QBK2 | Bulli Creek | Energy Queensland | Winter | Non-coincident | 2024 | POE10 | NA | 22.337 | QLD Bulli Creek |  |  | FALSE | #N/A | #N/A | #N/A | #N/A | #N/A | #N/A | #N/A | #N/A | #N/A | #N/A
TRUE | QLD | QBLK_QBK2 | Bulli Creek | Energy Queensland | Winter | Coincident | 2025 | POE10 | NA | 22.2727 | QLD Bulli Creek |  |  | FALSE | #N/A | #N/A | #N/A | #N/A | #N/A | #N/A | #N/A | #N/A | #N/A | #N/A
TRUE | QLD | QBLK_QBK2 | Bulli Creek | Energy Queensland | Winter | Coincident | 2025 | POE50 | NA | 21.0374 | QLD Bulli Creek |  |  | FALSE | #N/A | #N/A | #N/A | #N/A | #N/A | #N/A | #N/A | #N/A | #N/A | #N/A
TRUE | QLD | QBLK_QBK2 | Bulli Creek | Energy Queensland | Winter | Non-coincident | 2025 | POE10 | NA | 22.2727 | QLD Bulli Creek |  |  | FALSE | #N/A | #N/A | #N/A | #N/A | #N/A | #N/A | #N/A | #N/A | #N/A | #N/A
TRUE | QLD | QBLK_QBK2 | Bulli Creek | Energy Queensland | Winter | Coincident | 2026 | POE10 | NA | 22.2549 | QLD Bulli Creek |  |  | FALSE | #N/A | #N/A | #N/A | #N/A | #N/A | #N/A | #N/A | #N/A | #N/A | #N/A
TRUE | QLD | QBLK_QBK2 | Bulli Creek | Energy Queensland | Winter | Coincident | 2026 | POE50 | NA | 21.0588 | QLD Bulli Creek |  |  | FALSE | #N/A | #N/A | #N/A | #N/A | #N/A | #N/A | #N/A | #N/A | #N/A | #N/A
TRUE | QLD | QBLK_QBK2 | Bulli Creek | Energy Queensland | Winter | Non-coincident | 2026 | POE10 | NA | 22.2549 | QLD Bulli Creek |  |  | FALSE | #N/A | #N/A | #N/A | #N/A | #N/A | #N/A | #N/A | #N/A | #N/A | #N/A
TRUE | QLD | QBLK_QBK2 | Bulli Creek | Energy Queensland | Winter | Coincident | 2027 | POE10 | NA | 22.2284 | QLD Bulli Creek |  |  | FALSE | #N/A | #N/A | #N/A | #N/A | #N/A | #N/A | #N/A | #N/A | #N/A | #N/A
TRUE | QLD | QBLK_QBK2 | Bulli Creek | Energy Queensland | Winter | Coincident | 2027 | POE50 | NA | 21.0349 | QLD Bulli Creek |  |  | FALSE | #N/A | #N/A | #N/A | #N/A | #N/A | #N/A | #N/A | #N/A | #N/A | #N/A
TRUE | QLD | QBLK_QBK2 | Bulli Creek | Energy Queensland | Winter | Non-coincident | 2027 | POE10 | NA | 22.2284 | QLD Bulli Creek |  |  | FALSE | #N/A | #N/A | #N/A | #N/A | #N/A | #N/A | #N/A | #N/A | #N/A | #N/A
TRUE | QLD | QBLK_QBK2 | Bulli Creek | Energy Queensland | Winter | Coincident | 2028 | POE10 | NA | 22.5018 | QLD Bulli Creek |  |  | FALSE | #N/A | #N/A | #N/A | #N/A | #N/A | #N/A | #N/A | #N/A | #N/A | #N/A
TRUE | QLD | QBLK_QBK2 | Bulli Creek | Energy Queensland | Winter | Coincident | 2028 | POE50 | NA | 21.1301 | QLD Bulli Creek |  |  | FALSE | #N/A | #N/A | #N/A | #N/A | #N/A | #N/A | #N/A | #N/A | #N/A | #N/A
TRUE | QLD | QBLK_QBK2 | Bulli Creek | Energy Queensland | Winter | Non-coincident | 2028 | POE10 | NA | 22.5018 | QLD Bulli Creek |  |  | FALSE | #N/A | #N/A | #N/A | #N/A | #N/A | #N/A | #N/A | #N/A | #N/A | #N/A
TRUE | QLD | QBLK_QBK2 | Bulli Creek | Energy Queensland | Winter | Coincident | 2029 | POE10 | NA | 22.4639 | QLD Bulli Creek |  |  | FALSE | #N/A | #N/A | #N/A | #N/A | #N/A | #N/A | #N/A | #N/A | #N/A | #N/A
TRUE | QLD | QBLK_QBK2 | Bulli Creek | Energy Queensland | Winter | Coincident | 2029 | POE50 | NA | 21.2074 | QLD Bulli Creek |  |  | FALSE | #N/A | #N/A | #N/A | #N/A | #N/A | #N/A | #N/A | #N/A | #N/A | #N/A
TRUE | QLD | QBLK_QBK2 | Bulli Creek | Energy Queensland | Winter | Non-coincident | 2029 | POE10 | NA | 22.4639 | QLD Bulli Creek |  |  | FALSE | #N/A | #N/A | #N/A | #N/A | #N/A | #N/A | #N/A | #N/A | #N/A | #N/A
TRUE | QLD | QBMH | Belmont Wecker Road 110 | Energy Queensland | Shoulder | Coincident | 2017 | ACTUAL_OPG | 142.8172 | 287.9801 | QLD Belmont Wecker Road 110 |  |  | FALSE | #N/A | #N/A | #N/A | #N/A | #N/A | #N/A | #N/A | #N/A | #N/A | #N/A
TRUE | QLD | QBMH | Belmont Wecker Road 110 | Energy Queensland | Shoulder | Coincident | 2017 | ACTUAL_RAW | 142.8172 | 287.9801 | QLD Belmont Wecker Road 110 |  |  | FALSE | #N/A | #N/A | #N/A | #N/A | #N/A | #N/A | #N/A | #N/A | #N/A | #N/A
TRUE | QLD | QBMH | Belmont Wecker Road 110 | Energy Queensland | Shoulder | Non-coincident | 2017 | ACTUAL_RAW | 135.456 | 350.3835 | QLD Belmont Wecker Road 110 |  |  | FALSE | #N/A | #N/A | #N/A | #N/A | #N/A | #N/A | #N/A | #N/A | #N/A | #N/A
TRUE | QLD | QBMH | Belmont Wecker Road 110 | Energy Queensland | Shoulder | Non-coincident | 2017 | ACTUAL_OPG | 135.456 | 350.3835 | QLD Belmont Wecker Road 110 |  |  | FALSE | #N/A | #N/A | #N/A | #N/A | #N/A | #N/A | #N/A | #N/A | #N/A | #N/A
TRUE | QLD | QBMH | Belmont Wecker Road 110 | Energy Queensland | Shoulder | Non-coincident | 2017 | ACTUAL_ADJUSTEDOPG | 135.456 | 350.3835 | QLD Belmont Wecker Road 110 |  |  | FALSE | #N/A | #N/A | #N/A | #N/A | #N/A | #N/A | #N/A | #N/A | #N/A | #N/A
TRUE | QLD | QBMH | Belmont Wecker Road 110 | Energy Queensland | Shoulder | Coincident | 2018 | ACTUAL_OPG | 140.7253 | 291.5781 | QLD Belmont Wecker Road 110 |  |  | FALSE | #N/A | #N/A | #N/A | #N/A | #N/A | #N/A | #N/A | #N/A | #N/A | #N/A
TRUE | QLD | QBMH | Belmont Wecker Road 110 | Energy Queensland | Shoulder | Coincident | 2018 | ACTUAL_RAW | 140.7253 | 291.5781 | QLD Belmont Wecker Road 110 |  |  | FALSE | #N/A | #N/A | #N/A | #N/A | #N/A | #N/A | #N/A | #N/A | #N/A | #N/A
TRUE | QLD | QBMH | Belmont Wecker Road 110 | Energy Queensland | Shoulder | Non-coincident | 2018 | ACTUAL_RAW | 124.5085 | 338.5668 | QLD Belmont Wecker Road 110 |  |  | FALSE | #N/A | #N/A | #N/A | #N/A | #N/A | #N/A | #N/A | #N/A | #N/A | #N/A
TRUE | QLD | QBMH | Belmont Wecker Road 110 | Energy Queensland | Shoulder | Non-coincident | 2018 | ACTUAL_OPG | 124.5085 | 338.5668 | QLD Belmont Wecker Road 110 |  |  | FALSE | #N/A | #N/A | #N/A | #N/A | #N/A | #N/A | #N/A | #N/A | #N/A | #N/A
TRUE | QLD | QBMH | Belmont Wecker Road 110 | Energy Queensland | Shoulder | Non-coincident | 2018 | ACTUAL_ADJUSTEDOPG | 124.5085 | 338.5668 | QLD Belmont Wecker Road 110 |  |  | FALSE | #N/A | #N/A | #N/A | #N/A | #N/A | #N/A | #N/A | #N/A | #N/A | #N/A
TRUE | QLD | QBMH | Belmont Wecker Road 110 | Energy Queensland | Shoulder | Coincident | 2019 | ACTUAL_OPG | 147.8493 | 281.8726 | QLD Belmont Wecker Road 110 |  |  | FALSE | #N/A | #N/A | #N/A | #N/A | #N/A | #N/A | #N/A | #N/A | #N/A | #N/A
TRUE | QLD | QBMH | Belmont Wecker Road 110 | Energy Queensland | Shoulder | Coincident | 2019 | ACTUAL_RAW | 147.8493 | 281.8726 | QLD Belmont Wecker Road 110 |  |  | FALSE | #N/A | #N/A | #N/A | #N/A | #N/A | #N/A | #N/A | #N/A | #N/A | #N/A
TRUE | QLD | QBMH | Belmont Wecker Road 110 | Energy Queensland | Shoulder | Non-coincident | 2019 | ACTUAL_RAW | 122.7288 | 361.3531 | QLD Belmont Wecker Road 110 |  |  | FALSE | #N/A | #N/A | #N/A | #N/A | #N/A | #N/A | #N/A | #N/A | #N/A | #N/A
TRUE | QLD | QBMH | Belmont Wecker Road 110 | Energy Queensland | Shoulder | Non-coincident | 2019 | ACTUAL_OPG | 122.7288 | 361.3531 | QLD Belmont Wecker Road 110 |  |  | FALSE | #N/A | #N/A | #N/A | #N/A | #N/A | #N/A | #N/A | #N/A | #N/A | #N/A
TRUE | QLD | QBMH | Belmont Wecker Road 110 | Energy Queensland | Shoulder | Non-coincident | 2019 | ACTUAL_ADJUSTEDOPG | 122.7288 | 361.3531 | QLD Belmont Wecker Road 110 |  |  | FALSE | #N/A | #N/A | #N/A | #N/A | #N/A | #N/A | #N/A | #N/A | #N/A | #N/A
TRUE | QLD | QBMH | Belmont Wecker Road 110 | Energy Queensland | Shoulder | Non-coincident | 2019 | BASEYEARPOE90 | 100.3887 | NA | QLD Belmont Wecker Road 110 |  |  | FALSE | #N/A | #N/A | #N/A | #N/A | #N/A | #N/A | #N/A | #N/A | #N/A | #N/A
TRUE | QLD | QBMH | Belmont Wecker Road 110 | Energy Queensland | Shoulder | Non-coincident | 2019 | BASEYEARPOE50 | 115.0622 | 299.1507 | QLD Belmont Wecker Road 110 |  |  | FALSE | #N/A | #N/A | #N/A | #N/A | #N/A | #N/A | #N/A | #N/A | #N/A | #N/A
TRUE | QLD | QBMH | Belmont Wecker Road 110 | Energy Queensland | Shoulder | Coincident | 2020 | ACTUAL_OPG | 152.9653 | 219.2658 | QLD Belmont Wecker Road 110 |  |  | FALSE | #N/A | #N/A | #N/A | #N/A | #N/A | #N/A | #N/A | #N/A | #N/A | #N/A
TRUE | QLD | QBMH | Belmont Wecker Road 110 | Energy Queensland | Shoulder | Coincident | 2020 | ACTUAL_RAW | 152.9653 | 219.2658 | QLD Belmont Wecker Road 110 |  |  | FALSE | #N/A | #N/A | #N/A | #N/A | #N/A | #N/A | #N/A | #N/A | #N/A | #N/A
TRUE | QLD | QBMH | Belmont Wecker Road 110 | Energy Queensland | Shoulder | Non-coincident | 2020 | ACTUAL_RAW | 109.3962 | 337.1841 | QLD Belmont Wecker Road 110 |  |  | FALSE | #N/A | #N/A | #N/A | #N/A | #N/A | #N/A | #N/A | #N/A | #N/A | #N/A
TRUE | QLD | QBMH | Belmont Wecker Road 110 | Energy Queensland | Shoulder | Non-coincident | 2020 | ACTUAL_OPG | 150.249 | 337.1841 | QLD Belmont Wecker Road 110 |  |  | FALSE | #N/A | #N/A | #N/A | #N/A | #N/A | #N/A | #N/A | #N/A | #N/A | #N/A
TRUE | QLD | QBMH | Belmont Wecker Road 110 | Energy Queensland | Shoulder | Non-coincident | 2020 | ACTUAL_ADJUSTEDOPG | 150.249 | 337.1841 | QLD Belmont Wecker Road 110 |  |  | FALSE | #N/A | #N/A | #N/A | #N/A | #N/A | #N/A | #N/A | #N/A | #N/A | #N/A
TRUE | QLD | QBMH | Belmont Wecker Road 110 | Energy Queensland | Shoulder | Coincident_unreconciled | 2021 | POE50 | 183.2169 | NA | QLD Belmont Wecker Road 110 |  |  | FALSE | #N/A | #N/A | #N/A | #N/A | #N/A | #N/A | #N/A | #N/A | #N/A | #N/A
TRUE | QLD | QBMH | Belmont Wecker Road 110 | Energy Queensland | Shoulder | Coincident_unreconciled | 2021 | POE90 | 153.8255 | NA | QLD Belmont Wecker Road 110 |  |  | FALSE | #N/A | #N/A | #N/A | #N/A | #N/A | #N/A | #N/A | #N/A | #N/A | #N/A
TRUE | QLD | QBMH | Belmont Wecker Road 110 | Energy Queensland | Shoulder | Non-coincident | 2021 | POE50 | 121.4187 | 307.7737 | QLD Belmont Wecker Road 110 |  |  | FALSE | #N/A | #N/A | #N/A | #N/A | #N/A | #N/A | #N/A | #N/A | #N/A | #N/A
TRUE | QLD | QBMH | Belmont Wecker Road 110 | Energy Queensland | Shoulder | Non-coincident | 2021 | POE90 | 101.9409 | NA | QLD Belmont Wecker Road 110 |  |  | FALSE | #N/A | #N/A | #N/A | #N/A | #N/A | #N/A | #N/A | #N/A | #N/A | #N/A
TRUE | QLD | QBMH | Belmont Wecker Road 110 | Energy Queensland | Shoulder | Coincident_unreconciled | 2022 | POE50 | 175.5462 | NA | QLD Belmont Wecker Road 110 |  |  | FALSE | #N/A | #N/A | #N/A | #N/A | #N/A | #N/A | #N/A | #N/A | #N/A | #N/A
TRUE | QLD | QBMH | Belmont Wecker Road 110 | Energy Queensland | Shoulder | Coincident_unreconciled | 2022 | POE90 | 145.9136 | NA | QLD Belmont Wecker Road 110 |  |  | FALSE | #N/A | #N/A | #N/A | #N/A | #N/A | #N/A | #N/A | #N/A | #N/A | #N/A
TRUE | QLD | QBMH | Belmont Wecker Road 110 | Energy Queensland | Shoulder | Non-coincident | 2022 | POE50 | 116.3353 | 309.3735 | QLD Belmont Wecker Road 110 |  |  | FALSE | #N/A | #N/A | #N/A | #N/A | #N/A | #N/A | #N/A | #N/A | #N/A | #N/A
TRUE | QLD | QBMH | Belmont Wecker Road 110 | Energy Queensland | Shoulder | Non-coincident | 2022 | POE90 | 96.6976 | NA | QLD Belmont Wecker Road 110 |  |  | FALSE | #N/A | #N/A | #N/A | #N/A | #N/A | #N/A | #N/A | #N/A | #N/A | #N/A
TRUE | QLD | QBMH | Belmont Wecker Road 110 | Energy Queensland | Shoulder | Coincident_unreconciled | 2023 | POE50 | 168.5319 | NA | QLD Belmont Wecker Road 110 |  |  | FALSE | #N/A | #N/A | #N/A | #N/A | #N/A | #N/A | #N/A | #N/A | #N/A | #N/A
TRUE | QLD | QBMH | Belmont Wecker Road 110 | Energy Queensland | Shoulder | Coincident_unreconciled | 2023 | POE90 | 138.6751 | NA | QLD Belmont Wecker Road 110 |  |  | FALSE | #N/A | #N/A | #N/A | #N/A | #N/A | #N/A | #N/A | #N/A | #N/A | #N/A
TRUE | QLD | QBMH | Belmont Wecker Road 110 | Energy Queensland | Shoulder | Non-coincident | 2023 | POE50 | 111.6869 | 310.873 | QLD Belmont Wecker Road 110 |  |  | FALSE | #N/A | #N/A | #N/A | #N/A | #N/A | #N/A | #N/A | #N/A | #N/A | #N/A
TRUE | QLD | QBMH | Belmont Wecker Road 110 | Energy Queensland | Shoulder | Non-coincident | 2023 | POE90 | 91.9006 | NA | QLD Belmont Wecker Road 110 |  |  | FALSE | #N/A | #N/A | #N/A | #N/A | #N/A | #N/A | #N/A | #N/A | #N/A | #N/A
TRUE | QLD | QBMH | Belmont Wecker Road 110 | Energy Queensland | Shoulder | Coincident_unreconciled | 2024 | POE50 | 147.6853 | NA | QLD Belmont Wecker Road 110 |  |  | FALSE | #N/A | #N/A | #N/A | #N/A | #N/A | #N/A | #N/A | #N/A | #N/A | #N/A
TRUE | QLD | QBMH | Belmont Wecker Road 110 | Energy Queensland | Shoulder | Coincident_unreconciled | 2024 | POE90 | 117.6044 | NA | QLD Belmont Wecker Road 110 |  |  | FALSE | #N/A | #N/A | #N/A | #N/A | #N/A | #N/A | #N/A | #N/A | #N/A | #N/A
TRUE | QLD | QBMH | Belmont Wecker Road 110 | Energy Queensland | Shoulder | Non-coincident | 2024 | POE50 | 97.8717 | 302.1592 | QLD Belmont Wecker Road 110 |  |  | FALSE | #N/A | #N/A | #N/A | #N/A | #N/A | #N/A | #N/A | #N/A | #N/A | #N/A
TRUE | QLD | QBMH | Belmont Wecker Road 110 | Energy Queensland | Shoulder | Non-coincident | 2024 | POE90 | 77.937 | NA | QLD Belmont Wecker Road 110 |  |  | FALSE | #N/A | #N/A | #N/A | #N/A | #N/A | #N/A | #N/A | #N/A | #N/A | #N/A
TRUE | QLD | QBMH | Belmont Wecker Road 110 | Energy Queensland | Shoulder | Coincident_unreconciled | 2025 | POE50 | 142.8608 | NA | QLD Belmont Wecker Road 110 |  |  | FALSE | #N/A | #N/A | #N/A | #N/A | #N/A | #N/A | #N/A | #N/A | #N/A | #N/A
TRUE | QLD | QBMH | Belmont Wecker Road 110 | Energy Queensland | Shoulder | Coincident_unreconciled | 2025 | POE90 | 112.5558 | NA | QLD Belmont Wecker Road 110 |  |  | FALSE | #N/A | #N/A | #N/A | #N/A | #N/A | #N/A | #N/A | #N/A | #N/A | #N/A
TRUE | QLD | QBMH | Belmont Wecker Road 110 | Energy Queensland | Shoulder | Non-coincident | 2025 | POE50 | 94.6745 | 303.7841 | QLD Belmont Wecker Road 110 |  |  | FALSE | #N/A | #N/A | #N/A | #N/A | #N/A | #N/A | #N/A | #N/A | #N/A | #N/A
TRUE | QLD | QBMH | Belmont Wecker Road 110 | Energy Queensland | Shoulder | Non-coincident | 2025 | POE90 | 74.5912 | NA | QLD Belmont Wecker Road 110 |  |  | FALSE | #N/A | #N/A | #N/A | #N/A | #N/A | #N/A | #N/A | #N/A | #N/A | #N/A
TRUE | QLD | QBMH | Belmont Wecker Road 110 | Energy Queensland | Shoulder | Coincident_unreconciled | 2026 | POE50 | 138.1175 | NA | QLD Belmont Wecker Road 110 |  |  | FALSE | #N/A | #N/A | #N/A | #N/A | #N/A | #N/A | #N/A | #N/A | #N/A | #N/A
TRUE | QLD | QBMH | Belmont Wecker Road 110 | Energy Queensland | Shoulder | Coincident_unreconciled | 2026 | POE90 | 107.5883 | NA | QLD Belmont Wecker Road 110 |  |  | FALSE | #N/A | #N/A | #N/A | #N/A | #N/A | #N/A | #N/A | #N/A | #N/A | #N/A
TRUE | QLD | QBMH | Belmont Wecker Road 110 | Energy Queensland | Shoulder | Non-coincident | 2026 | POE50 | 91.5311 | 305.5252 | QLD Belmont Wecker Road 110 |  |  | FALSE | #N/A | #N/A | #N/A | #N/A | #N/A | #N/A | #N/A | #N/A | #N/A | #N/A
TRUE | QLD | QBMH | Belmont Wecker Road 110 | Energy Queensland | Shoulder | Non-coincident | 2026 | POE90 | 71.2993 | NA | QLD Belmont Wecker Road 110 |  |  | FALSE | #N/A | #N/A | #N/A | #N/A | #N/A | #N/A | #N/A | #N/A | #N/A | #N/A
TRUE | QLD | QBMH | Belmont Wecker Road 110 | Energy Queensland | Shoulder | Coincident_unreconciled | 2027 | POE50 | 134.1788 | NA | QLD Belmont Wecker Road 110 |  |  | FALSE | #N/A | #N/A | #N/A | #N/A | #N/A | #N/A | #N/A | #N/A | #N/A | #N/A
TRUE | QLD | QBMH | Belmont Wecker Road 110 | Energy Queensland | Shoulder | Coincident_unreconciled | 2027 | POE90 | 103.4364 | NA | QLD Belmont Wecker Road 110 |  |  | FALSE | #N/A | #N/A | #N/A | #N/A | #N/A | #N/A | #N/A | #N/A | #N/A | #N/A
TRUE | QLD | QBMH | Belmont Wecker Road 110 | Energy Queensland | Shoulder | Non-coincident | 2027 | POE50 | 88.9209 | 307.3835 | QLD Belmont Wecker Road 110 |  |  | FALSE | #N/A | #N/A | #N/A | #N/A | #N/A | #N/A | #N/A | #N/A | #N/A | #N/A
TRUE | QLD | QBMH | Belmont Wecker Road 110 | Energy Queensland | Shoulder | Non-coincident | 2027 | POE90 | 68.5477 | NA | QLD Belmont Wecker Road 110 |  |  | FALSE | #N/A | #N/A | #N/A | #N/A | #N/A | #N/A | #N/A | #N/A | #N/A | #N/A
TRUE | QLD | QBMH | Belmont Wecker Road 110 | Energy Queensland | Shoulder | Coincident_unreconciled | 2028 | POE50 | 130.9996 | NA | QLD Belmont Wecker Road 110 |  |  | FALSE | #N/A | #N/A | #N/A | #N/A | #N/A | #N/A | #N/A | #N/A | #N/A | #N/A
TRUE | QLD | QBMH | Belmont Wecker Road 110 | Energy Queensland | Shoulder | Coincident_unreconciled | 2028 | POE90 | 100.0517 | NA | QLD Belmont Wecker Road 110 |  |  | FALSE | #N/A | #N/A | #N/A | #N/A | #N/A | #N/A | #N/A | #N/A | #N/A | #N/A
TRUE | QLD | QBMH | Belmont Wecker Road 110 | Energy Queensland | Shoulder | Non-coincident | 2028 | POE50 | 86.814 | 309.4843 | QLD Belmont Wecker Road 110 |  |  | FALSE | #N/A | #N/A | #N/A | #N/A | #N/A | #N/A | #N/A | #N/A | #N/A | #N/A
TRUE | QLD | QBMH | Belmont Wecker Road 110 | Energy Queensland | Shoulder | Non-coincident | 2028 | POE90 | 66.3047 | NA | QLD Belmont Wecker Road 110 |  |  | FALSE | #N/A | #N/A | #N/A | #N/A | #N/A | #N/A | #N/A | #N/A | #N/A | #N/A
TRUE | QLD | QBMH | Belmont Wecker Road 110 | Energy Queensland | Shoulder | Coincident_unreconciled | 2029 | POE50 | 128.5236 | NA | QLD Belmont Wecker Road 110 |  |  | FALSE | #N/A | #N/A | #N/A | #N/A | #N/A | #N/A | #N/A | #N/A | #N/A | #N/A
TRUE | QLD | QBMH | Belmont Wecker Road 110 | Energy Queensland | Shoulder | Coincident_unreconciled | 2029 | POE90 | 97.3703 | NA | QLD Belmont Wecker Road 110 |  |  | FALSE | #N/A | #N/A | #N/A | #N/A | #N/A | #N/A | #N/A | #N/A | #N/A | #N/A
TRUE | QLD | QBMH | Belmont Wecker Road 110 | Energy Queensland | Shoulder | Non-coincident | 2029 | POE50 | 85.1732 | 311.9433 | QLD Belmont Wecker Road 110 |  |  | FALSE | #N/A | #N/A | #N/A | #N/A | #N/A | #N/A | #N/A | #N/A | #N/A | #N/A
TRUE | QLD | QBMH | Belmont Wecker Road 110 | Energy Queensland | Shoulder | Non-coincident | 2029 | POE90 | 64.5277 | NA | QLD Belmont Wecker Road 110 |  |  | FALSE | #N/A | #N/A | #N/A | #N/A | #N/A | #N/A | #N/A | #N/A | #N/A | #N/A
TRUE | QLD | QBMH | Belmont Wecker Road 110 | Energy Queensland | Shoulder | Coincident_unreconciled | 2030 | POE50 | 127.197 | NA | QLD Belmont Wecker Road 110 |  |  | FALSE | #N/A | #N/A | #N/A | #N/A | #N/A | #N/A | #N/A | #N/A | #N/A | #N/A
TRUE | QLD | QBMH | Belmont Wecker Road 110 | Energy Queensland | Shoulder | Coincident_unreconciled | 2030 | POE90 | 95.8382 | NA | QLD Belmont Wecker Road 110 |  |  | FALSE | #N/A | #N/A | #N/A | #N/A | #N/A | #N/A | #N/A | #N/A | #N/A | #N/A
TRUE | QLD | QBMH | Belmont Wecker Road 110 | Energy Queensland | Shoulder | Non-coincident | 2030 | POE50 | 84.2941 | 314.7727 | QLD Belmont Wecker Road 110 |  |  | FALSE | #N/A | #N/A | #N/A | #N/A | #N/A | #N/A | #N/A | #N/A | #N/A | #N/A
TRUE | QLD | QBMH | Belmont Wecker Road 110 | Energy Queensland | Shoulder | Non-coincident | 2030 | POE90 | 63.5124 | NA | QLD Belmont Wecker Road 110 |  |  | FALSE | #N/A | #N/A | #N/A | #N/A | #N/A | #N/A | #N/A | #N/A | #N/A | #N/A
TRUE | QLD | QBMH | Belmont Wecker Road 110 | Energy Queensland | Summer | Coincident | 2017 | ACTUAL_OPG | 161.5651 | 412.0293 | QLD Belmont Wecker Road 110 |  |  | FALSE | #N/A | #N/A | #N/A | #N/A | #N/A | #N/A | #N/A | #N/A | #N/A | #N/A
TRUE | QLD | QBMH | Belmont Wecker Road 110 | Energy Queensland | Summer | Coincident | 2017 | ACTUAL_RAW | 161.5651 | 412.0293 | QLD Belmont Wecker Road 110 |  |  | FALSE | #N/A | #N/A | #N/A | #N/A | #N/A | #N/A | #N/A | #N/A | #N/A | #N/A
TRUE | QLD | QBMH | Belmont Wecker Road 110 | Energy Queensland | Summer | Non-coincident | 2017 | ACTUAL_RAW | 154.5918 | 424.8767 | QLD Belmont Wecker Road 110 |  |  | FALSE | #N/A | #N/A | #N/A | #N/A | #N/A | #N/A | #N/A | #N/A | #N/A | #N/A
TRUE | QLD | QBMH | Belmont Wecker Road 110 | Energy Queensland | Summer | Non-coincident | 2017 | ACTUAL_OPG | 154.5918 | 424.8767 | QLD Belmont Wecker Road 110 |  |  | FALSE | #N/A | #N/A | #N/A | #N/A | #N/A | #N/A | #N/A | #N/A | #N/A | #N/A
TRUE | QLD | QBMH | Belmont Wecker Road 110 | Energy Queensland | Summer | Coincident | 2018 | ACTUAL_OPG | 141.7225 | 374.2172 | QLD Belmont Wecker Road 110 |  |  | FALSE | #N/A | #N/A | #N/A | #N/A | #N/A | #N/A | #N/A | #N/A | #N/A | #N/A
TRUE | QLD | QBMH | Belmont Wecker Road 110 | Energy Queensland | Summer | Coincident | 2018 | ACTUAL_RAW | 141.7225 | 374.2172 | QLD Belmont Wecker Road 110 |  |  | FALSE | #N/A | #N/A | #N/A | #N/A | #N/A | #N/A | #N/A | #N/A | #N/A | #N/A
TRUE | QLD | QBMH | Belmont Wecker Road 110 | Energy Queensland | Summer | Non-coincident | 2018 | ACTUAL_RAW | 136.1618 | 406.3398 | QLD Belmont Wecker Road 110 |  |  | FALSE | #N/A | #N/A | #N/A | #N/A | #N/A | #N/A | #N/A | #N/A | #N/A | #N/A
TRUE | QLD | QBMH | Belmont Wecker Road 110 | Energy Queensland | Summer | Non-coincident | 2018 | ACTUAL_OPG | 136.1618 | 406.3398 | QLD Belmont Wecker Road 110 |  |  | FALSE | #N/A | #N/A | #N/A | #N/A | #N/A | #N/A | #N/A | #N/A | #N/A | #N/A
TRUE | QLD | QBMH | Belmont Wecker Road 110 | Energy Queensland | Summer | Non-coincident | 2018 | ACTUAL_ADJUSTEDOPG | 136.1618 | 406.3398 | QLD Belmont Wecker Road 110 |  |  | FALSE | #N/A | #N/A | #N/A | #N/A | #N/A | #N/A | #N/A | #N/A | #N/A | #N/A
TRUE | QLD | QBMH | Belmont Wecker Road 110 | Energy Queensland | Summer | Coincident | 2019 | ACTUAL_OPG | 138.8775 | 380.2939 | QLD Belmont Wecker Road 110 |  |  | FALSE | #N/A | #N/A | #N/A | #N/A | #N/A | #N/A | #N/A | #N/A | #N/A | #N/A
TRUE | QLD | QBMH | Belmont Wecker Road 110 | Energy Queensland | Summer | Coincident | 2019 | ACTUAL_RAW | 138.8775 | 380.2939 | QLD Belmont Wecker Road 110 |  |  | FALSE | #N/A | #N/A | #N/A | #N/A | #N/A | #N/A | #N/A | #N/A | #N/A | #N/A
TRUE | QLD | QBMH | Belmont Wecker Road 110 | Energy Queensland | Summer | Non-coincident | 2019 | ACTUAL_RAW | 128.3833 | 503.2787 | QLD Belmont Wecker Road 110 |  |  | FALSE | #N/A | #N/A | #N/A | #N/A | #N/A | #N/A | #N/A | #N/A | #N/A | #N/A
TRUE | QLD | QBMH | Belmont Wecker Road 110 | Energy Queensland | Summer | Non-coincident | 2019 | ACTUAL_OPG | 128.3833 | 503.2787 | QLD Belmont Wecker Road 110 |  |  | FALSE | #N/A | #N/A | #N/A | #N/A | #N/A | #N/A | #N/A | #N/A | #N/A | #N/A
TRUE | QLD | QBMH | Belmont Wecker Road 110 | Energy Queensland | Summer | Non-coincident | 2019 | ACTUAL_ADJUSTEDOPG | 128.3833 | 406.2176 | QLD Belmont Wecker Road 110 |  |  | FALSE | #N/A | #N/A | #N/A | #N/A | #N/A | #N/A | #N/A | #N/A | #N/A | #N/A
TRUE | QLD | QBMH | Belmont Wecker Road 110 | Energy Queensland | Summer | Non-coincident | 2019 | BASEYEARPOE90 | 115.0216 | NA | QLD Belmont Wecker Road 110 |  |  | FALSE | #N/A | #N/A | #N/A | #N/A | #N/A | #N/A | #N/A | #N/A | #N/A | #N/A
TRUE | QLD | QBMH | Belmont Wecker Road 110 | Energy Queensland | Summer | Non-coincident | 2019 | BASEYEARPOE50 | 124.9016 | 384.8933 | QLD Belmont Wecker Road 110 |  |  | FALSE | #N/A | #N/A | #N/A | #N/A | #N/A | #N/A | #N/A | #N/A | #N/A | #N/A
TRUE | QLD | QBMH | Belmont Wecker Road 110 | Energy Queensland | Summer | Coincident | 2020 | ACTUAL_OPG | 157.487 | 336.2326 | QLD Belmont Wecker Road 110 |  |  | FALSE | #N/A | #N/A | #N/A | #N/A | #N/A | #N/A | #N/A | #N/A | #N/A | #N/A
TRUE | QLD | QBMH | Belmont Wecker Road 110 | Energy Queensland | Summer | Coincident | 2020 | ACTUAL_RAW | 157.487 | 336.2326 | QLD Belmont Wecker Road 110 |  |  | FALSE | #N/A | #N/A | #N/A | #N/A | #N/A | #N/A | #N/A | #N/A | #N/A | #N/A
TRUE | QLD | QBMH | Belmont Wecker Road 110 | Energy Queensland | Summer | Non-coincident | 2020 | ACTUAL_RAW | 132.3193 | 409.59 | QLD Belmont Wecker Road 110 |  |  | FALSE | #N/A | #N/A | #N/A | #N/A | #N/A | #N/A | #N/A | #N/A | #N/A | #N/A
TRUE | QLD | QBMH | Belmont Wecker Road 110 | Energy Queensland | Summer | Non-coincident | 2020 | ACTUAL_OPG | 132.3193 | 409.59 | QLD Belmont Wecker Road 110 |  |  | FALSE | #N/A | #N/A | #N/A | #N/A | #N/A | #N/A | #N/A | #N/A | #N/A | #N/A
TRUE | QLD | QBMH | Belmont Wecker Road 110 | Energy Queensland | Summer | Non-coincident | 2020 | ACTUAL_ADJUSTEDOPG | 132.3193 | 409.59 | QLD Belmont Wecker Road 110 |  |  | FALSE | #N/A | #N/A | #N/A | #N/A | #N/A | #N/A | #N/A | #N/A | #N/A | #N/A
TRUE | QLD | QBMH | Belmont Wecker Road 110 | Energy Queensland | Summer | Coincident_unreconciled | 2021 | POE50 | 174.8144 | NA | QLD Belmont Wecker Road 110 |  |  | FALSE | #N/A | #N/A | #N/A | #N/A | #N/A | #N/A | #N/A | #N/A | #N/A | #N/A
TRUE | QLD | QBMH | Belmont Wecker Road 110 | Energy Queensland | Summer | Coincident_unreconciled | 2021 | POE90 | 144.2511 | NA | QLD Belmont Wecker Road 110 |  |  | FALSE | #N/A | #N/A | #N/A | #N/A | #N/A | #N/A | #N/A | #N/A | #N/A | #N/A
TRUE | QLD | QBMH | Belmont Wecker Road 110 | Energy Queensland | Summer | Non-coincident | 2021 | POE50 | 132.4951 | 389.0963 | QLD Belmont Wecker Road 110 |  |  | FALSE | #N/A | #N/A | #N/A | #N/A | #N/A | #N/A | #N/A | #N/A | #N/A | #N/A
TRUE | QLD | QBMH | Belmont Wecker Road 110 | Energy Queensland | Summer | Non-coincident | 2021 | POE90 | 91.4267 | NA | QLD Belmont Wecker Road 110 |  |  | FALSE | #N/A | #N/A | #N/A | #N/A | #N/A | #N/A | #N/A | #N/A | #N/A | #N/A
TRUE | QLD | QBMH | Belmont Wecker Road 110 | Energy Queensland | Summer | Coincident_unreconciled | 2022 | POE50 | 168.6349 | NA | QLD Belmont Wecker Road 110 |  |  | FALSE | #N/A | #N/A | #N/A | #N/A | #N/A | #N/A | #N/A | #N/A | #N/A | #N/A
TRUE | QLD | QBMH | Belmont Wecker Road 110 | Energy Queensland | Summer | Coincident_unreconciled | 2022 | POE90 | 137.8334 | NA | QLD Belmont Wecker Road 110 |  |  | FALSE | #N/A | #N/A | #N/A | #N/A | #N/A | #N/A | #N/A | #N/A | #N/A | #N/A
TRUE | QLD | QBMH | Belmont Wecker Road 110 | Energy Queensland | Summer | Non-coincident | 2022 | POE50 | 130.5496 | 389.0169 | QLD Belmont Wecker Road 110 |  |  | FALSE | #N/A | #N/A | #N/A | #N/A | #N/A | #N/A | #N/A | #N/A | #N/A | #N/A
TRUE | QLD | QBMH | Belmont Wecker Road 110 | Energy Queensland | Summer | Non-coincident | 2022 | POE90 | 89.1666 | NA | QLD Belmont Wecker Road 110 |  |  | FALSE | #N/A | #N/A | #N/A | #N/A | #N/A | #N/A | #N/A | #N/A | #N/A | #N/A
TRUE | QLD | QBMH | Belmont Wecker Road 110 | Energy Queensland | Summer | Coincident_unreconciled | 2023 | POE50 | 163.0531 | NA | QLD Belmont Wecker Road 110 |  |  | FALSE | #N/A | #N/A | #N/A | #N/A | #N/A | #N/A | #N/A | #N/A | #N/A | #N/A
TRUE | QLD | QBMH | Belmont Wecker Road 110 | Energy Queensland | Summer | Coincident_unreconciled | 2023 | POE90 | 132.0303 | NA | QLD Belmont Wecker Road 110 |  |  | FALSE | #N/A | #N/A | #N/A | #N/A | #N/A | #N/A | #N/A | #N/A | #N/A | #N/A
TRUE | QLD | QBMH | Belmont Wecker Road 110 | Energy Queensland | Summer | Non-coincident | 2023 | POE50 | 128.8014 | 389.0085 | QLD Belmont Wecker Road 110 |  |  | FALSE | #N/A | #N/A | #N/A | #N/A | #N/A | #N/A | #N/A | #N/A | #N/A | #N/A
TRUE | QLD | QBMH | Belmont Wecker Road 110 | Energy Queensland | Summer | Non-coincident | 2023 | POE90 | 87.126 | NA | QLD Belmont Wecker Road 110 |  |  | FALSE | #N/A | #N/A | #N/A | #N/A | #N/A | #N/A | #N/A | #N/A | #N/A | #N/A
TRUE | QLD | QBMH | Belmont Wecker Road 110 | Energy Queensland | Summer | Coincident_unreconciled | 2024 | POE50 | 145.9991 | NA | QLD Belmont Wecker Road 110 |  |  | FALSE | #N/A | #N/A | #N/A | #N/A | #N/A | #N/A | #N/A | #N/A | #N/A | #N/A
TRUE | QLD | QBMH | Belmont Wecker Road 110 | Energy Queensland | Summer | Coincident_unreconciled | 2024 | POE90 | 114.7551 | NA | QLD Belmont Wecker Road 110 |  |  | FALSE | #N/A | #N/A | #N/A | #N/A | #N/A | #N/A | #N/A | #N/A | #N/A | #N/A
TRUE | QLD | QBMH | Belmont Wecker Road 110 | Energy Queensland | Summer | Non-coincident | 2024 | POE50 | 116.7545 | 379.2558 | QLD Belmont Wecker Road 110 |  |  | FALSE | #N/A | #N/A | #N/A | #N/A | #N/A | #N/A | #N/A | #N/A | #N/A | #N/A
TRUE | QLD | QBMH | Belmont Wecker Road 110 | Energy Queensland | Summer | Non-coincident | 2024 | POE90 | 75.3415 | NA | QLD Belmont Wecker Road 110 |  |  | FALSE | #N/A | #N/A | #N/A | #N/A | #N/A | #N/A | #N/A | #N/A | #N/A | #N/A
TRUE | QLD | QBMH | Belmont Wecker Road 110 | Energy Queensland | Summer | Coincident_unreconciled | 2025 | POE50 | 142.1254 | NA | QLD Belmont Wecker Road 110 |  |  | FALSE | #N/A | #N/A | #N/A | #N/A | #N/A | #N/A | #N/A | #N/A | #N/A | #N/A
TRUE | QLD | QBMH | Belmont Wecker Road 110 | Energy Queensland | Summer | Coincident_unreconciled | 2025 | POE90 | 110.6602 | NA | QLD Belmont Wecker Road 110 |  |  | FALSE | #N/A | #N/A | #N/A | #N/A | #N/A | #N/A | #N/A | #N/A | #N/A | #N/A
TRUE | QLD | QBMH | Belmont Wecker Road 110 | Energy Queensland | Summer | Non-coincident | 2025 | POE50 | 113.6568 | 381.1926 | QLD Belmont Wecker Road 110 |  |  | FALSE | #N/A | #N/A | #N/A | #N/A | #N/A | #N/A | #N/A | #N/A | #N/A | #N/A
TRUE | QLD | QBMH | Belmont Wecker Road 110 | Energy Queensland | Summer | Non-coincident | 2025 | POE90 | 73.9804 | NA | QLD Belmont Wecker Road 110 |  |  | FALSE | #N/A | #N/A | #N/A | #N/A | #N/A | #N/A | #N/A | #N/A | #N/A | #N/A
TRUE | QLD | QBMH | Belmont Wecker Road 110 | Energy Queensland | Summer | Coincident_unreconciled | 2026 | POE50 | 138.282 | NA | QLD Belmont Wecker Road 110 |  |  | FALSE | #N/A | #N/A | #N/A | #N/A | #N/A | #N/A | #N/A | #N/A | #N/A | #N/A
TRUE | QLD | QBMH | Belmont Wecker Road 110 | Energy Queensland | Summer | Coincident_unreconciled | 2026 | POE90 | 106.5955 | NA | QLD Belmont Wecker Road 110 |  |  | FALSE | #N/A | #N/A | #N/A | #N/A | #N/A | #N/A | #N/A | #N/A | #N/A | #N/A
TRUE | QLD | QBMH | Belmont Wecker Road 110 | Energy Queensland | Summer | Non-coincident | 2026 | POE50 | 110.5832 | 383.2114 | QLD Belmont Wecker Road 110 |  |  | FALSE | #N/A | #N/A | #N/A | #N/A | #N/A | #N/A | #N/A | #N/A | #N/A | #N/A
TRUE | QLD | QBMH | Belmont Wecker Road 110 | Energy Queensland | Summer | Non-coincident | 2026 | POE90 | 72.6198 | NA | QLD Belmont Wecker Road 110 |  |  | FALSE | #N/A | #N/A | #N/A | #N/A | #N/A | #N/A | #N/A | #N/A | #N/A | #N/A
TRUE | QLD | QBMH | Belmont Wecker Road 110 | Energy Queensland | Summer | Coincident_unreconciled | 2027 | POE50 | 135.0998 | NA | QLD Belmont Wecker Road 110 |  |  | FALSE | #N/A | #N/A | #N/A | #N/A | #N/A | #N/A | #N/A | #N/A | #N/A | #N/A
TRUE | QLD | QBMH | Belmont Wecker Road 110 | Energy Queensland | Summer | Coincident_unreconciled | 2027 | POE90 | 103.2028 | NA | QLD Belmont Wecker Road 110 |  |  | FALSE | #N/A | #N/A | #N/A | #N/A | #N/A | #N/A | #N/A | #N/A | #N/A | #N/A
TRUE | QLD | QBMH | Belmont Wecker Road 110 | Energy Queensland | Summer | Non-coincident | 2027 | POE50 | 108.0384 | 385.3031 | QLD Belmont Wecker Road 110 |  |  | FALSE | #N/A | #N/A | #N/A | #N/A | #N/A | #N/A | #N/A | #N/A | #N/A | #N/A
TRUE | QLD | QBMH | Belmont Wecker Road 110 | Energy Queensland | Summer | Non-coincident | 2027 | POE90 | 71.4865 | NA | QLD Belmont Wecker Road 110 |  |  | FALSE | #N/A | #N/A | #N/A | #N/A | #N/A | #N/A | #N/A | #N/A | #N/A | #N/A
TRUE | QLD | QBMH | Belmont Wecker Road 110 | Energy Queensland | Summer | Coincident_unreconciled | 2028 | POE50 | 132.5189 | NA | QLD Belmont Wecker Road 110 |  |  | FALSE | #N/A | #N/A | #N/A | #N/A | #N/A | #N/A | #N/A | #N/A | #N/A | #N/A
TRUE | QLD | QBMH | Belmont Wecker Road 110 | Energy Queensland | Summer | Coincident_unreconciled | 2028 | POE90 | 100.4191 | NA | QLD Belmont Wecker Road 110 |  |  | FALSE | #N/A | #N/A | #N/A | #N/A | #N/A | #N/A | #N/A | #N/A | #N/A | #N/A
TRUE | QLD | QBMH | Belmont Wecker Road 110 | Energy Queensland | Summer | Non-coincident | 2028 | POE50 | 105.9745 | 387.6516 | QLD Belmont Wecker Road 110 |  |  | FALSE | #N/A | #N/A | #N/A | #N/A | #N/A | #N/A | #N/A | #N/A | #N/A | #N/A
TRUE | QLD | QBMH | Belmont Wecker Road 110 | Energy Queensland | Summer | Non-coincident | 2028 | POE90 | 70.5152 | NA | QLD Belmont Wecker Road 110 |  |  | FALSE | #N/A | #N/A | #N/A | #N/A | #N/A | #N/A | #N/A | #N/A | #N/A | #N/A
TRUE | QLD | QBMH | Belmont Wecker Road 110 | Energy Queensland | Summer | Coincident_unreconciled | 2029 | POE50 | 130.5919 | NA | QLD Belmont Wecker Road 110 |  |  | FALSE | #N/A | #N/A | #N/A | #N/A | #N/A | #N/A | #N/A | #N/A | #N/A | #N/A
TRUE | QLD | QBMH | Belmont Wecker Road 110 | Energy Queensland | Summer | Coincident_unreconciled | 2029 | POE90 | 98.2893 | NA | QLD Belmont Wecker Road 110 |  |  | FALSE | #N/A | #N/A | #N/A | #N/A | #N/A | #N/A | #N/A | #N/A | #N/A | #N/A
TRUE | QLD | QBMH | Belmont Wecker Road 110 | Energy Queensland | Summer | Non-coincident | 2029 | POE50 | 104.4335 | 390.3668 | QLD Belmont Wecker Road 110 |  |  | FALSE | #N/A | #N/A | #N/A | #N/A | #N/A | #N/A | #N/A | #N/A | #N/A | #N/A
TRUE | QLD | QBMH | Belmont Wecker Road 110 | Energy Queensland | Summer | Non-coincident | 2029 | POE90 | 69.7395 | NA | QLD Belmont Wecker Road 110 |  |  | FALSE | #N/A | #N/A | #N/A | #N/A | #N/A | #N/A | #N/A | #N/A | #N/A | #N/A
TRUE | QLD | QBMH | Belmont Wecker Road 110 | Energy Queensland | Summer | Coincident_unreconciled | 2030 | POE50 | 129.5741 | NA | QLD Belmont Wecker Road 110 |  |  | FALSE | #N/A | #N/A | #N/A | #N/A | #N/A | #N/A | #N/A | #N/A | #N/A | #N/A
TRUE | QLD | QBMH | Belmont Wecker Road 110 | Energy Queensland | Summer | Coincident_unreconciled | 2030 | POE90 | 97.0687 | NA | QLD Belmont Wecker Road 110 |  |  | FALSE | #N/A | #N/A | #N/A | #N/A | #N/A | #N/A | #N/A | #N/A | #N/A | #N/A
TRUE | QLD | QBMH | Belmont Wecker Road 110 | Energy Queensland | Summer | Non-coincident | 2030 | POE50 | 103.6196 | 393.4048 | QLD Belmont Wecker Road 110 |  |  | FALSE | #N/A | #N/A | #N/A | #N/A | #N/A | #N/A | #N/A | #N/A | #N/A | #N/A
TRUE | QLD | QBMH | Belmont Wecker Road 110 | Energy Queensland | Summer | Non-coincident | 2030 | POE90 | 69.3029 | NA | QLD Belmont Wecker Road 110 |  |  | FALSE | #N/A | #N/A | #N/A | #N/A | #N/A | #N/A | #N/A | #N/A | #N/A | #N/A
TRUE | QLD | QBMH | Belmont Wecker Road 110 | Energy Queensland | Winter | Coincident | 2016 | ACTUAL_OPG | 155.2706 | 313.196 | QLD Belmont Wecker Road 110 |  |  | FALSE | #N/A | #N/A | #N/A | #N/A | #N/A | #N/A | #N/A | #N/A | #N/A | #N/A
TRUE | QLD | QBMH | Belmont Wecker Road 110 | Energy Queensland | Winter | Coincident | 2016 | ACTUAL_RAW | 155.2706 | 313.196 | QLD Belmont Wecker Road 110 |  |  | FALSE | #N/A | #N/A | #N/A | #N/A | #N/A | #N/A | #N/A | #N/A | #N/A | #N/A
TRUE | QLD | QBMH | Belmont Wecker Road 110 | Energy Queensland | Winter | Non-coincident | 2016 | ACTUAL_RAW | 152.2778 | 320.8057 | QLD Belmont Wecker Road 110 |  |  | FALSE | #N/A | #N/A | #N/A | #N/A | #N/A | #N/A | #N/A | #N/A | #N/A | #N/A
TRUE | QLD | QBMH | Belmont Wecker Road 110 | Energy Queensland | Winter | Non-coincident | 2016 | ACTUAL_OPG | 152.2778 | 320.8057 | QLD Belmont Wecker Road 110 |  |  | FALSE | #N/A | #N/A | #N/A | #N/A | #N/A | #N/A | #N/A | #N/A | #N/A | #N/A
TRUE | QLD | QBMH | Belmont Wecker Road 110 | Energy Queensland | Winter | Coincident | 2017 | ACTUAL_OPG | 151.3778 | 276.1189 | QLD Belmont Wecker Road 110 |  |  | FALSE | #N/A | #N/A | #N/A | #N/A | #N/A | #N/A | #N/A | #N/A | #N/A | #N/A
TRUE | QLD | QBMH | Belmont Wecker Road 110 | Energy Queensland | Winter | Coincident | 2017 | ACTUAL_RAW | 151.3778 | 276.1189 | QLD Belmont Wecker Road 110 |  |  | FALSE | #N/A | #N/A | #N/A | #N/A | #N/A | #N/A | #N/A | #N/A | #N/A | #N/A
TRUE | QLD | QBMH | Belmont Wecker Road 110 | Energy Queensland | Winter | Non-coincident | 2017 | ACTUAL_RAW | 127.2247 | 284.6534 | QLD Belmont Wecker Road 110 |  |  | FALSE | #N/A | #N/A | #N/A | #N/A | #N/A | #N/A | #N/A | #N/A | #N/A | #N/A
TRUE | QLD | QBMH | Belmont Wecker Road 110 | Energy Queensland | Winter | Non-coincident | 2017 | ACTUAL_OPG | 127.2247 | 284.6534 | QLD Belmont Wecker Road 110 |  |  | FALSE | #N/A | #N/A | #N/A | #N/A | #N/A | #N/A | #N/A | #N/A | #N/A | #N/A
TRUE | QLD | QBMH | Belmont Wecker Road 110 | Energy Queensland | Winter | Non-coincident | 2017 | ACTUAL_ADJUSTEDOPG | 127.2247 | 284.6534 | QLD Belmont Wecker Road 110 |  |  | FALSE | #N/A | #N/A | #N/A | #N/A | #N/A | #N/A | #N/A | #N/A | #N/A | #N/A
TRUE | QLD | QBMH | Belmont Wecker Road 110 | Energy Queensland | Winter | Coincident | 2018 | ACTUAL_OPG | 146.28 | 261.0715 | QLD Belmont Wecker Road 110 |  |  | FALSE | #N/A | #N/A | #N/A | #N/A | #N/A | #N/A | #N/A | #N/A | #N/A | #N/A
TRUE | QLD | QBMH | Belmont Wecker Road 110 | Energy Queensland | Winter | Coincident | 2018 | ACTUAL_RAW | 146.28 | 261.0715 | QLD Belmont Wecker Road 110 |  |  | FALSE | #N/A | #N/A | #N/A | #N/A | #N/A | #N/A | #N/A | #N/A | #N/A | #N/A
TRUE | QLD | QBMH | Belmont Wecker Road 110 | Energy Queensland | Winter | Non-coincident | 2018 | ACTUAL_RAW | 125.1236 | 269.948 | QLD Belmont Wecker Road 110 |  |  | FALSE | #N/A | #N/A | #N/A | #N/A | #N/A | #N/A | #N/A | #N/A | #N/A | #N/A
TRUE | QLD | QBMH | Belmont Wecker Road 110 | Energy Queensland | Winter | Non-coincident | 2018 | ACTUAL_OPG | 125.1236 | 269.948 | QLD Belmont Wecker Road 110 |  |  | FALSE | #N/A | #N/A | #N/A | #N/A | #N/A | #N/A | #N/A | #N/A | #N/A | #N/A
TRUE | QLD | QBMH | Belmont Wecker Road 110 | Energy Queensland | Winter | Non-coincident | 2018 | ACTUAL_ADJUSTEDOPG | 125.1236 | 269.948 | QLD Belmont Wecker Road 110 |  |  | FALSE | #N/A | #N/A | #N/A | #N/A | #N/A | #N/A | #N/A | #N/A | #N/A | #N/A
TRUE | QLD | QBMH | Belmont Wecker Road 110 | Energy Queensland | Winter | Coincident | 2019 | ACTUAL_OPG | 167.0689 | 301.0008 | QLD Belmont Wecker Road 110 |  |  | FALSE | #N/A | #N/A | #N/A | #N/A | #N/A | #N/A | #N/A | #N/A | #N/A | #N/A
TRUE | QLD | QBMH | Belmont Wecker Road 110 | Energy Queensland | Winter | Coincident | 2019 | ACTUAL_RAW | 167.0689 | 301.0008 | QLD Belmont Wecker Road 110 |  |  | FALSE | #N/A | #N/A | #N/A | #N/A | #N/A | #N/A | #N/A | #N/A | #N/A | #N/A
TRUE | QLD | QBMH | Belmont Wecker Road 110 | Energy Queensland | Winter | Non-coincident | 2019 | ACTUAL_RAW | 144.8013 | 308.2865 | QLD Belmont Wecker Road 110 |  |  | FALSE | #N/A | #N/A | #N/A | #N/A | #N/A | #N/A | #N/A | #N/A | #N/A | #N/A
TRUE | QLD | QBMH | Belmont Wecker Road 110 | Energy Queensland | Winter | Non-coincident | 2019 | ACTUAL_OPG | 144.8013 | 308.2865 | QLD Belmont Wecker Road 110 |  |  | FALSE | #N/A | #N/A | #N/A | #N/A | #N/A | #N/A | #N/A | #N/A | #N/A | #N/A
TRUE | QLD | QBMH | Belmont Wecker Road 110 | Energy Queensland | Winter | Non-coincident | 2019 | ACTUAL_ADJUSTEDOPG | 144.8013 | 308.2865 | QLD Belmont Wecker Road 110 |  |  | FALSE | #N/A | #N/A | #N/A | #N/A | #N/A | #N/A | #N/A | #N/A | #N/A | #N/A
TRUE | QLD | QBMH | Belmont Wecker Road 110 | Energy Queensland | Winter | Non-coincident | 2019 | BASEYEARPOE90 | 122.9093 | NA | QLD Belmont Wecker Road 110 |  |  | FALSE | #N/A | #N/A | #N/A | #N/A | #N/A | #N/A | #N/A | #N/A | #N/A | #N/A
TRUE | QLD | QBMH | Belmont Wecker Road 110 | Energy Queensland | Winter | Non-coincident | 2019 | BASEYEARPOE50 | 126.4951 | 283.926 | QLD Belmont Wecker Road 110 |  |  | FALSE | #N/A | #N/A | #N/A | #N/A | #N/A | #N/A | #N/A | #N/A | #N/A | #N/A
TRUE | QLD | QBMH | Belmont Wecker Road 110 | Energy Queensland | Winter | Coincident_unreconciled | 2020 | POE50 | 150 | NA | QLD Belmont Wecker Road 110 |  |  | FALSE | #N/A | #N/A | #N/A | #N/A | #N/A | #N/A | #N/A | #N/A | #N/A | #N/A
TRUE | QLD | QBMH | Belmont Wecker Road 110 | Energy Queensland | Winter | Coincident_unreconciled | 2020 | POE90 | 141.8308 | NA | QLD Belmont Wecker Road 110 |  |  | FALSE | #N/A | #N/A | #N/A | #N/A | #N/A | #N/A | #N/A | #N/A | #N/A | #N/A
TRUE | QLD | QBMH | Belmont Wecker Road 110 | Energy Queensland | Winter | Non-coincident | 2020 | POE50 | 130 | 284.3391 | QLD Belmont Wecker Road 110 |  |  | FALSE | #N/A | #N/A | #N/A | #N/A | #N/A | #N/A | #N/A | #N/A | #N/A | #N/A
TRUE | QLD | QBMH | Belmont Wecker Road 110 | Energy Queensland | Winter | Non-coincident | 2020 | POE90 | 122.5868 | NA | QLD Belmont Wecker Road 110 |  |  | FALSE | #N/A | #N/A | #N/A | #N/A | #N/A | #N/A | #N/A | #N/A | #N/A | #N/A
TRUE | QLD | QBMH | Belmont Wecker Road 110 | Energy Queensland | Winter | Coincident_unreconciled | 2021 | POE50 | 156.602 | NA | QLD Belmont Wecker Road 110 |  |  | FALSE | #N/A | #N/A | #N/A | #N/A | #N/A | #N/A | #N/A | #N/A | #N/A | #N/A
TRUE | QLD | QBMH | Belmont Wecker Road 110 | Energy Queensland | Winter | Coincident_unreconciled | 2021 | POE90 | 148.3626 | NA | QLD Belmont Wecker Road 110 |  |  | FALSE | #N/A | #N/A | #N/A | #N/A | #N/A | #N/A | #N/A | #N/A | #N/A | #N/A
TRUE | QLD | QBMH | Belmont Wecker Road 110 | Energy Queensland | Winter | Non-coincident | 2021 | POE50 | 135.9911 | 296.8844 | QLD Belmont Wecker Road 110 |  |  | FALSE | #N/A | #N/A | #N/A | #N/A | #N/A | #N/A | #N/A | #N/A | #N/A | #N/A
TRUE | QLD | QBMH | Belmont Wecker Road 110 | Energy Queensland | Winter | Non-coincident | 2021 | POE90 | 128.5141 | NA | QLD Belmont Wecker Road 110 |  |  | FALSE | #N/A | #N/A | #N/A | #N/A | #N/A | #N/A | #N/A | #N/A | #N/A | #N/A
TRUE | QLD | QBMH | Belmont Wecker Road 110 | Energy Queensland | Winter | Coincident_unreconciled | 2022 | POE50 | 151.1141 | NA | QLD Belmont Wecker Road 110 |  |  | FALSE | #N/A | #N/A | #N/A | #N/A | #N/A | #N/A | #N/A | #N/A | #N/A | #N/A
TRUE | QLD | QBMH | Belmont Wecker Road 110 | Energy Queensland | Winter | Coincident_unreconciled | 2022 | POE90 | 142.8145 | NA | QLD Belmont Wecker Road 110 |  |  | FALSE | #N/A | #N/A | #N/A | #N/A | #N/A | #N/A | #N/A | #N/A | #N/A | #N/A
TRUE | QLD | QBMH | Belmont Wecker Road 110 | Energy Queensland | Winter | Non-coincident | 2022 | POE50 | 131.011 | 298.7811 | QLD Belmont Wecker Road 110 |  |  | FALSE | #N/A | #N/A | #N/A | #N/A | #N/A | #N/A | #N/A | #N/A | #N/A | #N/A
TRUE | QLD | QBMH | Belmont Wecker Road 110 | Energy Queensland | Winter | Non-coincident | 2022 | POE90 | 123.4794 | NA | QLD Belmont Wecker Road 110 |  |  | FALSE | #N/A | #N/A | #N/A | #N/A | #N/A | #N/A | #N/A | #N/A | #N/A | #N/A
TRUE | QLD | QBMH | Belmont Wecker Road 110 | Energy Queensland | Winter | Coincident_unreconciled | 2023 | POE50 | 147.088 | NA | QLD Belmont Wecker Road 110 |  |  | FALSE | #N/A | #N/A | #N/A | #N/A | #N/A | #N/A | #N/A | #N/A | #N/A | #N/A
TRUE | QLD | QBMH | Belmont Wecker Road 110 | Energy Queensland | Winter | Coincident_unreconciled | 2023 | POE90 | 138.7282 | NA | QLD Belmont Wecker Road 110 |  |  | FALSE | #N/A | #N/A | #N/A | #N/A | #N/A | #N/A | #N/A | #N/A | #N/A | #N/A
TRUE | QLD | QBMH | Belmont Wecker Road 110 | Energy Queensland | Winter | Non-coincident | 2023 | POE50 | 127.3575 | 300.7109 | QLD Belmont Wecker Road 110 |  |  | FALSE | #N/A | #N/A | #N/A | #N/A | #N/A | #N/A | #N/A | #N/A | #N/A | #N/A
TRUE | QLD | QBMH | Belmont Wecker Road 110 | Energy Queensland | Winter | Non-coincident | 2023 | POE90 | 119.7713 | NA | QLD Belmont Wecker Road 110 |  |  | FALSE | #N/A | #N/A | #N/A | #N/A | #N/A | #N/A | #N/A | #N/A | #N/A | #N/A
TRUE | QLD | QBMH | Belmont Wecker Road 110 | Energy Queensland | Winter | Coincident_unreconciled | 2024 | POE50 | 132.4027 | NA | QLD Belmont Wecker Road 110 |  |  | FALSE | #N/A | #N/A | #N/A | #N/A | #N/A | #N/A | #N/A | #N/A | #N/A | #N/A
TRUE | QLD | QBMH | Belmont Wecker Road 110 | Energy Queensland | Winter | Coincident_unreconciled | 2024 | POE90 | 123.9827 | NA | QLD Belmont Wecker Road 110 |  |  | FALSE | #N/A | #N/A | #N/A | #N/A | #N/A | #N/A | #N/A | #N/A | #N/A | #N/A
TRUE | QLD | QBMH | Belmont Wecker Road 110 | Energy Queensland | Winter | Non-coincident | 2024 | POE50 | 114.0312 | 295.2154 | QLD Belmont Wecker Road 110 |  |  | FALSE | #N/A | #N/A | #N/A | #N/A | #N/A | #N/A | #N/A | #N/A | #N/A | #N/A
TRUE | QLD | QBMH | Belmont Wecker Road 110 | Energy Queensland | Winter | Non-coincident | 2024 | POE90 | 106.3904 | NA | QLD Belmont Wecker Road 110 |  |  | FALSE | #N/A | #N/A | #N/A | #N/A | #N/A | #N/A | #N/A | #N/A | #N/A | #N/A
TRUE | QLD | QBMH | Belmont Wecker Road 110 | Energy Queensland | Winter | Coincident_unreconciled | 2025 | POE50 | 129.1525 | NA | QLD Belmont Wecker Road 110 |  |  | FALSE | #N/A | #N/A | #N/A | #N/A | #N/A | #N/A | #N/A | #N/A | #N/A | #N/A
TRUE | QLD | QBMH | Belmont Wecker Road 110 | Energy Queensland | Winter | Coincident_unreconciled | 2025 | POE90 | 120.6724 | NA | QLD Belmont Wecker Road 110 |  |  | FALSE | #N/A | #N/A | #N/A | #N/A | #N/A | #N/A | #N/A | #N/A | #N/A | #N/A
TRUE | QLD | QBMH | Belmont Wecker Road 110 | Energy Queensland | Winter | Non-coincident | 2025 | POE50 | 111.0818 | 296.794 | QLD Belmont Wecker Road 110 |  |  | FALSE | #N/A | #N/A | #N/A | #N/A | #N/A | #N/A | #N/A | #N/A | #N/A | #N/A
TRUE | QLD | QBMH | Belmont Wecker Road 110 | Energy Queensland | Winter | Non-coincident | 2025 | POE90 | 103.3864 | NA | QLD Belmont Wecker Road 110 |  |  | FALSE | #N/A | #N/A | #N/A | #N/A | #N/A | #N/A | #N/A | #N/A | #N/A | #N/A
TRUE | QLD | QBMH | Belmont Wecker Road 110 | Energy Queensland | Winter | Coincident_unreconciled | 2026 | POE50 | 126.0044 | NA | QLD Belmont Wecker Road 110 |  |  | FALSE | #N/A | #N/A | #N/A | #N/A | #N/A | #N/A | #N/A | #N/A | #N/A | #N/A
TRUE | QLD | QBMH | Belmont Wecker Road 110 | Energy Queensland | Winter | Coincident_unreconciled | 2026 | POE90 | 117.4645 | NA | QLD Belmont Wecker Road 110 |  |  | FALSE | #N/A | #N/A | #N/A | #N/A | #N/A | #N/A | #N/A | #N/A | #N/A | #N/A
TRUE | QLD | QBMH | Belmont Wecker Road 110 | Energy Queensland | Winter | Non-coincident | 2026 | POE50 | 108.225 | 299.1017 | QLD Belmont Wecker Road 110 |  |  | FALSE | #N/A | #N/A | #N/A | #N/A | #N/A | #N/A | #N/A | #N/A | #N/A | #N/A
TRUE | QLD | QBMH | Belmont Wecker Road 110 | Energy Queensland | Winter | Non-coincident | 2026 | POE90 | 100.4754 | NA | QLD Belmont Wecker Road 110 |  |  | FALSE | #N/A | #N/A | #N/A | #N/A | #N/A | #N/A | #N/A | #N/A | #N/A | #N/A
TRUE | QLD | QBMH | Belmont Wecker Road 110 | Energy Queensland | Winter | Coincident_unreconciled | 2027 | POE50 | 123.7763 | NA | QLD Belmont Wecker Road 110 |  |  | FALSE | #N/A | #N/A | #N/A | #N/A | #N/A | #N/A | #N/A | #N/A | #N/A | #N/A
TRUE | QLD | QBMH | Belmont Wecker Road 110 | Energy Queensland | Winter | Coincident_unreconciled | 2027 | POE90 | 115.1812 | NA | QLD Belmont Wecker Road 110 |  |  | FALSE | #N/A | #N/A | #N/A | #N/A | #N/A | #N/A | #N/A | #N/A | #N/A | #N/A
TRUE | QLD | QBMH | Belmont Wecker Road 110 | Energy Queensland | Winter | Non-coincident | 2027 | POE50 | 106.2031 | 300.7968 | QLD Belmont Wecker Road 110 |  |  | FALSE | #N/A | #N/A | #N/A | #N/A | #N/A | #N/A | #N/A | #N/A | #N/A | #N/A
TRUE | QLD | QBMH | Belmont Wecker Road 110 | Energy Queensland | Winter | Non-coincident | 2027 | POE90 | 98.4034 | NA | QLD Belmont Wecker Road 110 |  |  | FALSE | #N/A | #N/A | #N/A | #N/A | #N/A | #N/A | #N/A | #N/A | #N/A | #N/A
TRUE | QLD | QBMH | Belmont Wecker Road 110 | Energy Queensland | Winter | Coincident_unreconciled | 2028 | POE50 | 121.8641 | NA | QLD Belmont Wecker Road 110 |  |  | FALSE | #N/A | #N/A | #N/A | #N/A | #N/A | #N/A | #N/A | #N/A | #N/A | #N/A
TRUE | QLD | QBMH | Belmont Wecker Road 110 | Energy Queensland | Winter | Coincident_unreconciled | 2028 | POE90 | 113.2139 | NA | QLD Belmont Wecker Road 110 |  |  | FALSE | #N/A | #N/A | #N/A | #N/A | #N/A | #N/A | #N/A | #N/A | #N/A | #N/A
TRUE | QLD | QBMH | Belmont Wecker Road 110 | Energy Queensland | Winter | Non-coincident | 2028 | POE50 | 104.4679 | 303.9451 | QLD Belmont Wecker Road 110 |  |  | FALSE | #N/A | #N/A | #N/A | #N/A | #N/A | #N/A | #N/A | #N/A | #N/A | #N/A
TRUE | QLD | QBMH | Belmont Wecker Road 110 | Energy Queensland | Winter | Non-coincident | 2028 | POE90 | 96.6181 | NA | QLD Belmont Wecker Road 110 |  |  | FALSE | #N/A | #N/A | #N/A | #N/A | #N/A | #N/A | #N/A | #N/A | #N/A | #N/A
TRUE | QLD | QBMH | Belmont Wecker Road 110 | Energy Queensland | Winter | Coincident_unreconciled | 2029 | POE50 | 120.7408 | NA | QLD Belmont Wecker Road 110 |  |  | FALSE | #N/A | #N/A | #N/A | #N/A | #N/A | #N/A | #N/A | #N/A | #N/A | #N/A
TRUE | QLD | QBMH | Belmont Wecker Road 110 | Energy Queensland | Winter | Coincident_unreconciled | 2029 | POE90 | 112.0354 | NA | QLD Belmont Wecker Road 110 |  |  | FALSE | #N/A | #N/A | #N/A | #N/A | #N/A | #N/A | #N/A | #N/A | #N/A | #N/A
TRUE | QLD | QBMH | Belmont Wecker Road 110 | Energy Queensland | Winter | Non-coincident | 2029 | POE50 | 103.4485 | 306.6244 | QLD Belmont Wecker Road 110 |  |  | FALSE | #N/A | #N/A | #N/A | #N/A | #N/A | #N/A | #N/A | #N/A | #N/A | #N/A
TRUE | QLD | QBMH | Belmont Wecker Road 110 | Energy Queensland | Winter | Non-coincident | 2029 | POE90 | 95.5487 | NA | QLD Belmont Wecker Road 110 |  |  | FALSE | #N/A | #N/A | #N/A | #N/A | #N/A | #N/A | #N/A | #N/A | #N/A | #N/A
TRUE | QLD | QBMH | Belmont Wecker Road 110 | Energy Queensland | Shoulder | Non-coincident | 2019 | BASEYEARPOE10 | NA | 324.8427 | QLD Belmont Wecker Road 110 |  |  | FALSE | #N/A | #N/A | #N/A | #N/A | #N/A | #N/A | #N/A | #N/A | #N/A | #N/A
TRUE | QLD | QBMH | Belmont Wecker Road 110 | Energy Queensland | Shoulder | Coincident | 2021 | POE10 | NA | 282.1281 | QLD Belmont Wecker Road 110 |  |  | FALSE | #N/A | #N/A | #N/A | #N/A | #N/A | #N/A | #N/A | #N/A | #N/A | #N/A
TRUE | QLD | QBMH | Belmont Wecker Road 110 | Energy Queensland | Shoulder | Coincident | 2021 | POE50 | NA | 265.8326 | QLD Belmont Wecker Road 110 |  |  | FALSE | #N/A | #N/A | #N/A | #N/A | #N/A | #N/A | #N/A | #N/A | #N/A | #N/A
TRUE | QLD | QBMH | Belmont Wecker Road 110 | Energy Queensland | Shoulder | Non-coincident | 2021 | POE10 | NA | 338.2204 | QLD Belmont Wecker Road 110 |  |  | FALSE | #N/A | #N/A | #N/A | #N/A | #N/A | #N/A | #N/A | #N/A | #N/A | #N/A
TRUE | QLD | QBMH | Belmont Wecker Road 110 | Energy Queensland | Shoulder | Coincident | 2022 | POE10 | NA | 291.4818 | QLD Belmont Wecker Road 110 |  |  | FALSE | #N/A | #N/A | #N/A | #N/A | #N/A | #N/A | #N/A | #N/A | #N/A | #N/A
TRUE | QLD | QBMH | Belmont Wecker Road 110 | Energy Queensland | Shoulder | Coincident | 2022 | POE50 | NA | 270.005 | QLD Belmont Wecker Road 110 |  |  | FALSE | #N/A | #N/A | #N/A | #N/A | #N/A | #N/A | #N/A | #N/A | #N/A | #N/A
TRUE | QLD | QBMH | Belmont Wecker Road 110 | Energy Queensland | Shoulder | Non-coincident | 2022 | POE10 | NA | 339.2631 | QLD Belmont Wecker Road 110 |  |  | FALSE | #N/A | #N/A | #N/A | #N/A | #N/A | #N/A | #N/A | #N/A | #N/A | #N/A
TRUE | QLD | QBMH | Belmont Wecker Road 110 | Energy Queensland | Shoulder | Coincident | 2023 | POE10 | NA | 293.5098 | QLD Belmont Wecker Road 110 |  |  | FALSE | #N/A | #N/A | #N/A | #N/A | #N/A | #N/A | #N/A | #N/A | #N/A | #N/A
TRUE | QLD | QBMH | Belmont Wecker Road 110 | Energy Queensland | Shoulder | Coincident | 2023 | POE50 | NA | 273.1446 | QLD Belmont Wecker Road 110 |  |  | FALSE | #N/A | #N/A | #N/A | #N/A | #N/A | #N/A | #N/A | #N/A | #N/A | #N/A
TRUE | QLD | QBMH | Belmont Wecker Road 110 | Energy Queensland | Shoulder | Non-coincident | 2023 | POE10 | NA | 340.9752 | QLD Belmont Wecker Road 110 |  |  | FALSE | #N/A | #N/A | #N/A | #N/A | #N/A | #N/A | #N/A | #N/A | #N/A | #N/A
TRUE | QLD | QBMH | Belmont Wecker Road 110 | Energy Queensland | Shoulder | Coincident | 2024 | POE10 | NA | 287.5696 | QLD Belmont Wecker Road 110 |  |  | FALSE | #N/A | #N/A | #N/A | #N/A | #N/A | #N/A | #N/A | #N/A | #N/A | #N/A
TRUE | QLD | QBMH | Belmont Wecker Road 110 | Energy Queensland | Shoulder | Coincident | 2024 | POE50 | NA | 270.2765 | QLD Belmont Wecker Road 110 |  |  | FALSE | #N/A | #N/A | #N/A | #N/A | #N/A | #N/A | #N/A | #N/A | #N/A | #N/A
TRUE | QLD | QBMH | Belmont Wecker Road 110 | Energy Queensland | Shoulder | Non-coincident | 2024 | POE10 | NA | 332.474 | QLD Belmont Wecker Road 110 |  |  | FALSE | #N/A | #N/A | #N/A | #N/A | #N/A | #N/A | #N/A | #N/A | #N/A | #N/A
TRUE | QLD | QBMH | Belmont Wecker Road 110 | Energy Queensland | Shoulder | Coincident | 2025 | POE10 | NA | 290.0596 | QLD Belmont Wecker Road 110 |  |  | FALSE | #N/A | #N/A | #N/A | #N/A | #N/A | #N/A | #N/A | #N/A | #N/A | #N/A
TRUE | QLD | QBMH | Belmont Wecker Road 110 | Energy Queensland | Shoulder | Coincident | 2025 | POE50 | NA | 270.5996 | QLD Belmont Wecker Road 110 |  |  | FALSE | #N/A | #N/A | #N/A | #N/A | #N/A | #N/A | #N/A | #N/A | #N/A | #N/A
TRUE | QLD | QBMH | Belmont Wecker Road 110 | Energy Queensland | Shoulder | Non-coincident | 2025 | POE10 | NA | 334.3115 | QLD Belmont Wecker Road 110 |  |  | FALSE | #N/A | #N/A | #N/A | #N/A | #N/A | #N/A | #N/A | #N/A | #N/A | #N/A
TRUE | QLD | QBMH | Belmont Wecker Road 110 | Energy Queensland | Shoulder | Coincident | 2026 | POE10 | NA | 290.2493 | QLD Belmont Wecker Road 110 |  |  | FALSE | #N/A | #N/A | #N/A | #N/A | #N/A | #N/A | #N/A | #N/A | #N/A | #N/A
TRUE | QLD | QBMH | Belmont Wecker Road 110 | Energy Queensland | Shoulder | Coincident | 2026 | POE50 | NA | 272.2393 | QLD Belmont Wecker Road 110 |  |  | FALSE | #N/A | #N/A | #N/A | #N/A | #N/A | #N/A | #N/A | #N/A | #N/A | #N/A
TRUE | QLD | QBMH | Belmont Wecker Road 110 | Energy Queensland | Shoulder | Non-coincident | 2026 | POE10 | NA | 336.2651 | QLD Belmont Wecker Road 110 |  |  | FALSE | #N/A | #N/A | #N/A | #N/A | #N/A | #N/A | #N/A | #N/A | #N/A | #N/A
TRUE | QLD | QBMH | Belmont Wecker Road 110 | Energy Queensland | Shoulder | Coincident | 2027 | POE10 | NA | 290.8138 | QLD Belmont Wecker Road 110 |  |  | FALSE | #N/A | #N/A | #N/A | #N/A | #N/A | #N/A | #N/A | #N/A | #N/A | #N/A
TRUE | QLD | QBMH | Belmont Wecker Road 110 | Energy Queensland | Shoulder | Coincident | 2027 | POE50 | NA | 272.4901 | QLD Belmont Wecker Road 110 |  |  | FALSE | #N/A | #N/A | #N/A | #N/A | #N/A | #N/A | #N/A | #N/A | #N/A | #N/A
TRUE | QLD | QBMH | Belmont Wecker Road 110 | Energy Queensland | Shoulder | Non-coincident | 2027 | POE10 | NA | 338.3256 | QLD Belmont Wecker Road 110 |  |  | FALSE | #N/A | #N/A | #N/A | #N/A | #N/A | #N/A | #N/A | #N/A | #N/A | #N/A
TRUE | QLD | QBMH | Belmont Wecker Road 110 | Energy Queensland | Shoulder | Coincident | 2028 | POE10 | NA | 291.6759 | QLD Belmont Wecker Road 110 |  |  | FALSE | #N/A | #N/A | #N/A | #N/A | #N/A | #N/A | #N/A | #N/A | #N/A | #N/A
TRUE | QLD | QBMH | Belmont Wecker Road 110 | Energy Queensland | Shoulder | Coincident | 2028 | POE50 | NA | 273.9725 | QLD Belmont Wecker Road 110 |  |  | FALSE | #N/A | #N/A | #N/A | #N/A | #N/A | #N/A | #N/A | #N/A | #N/A | #N/A
TRUE | QLD | QBMH | Belmont Wecker Road 110 | Energy Queensland | Shoulder | Non-coincident | 2028 | POE10 | NA | 340.6213 | QLD Belmont Wecker Road 110 |  |  | FALSE | #N/A | #N/A | #N/A | #N/A | #N/A | #N/A | #N/A | #N/A | #N/A | #N/A
TRUE | QLD | QBMH | Belmont Wecker Road 110 | Energy Queensland | Shoulder | Coincident | 2029 | POE10 | NA | 296.687 | QLD Belmont Wecker Road 110 |  |  | FALSE | #N/A | #N/A | #N/A | #N/A | #N/A | #N/A | #N/A | #N/A | #N/A | #N/A
TRUE | QLD | QBMH | Belmont Wecker Road 110 | Energy Queensland | Shoulder | Coincident | 2029 | POE50 | NA | 277.0779 | QLD Belmont Wecker Road 110 |  |  | FALSE | #N/A | #N/A | #N/A | #N/A | #N/A | #N/A | #N/A | #N/A | #N/A | #N/A
TRUE | QLD | QBMH | Belmont Wecker Road 110 | Energy Queensland | Shoulder | Non-coincident | 2029 | POE10 | NA | 343.2752 | QLD Belmont Wecker Road 110 |  |  | FALSE | #N/A | #N/A | #N/A | #N/A | #N/A | #N/A | #N/A | #N/A | #N/A | #N/A
TRUE | QLD | QBMH | Belmont Wecker Road 110 | Energy Queensland | Shoulder | Coincident | 2030 | POE10 | NA | 299.2819 | QLD Belmont Wecker Road 110 |  |  | FALSE | #N/A | #N/A | #N/A | #N/A | #N/A | #N/A | #N/A | #N/A | #N/A | #N/A
TRUE | QLD | QBMH | Belmont Wecker Road 110 | Energy Queensland | Shoulder | Coincident | 2030 | POE50 | NA | 279.8587 | QLD Belmont Wecker Road 110 |  |  | FALSE | #N/A | #N/A | #N/A | #N/A | #N/A | #N/A | #N/A | #N/A | #N/A | #N/A
TRUE | QLD | QBMH | Belmont Wecker Road 110 | Energy Queensland | Shoulder | Non-coincident | 2030 | POE10 | NA | 346.2995 | QLD Belmont Wecker Road 110 |  |  | FALSE | #N/A | #N/A | #N/A | #N/A | #N/A | #N/A | #N/A | #N/A | #N/A | #N/A
TRUE | QLD | QBMH | Belmont Wecker Road 110 | Energy Queensland | Summer | Non-coincident | 2019 | BASEYEARPOE10 | NA | 406.9401 | QLD Belmont Wecker Road 110 |  |  | FALSE | #N/A | #N/A | #N/A | #N/A | #N/A | #N/A | #N/A | #N/A | #N/A | #N/A
TRUE | QLD | QBMH | Belmont Wecker Road 110 | Energy Queensland | Summer | Coincident | 2021 | POE10 | NA | 341.8593 | QLD Belmont Wecker Road 110 |  |  | FALSE | #N/A | #N/A | #N/A | #N/A | #N/A | #N/A | #N/A | #N/A | #N/A | #N/A
TRUE | QLD | QBMH | Belmont Wecker Road 110 | Energy Queensland | Summer | Coincident | 2021 | POE50 | NA | 330.2077 | QLD Belmont Wecker Road 110 |  |  | FALSE | #N/A | #N/A | #N/A | #N/A | #N/A | #N/A | #N/A | #N/A | #N/A | #N/A
TRUE | QLD | QBMH | Belmont Wecker Road 110 | Energy Queensland | Summer | Non-coincident | 2021 | POE10 | NA | 416.2142 | QLD Belmont Wecker Road 110 |  |  | FALSE | #N/A | #N/A | #N/A | #N/A | #N/A | #N/A | #N/A | #N/A | #N/A | #N/A
TRUE | QLD | QBMH | Belmont Wecker Road 110 | Energy Queensland | Summer | Coincident | 2022 | POE10 | NA | 349.8752 | QLD Belmont Wecker Road 110 |  |  | FALSE | #N/A | #N/A | #N/A | #N/A | #N/A | #N/A | #N/A | #N/A | #N/A | #N/A
TRUE | QLD | QBMH | Belmont Wecker Road 110 | Energy Queensland | Summer | Coincident | 2022 | POE50 | NA | 337.3683 | QLD Belmont Wecker Road 110 |  |  | FALSE | #N/A | #N/A | #N/A | #N/A | #N/A | #N/A | #N/A | #N/A | #N/A | #N/A
TRUE | QLD | QBMH | Belmont Wecker Road 110 | Energy Queensland | Summer | Non-coincident | 2022 | POE10 | NA | 417.5648 | QLD Belmont Wecker Road 110 |  |  | FALSE | #N/A | #N/A | #N/A | #N/A | #N/A | #N/A | #N/A | #N/A | #N/A | #N/A
TRUE | QLD | QBMH | Belmont Wecker Road 110 | Energy Queensland | Summer | Coincident | 2023 | POE10 | NA | 353.5137 | QLD Belmont Wecker Road 110 |  |  | FALSE | #N/A | #N/A | #N/A | #N/A | #N/A | #N/A | #N/A | #N/A | #N/A | #N/A
TRUE | QLD | QBMH | Belmont Wecker Road 110 | Energy Queensland | Summer | Coincident | 2023 | POE50 | NA | 340.067 | QLD Belmont Wecker Road 110 |  |  | FALSE | #N/A | #N/A | #N/A | #N/A | #N/A | #N/A | #N/A | #N/A | #N/A | #N/A
TRUE | QLD | QBMH | Belmont Wecker Road 110 | Energy Queensland | Summer | Non-coincident | 2023 | POE10 | NA | 419.5964 | QLD Belmont Wecker Road 110 |  |  | FALSE | #N/A | #N/A | #N/A | #N/A | #N/A | #N/A | #N/A | #N/A | #N/A | #N/A
TRUE | QLD | QBMH | Belmont Wecker Road 110 | Energy Queensland | Summer | Coincident | 2024 | POE10 | NA | 350.633 | QLD Belmont Wecker Road 110 |  |  | FALSE | #N/A | #N/A | #N/A | #N/A | #N/A | #N/A | #N/A | #N/A | #N/A | #N/A
TRUE | QLD | QBMH | Belmont Wecker Road 110 | Energy Queensland | Summer | Coincident | 2024 | POE50 | NA | 336.8765 | QLD Belmont Wecker Road 110 |  |  | FALSE | #N/A | #N/A | #N/A | #N/A | #N/A | #N/A | #N/A | #N/A | #N/A | #N/A
TRUE | QLD | QBMH | Belmont Wecker Road 110 | Energy Queensland | Summer | Non-coincident | 2024 | POE10 | NA | 411.4439 | QLD Belmont Wecker Road 110 |  |  | FALSE | #N/A | #N/A | #N/A | #N/A | #N/A | #N/A | #N/A | #N/A | #N/A | #N/A
TRUE | QLD | QBMH | Belmont Wecker Road 110 | Energy Queensland | Summer | Coincident | 2025 | POE10 | NA | 350.8255 | QLD Belmont Wecker Road 110 |  |  | FALSE | #N/A | #N/A | #N/A | #N/A | #N/A | #N/A | #N/A | #N/A | #N/A | #N/A
TRUE | QLD | QBMH | Belmont Wecker Road 110 | Energy Queensland | Summer | Coincident | 2025 | POE50 | NA | 338.7571 | QLD Belmont Wecker Road 110 |  |  | FALSE | #N/A | #N/A | #N/A | #N/A | #N/A | #N/A | #N/A | #N/A | #N/A | #N/A
TRUE | QLD | QBMH | Belmont Wecker Road 110 | Energy Queensland | Summer | Non-coincident | 2025 | POE10 | NA | 413.6056 | QLD Belmont Wecker Road 110 |  |  | FALSE | #N/A | #N/A | #N/A | #N/A | #N/A | #N/A | #N/A | #N/A | #N/A | #N/A
TRUE | QLD | QBMH | Belmont Wecker Road 110 | Energy Queensland | Summer | Coincident | 2026 | POE10 | NA | 354.2061 | QLD Belmont Wecker Road 110 |  |  | FALSE | #N/A | #N/A | #N/A | #N/A | #N/A | #N/A | #N/A | #N/A | #N/A | #N/A
TRUE | QLD | QBMH | Belmont Wecker Road 110 | Energy Queensland | Summer | Coincident | 2026 | POE50 | NA | 340.8483 | QLD Belmont Wecker Road 110 |  |  | FALSE | #N/A | #N/A | #N/A | #N/A | #N/A | #N/A | #N/A | #N/A | #N/A | #N/A
TRUE | QLD | QBMH | Belmont Wecker Road 110 | Energy Queensland | Summer | Non-coincident | 2026 | POE10 | NA | 415.8494 | QLD Belmont Wecker Road 110 |  |  | FALSE | #N/A | #N/A | #N/A | #N/A | #N/A | #N/A | #N/A | #N/A | #N/A | #N/A
TRUE | QLD | QBMH | Belmont Wecker Road 110 | Energy Queensland | Summer | Coincident | 2027 | POE10 | NA | 353.3516 | QLD Belmont Wecker Road 110 |  |  | FALSE | #N/A | #N/A | #N/A | #N/A | #N/A | #N/A | #N/A | #N/A | #N/A | #N/A
TRUE | QLD | QBMH | Belmont Wecker Road 110 | Energy Queensland | Summer | Coincident | 2027 | POE50 | NA | 341.1741 | QLD Belmont Wecker Road 110 |  |  | FALSE | #N/A | #N/A | #N/A | #N/A | #N/A | #N/A | #N/A | #N/A | #N/A | #N/A
TRUE | QLD | QBMH | Belmont Wecker Road 110 | Energy Queensland | Summer | Non-coincident | 2027 | POE10 | NA | 418.1552 | QLD Belmont Wecker Road 110 |  |  | FALSE | #N/A | #N/A | #N/A | #N/A | #N/A | #N/A | #N/A | #N/A | #N/A | #N/A
TRUE | QLD | QBMH | Belmont Wecker Road 110 | Energy Queensland | Summer | Coincident | 2028 | POE10 | NA | 355.6048 | QLD Belmont Wecker Road 110 |  |  | FALSE | #N/A | #N/A | #N/A | #N/A | #N/A | #N/A | #N/A | #N/A | #N/A | #N/A
TRUE | QLD | QBMH | Belmont Wecker Road 110 | Energy Queensland | Summer | Coincident | 2028 | POE50 | NA | 343.1689 | QLD Belmont Wecker Road 110 |  |  | FALSE | #N/A | #N/A | #N/A | #N/A | #N/A | #N/A | #N/A | #N/A | #N/A | #N/A
TRUE | QLD | QBMH | Belmont Wecker Road 110 | Energy Queensland | Summer | Non-coincident | 2028 | POE10 | NA | 420.7099 | QLD Belmont Wecker Road 110 |  |  | FALSE | #N/A | #N/A | #N/A | #N/A | #N/A | #N/A | #N/A | #N/A | #N/A | #N/A
TRUE | QLD | QBMH | Belmont Wecker Road 110 | Energy Queensland | Summer | Coincident | 2029 | POE10 | NA | 356.9679 | QLD Belmont Wecker Road 110 |  |  | FALSE | #N/A | #N/A | #N/A | #N/A | #N/A | #N/A | #N/A | #N/A | #N/A | #N/A
TRUE | QLD | QBMH | Belmont Wecker Road 110 | Energy Queensland | Summer | Coincident | 2029 | POE50 | NA | 345.9824 | QLD Belmont Wecker Road 110 |  |  | FALSE | #N/A | #N/A | #N/A | #N/A | #N/A | #N/A | #N/A | #N/A | #N/A | #N/A
TRUE | QLD | QBMH | Belmont Wecker Road 110 | Energy Queensland | Summer | Non-coincident | 2029 | POE10 | NA | 423.6313 | QLD Belmont Wecker Road 110 |  |  | FALSE | #N/A | #N/A | #N/A | #N/A | #N/A | #N/A | #N/A | #N/A | #N/A | #N/A
TRUE | QLD | QBMH | Belmont Wecker Road 110 | Energy Queensland | Summer | Coincident | 2030 | POE10 | NA | 359.9322 | QLD Belmont Wecker Road 110 |  |  | FALSE | #N/A | #N/A | #N/A | #N/A | #N/A | #N/A | #N/A | #N/A | #N/A | #N/A
TRUE | QLD | QBMH | Belmont Wecker Road 110 | Energy Queensland | Summer | Coincident | 2030 | POE50 | NA | 347.0524 | QLD Belmont Wecker Road 110 |  |  | FALSE | #N/A | #N/A | #N/A | #N/A | #N/A | #N/A | #N/A | #N/A | #N/A | #N/A
TRUE | QLD | QBMH | Belmont Wecker Road 110 | Energy Queensland | Summer | Non-coincident | 2030 | POE10 | NA | 426.8755 | QLD Belmont Wecker Road 110 |  |  | FALSE | #N/A | #N/A | #N/A | #N/A | #N/A | #N/A | #N/A | #N/A | #N/A | #N/A
TRUE | QLD | QBMH | Belmont Wecker Road 110 | Energy Queensland | Winter | Non-coincident | 2019 | BASEYEARPOE10 | NA | 290.2235 | QLD Belmont Wecker Road 110 |  |  | FALSE | #N/A | #N/A | #N/A | #N/A | #N/A | #N/A | #N/A | #N/A | #N/A | #N/A
TRUE | QLD | QBMH | Belmont Wecker Road 110 | Energy Queensland | Winter | Coincident | 2020 | POE10 | NA | 287.4425 | QLD Belmont Wecker Road 110 |  |  | FALSE | #N/A | #N/A | #N/A | #N/A | #N/A | #N/A | #N/A | #N/A | #N/A | #N/A
TRUE | QLD | QBMH | Belmont Wecker Road 110 | Energy Queensland | Winter | Coincident | 2020 | POE50 | NA | 278.047 | QLD Belmont Wecker Road 110 |  |  | FALSE | #N/A | #N/A | #N/A | #N/A | #N/A | #N/A | #N/A | #N/A | #N/A | #N/A
TRUE | QLD | QBMH | Belmont Wecker Road 110 | Energy Queensland | Winter | Non-coincident | 2020 | POE10 | NA | 290.7786 | QLD Belmont Wecker Road 110 |  |  | FALSE | #N/A | #N/A | #N/A | #N/A | #N/A | #N/A | #N/A | #N/A | #N/A | #N/A
TRUE | QLD | QBMH | Belmont Wecker Road 110 | Energy Queensland | Winter | Coincident | 2021 | POE10 | NA | 297.3779 | QLD Belmont Wecker Road 110 |  |  | FALSE | #N/A | #N/A | #N/A | #N/A | #N/A | #N/A | #N/A | #N/A | #N/A | #N/A
TRUE | QLD | QBMH | Belmont Wecker Road 110 | Energy Queensland | Winter | Coincident | 2021 | POE50 | NA | 287.7991 | QLD Belmont Wecker Road 110 |  |  | FALSE | #N/A | #N/A | #N/A | #N/A | #N/A | #N/A | #N/A | #N/A | #N/A | #N/A
TRUE | QLD | QBMH | Belmont Wecker Road 110 | Energy Queensland | Winter | Non-coincident | 2021 | POE10 | NA | 303.3779 | QLD Belmont Wecker Road 110 |  |  | FALSE | #N/A | #N/A | #N/A | #N/A | #N/A | #N/A | #N/A | #N/A | #N/A | #N/A
TRUE | QLD | QBMH | Belmont Wecker Road 110 | Energy Queensland | Winter | Coincident | 2022 | POE10 | NA | 305.9047 | QLD Belmont Wecker Road 110 |  |  | FALSE | #N/A | #N/A | #N/A | #N/A | #N/A | #N/A | #N/A | #N/A | #N/A | #N/A
TRUE | QLD | QBMH | Belmont Wecker Road 110 | Energy Queensland | Winter | Coincident | 2022 | POE50 | NA | 296.0975 | QLD Belmont Wecker Road 110 |  |  | FALSE | #N/A | #N/A | #N/A | #N/A | #N/A | #N/A | #N/A | #N/A | #N/A | #N/A
TRUE | QLD | QBMH | Belmont Wecker Road 110 | Energy Queensland | Winter | Non-coincident | 2022 | POE10 | NA | 305.9047 | QLD Belmont Wecker Road 110 |  |  | FALSE | #N/A | #N/A | #N/A | #N/A | #N/A | #N/A | #N/A | #N/A | #N/A | #N/A
TRUE | QLD | QBMH | Belmont Wecker Road 110 | Energy Queensland | Winter | Coincident | 2023 | POE10 | NA | 310.7285 | QLD Belmont Wecker Road 110 |  |  | FALSE | #N/A | #N/A | #N/A | #N/A | #N/A | #N/A | #N/A | #N/A | #N/A | #N/A
TRUE | QLD | QBMH | Belmont Wecker Road 110 | Energy Queensland | Winter | Coincident | 2023 | POE50 | NA | 300.4784 | QLD Belmont Wecker Road 110 |  |  | FALSE | #N/A | #N/A | #N/A | #N/A | #N/A | #N/A | #N/A | #N/A | #N/A | #N/A
TRUE | QLD | QBMH | Belmont Wecker Road 110 | Energy Queensland | Winter | Non-coincident | 2023 | POE10 | NA | 310.7285 | QLD Belmont Wecker Road 110 |  |  | FALSE | #N/A | #N/A | #N/A | #N/A | #N/A | #N/A | #N/A | #N/A | #N/A | #N/A
TRUE | QLD | QBMH | Belmont Wecker Road 110 | Energy Queensland | Winter | Coincident | 2024 | POE10 | NA | 306.7006 | QLD Belmont Wecker Road 110 |  |  | FALSE | #N/A | #N/A | #N/A | #N/A | #N/A | #N/A | #N/A | #N/A | #N/A | #N/A
TRUE | QLD | QBMH | Belmont Wecker Road 110 | Energy Queensland | Winter | Coincident | 2024 | POE50 | NA | 295.2154 | QLD Belmont Wecker Road 110 |  |  | FALSE | #N/A | #N/A | #N/A | #N/A | #N/A | #N/A | #N/A | #N/A | #N/A | #N/A
TRUE | QLD | QBMH | Belmont Wecker Road 110 | Energy Queensland | Winter | Non-coincident | 2024 | POE10 | NA | 306.7006 | QLD Belmont Wecker Road 110 |  |  | FALSE | #N/A | #N/A | #N/A | #N/A | #N/A | #N/A | #N/A | #N/A | #N/A | #N/A
TRUE | QLD | QBMH | Belmont Wecker Road 110 | Energy Queensland | Winter | Coincident | 2025 | POE10 | NA | 307.6821 | QLD Belmont Wecker Road 110 |  |  | FALSE | #N/A | #N/A | #N/A | #N/A | #N/A | #N/A | #N/A | #N/A | #N/A | #N/A
TRUE | QLD | QBMH | Belmont Wecker Road 110 | Energy Queensland | Winter | Coincident | 2025 | POE50 | NA | 296.794 | QLD Belmont Wecker Road 110 |  |  | FALSE | #N/A | #N/A | #N/A | #N/A | #N/A | #N/A | #N/A | #N/A | #N/A | #N/A
TRUE | QLD | QBMH | Belmont Wecker Road 110 | Energy Queensland | Winter | Non-coincident | 2025 | POE10 | NA | 307.6821 | QLD Belmont Wecker Road 110 |  |  | FALSE | #N/A | #N/A | #N/A | #N/A | #N/A | #N/A | #N/A | #N/A | #N/A | #N/A
TRUE | QLD | QBMH | Belmont Wecker Road 110 | Energy Queensland | Winter | Coincident | 2026 | POE10 | NA | 309.4916 | QLD Belmont Wecker Road 110 |  |  | FALSE | #N/A | #N/A | #N/A | #N/A | #N/A | #N/A | #N/A | #N/A | #N/A | #N/A
TRUE | QLD | QBMH | Belmont Wecker Road 110 | Energy Queensland | Winter | Coincident | 2026 | POE50 | NA | 299.1017 | QLD Belmont Wecker Road 110 |  |  | FALSE | #N/A | #N/A | #N/A | #N/A | #N/A | #N/A | #N/A | #N/A | #N/A | #N/A
TRUE | QLD | QBMH | Belmont Wecker Road 110 | Energy Queensland | Winter | Non-coincident | 2026 | POE10 | NA | 309.4916 | QLD Belmont Wecker Road 110 |  |  | FALSE | #N/A | #N/A | #N/A | #N/A | #N/A | #N/A | #N/A | #N/A | #N/A | #N/A
TRUE | QLD | QBMH | Belmont Wecker Road 110 | Energy Queensland | Winter | Coincident | 2027 | POE10 | NA | 311.2124 | QLD Belmont Wecker Road 110 |  |  | FALSE | #N/A | #N/A | #N/A | #N/A | #N/A | #N/A | #N/A | #N/A | #N/A | #N/A
TRUE | QLD | QBMH | Belmont Wecker Road 110 | Energy Queensland | Winter | Coincident | 2027 | POE50 | NA | 300.7968 | QLD Belmont Wecker Road 110 |  |  | FALSE | #N/A | #N/A | #N/A | #N/A | #N/A | #N/A | #N/A | #N/A | #N/A | #N/A
TRUE | QLD | QBMH | Belmont Wecker Road 110 | Energy Queensland | Winter | Non-coincident | 2027 | POE10 | NA | 311.2124 | QLD Belmont Wecker Road 110 |  |  | FALSE | #N/A | #N/A | #N/A | #N/A | #N/A | #N/A | #N/A | #N/A | #N/A | #N/A
TRUE | QLD | QBMH | Belmont Wecker Road 110 | Energy Queensland | Winter | Coincident | 2028 | POE10 | NA | 316.9106 | QLD Belmont Wecker Road 110 |  |  | FALSE | #N/A | #N/A | #N/A | #N/A | #N/A | #N/A | #N/A | #N/A | #N/A | #N/A
TRUE | QLD | QBMH | Belmont Wecker Road 110 | Energy Queensland | Winter | Coincident | 2028 | POE50 | NA | 303.9451 | QLD Belmont Wecker Road 110 |  |  | FALSE | #N/A | #N/A | #N/A | #N/A | #N/A | #N/A | #N/A | #N/A | #N/A | #N/A
TRUE | QLD | QBMH | Belmont Wecker Road 110 | Energy Queensland | Winter | Non-coincident | 2028 | POE10 | NA | 316.9106 | QLD Belmont Wecker Road 110 |  |  | FALSE | #N/A | #N/A | #N/A | #N/A | #N/A | #N/A | #N/A | #N/A | #N/A | #N/A
TRUE | QLD | QBMH | Belmont Wecker Road 110 | Energy Queensland | Winter | Coincident | 2029 | POE10 | NA | 318.0249 | QLD Belmont Wecker Road 110 |  |  | FALSE | #N/A | #N/A | #N/A | #N/A | #N/A | #N/A | #N/A | #N/A | #N/A | #N/A
TRUE | QLD | QBMH | Belmont Wecker Road 110 | Energy Queensland | Winter | Coincident | 2029 | POE50 | NA | 306.6244 | QLD Belmont Wecker Road 110 |  |  | FALSE | #N/A | #N/A | #N/A | #N/A | #N/A | #N/A | #N/A | #N/A | #N/A | #N/A
TRUE | QLD | QBMH | Belmont Wecker Road 110 | Energy Queensland | Winter | Non-coincident | 2029 | POE10 | NA | 318.0249 | QLD Belmont Wecker Road 110 |  |  | FALSE | #N/A | #N/A | #N/A | #N/A | #N/A | #N/A | #N/A | #N/A | #N/A | #N/A
TRUE | QLD | QBNN | Bowen North | Energy Queensland | Shoulder | Coincident | 2017 | ACTUAL_OPG | 10.4384 | 16.3252 | QLD Bowen North |  |  | FALSE | #N/A | #N/A | #N/A | #N/A | #N/A | #N/A | #N/A | #N/A | #N/A | #N/A
TRUE | QLD | QBNN | Bowen North | Energy Queensland | Shoulder | Coincident | 2017 | ACTUAL_RAW | 10.4384 | 16.3252 | QLD Bowen North |  |  | FALSE | #N/A | #N/A | #N/A | #N/A | #N/A | #N/A | #N/A | #N/A | #N/A | #N/A
TRUE | QLD | QBNN | Bowen North | Energy Queensland | Shoulder | Non-coincident | 2017 | ACTUAL_RAW | 1.5008 | 22.3526 | QLD Bowen North |  |  | FALSE | #N/A | #N/A | #N/A | #N/A | #N/A | #N/A | #N/A | #N/A | #N/A | #N/A
TRUE | QLD | QBNN | Bowen North | Energy Queensland | Shoulder | Non-coincident | 2017 | ACTUAL_OPG | 1.5008 | 22.3526 | QLD Bowen North |  |  | FALSE | #N/A | #N/A | #N/A | #N/A | #N/A | #N/A | #N/A | #N/A | #N/A | #N/A
TRUE | QLD | QBNN | Bowen North | Energy Queensland | Shoulder | Non-coincident | 2017 | ACTUAL_ADJUSTEDOPG | 4.3251 | 22.3526 | QLD Bowen North |  |  | FALSE | #N/A | #N/A | #N/A | #N/A | #N/A | #N/A | #N/A | #N/A | #N/A | #N/A
TRUE | QLD | QBNN | Bowen North | Energy Queensland | Shoulder | Coincident | 2018 | ACTUAL_OPG | 8.0707 | 17.4421 | QLD Bowen North |  |  | FALSE | #N/A | #N/A | #N/A | #N/A | #N/A | #N/A | #N/A | #N/A | #N/A | #N/A
TRUE | QLD | QBNN | Bowen North | Energy Queensland | Shoulder | Coincident | 2018 | ACTUAL_RAW | 8.0707 | 17.4421 | QLD Bowen North |  |  | FALSE | #N/A | #N/A | #N/A | #N/A | #N/A | #N/A | #N/A | #N/A | #N/A | #N/A
TRUE | QLD | QBNN | Bowen North | Energy Queensland | Shoulder | Non-coincident | 2018 | ACTUAL_RAW | 0 | 27.4127 | QLD Bowen North |  |  | FALSE | #N/A | #N/A | #N/A | #N/A | #N/A | #N/A | #N/A | #N/A | #N/A | #N/A
TRUE | QLD | QBNN | Bowen North | Energy Queensland | Shoulder | Non-coincident | 2018 | ACTUAL_OPG | 0 | 27.4127 | QLD Bowen North |  |  | FALSE | #N/A | #N/A | #N/A | #N/A | #N/A | #N/A | #N/A | #N/A | #N/A | #N/A
TRUE | QLD | QBNN | Bowen North | Energy Queensland | Shoulder | Non-coincident | 2018 | ACTUAL_ADJUSTEDOPG | 6.9857 | 27.4127 | QLD Bowen North |  |  | FALSE | #N/A | #N/A | #N/A | #N/A | #N/A | #N/A | #N/A | #N/A | #N/A | #N/A
TRUE | QLD | QBNN | Bowen North | Energy Queensland | Shoulder | Coincident | 2019 | ACTUAL_OPG | 9.354 | 23.884 | QLD Bowen North |  |  | FALSE | #N/A | #N/A | #N/A | #N/A | #N/A | #N/A | #N/A | #N/A | #N/A | #N/A
TRUE | QLD | QBNN | Bowen North | Energy Queensland | Shoulder | Coincident | 2019 | ACTUAL_RAW | 9.354 | 23.884 | QLD Bowen North |  |  | FALSE | #N/A | #N/A | #N/A | #N/A | #N/A | #N/A | #N/A | #N/A | #N/A | #N/A
TRUE | QLD | QBNN | Bowen North | Energy Queensland | Shoulder | Non-coincident | 2019 | ACTUAL_RAW | 0 | 26.0901 | QLD Bowen North |  |  | FALSE | #N/A | #N/A | #N/A | #N/A | #N/A | #N/A | #N/A | #N/A | #N/A | #N/A
TRUE | QLD | QBNN | Bowen North | Energy Queensland | Shoulder | Non-coincident | 2019 | ACTUAL_OPG | 0 | 26.0901 | QLD Bowen North |  |  | FALSE | #N/A | #N/A | #N/A | #N/A | #N/A | #N/A | #N/A | #N/A | #N/A | #N/A
TRUE | QLD | QBNN | Bowen North | Energy Queensland | Shoulder | Non-coincident | 2019 | ACTUAL_ADJUSTEDOPG | 4.9689 | 26.0901 | QLD Bowen North |  |  | FALSE | #N/A | #N/A | #N/A | #N/A | #N/A | #N/A | #N/A | #N/A | #N/A | #N/A
TRUE | QLD | QBNN | Bowen North | Energy Queensland | Shoulder | Non-coincident | 2019 | BASEYEARPOE90 | 6.0154 | NA | QLD Bowen North |  |  | FALSE | #N/A | #N/A | #N/A | #N/A | #N/A | #N/A | #N/A | #N/A | #N/A | #N/A
TRUE | QLD | QBNN | Bowen North | Energy Queensland | Shoulder | Non-coincident | 2019 | BASEYEARPOE50 | 6.7317 | 23.4793 | QLD Bowen North |  |  | FALSE | #N/A | #N/A | #N/A | #N/A | #N/A | #N/A | #N/A | #N/A | #N/A | #N/A
TRUE | QLD | QBNN | Bowen North | Energy Queensland | Shoulder | Coincident | 2020 | ACTUAL_OPG | 11.3206 | 24.2465 | QLD Bowen North |  |  | FALSE | #N/A | #N/A | #N/A | #N/A | #N/A | #N/A | #N/A | #N/A | #N/A | #N/A
TRUE | QLD | QBNN | Bowen North | Energy Queensland | Shoulder | Coincident | 2020 | ACTUAL_RAW | 11.3206 | 24.2465 | QLD Bowen North |  |  | FALSE | #N/A | #N/A | #N/A | #N/A | #N/A | #N/A | #N/A | #N/A | #N/A | #N/A
TRUE | QLD | QBNN | Bowen North | Energy Queensland | Shoulder | Non-coincident | 2020 | ACTUAL_RAW | 6.6071 | 24.8018 | QLD Bowen North |  |  | FALSE | #N/A | #N/A | #N/A | #N/A | #N/A | #N/A | #N/A | #N/A | #N/A | #N/A
TRUE | QLD | QBNN | Bowen North | Energy Queensland | Shoulder | Non-coincident | 2020 | ACTUAL_OPG | 6.6071 | 24.8018 | QLD Bowen North |  |  | FALSE | #N/A | #N/A | #N/A | #N/A | #N/A | #N/A | #N/A | #N/A | #N/A | #N/A
TRUE | QLD | QBNN | Bowen North | Energy Queensland | Shoulder | Non-coincident | 2020 | ACTUAL_ADJUSTEDOPG | 6.6071 | 24.8018 | QLD Bowen North |  |  | FALSE | #N/A | #N/A | #N/A | #N/A | #N/A | #N/A | #N/A | #N/A | #N/A | #N/A
TRUE | QLD | QBNN | Bowen North | Energy Queensland | Shoulder | Coincident_unreconciled | 2021 | POE50 | 9 | NA | QLD Bowen North |  |  | FALSE | #N/A | #N/A | #N/A | #N/A | #N/A | #N/A | #N/A | #N/A | #N/A | #N/A
TRUE | QLD | QBNN | Bowen North | Energy Queensland | Shoulder | Coincident_unreconciled | 2021 | POE90 | 6.9637 | NA | QLD Bowen North |  |  | FALSE | #N/A | #N/A | #N/A | #N/A | #N/A | #N/A | #N/A | #N/A | #N/A | #N/A
TRUE | QLD | QBNN | Bowen North | Energy Queensland | Shoulder | Non-coincident | 2021 | POE50 | 5.6 | 23.7765 | QLD Bowen North |  |  | FALSE | #N/A | #N/A | #N/A | #N/A | #N/A | #N/A | #N/A | #N/A | #N/A | #N/A
TRUE | QLD | QBNN | Bowen North | Energy Queensland | Shoulder | Non-coincident | 2021 | POE90 | 5.0232 | NA | QLD Bowen North |  |  | FALSE | #N/A | #N/A | #N/A | #N/A | #N/A | #N/A | #N/A | #N/A | #N/A | #N/A
TRUE | QLD | QBNN | Bowen North | Energy Queensland | Shoulder | Coincident_unreconciled | 2022 | POE50 | 9 | NA | QLD Bowen North |  |  | FALSE | #N/A | #N/A | #N/A | #N/A | #N/A | #N/A | #N/A | #N/A | #N/A | #N/A
TRUE | QLD | QBNN | Bowen North | Energy Queensland | Shoulder | Coincident_unreconciled | 2022 | POE90 | 6.9637 | NA | QLD Bowen North |  |  | FALSE | #N/A | #N/A | #N/A | #N/A | #N/A | #N/A | #N/A | #N/A | #N/A | #N/A
TRUE | QLD | QBNN | Bowen North | Energy Queensland | Shoulder | Non-coincident | 2022 | POE50 | 5.6 | 23.7765 | QLD Bowen North |  |  | FALSE | #N/A | #N/A | #N/A | #N/A | #N/A | #N/A | #N/A | #N/A | #N/A | #N/A
TRUE | QLD | QBNN | Bowen North | Energy Queensland | Shoulder | Non-coincident | 2022 | POE90 | 5.0232 | NA | QLD Bowen North |  |  | FALSE | #N/A | #N/A | #N/A | #N/A | #N/A | #N/A | #N/A | #N/A | #N/A | #N/A
TRUE | QLD | QBNN | Bowen North | Energy Queensland | Shoulder | Coincident_unreconciled | 2023 | POE50 | 9 | NA | QLD Bowen North |  |  | FALSE | #N/A | #N/A | #N/A | #N/A | #N/A | #N/A | #N/A | #N/A | #N/A | #N/A
TRUE | QLD | QBNN | Bowen North | Energy Queensland | Shoulder | Coincident_unreconciled | 2023 | POE90 | 6.9638 | NA | QLD Bowen North |  |  | FALSE | #N/A | #N/A | #N/A | #N/A | #N/A | #N/A | #N/A | #N/A | #N/A | #N/A
TRUE | QLD | QBNN | Bowen North | Energy Queensland | Shoulder | Non-coincident | 2023 | POE50 | 5.6 | 23.7765 | QLD Bowen North |  |  | FALSE | #N/A | #N/A | #N/A | #N/A | #N/A | #N/A | #N/A | #N/A | #N/A | #N/A
TRUE | QLD | QBNN | Bowen North | Energy Queensland | Shoulder | Non-coincident | 2023 | POE90 | 5.0232 | NA | QLD Bowen North |  |  | FALSE | #N/A | #N/A | #N/A | #N/A | #N/A | #N/A | #N/A | #N/A | #N/A | #N/A
TRUE | QLD | QBNN | Bowen North | Energy Queensland | Shoulder | Coincident_unreconciled | 2024 | POE50 | 9 | NA | QLD Bowen North |  |  | FALSE | #N/A | #N/A | #N/A | #N/A | #N/A | #N/A | #N/A | #N/A | #N/A | #N/A
TRUE | QLD | QBNN | Bowen North | Energy Queensland | Shoulder | Coincident_unreconciled | 2024 | POE90 | 6.9638 | NA | QLD Bowen North |  |  | FALSE | #N/A | #N/A | #N/A | #N/A | #N/A | #N/A | #N/A | #N/A | #N/A | #N/A
TRUE | QLD | QBNN | Bowen North | Energy Queensland | Shoulder | Non-coincident | 2024 | POE50 | 5.6 | 23.7765 | QLD Bowen North |  |  | FALSE | #N/A | #N/A | #N/A | #N/A | #N/A | #N/A | #N/A | #N/A | #N/A | #N/A
TRUE | QLD | QBNN | Bowen North | Energy Queensland | Shoulder | Non-coincident | 2024 | POE90 | 5.0232 | NA | QLD Bowen North |  |  | FALSE | #N/A | #N/A | #N/A | #N/A | #N/A | #N/A | #N/A | #N/A | #N/A | #N/A
TRUE | QLD | QBNN | Bowen North | Energy Queensland | Shoulder | Coincident_unreconciled | 2025 | POE50 | 9 | NA | QLD Bowen North |  |  | FALSE | #N/A | #N/A | #N/A | #N/A | #N/A | #N/A | #N/A | #N/A | #N/A | #N/A
TRUE | QLD | QBNN | Bowen North | Energy Queensland | Shoulder | Coincident_unreconciled | 2025 | POE90 | 6.9638 | NA | QLD Bowen North |  |  | FALSE | #N/A | #N/A | #N/A | #N/A | #N/A | #N/A | #N/A | #N/A | #N/A | #N/A
TRUE | QLD | QBNN | Bowen North | Energy Queensland | Shoulder | Non-coincident | 2025 | POE50 | 5.6 | 23.7765 | QLD Bowen North |  |  | FALSE | #N/A | #N/A | #N/A | #N/A | #N/A | #N/A | #N/A | #N/A | #N/A | #N/A
TRUE | QLD | QBNN | Bowen North | Energy Queensland | Shoulder | Non-coincident | 2025 | POE90 | 5.0232 | NA | QLD Bowen North |  |  | FALSE | #N/A | #N/A | #N/A | #N/A | #N/A | #N/A | #N/A | #N/A | #N/A | #N/A
TRUE | QLD | QBNN | Bowen North | Energy Queensland | Shoulder | Coincident_unreconciled | 2026 | POE50 | 9 | NA | QLD Bowen North |  |  | FALSE | #N/A | #N/A | #N/A | #N/A | #N/A | #N/A | #N/A | #N/A | #N/A | #N/A
TRUE | QLD | QBNN | Bowen North | Energy Queensland | Shoulder | Coincident_unreconciled | 2026 | POE90 | 6.9638 | NA | QLD Bowen North |  |  | FALSE | #N/A | #N/A | #N/A | #N/A | #N/A | #N/A | #N/A | #N/A | #N/A | #N/A
TRUE | QLD | QBNN | Bowen North | Energy Queensland | Shoulder | Non-coincident | 2026 | POE50 | 5.6 | 23.7765 | QLD Bowen North |  |  | FALSE | #N/A | #N/A | #N/A | #N/A | #N/A | #N/A | #N/A | #N/A | #N/A | #N/A
TRUE | QLD | QBNN | Bowen North | Energy Queensland | Shoulder | Non-coincident | 2026 | POE90 | 5.0232 | NA | QLD Bowen North |  |  | FALSE | #N/A | #N/A | #N/A | #N/A | #N/A | #N/A | #N/A | #N/A | #N/A | #N/A
TRUE | QLD | QBNN | Bowen North | Energy Queensland | Shoulder | Coincident_unreconciled | 2027 | POE50 | 9.0001 | NA | QLD Bowen North |  |  | FALSE | #N/A | #N/A | #N/A | #N/A | #N/A | #N/A | #N/A | #N/A | #N/A | #N/A
TRUE | QLD | QBNN | Bowen North | Energy Queensland | Shoulder | Coincident_unreconciled | 2027 | POE90 | 6.9638 | NA | QLD Bowen North |  |  | FALSE | #N/A | #N/A | #N/A | #N/A | #N/A | #N/A | #N/A | #N/A | #N/A | #N/A
TRUE | QLD | QBNN | Bowen North | Energy Queensland | Shoulder | Non-coincident | 2027 | POE50 | 5.6 | 23.7765 | QLD Bowen North |  |  | FALSE | #N/A | #N/A | #N/A | #N/A | #N/A | #N/A | #N/A | #N/A | #N/A | #N/A
TRUE | QLD | QBNN | Bowen North | Energy Queensland | Shoulder | Non-coincident | 2027 | POE90 | 5.0232 | NA | QLD Bowen North |  |  | FALSE | #N/A | #N/A | #N/A | #N/A | #N/A | #N/A | #N/A | #N/A | #N/A | #N/A
TRUE | QLD | QBNN | Bowen North | Energy Queensland | Shoulder | Coincident_unreconciled | 2028 | POE50 | 9.0001 | NA | QLD Bowen North |  |  | FALSE | #N/A | #N/A | #N/A | #N/A | #N/A | #N/A | #N/A | #N/A | #N/A | #N/A
TRUE | QLD | QBNN | Bowen North | Energy Queensland | Shoulder | Coincident_unreconciled | 2028 | POE90 | 6.9638 | NA | QLD Bowen North |  |  | FALSE | #N/A | #N/A | #N/A | #N/A | #N/A | #N/A | #N/A | #N/A | #N/A | #N/A
TRUE | QLD | QBNN | Bowen North | Energy Queensland | Shoulder | Non-coincident | 2028 | POE50 | 5.6 | 23.7766 | QLD Bowen North |  |  | FALSE | #N/A | #N/A | #N/A | #N/A | #N/A | #N/A | #N/A | #N/A | #N/A | #N/A
TRUE | QLD | QBNN | Bowen North | Energy Queensland | Shoulder | Non-coincident | 2028 | POE90 | 5.0232 | NA | QLD Bowen North |  |  | FALSE | #N/A | #N/A | #N/A | #N/A | #N/A | #N/A | #N/A | #N/A | #N/A | #N/A
TRUE | QLD | QBNN | Bowen North | Energy Queensland | Shoulder | Coincident_unreconciled | 2029 | POE50 | 9.0002 | NA | QLD Bowen North |  |  | FALSE | #N/A | #N/A | #N/A | #N/A | #N/A | #N/A | #N/A | #N/A | #N/A | #N/A
TRUE | QLD | QBNN | Bowen North | Energy Queensland | Shoulder | Coincident_unreconciled | 2029 | POE90 | 6.9639 | NA | QLD Bowen North |  |  | FALSE | #N/A | #N/A | #N/A | #N/A | #N/A | #N/A | #N/A | #N/A | #N/A | #N/A
TRUE | QLD | QBNN | Bowen North | Energy Queensland | Shoulder | Non-coincident | 2029 | POE50 | 5.6 | 23.7766 | QLD Bowen North |  |  | FALSE | #N/A | #N/A | #N/A | #N/A | #N/A | #N/A | #N/A | #N/A | #N/A | #N/A
TRUE | QLD | QBNN | Bowen North | Energy Queensland | Shoulder | Non-coincident | 2029 | POE90 | 5.0232 | NA | QLD Bowen North |  |  | FALSE | #N/A | #N/A | #N/A | #N/A | #N/A | #N/A | #N/A | #N/A | #N/A | #N/A
TRUE | QLD | QBNN | Bowen North | Energy Queensland | Shoulder | Coincident_unreconciled | 2030 | POE50 | 9.0002 | NA | QLD Bowen North |  |  | FALSE | #N/A | #N/A | #N/A | #N/A | #N/A | #N/A | #N/A | #N/A | #N/A | #N/A
TRUE | QLD | QBNN | Bowen North | Energy Queensland | Shoulder | Coincident_unreconciled | 2030 | POE90 | 6.964 | NA | QLD Bowen North |  |  | FALSE | #N/A | #N/A | #N/A | #N/A | #N/A | #N/A | #N/A | #N/A | #N/A | #N/A
TRUE | QLD | QBNN | Bowen North | Energy Queensland | Shoulder | Non-coincident | 2030 | POE50 | 5.6 | 23.7766 | QLD Bowen North |  |  | FALSE | #N/A | #N/A | #N/A | #N/A | #N/A | #N/A | #N/A | #N/A | #N/A | #N/A
TRUE | QLD | QBNN | Bowen North | Energy Queensland | Shoulder | Non-coincident | 2030 | POE90 | 5.0232 | NA | QLD Bowen North |  |  | FALSE | #N/A | #N/A | #N/A | #N/A | #N/A | #N/A | #N/A | #N/A | #N/A | #N/A
TRUE | QLD | QBNN | Bowen North | Energy Queensland | Summer | Coincident | 2017 | ACTUAL_OPG | 8.5831 | 17.7525 | QLD Bowen North |  |  | FALSE | #N/A | #N/A | #N/A | #N/A | #N/A | #N/A | #N/A | #N/A | #N/A | #N/A
TRUE | QLD | QBNN | Bowen North | Energy Queensland | Summer | Coincident | 2017 | ACTUAL_RAW | 8.5831 | 17.7525 | QLD Bowen North |  |  | FALSE | #N/A | #N/A | #N/A | #N/A | #N/A | #N/A | #N/A | #N/A | #N/A | #N/A
TRUE | QLD | QBNN | Bowen North | Energy Queensland | Summer | Non-coincident | 2017 | ACTUAL_RAW | 0 | 23.8326 | QLD Bowen North |  |  | FALSE | #N/A | #N/A | #N/A | #N/A | #N/A | #N/A | #N/A | #N/A | #N/A | #N/A
TRUE | QLD | QBNN | Bowen North | Energy Queensland | Summer | Non-coincident | 2017 | ACTUAL_OPG | 0 | 23.8326 | QLD Bowen North |  |  | FALSE | #N/A | #N/A | #N/A | #N/A | #N/A | #N/A | #N/A | #N/A | #N/A | #N/A
TRUE | QLD | QBNN | Bowen North | Energy Queensland | Summer | Non-coincident | 2017 | ACTUAL_ADJUSTEDOPG | 1.9402 | 23.8326 | QLD Bowen North |  |  | FALSE | #N/A | #N/A | #N/A | #N/A | #N/A | #N/A | #N/A | #N/A | #N/A | #N/A
TRUE | QLD | QBNN | Bowen North | Energy Queensland | Summer | Coincident | 2018 | ACTUAL_OPG | 10.4411 | 17.2382 | QLD Bowen North |  |  | FALSE | #N/A | #N/A | #N/A | #N/A | #N/A | #N/A | #N/A | #N/A | #N/A | #N/A
TRUE | QLD | QBNN | Bowen North | Energy Queensland | Summer | Coincident | 2018 | ACTUAL_RAW | 10.4411 | 17.2382 | QLD Bowen North |  |  | FALSE | #N/A | #N/A | #N/A | #N/A | #N/A | #N/A | #N/A | #N/A | #N/A | #N/A
TRUE | QLD | QBNN | Bowen North | Energy Queensland | Summer | Non-coincident | 2018 | ACTUAL_RAW | 0 | 26.2624 | QLD Bowen North |  |  | FALSE | #N/A | #N/A | #N/A | #N/A | #N/A | #N/A | #N/A | #N/A | #N/A | #N/A
TRUE | QLD | QBNN | Bowen North | Energy Queensland | Summer | Non-coincident | 2018 | ACTUAL_OPG | 0 | 26.2624 | QLD Bowen North |  |  | FALSE | #N/A | #N/A | #N/A | #N/A | #N/A | #N/A | #N/A | #N/A | #N/A | #N/A
TRUE | QLD | QBNN | Bowen North | Energy Queensland | Summer | Non-coincident | 2018 | ACTUAL_ADJUSTEDOPG | 7.2695 | 26.2624 | QLD Bowen North |  |  | FALSE | #N/A | #N/A | #N/A | #N/A | #N/A | #N/A | #N/A | #N/A | #N/A | #N/A
TRUE | QLD | QBNN | Bowen North | Energy Queensland | Summer | Coincident | 2019 | ACTUAL_OPG | 8.789 | 15.3665 | QLD Bowen North |  |  | FALSE | #N/A | #N/A | #N/A | #N/A | #N/A | #N/A | #N/A | #N/A | #N/A | #N/A
TRUE | QLD | QBNN | Bowen North | Energy Queensland | Summer | Coincident | 2019 | ACTUAL_RAW | 8.789 | 15.3665 | QLD Bowen North |  |  | FALSE | #N/A | #N/A | #N/A | #N/A | #N/A | #N/A | #N/A | #N/A | #N/A | #N/A
TRUE | QLD | QBNN | Bowen North | Energy Queensland | Summer | Non-coincident | 2019 | ACTUAL_RAW | 0 | 29.3661 | QLD Bowen North |  |  | FALSE | #N/A | #N/A | #N/A | #N/A | #N/A | #N/A | #N/A | #N/A | #N/A | #N/A
TRUE | QLD | QBNN | Bowen North | Energy Queensland | Summer | Non-coincident | 2019 | ACTUAL_OPG | 0 | 29.3661 | QLD Bowen North |  |  | FALSE | #N/A | #N/A | #N/A | #N/A | #N/A | #N/A | #N/A | #N/A | #N/A | #N/A
TRUE | QLD | QBNN | Bowen North | Energy Queensland | Summer | Non-coincident | 2019 | ACTUAL_ADJUSTEDOPG | 5.8625 | 29.3661 | QLD Bowen North |  |  | FALSE | #N/A | #N/A | #N/A | #N/A | #N/A | #N/A | #N/A | #N/A | #N/A | #N/A
TRUE | QLD | QBNN | Bowen North | Energy Queensland | Summer | Non-coincident | 2019 | BASEYEARPOE90 | 7.4663 | NA | QLD Bowen North |  |  | FALSE | #N/A | #N/A | #N/A | #N/A | #N/A | #N/A | #N/A | #N/A | #N/A | #N/A
TRUE | QLD | QBNN | Bowen North | Energy Queensland | Summer | Non-coincident | 2019 | BASEYEARPOE50 | 8.0807 | 24.3636 | QLD Bowen North |  |  | FALSE | #N/A | #N/A | #N/A | #N/A | #N/A | #N/A | #N/A | #N/A | #N/A | #N/A
TRUE | QLD | QBNN | Bowen North | Energy Queensland | Summer | Coincident | 2020 | ACTUAL_OPG | 11.1588 | 16.1015 | QLD Bowen North |  |  | FALSE | #N/A | #N/A | #N/A | #N/A | #N/A | #N/A | #N/A | #N/A | #N/A | #N/A
TRUE | QLD | QBNN | Bowen North | Energy Queensland | Summer | Coincident | 2020 | ACTUAL_RAW | 11.1588 | 16.1015 | QLD Bowen North |  |  | FALSE | #N/A | #N/A | #N/A | #N/A | #N/A | #N/A | #N/A | #N/A | #N/A | #N/A
TRUE | QLD | QBNN | Bowen North | Energy Queensland | Summer | Non-coincident | 2020 | ACTUAL_RAW | 5.6482 | 28.3451 | QLD Bowen North |  |  | FALSE | #N/A | #N/A | #N/A | #N/A | #N/A | #N/A | #N/A | #N/A | #N/A | #N/A
TRUE | QLD | QBNN | Bowen North | Energy Queensland | Summer | Non-coincident | 2020 | ACTUAL_OPG | 5.6482 | 28.3451 | QLD Bowen North |  |  | FALSE | #N/A | #N/A | #N/A | #N/A | #N/A | #N/A | #N/A | #N/A | #N/A | #N/A
TRUE | QLD | QBNN | Bowen North | Energy Queensland | Summer | Non-coincident | 2020 | ACTUAL_ADJUSTEDOPG | 5.6482 | 28.3451 | QLD Bowen North |  |  | FALSE | #N/A | #N/A | #N/A | #N/A | #N/A | #N/A | #N/A | #N/A | #N/A | #N/A
TRUE | QLD | QBNN | Bowen North | Energy Queensland | Summer | Coincident_unreconciled | 2021 | POE50 | 9 | NA | QLD Bowen North |  |  | FALSE | #N/A | #N/A | #N/A | #N/A | #N/A | #N/A | #N/A | #N/A | #N/A | #N/A
TRUE | QLD | QBNN | Bowen North | Energy Queensland | Summer | Coincident_unreconciled | 2021 | POE90 | 7.9003 | NA | QLD Bowen North |  |  | FALSE | #N/A | #N/A | #N/A | #N/A | #N/A | #N/A | #N/A | #N/A | #N/A | #N/A
TRUE | QLD | QBNN | Bowen North | Energy Queensland | Summer | Non-coincident | 2021 | POE50 | 5.6 | 30.4859 | QLD Bowen North |  |  | FALSE | #N/A | #N/A | #N/A | #N/A | #N/A | #N/A | #N/A | #N/A | #N/A | #N/A
TRUE | QLD | QBNN | Bowen North | Energy Queensland | Summer | Non-coincident | 2021 | POE90 | 4.791 | NA | QLD Bowen North |  |  | FALSE | #N/A | #N/A | #N/A | #N/A | #N/A | #N/A | #N/A | #N/A | #N/A | #N/A
TRUE | QLD | QBNN | Bowen North | Energy Queensland | Summer | Coincident_unreconciled | 2022 | POE50 | 9 | NA | QLD Bowen North |  |  | FALSE | #N/A | #N/A | #N/A | #N/A | #N/A | #N/A | #N/A | #N/A | #N/A | #N/A
TRUE | QLD | QBNN | Bowen North | Energy Queensland | Summer | Coincident_unreconciled | 2022 | POE90 | 7.9003 | NA | QLD Bowen North |  |  | FALSE | #N/A | #N/A | #N/A | #N/A | #N/A | #N/A | #N/A | #N/A | #N/A | #N/A
TRUE | QLD | QBNN | Bowen North | Energy Queensland | Summer | Non-coincident | 2022 | POE50 | 5.6 | 30.4859 | QLD Bowen North |  |  | FALSE | #N/A | #N/A | #N/A | #N/A | #N/A | #N/A | #N/A | #N/A | #N/A | #N/A
TRUE | QLD | QBNN | Bowen North | Energy Queensland | Summer | Non-coincident | 2022 | POE90 | 4.791 | NA | QLD Bowen North |  |  | FALSE | #N/A | #N/A | #N/A | #N/A | #N/A | #N/A | #N/A | #N/A | #N/A | #N/A
TRUE | QLD | QBNN | Bowen North | Energy Queensland | Summer | Coincident_unreconciled | 2023 | POE50 | 9 | NA | QLD Bowen North |  |  | FALSE | #N/A | #N/A | #N/A | #N/A | #N/A | #N/A | #N/A | #N/A | #N/A | #N/A
TRUE | QLD | QBNN | Bowen North | Energy Queensland | Summer | Coincident_unreconciled | 2023 | POE90 | 7.9003 | NA | QLD Bowen North |  |  | FALSE | #N/A | #N/A | #N/A | #N/A | #N/A | #N/A | #N/A | #N/A | #N/A | #N/A
TRUE | QLD | QBNN | Bowen North | Energy Queensland | Summer | Non-coincident | 2023 | POE50 | 5.6 | 30.4859 | QLD Bowen North |  |  | FALSE | #N/A | #N/A | #N/A | #N/A | #N/A | #N/A | #N/A | #N/A | #N/A | #N/A
TRUE | QLD | QBNN | Bowen North | Energy Queensland | Summer | Non-coincident | 2023 | POE90 | 4.791 | NA | QLD Bowen North |  |  | FALSE | #N/A | #N/A | #N/A | #N/A | #N/A | #N/A | #N/A | #N/A | #N/A | #N/A
TRUE | QLD | QBNN | Bowen North | Energy Queensland | Summer | Coincident_unreconciled | 2024 | POE50 | 9 | NA | QLD Bowen North |  |  | FALSE | #N/A | #N/A | #N/A | #N/A | #N/A | #N/A | #N/A | #N/A | #N/A | #N/A
TRUE | QLD | QBNN | Bowen North | Energy Queensland | Summer | Coincident_unreconciled | 2024 | POE90 | 7.9003 | NA | QLD Bowen North |  |  | FALSE | #N/A | #N/A | #N/A | #N/A | #N/A | #N/A | #N/A | #N/A | #N/A | #N/A
TRUE | QLD | QBNN | Bowen North | Energy Queensland | Summer | Non-coincident | 2024 | POE50 | 5.6 | 30.4859 | QLD Bowen North |  |  | FALSE | #N/A | #N/A | #N/A | #N/A | #N/A | #N/A | #N/A | #N/A | #N/A | #N/A
TRUE | QLD | QBNN | Bowen North | Energy Queensland | Summer | Non-coincident | 2024 | POE90 | 4.791 | NA | QLD Bowen North |  |  | FALSE | #N/A | #N/A | #N/A | #N/A | #N/A | #N/A | #N/A | #N/A | #N/A | #N/A
TRUE | QLD | QBNN | Bowen North | Energy Queensland | Summer | Coincident_unreconciled | 2025 | POE50 | 9 | NA | QLD Bowen North |  |  | FALSE | #N/A | #N/A | #N/A | #N/A | #N/A | #N/A | #N/A | #N/A | #N/A | #N/A
TRUE | QLD | QBNN | Bowen North | Energy Queensland | Summer | Coincident_unreconciled | 2025 | POE90 | 7.9003 | NA | QLD Bowen North |  |  | FALSE | #N/A | #N/A | #N/A | #N/A | #N/A | #N/A | #N/A | #N/A | #N/A | #N/A
TRUE | QLD | QBNN | Bowen North | Energy Queensland | Summer | Non-coincident | 2025 | POE50 | 5.6 | 30.4859 | QLD Bowen North |  |  | FALSE | #N/A | #N/A | #N/A | #N/A | #N/A | #N/A | #N/A | #N/A | #N/A | #N/A
TRUE | QLD | QBNN | Bowen North | Energy Queensland | Summer | Non-coincident | 2025 | POE90 | 4.791 | NA | QLD Bowen North |  |  | FALSE | #N/A | #N/A | #N/A | #N/A | #N/A | #N/A | #N/A | #N/A | #N/A | #N/A
TRUE | QLD | QBNN | Bowen North | Energy Queensland | Summer | Coincident_unreconciled | 2026 | POE50 | 9 | NA | QLD Bowen North |  |  | FALSE | #N/A | #N/A | #N/A | #N/A | #N/A | #N/A | #N/A | #N/A | #N/A | #N/A
TRUE | QLD | QBNN | Bowen North | Energy Queensland | Summer | Coincident_unreconciled | 2026 | POE90 | 7.9003 | NA | QLD Bowen North |  |  | FALSE | #N/A | #N/A | #N/A | #N/A | #N/A | #N/A | #N/A | #N/A | #N/A | #N/A
TRUE | QLD | QBNN | Bowen North | Energy Queensland | Summer | Non-coincident | 2026 | POE50 | 5.6 | 30.4859 | QLD Bowen North |  |  | FALSE | #N/A | #N/A | #N/A | #N/A | #N/A | #N/A | #N/A | #N/A | #N/A | #N/A
TRUE | QLD | QBNN | Bowen North | Energy Queensland | Summer | Non-coincident | 2026 | POE90 | 4.791 | NA | QLD Bowen North |  |  | FALSE | #N/A | #N/A | #N/A | #N/A | #N/A | #N/A | #N/A | #N/A | #N/A | #N/A
TRUE | QLD | QBNN | Bowen North | Energy Queensland | Summer | Coincident_unreconciled | 2027 | POE50 | 9.0001 | NA | QLD Bowen North |  |  | FALSE | #N/A | #N/A | #N/A | #N/A | #N/A | #N/A | #N/A | #N/A | #N/A | #N/A
TRUE | QLD | QBNN | Bowen North | Energy Queensland | Summer | Coincident_unreconciled | 2027 | POE90 | 7.9003 | NA | QLD Bowen North |  |  | FALSE | #N/A | #N/A | #N/A | #N/A | #N/A | #N/A | #N/A | #N/A | #N/A | #N/A
TRUE | QLD | QBNN | Bowen North | Energy Queensland | Summer | Non-coincident | 2027 | POE50 | 5.6 | 30.4859 | QLD Bowen North |  |  | FALSE | #N/A | #N/A | #N/A | #N/A | #N/A | #N/A | #N/A | #N/A | #N/A | #N/A
TRUE | QLD | QBNN | Bowen North | Energy Queensland | Summer | Non-coincident | 2027 | POE90 | 4.791 | NA | QLD Bowen North |  |  | FALSE | #N/A | #N/A | #N/A | #N/A | #N/A | #N/A | #N/A | #N/A | #N/A | #N/A
TRUE | QLD | QBNN | Bowen North | Energy Queensland | Summer | Coincident_unreconciled | 2028 | POE50 | 9.0001 | NA | QLD Bowen North |  |  | FALSE | #N/A | #N/A | #N/A | #N/A | #N/A | #N/A | #N/A | #N/A | #N/A | #N/A
TRUE | QLD | QBNN | Bowen North | Energy Queensland | Summer | Coincident_unreconciled | 2028 | POE90 | 7.9004 | NA | QLD Bowen North |  |  | FALSE | #N/A | #N/A | #N/A | #N/A | #N/A | #N/A | #N/A | #N/A | #N/A | #N/A
TRUE | QLD | QBNN | Bowen North | Energy Queensland | Summer | Non-coincident | 2028 | POE50 | 5.6 | 30.4859 | QLD Bowen North |  |  | FALSE | #N/A | #N/A | #N/A | #N/A | #N/A | #N/A | #N/A | #N/A | #N/A | #N/A
TRUE | QLD | QBNN | Bowen North | Energy Queensland | Summer | Non-coincident | 2028 | POE90 | 4.791 | NA | QLD Bowen North |  |  | FALSE | #N/A | #N/A | #N/A | #N/A | #N/A | #N/A | #N/A | #N/A | #N/A | #N/A
TRUE | QLD | QBNN | Bowen North | Energy Queensland | Summer | Coincident_unreconciled | 2029 | POE50 | 9.0002 | NA | QLD Bowen North |  |  | FALSE | #N/A | #N/A | #N/A | #N/A | #N/A | #N/A | #N/A | #N/A | #N/A | #N/A
TRUE | QLD | QBNN | Bowen North | Energy Queensland | Summer | Coincident_unreconciled | 2029 | POE90 | 7.9004 | NA | QLD Bowen North |  |  | FALSE | #N/A | #N/A | #N/A | #N/A | #N/A | #N/A | #N/A | #N/A | #N/A | #N/A
TRUE | QLD | QBNN | Bowen North | Energy Queensland | Summer | Non-coincident | 2029 | POE50 | 5.6 | 30.486 | QLD Bowen North |  |  | FALSE | #N/A | #N/A | #N/A | #N/A | #N/A | #N/A | #N/A | #N/A | #N/A | #N/A
TRUE | QLD | QBNN | Bowen North | Energy Queensland | Summer | Non-coincident | 2029 | POE90 | 4.791 | NA | QLD Bowen North |  |  | FALSE | #N/A | #N/A | #N/A | #N/A | #N/A | #N/A | #N/A | #N/A | #N/A | #N/A
TRUE | QLD | QBNN | Bowen North | Energy Queensland | Summer | Coincident_unreconciled | 2030 | POE50 | 9.0002 | NA | QLD Bowen North |  |  | FALSE | #N/A | #N/A | #N/A | #N/A | #N/A | #N/A | #N/A | #N/A | #N/A | #N/A
TRUE | QLD | QBNN | Bowen North | Energy Queensland | Summer | Coincident_unreconciled | 2030 | POE90 | 7.9005 | NA | QLD Bowen North |  |  | FALSE | #N/A | #N/A | #N/A | #N/A | #N/A | #N/A | #N/A | #N/A | #N/A | #N/A
TRUE | QLD | QBNN | Bowen North | Energy Queensland | Summer | Non-coincident | 2030 | POE50 | 5.6 | 30.486 | QLD Bowen North |  |  | FALSE | #N/A | #N/A | #N/A | #N/A | #N/A | #N/A | #N/A | #N/A | #N/A | #N/A
TRUE | QLD | QBNN | Bowen North | Energy Queensland | Summer | Non-coincident | 2030 | POE90 | 4.791 | NA | QLD Bowen North |  |  | FALSE | #N/A | #N/A | #N/A | #N/A | #N/A | #N/A | #N/A | #N/A | #N/A | #N/A
TRUE | QLD | QBNN | Bowen North | Energy Queensland | Winter | Coincident | 2016 | ACTUAL_OPG | 6.382 | 15.356 | QLD Bowen North |  |  | FALSE | #N/A | #N/A | #N/A | #N/A | #N/A | #N/A | #N/A | #N/A | #N/A | #N/A
TRUE | QLD | QBNN | Bowen North | Energy Queensland | Winter | Coincident | 2016 | ACTUAL_RAW | 6.382 | 15.356 | QLD Bowen North |  |  | FALSE | #N/A | #N/A | #N/A | #N/A | #N/A | #N/A | #N/A | #N/A | #N/A | #N/A
TRUE | QLD | QBNN | Bowen North | Energy Queensland | Winter | Non-coincident | 2016 | ACTUAL_RAW | 0 | 22.8238 | QLD Bowen North |  |  | FALSE | #N/A | #N/A | #N/A | #N/A | #N/A | #N/A | #N/A | #N/A | #N/A | #N/A
TRUE | QLD | QBNN | Bowen North | Energy Queensland | Winter | Non-coincident | 2016 | ACTUAL_OPG | 0 | 22.8238 | QLD Bowen North |  |  | FALSE | #N/A | #N/A | #N/A | #N/A | #N/A | #N/A | #N/A | #N/A | #N/A | #N/A
TRUE | QLD | QBNN | Bowen North | Energy Queensland | Winter | Non-coincident | 2016 | ACTUAL_ADJUSTEDOPG | 4.9098 | 22.8238 | QLD Bowen North |  |  | FALSE | #N/A | #N/A | #N/A | #N/A | #N/A | #N/A | #N/A | #N/A | #N/A | #N/A
TRUE | QLD | QBNN | Bowen North | Energy Queensland | Winter | Coincident | 2017 | ACTUAL_OPG | 6.2626 | 17.7921 | QLD Bowen North |  |  | FALSE | #N/A | #N/A | #N/A | #N/A | #N/A | #N/A | #N/A | #N/A | #N/A | #N/A
TRUE | QLD | QBNN | Bowen North | Energy Queensland | Winter | Coincident | 2017 | ACTUAL_RAW | 6.2626 | 17.7921 | QLD Bowen North |  |  | FALSE | #N/A | #N/A | #N/A | #N/A | #N/A | #N/A | #N/A | #N/A | #N/A | #N/A
TRUE | QLD | QBNN | Bowen North | Energy Queensland | Winter | Non-coincident | 2017 | ACTUAL_RAW | 1.6004 | 23.3737 | QLD Bowen North |  |  | FALSE | #N/A | #N/A | #N/A | #N/A | #N/A | #N/A | #N/A | #N/A | #N/A | #N/A
TRUE | QLD | QBNN | Bowen North | Energy Queensland | Winter | Non-coincident | 2017 | ACTUAL_OPG | 1.6004 | 23.3737 | QLD Bowen North |  |  | FALSE | #N/A | #N/A | #N/A | #N/A | #N/A | #N/A | #N/A | #N/A | #N/A | #N/A
TRUE | QLD | QBNN | Bowen North | Energy Queensland | Winter | Non-coincident | 2017 | ACTUAL_ADJUSTEDOPG | 5.6539 | 23.3737 | QLD Bowen North |  |  | FALSE | #N/A | #N/A | #N/A | #N/A | #N/A | #N/A | #N/A | #N/A | #N/A | #N/A
TRUE | QLD | QBNN | Bowen North | Energy Queensland | Winter | Coincident | 2018 | ACTUAL_OPG | 11.4107 | 20.3808 | QLD Bowen North |  |  | FALSE | #N/A | #N/A | #N/A | #N/A | #N/A | #N/A | #N/A | #N/A | #N/A | #N/A
TRUE | QLD | QBNN | Bowen North | Energy Queensland | Winter | Coincident | 2018 | ACTUAL_RAW | 11.4107 | 20.3808 | QLD Bowen North |  |  | FALSE | #N/A | #N/A | #N/A | #N/A | #N/A | #N/A | #N/A | #N/A | #N/A | #N/A
TRUE | QLD | QBNN | Bowen North | Energy Queensland | Winter | Non-coincident | 2018 | ACTUAL_RAW | 0 | 29.8087 | QLD Bowen North |  |  | FALSE | #N/A | #N/A | #N/A | #N/A | #N/A | #N/A | #N/A | #N/A | #N/A | #N/A
TRUE | QLD | QBNN | Bowen North | Energy Queensland | Winter | Non-coincident | 2018 | ACTUAL_OPG | 0 | 29.8087 | QLD Bowen North |  |  | FALSE | #N/A | #N/A | #N/A | #N/A | #N/A | #N/A | #N/A | #N/A | #N/A | #N/A
TRUE | QLD | QBNN | Bowen North | Energy Queensland | Winter | Non-coincident | 2018 | ACTUAL_ADJUSTEDOPG | 7.7602 | 29.8087 | QLD Bowen North |  |  | FALSE | #N/A | #N/A | #N/A | #N/A | #N/A | #N/A | #N/A | #N/A | #N/A | #N/A
TRUE | QLD | QBNN | Bowen North | Energy Queensland | Winter | Coincident | 2019 | ACTUAL_OPG | 6.8696 | 16.8401 | QLD Bowen North |  |  | FALSE | #N/A | #N/A | #N/A | #N/A | #N/A | #N/A | #N/A | #N/A | #N/A | #N/A
TRUE | QLD | QBNN | Bowen North | Energy Queensland | Winter | Coincident | 2019 | ACTUAL_RAW | 6.8696 | 16.8401 | QLD Bowen North |  |  | FALSE | #N/A | #N/A | #N/A | #N/A | #N/A | #N/A | #N/A | #N/A | #N/A | #N/A
TRUE | QLD | QBNN | Bowen North | Energy Queensland | Winter | Non-coincident | 2019 | ACTUAL_RAW | 5.779 | 23.8804 | QLD Bowen North |  |  | FALSE | #N/A | #N/A | #N/A | #N/A | #N/A | #N/A | #N/A | #N/A | #N/A | #N/A
TRUE | QLD | QBNN | Bowen North | Energy Queensland | Winter | Non-coincident | 2019 | ACTUAL_OPG | 5.779 | 23.8804 | QLD Bowen North |  |  | FALSE | #N/A | #N/A | #N/A | #N/A | #N/A | #N/A | #N/A | #N/A | #N/A | #N/A
TRUE | QLD | QBNN | Bowen North | Energy Queensland | Winter | Non-coincident | 2019 | ACTUAL_ADJUSTEDOPG | 5.779 | 23.8804 | QLD Bowen North |  |  | FALSE | #N/A | #N/A | #N/A | #N/A | #N/A | #N/A | #N/A | #N/A | #N/A | #N/A
TRUE | QLD | QBNN | Bowen North | Energy Queensland | Winter | Non-coincident | 2019 | BASEYEARPOE90 | 4.5368 | NA | QLD Bowen North |  |  | FALSE | #N/A | #N/A | #N/A | #N/A | #N/A | #N/A | #N/A | #N/A | #N/A | #N/A
TRUE | QLD | QBNN | Bowen North | Energy Queensland | Winter | Non-coincident | 2019 | BASEYEARPOE50 | 5.3425 | 25.2194 | QLD Bowen North |  |  | FALSE | #N/A | #N/A | #N/A | #N/A | #N/A | #N/A | #N/A | #N/A | #N/A | #N/A
TRUE | QLD | QBNN | Bowen North | Energy Queensland | Winter | Coincident_unreconciled | 2020 | POE50 | 6.8 | NA | QLD Bowen North |  |  | FALSE | #N/A | #N/A | #N/A | #N/A | #N/A | #N/A | #N/A | #N/A | #N/A | #N/A
TRUE | QLD | QBNN | Bowen North | Energy Queensland | Winter | Coincident_unreconciled | 2020 | POE90 | 5.6174 | NA | QLD Bowen North |  |  | FALSE | #N/A | #N/A | #N/A | #N/A | #N/A | #N/A | #N/A | #N/A | #N/A | #N/A
TRUE | QLD | QBNN | Bowen North | Energy Queensland | Winter | Non-coincident | 2020 | POE50 | 5.6 | 28.272 | QLD Bowen North |  |  | FALSE | #N/A | #N/A | #N/A | #N/A | #N/A | #N/A | #N/A | #N/A | #N/A | #N/A
TRUE | QLD | QBNN | Bowen North | Energy Queensland | Winter | Non-coincident | 2020 | POE90 | 4.8136 | NA | QLD Bowen North |  |  | FALSE | #N/A | #N/A | #N/A | #N/A | #N/A | #N/A | #N/A | #N/A | #N/A | #N/A
TRUE | QLD | QBNN | Bowen North | Energy Queensland | Winter | Coincident_unreconciled | 2021 | POE50 | 6.8 | NA | QLD Bowen North |  |  | FALSE | #N/A | #N/A | #N/A | #N/A | #N/A | #N/A | #N/A | #N/A | #N/A | #N/A
TRUE | QLD | QBNN | Bowen North | Energy Queensland | Winter | Coincident_unreconciled | 2021 | POE90 | 5.6174 | NA | QLD Bowen North |  |  | FALSE | #N/A | #N/A | #N/A | #N/A | #N/A | #N/A | #N/A | #N/A | #N/A | #N/A
TRUE | QLD | QBNN | Bowen North | Energy Queensland | Winter | Non-coincident | 2021 | POE50 | 5.6 | 28.272 | QLD Bowen North |  |  | FALSE | #N/A | #N/A | #N/A | #N/A | #N/A | #N/A | #N/A | #N/A | #N/A | #N/A
TRUE | QLD | QBNN | Bowen North | Energy Queensland | Winter | Non-coincident | 2021 | POE90 | 4.8136 | NA | QLD Bowen North |  |  | FALSE | #N/A | #N/A | #N/A | #N/A | #N/A | #N/A | #N/A | #N/A | #N/A | #N/A
TRUE | QLD | QBNN | Bowen North | Energy Queensland | Winter | Coincident_unreconciled | 2022 | POE50 | 6.8 | NA | QLD Bowen North |  |  | FALSE | #N/A | #N/A | #N/A | #N/A | #N/A | #N/A | #N/A | #N/A | #N/A | #N/A
TRUE | QLD | QBNN | Bowen North | Energy Queensland | Winter | Coincident_unreconciled | 2022 | POE90 | 5.6174 | NA | QLD Bowen North |  |  | FALSE | #N/A | #N/A | #N/A | #N/A | #N/A | #N/A | #N/A | #N/A | #N/A | #N/A
TRUE | QLD | QBNN | Bowen North | Energy Queensland | Winter | Non-coincident | 2022 | POE50 | 5.6 | 28.272 | QLD Bowen North |  |  | FALSE | #N/A | #N/A | #N/A | #N/A | #N/A | #N/A | #N/A | #N/A | #N/A | #N/A
TRUE | QLD | QBNN | Bowen North | Energy Queensland | Winter | Non-coincident | 2022 | POE90 | 4.8136 | NA | QLD Bowen North |  |  | FALSE | #N/A | #N/A | #N/A | #N/A | #N/A | #N/A | #N/A | #N/A | #N/A | #N/A
TRUE | QLD | QBNN | Bowen North | Energy Queensland | Winter | Coincident_unreconciled | 2023 | POE50 | 6.8 | NA | QLD Bowen North |  |  | FALSE | #N/A | #N/A | #N/A | #N/A | #N/A | #N/A | #N/A | #N/A | #N/A | #N/A
TRUE | QLD | QBNN | Bowen North | Energy Queensland | Winter | Coincident_unreconciled | 2023 | POE90 | 5.6174 | NA | QLD Bowen North |  |  | FALSE | #N/A | #N/A | #N/A | #N/A | #N/A | #N/A | #N/A | #N/A | #N/A | #N/A
TRUE | QLD | QBNN | Bowen North | Energy Queensland | Winter | Non-coincident | 2023 | POE50 | 5.6 | 28.272 | QLD Bowen North |  |  | FALSE | #N/A | #N/A | #N/A | #N/A | #N/A | #N/A | #N/A | #N/A | #N/A | #N/A
TRUE | QLD | QBNN | Bowen North | Energy Queensland | Winter | Non-coincident | 2023 | POE90 | 4.8136 | NA | QLD Bowen North |  |  | FALSE | #N/A | #N/A | #N/A | #N/A | #N/A | #N/A | #N/A | #N/A | #N/A | #N/A
TRUE | QLD | QBNN | Bowen North | Energy Queensland | Winter | Coincident_unreconciled | 2024 | POE50 | 6.8 | NA | QLD Bowen North |  |  | FALSE | #N/A | #N/A | #N/A | #N/A | #N/A | #N/A | #N/A | #N/A | #N/A | #N/A
TRUE | QLD | QBNN | Bowen North | Energy Queensland | Winter | Coincident_unreconciled | 2024 | POE90 | 5.6174 | NA | QLD Bowen North |  |  | FALSE | #N/A | #N/A | #N/A | #N/A | #N/A | #N/A | #N/A | #N/A | #N/A | #N/A
TRUE | QLD | QBNN | Bowen North | Energy Queensland | Winter | Non-coincident | 2024 | POE50 | 5.6 | 28.272 | QLD Bowen North |  |  | FALSE | #N/A | #N/A | #N/A | #N/A | #N/A | #N/A | #N/A | #N/A | #N/A | #N/A
TRUE | QLD | QBNN | Bowen North | Energy Queensland | Winter | Non-coincident | 2024 | POE90 | 4.8136 | NA | QLD Bowen North |  |  | FALSE | #N/A | #N/A | #N/A | #N/A | #N/A | #N/A | #N/A | #N/A | #N/A | #N/A
TRUE | QLD | QBNN | Bowen North | Energy Queensland | Winter | Coincident_unreconciled | 2025 | POE50 | 6.8 | NA | QLD Bowen North |  |  | FALSE | #N/A | #N/A | #N/A | #N/A | #N/A | #N/A | #N/A | #N/A | #N/A | #N/A
TRUE | QLD | QBNN | Bowen North | Energy Queensland | Winter | Coincident_unreconciled | 2025 | POE90 | 5.6174 | NA | QLD Bowen North |  |  | FALSE | #N/A | #N/A | #N/A | #N/A | #N/A | #N/A | #N/A | #N/A | #N/A | #N/A
TRUE | QLD | QBNN | Bowen North | Energy Queensland | Winter | Non-coincident | 2025 | POE50 | 5.6 | 28.272 | QLD Bowen North |  |  | FALSE | #N/A | #N/A | #N/A | #N/A | #N/A | #N/A | #N/A | #N/A | #N/A | #N/A
TRUE | QLD | QBNN | Bowen North | Energy Queensland | Winter | Non-coincident | 2025 | POE90 | 4.8136 | NA | QLD Bowen North |  |  | FALSE | #N/A | #N/A | #N/A | #N/A | #N/A | #N/A | #N/A | #N/A | #N/A | #N/A
TRUE | QLD | QBNN | Bowen North | Energy Queensland | Winter | Coincident_unreconciled | 2026 | POE50 | 6.8 | NA | QLD Bowen North |  |  | FALSE | #N/A | #N/A | #N/A | #N/A | #N/A | #N/A | #N/A | #N/A | #N/A | #N/A
TRUE | QLD | QBNN | Bowen North | Energy Queensland | Winter | Coincident_unreconciled | 2026 | POE90 | 5.6174 | NA | QLD Bowen North |  |  | FALSE | #N/A | #N/A | #N/A | #N/A | #N/A | #N/A | #N/A | #N/A | #N/A | #N/A
TRUE | QLD | QBNN | Bowen North | Energy Queensland | Winter | Non-coincident | 2026 | POE50 | 5.6 | 28.272 | QLD Bowen North |  |  | FALSE | #N/A | #N/A | #N/A | #N/A | #N/A | #N/A | #N/A | #N/A | #N/A | #N/A
TRUE | QLD | QBNN | Bowen North | Energy Queensland | Winter | Non-coincident | 2026 | POE90 | 4.8136 | NA | QLD Bowen North |  |  | FALSE | #N/A | #N/A | #N/A | #N/A | #N/A | #N/A | #N/A | #N/A | #N/A | #N/A
TRUE | QLD | QBNN | Bowen North | Energy Queensland | Winter | Coincident_unreconciled | 2027 | POE50 | 6.8001 | NA | QLD Bowen North |  |  | FALSE | #N/A | #N/A | #N/A | #N/A | #N/A | #N/A | #N/A | #N/A | #N/A | #N/A
TRUE | QLD | QBNN | Bowen North | Energy Queensland | Winter | Coincident_unreconciled | 2027 | POE90 | 5.6174 | NA | QLD Bowen North |  |  | FALSE | #N/A | #N/A | #N/A | #N/A | #N/A | #N/A | #N/A | #N/A | #N/A | #N/A
TRUE | QLD | QBNN | Bowen North | Energy Queensland | Winter | Non-coincident | 2027 | POE50 | 5.6 | 28.272 | QLD Bowen North |  |  | FALSE | #N/A | #N/A | #N/A | #N/A | #N/A | #N/A | #N/A | #N/A | #N/A | #N/A
TRUE | QLD | QBNN | Bowen North | Energy Queensland | Winter | Non-coincident | 2027 | POE90 | 4.8136 | NA | QLD Bowen North |  |  | FALSE | #N/A | #N/A | #N/A | #N/A | #N/A | #N/A | #N/A | #N/A | #N/A | #N/A
TRUE | QLD | QBNN | Bowen North | Energy Queensland | Winter | Coincident_unreconciled | 2028 | POE50 | 6.8001 | NA | QLD Bowen North |  |  | FALSE | #N/A | #N/A | #N/A | #N/A | #N/A | #N/A | #N/A | #N/A | #N/A | #N/A
TRUE | QLD | QBNN | Bowen North | Energy Queensland | Winter | Coincident_unreconciled | 2028 | POE90 | 5.6175 | NA | QLD Bowen North |  |  | FALSE | #N/A | #N/A | #N/A | #N/A | #N/A | #N/A | #N/A | #N/A | #N/A | #N/A
TRUE | QLD | QBNN | Bowen North | Energy Queensland | Winter | Non-coincident | 2028 | POE50 | 5.6 | 28.272 | QLD Bowen North |  |  | FALSE | #N/A | #N/A | #N/A | #N/A | #N/A | #N/A | #N/A | #N/A | #N/A | #N/A
TRUE | QLD | QBNN | Bowen North | Energy Queensland | Winter | Non-coincident | 2028 | POE90 | 4.8136 | NA | QLD Bowen North |  |  | FALSE | #N/A | #N/A | #N/A | #N/A | #N/A | #N/A | #N/A | #N/A | #N/A | #N/A
TRUE | QLD | QBNN | Bowen North | Energy Queensland | Winter | Coincident_unreconciled | 2029 | POE50 | 6.8001 | NA | QLD Bowen North |  |  | FALSE | #N/A | #N/A | #N/A | #N/A | #N/A | #N/A | #N/A | #N/A | #N/A | #N/A
TRUE | QLD | QBNN | Bowen North | Energy Queensland | Winter | Coincident_unreconciled | 2029 | POE90 | 5.6175 | NA | QLD Bowen North |  |  | FALSE | #N/A | #N/A | #N/A | #N/A | #N/A | #N/A | #N/A | #N/A | #N/A | #N/A
TRUE | QLD | QBNN | Bowen North | Energy Queensland | Winter | Non-coincident | 2029 | POE50 | 5.6 | 28.272 | QLD Bowen North |  |  | FALSE | #N/A | #N/A | #N/A | #N/A | #N/A | #N/A | #N/A | #N/A | #N/A | #N/A
TRUE | QLD | QBNN | Bowen North | Energy Queensland | Winter | Non-coincident | 2029 | POE90 | 4.8136 | NA | QLD Bowen North |  |  | FALSE | #N/A | #N/A | #N/A | #N/A | #N/A | #N/A | #N/A | #N/A | #N/A | #N/A
TRUE | QLD | QBNN | Bowen North | Energy Queensland | Shoulder | Non-coincident | 2019 | BASEYEARPOE10 | NA | 24.5737 | QLD Bowen North |  |  | FALSE | #N/A | #N/A | #N/A | #N/A | #N/A | #N/A | #N/A | #N/A | #N/A | #N/A
TRUE | QLD | QBNN | Bowen North | Energy Queensland | Shoulder | Coincident | 2021 | POE10 | NA | 22.3698 | QLD Bowen North |  |  | FALSE | #N/A | #N/A | #N/A | #N/A | #N/A | #N/A | #N/A | #N/A | #N/A | #N/A
TRUE | QLD | QBNN | Bowen North | Energy Queensland | Shoulder | Coincident | 2021 | POE50 | NA | 20.013 | QLD Bowen North |  |  | FALSE | #N/A | #N/A | #N/A | #N/A | #N/A | #N/A | #N/A | #N/A | #N/A | #N/A
TRUE | QLD | QBNN | Bowen North | Energy Queensland | Shoulder | Non-coincident | 2021 | POE10 | NA | 25.5407 | QLD Bowen North |  |  | FALSE | #N/A | #N/A | #N/A | #N/A | #N/A | #N/A | #N/A | #N/A | #N/A | #N/A
TRUE | QLD | QBNN | Bowen North | Energy Queensland | Shoulder | Coincident | 2022 | POE10 | NA | 22.3698 | QLD Bowen North |  |  | FALSE | #N/A | #N/A | #N/A | #N/A | #N/A | #N/A | #N/A | #N/A | #N/A | #N/A
TRUE | QLD | QBNN | Bowen North | Energy Queensland | Shoulder | Coincident | 2022 | POE50 | NA | 20.013 | QLD Bowen North |  |  | FALSE | #N/A | #N/A | #N/A | #N/A | #N/A | #N/A | #N/A | #N/A | #N/A | #N/A
TRUE | QLD | QBNN | Bowen North | Energy Queensland | Shoulder | Non-coincident | 2022 | POE10 | NA | 25.5407 | QLD Bowen North |  |  | FALSE | #N/A | #N/A | #N/A | #N/A | #N/A | #N/A | #N/A | #N/A | #N/A | #N/A
TRUE | QLD | QBNN | Bowen North | Energy Queensland | Shoulder | Coincident | 2023 | POE10 | NA | 22.3698 | QLD Bowen North |  |  | FALSE | #N/A | #N/A | #N/A | #N/A | #N/A | #N/A | #N/A | #N/A | #N/A | #N/A
TRUE | QLD | QBNN | Bowen North | Energy Queensland | Shoulder | Coincident | 2023 | POE50 | NA | 20.013 | QLD Bowen North |  |  | FALSE | #N/A | #N/A | #N/A | #N/A | #N/A | #N/A | #N/A | #N/A | #N/A | #N/A
TRUE | QLD | QBNN | Bowen North | Energy Queensland | Shoulder | Non-coincident | 2023 | POE10 | NA | 25.5407 | QLD Bowen North |  |  | FALSE | #N/A | #N/A | #N/A | #N/A | #N/A | #N/A | #N/A | #N/A | #N/A | #N/A
TRUE | QLD | QBNN | Bowen North | Energy Queensland | Shoulder | Coincident | 2024 | POE10 | NA | 22.3698 | QLD Bowen North |  |  | FALSE | #N/A | #N/A | #N/A | #N/A | #N/A | #N/A | #N/A | #N/A | #N/A | #N/A
TRUE | QLD | QBNN | Bowen North | Energy Queensland | Shoulder | Coincident | 2024 | POE50 | NA | 20.013 | QLD Bowen North |  |  | FALSE | #N/A | #N/A | #N/A | #N/A | #N/A | #N/A | #N/A | #N/A | #N/A | #N/A
TRUE | QLD | QBNN | Bowen North | Energy Queensland | Shoulder | Non-coincident | 2024 | POE10 | NA | 25.5407 | QLD Bowen North |  |  | FALSE | #N/A | #N/A | #N/A | #N/A | #N/A | #N/A | #N/A | #N/A | #N/A | #N/A
TRUE | QLD | QBNN | Bowen North | Energy Queensland | Shoulder | Coincident | 2025 | POE10 | NA | 22.3698 | QLD Bowen North |  |  | FALSE | #N/A | #N/A | #N/A | #N/A | #N/A | #N/A | #N/A | #N/A | #N/A | #N/A
TRUE | QLD | QBNN | Bowen North | Energy Queensland | Shoulder | Coincident | 2025 | POE50 | NA | 20.013 | QLD Bowen North |  |  | FALSE | #N/A | #N/A | #N/A | #N/A | #N/A | #N/A | #N/A | #N/A | #N/A | #N/A
TRUE | QLD | QBNN | Bowen North | Energy Queensland | Shoulder | Non-coincident | 2025 | POE10 | NA | 25.5407 | QLD Bowen North |  |  | FALSE | #N/A | #N/A | #N/A | #N/A | #N/A | #N/A | #N/A | #N/A | #N/A | #N/A
TRUE | QLD | QBNN | Bowen North | Energy Queensland | Shoulder | Coincident | 2026 | POE10 | NA | 22.3698 | QLD Bowen North |  |  | FALSE | #N/A | #N/A | #N/A | #N/A | #N/A | #N/A | #N/A | #N/A | #N/A | #N/A
TRUE | QLD | QBNN | Bowen North | Energy Queensland | Shoulder | Coincident | 2026 | POE50 | NA | 20.013 | QLD Bowen North |  |  | FALSE | #N/A | #N/A | #N/A | #N/A | #N/A | #N/A | #N/A | #N/A | #N/A | #N/A
TRUE | QLD | QBNN | Bowen North | Energy Queensland | Shoulder | Non-coincident | 2026 | POE10 | NA | 25.5407 | QLD Bowen North |  |  | FALSE | #N/A | #N/A | #N/A | #N/A | #N/A | #N/A | #N/A | #N/A | #N/A | #N/A
TRUE | QLD | QBNN | Bowen North | Energy Queensland | Shoulder | Coincident | 2027 | POE10 | NA | 22.3698 | QLD Bowen North |  |  | FALSE | #N/A | #N/A | #N/A | #N/A | #N/A | #N/A | #N/A | #N/A | #N/A | #N/A
TRUE | QLD | QBNN | Bowen North | Energy Queensland | Shoulder | Coincident | 2027 | POE50 | NA | 20.013 | QLD Bowen North |  |  | FALSE | #N/A | #N/A | #N/A | #N/A | #N/A | #N/A | #N/A | #N/A | #N/A | #N/A
TRUE | QLD | QBNN | Bowen North | Energy Queensland | Shoulder | Non-coincident | 2027 | POE10 | NA | 25.5407 | QLD Bowen North |  |  | FALSE | #N/A | #N/A | #N/A | #N/A | #N/A | #N/A | #N/A | #N/A | #N/A | #N/A
TRUE | QLD | QBNN | Bowen North | Energy Queensland | Shoulder | Coincident | 2028 | POE10 | NA | 22.3699 | QLD Bowen North |  |  | FALSE | #N/A | #N/A | #N/A | #N/A | #N/A | #N/A | #N/A | #N/A | #N/A | #N/A
TRUE | QLD | QBNN | Bowen North | Energy Queensland | Shoulder | Coincident | 2028 | POE50 | NA | 20.013 | QLD Bowen North |  |  | FALSE | #N/A | #N/A | #N/A | #N/A | #N/A | #N/A | #N/A | #N/A | #N/A | #N/A
TRUE | QLD | QBNN | Bowen North | Energy Queensland | Shoulder | Non-coincident | 2028 | POE10 | NA | 25.5408 | QLD Bowen North |  |  | FALSE | #N/A | #N/A | #N/A | #N/A | #N/A | #N/A | #N/A | #N/A | #N/A | #N/A
TRUE | QLD | QBNN | Bowen North | Energy Queensland | Shoulder | Coincident | 2029 | POE10 | NA | 22.3699 | QLD Bowen North |  |  | FALSE | #N/A | #N/A | #N/A | #N/A | #N/A | #N/A | #N/A | #N/A | #N/A | #N/A
TRUE | QLD | QBNN | Bowen North | Energy Queensland | Shoulder | Coincident | 2029 | POE50 | NA | 20.013 | QLD Bowen North |  |  | FALSE | #N/A | #N/A | #N/A | #N/A | #N/A | #N/A | #N/A | #N/A | #N/A | #N/A
TRUE | QLD | QBNN | Bowen North | Energy Queensland | Shoulder | Non-coincident | 2029 | POE10 | NA | 25.5408 | QLD Bowen North |  |  | FALSE | #N/A | #N/A | #N/A | #N/A | #N/A | #N/A | #N/A | #N/A | #N/A | #N/A
TRUE | QLD | QBNN | Bowen North | Energy Queensland | Shoulder | Coincident | 2030 | POE10 | NA | 22.3699 | QLD Bowen North |  |  | FALSE | #N/A | #N/A | #N/A | #N/A | #N/A | #N/A | #N/A | #N/A | #N/A | #N/A
TRUE | QLD | QBNN | Bowen North | Energy Queensland | Shoulder | Coincident | 2030 | POE50 | NA | 20.013 | QLD Bowen North |  |  | FALSE | #N/A | #N/A | #N/A | #N/A | #N/A | #N/A | #N/A | #N/A | #N/A | #N/A
TRUE | QLD | QBNN | Bowen North | Energy Queensland | Shoulder | Non-coincident | 2030 | POE10 | NA | 25.5408 | QLD Bowen North |  |  | FALSE | #N/A | #N/A | #N/A | #N/A | #N/A | #N/A | #N/A | #N/A | #N/A | #N/A
TRUE | QLD | QBNN | Bowen North | Energy Queensland | Summer | Non-coincident | 2019 | BASEYEARPOE10 | NA | 25.0233 | QLD Bowen North |  |  | FALSE | #N/A | #N/A | #N/A | #N/A | #N/A | #N/A | #N/A | #N/A | #N/A | #N/A
TRUE | QLD | QBNN | Bowen North | Energy Queensland | Summer | Coincident | 2021 | POE10 | NA | 18.7509 | QLD Bowen North |  |  | FALSE | #N/A | #N/A | #N/A | #N/A | #N/A | #N/A | #N/A | #N/A | #N/A | #N/A
TRUE | QLD | QBNN | Bowen North | Energy Queensland | Summer | Coincident | 2021 | POE50 | NA | 17.7992 | QLD Bowen North |  |  | FALSE | #N/A | #N/A | #N/A | #N/A | #N/A | #N/A | #N/A | #N/A | #N/A | #N/A
TRUE | QLD | QBNN | Bowen North | Energy Queensland | Summer | Non-coincident | 2021 | POE10 | NA | 32.1161 | QLD Bowen North |  |  | FALSE | #N/A | #N/A | #N/A | #N/A | #N/A | #N/A | #N/A | #N/A | #N/A | #N/A
TRUE | QLD | QBNN | Bowen North | Energy Queensland | Summer | Coincident | 2022 | POE10 | NA | 18.7509 | QLD Bowen North |  |  | FALSE | #N/A | #N/A | #N/A | #N/A | #N/A | #N/A | #N/A | #N/A | #N/A | #N/A
TRUE | QLD | QBNN | Bowen North | Energy Queensland | Summer | Coincident | 2022 | POE50 | NA | 17.7992 | QLD Bowen North |  |  | FALSE | #N/A | #N/A | #N/A | #N/A | #N/A | #N/A | #N/A | #N/A | #N/A | #N/A
TRUE | QLD | QBNN | Bowen North | Energy Queensland | Summer | Non-coincident | 2022 | POE10 | NA | 32.1161 | QLD Bowen North |  |  | FALSE | #N/A | #N/A | #N/A | #N/A | #N/A | #N/A | #N/A | #N/A | #N/A | #N/A
TRUE | QLD | QBNN | Bowen North | Energy Queensland | Summer | Coincident | 2023 | POE10 | NA | 18.7509 | QLD Bowen North |  |  | FALSE | #N/A | #N/A | #N/A | #N/A | #N/A | #N/A | #N/A | #N/A | #N/A | #N/A
TRUE | QLD | QBNN | Bowen North | Energy Queensland | Summer | Coincident | 2023 | POE50 | NA | 17.7992 | QLD Bowen North |  |  | FALSE | #N/A | #N/A | #N/A | #N/A | #N/A | #N/A | #N/A | #N/A | #N/A | #N/A
TRUE | QLD | QBNN | Bowen North | Energy Queensland | Summer | Non-coincident | 2023 | POE10 | NA | 32.1161 | QLD Bowen North |  |  | FALSE | #N/A | #N/A | #N/A | #N/A | #N/A | #N/A | #N/A | #N/A | #N/A | #N/A
TRUE | QLD | QBNN | Bowen North | Energy Queensland | Summer | Coincident | 2024 | POE10 | NA | 18.7509 | QLD Bowen North |  |  | FALSE | #N/A | #N/A | #N/A | #N/A | #N/A | #N/A | #N/A | #N/A | #N/A | #N/A
TRUE | QLD | QBNN | Bowen North | Energy Queensland | Summer | Coincident | 2024 | POE50 | NA | 17.7992 | QLD Bowen North |  |  | FALSE | #N/A | #N/A | #N/A | #N/A | #N/A | #N/A | #N/A | #N/A | #N/A | #N/A
TRUE | QLD | QBNN | Bowen North | Energy Queensland | Summer | Non-coincident | 2024 | POE10 | NA | 32.1161 | QLD Bowen North |  |  | FALSE | #N/A | #N/A | #N/A | #N/A | #N/A | #N/A | #N/A | #N/A | #N/A | #N/A
TRUE | QLD | QBNN | Bowen North | Energy Queensland | Summer | Coincident | 2025 | POE10 | NA | 18.7509 | QLD Bowen North |  |  | FALSE | #N/A | #N/A | #N/A | #N/A | #N/A | #N/A | #N/A | #N/A | #N/A | #N/A
TRUE | QLD | QBNN | Bowen North | Energy Queensland | Summer | Coincident | 2025 | POE50 | NA | 17.7992 | QLD Bowen North |  |  | FALSE | #N/A | #N/A | #N/A | #N/A | #N/A | #N/A | #N/A | #N/A | #N/A | #N/A
TRUE | QLD | QBNN | Bowen North | Energy Queensland | Summer | Non-coincident | 2025 | POE10 | NA | 32.1161 | QLD Bowen North |  |  | FALSE | #N/A | #N/A | #N/A | #N/A | #N/A | #N/A | #N/A | #N/A | #N/A | #N/A
TRUE | QLD | QBNN | Bowen North | Energy Queensland | Summer | Coincident | 2026 | POE10 | NA | 18.7509 | QLD Bowen North |  |  | FALSE | #N/A | #N/A | #N/A | #N/A | #N/A | #N/A | #N/A | #N/A | #N/A | #N/A
TRUE | QLD | QBNN | Bowen North | Energy Queensland | Summer | Coincident | 2026 | POE50 | NA | 17.7992 | QLD Bowen North |  |  | FALSE | #N/A | #N/A | #N/A | #N/A | #N/A | #N/A | #N/A | #N/A | #N/A | #N/A
TRUE | QLD | QBNN | Bowen North | Energy Queensland | Summer | Non-coincident | 2026 | POE10 | NA | 32.1161 | QLD Bowen North |  |  | FALSE | #N/A | #N/A | #N/A | #N/A | #N/A | #N/A | #N/A | #N/A | #N/A | #N/A
TRUE | QLD | QBNN | Bowen North | Energy Queensland | Summer | Coincident | 2027 | POE10 | NA | 18.7509 | QLD Bowen North |  |  | FALSE | #N/A | #N/A | #N/A | #N/A | #N/A | #N/A | #N/A | #N/A | #N/A | #N/A
TRUE | QLD | QBNN | Bowen North | Energy Queensland | Summer | Coincident | 2027 | POE50 | NA | 17.7992 | QLD Bowen North |  |  | FALSE | #N/A | #N/A | #N/A | #N/A | #N/A | #N/A | #N/A | #N/A | #N/A | #N/A
TRUE | QLD | QBNN | Bowen North | Energy Queensland | Summer | Non-coincident | 2027 | POE10 | NA | 32.1161 | QLD Bowen North |  |  | FALSE | #N/A | #N/A | #N/A | #N/A | #N/A | #N/A | #N/A | #N/A | #N/A | #N/A
TRUE | QLD | QBNN | Bowen North | Energy Queensland | Summer | Coincident | 2028 | POE10 | NA | 18.7509 | QLD Bowen North |  |  | FALSE | #N/A | #N/A | #N/A | #N/A | #N/A | #N/A | #N/A | #N/A | #N/A | #N/A
TRUE | QLD | QBNN | Bowen North | Energy Queensland | Summer | Coincident | 2028 | POE50 | NA | 17.7992 | QLD Bowen North |  |  | FALSE | #N/A | #N/A | #N/A | #N/A | #N/A | #N/A | #N/A | #N/A | #N/A | #N/A
TRUE | QLD | QBNN | Bowen North | Energy Queensland | Summer | Non-coincident | 2028 | POE10 | NA | 32.1161 | QLD Bowen North |  |  | FALSE | #N/A | #N/A | #N/A | #N/A | #N/A | #N/A | #N/A | #N/A | #N/A | #N/A
TRUE | QLD | QBNN | Bowen North | Energy Queensland | Summer | Coincident | 2029 | POE10 | NA | 18.7509 | QLD Bowen North |  |  | FALSE | #N/A | #N/A | #N/A | #N/A | #N/A | #N/A | #N/A | #N/A | #N/A | #N/A
TRUE | QLD | QBNN | Bowen North | Energy Queensland | Summer | Coincident | 2029 | POE50 | NA | 17.7992 | QLD Bowen North |  |  | FALSE | #N/A | #N/A | #N/A | #N/A | #N/A | #N/A | #N/A | #N/A | #N/A | #N/A
TRUE | QLD | QBNN | Bowen North | Energy Queensland | Summer | Non-coincident | 2029 | POE10 | NA | 32.1161 | QLD Bowen North |  |  | FALSE | #N/A | #N/A | #N/A | #N/A | #N/A | #N/A | #N/A | #N/A | #N/A | #N/A
TRUE | QLD | QBNN | Bowen North | Energy Queensland | Summer | Coincident | 2030 | POE10 | NA | 18.7509 | QLD Bowen North |  |  | FALSE | #N/A | #N/A | #N/A | #N/A | #N/A | #N/A | #N/A | #N/A | #N/A | #N/A
TRUE | QLD | QBNN | Bowen North | Energy Queensland | Summer | Coincident | 2030 | POE50 | NA | 17.7992 | QLD Bowen North |  |  | FALSE | #N/A | #N/A | #N/A | #N/A | #N/A | #N/A | #N/A | #N/A | #N/A | #N/A
TRUE | QLD | QBNN | Bowen North | Energy Queensland | Summer | Non-coincident | 2030 | POE10 | NA | 32.1161 | QLD Bowen North |  |  | FALSE | #N/A | #N/A | #N/A | #N/A | #N/A | #N/A | #N/A | #N/A | #N/A | #N/A
TRUE | QLD | QBNN | Bowen North | Energy Queensland | Winter | Non-coincident | 2019 | BASEYEARPOE10 | NA | 26.9301 | QLD Bowen North |  |  | FALSE | #N/A | #N/A | #N/A | #N/A | #N/A | #N/A | #N/A | #N/A | #N/A | #N/A
TRUE | QLD | QBNN | Bowen North | Energy Queensland | Winter | Coincident | 2020 | POE10 | NA | 18.199 | QLD Bowen North |  |  | FALSE | #N/A | #N/A | #N/A | #N/A | #N/A | #N/A | #N/A | #N/A | #N/A | #N/A
TRUE | QLD | QBNN | Bowen North | Energy Queensland | Winter | Coincident | 2020 | POE50 | NA | 16.4275 | QLD Bowen North |  |  | FALSE | #N/A | #N/A | #N/A | #N/A | #N/A | #N/A | #N/A | #N/A | #N/A | #N/A
TRUE | QLD | QBNN | Bowen North | Energy Queensland | Winter | Non-coincident | 2020 | POE10 | NA | 29.9923 | QLD Bowen North |  |  | FALSE | #N/A | #N/A | #N/A | #N/A | #N/A | #N/A | #N/A | #N/A | #N/A | #N/A
TRUE | QLD | QBNN | Bowen North | Energy Queensland | Winter | Coincident | 2021 | POE10 | NA | 18.199 | QLD Bowen North |  |  | FALSE | #N/A | #N/A | #N/A | #N/A | #N/A | #N/A | #N/A | #N/A | #N/A | #N/A
TRUE | QLD | QBNN | Bowen North | Energy Queensland | Winter | Coincident | 2021 | POE50 | NA | 16.4275 | QLD Bowen North |  |  | FALSE | #N/A | #N/A | #N/A | #N/A | #N/A | #N/A | #N/A | #N/A | #N/A | #N/A
TRUE | QLD | QBNN | Bowen North | Energy Queensland | Winter | Non-coincident | 2021 | POE10 | NA | 29.9923 | QLD Bowen North |  |  | FALSE | #N/A | #N/A | #N/A | #N/A | #N/A | #N/A | #N/A | #N/A | #N/A | #N/A
TRUE | QLD | QBNN | Bowen North | Energy Queensland | Winter | Coincident | 2022 | POE10 | NA | 18.199 | QLD Bowen North |  |  | FALSE | #N/A | #N/A | #N/A | #N/A | #N/A | #N/A | #N/A | #N/A | #N/A | #N/A
TRUE | QLD | QBNN | Bowen North | Energy Queensland | Winter | Coincident | 2022 | POE50 | NA | 16.4275 | QLD Bowen North |  |  | FALSE | #N/A | #N/A | #N/A | #N/A | #N/A | #N/A | #N/A | #N/A | #N/A | #N/A
TRUE | QLD | QBNN | Bowen North | Energy Queensland | Winter | Non-coincident | 2022 | POE10 | NA | 29.9923 | QLD Bowen North |  |  | FALSE | #N/A | #N/A | #N/A | #N/A | #N/A | #N/A | #N/A | #N/A | #N/A | #N/A
TRUE | QLD | QBNN | Bowen North | Energy Queensland | Winter | Coincident | 2023 | POE10 | NA | 18.199 | QLD Bowen North |  |  | FALSE | #N/A | #N/A | #N/A | #N/A | #N/A | #N/A | #N/A | #N/A | #N/A | #N/A
TRUE | QLD | QBNN | Bowen North | Energy Queensland | Winter | Coincident | 2023 | POE50 | NA | 16.4275 | QLD Bowen North |  |  | FALSE | #N/A | #N/A | #N/A | #N/A | #N/A | #N/A | #N/A | #N/A | #N/A | #N/A
TRUE | QLD | QBNN | Bowen North | Energy Queensland | Winter | Non-coincident | 2023 | POE10 | NA | 29.9923 | QLD Bowen North |  |  | FALSE | #N/A | #N/A | #N/A | #N/A | #N/A | #N/A | #N/A | #N/A | #N/A | #N/A
TRUE | QLD | QBNN | Bowen North | Energy Queensland | Winter | Coincident | 2024 | POE10 | NA | 18.199 | QLD Bowen North |  |  | FALSE | #N/A | #N/A | #N/A | #N/A | #N/A | #N/A | #N/A | #N/A | #N/A | #N/A
TRUE | QLD | QBNN | Bowen North | Energy Queensland | Winter | Coincident | 2024 | POE50 | NA | 16.4275 | QLD Bowen North |  |  | FALSE | #N/A | #N/A | #N/A | #N/A | #N/A | #N/A | #N/A | #N/A | #N/A | #N/A
TRUE | QLD | QBNN | Bowen North | Energy Queensland | Winter | Non-coincident | 2024 | POE10 | NA | 29.9923 | QLD Bowen North |  |  | FALSE | #N/A | #N/A | #N/A | #N/A | #N/A | #N/A | #N/A | #N/A | #N/A | #N/A
TRUE | QLD | QBNN | Bowen North | Energy Queensland | Winter | Coincident | 2025 | POE10 | NA | 18.199 | QLD Bowen North |  |  | FALSE | #N/A | #N/A | #N/A | #N/A | #N/A | #N/A | #N/A | #N/A | #N/A | #N/A
TRUE | QLD | QBNN | Bowen North | Energy Queensland | Winter | Coincident | 2025 | POE50 | NA | 16.4275 | QLD Bowen North |  |  | FALSE | #N/A | #N/A | #N/A | #N/A | #N/A | #N/A | #N/A | #N/A | #N/A | #N/A
TRUE | QLD | QBNN | Bowen North | Energy Queensland | Winter | Non-coincident | 2025 | POE10 | NA | 29.9923 | QLD Bowen North |  |  | FALSE | #N/A | #N/A | #N/A | #N/A | #N/A | #N/A | #N/A | #N/A | #N/A | #N/A
TRUE | QLD | QBNN | Bowen North | Energy Queensland | Winter | Coincident | 2026 | POE10 | NA | 18.199 | QLD Bowen North |  |  | FALSE | #N/A | #N/A | #N/A | #N/A | #N/A | #N/A | #N/A | #N/A | #N/A | #N/A
TRUE | QLD | QBNN | Bowen North | Energy Queensland | Winter | Coincident | 2026 | POE50 | NA | 16.4275 | QLD Bowen North |  |  | FALSE | #N/A | #N/A | #N/A | #N/A | #N/A | #N/A | #N/A | #N/A | #N/A | #N/A
TRUE | QLD | QBNN | Bowen North | Energy Queensland | Winter | Non-coincident | 2026 | POE10 | NA | 29.9923 | QLD Bowen North |  |  | FALSE | #N/A | #N/A | #N/A | #N/A | #N/A | #N/A | #N/A | #N/A | #N/A | #N/A
TRUE | QLD | QBNN | Bowen North | Energy Queensland | Winter | Coincident | 2027 | POE10 | NA | 18.199 | QLD Bowen North |  |  | FALSE | #N/A | #N/A | #N/A | #N/A | #N/A | #N/A | #N/A | #N/A | #N/A | #N/A
TRUE | QLD | QBNN | Bowen North | Energy Queensland | Winter | Coincident | 2027 | POE50 | NA | 16.4275 | QLD Bowen North |  |  | FALSE | #N/A | #N/A | #N/A | #N/A | #N/A | #N/A | #N/A | #N/A | #N/A | #N/A
TRUE | QLD | QBNN | Bowen North | Energy Queensland | Winter | Non-coincident | 2027 | POE10 | NA | 29.9923 | QLD Bowen North |  |  | FALSE | #N/A | #N/A | #N/A | #N/A | #N/A | #N/A | #N/A | #N/A | #N/A | #N/A
TRUE | QLD | QBNN | Bowen North | Energy Queensland | Winter | Coincident | 2028 | POE10 | NA | 18.199 | QLD Bowen North |  |  | FALSE | #N/A | #N/A | #N/A | #N/A | #N/A | #N/A | #N/A | #N/A | #N/A | #N/A
TRUE | QLD | QBNN | Bowen North | Energy Queensland | Winter | Coincident | 2028 | POE50 | NA | 16.4275 | QLD Bowen North |  |  | FALSE | #N/A | #N/A | #N/A | #N/A | #N/A | #N/A | #N/A | #N/A | #N/A | #N/A
TRUE | QLD | QBNN | Bowen North | Energy Queensland | Winter | Non-coincident | 2028 | POE10 | NA | 29.9923 | QLD Bowen North |  |  | FALSE | #N/A | #N/A | #N/A | #N/A | #N/A | #N/A | #N/A | #N/A | #N/A | #N/A
TRUE | QLD | QBNN | Bowen North | Energy Queensland | Winter | Coincident | 2029 | POE10 | NA | 18.199 | QLD Bowen North |  |  | FALSE | #N/A | #N/A | #N/A | #N/A | #N/A | #N/A | #N/A | #N/A | #N/A | #N/A
TRUE | QLD | QBNN | Bowen North | Energy Queensland | Winter | Coincident | 2029 | POE50 | NA | 16.4275 | QLD Bowen North |  |  | FALSE | #N/A | #N/A | #N/A | #N/A | #N/A | #N/A | #N/A | #N/A | #N/A | #N/A
TRUE | QLD | QBNN | Bowen North | Energy Queensland | Winter | Non-coincident | 2029 | POE10 | NA | 29.9923 | QLD Bowen North |  |  | FALSE | #N/A | #N/A | #N/A | #N/A | #N/A | #N/A | #N/A | #N/A | #N/A | #N/A
TRUE | QLD | QBWH | Blackwater 132 - Ergon | Energy Queensland | Shoulder | Coincident | 2017 | ACTUAL_OPG | 16.9953 | 16.234 | QLD Blackwater 132 - Ergon |  |  | FALSE | #N/A | #N/A | #N/A | #N/A | #N/A | #N/A | #N/A | #N/A | #N/A | #N/A
TRUE | QLD | QBWH | Blackwater 132 - Ergon | Energy Queensland | Shoulder | Coincident | 2017 | ACTUAL_RAW | 16.9953 | 16.234 | QLD Blackwater 132 - Ergon |  |  | FALSE | #N/A | #N/A | #N/A | #N/A | #N/A | #N/A | #N/A | #N/A | #N/A | #N/A
TRUE | QLD | QBWH | Blackwater 132 - Ergon | Energy Queensland | Shoulder | Non-coincident | 2017 | ACTUAL_RAW | -0.00212 | 25.477 | QLD Blackwater 132 - Ergon |  |  | FALSE | #N/A | #N/A | #N/A | #N/A | #N/A | #N/A | #N/A | #N/A | #N/A | #N/A
TRUE | QLD | QBWH | Blackwater 132 - Ergon | Energy Queensland | Shoulder | Non-coincident | 2017 | ACTUAL_OPG | -0.00212 | 25.477 | QLD Blackwater 132 - Ergon |  |  | FALSE | #N/A | #N/A | #N/A | #N/A | #N/A | #N/A | #N/A | #N/A | #N/A | #N/A
TRUE | QLD | QBWH | Blackwater 132 - Ergon | Energy Queensland | Shoulder | Non-coincident | 2017 | ACTUAL_ADJUSTEDOPG | 1.714 | 25.477 | QLD Blackwater 132 - Ergon |  |  | FALSE | #N/A | #N/A | #N/A | #N/A | #N/A | #N/A | #N/A | #N/A | #N/A | #N/A
TRUE | QLD | QBWH | Blackwater 132 - Ergon | Energy Queensland | Shoulder | Coincident | 2018 | ACTUAL_OPG | 10.5679 | 14.6346 | QLD Blackwater 132 - Ergon |  |  | FALSE | #N/A | #N/A | #N/A | #N/A | #N/A | #N/A | #N/A | #N/A | #N/A | #N/A
TRUE | QLD | QBWH | Blackwater 132 - Ergon | Energy Queensland | Shoulder | Coincident | 2018 | ACTUAL_RAW | 10.5679 | 14.6346 | QLD Blackwater 132 - Ergon |  |  | FALSE | #N/A | #N/A | #N/A | #N/A | #N/A | #N/A | #N/A | #N/A | #N/A | #N/A
TRUE | QLD | QBWH | Blackwater 132 - Ergon | Energy Queensland | Shoulder | Non-coincident | 2018 | ACTUAL_RAW | 3.3017 | 25.9465 | QLD Blackwater 132 - Ergon |  |  | FALSE | #N/A | #N/A | #N/A | #N/A | #N/A | #N/A | #N/A | #N/A | #N/A | #N/A
TRUE | QLD | QBWH | Blackwater 132 - Ergon | Energy Queensland | Shoulder | Non-coincident | 2018 | ACTUAL_OPG | 3.3017 | 25.9465 | QLD Blackwater 132 - Ergon |  |  | FALSE | #N/A | #N/A | #N/A | #N/A | #N/A | #N/A | #N/A | #N/A | #N/A | #N/A
TRUE | QLD | QBWH | Blackwater 132 - Ergon | Energy Queensland | Shoulder | Non-coincident | 2018 | ACTUAL_ADJUSTEDOPG | 3.3017 | 25.9465 | QLD Blackwater 132 - Ergon |  |  | FALSE | #N/A | #N/A | #N/A | #N/A | #N/A | #N/A | #N/A | #N/A | #N/A | #N/A
TRUE | QLD | QBWH | Blackwater 132 - Ergon | Energy Queensland | Shoulder | Coincident | 2019 | ACTUAL_OPG | 10.1434 | 10.7628 | QLD Blackwater 132 - Ergon |  |  | FALSE | #N/A | #N/A | #N/A | #N/A | #N/A | #N/A | #N/A | #N/A | #N/A | #N/A
TRUE | QLD | QBWH | Blackwater 132 - Ergon | Energy Queensland | Shoulder | Coincident | 2019 | ACTUAL_RAW | 10.1434 | 10.7628 | QLD Blackwater 132 - Ergon |  |  | FALSE | #N/A | #N/A | #N/A | #N/A | #N/A | #N/A | #N/A | #N/A | #N/A | #N/A
TRUE | QLD | QBWH | Blackwater 132 - Ergon | Energy Queensland | Shoulder | Non-coincident | 2019 | ACTUAL_RAW | 0 | 26.521 | QLD Blackwater 132 - Ergon |  |  | FALSE | #N/A | #N/A | #N/A | #N/A | #N/A | #N/A | #N/A | #N/A | #N/A | #N/A
TRUE | QLD | QBWH | Blackwater 132 - Ergon | Energy Queensland | Shoulder | Non-coincident | 2019 | ACTUAL_OPG | 0 | 26.521 | QLD Blackwater 132 - Ergon |  |  | FALSE | #N/A | #N/A | #N/A | #N/A | #N/A | #N/A | #N/A | #N/A | #N/A | #N/A
TRUE | QLD | QBWH | Blackwater 132 - Ergon | Energy Queensland | Shoulder | Non-coincident | 2019 | ACTUAL_ADJUSTEDOPG | 0 | 26.521 | QLD Blackwater 132 - Ergon |  |  | FALSE | #N/A | #N/A | #N/A | #N/A | #N/A | #N/A | #N/A | #N/A | #N/A | #N/A
TRUE | QLD | QBWH | Blackwater 132 - Ergon | Energy Queensland | Shoulder | Non-coincident | 2019 | BASEYEARPOE90 | 8.0105 | NA | QLD Blackwater 132 - Ergon |  |  | FALSE | #N/A | #N/A | #N/A | #N/A | #N/A | #N/A | #N/A | #N/A | #N/A | #N/A
TRUE | QLD | QBWH | Blackwater 132 - Ergon | Energy Queensland | Shoulder | Non-coincident | 2019 | BASEYEARPOE50 | 8.1558 | 17.1511 | QLD Blackwater 132 - Ergon |  |  | FALSE | #N/A | #N/A | #N/A | #N/A | #N/A | #N/A | #N/A | #N/A | #N/A | #N/A
TRUE | QLD | QBWH | Blackwater 132 - Ergon | Energy Queensland | Shoulder | Coincident | 2020 | ACTUAL_OPG | 20.2593 | 12.6867 | QLD Blackwater 132 - Ergon |  |  | FALSE | #N/A | #N/A | #N/A | #N/A | #N/A | #N/A | #N/A | #N/A | #N/A | #N/A
TRUE | QLD | QBWH | Blackwater 132 - Ergon | Energy Queensland | Shoulder | Coincident | 2020 | ACTUAL_RAW | 20.2593 | 12.6867 | QLD Blackwater 132 - Ergon |  |  | FALSE | #N/A | #N/A | #N/A | #N/A | #N/A | #N/A | #N/A | #N/A | #N/A | #N/A
TRUE | QLD | QBWH | Blackwater 132 - Ergon | Energy Queensland | Shoulder | Non-coincident | 2020 | ACTUAL_RAW | 0.035698 | 26.2827 | QLD Blackwater 132 - Ergon |  |  | FALSE | #N/A | #N/A | #N/A | #N/A | #N/A | #N/A | #N/A | #N/A | #N/A | #N/A
TRUE | QLD | QBWH | Blackwater 132 - Ergon | Energy Queensland | Shoulder | Non-coincident | 2020 | ACTUAL_OPG | 0.035698 | 26.2827 | QLD Blackwater 132 - Ergon |  |  | FALSE | #N/A | #N/A | #N/A | #N/A | #N/A | #N/A | #N/A | #N/A | #N/A | #N/A
TRUE | QLD | QBWH | Blackwater 132 - Ergon | Energy Queensland | Shoulder | Non-coincident | 2020 | ACTUAL_ADJUSTEDOPG | 0.035698 | 26.2827 | QLD Blackwater 132 - Ergon |  |  | FALSE | #N/A | #N/A | #N/A | #N/A | #N/A | #N/A | #N/A | #N/A | #N/A | #N/A
TRUE | QLD | QBWH | Blackwater 132 - Ergon | Energy Queensland | Shoulder | Coincident_unreconciled | 2021 | POE50 | 15 | NA | QLD Blackwater 132 - Ergon |  |  | FALSE | #N/A | #N/A | #N/A | #N/A | #N/A | #N/A | #N/A | #N/A | #N/A | #N/A
TRUE | QLD | QBWH | Blackwater 132 - Ergon | Energy Queensland | Shoulder | Coincident_unreconciled | 2021 | POE90 | 4.2204 | NA | QLD Blackwater 132 - Ergon |  |  | FALSE | #N/A | #N/A | #N/A | #N/A | #N/A | #N/A | #N/A | #N/A | #N/A | #N/A
TRUE | QLD | QBWH | Blackwater 132 - Ergon | Energy Queensland | Shoulder | Non-coincident | 2021 | POE50 | 1.8782 | 24.0776 | QLD Blackwater 132 - Ergon |  |  | FALSE | #N/A | #N/A | #N/A | #N/A | #N/A | #N/A | #N/A | #N/A | #N/A | #N/A
TRUE | QLD | QBWH | Blackwater 132 - Ergon | Energy Queensland | Shoulder | Non-coincident | 2021 | POE90 | 0.2397 | NA | QLD Blackwater 132 - Ergon |  |  | FALSE | #N/A | #N/A | #N/A | #N/A | #N/A | #N/A | #N/A | #N/A | #N/A | #N/A
TRUE | QLD | QBWH | Blackwater 132 - Ergon | Energy Queensland | Shoulder | Coincident_unreconciled | 2022 | POE50 | 14.4425 | NA | QLD Blackwater 132 - Ergon |  |  | FALSE | #N/A | #N/A | #N/A | #N/A | #N/A | #N/A | #N/A | #N/A | #N/A | #N/A
TRUE | QLD | QBWH | Blackwater 132 - Ergon | Energy Queensland | Shoulder | Coincident_unreconciled | 2022 | POE90 | 3.6627 | NA | QLD Blackwater 132 - Ergon |  |  | FALSE | #N/A | #N/A | #N/A | #N/A | #N/A | #N/A | #N/A | #N/A | #N/A | #N/A
TRUE | QLD | QBWH | Blackwater 132 - Ergon | Energy Queensland | Shoulder | Non-coincident | 2022 | POE50 | 1.7934 | 24.078 | QLD Blackwater 132 - Ergon |  |  | FALSE | #N/A | #N/A | #N/A | #N/A | #N/A | #N/A | #N/A | #N/A | #N/A | #N/A
TRUE | QLD | QBWH | Blackwater 132 - Ergon | Energy Queensland | Shoulder | Non-coincident | 2022 | POE90 | 0.15493 | NA | QLD Blackwater 132 - Ergon |  |  | FALSE | #N/A | #N/A | #N/A | #N/A | #N/A | #N/A | #N/A | #N/A | #N/A | #N/A
TRUE | QLD | QBWH | Blackwater 132 - Ergon | Energy Queensland | Shoulder | Coincident_unreconciled | 2023 | POE50 | 14.0009 | NA | QLD Blackwater 132 - Ergon |  |  | FALSE | #N/A | #N/A | #N/A | #N/A | #N/A | #N/A | #N/A | #N/A | #N/A | #N/A
TRUE | QLD | QBWH | Blackwater 132 - Ergon | Energy Queensland | Shoulder | Coincident_unreconciled | 2023 | POE90 | 3.2202 | NA | QLD Blackwater 132 - Ergon |  |  | FALSE | #N/A | #N/A | #N/A | #N/A | #N/A | #N/A | #N/A | #N/A | #N/A | #N/A
TRUE | QLD | QBWH | Blackwater 132 - Ergon | Energy Queensland | Shoulder | Non-coincident | 2023 | POE50 | 1.7263 | 24.0802 | QLD Blackwater 132 - Ergon |  |  | FALSE | #N/A | #N/A | #N/A | #N/A | #N/A | #N/A | #N/A | #N/A | #N/A | #N/A
TRUE | QLD | QBWH | Blackwater 132 - Ergon | Energy Queensland | Shoulder | Non-coincident | 2023 | POE90 | 0.08766 | NA | QLD Blackwater 132 - Ergon |  |  | FALSE | #N/A | #N/A | #N/A | #N/A | #N/A | #N/A | #N/A | #N/A | #N/A | #N/A
TRUE | QLD | QBWH | Blackwater 132 - Ergon | Energy Queensland | Shoulder | Coincident_unreconciled | 2024 | POE50 | 13.6217 | NA | QLD Blackwater 132 - Ergon |  |  | FALSE | #N/A | #N/A | #N/A | #N/A | #N/A | #N/A | #N/A | #N/A | #N/A | #N/A
TRUE | QLD | QBWH | Blackwater 132 - Ergon | Energy Queensland | Shoulder | Coincident_unreconciled | 2024 | POE90 | 2.8401 | NA | QLD Blackwater 132 - Ergon |  |  | FALSE | #N/A | #N/A | #N/A | #N/A | #N/A | #N/A | #N/A | #N/A | #N/A | #N/A
TRUE | QLD | QBWH | Blackwater 132 - Ergon | Energy Queensland | Shoulder | Non-coincident | 2024 | POE50 | 1.6687 | 24.08 | QLD Blackwater 132 - Ergon |  |  | FALSE | #N/A | #N/A | #N/A | #N/A | #N/A | #N/A | #N/A | #N/A | #N/A | #N/A
TRUE | QLD | QBWH | Blackwater 132 - Ergon | Energy Queensland | Shoulder | Non-coincident | 2024 | POE90 | 0.02988 | NA | QLD Blackwater 132 - Ergon |  |  | FALSE | #N/A | #N/A | #N/A | #N/A | #N/A | #N/A | #N/A | #N/A | #N/A | #N/A
TRUE | QLD | QBWH | Blackwater 132 - Ergon | Energy Queensland | Shoulder | Coincident_unreconciled | 2025 | POE50 | 13.3244 | NA | QLD Blackwater 132 - Ergon |  |  | FALSE | #N/A | #N/A | #N/A | #N/A | #N/A | #N/A | #N/A | #N/A | #N/A | #N/A
TRUE | QLD | QBWH | Blackwater 132 - Ergon | Energy Queensland | Shoulder | Coincident_unreconciled | 2025 | POE90 | 2.7142 | NA | QLD Blackwater 132 - Ergon |  |  | FALSE | #N/A | #N/A | #N/A | #N/A | #N/A | #N/A | #N/A | #N/A | #N/A | #N/A
TRUE | QLD | QBWH | Blackwater 132 - Ergon | Energy Queensland | Shoulder | Non-coincident | 2025 | POE50 | 1.6235 | 24.0778 | QLD Blackwater 132 - Ergon |  |  | FALSE | #N/A | #N/A | #N/A | #N/A | #N/A | #N/A | #N/A | #N/A | #N/A | #N/A
TRUE | QLD | QBWH | Blackwater 132 - Ergon | Energy Queensland | Shoulder | Non-coincident | 2025 | POE90 | -0.01544 | NA | QLD Blackwater 132 - Ergon |  |  | FALSE | #N/A | #N/A | #N/A | #N/A | #N/A | #N/A | #N/A | #N/A | #N/A | #N/A
TRUE | QLD | QBWH | Blackwater 132 - Ergon | Energy Queensland | Shoulder | Coincident_unreconciled | 2026 | POE50 | 13.0396 | NA | QLD Blackwater 132 - Ergon |  |  | FALSE | #N/A | #N/A | #N/A | #N/A | #N/A | #N/A | #N/A | #N/A | #N/A | #N/A
TRUE | QLD | QBWH | Blackwater 132 - Ergon | Energy Queensland | Shoulder | Coincident_unreconciled | 2026 | POE90 | 2.913 | NA | QLD Blackwater 132 - Ergon |  |  | FALSE | #N/A | #N/A | #N/A | #N/A | #N/A | #N/A | #N/A | #N/A | #N/A | #N/A
TRUE | QLD | QBWH | Blackwater 132 - Ergon | Energy Queensland | Shoulder | Non-coincident | 2026 | POE50 | 1.5802 | 24.0761 | QLD Blackwater 132 - Ergon |  |  | FALSE | #N/A | #N/A | #N/A | #N/A | #N/A | #N/A | #N/A | #N/A | #N/A | #N/A
TRUE | QLD | QBWH | Blackwater 132 - Ergon | Energy Queensland | Shoulder | Non-coincident | 2026 | POE90 | -0.05887 | NA | QLD Blackwater 132 - Ergon |  |  | FALSE | #N/A | #N/A | #N/A | #N/A | #N/A | #N/A | #N/A | #N/A | #N/A | #N/A
TRUE | QLD | QBWH | Blackwater 132 - Ergon | Energy Queensland | Shoulder | Coincident_unreconciled | 2027 | POE50 | 12.8108 | NA | QLD Blackwater 132 - Ergon |  |  | FALSE | #N/A | #N/A | #N/A | #N/A | #N/A | #N/A | #N/A | #N/A | #N/A | #N/A
TRUE | QLD | QBWH | Blackwater 132 - Ergon | Energy Queensland | Shoulder | Coincident_unreconciled | 2027 | POE90 | 3.0734 | NA | QLD Blackwater 132 - Ergon |  |  | FALSE | #N/A | #N/A | #N/A | #N/A | #N/A | #N/A | #N/A | #N/A | #N/A | #N/A
TRUE | QLD | QBWH | Blackwater 132 - Ergon | Energy Queensland | Shoulder | Non-coincident | 2027 | POE50 | 1.5454 | 24.0785 | QLD Blackwater 132 - Ergon |  |  | FALSE | #N/A | #N/A | #N/A | #N/A | #N/A | #N/A | #N/A | #N/A | #N/A | #N/A
TRUE | QLD | QBWH | Blackwater 132 - Ergon | Energy Queensland | Shoulder | Non-coincident | 2027 | POE90 | -0.09389 | NA | QLD Blackwater 132 - Ergon |  |  | FALSE | #N/A | #N/A | #N/A | #N/A | #N/A | #N/A | #N/A | #N/A | #N/A | #N/A
TRUE | QLD | QBWH | Blackwater 132 - Ergon | Energy Queensland | Shoulder | Coincident_unreconciled | 2028 | POE50 | 12.6372 | NA | QLD Blackwater 132 - Ergon |  |  | FALSE | #N/A | #N/A | #N/A | #N/A | #N/A | #N/A | #N/A | #N/A | #N/A | #N/A
TRUE | QLD | QBWH | Blackwater 132 - Ergon | Energy Queensland | Shoulder | Coincident_unreconciled | 2028 | POE90 | 3.1957 | NA | QLD Blackwater 132 - Ergon |  |  | FALSE | #N/A | #N/A | #N/A | #N/A | #N/A | #N/A | #N/A | #N/A | #N/A | #N/A
TRUE | QLD | QBWH | Blackwater 132 - Ergon | Energy Queensland | Shoulder | Non-coincident | 2028 | POE50 | 1.5191 | 24.0886 | QLD Blackwater 132 - Ergon |  |  | FALSE | #N/A | #N/A | #N/A | #N/A | #N/A | #N/A | #N/A | #N/A | #N/A | #N/A
TRUE | QLD | QBWH | Blackwater 132 - Ergon | Energy Queensland | Shoulder | Non-coincident | 2028 | POE90 | -0.1206 | NA | QLD Blackwater 132 - Ergon |  |  | FALSE | #N/A | #N/A | #N/A | #N/A | #N/A | #N/A | #N/A | #N/A | #N/A | #N/A
TRUE | QLD | QBWH | Blackwater 132 - Ergon | Energy Queensland | Shoulder | Coincident_unreconciled | 2029 | POE50 | 12.4872 | NA | QLD Blackwater 132 - Ergon |  |  | FALSE | #N/A | #N/A | #N/A | #N/A | #N/A | #N/A | #N/A | #N/A | #N/A | #N/A
TRUE | QLD | QBWH | Blackwater 132 - Ergon | Energy Queensland | Shoulder | Coincident_unreconciled | 2029 | POE90 | 3.3016 | NA | QLD Blackwater 132 - Ergon |  |  | FALSE | #N/A | #N/A | #N/A | #N/A | #N/A | #N/A | #N/A | #N/A | #N/A | #N/A
TRUE | QLD | QBWH | Blackwater 132 - Ergon | Energy Queensland | Shoulder | Non-coincident | 2029 | POE50 | 1.4962 | 24.1062 | QLD Blackwater 132 - Ergon |  |  | FALSE | #N/A | #N/A | #N/A | #N/A | #N/A | #N/A | #N/A | #N/A | #N/A | #N/A
TRUE | QLD | QBWH | Blackwater 132 - Ergon | Energy Queensland | Shoulder | Non-coincident | 2029 | POE90 | -0.14374 | NA | QLD Blackwater 132 - Ergon |  |  | FALSE | #N/A | #N/A | #N/A | #N/A | #N/A | #N/A | #N/A | #N/A | #N/A | #N/A
TRUE | QLD | QBWH | Blackwater 132 - Ergon | Energy Queensland | Shoulder | Coincident_unreconciled | 2030 | POE50 | 12.4097 | NA | QLD Blackwater 132 - Ergon |  |  | FALSE | #N/A | #N/A | #N/A | #N/A | #N/A | #N/A | #N/A | #N/A | #N/A | #N/A
TRUE | QLD | QBWH | Blackwater 132 - Ergon | Energy Queensland | Shoulder | Coincident_unreconciled | 2030 | POE90 | 3.3571 | NA | QLD Blackwater 132 - Ergon |  |  | FALSE | #N/A | #N/A | #N/A | #N/A | #N/A | #N/A | #N/A | #N/A | #N/A | #N/A
TRUE | QLD | QBWH | Blackwater 132 - Ergon | Energy Queensland | Shoulder | Non-coincident | 2030 | POE50 | 1.4845 | 24.1272 | QLD Blackwater 132 - Ergon |  |  | FALSE | #N/A | #N/A | #N/A | #N/A | #N/A | #N/A | #N/A | #N/A | #N/A | #N/A
TRUE | QLD | QBWH | Blackwater 132 - Ergon | Energy Queensland | Shoulder | Non-coincident | 2030 | POE90 | -0.15585 | NA | QLD Blackwater 132 - Ergon |  |  | FALSE | #N/A | #N/A | #N/A | #N/A | #N/A | #N/A | #N/A | #N/A | #N/A | #N/A
TRUE | QLD | QBWH | Blackwater 132 - Ergon | Energy Queensland | Summer | Coincident | 2017 | ACTUAL_OPG | 3.5921 | 13.8498 | QLD Blackwater 132 - Ergon |  |  | FALSE | #N/A | #N/A | #N/A | #N/A | #N/A | #N/A | #N/A | #N/A | #N/A | #N/A
TRUE | QLD | QBWH | Blackwater 132 - Ergon | Energy Queensland | Summer | Coincident | 2017 | ACTUAL_RAW | 3.5921 | 13.8498 | QLD Blackwater 132 - Ergon |  |  | FALSE | #N/A | #N/A | #N/A | #N/A | #N/A | #N/A | #N/A | #N/A | #N/A | #N/A
TRUE | QLD | QBWH | Blackwater 132 - Ergon | Energy Queensland | Summer | Non-coincident | 2017 | ACTUAL_RAW | 3.4615 | 25.4228 | QLD Blackwater 132 - Ergon |  |  | FALSE | #N/A | #N/A | #N/A | #N/A | #N/A | #N/A | #N/A | #N/A | #N/A | #N/A
TRUE | QLD | QBWH | Blackwater 132 - Ergon | Energy Queensland | Summer | Non-coincident | 2017 | ACTUAL_OPG | 3.4615 | 25.4228 | QLD Blackwater 132 - Ergon |  |  | FALSE | #N/A | #N/A | #N/A | #N/A | #N/A | #N/A | #N/A | #N/A | #N/A | #N/A
TRUE | QLD | QBWH | Blackwater 132 - Ergon | Energy Queensland | Summer | Non-coincident | 2017 | ACTUAL_ADJUSTEDOPG | 3.4615 | 25.4228 | QLD Blackwater 132 - Ergon |  |  | FALSE | #N/A | #N/A | #N/A | #N/A | #N/A | #N/A | #N/A | #N/A | #N/A | #N/A
TRUE | QLD | QBWH | Blackwater 132 - Ergon | Energy Queensland | Summer | Coincident | 2018 | ACTUAL_OPG | 14.8282 | 12.0155 | QLD Blackwater 132 - Ergon |  |  | FALSE | #N/A | #N/A | #N/A | #N/A | #N/A | #N/A | #N/A | #N/A | #N/A | #N/A
TRUE | QLD | QBWH | Blackwater 132 - Ergon | Energy Queensland | Summer | Coincident | 2018 | ACTUAL_RAW | 14.8282 | 12.0155 | QLD Blackwater 132 - Ergon |  |  | FALSE | #N/A | #N/A | #N/A | #N/A | #N/A | #N/A | #N/A | #N/A | #N/A | #N/A
TRUE | QLD | QBWH | Blackwater 132 - Ergon | Energy Queensland | Summer | Non-coincident | 2018 | ACTUAL_RAW | 2.152 | 25.3664 | QLD Blackwater 132 - Ergon |  |  | FALSE | #N/A | #N/A | #N/A | #N/A | #N/A | #N/A | #N/A | #N/A | #N/A | #N/A
TRUE | QLD | QBWH | Blackwater 132 - Ergon | Energy Queensland | Summer | Non-coincident | 2018 | ACTUAL_OPG | 2.152 | 25.3664 | QLD Blackwater 132 - Ergon |  |  | FALSE | #N/A | #N/A | #N/A | #N/A | #N/A | #N/A | #N/A | #N/A | #N/A | #N/A
TRUE | QLD | QBWH | Blackwater 132 - Ergon | Energy Queensland | Summer | Non-coincident | 2018 | ACTUAL_ADJUSTEDOPG | 2.152 | 25.3664 | QLD Blackwater 132 - Ergon |  |  | FALSE | #N/A | #N/A | #N/A | #N/A | #N/A | #N/A | #N/A | #N/A | #N/A | #N/A
TRUE | QLD | QBWH | Blackwater 132 - Ergon | Energy Queensland | Summer | Coincident | 2019 | ACTUAL_OPG | 2.596 | 15.8928 | QLD Blackwater 132 - Ergon |  |  | FALSE | #N/A | #N/A | #N/A | #N/A | #N/A | #N/A | #N/A | #N/A | #N/A | #N/A
TRUE | QLD | QBWH | Blackwater 132 - Ergon | Energy Queensland | Summer | Coincident | 2019 | ACTUAL_RAW | 2.596 | 15.8928 | QLD Blackwater 132 - Ergon |  |  | FALSE | #N/A | #N/A | #N/A | #N/A | #N/A | #N/A | #N/A | #N/A | #N/A | #N/A
TRUE | QLD | QBWH | Blackwater 132 - Ergon | Energy Queensland | Summer | Non-coincident | 2019 | ACTUAL_RAW | 0.16441 | 28.8598 | QLD Blackwater 132 - Ergon |  |  | FALSE | #N/A | #N/A | #N/A | #N/A | #N/A | #N/A | #N/A | #N/A | #N/A | #N/A
TRUE | QLD | QBWH | Blackwater 132 - Ergon | Energy Queensland | Summer | Non-coincident | 2019 | ACTUAL_OPG | 0.16441 | 28.8598 | QLD Blackwater 132 - Ergon |  |  | FALSE | #N/A | #N/A | #N/A | #N/A | #N/A | #N/A | #N/A | #N/A | #N/A | #N/A
TRUE | QLD | QBWH | Blackwater 132 - Ergon | Energy Queensland | Summer | Non-coincident | 2019 | ACTUAL_ADJUSTEDOPG | 0.16441 | 28.8598 | QLD Blackwater 132 - Ergon |  |  | FALSE | #N/A | #N/A | #N/A | #N/A | #N/A | #N/A | #N/A | #N/A | #N/A | #N/A
TRUE | QLD | QBWH | Blackwater 132 - Ergon | Energy Queensland | Summer | Non-coincident | 2019 | BASEYEARPOE90 | 8.6598 | NA | QLD Blackwater 132 - Ergon |  |  | FALSE | #N/A | #N/A | #N/A | #N/A | #N/A | #N/A | #N/A | #N/A | #N/A | #N/A
TRUE | QLD | QBWH | Blackwater 132 - Ergon | Energy Queensland | Summer | Non-coincident | 2019 | BASEYEARPOE50 | 8.8721 | 18.4632 | QLD Blackwater 132 - Ergon |  |  | FALSE | #N/A | #N/A | #N/A | #N/A | #N/A | #N/A | #N/A | #N/A | #N/A | #N/A
TRUE | QLD | QBWH | Blackwater 132 - Ergon | Energy Queensland | Summer | Coincident | 2020 | ACTUAL_OPG | 21.7836 | 16.7173 | QLD Blackwater 132 - Ergon |  |  | FALSE | #N/A | #N/A | #N/A | #N/A | #N/A | #N/A | #N/A | #N/A | #N/A | #N/A
TRUE | QLD | QBWH | Blackwater 132 - Ergon | Energy Queensland | Summer | Coincident | 2020 | ACTUAL_RAW | 21.7836 | 16.7173 | QLD Blackwater 132 - Ergon |  |  | FALSE | #N/A | #N/A | #N/A | #N/A | #N/A | #N/A | #N/A | #N/A | #N/A | #N/A
TRUE | QLD | QBWH | Blackwater 132 - Ergon | Energy Queensland | Summer | Non-coincident | 2020 | ACTUAL_RAW | 2.5489 | 28.3231 | QLD Blackwater 132 - Ergon |  |  | FALSE | #N/A | #N/A | #N/A | #N/A | #N/A | #N/A | #N/A | #N/A | #N/A | #N/A
TRUE | QLD | QBWH | Blackwater 132 - Ergon | Energy Queensland | Summer | Non-coincident | 2020 | ACTUAL_OPG | 2.5489 | 28.3231 | QLD Blackwater 132 - Ergon |  |  | FALSE | #N/A | #N/A | #N/A | #N/A | #N/A | #N/A | #N/A | #N/A | #N/A | #N/A
TRUE | QLD | QBWH | Blackwater 132 - Ergon | Energy Queensland | Summer | Non-coincident | 2020 | ACTUAL_ADJUSTEDOPG | 2.5489 | 28.3231 | QLD Blackwater 132 - Ergon |  |  | FALSE | #N/A | #N/A | #N/A | #N/A | #N/A | #N/A | #N/A | #N/A | #N/A | #N/A
TRUE | QLD | QBWH | Blackwater 132 - Ergon | Energy Queensland | Summer | Coincident_unreconciled | 2021 | POE50 | 15 | NA | QLD Blackwater 132 - Ergon |  |  | FALSE | #N/A | #N/A | #N/A | #N/A | #N/A | #N/A | #N/A | #N/A | #N/A | #N/A
TRUE | QLD | QBWH | Blackwater 132 - Ergon | Energy Queensland | Summer | Coincident_unreconciled | 2021 | POE90 | 8.7425 | NA | QLD Blackwater 132 - Ergon |  |  | FALSE | #N/A | #N/A | #N/A | #N/A | #N/A | #N/A | #N/A | #N/A | #N/A | #N/A
TRUE | QLD | QBWH | Blackwater 132 - Ergon | Energy Queensland | Summer | Non-coincident | 2021 | POE50 | 2.4195 | 25.3414 | QLD Blackwater 132 - Ergon |  |  | FALSE | #N/A | #N/A | #N/A | #N/A | #N/A | #N/A | #N/A | #N/A | #N/A | #N/A
TRUE | QLD | QBWH | Blackwater 132 - Ergon | Energy Queensland | Summer | Non-coincident | 2021 | POE90 | 1.9311 | NA | QLD Blackwater 132 - Ergon |  |  | FALSE | #N/A | #N/A | #N/A | #N/A | #N/A | #N/A | #N/A | #N/A | #N/A | #N/A
TRUE | QLD | QBWH | Blackwater 132 - Ergon | Energy Queensland | Summer | Coincident_unreconciled | 2022 | POE50 | 14.0498 | NA | QLD Blackwater 132 - Ergon |  |  | FALSE | #N/A | #N/A | #N/A | #N/A | #N/A | #N/A | #N/A | #N/A | #N/A | #N/A
TRUE | QLD | QBWH | Blackwater 132 - Ergon | Energy Queensland | Summer | Coincident_unreconciled | 2022 | POE90 | 7.7911 | NA | QLD Blackwater 132 - Ergon |  |  | FALSE | #N/A | #N/A | #N/A | #N/A | #N/A | #N/A | #N/A | #N/A | #N/A | #N/A
TRUE | QLD | QBWH | Blackwater 132 - Ergon | Energy Queensland | Summer | Non-coincident | 2022 | POE50 | 2.3454 | 25.3421 | QLD Blackwater 132 - Ergon |  |  | FALSE | #N/A | #N/A | #N/A | #N/A | #N/A | #N/A | #N/A | #N/A | #N/A | #N/A
TRUE | QLD | QBWH | Blackwater 132 - Ergon | Energy Queensland | Summer | Non-coincident | 2022 | POE90 | 1.8569 | NA | QLD Blackwater 132 - Ergon |  |  | FALSE | #N/A | #N/A | #N/A | #N/A | #N/A | #N/A | #N/A | #N/A | #N/A | #N/A
TRUE | QLD | QBWH | Blackwater 132 - Ergon | Energy Queensland | Summer | Coincident_unreconciled | 2023 | POE50 | 13.2944 | NA | QLD Blackwater 132 - Ergon |  |  | FALSE | #N/A | #N/A | #N/A | #N/A | #N/A | #N/A | #N/A | #N/A | #N/A | #N/A
TRUE | QLD | QBWH | Blackwater 132 - Ergon | Energy Queensland | Summer | Coincident_unreconciled | 2023 | POE90 | 7.0315 | NA | QLD Blackwater 132 - Ergon |  |  | FALSE | #N/A | #N/A | #N/A | #N/A | #N/A | #N/A | #N/A | #N/A | #N/A | #N/A
TRUE | QLD | QBWH | Blackwater 132 - Ergon | Energy Queensland | Summer | Non-coincident | 2023 | POE50 | 2.2864 | 25.3455 | QLD Blackwater 132 - Ergon |  |  | FALSE | #N/A | #N/A | #N/A | #N/A | #N/A | #N/A | #N/A | #N/A | #N/A | #N/A
TRUE | QLD | QBWH | Blackwater 132 - Ergon | Energy Queensland | Summer | Non-coincident | 2023 | POE90 | 1.7976 | NA | QLD Blackwater 132 - Ergon |  |  | FALSE | #N/A | #N/A | #N/A | #N/A | #N/A | #N/A | #N/A | #N/A | #N/A | #N/A
TRUE | QLD | QBWH | Blackwater 132 - Ergon | Energy Queensland | Summer | Coincident_unreconciled | 2024 | POE50 | 12.6379 | NA | QLD Blackwater 132 - Ergon |  |  | FALSE | #N/A | #N/A | #N/A | #N/A | #N/A | #N/A | #N/A | #N/A | #N/A | #N/A
TRUE | QLD | QBWH | Blackwater 132 - Ergon | Energy Queensland | Summer | Coincident_unreconciled | 2024 | POE90 | 6.3709 | NA | QLD Blackwater 132 - Ergon |  |  | FALSE | #N/A | #N/A | #N/A | #N/A | #N/A | #N/A | #N/A | #N/A | #N/A | #N/A
TRUE | QLD | QBWH | Blackwater 132 - Ergon | Energy Queensland | Summer | Non-coincident | 2024 | POE50 | 2.2352 | 25.3464 | QLD Blackwater 132 - Ergon |  |  | FALSE | #N/A | #N/A | #N/A | #N/A | #N/A | #N/A | #N/A | #N/A | #N/A | #N/A
TRUE | QLD | QBWH | Blackwater 132 - Ergon | Energy Queensland | Summer | Non-coincident | 2024 | POE90 | 1.7461 | NA | QLD Blackwater 132 - Ergon |  |  | FALSE | #N/A | #N/A | #N/A | #N/A | #N/A | #N/A | #N/A | #N/A | #N/A | #N/A
TRUE | QLD | QBWH | Blackwater 132 - Ergon | Energy Queensland | Summer | Coincident_unreconciled | 2025 | POE50 | 12.1297 | NA | QLD Blackwater 132 - Ergon |  |  | FALSE | #N/A | #N/A | #N/A | #N/A | #N/A | #N/A | #N/A | #N/A | #N/A | #N/A
TRUE | QLD | QBWH | Blackwater 132 - Ergon | Energy Queensland | Summer | Coincident_unreconciled | 2025 | POE90 | 5.8588 | NA | QLD Blackwater 132 - Ergon |  |  | FALSE | #N/A | #N/A | #N/A | #N/A | #N/A | #N/A | #N/A | #N/A | #N/A | #N/A
TRUE | QLD | QBWH | Blackwater 132 - Ergon | Energy Queensland | Summer | Non-coincident | 2025 | POE50 | 2.1955 | 25.3452 | QLD Blackwater 132 - Ergon |  |  | FALSE | #N/A | #N/A | #N/A | #N/A | #N/A | #N/A | #N/A | #N/A | #N/A | #N/A
TRUE | QLD | QBWH | Blackwater 132 - Ergon | Energy Queensland | Summer | Non-coincident | 2025 | POE90 | 1.7061 | NA | QLD Blackwater 132 - Ergon |  |  | FALSE | #N/A | #N/A | #N/A | #N/A | #N/A | #N/A | #N/A | #N/A | #N/A | #N/A
TRUE | QLD | QBWH | Blackwater 132 - Ergon | Energy Queensland | Summer | Coincident_unreconciled | 2026 | POE50 | 11.6404 | NA | QLD Blackwater 132 - Ergon |  |  | FALSE | #N/A | #N/A | #N/A | #N/A | #N/A | #N/A | #N/A | #N/A | #N/A | #N/A
TRUE | QLD | QBWH | Blackwater 132 - Ergon | Energy Queensland | Summer | Coincident_unreconciled | 2026 | POE90 | 5.3655 | NA | QLD Blackwater 132 - Ergon |  |  | FALSE | #N/A | #N/A | #N/A | #N/A | #N/A | #N/A | #N/A | #N/A | #N/A | #N/A
TRUE | QLD | QBWH | Blackwater 132 - Ergon | Energy Queensland | Summer | Non-coincident | 2026 | POE50 | 2.1573 | 25.3443 | QLD Blackwater 132 - Ergon |  |  | FALSE | #N/A | #N/A | #N/A | #N/A | #N/A | #N/A | #N/A | #N/A | #N/A | #N/A
TRUE | QLD | QBWH | Blackwater 132 - Ergon | Energy Queensland | Summer | Non-coincident | 2026 | POE90 | 1.6676 | NA | QLD Blackwater 132 - Ergon |  |  | FALSE | #N/A | #N/A | #N/A | #N/A | #N/A | #N/A | #N/A | #N/A | #N/A | #N/A
TRUE | QLD | QBWH | Blackwater 132 - Ergon | Energy Queensland | Summer | Coincident_unreconciled | 2027 | POE50 | 11.2624 | NA | QLD Blackwater 132 - Ergon |  |  | FALSE | #N/A | #N/A | #N/A | #N/A | #N/A | #N/A | #N/A | #N/A | #N/A | #N/A
TRUE | QLD | QBWH | Blackwater 132 - Ergon | Energy Queensland | Summer | Coincident_unreconciled | 2027 | POE90 | 4.9798 | NA | QLD Blackwater 132 - Ergon |  |  | FALSE | #N/A | #N/A | #N/A | #N/A | #N/A | #N/A | #N/A | #N/A | #N/A | #N/A
TRUE | QLD | QBWH | Blackwater 132 - Ergon | Energy Queensland | Summer | Non-coincident | 2027 | POE50 | 2.1278 | 25.3481 | QLD Blackwater 132 - Ergon |  |  | FALSE | #N/A | #N/A | #N/A | #N/A | #N/A | #N/A | #N/A | #N/A | #N/A | #N/A
TRUE | QLD | QBWH | Blackwater 132 - Ergon | Energy Queensland | Summer | Non-coincident | 2027 | POE90 | 1.6375 | NA | QLD Blackwater 132 - Ergon |  |  | FALSE | #N/A | #N/A | #N/A | #N/A | #N/A | #N/A | #N/A | #N/A | #N/A | #N/A
TRUE | QLD | QBWH | Blackwater 132 - Ergon | Energy Queensland | Summer | Coincident_unreconciled | 2028 | POE50 | 10.9802 | NA | QLD Blackwater 132 - Ergon |  |  | FALSE | #N/A | #N/A | #N/A | #N/A | #N/A | #N/A | #N/A | #N/A | #N/A | #N/A
TRUE | QLD | QBWH | Blackwater 132 - Ergon | Energy Queensland | Summer | Coincident_unreconciled | 2028 | POE90 | 4.6878 | NA | QLD Blackwater 132 - Ergon |  |  | FALSE | #N/A | #N/A | #N/A | #N/A | #N/A | #N/A | #N/A | #N/A | #N/A | #N/A
TRUE | QLD | QBWH | Blackwater 132 - Ergon | Energy Queensland | Summer | Non-coincident | 2028 | POE50 | 2.1058 | 25.3594 | QLD Blackwater 132 - Ergon |  |  | FALSE | #N/A | #N/A | #N/A | #N/A | #N/A | #N/A | #N/A | #N/A | #N/A | #N/A
TRUE | QLD | QBWH | Blackwater 132 - Ergon | Energy Queensland | Summer | Non-coincident | 2028 | POE90 | 1.6147 | NA | QLD Blackwater 132 - Ergon |  |  | FALSE | #N/A | #N/A | #N/A | #N/A | #N/A | #N/A | #N/A | #N/A | #N/A | #N/A
TRUE | QLD | QBWH | Blackwater 132 - Ergon | Energy Queensland | Summer | Coincident_unreconciled | 2029 | POE50 | 10.7432 | NA | QLD Blackwater 132 - Ergon |  |  | FALSE | #N/A | #N/A | #N/A | #N/A | #N/A | #N/A | #N/A | #N/A | #N/A | #N/A
TRUE | QLD | QBWH | Blackwater 132 - Ergon | Energy Queensland | Summer | Coincident_unreconciled | 2029 | POE90 | 4.4406 | NA | QLD Blackwater 132 - Ergon |  |  | FALSE | #N/A | #N/A | #N/A | #N/A | #N/A | #N/A | #N/A | #N/A | #N/A | #N/A
TRUE | QLD | QBWH | Blackwater 132 - Ergon | Energy Queensland | Summer | Non-coincident | 2029 | POE50 | 2.0873 | 25.3771 | QLD Blackwater 132 - Ergon |  |  | FALSE | #N/A | #N/A | #N/A | #N/A | #N/A | #N/A | #N/A | #N/A | #N/A | #N/A
TRUE | QLD | QBWH | Blackwater 132 - Ergon | Energy Queensland | Summer | Non-coincident | 2029 | POE90 | 1.5954 | NA | QLD Blackwater 132 - Ergon |  |  | FALSE | #N/A | #N/A | #N/A | #N/A | #N/A | #N/A | #N/A | #N/A | #N/A | #N/A
TRUE | QLD | QBWH | Blackwater 132 - Ergon | Energy Queensland | Summer | Coincident_unreconciled | 2030 | POE50 | 10.6362 | NA | QLD Blackwater 132 - Ergon |  |  | FALSE | #N/A | #N/A | #N/A | #N/A | #N/A | #N/A | #N/A | #N/A | #N/A | #N/A
TRUE | QLD | QBWH | Blackwater 132 - Ergon | Energy Queensland | Summer | Coincident_unreconciled | 2030 | POE90 | 4.3238 | NA | QLD Blackwater 132 - Ergon |  |  | FALSE | #N/A | #N/A | #N/A | #N/A | #N/A | #N/A | #N/A | #N/A | #N/A | #N/A
TRUE | QLD | QBWH | Blackwater 132 - Ergon | Energy Queensland | Summer | Non-coincident | 2030 | POE50 | 2.0789 | 25.397 | QLD Blackwater 132 - Ergon |  |  | FALSE | #N/A | #N/A | #N/A | #N/A | #N/A | #N/A | #N/A | #N/A | #N/A | #N/A
TRUE | QLD | QBWH | Blackwater 132 - Ergon | Energy Queensland | Summer | Non-coincident | 2030 | POE90 | 1.5863 | NA | QLD Blackwater 132 - Ergon |  |  | FALSE | #N/A | #N/A | #N/A | #N/A | #N/A | #N/A | #N/A | #N/A | #N/A | #N/A
TRUE | QLD | QBWH | Blackwater 132 - Ergon | Energy Queensland | Winter | Coincident | 2016 | ACTUAL_OPG | 14.0052 | 11.9477 | QLD Blackwater 132 - Ergon |  |  | FALSE | #N/A | #N/A | #N/A | #N/A | #N/A | #N/A | #N/A | #N/A | #N/A | #N/A
TRUE | QLD | QBWH | Blackwater 132 - Ergon | Energy Queensland | Winter | Coincident | 2016 | ACTUAL_RAW | 14.0052 | 11.9477 | QLD Blackwater 132 - Ergon |  |  | FALSE | #N/A | #N/A | #N/A | #N/A | #N/A | #N/A | #N/A | #N/A | #N/A | #N/A
TRUE | QLD | QBWH | Blackwater 132 - Ergon | Energy Queensland | Winter | Non-coincident | 2016 | ACTUAL_RAW | 2.5251 | 25.8236 | QLD Blackwater 132 - Ergon |  |  | FALSE | #N/A | #N/A | #N/A | #N/A | #N/A | #N/A | #N/A | #N/A | #N/A | #N/A
TRUE | QLD | QBWH | Blackwater 132 - Ergon | Energy Queensland | Winter | Non-coincident | 2016 | ACTUAL_OPG | 2.5251 | 25.8236 | QLD Blackwater 132 - Ergon |  |  | FALSE | #N/A | #N/A | #N/A | #N/A | #N/A | #N/A | #N/A | #N/A | #N/A | #N/A
TRUE | QLD | QBWH | Blackwater 132 - Ergon | Energy Queensland | Winter | Non-coincident | 2016 | ACTUAL_ADJUSTEDOPG | 2.5251 | 25.8236 | QLD Blackwater 132 - Ergon |  |  | FALSE | #N/A | #N/A | #N/A | #N/A | #N/A | #N/A | #N/A | #N/A | #N/A | #N/A
TRUE | QLD | QBWH | Blackwater 132 - Ergon | Energy Queensland | Winter | Coincident | 2017 | ACTUAL_OPG | 12.3483 | 13.5406 | QLD Blackwater 132 - Ergon |  |  | FALSE | #N/A | #N/A | #N/A | #N/A | #N/A | #N/A | #N/A | #N/A | #N/A | #N/A
TRUE | QLD | QBWH | Blackwater 132 - Ergon | Energy Queensland | Winter | Coincident | 2017 | ACTUAL_RAW | 12.3483 | 13.5406 | QLD Blackwater 132 - Ergon |  |  | FALSE | #N/A | #N/A | #N/A | #N/A | #N/A | #N/A | #N/A | #N/A | #N/A | #N/A
TRUE | QLD | QBWH | Blackwater 132 - Ergon | Energy Queensland | Winter | Non-coincident | 2017 | ACTUAL_RAW | 4.2418 | 26.841 | QLD Blackwater 132 - Ergon |  |  | FALSE | #N/A | #N/A | #N/A | #N/A | #N/A | #N/A | #N/A | #N/A | #N/A | #N/A
TRUE | QLD | QBWH | Blackwater 132 - Ergon | Energy Queensland | Winter | Non-coincident | 2017 | ACTUAL_OPG | 4.2418 | 26.841 | QLD Blackwater 132 - Ergon |  |  | FALSE | #N/A | #N/A | #N/A | #N/A | #N/A | #N/A | #N/A | #N/A | #N/A | #N/A
TRUE | QLD | QBWH | Blackwater 132 - Ergon | Energy Queensland | Winter | Non-coincident | 2017 | ACTUAL_ADJUSTEDOPG | 4.2418 | 26.841 | QLD Blackwater 132 - Ergon |  |  | FALSE | #N/A | #N/A | #N/A | #N/A | #N/A | #N/A | #N/A | #N/A | #N/A | #N/A
TRUE | QLD | QBWH | Blackwater 132 - Ergon | Energy Queensland | Winter | Coincident | 2018 | ACTUAL_OPG | 11.8158 | 13.7649 | QLD Blackwater 132 - Ergon |  |  | FALSE | #N/A | #N/A | #N/A | #N/A | #N/A | #N/A | #N/A | #N/A | #N/A | #N/A
TRUE | QLD | QBWH | Blackwater 132 - Ergon | Energy Queensland | Winter | Coincident | 2018 | ACTUAL_RAW | 11.8158 | 13.7649 | QLD Blackwater 132 - Ergon |  |  | FALSE | #N/A | #N/A | #N/A | #N/A | #N/A | #N/A | #N/A | #N/A | #N/A | #N/A
TRUE | QLD | QBWH | Blackwater 132 - Ergon | Energy Queensland | Winter | Non-coincident | 2018 | ACTUAL_RAW | 3.9504 | 20.4889 | QLD Blackwater 132 - Ergon |  |  | FALSE | #N/A | #N/A | #N/A | #N/A | #N/A | #N/A | #N/A | #N/A | #N/A | #N/A
TRUE | QLD | QBWH | Blackwater 132 - Ergon | Energy Queensland | Winter | Non-coincident | 2018 | ACTUAL_OPG | 3.9504 | 20.4889 | QLD Blackwater 132 - Ergon |  |  | FALSE | #N/A | #N/A | #N/A | #N/A | #N/A | #N/A | #N/A | #N/A | #N/A | #N/A
TRUE | QLD | QBWH | Blackwater 132 - Ergon | Energy Queensland | Winter | Non-coincident | 2018 | ACTUAL_ADJUSTEDOPG | 3.9504 | 20.4889 | QLD Blackwater 132 - Ergon |  |  | FALSE | #N/A | #N/A | #N/A | #N/A | #N/A | #N/A | #N/A | #N/A | #N/A | #N/A
TRUE | QLD | QBWH | Blackwater 132 - Ergon | Energy Queensland | Winter | Coincident | 2019 | ACTUAL_OPG | 12.6371 | 13.5104 | QLD Blackwater 132 - Ergon |  |  | FALSE | #N/A | #N/A | #N/A | #N/A | #N/A | #N/A | #N/A | #N/A | #N/A | #N/A
TRUE | QLD | QBWH | Blackwater 132 - Ergon | Energy Queensland | Winter | Coincident | 2019 | ACTUAL_RAW | 12.6371 | 13.5104 | QLD Blackwater 132 - Ergon |  |  | FALSE | #N/A | #N/A | #N/A | #N/A | #N/A | #N/A | #N/A | #N/A | #N/A | #N/A
TRUE | QLD | QBWH | Blackwater 132 - Ergon | Energy Queensland | Winter | Non-coincident | 2019 | ACTUAL_RAW | 3.5865 | 27.2108 | QLD Blackwater 132 - Ergon |  |  | FALSE | #N/A | #N/A | #N/A | #N/A | #N/A | #N/A | #N/A | #N/A | #N/A | #N/A
TRUE | QLD | QBWH | Blackwater 132 - Ergon | Energy Queensland | Winter | Non-coincident | 2019 | ACTUAL_OPG | 3.5865 | 27.2108 | QLD Blackwater 132 - Ergon |  |  | FALSE | #N/A | #N/A | #N/A | #N/A | #N/A | #N/A | #N/A | #N/A | #N/A | #N/A
TRUE | QLD | QBWH | Blackwater 132 - Ergon | Energy Queensland | Winter | Non-coincident | 2019 | ACTUAL_ADJUSTEDOPG | 3.5865 | 27.2108 | QLD Blackwater 132 - Ergon |  |  | FALSE | #N/A | #N/A | #N/A | #N/A | #N/A | #N/A | #N/A | #N/A | #N/A | #N/A
TRUE | QLD | QBWH | Blackwater 132 - Ergon | Energy Queensland | Winter | Non-coincident | 2019 | BASEYEARPOE90 | 9.2697 | NA | QLD Blackwater 132 - Ergon |  |  | FALSE | #N/A | #N/A | #N/A | #N/A | #N/A | #N/A | #N/A | #N/A | #N/A | #N/A
TRUE | QLD | QBWH | Blackwater 132 - Ergon | Energy Queensland | Winter | Non-coincident | 2019 | BASEYEARPOE50 | 9.4911 | 17.7949 | QLD Blackwater 132 - Ergon |  |  | FALSE | #N/A | #N/A | #N/A | #N/A | #N/A | #N/A | #N/A | #N/A | #N/A | #N/A
TRUE | QLD | QBWH | Blackwater 132 - Ergon | Energy Queensland | Winter | Coincident_unreconciled | 2020 | POE50 | 13 | NA | QLD Blackwater 132 - Ergon |  |  | FALSE | #N/A | #N/A | #N/A | #N/A | #N/A | #N/A | #N/A | #N/A | #N/A | #N/A
TRUE | QLD | QBWH | Blackwater 132 - Ergon | Energy Queensland | Winter | Coincident_unreconciled | 2020 | POE90 | 9.6995 | NA | QLD Blackwater 132 - Ergon |  |  | FALSE | #N/A | #N/A | #N/A | #N/A | #N/A | #N/A | #N/A | #N/A | #N/A | #N/A
TRUE | QLD | QBWH | Blackwater 132 - Ergon | Energy Queensland | Winter | Non-coincident | 2020 | POE50 | 3.8377 | 24.501 | QLD Blackwater 132 - Ergon |  |  | FALSE | #N/A | #N/A | #N/A | #N/A | #N/A | #N/A | #N/A | #N/A | #N/A | #N/A
TRUE | QLD | QBWH | Blackwater 132 - Ergon | Energy Queensland | Winter | Non-coincident | 2020 | POE90 | 3.2179 | NA | QLD Blackwater 132 - Ergon |  |  | FALSE | #N/A | #N/A | #N/A | #N/A | #N/A | #N/A | #N/A | #N/A | #N/A | #N/A
TRUE | QLD | QBWH | Blackwater 132 - Ergon | Energy Queensland | Winter | Coincident_unreconciled | 2021 | POE50 | 12.4582 | NA | QLD Blackwater 132 - Ergon |  |  | FALSE | #N/A | #N/A | #N/A | #N/A | #N/A | #N/A | #N/A | #N/A | #N/A | #N/A
TRUE | QLD | QBWH | Blackwater 132 - Ergon | Energy Queensland | Winter | Coincident_unreconciled | 2021 | POE90 | 9.1586 | NA | QLD Blackwater 132 - Ergon |  |  | FALSE | #N/A | #N/A | #N/A | #N/A | #N/A | #N/A | #N/A | #N/A | #N/A | #N/A
TRUE | QLD | QBWH | Blackwater 132 - Ergon | Energy Queensland | Winter | Non-coincident | 2021 | POE50 | 3.7359 | 24.4988 | QLD Blackwater 132 - Ergon |  |  | FALSE | #N/A | #N/A | #N/A | #N/A | #N/A | #N/A | #N/A | #N/A | #N/A | #N/A
TRUE | QLD | QBWH | Blackwater 132 - Ergon | Energy Queensland | Winter | Non-coincident | 2021 | POE90 | 3.1164 | NA | QLD Blackwater 132 - Ergon |  |  | FALSE | #N/A | #N/A | #N/A | #N/A | #N/A | #N/A | #N/A | #N/A | #N/A | #N/A
TRUE | QLD | QBWH | Blackwater 132 - Ergon | Energy Queensland | Winter | Coincident_unreconciled | 2022 | POE50 | 12.0954 | NA | QLD Blackwater 132 - Ergon |  |  | FALSE | #N/A | #N/A | #N/A | #N/A | #N/A | #N/A | #N/A | #N/A | #N/A | #N/A
TRUE | QLD | QBWH | Blackwater 132 - Ergon | Energy Queensland | Winter | Coincident_unreconciled | 2022 | POE90 | 8.7942 | NA | QLD Blackwater 132 - Ergon |  |  | FALSE | #N/A | #N/A | #N/A | #N/A | #N/A | #N/A | #N/A | #N/A | #N/A | #N/A
TRUE | QLD | QBWH | Blackwater 132 - Ergon | Energy Queensland | Winter | Non-coincident | 2022 | POE50 | 3.6678 | 24.5011 | QLD Blackwater 132 - Ergon |  |  | FALSE | #N/A | #N/A | #N/A | #N/A | #N/A | #N/A | #N/A | #N/A | #N/A | #N/A
TRUE | QLD | QBWH | Blackwater 132 - Ergon | Energy Queensland | Winter | Non-coincident | 2022 | POE90 | 3.048 | NA | QLD Blackwater 132 - Ergon |  |  | FALSE | #N/A | #N/A | #N/A | #N/A | #N/A | #N/A | #N/A | #N/A | #N/A | #N/A
TRUE | QLD | QBWH | Blackwater 132 - Ergon | Energy Queensland | Winter | Coincident_unreconciled | 2023 | POE50 | 11.7743 | NA | QLD Blackwater 132 - Ergon |  |  | FALSE | #N/A | #N/A | #N/A | #N/A | #N/A | #N/A | #N/A | #N/A | #N/A | #N/A
TRUE | QLD | QBWH | Blackwater 132 - Ergon | Energy Queensland | Winter | Coincident_unreconciled | 2023 | POE90 | 8.4716 | NA | QLD Blackwater 132 - Ergon |  |  | FALSE | #N/A | #N/A | #N/A | #N/A | #N/A | #N/A | #N/A | #N/A | #N/A | #N/A
TRUE | QLD | QBWH | Blackwater 132 - Ergon | Energy Queensland | Winter | Non-coincident | 2023 | POE50 | 3.6075 | 24.5026 | QLD Blackwater 132 - Ergon |  |  | FALSE | #N/A | #N/A | #N/A | #N/A | #N/A | #N/A | #N/A | #N/A | #N/A | #N/A
TRUE | QLD | QBWH | Blackwater 132 - Ergon | Energy Queensland | Winter | Non-coincident | 2023 | POE90 | 2.9874 | NA | QLD Blackwater 132 - Ergon |  |  | FALSE | #N/A | #N/A | #N/A | #N/A | #N/A | #N/A | #N/A | #N/A | #N/A | #N/A
TRUE | QLD | QBWH | Blackwater 132 - Ergon | Energy Queensland | Winter | Coincident_unreconciled | 2024 | POE50 | 11.5226 | NA | QLD Blackwater 132 - Ergon |  |  | FALSE | #N/A | #N/A | #N/A | #N/A | #N/A | #N/A | #N/A | #N/A | #N/A | #N/A
TRUE | QLD | QBWH | Blackwater 132 - Ergon | Energy Queensland | Winter | Coincident_unreconciled | 2024 | POE90 | 8.2185 | NA | QLD Blackwater 132 - Ergon |  |  | FALSE | #N/A | #N/A | #N/A | #N/A | #N/A | #N/A | #N/A | #N/A | #N/A | #N/A
TRUE | QLD | QBWH | Blackwater 132 - Ergon | Energy Queensland | Winter | Non-coincident | 2024 | POE50 | 3.5603 | 24.4992 | QLD Blackwater 132 - Ergon |  |  | FALSE | #N/A | #N/A | #N/A | #N/A | #N/A | #N/A | #N/A | #N/A | #N/A | #N/A
TRUE | QLD | QBWH | Blackwater 132 - Ergon | Energy Queensland | Winter | Non-coincident | 2024 | POE90 | 2.9398 | NA | QLD Blackwater 132 - Ergon |  |  | FALSE | #N/A | #N/A | #N/A | #N/A | #N/A | #N/A | #N/A | #N/A | #N/A | #N/A
TRUE | QLD | QBWH | Blackwater 132 - Ergon | Energy Queensland | Winter | Coincident_unreconciled | 2025 | POE50 | 11.3098 | NA | QLD Blackwater 132 - Ergon |  |  | FALSE | #N/A | #N/A | #N/A | #N/A | #N/A | #N/A | #N/A | #N/A | #N/A | #N/A
TRUE | QLD | QBWH | Blackwater 132 - Ergon | Energy Queensland | Winter | Coincident_unreconciled | 2025 | POE90 | 8.0044 | NA | QLD Blackwater 132 - Ergon |  |  | FALSE | #N/A | #N/A | #N/A | #N/A | #N/A | #N/A | #N/A | #N/A | #N/A | #N/A
TRUE | QLD | QBWH | Blackwater 132 - Ergon | Energy Queensland | Winter | Non-coincident | 2025 | POE50 | 3.5203 | 24.495 | QLD Blackwater 132 - Ergon |  |  | FALSE | #N/A | #N/A | #N/A | #N/A | #N/A | #N/A | #N/A | #N/A | #N/A | #N/A
TRUE | QLD | QBWH | Blackwater 132 - Ergon | Energy Queensland | Winter | Non-coincident | 2025 | POE90 | 2.8996 | NA | QLD Blackwater 132 - Ergon |  |  | FALSE | #N/A | #N/A | #N/A | #N/A | #N/A | #N/A | #N/A | #N/A | #N/A | #N/A
TRUE | QLD | QBWH | Blackwater 132 - Ergon | Energy Queensland | Winter | Coincident_unreconciled | 2026 | POE50 | 11.0902 | NA | QLD Blackwater 132 - Ergon |  |  | FALSE | #N/A | #N/A | #N/A | #N/A | #N/A | #N/A | #N/A | #N/A | #N/A | #N/A
TRUE | QLD | QBWH | Blackwater 132 - Ergon | Energy Queensland | Winter | Coincident_unreconciled | 2026 | POE90 | 7.7831 | NA | QLD Blackwater 132 - Ergon |  |  | FALSE | #N/A | #N/A | #N/A | #N/A | #N/A | #N/A | #N/A | #N/A | #N/A | #N/A
TRUE | QLD | QBWH | Blackwater 132 - Ergon | Energy Queensland | Winter | Non-coincident | 2026 | POE50 | 3.4791 | 24.4915 | QLD Blackwater 132 - Ergon |  |  | FALSE | #N/A | #N/A | #N/A | #N/A | #N/A | #N/A | #N/A | #N/A | #N/A | #N/A
TRUE | QLD | QBWH | Blackwater 132 - Ergon | Energy Queensland | Winter | Non-coincident | 2026 | POE90 | 2.8581 | NA | QLD Blackwater 132 - Ergon |  |  | FALSE | #N/A | #N/A | #N/A | #N/A | #N/A | #N/A | #N/A | #N/A | #N/A | #N/A
TRUE | QLD | QBWH | Blackwater 132 - Ergon | Energy Queensland | Winter | Coincident_unreconciled | 2027 | POE50 | 10.9574 | NA | QLD Blackwater 132 - Ergon |  |  | FALSE | #N/A | #N/A | #N/A | #N/A | #N/A | #N/A | #N/A | #N/A | #N/A | #N/A
TRUE | QLD | QBWH | Blackwater 132 - Ergon | Energy Queensland | Winter | Coincident_unreconciled | 2027 | POE90 | 7.6467 | NA | QLD Blackwater 132 - Ergon |  |  | FALSE | #N/A | #N/A | #N/A | #N/A | #N/A | #N/A | #N/A | #N/A | #N/A | #N/A
TRUE | QLD | QBWH | Blackwater 132 - Ergon | Energy Queensland | Winter | Non-coincident | 2027 | POE50 | 3.4541 | 24.4931 | QLD Blackwater 132 - Ergon |  |  | FALSE | #N/A | #N/A | #N/A | #N/A | #N/A | #N/A | #N/A | #N/A | #N/A | #N/A
TRUE | QLD | QBWH | Blackwater 132 - Ergon | Energy Queensland | Winter | Non-coincident | 2027 | POE90 | 2.8325 | NA | QLD Blackwater 132 - Ergon |  |  | FALSE | #N/A | #N/A | #N/A | #N/A | #N/A | #N/A | #N/A | #N/A | #N/A | #N/A
TRUE | QLD | QBWH | Blackwater 132 - Ergon | Energy Queensland | Winter | Coincident_unreconciled | 2028 | POE50 | 10.8295 | NA | QLD Blackwater 132 - Ergon |  |  | FALSE | #N/A | #N/A | #N/A | #N/A | #N/A | #N/A | #N/A | #N/A | #N/A | #N/A
TRUE | QLD | QBWH | Blackwater 132 - Ergon | Energy Queensland | Winter | Coincident_unreconciled | 2028 | POE90 | 7.5153 | NA | QLD Blackwater 132 - Ergon |  |  | FALSE | #N/A | #N/A | #N/A | #N/A | #N/A | #N/A | #N/A | #N/A | #N/A | #N/A
TRUE | QLD | QBWH | Blackwater 132 - Ergon | Energy Queensland | Winter | Non-coincident | 2028 | POE50 | 3.4301 | 24.5033 | QLD Blackwater 132 - Ergon |  |  | FALSE | #N/A | #N/A | #N/A | #N/A | #N/A | #N/A | #N/A | #N/A | #N/A | #N/A
TRUE | QLD | QBWH | Blackwater 132 - Ergon | Energy Queensland | Winter | Non-coincident | 2028 | POE90 | 2.8078 | NA | QLD Blackwater 132 - Ergon |  |  | FALSE | #N/A | #N/A | #N/A | #N/A | #N/A | #N/A | #N/A | #N/A | #N/A | #N/A
TRUE | QLD | QBWH | Blackwater 132 - Ergon | Energy Queensland | Winter | Coincident_unreconciled | 2029 | POE50 | 10.7401 | NA | QLD Blackwater 132 - Ergon |  |  | FALSE | #N/A | #N/A | #N/A | #N/A | #N/A | #N/A | #N/A | #N/A | #N/A | #N/A
TRUE | QLD | QBWH | Blackwater 132 - Ergon | Energy Queensland | Winter | Coincident_unreconciled | 2029 | POE90 | 7.4222 | NA | QLD Blackwater 132 - Ergon |  |  | FALSE | #N/A | #N/A | #N/A | #N/A | #N/A | #N/A | #N/A | #N/A | #N/A | #N/A
TRUE | QLD | QBWH | Blackwater 132 - Ergon | Energy Queensland | Winter | Non-coincident | 2029 | POE50 | 3.4133 | 24.5175 | QLD Blackwater 132 - Ergon |  |  | FALSE | #N/A | #N/A | #N/A | #N/A | #N/A | #N/A | #N/A | #N/A | #N/A | #N/A
TRUE | QLD | QBWH | Blackwater 132 - Ergon | Energy Queensland | Winter | Non-coincident | 2029 | POE90 | 2.7903 | NA | QLD Blackwater 132 - Ergon |  |  | FALSE | #N/A | #N/A | #N/A | #N/A | #N/A | #N/A | #N/A | #N/A | #N/A | #N/A
TRUE | QLD | QBWH | Blackwater 132 - Ergon | Energy Queensland | Shoulder | Non-coincident | 2019 | BASEYEARPOE10 | NA | 17.3444 | QLD Blackwater 132 - Ergon |  |  | FALSE | #N/A | #N/A | #N/A | #N/A | #N/A | #N/A | #N/A | #N/A | #N/A | #N/A
TRUE | QLD | QBWH | Blackwater 132 - Ergon | Energy Queensland | Shoulder | Coincident | 2021 | POE10 | NA | 12.7578 | QLD Blackwater 132 - Ergon |  |  | FALSE | #N/A | #N/A | #N/A | #N/A | #N/A | #N/A | #N/A | #N/A | #N/A | #N/A
TRUE | QLD | QBWH | Blackwater 132 - Ergon | Energy Queensland | Shoulder | Coincident | 2021 | POE50 | NA | 11.8277 | QLD Blackwater 132 - Ergon |  |  | FALSE | #N/A | #N/A | #N/A | #N/A | #N/A | #N/A | #N/A | #N/A | #N/A | #N/A
TRUE | QLD | QBWH | Blackwater 132 - Ergon | Energy Queensland | Shoulder | Non-coincident | 2021 | POE10 | NA | 25.971 | QLD Blackwater 132 - Ergon |  |  | FALSE | #N/A | #N/A | #N/A | #N/A | #N/A | #N/A | #N/A | #N/A | #N/A | #N/A
TRUE | QLD | QBWH | Blackwater 132 - Ergon | Energy Queensland | Shoulder | Coincident | 2022 | POE10 | NA | 12.758 | QLD Blackwater 132 - Ergon |  |  | FALSE | #N/A | #N/A | #N/A | #N/A | #N/A | #N/A | #N/A | #N/A | #N/A | #N/A
TRUE | QLD | QBWH | Blackwater 132 - Ergon | Energy Queensland | Shoulder | Coincident | 2022 | POE50 | NA | 11.8279 | QLD Blackwater 132 - Ergon |  |  | FALSE | #N/A | #N/A | #N/A | #N/A | #N/A | #N/A | #N/A | #N/A | #N/A | #N/A
TRUE | QLD | QBWH | Blackwater 132 - Ergon | Energy Queensland | Shoulder | Non-coincident | 2022 | POE10 | NA | 25.9714 | QLD Blackwater 132 - Ergon |  |  | FALSE | #N/A | #N/A | #N/A | #N/A | #N/A | #N/A | #N/A | #N/A | #N/A | #N/A
TRUE | QLD | QBWH | Blackwater 132 - Ergon | Energy Queensland | Shoulder | Coincident | 2023 | POE10 | NA | 12.7593 | QLD Blackwater 132 - Ergon |  |  | FALSE | #N/A | #N/A | #N/A | #N/A | #N/A | #N/A | #N/A | #N/A | #N/A | #N/A
TRUE | QLD | QBWH | Blackwater 132 - Ergon | Energy Queensland | Shoulder | Coincident | 2023 | POE50 | NA | 11.829 | QLD Blackwater 132 - Ergon |  |  | FALSE | #N/A | #N/A | #N/A | #N/A | #N/A | #N/A | #N/A | #N/A | #N/A | #N/A
TRUE | QLD | QBWH | Blackwater 132 - Ergon | Energy Queensland | Shoulder | Non-coincident | 2023 | POE10 | NA | 25.9739 | QLD Blackwater 132 - Ergon |  |  | FALSE | #N/A | #N/A | #N/A | #N/A | #N/A | #N/A | #N/A | #N/A | #N/A | #N/A
TRUE | QLD | QBWH | Blackwater 132 - Ergon | Energy Queensland | Shoulder | Coincident | 2024 | POE10 | NA | 12.7593 | QLD Blackwater 132 - Ergon |  |  | FALSE | #N/A | #N/A | #N/A | #N/A | #N/A | #N/A | #N/A | #N/A | #N/A | #N/A
TRUE | QLD | QBWH | Blackwater 132 - Ergon | Energy Queensland | Shoulder | Coincident | 2024 | POE50 | NA | 11.8289 | QLD Blackwater 132 - Ergon |  |  | FALSE | #N/A | #N/A | #N/A | #N/A | #N/A | #N/A | #N/A | #N/A | #N/A | #N/A
TRUE | QLD | QBWH | Blackwater 132 - Ergon | Energy Queensland | Shoulder | Non-coincident | 2024 | POE10 | NA | 25.974 | QLD Blackwater 132 - Ergon |  |  | FALSE | #N/A | #N/A | #N/A | #N/A | #N/A | #N/A | #N/A | #N/A | #N/A | #N/A
TRUE | QLD | QBWH | Blackwater 132 - Ergon | Energy Queensland | Shoulder | Coincident | 2025 | POE10 | NA | 12.7583 | QLD Blackwater 132 - Ergon |  |  | FALSE | #N/A | #N/A | #N/A | #N/A | #N/A | #N/A | #N/A | #N/A | #N/A | #N/A
TRUE | QLD | QBWH | Blackwater 132 - Ergon | Energy Queensland | Shoulder | Coincident | 2025 | POE50 | NA | 11.8278 | QLD Blackwater 132 - Ergon |  |  | FALSE | #N/A | #N/A | #N/A | #N/A | #N/A | #N/A | #N/A | #N/A | #N/A | #N/A
TRUE | QLD | QBWH | Blackwater 132 - Ergon | Energy Queensland | Shoulder | Non-coincident | 2025 | POE10 | NA | 25.972 | QLD Blackwater 132 - Ergon |  |  | FALSE | #N/A | #N/A | #N/A | #N/A | #N/A | #N/A | #N/A | #N/A | #N/A | #N/A
TRUE | QLD | QBWH | Blackwater 132 - Ergon | Energy Queensland | Shoulder | Coincident | 2026 | POE10 | NA | 12.7576 | QLD Blackwater 132 - Ergon |  |  | FALSE | #N/A | #N/A | #N/A | #N/A | #N/A | #N/A | #N/A | #N/A | #N/A | #N/A
TRUE | QLD | QBWH | Blackwater 132 - Ergon | Energy Queensland | Shoulder | Coincident | 2026 | POE50 | NA | 11.827 | QLD Blackwater 132 - Ergon |  |  | FALSE | #N/A | #N/A | #N/A | #N/A | #N/A | #N/A | #N/A | #N/A | #N/A | #N/A
TRUE | QLD | QBWH | Blackwater 132 - Ergon | Energy Queensland | Shoulder | Non-coincident | 2026 | POE10 | NA | 25.9704 | QLD Blackwater 132 - Ergon |  |  | FALSE | #N/A | #N/A | #N/A | #N/A | #N/A | #N/A | #N/A | #N/A | #N/A | #N/A
TRUE | QLD | QBWH | Blackwater 132 - Ergon | Energy Queensland | Shoulder | Coincident | 2027 | POE10 | NA | 12.759 | QLD Blackwater 132 - Ergon |  |  | FALSE | #N/A | #N/A | #N/A | #N/A | #N/A | #N/A | #N/A | #N/A | #N/A | #N/A
TRUE | QLD | QBWH | Blackwater 132 - Ergon | Energy Queensland | Shoulder | Coincident | 2027 | POE50 | NA | 11.8282 | QLD Blackwater 132 - Ergon |  |  | FALSE | #N/A | #N/A | #N/A | #N/A | #N/A | #N/A | #N/A | #N/A | #N/A | #N/A
TRUE | QLD | QBWH | Blackwater 132 - Ergon | Energy Queensland | Shoulder | Non-coincident | 2027 | POE10 | NA | 25.9733 | QLD Blackwater 132 - Ergon |  |  | FALSE | #N/A | #N/A | #N/A | #N/A | #N/A | #N/A | #N/A | #N/A | #N/A | #N/A
TRUE | QLD | QBWH | Blackwater 132 - Ergon | Energy Queensland | Shoulder | Coincident | 2028 | POE10 | NA | 12.7642 | QLD Blackwater 132 - Ergon |  |  | FALSE | #N/A | #N/A | #N/A | #N/A | #N/A | #N/A | #N/A | #N/A | #N/A | #N/A
TRUE | QLD | QBWH | Blackwater 132 - Ergon | Energy Queensland | Shoulder | Coincident | 2028 | POE50 | NA | 11.8331 | QLD Blackwater 132 - Ergon |  |  | FALSE | #N/A | #N/A | #N/A | #N/A | #N/A | #N/A | #N/A | #N/A | #N/A | #N/A
TRUE | QLD | QBWH | Blackwater 132 - Ergon | Energy Queensland | Shoulder | Non-coincident | 2028 | POE10 | NA | 25.9839 | QLD Blackwater 132 - Ergon |  |  | FALSE | #N/A | #N/A | #N/A | #N/A | #N/A | #N/A | #N/A | #N/A | #N/A | #N/A
TRUE | QLD | QBWH | Blackwater 132 - Ergon | Energy Queensland | Shoulder | Coincident | 2029 | POE10 | NA | 12.7731 | QLD Blackwater 132 - Ergon |  |  | FALSE | #N/A | #N/A | #N/A | #N/A | #N/A | #N/A | #N/A | #N/A | #N/A | #N/A
TRUE | QLD | QBWH | Blackwater 132 - Ergon | Energy Queensland | Shoulder | Coincident | 2029 | POE50 | NA | 11.8418 | QLD Blackwater 132 - Ergon |  |  | FALSE | #N/A | #N/A | #N/A | #N/A | #N/A | #N/A | #N/A | #N/A | #N/A | #N/A
TRUE | QLD | QBWH | Blackwater 132 - Ergon | Energy Queensland | Shoulder | Non-coincident | 2029 | POE10 | NA | 26.002 | QLD Blackwater 132 - Ergon |  |  | FALSE | #N/A | #N/A | #N/A | #N/A | #N/A | #N/A | #N/A | #N/A | #N/A | #N/A
TRUE | QLD | QBWH | Blackwater 132 - Ergon | Energy Queensland | Shoulder | Coincident | 2030 | POE10 | NA | 12.7837 | QLD Blackwater 132 - Ergon |  |  | FALSE | #N/A | #N/A | #N/A | #N/A | #N/A | #N/A | #N/A | #N/A | #N/A | #N/A
TRUE | QLD | QBWH | Blackwater 132 - Ergon | Energy Queensland | Shoulder | Coincident | 2030 | POE50 | NA | 11.8521 | QLD Blackwater 132 - Ergon |  |  | FALSE | #N/A | #N/A | #N/A | #N/A | #N/A | #N/A | #N/A | #N/A | #N/A | #N/A
TRUE | QLD | QBWH | Blackwater 132 - Ergon | Energy Queensland | Shoulder | Non-coincident | 2030 | POE10 | NA | 26.0236 | QLD Blackwater 132 - Ergon |  |  | FALSE | #N/A | #N/A | #N/A | #N/A | #N/A | #N/A | #N/A | #N/A | #N/A | #N/A
TRUE | QLD | QBWH | Blackwater 132 - Ergon | Energy Queensland | Summer | Non-coincident | 2019 | BASEYEARPOE10 | NA | 18.7974 | QLD Blackwater 132 - Ergon |  |  | FALSE | #N/A | #N/A | #N/A | #N/A | #N/A | #N/A | #N/A | #N/A | #N/A | #N/A
TRUE | QLD | QBWH | Blackwater 132 - Ergon | Energy Queensland | Summer | Coincident | 2021 | POE10 | NA | 14.6784 | QLD Blackwater 132 - Ergon |  |  | FALSE | #N/A | #N/A | #N/A | #N/A | #N/A | #N/A | #N/A | #N/A | #N/A | #N/A
TRUE | QLD | QBWH | Blackwater 132 - Ergon | Energy Queensland | Summer | Coincident | 2021 | POE50 | NA | 13.6387 | QLD Blackwater 132 - Ergon |  |  | FALSE | #N/A | #N/A | #N/A | #N/A | #N/A | #N/A | #N/A | #N/A | #N/A | #N/A
TRUE | QLD | QBWH | Blackwater 132 - Ergon | Energy Queensland | Summer | Non-coincident | 2021 | POE10 | NA | 27.2732 | QLD Blackwater 132 - Ergon |  |  | FALSE | #N/A | #N/A | #N/A | #N/A | #N/A | #N/A | #N/A | #N/A | #N/A | #N/A
TRUE | QLD | QBWH | Blackwater 132 - Ergon | Energy Queensland | Summer | Coincident | 2022 | POE10 | NA | 14.6789 | QLD Blackwater 132 - Ergon |  |  | FALSE | #N/A | #N/A | #N/A | #N/A | #N/A | #N/A | #N/A | #N/A | #N/A | #N/A
TRUE | QLD | QBWH | Blackwater 132 - Ergon | Energy Queensland | Summer | Coincident | 2022 | POE50 | NA | 13.6391 | QLD Blackwater 132 - Ergon |  |  | FALSE | #N/A | #N/A | #N/A | #N/A | #N/A | #N/A | #N/A | #N/A | #N/A | #N/A
TRUE | QLD | QBWH | Blackwater 132 - Ergon | Energy Queensland | Summer | Non-coincident | 2022 | POE10 | NA | 27.274 | QLD Blackwater 132 - Ergon |  |  | FALSE | #N/A | #N/A | #N/A | #N/A | #N/A | #N/A | #N/A | #N/A | #N/A | #N/A
TRUE | QLD | QBWH | Blackwater 132 - Ergon | Energy Queensland | Summer | Coincident | 2023 | POE10 | NA | 14.6809 | QLD Blackwater 132 - Ergon |  |  | FALSE | #N/A | #N/A | #N/A | #N/A | #N/A | #N/A | #N/A | #N/A | #N/A | #N/A
TRUE | QLD | QBWH | Blackwater 132 - Ergon | Energy Queensland | Summer | Coincident | 2023 | POE50 | NA | 13.6409 | QLD Blackwater 132 - Ergon |  |  | FALSE | #N/A | #N/A | #N/A | #N/A | #N/A | #N/A | #N/A | #N/A | #N/A | #N/A
TRUE | QLD | QBWH | Blackwater 132 - Ergon | Energy Queensland | Summer | Non-coincident | 2023 | POE10 | NA | 27.2778 | QLD Blackwater 132 - Ergon |  |  | FALSE | #N/A | #N/A | #N/A | #N/A | #N/A | #N/A | #N/A | #N/A | #N/A | #N/A
TRUE | QLD | QBWH | Blackwater 132 - Ergon | Energy Queensland | Summer | Coincident | 2024 | POE10 | NA | 14.6816 | QLD Blackwater 132 - Ergon |  |  | FALSE | #N/A | #N/A | #N/A | #N/A | #N/A | #N/A | #N/A | #N/A | #N/A | #N/A
TRUE | QLD | QBWH | Blackwater 132 - Ergon | Energy Queensland | Summer | Coincident | 2024 | POE50 | NA | 13.6414 | QLD Blackwater 132 - Ergon |  |  | FALSE | #N/A | #N/A | #N/A | #N/A | #N/A | #N/A | #N/A | #N/A | #N/A | #N/A
TRUE | QLD | QBWH | Blackwater 132 - Ergon | Energy Queensland | Summer | Non-coincident | 2024 | POE10 | NA | 27.2791 | QLD Blackwater 132 - Ergon |  |  | FALSE | #N/A | #N/A | #N/A | #N/A | #N/A | #N/A | #N/A | #N/A | #N/A | #N/A
TRUE | QLD | QBWH | Blackwater 132 - Ergon | Energy Queensland | Summer | Coincident | 2025 | POE10 | NA | 14.6811 | QLD Blackwater 132 - Ergon |  |  | FALSE | #N/A | #N/A | #N/A | #N/A | #N/A | #N/A | #N/A | #N/A | #N/A | #N/A
TRUE | QLD | QBWH | Blackwater 132 - Ergon | Energy Queensland | Summer | Coincident | 2025 | POE50 | NA | 13.6408 | QLD Blackwater 132 - Ergon |  |  | FALSE | #N/A | #N/A | #N/A | #N/A | #N/A | #N/A | #N/A | #N/A | #N/A | #N/A
TRUE | QLD | QBWH | Blackwater 132 - Ergon | Energy Queensland | Summer | Non-coincident | 2025 | POE10 | NA | 27.2782 | QLD Blackwater 132 - Ergon |  |  | FALSE | #N/A | #N/A | #N/A | #N/A | #N/A | #N/A | #N/A | #N/A | #N/A | #N/A
TRUE | QLD | QBWH | Blackwater 132 - Ergon | Energy Queensland | Summer | Coincident | 2026 | POE10 | NA | 14.6809 | QLD Blackwater 132 - Ergon |  |  | FALSE | #N/A | #N/A | #N/A | #N/A | #N/A | #N/A | #N/A | #N/A | #N/A | #N/A
TRUE | QLD | QBWH | Blackwater 132 - Ergon | Energy Queensland | Summer | Coincident | 2026 | POE50 | NA | 13.6403 | QLD Blackwater 132 - Ergon |  |  | FALSE | #N/A | #N/A | #N/A | #N/A | #N/A | #N/A | #N/A | #N/A | #N/A | #N/A
TRUE | QLD | QBWH | Blackwater 132 - Ergon | Energy Queensland | Summer | Non-coincident | 2026 | POE10 | NA | 27.2777 | QLD Blackwater 132 - Ergon |  |  | FALSE | #N/A | #N/A | #N/A | #N/A | #N/A | #N/A | #N/A | #N/A | #N/A | #N/A
TRUE | QLD | QBWH | Blackwater 132 - Ergon | Energy Queensland | Summer | Coincident | 2027 | POE10 | NA | 14.6833 | QLD Blackwater 132 - Ergon |  |  | FALSE | #N/A | #N/A | #N/A | #N/A | #N/A | #N/A | #N/A | #N/A | #N/A | #N/A
TRUE | QLD | QBWH | Blackwater 132 - Ergon | Energy Queensland | Summer | Coincident | 2027 | POE50 | NA | 13.6423 | QLD Blackwater 132 - Ergon |  |  | FALSE | #N/A | #N/A | #N/A | #N/A | #N/A | #N/A | #N/A | #N/A | #N/A | #N/A
TRUE | QLD | QBWH | Blackwater 132 - Ergon | Energy Queensland | Summer | Non-coincident | 2027 | POE10 | NA | 27.2822 | QLD Blackwater 132 - Ergon |  |  | FALSE | #N/A | #N/A | #N/A | #N/A | #N/A | #N/A | #N/A | #N/A | #N/A | #N/A
TRUE | QLD | QBWH | Blackwater 132 - Ergon | Energy Queensland | Summer | Coincident | 2028 | POE10 | NA | 14.6898 | QLD Blackwater 132 - Ergon |  |  | FALSE | #N/A | #N/A | #N/A | #N/A | #N/A | #N/A | #N/A | #N/A | #N/A | #N/A
TRUE | QLD | QBWH | Blackwater 132 - Ergon | Energy Queensland | Summer | Coincident | 2028 | POE50 | NA | 13.6484 | QLD Blackwater 132 - Ergon |  |  | FALSE | #N/A | #N/A | #N/A | #N/A | #N/A | #N/A | #N/A | #N/A | #N/A | #N/A
TRUE | QLD | QBWH | Blackwater 132 - Ergon | Energy Queensland | Summer | Non-coincident | 2028 | POE10 | NA | 27.2944 | QLD Blackwater 132 - Ergon |  |  | FALSE | #N/A | #N/A | #N/A | #N/A | #N/A | #N/A | #N/A | #N/A | #N/A | #N/A
TRUE | QLD | QBWH | Blackwater 132 - Ergon | Energy Queensland | Summer | Coincident | 2029 | POE10 | NA | 14.6999 | QLD Blackwater 132 - Ergon |  |  | FALSE | #N/A | #N/A | #N/A | #N/A | #N/A | #N/A | #N/A | #N/A | #N/A | #N/A
TRUE | QLD | QBWH | Blackwater 132 - Ergon | Energy Queensland | Summer | Coincident | 2029 | POE50 | NA | 13.658 | QLD Blackwater 132 - Ergon |  |  | FALSE | #N/A | #N/A | #N/A | #N/A | #N/A | #N/A | #N/A | #N/A | #N/A | #N/A
TRUE | QLD | QBWH | Blackwater 132 - Ergon | Energy Queensland | Summer | Non-coincident | 2029 | POE10 | NA | 27.3131 | QLD Blackwater 132 - Ergon |  |  | FALSE | #N/A | #N/A | #N/A | #N/A | #N/A | #N/A | #N/A | #N/A | #N/A | #N/A
TRUE | QLD | QBWH | Blackwater 132 - Ergon | Energy Queensland | Summer | Coincident | 2030 | POE10 | NA | 14.7111 | QLD Blackwater 132 - Ergon |  |  | FALSE | #N/A | #N/A | #N/A | #N/A | #N/A | #N/A | #N/A | #N/A | #N/A | #N/A
TRUE | QLD | QBWH | Blackwater 132 - Ergon | Energy Queensland | Summer | Coincident | 2030 | POE50 | NA | 13.6687 | QLD Blackwater 132 - Ergon |  |  | FALSE | #N/A | #N/A | #N/A | #N/A | #N/A | #N/A | #N/A | #N/A | #N/A | #N/A
TRUE | QLD | QBWH | Blackwater 132 - Ergon | Energy Queensland | Summer | Non-coincident | 2030 | POE10 | NA | 27.3339 | QLD Blackwater 132 - Ergon |  |  | FALSE | #N/A | #N/A | #N/A | #N/A | #N/A | #N/A | #N/A | #N/A | #N/A | #N/A
TRUE | QLD | QBWH | Blackwater 132 - Ergon | Energy Queensland | Winter | Non-coincident | 2019 | BASEYEARPOE10 | NA | 18.0713 | QLD Blackwater 132 - Ergon |  |  | FALSE | #N/A | #N/A | #N/A | #N/A | #N/A | #N/A | #N/A | #N/A | #N/A | #N/A
TRUE | QLD | QBWH | Blackwater 132 - Ergon | Energy Queensland | Winter | Coincident | 2020 | POE10 | NA | 14.8294 | QLD Blackwater 132 - Ergon |  |  | FALSE | #N/A | #N/A | #N/A | #N/A | #N/A | #N/A | #N/A | #N/A | #N/A | #N/A
TRUE | QLD | QBWH | Blackwater 132 - Ergon | Energy Queensland | Winter | Coincident | 2020 | POE50 | NA | 13.6618 | QLD Blackwater 132 - Ergon |  |  | FALSE | #N/A | #N/A | #N/A | #N/A | #N/A | #N/A | #N/A | #N/A | #N/A | #N/A
TRUE | QLD | QBWH | Blackwater 132 - Ergon | Energy Queensland | Winter | Non-coincident | 2020 | POE10 | NA | 26.595 | QLD Blackwater 132 - Ergon |  |  | FALSE | #N/A | #N/A | #N/A | #N/A | #N/A | #N/A | #N/A | #N/A | #N/A | #N/A
TRUE | QLD | QBWH | Blackwater 132 - Ergon | Energy Queensland | Winter | Coincident | 2021 | POE10 | NA | 14.828 | QLD Blackwater 132 - Ergon |  |  | FALSE | #N/A | #N/A | #N/A | #N/A | #N/A | #N/A | #N/A | #N/A | #N/A | #N/A
TRUE | QLD | QBWH | Blackwater 132 - Ergon | Energy Queensland | Winter | Coincident | 2021 | POE50 | NA | 13.6606 | QLD Blackwater 132 - Ergon |  |  | FALSE | #N/A | #N/A | #N/A | #N/A | #N/A | #N/A | #N/A | #N/A | #N/A | #N/A
TRUE | QLD | QBWH | Blackwater 132 - Ergon | Energy Queensland | Winter | Non-coincident | 2021 | POE10 | NA | 26.5925 | QLD Blackwater 132 - Ergon |  |  | FALSE | #N/A | #N/A | #N/A | #N/A | #N/A | #N/A | #N/A | #N/A | #N/A | #N/A
TRUE | QLD | QBWH | Blackwater 132 - Ergon | Energy Queensland | Winter | Coincident | 2022 | POE10 | NA | 14.8295 | QLD Blackwater 132 - Ergon |  |  | FALSE | #N/A | #N/A | #N/A | #N/A | #N/A | #N/A | #N/A | #N/A | #N/A | #N/A
TRUE | QLD | QBWH | Blackwater 132 - Ergon | Energy Queensland | Winter | Coincident | 2022 | POE50 | NA | 13.6618 | QLD Blackwater 132 - Ergon |  |  | FALSE | #N/A | #N/A | #N/A | #N/A | #N/A | #N/A | #N/A | #N/A | #N/A | #N/A
TRUE | QLD | QBWH | Blackwater 132 - Ergon | Energy Queensland | Winter | Non-coincident | 2022 | POE10 | NA | 26.5952 | QLD Blackwater 132 - Ergon |  |  | FALSE | #N/A | #N/A | #N/A | #N/A | #N/A | #N/A | #N/A | #N/A | #N/A | #N/A
TRUE | QLD | QBWH | Blackwater 132 - Ergon | Energy Queensland | Winter | Coincident | 2023 | POE10 | NA | 14.8306 | QLD Blackwater 132 - Ergon |  |  | FALSE | #N/A | #N/A | #N/A | #N/A | #N/A | #N/A | #N/A | #N/A | #N/A | #N/A
TRUE | QLD | QBWH | Blackwater 132 - Ergon | Energy Queensland | Winter | Coincident | 2023 | POE50 | NA | 13.6627 | QLD Blackwater 132 - Ergon |  |  | FALSE | #N/A | #N/A | #N/A | #N/A | #N/A | #N/A | #N/A | #N/A | #N/A | #N/A
TRUE | QLD | QBWH | Blackwater 132 - Ergon | Energy Queensland | Winter | Non-coincident | 2023 | POE10 | NA | 26.5972 | QLD Blackwater 132 - Ergon |  |  | FALSE | #N/A | #N/A | #N/A | #N/A | #N/A | #N/A | #N/A | #N/A | #N/A | #N/A
TRUE | QLD | QBWH | Blackwater 132 - Ergon | Energy Queensland | Winter | Coincident | 2024 | POE10 | NA | 14.829 | QLD Blackwater 132 - Ergon |  |  | FALSE | #N/A | #N/A | #N/A | #N/A | #N/A | #N/A | #N/A | #N/A | #N/A | #N/A
TRUE | QLD | QBWH | Blackwater 132 - Ergon | Energy Queensland | Winter | Coincident | 2024 | POE50 | NA | 13.6608 | QLD Blackwater 132 - Ergon |  |  | FALSE | #N/A | #N/A | #N/A | #N/A | #N/A | #N/A | #N/A | #N/A | #N/A | #N/A
TRUE | QLD | QBWH | Blackwater 132 - Ergon | Energy Queensland | Winter | Non-coincident | 2024 | POE10 | NA | 26.5942 | QLD Blackwater 132 - Ergon |  |  | FALSE | #N/A | #N/A | #N/A | #N/A | #N/A | #N/A | #N/A | #N/A | #N/A | #N/A
TRUE | QLD | QBWH | Blackwater 132 - Ergon | Energy Queensland | Winter | Coincident | 2025 | POE10 | NA | 14.8269 | QLD Blackwater 132 - Ergon |  |  | FALSE | #N/A | #N/A | #N/A | #N/A | #N/A | #N/A | #N/A | #N/A | #N/A | #N/A
TRUE | QLD | QBWH | Blackwater 132 - Ergon | Energy Queensland | Winter | Coincident | 2025 | POE50 | NA | 13.6585 | QLD Blackwater 132 - Ergon |  |  | FALSE | #N/A | #N/A | #N/A | #N/A | #N/A | #N/A | #N/A | #N/A | #N/A | #N/A
TRUE | QLD | QBWH | Blackwater 132 - Ergon | Energy Queensland | Winter | Non-coincident | 2025 | POE10 | NA | 26.5904 | QLD Blackwater 132 - Ergon |  |  | FALSE | #N/A | #N/A | #N/A | #N/A | #N/A | #N/A | #N/A | #N/A | #N/A | #N/A
TRUE | QLD | QBWH | Blackwater 132 - Ergon | Energy Queensland | Winter | Coincident | 2026 | POE10 | NA | 14.8252 | QLD Blackwater 132 - Ergon |  |  | FALSE | #N/A | #N/A | #N/A | #N/A | #N/A | #N/A | #N/A | #N/A | #N/A | #N/A
TRUE | QLD | QBWH | Blackwater 132 - Ergon | Energy Queensland | Winter | Coincident | 2026 | POE50 | NA | 13.6565 | QLD Blackwater 132 - Ergon |  |  | FALSE | #N/A | #N/A | #N/A | #N/A | #N/A | #N/A | #N/A | #N/A | #N/A | #N/A
TRUE | QLD | QBWH | Blackwater 132 - Ergon | Energy Queensland | Winter | Non-coincident | 2026 | POE10 | NA | 26.5875 | QLD Blackwater 132 - Ergon |  |  | FALSE | #N/A | #N/A | #N/A | #N/A | #N/A | #N/A | #N/A | #N/A | #N/A | #N/A
TRUE | QLD | QBWH | Blackwater 132 - Ergon | Energy Queensland | Winter | Coincident | 2027 | POE10 | NA | 14.8267 | QLD Blackwater 132 - Ergon |  |  | FALSE | #N/A | #N/A | #N/A | #N/A | #N/A | #N/A | #N/A | #N/A | #N/A | #N/A
TRUE | QLD | QBWH | Blackwater 132 - Ergon | Energy Queensland | Winter | Coincident | 2027 | POE50 | NA | 13.6574 | QLD Blackwater 132 - Ergon |  |  | FALSE | #N/A | #N/A | #N/A | #N/A | #N/A | #N/A | #N/A | #N/A | #N/A | #N/A
TRUE | QLD | QBWH | Blackwater 132 - Ergon | Energy Queensland | Winter | Non-coincident | 2027 | POE10 | NA | 26.5902 | QLD Blackwater 132 - Ergon |  |  | FALSE | #N/A | #N/A | #N/A | #N/A | #N/A | #N/A | #N/A | #N/A | #N/A | #N/A
TRUE | QLD | QBWH | Blackwater 132 - Ergon | Energy Queensland | Winter | Coincident | 2028 | POE10 | NA | 14.833 | QLD Blackwater 132 - Ergon |  |  | FALSE | #N/A | #N/A | #N/A | #N/A | #N/A | #N/A | #N/A | #N/A | #N/A | #N/A
TRUE | QLD | QBWH | Blackwater 132 - Ergon | Energy Queensland | Winter | Coincident | 2028 | POE50 | NA | 13.6631 | QLD Blackwater 132 - Ergon |  |  | FALSE | #N/A | #N/A | #N/A | #N/A | #N/A | #N/A | #N/A | #N/A | #N/A | #N/A
TRUE | QLD | QBWH | Blackwater 132 - Ergon | Energy Queensland | Winter | Non-coincident | 2028 | POE10 | NA | 26.6014 | QLD Blackwater 132 - Ergon |  |  | FALSE | #N/A | #N/A | #N/A | #N/A | #N/A | #N/A | #N/A | #N/A | #N/A | #N/A
TRUE | QLD | QBWH | Blackwater 132 - Ergon | Energy Queensland | Winter | Coincident | 2029 | POE10 | NA | 14.8415 | QLD Blackwater 132 - Ergon |  |  | FALSE | #N/A | #N/A | #N/A | #N/A | #N/A | #N/A | #N/A | #N/A | #N/A | #N/A
TRUE | QLD | QBWH | Blackwater 132 - Ergon | Energy Queensland | Winter | Coincident | 2029 | POE50 | NA | 13.671 | QLD Blackwater 132 - Ergon |  |  | FALSE | #N/A | #N/A | #N/A | #N/A | #N/A | #N/A | #N/A | #N/A | #N/A | #N/A
TRUE | QLD | QBWH | Blackwater 132 - Ergon | Energy Queensland | Winter | Non-coincident | 2029 | POE10 | NA | 26.6167 | QLD Blackwater 132 - Ergon |  |  | FALSE | #N/A | #N/A | #N/A | #N/A | #N/A | #N/A | #N/A | #N/A | #N/A | #N/A
TRUE | QLD | QBWL | Blackwater 66 | Energy Queensland | Shoulder | Coincident | 2017 | ACTUAL_OPG | 76.8467 | 83.4529 | QLD Blackwater 66 |  |  | FALSE | #N/A | #N/A | #N/A | #N/A | #N/A | #N/A | #N/A | #N/A | #N/A | #N/A
TRUE | QLD | QBWL | Blackwater 66 | Energy Queensland | Shoulder | Coincident | 2017 | ACTUAL_RAW | 76.8467 | 83.4529 | QLD Blackwater 66 |  |  | FALSE | #N/A | #N/A | #N/A | #N/A | #N/A | #N/A | #N/A | #N/A | #N/A | #N/A
TRUE | QLD | QBWL | Blackwater 66 | Energy Queensland | Shoulder | Non-coincident | 2017 | ACTUAL_RAW | 43.8485 | 91.9206 | QLD Blackwater 66 |  |  | FALSE | #N/A | #N/A | #N/A | #N/A | #N/A | #N/A | #N/A | #N/A | #N/A | #N/A
TRUE | QLD | QBWL | Blackwater 66 | Energy Queensland | Shoulder | Non-coincident | 2017 | ACTUAL_OPG | 43.8485 | 91.9206 | QLD Blackwater 66 |  |  | FALSE | #N/A | #N/A | #N/A | #N/A | #N/A | #N/A | #N/A | #N/A | #N/A | #N/A
TRUE | QLD | QBWL | Blackwater 66 | Energy Queensland | Shoulder | Non-coincident | 2017 | ACTUAL_ADJUSTEDOPG | 43.8485 | 91.9206 | QLD Blackwater 66 |  |  | FALSE | #N/A | #N/A | #N/A | #N/A | #N/A | #N/A | #N/A | #N/A | #N/A | #N/A
TRUE | QLD | QBWL | Blackwater 66 | Energy Queensland | Shoulder | Coincident | 2018 | ACTUAL_OPG | 69.7786 | 73.4801 | QLD Blackwater 66 |  |  | FALSE | #N/A | #N/A | #N/A | #N/A | #N/A | #N/A | #N/A | #N/A | #N/A | #N/A
TRUE | QLD | QBWL | Blackwater 66 | Energy Queensland | Shoulder | Coincident | 2018 | ACTUAL_RAW | 69.7786 | 73.4801 | QLD Blackwater 66 |  |  | FALSE | #N/A | #N/A | #N/A | #N/A | #N/A | #N/A | #N/A | #N/A | #N/A | #N/A
TRUE | QLD | QBWL | Blackwater 66 | Energy Queensland | Shoulder | Non-coincident | 2018 | ACTUAL_RAW | 33.6826 | 93.6651 | QLD Blackwater 66 |  |  | FALSE | #N/A | #N/A | #N/A | #N/A | #N/A | #N/A | #N/A | #N/A | #N/A | #N/A
TRUE | QLD | QBWL | Blackwater 66 | Energy Queensland | Shoulder | Non-coincident | 2018 | ACTUAL_OPG | 33.6826 | 93.6651 | QLD Blackwater 66 |  |  | FALSE | #N/A | #N/A | #N/A | #N/A | #N/A | #N/A | #N/A | #N/A | #N/A | #N/A
TRUE | QLD | QBWL | Blackwater 66 | Energy Queensland | Shoulder | Non-coincident | 2018 | ACTUAL_ADJUSTEDOPG | 33.6826 | 93.6651 | QLD Blackwater 66 |  |  | FALSE | #N/A | #N/A | #N/A | #N/A | #N/A | #N/A | #N/A | #N/A | #N/A | #N/A
TRUE | QLD | QBWL | Blackwater 66 | Energy Queensland | Shoulder | Coincident | 2019 | ACTUAL_OPG | 82.7547 | 77.7739 | QLD Blackwater 66 |  |  | FALSE | #N/A | #N/A | #N/A | #N/A | #N/A | #N/A | #N/A | #N/A | #N/A | #N/A
TRUE | QLD | QBWL | Blackwater 66 | Energy Queensland | Shoulder | Coincident | 2019 | ACTUAL_RAW | 82.7547 | 77.7739 | QLD Blackwater 66 |  |  | FALSE | #N/A | #N/A | #N/A | #N/A | #N/A | #N/A | #N/A | #N/A | #N/A | #N/A
TRUE | QLD | QBWL | Blackwater 66 | Energy Queensland | Shoulder | Non-coincident | 2019 | ACTUAL_RAW | 21.3647 | 104.1966 | QLD Blackwater 66 |  |  | FALSE | #N/A | #N/A | #N/A | #N/A | #N/A | #N/A | #N/A | #N/A | #N/A | #N/A
TRUE | QLD | QBWL | Blackwater 66 | Energy Queensland | Shoulder | Non-coincident | 2019 | ACTUAL_OPG | 21.3647 | 104.1966 | QLD Blackwater 66 |  |  | FALSE | #N/A | #N/A | #N/A | #N/A | #N/A | #N/A | #N/A | #N/A | #N/A | #N/A
TRUE | QLD | QBWL | Blackwater 66 | Energy Queensland | Shoulder | Non-coincident | 2019 | ACTUAL_ADJUSTEDOPG | 21.3647 | 104.1966 | QLD Blackwater 66 |  |  | FALSE | #N/A | #N/A | #N/A | #N/A | #N/A | #N/A | #N/A | #N/A | #N/A | #N/A
TRUE | QLD | QBWL | Blackwater 66 | Energy Queensland | Shoulder | Non-coincident | 2019 | BASEYEARPOE90 | 41.5851 | NA | QLD Blackwater 66 |  |  | FALSE | #N/A | #N/A | #N/A | #N/A | #N/A | #N/A | #N/A | #N/A | #N/A | #N/A
TRUE | QLD | QBWL | Blackwater 66 | Energy Queensland | Shoulder | Non-coincident | 2019 | BASEYEARPOE50 | 43.3947 | 92.5817 | QLD Blackwater 66 |  |  | FALSE | #N/A | #N/A | #N/A | #N/A | #N/A | #N/A | #N/A | #N/A | #N/A | #N/A
TRUE | QLD | QBWL | Blackwater 66 | Energy Queensland | Shoulder | Coincident | 2020 | ACTUAL_OPG | 69.8445 | 89.7651 | QLD Blackwater 66 |  |  | FALSE | #N/A | #N/A | #N/A | #N/A | #N/A | #N/A | #N/A | #N/A | #N/A | #N/A
TRUE | QLD | QBWL | Blackwater 66 | Energy Queensland | Shoulder | Coincident | 2020 | ACTUAL_RAW | 69.8445 | 89.7651 | QLD Blackwater 66 |  |  | FALSE | #N/A | #N/A | #N/A | #N/A | #N/A | #N/A | #N/A | #N/A | #N/A | #N/A
TRUE | QLD | QBWL | Blackwater 66 | Energy Queensland | Shoulder | Non-coincident | 2020 | ACTUAL_RAW | 14.5536 | 94.4112 | QLD Blackwater 66 |  |  | FALSE | #N/A | #N/A | #N/A | #N/A | #N/A | #N/A | #N/A | #N/A | #N/A | #N/A
TRUE | QLD | QBWL | Blackwater 66 | Energy Queensland | Shoulder | Non-coincident | 2020 | ACTUAL_OPG | 14.5536 | 94.4112 | QLD Blackwater 66 |  |  | FALSE | #N/A | #N/A | #N/A | #N/A | #N/A | #N/A | #N/A | #N/A | #N/A | #N/A
TRUE | QLD | QBWL | Blackwater 66 | Energy Queensland | Shoulder | Non-coincident | 2020 | ACTUAL_ADJUSTEDOPG | 14.5536 | 94.4112 | QLD Blackwater 66 |  |  | FALSE | #N/A | #N/A | #N/A | #N/A | #N/A | #N/A | #N/A | #N/A | #N/A | #N/A
TRUE | QLD | QBWL | Blackwater 66 | Energy Queensland | Shoulder | Coincident_unreconciled | 2021 | POE90 | 59.59 | NA | QLD Blackwater 66 |  |  | FALSE | #N/A | #N/A | #N/A | #N/A | #N/A | #N/A | #N/A | #N/A | #N/A | #N/A
TRUE | QLD | QBWL | Blackwater 66 | Energy Queensland | Shoulder | Coincident_unreconciled | 2021 | POE50 | 70.1236 | NA | QLD Blackwater 66 |  |  | FALSE | #N/A | #N/A | #N/A | #N/A | #N/A | #N/A | #N/A | #N/A | #N/A | #N/A
TRUE | QLD | QBWL | Blackwater 66 | Energy Queensland | Shoulder | Non-coincident | 2021 | POE50 | 20 | 96.0521 | QLD Blackwater 66 |  |  | FALSE | #N/A | #N/A | #N/A | #N/A | #N/A | #N/A | #N/A | #N/A | #N/A | #N/A
TRUE | QLD | QBWL | Blackwater 66 | Energy Queensland | Shoulder | Non-coincident | 2021 | POE90 | 18.1083 | NA | QLD Blackwater 66 |  |  | FALSE | #N/A | #N/A | #N/A | #N/A | #N/A | #N/A | #N/A | #N/A | #N/A | #N/A
TRUE | QLD | QBWL | Blackwater 66 | Energy Queensland | Shoulder | Coincident_unreconciled | 2022 | POE90 | 57.8736 | NA | QLD Blackwater 66 |  |  | FALSE | #N/A | #N/A | #N/A | #N/A | #N/A | #N/A | #N/A | #N/A | #N/A | #N/A
TRUE | QLD | QBWL | Blackwater 66 | Energy Queensland | Shoulder | Coincident_unreconciled | 2022 | POE50 | 68.412 | NA | QLD Blackwater 66 |  |  | FALSE | #N/A | #N/A | #N/A | #N/A | #N/A | #N/A | #N/A | #N/A | #N/A | #N/A
TRUE | QLD | QBWL | Blackwater 66 | Energy Queensland | Shoulder | Non-coincident | 2022 | POE50 | 19.7504 | 96.057 | QLD Blackwater 66 |  |  | FALSE | #N/A | #N/A | #N/A | #N/A | #N/A | #N/A | #N/A | #N/A | #N/A | #N/A
TRUE | QLD | QBWL | Blackwater 66 | Energy Queensland | Shoulder | Non-coincident | 2022 | POE90 | 17.858 | NA | QLD Blackwater 66 |  |  | FALSE | #N/A | #N/A | #N/A | #N/A | #N/A | #N/A | #N/A | #N/A | #N/A | #N/A
TRUE | QLD | QBWL | Blackwater 66 | Energy Queensland | Shoulder | Coincident_unreconciled | 2023 | POE90 | 56.4817 | NA | QLD Blackwater 66 |  |  | FALSE | #N/A | #N/A | #N/A | #N/A | #N/A | #N/A | #N/A | #N/A | #N/A | #N/A
TRUE | QLD | QBWL | Blackwater 66 | Energy Queensland | Shoulder | Coincident_unreconciled | 2023 | POE50 | 67.0375 | NA | QLD Blackwater 66 |  |  | FALSE | #N/A | #N/A | #N/A | #N/A | #N/A | #N/A | #N/A | #N/A | #N/A | #N/A
TRUE | QLD | QBWL | Blackwater 66 | Energy Queensland | Shoulder | Non-coincident | 2023 | POE50 | 19.55 | 96.0754 | QLD Blackwater 66 |  |  | FALSE | #N/A | #N/A | #N/A | #N/A | #N/A | #N/A | #N/A | #N/A | #N/A | #N/A
TRUE | QLD | QBWL | Blackwater 66 | Energy Queensland | Shoulder | Non-coincident | 2023 | POE90 | 17.6551 | NA | QLD Blackwater 66 |  |  | FALSE | #N/A | #N/A | #N/A | #N/A | #N/A | #N/A | #N/A | #N/A | #N/A | #N/A
TRUE | QLD | QBWL | Blackwater 66 | Energy Queensland | Shoulder | Coincident_unreconciled | 2024 | POE90 | 55.541 | NA | QLD Blackwater 66 |  |  | FALSE | #N/A | #N/A | #N/A | #N/A | #N/A | #N/A | #N/A | #N/A | #N/A | #N/A
TRUE | QLD | QBWL | Blackwater 66 | Energy Queensland | Shoulder | Coincident_unreconciled | 2024 | POE50 | 66.1131 | NA | QLD Blackwater 66 |  |  | FALSE | #N/A | #N/A | #N/A | #N/A | #N/A | #N/A | #N/A | #N/A | #N/A | #N/A
TRUE | QLD | QBWL | Blackwater 66 | Energy Queensland | Shoulder | Non-coincident | 2024 | POE50 | 19.4152 | 96.0912 | QLD Blackwater 66 |  |  | FALSE | #N/A | #N/A | #N/A | #N/A | #N/A | #N/A | #N/A | #N/A | #N/A | #N/A
TRUE | QLD | QBWL | Blackwater 66 | Energy Queensland | Shoulder | Non-coincident | 2024 | POE90 | 17.5179 | NA | QLD Blackwater 66 |  |  | FALSE | #N/A | #N/A | #N/A | #N/A | #N/A | #N/A | #N/A | #N/A | #N/A | #N/A
TRUE | QLD | QBWL | Blackwater 66 | Energy Queensland | Shoulder | Coincident_unreconciled | 2025 | POE90 | 54.7988 | NA | QLD Blackwater 66 |  |  | FALSE | #N/A | #N/A | #N/A | #N/A | #N/A | #N/A | #N/A | #N/A | #N/A | #N/A
TRUE | QLD | QBWL | Blackwater 66 | Energy Queensland | Shoulder | Coincident_unreconciled | 2025 | POE50 | 65.3867 | NA | QLD Blackwater 66 |  |  | FALSE | #N/A | #N/A | #N/A | #N/A | #N/A | #N/A | #N/A | #N/A | #N/A | #N/A
TRUE | QLD | QBWL | Blackwater 66 | Energy Queensland | Shoulder | Non-coincident | 2025 | POE50 | 19.3093 | 96.1045 | QLD Blackwater 66 |  |  | FALSE | #N/A | #N/A | #N/A | #N/A | #N/A | #N/A | #N/A | #N/A | #N/A | #N/A
TRUE | QLD | QBWL | Blackwater 66 | Energy Queensland | Shoulder | Non-coincident | 2025 | POE90 | 17.4097 | NA | QLD Blackwater 66 |  |  | FALSE | #N/A | #N/A | #N/A | #N/A | #N/A | #N/A | #N/A | #N/A | #N/A | #N/A
TRUE | QLD | QBWL | Blackwater 66 | Energy Queensland | Shoulder | Coincident_unreconciled | 2026 | POE90 | 54.1301 | NA | QLD Blackwater 66 |  |  | FALSE | #N/A | #N/A | #N/A | #N/A | #N/A | #N/A | #N/A | #N/A | #N/A | #N/A
TRUE | QLD | QBWL | Blackwater 66 | Energy Queensland | Shoulder | Coincident_unreconciled | 2026 | POE50 | 64.7347 | NA | QLD Blackwater 66 |  |  | FALSE | #N/A | #N/A | #N/A | #N/A | #N/A | #N/A | #N/A | #N/A | #N/A | #N/A
TRUE | QLD | QBWL | Blackwater 66 | Energy Queensland | Shoulder | Non-coincident | 2026 | POE50 | 19.2143 | 99.1182 | QLD Blackwater 66 |  |  | FALSE | #N/A | #N/A | #N/A | #N/A | #N/A | #N/A | #N/A | #N/A | #N/A | #N/A
TRUE | QLD | QBWL | Blackwater 66 | Energy Queensland | Shoulder | Non-coincident | 2026 | POE90 | 17.3122 | NA | QLD Blackwater 66 |  |  | FALSE | #N/A | #N/A | #N/A | #N/A | #N/A | #N/A | #N/A | #N/A | #N/A | #N/A
TRUE | QLD | QBWL | Blackwater 66 | Energy Queensland | Shoulder | Coincident_unreconciled | 2027 | POE90 | 53.5443 | NA | QLD Blackwater 66 |  |  | FALSE | #N/A | #N/A | #N/A | #N/A | #N/A | #N/A | #N/A | #N/A | #N/A | #N/A
TRUE | QLD | QBWL | Blackwater 66 | Energy Queensland | Shoulder | Coincident_unreconciled | 2027 | POE50 | 64.18 | NA | QLD Blackwater 66 |  |  | FALSE | #N/A | #N/A | #N/A | #N/A | #N/A | #N/A | #N/A | #N/A | #N/A | #N/A
TRUE | QLD | QBWL | Blackwater 66 | Energy Queensland | Shoulder | Non-coincident | 2027 | POE50 | 19.1334 | 102.1471 | QLD Blackwater 66 |  |  | FALSE | #N/A | #N/A | #N/A | #N/A | #N/A | #N/A | #N/A | #N/A | #N/A | #N/A
TRUE | QLD | QBWL | Blackwater 66 | Energy Queensland | Shoulder | Non-coincident | 2027 | POE90 | 17.2268 | NA | QLD Blackwater 66 |  |  | FALSE | #N/A | #N/A | #N/A | #N/A | #N/A | #N/A | #N/A | #N/A | #N/A | #N/A
TRUE | QLD | QBWL | Blackwater 66 | Energy Queensland | Shoulder | Coincident_unreconciled | 2028 | POE90 | 53.0706 | NA | QLD Blackwater 66 |  |  | FALSE | #N/A | #N/A | #N/A | #N/A | #N/A | #N/A | #N/A | #N/A | #N/A | #N/A
TRUE | QLD | QBWL | Blackwater 66 | Energy Queensland | Shoulder | Coincident_unreconciled | 2028 | POE50 | 63.7464 | NA | QLD Blackwater 66 |  |  | FALSE | #N/A | #N/A | #N/A | #N/A | #N/A | #N/A | #N/A | #N/A | #N/A | #N/A
TRUE | QLD | QBWL | Blackwater 66 | Energy Queensland | Shoulder | Non-coincident | 2028 | POE50 | 19.0702 | 102.1857 | QLD Blackwater 66 |  |  | FALSE | #N/A | #N/A | #N/A | #N/A | #N/A | #N/A | #N/A | #N/A | #N/A | #N/A
TRUE | QLD | QBWL | Blackwater 66 | Energy Queensland | Shoulder | Non-coincident | 2028 | POE90 | 17.1577 | NA | QLD Blackwater 66 |  |  | FALSE | #N/A | #N/A | #N/A | #N/A | #N/A | #N/A | #N/A | #N/A | #N/A | #N/A
TRUE | QLD | QBWL | Blackwater 66 | Energy Queensland | Shoulder | Coincident_unreconciled | 2029 | POE90 | 52.6864 | NA | QLD Blackwater 66 |  |  | FALSE | #N/A | #N/A | #N/A | #N/A | #N/A | #N/A | #N/A | #N/A | #N/A | #N/A
TRUE | QLD | QBWL | Blackwater 66 | Energy Queensland | Shoulder | Coincident_unreconciled | 2029 | POE50 | 63.4033 | NA | QLD Blackwater 66 |  |  | FALSE | #N/A | #N/A | #N/A | #N/A | #N/A | #N/A | #N/A | #N/A | #N/A | #N/A
TRUE | QLD | QBWL | Blackwater 66 | Energy Queensland | Shoulder | Non-coincident | 2029 | POE50 | 19.0201 | 102.2288 | QLD Blackwater 66 |  |  | FALSE | #N/A | #N/A | #N/A | #N/A | #N/A | #N/A | #N/A | #N/A | #N/A | #N/A
TRUE | QLD | QBWL | Blackwater 66 | Energy Queensland | Shoulder | Non-coincident | 2029 | POE90 | 17.1017 | NA | QLD Blackwater 66 |  |  | FALSE | #N/A | #N/A | #N/A | #N/A | #N/A | #N/A | #N/A | #N/A | #N/A | #N/A
TRUE | QLD | QBWL | Blackwater 66 | Energy Queensland | Shoulder | Coincident_unreconciled | 2030 | POE90 | 52.4735 | NA | QLD Blackwater 66 |  |  | FALSE | #N/A | #N/A | #N/A | #N/A | #N/A | #N/A | #N/A | #N/A | #N/A | #N/A
TRUE | QLD | QBWL | Blackwater 66 | Energy Queensland | Shoulder | Coincident_unreconciled | 2030 | POE50 | 63.2302 | NA | QLD Blackwater 66 |  |  | FALSE | #N/A | #N/A | #N/A | #N/A | #N/A | #N/A | #N/A | #N/A | #N/A | #N/A
TRUE | QLD | QBWL | Blackwater 66 | Energy Queensland | Shoulder | Non-coincident | 2030 | POE50 | 18.9949 | 102.2716 | QLD Blackwater 66 |  |  | FALSE | #N/A | #N/A | #N/A | #N/A | #N/A | #N/A | #N/A | #N/A | #N/A | #N/A
TRUE | QLD | QBWL | Blackwater 66 | Energy Queensland | Shoulder | Non-coincident | 2030 | POE90 | 17.0707 | NA | QLD Blackwater 66 |  |  | FALSE | #N/A | #N/A | #N/A | #N/A | #N/A | #N/A | #N/A | #N/A | #N/A | #N/A
TRUE | QLD | QBWL | Blackwater 66 | Energy Queensland | Summer | Coincident | 2017 | ACTUAL_OPG | 17.8694 | 92.9031 | QLD Blackwater 66 |  |  | FALSE | #N/A | #N/A | #N/A | #N/A | #N/A | #N/A | #N/A | #N/A | #N/A | #N/A
TRUE | QLD | QBWL | Blackwater 66 | Energy Queensland | Summer | Coincident | 2017 | ACTUAL_RAW | 17.8694 | 92.9031 | QLD Blackwater 66 |  |  | FALSE | #N/A | #N/A | #N/A | #N/A | #N/A | #N/A | #N/A | #N/A | #N/A | #N/A
TRUE | QLD | QBWL | Blackwater 66 | Energy Queensland | Summer | Non-coincident | 2017 | ACTUAL_RAW | 16.1367 | 106.8653 | QLD Blackwater 66 |  |  | FALSE | #N/A | #N/A | #N/A | #N/A | #N/A | #N/A | #N/A | #N/A | #N/A | #N/A
TRUE | QLD | QBWL | Blackwater 66 | Energy Queensland | Summer | Non-coincident | 2017 | ACTUAL_OPG | 16.1367 | 106.8653 | QLD Blackwater 66 |  |  | FALSE | #N/A | #N/A | #N/A | #N/A | #N/A | #N/A | #N/A | #N/A | #N/A | #N/A
TRUE | QLD | QBWL | Blackwater 66 | Energy Queensland | Summer | Non-coincident | 2017 | ACTUAL_ADJUSTEDOPG | 16.1367 | 106.8653 | QLD Blackwater 66 |  |  | FALSE | #N/A | #N/A | #N/A | #N/A | #N/A | #N/A | #N/A | #N/A | #N/A | #N/A
TRUE | QLD | QBWL | Blackwater 66 | Energy Queensland | Summer | Coincident | 2018 | ACTUAL_OPG | 62.8085 | 72.3038 | QLD Blackwater 66 |  |  | FALSE | #N/A | #N/A | #N/A | #N/A | #N/A | #N/A | #N/A | #N/A | #N/A | #N/A
TRUE | QLD | QBWL | Blackwater 66 | Energy Queensland | Summer | Coincident | 2018 | ACTUAL_RAW | 62.8085 | 72.3038 | QLD Blackwater 66 |  |  | FALSE | #N/A | #N/A | #N/A | #N/A | #N/A | #N/A | #N/A | #N/A | #N/A | #N/A
TRUE | QLD | QBWL | Blackwater 66 | Energy Queensland | Summer | Non-coincident | 2018 | ACTUAL_RAW | 24.6534 | 95.0039 | QLD Blackwater 66 |  |  | FALSE | #N/A | #N/A | #N/A | #N/A | #N/A | #N/A | #N/A | #N/A | #N/A | #N/A
TRUE | QLD | QBWL | Blackwater 66 | Energy Queensland | Summer | Non-coincident | 2018 | ACTUAL_OPG | 24.6534 | 95.0039 | QLD Blackwater 66 |  |  | FALSE | #N/A | #N/A | #N/A | #N/A | #N/A | #N/A | #N/A | #N/A | #N/A | #N/A
TRUE | QLD | QBWL | Blackwater 66 | Energy Queensland | Summer | Non-coincident | 2018 | ACTUAL_ADJUSTEDOPG | 24.6534 | 95.0039 | QLD Blackwater 66 |  |  | FALSE | #N/A | #N/A | #N/A | #N/A | #N/A | #N/A | #N/A | #N/A | #N/A | #N/A
TRUE | QLD | QBWL | Blackwater 66 | Energy Queensland | Summer | Coincident | 2019 | ACTUAL_OPG | 17.8413 | 69.1609 | QLD Blackwater 66 |  |  | FALSE | #N/A | #N/A | #N/A | #N/A | #N/A | #N/A | #N/A | #N/A | #N/A | #N/A
TRUE | QLD | QBWL | Blackwater 66 | Energy Queensland | Summer | Coincident | 2019 | ACTUAL_RAW | 17.8413 | 69.1609 | QLD Blackwater 66 |  |  | FALSE | #N/A | #N/A | #N/A | #N/A | #N/A | #N/A | #N/A | #N/A | #N/A | #N/A
TRUE | QLD | QBWL | Blackwater 66 | Energy Queensland | Summer | Non-coincident | 2019 | ACTUAL_RAW | 3.2396 | 100.6978 | QLD Blackwater 66 |  |  | FALSE | #N/A | #N/A | #N/A | #N/A | #N/A | #N/A | #N/A | #N/A | #N/A | #N/A
TRUE | QLD | QBWL | Blackwater 66 | Energy Queensland | Summer | Non-coincident | 2019 | ACTUAL_OPG | 3.2396 | 100.6978 | QLD Blackwater 66 |  |  | FALSE | #N/A | #N/A | #N/A | #N/A | #N/A | #N/A | #N/A | #N/A | #N/A | #N/A
TRUE | QLD | QBWL | Blackwater 66 | Energy Queensland | Summer | Non-coincident | 2019 | ACTUAL_ADJUSTEDOPG | 3.2396 | 100.6978 | QLD Blackwater 66 |  |  | FALSE | #N/A | #N/A | #N/A | #N/A | #N/A | #N/A | #N/A | #N/A | #N/A | #N/A
TRUE | QLD | QBWL | Blackwater 66 | Energy Queensland | Summer | Non-coincident | 2019 | BASEYEARPOE90 | 36.8733 | NA | QLD Blackwater 66 |  |  | FALSE | #N/A | #N/A | #N/A | #N/A | #N/A | #N/A | #N/A | #N/A | #N/A | #N/A
TRUE | QLD | QBWL | Blackwater 66 | Energy Queensland | Summer | Non-coincident | 2019 | BASEYEARPOE50 | 39.1751 | 96.6795 | QLD Blackwater 66 |  |  | FALSE | #N/A | #N/A | #N/A | #N/A | #N/A | #N/A | #N/A | #N/A | #N/A | #N/A
TRUE | QLD | QBWL | Blackwater 66 | Energy Queensland | Summer | Coincident | 2020 | ACTUAL_OPG | 73.9857 | 66.2773 | QLD Blackwater 66 |  |  | FALSE | #N/A | #N/A | #N/A | #N/A | #N/A | #N/A | #N/A | #N/A | #N/A | #N/A
TRUE | QLD | QBWL | Blackwater 66 | Energy Queensland | Summer | Coincident | 2020 | ACTUAL_RAW | 73.9857 | 66.2773 | QLD Blackwater 66 |  |  | FALSE | #N/A | #N/A | #N/A | #N/A | #N/A | #N/A | #N/A | #N/A | #N/A | #N/A
TRUE | QLD | QBWL | Blackwater 66 | Energy Queensland | Summer | Non-coincident | 2020 | ACTUAL_RAW | 8.231 | 112.2677 | QLD Blackwater 66 |  |  | FALSE | #N/A | #N/A | #N/A | #N/A | #N/A | #N/A | #N/A | #N/A | #N/A | #N/A
TRUE | QLD | QBWL | Blackwater 66 | Energy Queensland | Summer | Non-coincident | 2020 | ACTUAL_OPG | 8.231 | 112.2677 | QLD Blackwater 66 |  |  | FALSE | #N/A | #N/A | #N/A | #N/A | #N/A | #N/A | #N/A | #N/A | #N/A | #N/A
TRUE | QLD | QBWL | Blackwater 66 | Energy Queensland | Summer | Non-coincident | 2020 | ACTUAL_ADJUSTEDOPG | 8.231 | 112.2677 | QLD Blackwater 66 |  |  | FALSE | #N/A | #N/A | #N/A | #N/A | #N/A | #N/A | #N/A | #N/A | #N/A | #N/A
TRUE | QLD | QBWL | Blackwater 66 | Energy Queensland | Summer | Coincident_unreconciled | 2021 | POE90 | 17.0824 | NA | QLD Blackwater 66 |  |  | FALSE | #N/A | #N/A | #N/A | #N/A | #N/A | #N/A | #N/A | #N/A | #N/A | #N/A
TRUE | QLD | QBWL | Blackwater 66 | Energy Queensland | Summer | Coincident_unreconciled | 2021 | POE50 | 35.5913 | NA | QLD Blackwater 66 |  |  | FALSE | #N/A | #N/A | #N/A | #N/A | #N/A | #N/A | #N/A | #N/A | #N/A | #N/A
TRUE | QLD | QBWL | Blackwater 66 | Energy Queensland | Summer | Non-coincident | 2021 | POE50 | 19.9515 | 105.0032 | QLD Blackwater 66 |  |  | FALSE | #N/A | #N/A | #N/A | #N/A | #N/A | #N/A | #N/A | #N/A | #N/A | #N/A
TRUE | QLD | QBWL | Blackwater 66 | Energy Queensland | Summer | Non-coincident | 2021 | POE90 | 16.7631 | NA | QLD Blackwater 66 |  |  | FALSE | #N/A | #N/A | #N/A | #N/A | #N/A | #N/A | #N/A | #N/A | #N/A | #N/A
TRUE | QLD | QBWL | Blackwater 66 | Energy Queensland | Summer | Coincident_unreconciled | 2022 | POE90 | 17.0824 | NA | QLD Blackwater 66 |  |  | FALSE | #N/A | #N/A | #N/A | #N/A | #N/A | #N/A | #N/A | #N/A | #N/A | #N/A
TRUE | QLD | QBWL | Blackwater 66 | Energy Queensland | Summer | Coincident_unreconciled | 2022 | POE50 | 35.5913 | NA | QLD Blackwater 66 |  |  | FALSE | #N/A | #N/A | #N/A | #N/A | #N/A | #N/A | #N/A | #N/A | #N/A | #N/A
TRUE | QLD | QBWL | Blackwater 66 | Energy Queensland | Summer | Non-coincident | 2022 | POE50 | 19.9534 | 105.0121 | QLD Blackwater 66 |  |  | FALSE | #N/A | #N/A | #N/A | #N/A | #N/A | #N/A | #N/A | #N/A | #N/A | #N/A
TRUE | QLD | QBWL | Blackwater 66 | Energy Queensland | Summer | Non-coincident | 2022 | POE90 | 16.7647 | NA | QLD Blackwater 66 |  |  | FALSE | #N/A | #N/A | #N/A | #N/A | #N/A | #N/A | #N/A | #N/A | #N/A | #N/A
TRUE | QLD | QBWL | Blackwater 66 | Energy Queensland | Summer | Coincident_unreconciled | 2023 | POE90 | 17.0824 | NA | QLD Blackwater 66 |  |  | FALSE | #N/A | #N/A | #N/A | #N/A | #N/A | #N/A | #N/A | #N/A | #N/A | #N/A
TRUE | QLD | QBWL | Blackwater 66 | Energy Queensland | Summer | Coincident_unreconciled | 2023 | POE50 | 35.5913 | NA | QLD Blackwater 66 |  |  | FALSE | #N/A | #N/A | #N/A | #N/A | #N/A | #N/A | #N/A | #N/A | #N/A | #N/A
TRUE | QLD | QBWL | Blackwater 66 | Energy Queensland | Summer | Non-coincident | 2023 | POE50 | 19.9621 | 105.0445 | QLD Blackwater 66 |  |  | FALSE | #N/A | #N/A | #N/A | #N/A | #N/A | #N/A | #N/A | #N/A | #N/A | #N/A
TRUE | QLD | QBWL | Blackwater 66 | Energy Queensland | Summer | Non-coincident | 2023 | POE90 | 16.7725 | NA | QLD Blackwater 66 |  |  | FALSE | #N/A | #N/A | #N/A | #N/A | #N/A | #N/A | #N/A | #N/A | #N/A | #N/A
TRUE | QLD | QBWL | Blackwater 66 | Energy Queensland | Summer | Coincident_unreconciled | 2024 | POE90 | 17.0824 | NA | QLD Blackwater 66 |  |  | FALSE | #N/A | #N/A | #N/A | #N/A | #N/A | #N/A | #N/A | #N/A | #N/A | #N/A
TRUE | QLD | QBWL | Blackwater 66 | Energy Queensland | Summer | Coincident_unreconciled | 2024 | POE50 | 35.5913 | NA | QLD Blackwater 66 |  |  | FALSE | #N/A | #N/A | #N/A | #N/A | #N/A | #N/A | #N/A | #N/A | #N/A | #N/A
TRUE | QLD | QBWL | Blackwater 66 | Energy Queensland | Summer | Non-coincident | 2024 | POE50 | 19.9672 | 105.0724 | QLD Blackwater 66 |  |  | FALSE | #N/A | #N/A | #N/A | #N/A | #N/A | #N/A | #N/A | #N/A | #N/A | #N/A
TRUE | QLD | QBWL | Blackwater 66 | Energy Queensland | Summer | Non-coincident | 2024 | POE90 | 16.7767 | NA | QLD Blackwater 66 |  |  | FALSE | #N/A | #N/A | #N/A | #N/A | #N/A | #N/A | #N/A | #N/A | #N/A | #N/A
TRUE | QLD | QBWL | Blackwater 66 | Energy Queensland | Summer | Coincident_unreconciled | 2025 | POE90 | 17.0824 | NA | QLD Blackwater 66 |  |  | FALSE | #N/A | #N/A | #N/A | #N/A | #N/A | #N/A | #N/A | #N/A | #N/A | #N/A
TRUE | QLD | QBWL | Blackwater 66 | Energy Queensland | Summer | Coincident_unreconciled | 2025 | POE50 | 35.5913 | NA | QLD Blackwater 66 |  |  | FALSE | #N/A | #N/A | #N/A | #N/A | #N/A | #N/A | #N/A | #N/A | #N/A | #N/A
TRUE | QLD | QBWL | Blackwater 66 | Energy Queensland | Summer | Non-coincident | 2025 | POE50 | 19.9689 | 105.0984 | QLD Blackwater 66 |  |  | FALSE | #N/A | #N/A | #N/A | #N/A | #N/A | #N/A | #N/A | #N/A | #N/A | #N/A
TRUE | QLD | QBWL | Blackwater 66 | Energy Queensland | Summer | Non-coincident | 2025 | POE90 | 16.7775 | NA | QLD Blackwater 66 |  |  | FALSE | #N/A | #N/A | #N/A | #N/A | #N/A | #N/A | #N/A | #N/A | #N/A | #N/A
TRUE | QLD | QBWL | Blackwater 66 | Energy Queensland | Summer | Coincident_unreconciled | 2026 | POE90 | 17.0824 | NA | QLD Blackwater 66 |  |  | FALSE | #N/A | #N/A | #N/A | #N/A | #N/A | #N/A | #N/A | #N/A | #N/A | #N/A
TRUE | QLD | QBWL | Blackwater 66 | Energy Queensland | Summer | Coincident_unreconciled | 2026 | POE50 | 35.5913 | NA | QLD Blackwater 66 |  |  | FALSE | #N/A | #N/A | #N/A | #N/A | #N/A | #N/A | #N/A | #N/A | #N/A | #N/A
TRUE | QLD | QBWL | Blackwater 66 | Energy Queensland | Summer | Non-coincident | 2026 | POE50 | 19.9696 | 108.1305 | QLD Blackwater 66 |  |  | FALSE | #N/A | #N/A | #N/A | #N/A | #N/A | #N/A | #N/A | #N/A | #N/A | #N/A
TRUE | QLD | QBWL | Blackwater 66 | Energy Queensland | Summer | Non-coincident | 2026 | POE90 | 16.7774 | NA | QLD Blackwater 66 |  |  | FALSE | #N/A | #N/A | #N/A | #N/A | #N/A | #N/A | #N/A | #N/A | #N/A | #N/A
TRUE | QLD | QBWL | Blackwater 66 | Energy Queensland | Summer | Coincident_unreconciled | 2027 | POE90 | 17.0824 | NA | QLD Blackwater 66 |  |  | FALSE | #N/A | #N/A | #N/A | #N/A | #N/A | #N/A | #N/A | #N/A | #N/A | #N/A
TRUE | QLD | QBWL | Blackwater 66 | Energy Queensland | Summer | Coincident_unreconciled | 2027 | POE50 | 35.5913 | NA | QLD Blackwater 66 |  |  | FALSE | #N/A | #N/A | #N/A | #N/A | #N/A | #N/A | #N/A | #N/A | #N/A | #N/A
TRUE | QLD | QBWL | Blackwater 66 | Energy Queensland | Summer | Non-coincident | 2027 | POE50 | 19.9767 | 111.2 | QLD Blackwater 66 |  |  | FALSE | #N/A | #N/A | #N/A | #N/A | #N/A | #N/A | #N/A | #N/A | #N/A | #N/A
TRUE | QLD | QBWL | Blackwater 66 | Energy Queensland | Summer | Non-coincident | 2027 | POE90 | 16.7828 | NA | QLD Blackwater 66 |  |  | FALSE | #N/A | #N/A | #N/A | #N/A | #N/A | #N/A | #N/A | #N/A | #N/A | #N/A
TRUE | QLD | QBWL | Blackwater 66 | Energy Queensland | Summer | Coincident_unreconciled | 2028 | POE90 | 17.0824 | NA | QLD Blackwater 66 |  |  | FALSE | #N/A | #N/A | #N/A | #N/A | #N/A | #N/A | #N/A | #N/A | #N/A | #N/A
TRUE | QLD | QBWL | Blackwater 66 | Energy Queensland | Summer | Coincident_unreconciled | 2028 | POE50 | 35.5913 | NA | QLD Blackwater 66 |  |  | FALSE | #N/A | #N/A | #N/A | #N/A | #N/A | #N/A | #N/A | #N/A | #N/A | #N/A
TRUE | QLD | QBWL | Blackwater 66 | Energy Queensland | Summer | Non-coincident | 2028 | POE50 | 19.9876 | 111.2973 | QLD Blackwater 66 |  |  | FALSE | #N/A | #N/A | #N/A | #N/A | #N/A | #N/A | #N/A | #N/A | #N/A | #N/A
TRUE | QLD | QBWL | Blackwater 66 | Energy Queensland | Summer | Non-coincident | 2028 | POE90 | 16.7916 | NA | QLD Blackwater 66 |  |  | FALSE | #N/A | #N/A | #N/A | #N/A | #N/A | #N/A | #N/A | #N/A | #N/A | #N/A
TRUE | QLD | QBWL | Blackwater 66 | Energy Queensland | Summer | Coincident_unreconciled | 2029 | POE90 | 17.0824 | NA | QLD Blackwater 66 |  |  | FALSE | #N/A | #N/A | #N/A | #N/A | #N/A | #N/A | #N/A | #N/A | #N/A | #N/A
TRUE | QLD | QBWL | Blackwater 66 | Energy Queensland | Summer | Coincident_unreconciled | 2029 | POE50 | 35.5913 | NA | QLD Blackwater 66 |  |  | FALSE | #N/A | #N/A | #N/A | #N/A | #N/A | #N/A | #N/A | #N/A | #N/A | #N/A
TRUE | QLD | QBWL | Blackwater 66 | Energy Queensland | Summer | Non-coincident | 2029 | POE50 | 20.0062 | 111.4126 | QLD Blackwater 66 |  |  | FALSE | #N/A | #N/A | #N/A | #N/A | #N/A | #N/A | #N/A | #N/A | #N/A | #N/A
TRUE | QLD | QBWL | Blackwater 66 | Energy Queensland | Summer | Non-coincident | 2029 | POE90 | 16.808 | NA | QLD Blackwater 66 |  |  | FALSE | #N/A | #N/A | #N/A | #N/A | #N/A | #N/A | #N/A | #N/A | #N/A | #N/A
TRUE | QLD | QBWL | Blackwater 66 | Energy Queensland | Summer | Coincident_unreconciled | 2030 | POE90 | 17.0824 | NA | QLD Blackwater 66 |  |  | FALSE | #N/A | #N/A | #N/A | #N/A | #N/A | #N/A | #N/A | #N/A | #N/A | #N/A
TRUE | QLD | QBWL | Blackwater 66 | Energy Queensland | Summer | Coincident_unreconciled | 2030 | POE50 | 35.5913 | NA | QLD Blackwater 66 |  |  | FALSE | #N/A | #N/A | #N/A | #N/A | #N/A | #N/A | #N/A | #N/A | #N/A | #N/A
TRUE | QLD | QBWL | Blackwater 66 | Energy Queensland | Summer | Non-coincident | 2030 | POE50 | 20.0246 | 111.5358 | QLD Blackwater 66 |  |  | FALSE | #N/A | #N/A | #N/A | #N/A | #N/A | #N/A | #N/A | #N/A | #N/A | #N/A
TRUE | QLD | QBWL | Blackwater 66 | Energy Queensland | Summer | Non-coincident | 2030 | POE90 | 16.8243 | NA | QLD Blackwater 66 |  |  | FALSE | #N/A | #N/A | #N/A | #N/A | #N/A | #N/A | #N/A | #N/A | #N/A | #N/A
TRUE | QLD | QBWL | Blackwater 66 | Energy Queensland | Winter | Coincident | 2016 | ACTUAL_OPG | 78.4876 | 82.4784 | QLD Blackwater 66 |  |  | FALSE | #N/A | #N/A | #N/A | #N/A | #N/A | #N/A | #N/A | #N/A | #N/A | #N/A
TRUE | QLD | QBWL | Blackwater 66 | Energy Queensland | Winter | Coincident | 2016 | ACTUAL_RAW | 78.4876 | 82.4784 | QLD Blackwater 66 |  |  | FALSE | #N/A | #N/A | #N/A | #N/A | #N/A | #N/A | #N/A | #N/A | #N/A | #N/A
TRUE | QLD | QBWL | Blackwater 66 | Energy Queensland | Winter | Non-coincident | 2016 | ACTUAL_RAW | 41.8622 | 97.1631 | QLD Blackwater 66 |  |  | FALSE | #N/A | #N/A | #N/A | #N/A | #N/A | #N/A | #N/A | #N/A | #N/A | #N/A
TRUE | QLD | QBWL | Blackwater 66 | Energy Queensland | Winter | Non-coincident | 2016 | ACTUAL_OPG | 41.8622 | 97.1631 | QLD Blackwater 66 |  |  | FALSE | #N/A | #N/A | #N/A | #N/A | #N/A | #N/A | #N/A | #N/A | #N/A | #N/A
TRUE | QLD | QBWL | Blackwater 66 | Energy Queensland | Winter | Non-coincident | 2016 | ACTUAL_ADJUSTEDOPG | 41.8622 | 97.1631 | QLD Blackwater 66 |  |  | FALSE | #N/A | #N/A | #N/A | #N/A | #N/A | #N/A | #N/A | #N/A | #N/A | #N/A
TRUE | QLD | QBWL | Blackwater 66 | Energy Queensland | Winter | Coincident | 2017 | ACTUAL_OPG | 73.4563 | 70.4819 | QLD Blackwater 66 |  |  | FALSE | #N/A | #N/A | #N/A | #N/A | #N/A | #N/A | #N/A | #N/A | #N/A | #N/A
TRUE | QLD | QBWL | Blackwater 66 | Energy Queensland | Winter | Coincident | 2017 | ACTUAL_RAW | 73.4563 | 70.4819 | QLD Blackwater 66 |  |  | FALSE | #N/A | #N/A | #N/A | #N/A | #N/A | #N/A | #N/A | #N/A | #N/A | #N/A
TRUE | QLD | QBWL | Blackwater 66 | Energy Queensland | Winter | Non-coincident | 2017 | ACTUAL_RAW | 37.6369 | 99.8023 | QLD Blackwater 66 |  |  | FALSE | #N/A | #N/A | #N/A | #N/A | #N/A | #N/A | #N/A | #N/A | #N/A | #N/A
TRUE | QLD | QBWL | Blackwater 66 | Energy Queensland | Winter | Non-coincident | 2017 | ACTUAL_OPG | 37.6369 | 99.8023 | QLD Blackwater 66 |  |  | FALSE | #N/A | #N/A | #N/A | #N/A | #N/A | #N/A | #N/A | #N/A | #N/A | #N/A
TRUE | QLD | QBWL | Blackwater 66 | Energy Queensland | Winter | Non-coincident | 2017 | ACTUAL_ADJUSTEDOPG | 37.6369 | 99.8023 | QLD Blackwater 66 |  |  | FALSE | #N/A | #N/A | #N/A | #N/A | #N/A | #N/A | #N/A | #N/A | #N/A | #N/A
TRUE | QLD | QBWL | Blackwater 66 | Energy Queensland | Winter | Coincident | 2018 | ACTUAL_OPG | 67.4444 | 72.7597 | QLD Blackwater 66 |  |  | FALSE | #N/A | #N/A | #N/A | #N/A | #N/A | #N/A | #N/A | #N/A | #N/A | #N/A
TRUE | QLD | QBWL | Blackwater 66 | Energy Queensland | Winter | Coincident | 2018 | ACTUAL_RAW | 67.4444 | 72.7597 | QLD Blackwater 66 |  |  | FALSE | #N/A | #N/A | #N/A | #N/A | #N/A | #N/A | #N/A | #N/A | #N/A | #N/A
TRUE | QLD | QBWL | Blackwater 66 | Energy Queensland | Winter | Non-coincident | 2018 | ACTUAL_RAW | 42.4219 | 108.4274 | QLD Blackwater 66 |  |  | FALSE | #N/A | #N/A | #N/A | #N/A | #N/A | #N/A | #N/A | #N/A | #N/A | #N/A
TRUE | QLD | QBWL | Blackwater 66 | Energy Queensland | Winter | Non-coincident | 2018 | ACTUAL_OPG | 42.4219 | 108.4274 | QLD Blackwater 66 |  |  | FALSE | #N/A | #N/A | #N/A | #N/A | #N/A | #N/A | #N/A | #N/A | #N/A | #N/A
TRUE | QLD | QBWL | Blackwater 66 | Energy Queensland | Winter | Non-coincident | 2018 | ACTUAL_ADJUSTEDOPG | 42.4219 | 108.4274 | QLD Blackwater 66 |  |  | FALSE | #N/A | #N/A | #N/A | #N/A | #N/A | #N/A | #N/A | #N/A | #N/A | #N/A
TRUE | QLD | QBWL | Blackwater 66 | Energy Queensland | Winter | Coincident | 2019 | ACTUAL_OPG | 46.0083 | 79.4611 | QLD Blackwater 66 |  |  | FALSE | #N/A | #N/A | #N/A | #N/A | #N/A | #N/A | #N/A | #N/A | #N/A | #N/A
TRUE | QLD | QBWL | Blackwater 66 | Energy Queensland | Winter | Coincident | 2019 | ACTUAL_RAW | 46.0083 | 79.4611 | QLD Blackwater 66 |  |  | FALSE | #N/A | #N/A | #N/A | #N/A | #N/A | #N/A | #N/A | #N/A | #N/A | #N/A
TRUE | QLD | QBWL | Blackwater 66 | Energy Queensland | Winter | Non-coincident | 2019 | ACTUAL_RAW | 22.4608 | 89.394 | QLD Blackwater 66 |  |  | FALSE | #N/A | #N/A | #N/A | #N/A | #N/A | #N/A | #N/A | #N/A | #N/A | #N/A
TRUE | QLD | QBWL | Blackwater 66 | Energy Queensland | Winter | Non-coincident | 2019 | ACTUAL_OPG | 22.4608 | 89.394 | QLD Blackwater 66 |  |  | FALSE | #N/A | #N/A | #N/A | #N/A | #N/A | #N/A | #N/A | #N/A | #N/A | #N/A
TRUE | QLD | QBWL | Blackwater 66 | Energy Queensland | Winter | Non-coincident | 2019 | ACTUAL_ADJUSTEDOPG | 22.4608 | 89.394 | QLD Blackwater 66 |  |  | FALSE | #N/A | #N/A | #N/A | #N/A | #N/A | #N/A | #N/A | #N/A | #N/A | #N/A
TRUE | QLD | QBWL | Blackwater 66 | Energy Queensland | Winter | Non-coincident | 2019 | BASEYEARPOE90 | 41.3342 | NA | QLD Blackwater 66 |  |  | FALSE | #N/A | #N/A | #N/A | #N/A | #N/A | #N/A | #N/A | #N/A | #N/A | #N/A
TRUE | QLD | QBWL | Blackwater 66 | Energy Queensland | Winter | Non-coincident | 2019 | BASEYEARPOE50 | 43.3264 | 100.0393 | QLD Blackwater 66 |  |  | FALSE | #N/A | #N/A | #N/A | #N/A | #N/A | #N/A | #N/A | #N/A | #N/A | #N/A
TRUE | QLD | QBWL | Blackwater 66 | Energy Queensland | Winter | Coincident_unreconciled | 2020 | POE50 | 55.045 | NA | QLD Blackwater 66 |  |  | FALSE | #N/A | #N/A | #N/A | #N/A | #N/A | #N/A | #N/A | #N/A | #N/A | #N/A
TRUE | QLD | QBWL | Blackwater 66 | Energy Queensland | Winter | Coincident_unreconciled | 2020 | POE90 | 51.7882 | NA | QLD Blackwater 66 |  |  | FALSE | #N/A | #N/A | #N/A | #N/A | #N/A | #N/A | #N/A | #N/A | #N/A | #N/A
TRUE | QLD | QBWL | Blackwater 66 | Energy Queensland | Winter | Non-coincident | 2020 | POE50 | 42.9579 | 100.3363 | QLD Blackwater 66 |  |  | FALSE | #N/A | #N/A | #N/A | #N/A | #N/A | #N/A | #N/A | #N/A | #N/A | #N/A
TRUE | QLD | QBWL | Blackwater 66 | Energy Queensland | Winter | Non-coincident | 2020 | POE90 | 41.7606 | NA | QLD Blackwater 66 |  |  | FALSE | #N/A | #N/A | #N/A | #N/A | #N/A | #N/A | #N/A | #N/A | #N/A | #N/A
TRUE | QLD | QBWL | Blackwater 66 | Energy Queensland | Winter | Coincident_unreconciled | 2021 | POE50 | 54.3744 | NA | QLD Blackwater 66 |  |  | FALSE | #N/A | #N/A | #N/A | #N/A | #N/A | #N/A | #N/A | #N/A | #N/A | #N/A
TRUE | QLD | QBWL | Blackwater 66 | Energy Queensland | Winter | Coincident_unreconciled | 2021 | POE90 | 51.1217 | NA | QLD Blackwater 66 |  |  | FALSE | #N/A | #N/A | #N/A | #N/A | #N/A | #N/A | #N/A | #N/A | #N/A | #N/A
TRUE | QLD | QBWL | Blackwater 66 | Energy Queensland | Winter | Non-coincident | 2021 | POE50 | 42.7114 | 100.3152 | QLD Blackwater 66 |  |  | FALSE | #N/A | #N/A | #N/A | #N/A | #N/A | #N/A | #N/A | #N/A | #N/A | #N/A
TRUE | QLD | QBWL | Blackwater 66 | Energy Queensland | Winter | Non-coincident | 2021 | POE90 | 41.5156 | NA | QLD Blackwater 66 |  |  | FALSE | #N/A | #N/A | #N/A | #N/A | #N/A | #N/A | #N/A | #N/A | #N/A | #N/A
TRUE | QLD | QBWL | Blackwater 66 | Energy Queensland | Winter | Coincident_unreconciled | 2022 | POE50 | 53.7423 | NA | QLD Blackwater 66 |  |  | FALSE | #N/A | #N/A | #N/A | #N/A | #N/A | #N/A | #N/A | #N/A | #N/A | #N/A
TRUE | QLD | QBWL | Blackwater 66 | Energy Queensland | Winter | Coincident_unreconciled | 2022 | POE90 | 50.4825 | NA | QLD Blackwater 66 |  |  | FALSE | #N/A | #N/A | #N/A | #N/A | #N/A | #N/A | #N/A | #N/A | #N/A | #N/A
TRUE | QLD | QBWL | Blackwater 66 | Energy Queensland | Winter | Non-coincident | 2022 | POE50 | 42.479 | 100.35 | QLD Blackwater 66 |  |  | FALSE | #N/A | #N/A | #N/A | #N/A | #N/A | #N/A | #N/A | #N/A | #N/A | #N/A
TRUE | QLD | QBWL | Blackwater 66 | Energy Queensland | Winter | Non-coincident | 2022 | POE90 | 41.2806 | NA | QLD Blackwater 66 |  |  | FALSE | #N/A | #N/A | #N/A | #N/A | #N/A | #N/A | #N/A | #N/A | #N/A | #N/A
TRUE | QLD | QBWL | Blackwater 66 | Energy Queensland | Winter | Coincident_unreconciled | 2023 | POE50 | 53.3135 | NA | QLD Blackwater 66 |  |  | FALSE | #N/A | #N/A | #N/A | #N/A | #N/A | #N/A | #N/A | #N/A | #N/A | #N/A
TRUE | QLD | QBWL | Blackwater 66 | Energy Queensland | Winter | Coincident_unreconciled | 2023 | POE90 | 50.0466 | NA | QLD Blackwater 66 |  |  | FALSE | #N/A | #N/A | #N/A | #N/A | #N/A | #N/A | #N/A | #N/A | #N/A | #N/A
TRUE | QLD | QBWL | Blackwater 66 | Energy Queensland | Winter | Non-coincident | 2023 | POE50 | 42.3214 | 100.3842 | QLD Blackwater 66 |  |  | FALSE | #N/A | #N/A | #N/A | #N/A | #N/A | #N/A | #N/A | #N/A | #N/A | #N/A
TRUE | QLD | QBWL | Blackwater 66 | Energy Queensland | Winter | Non-coincident | 2023 | POE90 | 41.1204 | NA | QLD Blackwater 66 |  |  | FALSE | #N/A | #N/A | #N/A | #N/A | #N/A | #N/A | #N/A | #N/A | #N/A | #N/A
TRUE | QLD | QBWL | Blackwater 66 | Energy Queensland | Winter | Coincident_unreconciled | 2024 | POE50 | 53.0136 | NA | QLD Blackwater 66 |  |  | FALSE | #N/A | #N/A | #N/A | #N/A | #N/A | #N/A | #N/A | #N/A | #N/A | #N/A
TRUE | QLD | QBWL | Blackwater 66 | Energy Queensland | Winter | Coincident_unreconciled | 2024 | POE90 | 49.7403 | NA | QLD Blackwater 66 |  |  | FALSE | #N/A | #N/A | #N/A | #N/A | #N/A | #N/A | #N/A | #N/A | #N/A | #N/A
TRUE | QLD | QBWL | Blackwater 66 | Energy Queensland | Winter | Non-coincident | 2024 | POE50 | 42.2111 | 100.4123 | QLD Blackwater 66 |  |  | FALSE | #N/A | #N/A | #N/A | #N/A | #N/A | #N/A | #N/A | #N/A | #N/A | #N/A
TRUE | QLD | QBWL | Blackwater 66 | Energy Queensland | Winter | Non-coincident | 2024 | POE90 | 41.0078 | NA | QLD Blackwater 66 |  |  | FALSE | #N/A | #N/A | #N/A | #N/A | #N/A | #N/A | #N/A | #N/A | #N/A | #N/A
TRUE | QLD | QBWL | Blackwater 66 | Energy Queensland | Winter | Coincident_unreconciled | 2025 | POE50 | 52.7499 | NA | QLD Blackwater 66 |  |  | FALSE | #N/A | #N/A | #N/A | #N/A | #N/A | #N/A | #N/A | #N/A | #N/A | #N/A
TRUE | QLD | QBWL | Blackwater 66 | Energy Queensland | Winter | Coincident_unreconciled | 2025 | POE90 | 49.47 | NA | QLD Blackwater 66 |  |  | FALSE | #N/A | #N/A | #N/A | #N/A | #N/A | #N/A | #N/A | #N/A | #N/A | #N/A
TRUE | QLD | QBWL | Blackwater 66 | Energy Queensland | Winter | Non-coincident | 2025 | POE50 | 42.1142 | 100.44 | QLD Blackwater 66 |  |  | FALSE | #N/A | #N/A | #N/A | #N/A | #N/A | #N/A | #N/A | #N/A | #N/A | #N/A
TRUE | QLD | QBWL | Blackwater 66 | Energy Queensland | Winter | Non-coincident | 2025 | POE90 | 40.9084 | NA | QLD Blackwater 66 |  |  | FALSE | #N/A | #N/A | #N/A | #N/A | #N/A | #N/A | #N/A | #N/A | #N/A | #N/A
TRUE | QLD | QBWL | Blackwater 66 | Energy Queensland | Winter | Coincident_unreconciled | 2026 | POE50 | 52.514 | NA | QLD Blackwater 66 |  |  | FALSE | #N/A | #N/A | #N/A | #N/A | #N/A | #N/A | #N/A | #N/A | #N/A | #N/A
TRUE | QLD | QBWL | Blackwater 66 | Energy Queensland | Winter | Coincident_unreconciled | 2026 | POE90 | 49.2262 | NA | QLD Blackwater 66 |  |  | FALSE | #N/A | #N/A | #N/A | #N/A | #N/A | #N/A | #N/A | #N/A | #N/A | #N/A
TRUE | QLD | QBWL | Blackwater 66 | Energy Queensland | Winter | Non-coincident | 2026 | POE50 | 42.0275 | 103.4744 | QLD Blackwater 66 |  |  | FALSE | #N/A | #N/A | #N/A | #N/A | #N/A | #N/A | #N/A | #N/A | #N/A | #N/A
TRUE | QLD | QBWL | Blackwater 66 | Energy Queensland | Winter | Non-coincident | 2026 | POE90 | 40.8188 | NA | QLD Blackwater 66 |  |  | FALSE | #N/A | #N/A | #N/A | #N/A | #N/A | #N/A | #N/A | #N/A | #N/A | #N/A
TRUE | QLD | QBWL | Blackwater 66 | Energy Queensland | Winter | Coincident_unreconciled | 2027 | POE50 | 52.3224 | NA | QLD Blackwater 66 |  |  | FALSE | #N/A | #N/A | #N/A | #N/A | #N/A | #N/A | #N/A | #N/A | #N/A | #N/A
TRUE | QLD | QBWL | Blackwater 66 | Energy Queensland | Winter | Coincident_unreconciled | 2027 | POE90 | 49.0179 | NA | QLD Blackwater 66 |  |  | FALSE | #N/A | #N/A | #N/A | #N/A | #N/A | #N/A | #N/A | #N/A | #N/A | #N/A
TRUE | QLD | QBWL | Blackwater 66 | Energy Queensland | Winter | Non-coincident | 2027 | POE50 | 41.957 | 106.5527 | QLD Blackwater 66 |  |  | FALSE | #N/A | #N/A | #N/A | #N/A | #N/A | #N/A | #N/A | #N/A | #N/A | #N/A
TRUE | QLD | QBWL | Blackwater 66 | Energy Queensland | Winter | Non-coincident | 2027 | POE90 | 40.7422 | NA | QLD Blackwater 66 |  |  | FALSE | #N/A | #N/A | #N/A | #N/A | #N/A | #N/A | #N/A | #N/A | #N/A | #N/A
TRUE | QLD | QBWL | Blackwater 66 | Energy Queensland | Winter | Coincident_unreconciled | 2028 | POE50 | 52.1857 | NA | QLD Blackwater 66 |  |  | FALSE | #N/A | #N/A | #N/A | #N/A | #N/A | #N/A | #N/A | #N/A | #N/A | #N/A
TRUE | QLD | QBWL | Blackwater 66 | Energy Queensland | Winter | Coincident_unreconciled | 2028 | POE90 | 48.8649 | NA | QLD Blackwater 66 |  |  | FALSE | #N/A | #N/A | #N/A | #N/A | #N/A | #N/A | #N/A | #N/A | #N/A | #N/A
TRUE | QLD | QBWL | Blackwater 66 | Energy Queensland | Winter | Non-coincident | 2028 | POE50 | 41.9068 | 106.6296 | QLD Blackwater 66 |  |  | FALSE | #N/A | #N/A | #N/A | #N/A | #N/A | #N/A | #N/A | #N/A | #N/A | #N/A
TRUE | QLD | QBWL | Blackwater 66 | Energy Queensland | Winter | Non-coincident | 2028 | POE90 | 40.686 | NA | QLD Blackwater 66 |  |  | FALSE | #N/A | #N/A | #N/A | #N/A | #N/A | #N/A | #N/A | #N/A | #N/A | #N/A
TRUE | QLD | QBWL | Blackwater 66 | Energy Queensland | Winter | Coincident_unreconciled | 2029 | POE50 | 52.0663 | NA | QLD Blackwater 66 |  |  | FALSE | #N/A | #N/A | #N/A | #N/A | #N/A | #N/A | #N/A | #N/A | #N/A | #N/A
TRUE | QLD | QBWL | Blackwater 66 | Energy Queensland | Winter | Coincident_unreconciled | 2029 | POE90 | 48.7282 | NA | QLD Blackwater 66 |  |  | FALSE | #N/A | #N/A | #N/A | #N/A | #N/A | #N/A | #N/A | #N/A | #N/A | #N/A
TRUE | QLD | QBWL | Blackwater 66 | Energy Queensland | Winter | Non-coincident | 2029 | POE50 | 41.8629 | 106.7217 | QLD Blackwater 66 |  |  | FALSE | #N/A | #N/A | #N/A | #N/A | #N/A | #N/A | #N/A | #N/A | #N/A | #N/A
TRUE | QLD | QBWL | Blackwater 66 | Energy Queensland | Winter | Non-coincident | 2029 | POE90 | 40.6357 | NA | QLD Blackwater 66 |  |  | FALSE | #N/A | #N/A | #N/A | #N/A | #N/A | #N/A | #N/A | #N/A | #N/A | #N/A
TRUE | QLD | QBWL | Blackwater 66 | Energy Queensland | Shoulder | Non-coincident | 2019 | BASEYEARPOE10 | NA | 94.7103 | QLD Blackwater 66 |  |  | FALSE | #N/A | #N/A | #N/A | #N/A | #N/A | #N/A | #N/A | #N/A | #N/A | #N/A
TRUE | QLD | QBWL | Blackwater 66 | Energy Queensland | Shoulder | Coincident | 2021 | POE10 | NA | 77.3866 | QLD Blackwater 66 |  |  | FALSE | #N/A | #N/A | #N/A | #N/A | #N/A | #N/A | #N/A | #N/A | #N/A | #N/A
TRUE | QLD | QBWL | Blackwater 66 | Energy Queensland | Shoulder | Coincident | 2021 | POE50 | NA | 76.7846 | QLD Blackwater 66 |  |  | FALSE | #N/A | #N/A | #N/A | #N/A | #N/A | #N/A | #N/A | #N/A | #N/A | #N/A
TRUE | QLD | QBWL | Blackwater 66 | Energy Queensland | Shoulder | Non-coincident | 2021 | POE10 | NA | 99.3811 | QLD Blackwater 66 |  |  | FALSE | #N/A | #N/A | #N/A | #N/A | #N/A | #N/A | #N/A | #N/A | #N/A | #N/A
TRUE | QLD | QBWL | Blackwater 66 | Energy Queensland | Shoulder | Coincident | 2022 | POE10 | NA | 77.3932 | QLD Blackwater 66 |  |  | FALSE | #N/A | #N/A | #N/A | #N/A | #N/A | #N/A | #N/A | #N/A | #N/A | #N/A
TRUE | QLD | QBWL | Blackwater 66 | Energy Queensland | Shoulder | Coincident | 2022 | POE50 | NA | 76.7908 | QLD Blackwater 66 |  |  | FALSE | #N/A | #N/A | #N/A | #N/A | #N/A | #N/A | #N/A | #N/A | #N/A | #N/A
TRUE | QLD | QBWL | Blackwater 66 | Energy Queensland | Shoulder | Non-coincident | 2022 | POE10 | NA | 99.3862 | QLD Blackwater 66 |  |  | FALSE | #N/A | #N/A | #N/A | #N/A | #N/A | #N/A | #N/A | #N/A | #N/A | #N/A
TRUE | QLD | QBWL | Blackwater 66 | Energy Queensland | Shoulder | Coincident | 2023 | POE10 | NA | 77.4177 | QLD Blackwater 66 |  |  | FALSE | #N/A | #N/A | #N/A | #N/A | #N/A | #N/A | #N/A | #N/A | #N/A | #N/A
TRUE | QLD | QBWL | Blackwater 66 | Energy Queensland | Shoulder | Coincident | 2023 | POE50 | NA | 76.8138 | QLD Blackwater 66 |  |  | FALSE | #N/A | #N/A | #N/A | #N/A | #N/A | #N/A | #N/A | #N/A | #N/A | #N/A
TRUE | QLD | QBWL | Blackwater 66 | Energy Queensland | Shoulder | Non-coincident | 2023 | POE10 | NA | 99.4055 | QLD Blackwater 66 |  |  | FALSE | #N/A | #N/A | #N/A | #N/A | #N/A | #N/A | #N/A | #N/A | #N/A | #N/A
TRUE | QLD | QBWL | Blackwater 66 | Energy Queensland | Shoulder | Coincident | 2024 | POE10 | NA | 77.4387 | QLD Blackwater 66 |  |  | FALSE | #N/A | #N/A | #N/A | #N/A | #N/A | #N/A | #N/A | #N/A | #N/A | #N/A
TRUE | QLD | QBWL | Blackwater 66 | Energy Queensland | Shoulder | Coincident | 2024 | POE50 | NA | 76.8333 | QLD Blackwater 66 |  |  | FALSE | #N/A | #N/A | #N/A | #N/A | #N/A | #N/A | #N/A | #N/A | #N/A | #N/A
TRUE | QLD | QBWL | Blackwater 66 | Energy Queensland | Shoulder | Non-coincident | 2024 | POE10 | NA | 99.4221 | QLD Blackwater 66 |  |  | FALSE | #N/A | #N/A | #N/A | #N/A | #N/A | #N/A | #N/A | #N/A | #N/A | #N/A
TRUE | QLD | QBWL | Blackwater 66 | Energy Queensland | Shoulder | Coincident | 2025 | POE10 | NA | 77.4583 | QLD Blackwater 66 |  |  | FALSE | #N/A | #N/A | #N/A | #N/A | #N/A | #N/A | #N/A | #N/A | #N/A | #N/A
TRUE | QLD | QBWL | Blackwater 66 | Energy Queensland | Shoulder | Coincident | 2025 | POE50 | NA | 76.8515 | QLD Blackwater 66 |  |  | FALSE | #N/A | #N/A | #N/A | #N/A | #N/A | #N/A | #N/A | #N/A | #N/A | #N/A
TRUE | QLD | QBWL | Blackwater 66 | Energy Queensland | Shoulder | Non-coincident | 2025 | POE10 | NA | 99.4362 | QLD Blackwater 66 |  |  | FALSE | #N/A | #N/A | #N/A | #N/A | #N/A | #N/A | #N/A | #N/A | #N/A | #N/A
TRUE | QLD | QBWL | Blackwater 66 | Energy Queensland | Shoulder | Coincident | 2026 | POE10 | NA | 79.9647 | QLD Blackwater 66 |  |  | FALSE | #N/A | #N/A | #N/A | #N/A | #N/A | #N/A | #N/A | #N/A | #N/A | #N/A
TRUE | QLD | QBWL | Blackwater 66 | Energy Queensland | Shoulder | Coincident | 2026 | POE50 | NA | 79.3564 | QLD Blackwater 66 |  |  | FALSE | #N/A | #N/A | #N/A | #N/A | #N/A | #N/A | #N/A | #N/A | #N/A | #N/A
TRUE | QLD | QBWL | Blackwater 66 | Energy Queensland | Shoulder | Non-coincident | 2026 | POE10 | NA | 102.4507 | QLD Blackwater 66 |  |  | FALSE | #N/A | #N/A | #N/A | #N/A | #N/A | #N/A | #N/A | #N/A | #N/A | #N/A
TRUE | QLD | QBWL | Blackwater 66 | Energy Queensland | Shoulder | Coincident | 2027 | POE10 | NA | 82.5006 | QLD Blackwater 66 |  |  | FALSE | #N/A | #N/A | #N/A | #N/A | #N/A | #N/A | #N/A | #N/A | #N/A | #N/A
TRUE | QLD | QBWL | Blackwater 66 | Energy Queensland | Shoulder | Coincident | 2027 | POE50 | NA | 81.8895 | QLD Blackwater 66 |  |  | FALSE | #N/A | #N/A | #N/A | #N/A | #N/A | #N/A | #N/A | #N/A | #N/A | #N/A
TRUE | QLD | QBWL | Blackwater 66 | Energy Queensland | Shoulder | Non-coincident | 2027 | POE10 | NA | 105.4811 | QLD Blackwater 66 |  |  | FALSE | #N/A | #N/A | #N/A | #N/A | #N/A | #N/A | #N/A | #N/A | #N/A | #N/A
TRUE | QLD | QBWL | Blackwater 66 | Energy Queensland | Shoulder | Coincident | 2028 | POE10 | NA | 82.5773 | QLD Blackwater 66 |  |  | FALSE | #N/A | #N/A | #N/A | #N/A | #N/A | #N/A | #N/A | #N/A | #N/A | #N/A
TRUE | QLD | QBWL | Blackwater 66 | Energy Queensland | Shoulder | Coincident | 2028 | POE50 | NA | 81.9626 | QLD Blackwater 66 |  |  | FALSE | #N/A | #N/A | #N/A | #N/A | #N/A | #N/A | #N/A | #N/A | #N/A | #N/A
TRUE | QLD | QBWL | Blackwater 66 | Energy Queensland | Shoulder | Non-coincident | 2028 | POE10 | NA | 105.5217 | QLD Blackwater 66 |  |  | FALSE | #N/A | #N/A | #N/A | #N/A | #N/A | #N/A | #N/A | #N/A | #N/A | #N/A
TRUE | QLD | QBWL | Blackwater 66 | Energy Queensland | Shoulder | Coincident | 2029 | POE10 | NA | 82.6696 | QLD Blackwater 66 |  |  | FALSE | #N/A | #N/A | #N/A | #N/A | #N/A | #N/A | #N/A | #N/A | #N/A | #N/A
TRUE | QLD | QBWL | Blackwater 66 | Energy Queensland | Shoulder | Coincident | 2029 | POE50 | NA | 82.0512 | QLD Blackwater 66 |  |  | FALSE | #N/A | #N/A | #N/A | #N/A | #N/A | #N/A | #N/A | #N/A | #N/A | #N/A
TRUE | QLD | QBWL | Blackwater 66 | Energy Queensland | Shoulder | Non-coincident | 2029 | POE10 | NA | 105.567 | QLD Blackwater 66 |  |  | FALSE | #N/A | #N/A | #N/A | #N/A | #N/A | #N/A | #N/A | #N/A | #N/A | #N/A
TRUE | QLD | QBWL | Blackwater 66 | Energy Queensland | Shoulder | Coincident | 2030 | POE10 | NA | 82.7698 | QLD Blackwater 66 |  |  | FALSE | #N/A | #N/A | #N/A | #N/A | #N/A | #N/A | #N/A | #N/A | #N/A | #N/A
TRUE | QLD | QBWL | Blackwater 66 | Energy Queensland | Shoulder | Coincident | 2030 | POE50 | NA | 82.1477 | QLD Blackwater 66 |  |  | FALSE | #N/A | #N/A | #N/A | #N/A | #N/A | #N/A | #N/A | #N/A | #N/A | #N/A
TRUE | QLD | QBWL | Blackwater 66 | Energy Queensland | Shoulder | Non-coincident | 2030 | POE10 | NA | 105.6117 | QLD Blackwater 66 |  |  | FALSE | #N/A | #N/A | #N/A | #N/A | #N/A | #N/A | #N/A | #N/A | #N/A | #N/A
TRUE | QLD | QBWL | Blackwater 66 | Energy Queensland | Summer | Non-coincident | 2019 | BASEYEARPOE10 | NA | 98.7958 | QLD Blackwater 66 |  |  | FALSE | #N/A | #N/A | #N/A | #N/A | #N/A | #N/A | #N/A | #N/A | #N/A | #N/A
TRUE | QLD | QBWL | Blackwater 66 | Energy Queensland | Summer | Coincident | 2021 | POE10 | NA | 69.3647 | QLD Blackwater 66 |  |  | FALSE | #N/A | #N/A | #N/A | #N/A | #N/A | #N/A | #N/A | #N/A | #N/A | #N/A
TRUE | QLD | QBWL | Blackwater 66 | Energy Queensland | Summer | Coincident | 2021 | POE50 | NA | 68.3865 | QLD Blackwater 66 |  |  | FALSE | #N/A | #N/A | #N/A | #N/A | #N/A | #N/A | #N/A | #N/A | #N/A | #N/A
TRUE | QLD | QBWL | Blackwater 66 | Energy Queensland | Summer | Non-coincident | 2021 | POE10 | NA | 106.3877 | QLD Blackwater 66 |  |  | FALSE | #N/A | #N/A | #N/A | #N/A | #N/A | #N/A | #N/A | #N/A | #N/A | #N/A
TRUE | QLD | QBWL | Blackwater 66 | Energy Queensland | Summer | Coincident | 2022 | POE10 | NA | 69.3715 | QLD Blackwater 66 |  |  | FALSE | #N/A | #N/A | #N/A | #N/A | #N/A | #N/A | #N/A | #N/A | #N/A | #N/A
TRUE | QLD | QBWL | Blackwater 66 | Energy Queensland | Summer | Coincident | 2022 | POE50 | NA | 68.3928 | QLD Blackwater 66 |  |  | FALSE | #N/A | #N/A | #N/A | #N/A | #N/A | #N/A | #N/A | #N/A | #N/A | #N/A
TRUE | QLD | QBWL | Blackwater 66 | Energy Queensland | Summer | Non-coincident | 2022 | POE10 | NA | 106.3973 | QLD Blackwater 66 |  |  | FALSE | #N/A | #N/A | #N/A | #N/A | #N/A | #N/A | #N/A | #N/A | #N/A | #N/A
TRUE | QLD | QBWL | Blackwater 66 | Energy Queensland | Summer | Coincident | 2023 | POE10 | NA | 69.3962 | QLD Blackwater 66 |  |  | FALSE | #N/A | #N/A | #N/A | #N/A | #N/A | #N/A | #N/A | #N/A | #N/A | #N/A
TRUE | QLD | QBWL | Blackwater 66 | Energy Queensland | Summer | Coincident | 2023 | POE50 | NA | 68.4157 | QLD Blackwater 66 |  |  | FALSE | #N/A | #N/A | #N/A | #N/A | #N/A | #N/A | #N/A | #N/A | #N/A | #N/A
TRUE | QLD | QBWL | Blackwater 66 | Energy Queensland | Summer | Non-coincident | 2023 | POE10 | NA | 106.4322 | QLD Blackwater 66 |  |  | FALSE | #N/A | #N/A | #N/A | #N/A | #N/A | #N/A | #N/A | #N/A | #N/A | #N/A
TRUE | QLD | QBWL | Blackwater 66 | Energy Queensland | Summer | Coincident | 2024 | POE10 | NA | 69.4176 | QLD Blackwater 66 |  |  | FALSE | #N/A | #N/A | #N/A | #N/A | #N/A | #N/A | #N/A | #N/A | #N/A | #N/A
TRUE | QLD | QBWL | Blackwater 66 | Energy Queensland | Summer | Coincident | 2024 | POE50 | NA | 68.4354 | QLD Blackwater 66 |  |  | FALSE | #N/A | #N/A | #N/A | #N/A | #N/A | #N/A | #N/A | #N/A | #N/A | #N/A
TRUE | QLD | QBWL | Blackwater 66 | Energy Queensland | Summer | Non-coincident | 2024 | POE10 | NA | 106.4626 | QLD Blackwater 66 |  |  | FALSE | #N/A | #N/A | #N/A | #N/A | #N/A | #N/A | #N/A | #N/A | #N/A | #N/A
TRUE | QLD | QBWL | Blackwater 66 | Energy Queensland | Summer | Coincident | 2025 | POE10 | NA | 69.4377 | QLD Blackwater 66 |  |  | FALSE | #N/A | #N/A | #N/A | #N/A | #N/A | #N/A | #N/A | #N/A | #N/A | #N/A
TRUE | QLD | QBWL | Blackwater 66 | Energy Queensland | Summer | Coincident | 2025 | POE50 | NA | 68.4537 | QLD Blackwater 66 |  |  | FALSE | #N/A | #N/A | #N/A | #N/A | #N/A | #N/A | #N/A | #N/A | #N/A | #N/A
TRUE | QLD | QBWL | Blackwater 66 | Energy Queensland | Summer | Non-coincident | 2025 | POE10 | NA | 106.4909 | QLD Blackwater 66 |  |  | FALSE | #N/A | #N/A | #N/A | #N/A | #N/A | #N/A | #N/A | #N/A | #N/A | #N/A
TRUE | QLD | QBWL | Blackwater 66 | Energy Queensland | Summer | Coincident | 2026 | POE10 | NA | 71.5817 | QLD Blackwater 66 |  |  | FALSE | #N/A | #N/A | #N/A | #N/A | #N/A | #N/A | #N/A | #N/A | #N/A | #N/A
TRUE | QLD | QBWL | Blackwater 66 | Energy Queensland | Summer | Coincident | 2026 | POE50 | NA | 70.5961 | QLD Blackwater 66 |  |  | FALSE | #N/A | #N/A | #N/A | #N/A | #N/A | #N/A | #N/A | #N/A | #N/A | #N/A
TRUE | QLD | QBWL | Blackwater 66 | Energy Queensland | Summer | Non-coincident | 2026 | POE10 | NA | 109.5255 | QLD Blackwater 66 |  |  | FALSE | #N/A | #N/A | #N/A | #N/A | #N/A | #N/A | #N/A | #N/A | #N/A | #N/A
TRUE | QLD | QBWL | Blackwater 66 | Energy Queensland | Summer | Coincident | 2027 | POE10 | NA | 73.7537 | QLD Blackwater 66 |  |  | FALSE | #N/A | #N/A | #N/A | #N/A | #N/A | #N/A | #N/A | #N/A | #N/A | #N/A
TRUE | QLD | QBWL | Blackwater 66 | Energy Queensland | Summer | Coincident | 2027 | POE50 | NA | 72.7648 | QLD Blackwater 66 |  |  | FALSE | #N/A | #N/A | #N/A | #N/A | #N/A | #N/A | #N/A | #N/A | #N/A | #N/A
TRUE | QLD | QBWL | Blackwater 66 | Energy Queensland | Summer | Non-coincident | 2027 | POE10 | NA | 112.5997 | QLD Blackwater 66 |  |  | FALSE | #N/A | #N/A | #N/A | #N/A | #N/A | #N/A | #N/A | #N/A | #N/A | #N/A
TRUE | QLD | QBWL | Blackwater 66 | Energy Queensland | Summer | Coincident | 2028 | POE10 | NA | 73.8266 | QLD Blackwater 66 |  |  | FALSE | #N/A | #N/A | #N/A | #N/A | #N/A | #N/A | #N/A | #N/A | #N/A | #N/A
TRUE | QLD | QBWL | Blackwater 66 | Energy Queensland | Summer | Coincident | 2028 | POE50 | NA | 72.8335 | QLD Blackwater 66 |  |  | FALSE | #N/A | #N/A | #N/A | #N/A | #N/A | #N/A | #N/A | #N/A | #N/A | #N/A
TRUE | QLD | QBWL | Blackwater 66 | Energy Queensland | Summer | Non-coincident | 2028 | POE10 | NA | 112.7029 | QLD Blackwater 66 |  |  | FALSE | #N/A | #N/A | #N/A | #N/A | #N/A | #N/A | #N/A | #N/A | #N/A | #N/A
TRUE | QLD | QBWL | Blackwater 66 | Energy Queensland | Summer | Coincident | 2029 | POE10 | NA | 73.9125 | QLD Blackwater 66 |  |  | FALSE | #N/A | #N/A | #N/A | #N/A | #N/A | #N/A | #N/A | #N/A | #N/A | #N/A
TRUE | QLD | QBWL | Blackwater 66 | Energy Queensland | Summer | Coincident | 2029 | POE50 | NA | 72.915 | QLD Blackwater 66 |  |  | FALSE | #N/A | #N/A | #N/A | #N/A | #N/A | #N/A | #N/A | #N/A | #N/A | #N/A
TRUE | QLD | QBWL | Blackwater 66 | Energy Queensland | Summer | Non-coincident | 2029 | POE10 | NA | 112.8244 | QLD Blackwater 66 |  |  | FALSE | #N/A | #N/A | #N/A | #N/A | #N/A | #N/A | #N/A | #N/A | #N/A | #N/A
TRUE | QLD | QBWL | Blackwater 66 | Energy Queensland | Summer | Coincident | 2030 | POE10 | NA | 74.0037 | QLD Blackwater 66 |  |  | FALSE | #N/A | #N/A | #N/A | #N/A | #N/A | #N/A | #N/A | #N/A | #N/A | #N/A
TRUE | QLD | QBWL | Blackwater 66 | Energy Queensland | Summer | Coincident | 2030 | POE50 | NA | 73.002 | QLD Blackwater 66 |  |  | FALSE | #N/A | #N/A | #N/A | #N/A | #N/A | #N/A | #N/A | #N/A | #N/A | #N/A
TRUE | QLD | QBWL | Blackwater 66 | Energy Queensland | Summer | Non-coincident | 2030 | POE10 | NA | 112.9535 | QLD Blackwater 66 |  |  | FALSE | #N/A | #N/A | #N/A | #N/A | #N/A | #N/A | #N/A | #N/A | #N/A | #N/A
TRUE | QLD | QBWL | Blackwater 66 | Energy Queensland | Winter | Non-coincident | 2019 | BASEYEARPOE10 | NA | 103.514 | QLD Blackwater 66 |  |  | FALSE | #N/A | #N/A | #N/A | #N/A | #N/A | #N/A | #N/A | #N/A | #N/A | #N/A
TRUE | QLD | QBWL | Blackwater 66 | Energy Queensland | Winter | Coincident | 2020 | POE10 | NA | 75.0707 | QLD Blackwater 66 |  |  | FALSE | #N/A | #N/A | #N/A | #N/A | #N/A | #N/A | #N/A | #N/A | #N/A | #N/A
TRUE | QLD | QBWL | Blackwater 66 | Energy Queensland | Winter | Coincident | 2020 | POE50 | NA | 74.4018 | QLD Blackwater 66 |  |  | FALSE | #N/A | #N/A | #N/A | #N/A | #N/A | #N/A | #N/A | #N/A | #N/A | #N/A
TRUE | QLD | QBWL | Blackwater 66 | Energy Queensland | Winter | Non-coincident | 2020 | POE10 | NA | 102.271 | QLD Blackwater 66 |  |  | FALSE | #N/A | #N/A | #N/A | #N/A | #N/A | #N/A | #N/A | #N/A | #N/A | #N/A
TRUE | QLD | QBWL | Blackwater 66 | Energy Queensland | Winter | Coincident | 2021 | POE10 | NA | 75.0549 | QLD Blackwater 66 |  |  | FALSE | #N/A | #N/A | #N/A | #N/A | #N/A | #N/A | #N/A | #N/A | #N/A | #N/A
TRUE | QLD | QBWL | Blackwater 66 | Energy Queensland | Winter | Coincident | 2021 | POE50 | NA | 74.3872 | QLD Blackwater 66 |  |  | FALSE | #N/A | #N/A | #N/A | #N/A | #N/A | #N/A | #N/A | #N/A | #N/A | #N/A
TRUE | QLD | QBWL | Blackwater 66 | Energy Queensland | Winter | Non-coincident | 2021 | POE10 | NA | 102.2483 | QLD Blackwater 66 |  |  | FALSE | #N/A | #N/A | #N/A | #N/A | #N/A | #N/A | #N/A | #N/A | #N/A | #N/A
TRUE | QLD | QBWL | Blackwater 66 | Energy Queensland | Winter | Coincident | 2022 | POE10 | NA | 75.0814 | QLD Blackwater 66 |  |  | FALSE | #N/A | #N/A | #N/A | #N/A | #N/A | #N/A | #N/A | #N/A | #N/A | #N/A
TRUE | QLD | QBWL | Blackwater 66 | Energy Queensland | Winter | Coincident | 2022 | POE50 | NA | 74.4116 | QLD Blackwater 66 |  |  | FALSE | #N/A | #N/A | #N/A | #N/A | #N/A | #N/A | #N/A | #N/A | #N/A | #N/A
TRUE | QLD | QBWL | Blackwater 66 | Energy Queensland | Winter | Non-coincident | 2022 | POE10 | NA | 102.2859 | QLD Blackwater 66 |  |  | FALSE | #N/A | #N/A | #N/A | #N/A | #N/A | #N/A | #N/A | #N/A | #N/A | #N/A
TRUE | QLD | QBWL | Blackwater 66 | Energy Queensland | Winter | Coincident | 2023 | POE10 | NA | 75.1073 | QLD Blackwater 66 |  |  | FALSE | #N/A | #N/A | #N/A | #N/A | #N/A | #N/A | #N/A | #N/A | #N/A | #N/A
TRUE | QLD | QBWL | Blackwater 66 | Energy Queensland | Winter | Coincident | 2023 | POE50 | NA | 74.4356 | QLD Blackwater 66 |  |  | FALSE | #N/A | #N/A | #N/A | #N/A | #N/A | #N/A | #N/A | #N/A | #N/A | #N/A
TRUE | QLD | QBWL | Blackwater 66 | Energy Queensland | Winter | Non-coincident | 2023 | POE10 | NA | 102.3227 | QLD Blackwater 66 |  |  | FALSE | #N/A | #N/A | #N/A | #N/A | #N/A | #N/A | #N/A | #N/A | #N/A | #N/A
TRUE | QLD | QBWL | Blackwater 66 | Energy Queensland | Winter | Coincident | 2024 | POE10 | NA | 75.1283 | QLD Blackwater 66 |  |  | FALSE | #N/A | #N/A | #N/A | #N/A | #N/A | #N/A | #N/A | #N/A | #N/A | #N/A
TRUE | QLD | QBWL | Blackwater 66 | Energy Queensland | Winter | Coincident | 2024 | POE50 | NA | 74.4548 | QLD Blackwater 66 |  |  | FALSE | #N/A | #N/A | #N/A | #N/A | #N/A | #N/A | #N/A | #N/A | #N/A | #N/A
TRUE | QLD | QBWL | Blackwater 66 | Energy Queensland | Winter | Non-coincident | 2024 | POE10 | NA | 102.3533 | QLD Blackwater 66 |  |  | FALSE | #N/A | #N/A | #N/A | #N/A | #N/A | #N/A | #N/A | #N/A | #N/A | #N/A
TRUE | QLD | QBWL | Blackwater 66 | Energy Queensland | Winter | Coincident | 2025 | POE10 | NA | 75.1512 | QLD Blackwater 66 |  |  | FALSE | #N/A | #N/A | #N/A | #N/A | #N/A | #N/A | #N/A | #N/A | #N/A | #N/A
TRUE | QLD | QBWL | Blackwater 66 | Energy Queensland | Winter | Coincident | 2025 | POE50 | NA | 74.4758 | QLD Blackwater 66 |  |  | FALSE | #N/A | #N/A | #N/A | #N/A | #N/A | #N/A | #N/A | #N/A | #N/A | #N/A
TRUE | QLD | QBWL | Blackwater 66 | Energy Queensland | Winter | Non-coincident | 2025 | POE10 | NA | 102.3835 | QLD Blackwater 66 |  |  | FALSE | #N/A | #N/A | #N/A | #N/A | #N/A | #N/A | #N/A | #N/A | #N/A | #N/A
TRUE | QLD | QBWL | Blackwater 66 | Energy Queensland | Winter | Coincident | 2026 | POE10 | NA | 77.4545 | QLD Blackwater 66 |  |  | FALSE | #N/A | #N/A | #N/A | #N/A | #N/A | #N/A | #N/A | #N/A | #N/A | #N/A
TRUE | QLD | QBWL | Blackwater 66 | Energy Queensland | Winter | Coincident | 2026 | POE50 | NA | 76.777 | QLD Blackwater 66 |  |  | FALSE | #N/A | #N/A | #N/A | #N/A | #N/A | #N/A | #N/A | #N/A | #N/A | #N/A
TRUE | QLD | QBWL | Blackwater 66 | Energy Queensland | Winter | Non-coincident | 2026 | POE10 | NA | 105.4209 | QLD Blackwater 66 |  |  | FALSE | #N/A | #N/A | #N/A | #N/A | #N/A | #N/A | #N/A | #N/A | #N/A | #N/A
TRUE | QLD | QBWL | Blackwater 66 | Energy Queensland | Winter | Coincident | 2027 | POE10 | NA | 79.8005 | QLD Blackwater 66 |  |  | FALSE | #N/A | #N/A | #N/A | #N/A | #N/A | #N/A | #N/A | #N/A | #N/A | #N/A
TRUE | QLD | QBWL | Blackwater 66 | Energy Queensland | Winter | Coincident | 2027 | POE50 | NA | 79.1183 | QLD Blackwater 66 |  |  | FALSE | #N/A | #N/A | #N/A | #N/A | #N/A | #N/A | #N/A | #N/A | #N/A | #N/A
TRUE | QLD | QBWL | Blackwater 66 | Energy Queensland | Winter | Non-coincident | 2027 | POE10 | NA | 108.5056 | QLD Blackwater 66 |  |  | FALSE | #N/A | #N/A | #N/A | #N/A | #N/A | #N/A | #N/A | #N/A | #N/A | #N/A
TRUE | QLD | QBWL | Blackwater 66 | Energy Queensland | Winter | Coincident | 2028 | POE10 | NA | 79.8827 | QLD Blackwater 66 |  |  | FALSE | #N/A | #N/A | #N/A | #N/A | #N/A | #N/A | #N/A | #N/A | #N/A | #N/A
TRUE | QLD | QBWL | Blackwater 66 | Energy Queensland | Winter | Coincident | 2028 | POE50 | NA | 79.196 | QLD Blackwater 66 |  |  | FALSE | #N/A | #N/A | #N/A | #N/A | #N/A | #N/A | #N/A | #N/A | #N/A | #N/A
TRUE | QLD | QBWL | Blackwater 66 | Energy Queensland | Winter | Non-coincident | 2028 | POE10 | NA | 108.5887 | QLD Blackwater 66 |  |  | FALSE | #N/A | #N/A | #N/A | #N/A | #N/A | #N/A | #N/A | #N/A | #N/A | #N/A
TRUE | QLD | QBWL | Blackwater 66 | Energy Queensland | Winter | Coincident | 2029 | POE10 | NA | 79.9853 | QLD Blackwater 66 |  |  | FALSE | #N/A | #N/A | #N/A | #N/A | #N/A | #N/A | #N/A | #N/A | #N/A | #N/A
TRUE | QLD | QBWL | Blackwater 66 | Energy Queensland | Winter | Coincident | 2029 | POE50 | NA | 79.2938 | QLD Blackwater 66 |  |  | FALSE | #N/A | #N/A | #N/A | #N/A | #N/A | #N/A | #N/A | #N/A | #N/A | #N/A
TRUE | QLD | QBWL | Blackwater 66 | Energy Queensland | Winter | Non-coincident | 2029 | POE10 | NA | 108.6874 | QLD Blackwater 66 |  |  | FALSE | #N/A | #N/A | #N/A | #N/A | #N/A | #N/A | #N/A | #N/A | #N/A | #N/A
TRUE | QLD | QCARQGST | Gladstone Mesh | Energy Queensland | Shoulder | Coincident | 2017 | ACTUAL_OPG | 35.9185 | 63.4921 | QLD Gladstone Mesh |  |  | FALSE | #N/A | #N/A | #N/A | #N/A | #N/A | #N/A | #N/A | #N/A | #N/A | #N/A
TRUE | QLD | QCARQGST | Gladstone Mesh | Energy Queensland | Shoulder | Coincident | 2017 | ACTUAL_RAW | 35.9185 | 63.4921 | QLD Gladstone Mesh |  |  | FALSE | #N/A | #N/A | #N/A | #N/A | #N/A | #N/A | #N/A | #N/A | #N/A | #N/A
TRUE | QLD | QCARQGST | Gladstone Mesh | Energy Queensland | Shoulder | Non-coincident | 2017 | ACTUAL_RAW | 25.2874 | 73.9578 | QLD Gladstone Mesh |  |  | FALSE | #N/A | #N/A | #N/A | #N/A | #N/A | #N/A | #N/A | #N/A | #N/A | #N/A
TRUE | QLD | QCARQGST | Gladstone Mesh | Energy Queensland | Shoulder | Non-coincident | 2017 | ACTUAL_OPG | 25.2874 | 73.9578 | QLD Gladstone Mesh |  |  | FALSE | #N/A | #N/A | #N/A | #N/A | #N/A | #N/A | #N/A | #N/A | #N/A | #N/A
TRUE | QLD | QCARQGST | Gladstone Mesh | Energy Queensland | Shoulder | Non-coincident | 2017 | ACTUAL_ADJUSTEDOPG | 26.1457 | 73.9578 | QLD Gladstone Mesh |  |  | FALSE | #N/A | #N/A | #N/A | #N/A | #N/A | #N/A | #N/A | #N/A | #N/A | #N/A
TRUE | QLD | QCARQGST | Gladstone Mesh | Energy Queensland | Shoulder | Coincident | 2018 | ACTUAL_OPG | 45.7239 | 59.864 | QLD Gladstone Mesh |  |  | FALSE | #N/A | #N/A | #N/A | #N/A | #N/A | #N/A | #N/A | #N/A | #N/A | #N/A
TRUE | QLD | QCARQGST | Gladstone Mesh | Energy Queensland | Shoulder | Coincident | 2018 | ACTUAL_RAW | 45.7239 | 59.864 | QLD Gladstone Mesh |  |  | FALSE | #N/A | #N/A | #N/A | #N/A | #N/A | #N/A | #N/A | #N/A | #N/A | #N/A
TRUE | QLD | QCARQGST | Gladstone Mesh | Energy Queensland | Shoulder | Non-coincident | 2018 | ACTUAL_RAW | 22.9521 | 77.5771 | QLD Gladstone Mesh |  |  | FALSE | #N/A | #N/A | #N/A | #N/A | #N/A | #N/A | #N/A | #N/A | #N/A | #N/A
TRUE | QLD | QCARQGST | Gladstone Mesh | Energy Queensland | Shoulder | Non-coincident | 2018 | ACTUAL_OPG | 22.9521 | 77.5771 | QLD Gladstone Mesh |  |  | FALSE | #N/A | #N/A | #N/A | #N/A | #N/A | #N/A | #N/A | #N/A | #N/A | #N/A
TRUE | QLD | QCARQGST | Gladstone Mesh | Energy Queensland | Shoulder | Non-coincident | 2018 | ACTUAL_ADJUSTEDOPG | 22.9521 | 77.5771 | QLD Gladstone Mesh |  |  | FALSE | #N/A | #N/A | #N/A | #N/A | #N/A | #N/A | #N/A | #N/A | #N/A | #N/A
TRUE | QLD | QCARQGST | Gladstone Mesh | Energy Queensland | Shoulder | Coincident | 2019 | ACTUAL_OPG | 40.5998 | 58.9839 | QLD Gladstone Mesh |  |  | FALSE | #N/A | #N/A | #N/A | #N/A | #N/A | #N/A | #N/A | #N/A | #N/A | #N/A
TRUE | QLD | QCARQGST | Gladstone Mesh | Energy Queensland | Shoulder | Coincident | 2019 | ACTUAL_RAW | 40.5998 | 58.9839 | QLD Gladstone Mesh |  |  | FALSE | #N/A | #N/A | #N/A | #N/A | #N/A | #N/A | #N/A | #N/A | #N/A | #N/A
TRUE | QLD | QCARQGST | Gladstone Mesh | Energy Queensland | Shoulder | Non-coincident | 2019 | ACTUAL_RAW | 20.9763 | 77.3611 | QLD Gladstone Mesh |  |  | FALSE | #N/A | #N/A | #N/A | #N/A | #N/A | #N/A | #N/A | #N/A | #N/A | #N/A
TRUE | QLD | QCARQGST | Gladstone Mesh | Energy Queensland | Shoulder | Non-coincident | 2019 | ACTUAL_OPG | 20.9763 | 77.3611 | QLD Gladstone Mesh |  |  | FALSE | #N/A | #N/A | #N/A | #N/A | #N/A | #N/A | #N/A | #N/A | #N/A | #N/A
TRUE | QLD | QCARQGST | Gladstone Mesh | Energy Queensland | Shoulder | Non-coincident | 2019 | ACTUAL_ADJUSTEDOPG | 20.9763 | 77.3611 | QLD Gladstone Mesh |  |  | FALSE | #N/A | #N/A | #N/A | #N/A | #N/A | #N/A | #N/A | #N/A | #N/A | #N/A
TRUE | QLD | QCARQGST | Gladstone Mesh | Energy Queensland | Shoulder | Non-coincident | 2019 | BASEYEARPOE90 | 23.4475 | NA | QLD Gladstone Mesh |  |  | FALSE | #N/A | #N/A | #N/A | #N/A | #N/A | #N/A | #N/A | #N/A | #N/A | #N/A
TRUE | QLD | QCARQGST | Gladstone Mesh | Energy Queensland | Shoulder | Non-coincident | 2019 | BASEYEARPOE50 | 24.9769 | 76.0862 | QLD Gladstone Mesh |  |  | FALSE | #N/A | #N/A | #N/A | #N/A | #N/A | #N/A | #N/A | #N/A | #N/A | #N/A
TRUE | QLD | QCARQGST | Gladstone Mesh | Energy Queensland | Shoulder | Coincident | 2020 | ACTUAL_OPG | 32.9994 | 67.1151 | QLD Gladstone Mesh |  |  | FALSE | #N/A | #N/A | #N/A | #N/A | #N/A | #N/A | #N/A | #N/A | #N/A | #N/A
TRUE | QLD | QCARQGST | Gladstone Mesh | Energy Queensland | Shoulder | Coincident | 2020 | ACTUAL_RAW | 32.9994 | 67.1151 | QLD Gladstone Mesh |  |  | FALSE | #N/A | #N/A | #N/A | #N/A | #N/A | #N/A | #N/A | #N/A | #N/A | #N/A
TRUE | QLD | QCARQGST | Gladstone Mesh | Energy Queensland | Shoulder | Non-coincident | 2020 | ACTUAL_RAW | 19.2989 | 74.6687 | QLD Gladstone Mesh |  |  | FALSE | #N/A | #N/A | #N/A | #N/A | #N/A | #N/A | #N/A | #N/A | #N/A | #N/A
TRUE | QLD | QCARQGST | Gladstone Mesh | Energy Queensland | Shoulder | Non-coincident | 2020 | ACTUAL_OPG | 19.2989 | 74.6687 | QLD Gladstone Mesh |  |  | FALSE | #N/A | #N/A | #N/A | #N/A | #N/A | #N/A | #N/A | #N/A | #N/A | #N/A
TRUE | QLD | QCARQGST | Gladstone Mesh | Energy Queensland | Shoulder | Non-coincident | 2020 | ACTUAL_ADJUSTEDOPG | 19.2989 | 74.6687 | QLD Gladstone Mesh |  |  | FALSE | #N/A | #N/A | #N/A | #N/A | #N/A | #N/A | #N/A | #N/A | #N/A | #N/A
TRUE | QLD | QCARQGST | Gladstone Mesh | Energy Queensland | Shoulder | Coincident_unreconciled | 2021 | POE50 | 40.3013 | NA | QLD Gladstone Mesh |  |  | FALSE | #N/A | #N/A | #N/A | #N/A | #N/A | #N/A | #N/A | #N/A | #N/A | #N/A
TRUE | QLD | QCARQGST | Gladstone Mesh | Energy Queensland | Shoulder | Coincident_unreconciled | 2021 | POE90 | 36.0223 | NA | QLD Gladstone Mesh |  |  | FALSE | #N/A | #N/A | #N/A | #N/A | #N/A | #N/A | #N/A | #N/A | #N/A | #N/A
TRUE | QLD | QCARQGST | Gladstone Mesh | Energy Queensland | Shoulder | Non-coincident | 2021 | POE50 | 20 | 76.2587 | QLD Gladstone Mesh |  |  | FALSE | #N/A | #N/A | #N/A | #N/A | #N/A | #N/A | #N/A | #N/A | #N/A | #N/A
TRUE | QLD | QCARQGST | Gladstone Mesh | Energy Queensland | Shoulder | Non-coincident | 2021 | POE90 | 18.4313 | NA | QLD Gladstone Mesh |  |  | FALSE | #N/A | #N/A | #N/A | #N/A | #N/A | #N/A | #N/A | #N/A | #N/A | #N/A
TRUE | QLD | QCARQGST | Gladstone Mesh | Energy Queensland | Shoulder | Coincident_unreconciled | 2022 | POE50 | 39.7518 | NA | QLD Gladstone Mesh |  |  | FALSE | #N/A | #N/A | #N/A | #N/A | #N/A | #N/A | #N/A | #N/A | #N/A | #N/A
TRUE | QLD | QCARQGST | Gladstone Mesh | Energy Queensland | Shoulder | Coincident_unreconciled | 2022 | POE90 | 35.4554 | NA | QLD Gladstone Mesh |  |  | FALSE | #N/A | #N/A | #N/A | #N/A | #N/A | #N/A | #N/A | #N/A | #N/A | #N/A
TRUE | QLD | QCARQGST | Gladstone Mesh | Energy Queensland | Shoulder | Non-coincident | 2022 | POE50 | 19.7985 | 76.556 | QLD Gladstone Mesh |  |  | FALSE | #N/A | #N/A | #N/A | #N/A | #N/A | #N/A | #N/A | #N/A | #N/A | #N/A
TRUE | QLD | QCARQGST | Gladstone Mesh | Energy Queensland | Shoulder | Non-coincident | 2022 | POE90 | 18.2234 | NA | QLD Gladstone Mesh |  |  | FALSE | #N/A | #N/A | #N/A | #N/A | #N/A | #N/A | #N/A | #N/A | #N/A | #N/A
TRUE | QLD | QCARQGST | Gladstone Mesh | Energy Queensland | Shoulder | Coincident_unreconciled | 2023 | POE50 | 39.2876 | NA | QLD Gladstone Mesh |  |  | FALSE | #N/A | #N/A | #N/A | #N/A | #N/A | #N/A | #N/A | #N/A | #N/A | #N/A
TRUE | QLD | QCARQGST | Gladstone Mesh | Energy Queensland | Shoulder | Coincident_unreconciled | 2023 | POE90 | 34.9657 | NA | QLD Gladstone Mesh |  |  | FALSE | #N/A | #N/A | #N/A | #N/A | #N/A | #N/A | #N/A | #N/A | #N/A | #N/A
TRUE | QLD | QCARQGST | Gladstone Mesh | Energy Queensland | Shoulder | Non-coincident | 2023 | POE50 | 19.6284 | 77.0068 | QLD Gladstone Mesh |  |  | FALSE | #N/A | #N/A | #N/A | #N/A | #N/A | #N/A | #N/A | #N/A | #N/A | #N/A
TRUE | QLD | QCARQGST | Gladstone Mesh | Energy Queensland | Shoulder | Non-coincident | 2023 | POE90 | 18.0439 | NA | QLD Gladstone Mesh |  |  | FALSE | #N/A | #N/A | #N/A | #N/A | #N/A | #N/A | #N/A | #N/A | #N/A | #N/A
TRUE | QLD | QCARQGST | Gladstone Mesh | Energy Queensland | Shoulder | Coincident_unreconciled | 2024 | POE50 | 39.5475 | NA | QLD Gladstone Mesh |  |  | FALSE | #N/A | #N/A | #N/A | #N/A | #N/A | #N/A | #N/A | #N/A | #N/A | #N/A
TRUE | QLD | QCARQGST | Gladstone Mesh | Energy Queensland | Shoulder | Coincident_unreconciled | 2024 | POE90 | 35.2001 | NA | QLD Gladstone Mesh |  |  | FALSE | #N/A | #N/A | #N/A | #N/A | #N/A | #N/A | #N/A | #N/A | #N/A | #N/A
TRUE | QLD | QCARQGST | Gladstone Mesh | Energy Queensland | Shoulder | Non-coincident | 2024 | POE50 | 19.7236 | 77.4542 | QLD Gladstone Mesh |  |  | FALSE | #N/A | #N/A | #N/A | #N/A | #N/A | #N/A | #N/A | #N/A | #N/A | #N/A
TRUE | QLD | QCARQGST | Gladstone Mesh | Energy Queensland | Shoulder | Non-coincident | 2024 | POE90 | 18.1298 | NA | QLD Gladstone Mesh |  |  | FALSE | #N/A | #N/A | #N/A | #N/A | #N/A | #N/A | #N/A | #N/A | #N/A | #N/A
TRUE | QLD | QCARQGST | Gladstone Mesh | Energy Queensland | Shoulder | Coincident_unreconciled | 2025 | POE50 | 40.0936 | NA | QLD Gladstone Mesh |  |  | FALSE | #N/A | #N/A | #N/A | #N/A | #N/A | #N/A | #N/A | #N/A | #N/A | #N/A
TRUE | QLD | QCARQGST | Gladstone Mesh | Energy Queensland | Shoulder | Coincident_unreconciled | 2025 | POE90 | 35.7206 | NA | QLD Gladstone Mesh |  |  | FALSE | #N/A | #N/A | #N/A | #N/A | #N/A | #N/A | #N/A | #N/A | #N/A | #N/A
TRUE | QLD | QCARQGST | Gladstone Mesh | Energy Queensland | Shoulder | Non-coincident | 2025 | POE50 | 19.9239 | 77.8981 | QLD Gladstone Mesh |  |  | FALSE | #N/A | #N/A | #N/A | #N/A | #N/A | #N/A | #N/A | #N/A | #N/A | #N/A
TRUE | QLD | QCARQGST | Gladstone Mesh | Energy Queensland | Shoulder | Non-coincident | 2025 | POE90 | 18.3206 | NA | QLD Gladstone Mesh |  |  | FALSE | #N/A | #N/A | #N/A | #N/A | #N/A | #N/A | #N/A | #N/A | #N/A | #N/A
TRUE | QLD | QCARQGST | Gladstone Mesh | Energy Queensland | Shoulder | Coincident_unreconciled | 2026 | POE50 | 40.7951 | NA | QLD Gladstone Mesh |  |  | FALSE | #N/A | #N/A | #N/A | #N/A | #N/A | #N/A | #N/A | #N/A | #N/A | #N/A
TRUE | QLD | QCARQGST | Gladstone Mesh | Energy Queensland | Shoulder | Coincident_unreconciled | 2026 | POE90 | 36.3964 | NA | QLD Gladstone Mesh |  |  | FALSE | #N/A | #N/A | #N/A | #N/A | #N/A | #N/A | #N/A | #N/A | #N/A | #N/A
TRUE | QLD | QCARQGST | Gladstone Mesh | Energy Queensland | Shoulder | Non-coincident | 2026 | POE50 | 20.181 | 78.3584 | QLD Gladstone Mesh |  |  | FALSE | #N/A | #N/A | #N/A | #N/A | #N/A | #N/A | #N/A | #N/A | #N/A | #N/A