## Disclaimer
Disclaimer
This generation outcomes workbook contains data provided by or collected from third parties,
and conclusions, opinions, assumptions or forecasts that are based on that data.
AEMO has made every effort to ensure the quality of the information in this workbook but cannot guarantee
that the information, forecasts and assumptions in it are accurate, complete or appropriate for your
circumstances. This generation outcomes workbook does not include all of the information that an investor,
participant or potential participant in the electricity or gas market might require, and does not amount to a
recommendation of any investment.
Anyone proposing to use the information in this workbook should independently verify and check its
accuracy, completeness and suitability for purpose, and obtain independent and specific advice from
appropriate experts.
This dataset or the information in it may be subsequently updated or amended. This work does
not constitute legal or business advice, and should not be relied on as a substitute for obtaining detailed
legal advice about the National Electricity Law, the National Electricity Rules, or any other applicable
laws, procedures or policies.
Accordingly, to the maximum extent permitted by law, AEMO and its officers, employees and
consultants involved in the preparation of this document:
• make no representation or warranty, express or implied, as to the currency, accuracy, reliability or
completeness of the information in this workbook; and
• are not liable (whether by reason of negligence or otherwise) for any statements, opinions,
information or other matters contained in or derived from this publication, or any omissions from it,
or in respect of a person’s use of the information in this workbook.

## Index
2020 ISP Comparison Workbook
Version History
Version Number | Description
v1.0 | Initial release
About
This workbook presents the data and comparison for the below cases for the 2020 ISP. For a complete description of the scenarios and sensitivities, please see the 2020 ISP report.
Case 1 | Central (DP1)
Case 2 | Central with early coal closure (DP1)
Index Table
Tab Name | Content Description
Summary_1 | Summary (calculated) of Case 1
Summary_2 | Summary (calculated) of Case 2
Comparison 1 vs 2 | Summary (calculated) of the comparison of Case 1 versus Case 2
Capacity_1 | Installed capacity by technology (for each case)
Capacity_2
Retirements_1 | Coal retirement data (for each case)
Retirements_2
Generation_1 | Annual as-generated generation by technology (for each case)
Generation_2
StorageCapacity_1 | Installed capacity of storage (for each case)
StorageCapacity_2
StorageGeneration_1 | Generation of storage (for each case)
StorageGeneration_2
DispatchableCapacity_1 | Dispatchable capacity built (for each case)
DispatchableCapacity_2
REZCapacity_1 | Installed capacity by REZ and technology (for each case)
REZCapacity_2
REZGeneration_1 | Annual as-generated generation by REZ and technology (for each case)
REZGeneration_2
VOMCost_1 | Additional cost for running units by technology (for each case)
VOMCost_2
FOMCost_1 | Annual fixed cost for keeping plants in service by technology (for each case)
FOMCost_2
FuelCost_1 | Fuel costs by technology (for each case)
FuelCost_2
BuildCost_1 | New generation build cost by technology (for each case)
BuildCost_2
RehabCost_1 | Rehabilitation cost by technology (for each case)
RehabCost_2
DSPCost_1 | DSP and USE cost by region (for each case)
DSPCost_2
REZTxCost_1 | REZ transmission expansion cost by region (for each case)
REZTxCost_2
ICTxCost_1 | Interconnector cost by augmentation and by region (for each case)
ICTxCost_2

## Summary_1
Case 1 Summary - Central (DP1)
Notes
1. The discount rate used for calculation is 5.9%
NEM discounted total system costs by year
Select region | NEM
|  | Real June 2019 dollars ($m) | NPV | 2021-22 | 2022-23 | 2023-24 | 2024-25 | 2025-26 | 2026-27 | 2027-28 | 2028-29 | 2029-30 | 2030-31 | 2031-32 | 2032-33 | 2033-34 | 2034-35 | 2035-36 | 2036-37 | 2037-38 | 2038-39 | 2039-40 | 2040-41 | 2041-42
|  | Capex | 14938.185 | 0 | 233.4712 | 233.4712 | 242.1238 | 336.0348 | 483.5446 | 671.0959 | 925.0644 | 1071.5639 | 1132.9899 | 1176.4693 | 1721.1883 | 1922.8438 | 1989.2761 | 3011.8936 | 3324.76 | 4069.5511 | 4215.5763 | 4289.6186 | 4587.671 | 4699.7299
|  | FOM | 35375.3827 | 3663.363 | 3462.9363 | 2832.8106 | 4522.9618 | 3421.6444 | 3538.3784 | 3820.5392 | 2996.7166 | 2907.4492 | 3504.7366 | 3607.2193 | 3298.1309 | 2753.6697 | 2757.1577 | 2720.2301 | 3200.9712 | 3718.1414 | 2861.8486 | 2835.7789 | 3504.2338 | 2872.6476
|  | Fuel | 22784.6929 | 2473.1226 | 2453.2078 | 2593.6256 | 2410.4915 | 2344.8786 | 2250.4758 | 2525.6741 | 2273.833 | 2224.2001 | 2400.5624 | 2315.9245 | 2145.9764 | 2138.0518 | 2067.1535 | 1654.4554 | 1335.3012 | 1607.1352 | 1256.6656 | 1250.0269 | 1466.9094 | 1122.2271
|  | VOM | 7565.0703 | 769.6954 | 748.1835 | 749.3311 | 758.0359 | 736.9575 | 737.1967 | 709.116 | 733.2065 | 721.4061 | 710.2753 | 712.8382 | 703.9114 | 701.1364 | 707.2799 | 661.2658 | 648.602 | 631.7453 | 662.9188 | 652.5009 | 643.2397 | 635.3409
|  | REZ | 714.2924 | 0 | 0.41947 | 0.41948 | 0.41947 | 0.41947 | 0.41947 | 0.41948 | 11.0241 | 31.2785 | 31.2785 | 31.2785 | 30.8591 | 32.5482 | 32.5482 | 131.208 | 131.208 | 307.5737 | 307.5737 | 343.3077 | 395.7424 | 395.7424
|  | DSP+USE | 53.8264 | 2.0318 | 0 | 6.5801 | 9.0807 | 0 | 0 | 0 | 0 | 0 | 0 | 0 | 0 | 9.044 | 25.4266 | 29.6184 | 10.2851 | 10.8332 | 0 | 0 | 29.1569 | 0
|  | Rehab | 1338.4318 | 0 | 112.9713 | 267.5958 | 0 | 0 | 0 | 0 | 164.6313 | 272.4474 | 74.8811 | 60.9558 | 539.8092 | 24.165 | 5.3489 | 834.3669 | 117.0747 | 274.0488 | 9.9341 | 110.7547 | 12.9978 | 0.5275
|  | Interconnectors | 3687.3338 | 0 | 23.7998 | 23.7998 | 153.2951 | 305.672 | 305.672 | 305.672 | 305.672 | 305.672 | 305.672 | 305.672 | 459.1372 | 459.1372 | 459.1372 | 667.7485 | 801.6224 | 801.6224 | 801.6224 | 801.6224 | 801.6224 | 801.6224
|  | NPV and annual costs | 86457.2152 | 6908.2128 | 7034.9893 | 6707.6337 | 8096.4082 | 7145.6067 | 7315.687 | 8032.5166 | 7410.1479 | 7534.0172 | 8160.3959 | 8210.3575 | 8899.0125 | 8040.596 | 8043.3282 | 9710.7866 | 9569.8247 | 11420.651 | 10116.1396 | 10283.6101 | 11441.5734 | 10527.8378
*Net present value as at 1 July 2019
Note: DSP may include unserved energy below the current reliability standard
NEM capacity by year
Select region | NEM
|  | Capacity (MW) | 2021-22 | 2022-23 | 2023-24 | 2024-25 | 2025-26 | 2026-27 | 2027-28 | 2028-29 | 2029-30 | 2030-31 | 2031-32 | 2032-33 | 2033-34 | 2034-35 | 2035-36 | 2036-37 | 2037-38 | 2038-39 | 2039-40 | 2040-41 | 2041-42
|  | Black Coal | 18336 | 17861 | 16386 | 16386 | 16386 | 16386 | 16386 | 15686 | 14366 | 14366 | 14366 | 11486 | 11486 | 11486 | 7066 | 6366 | 5216 | 5216 | 5216 | 5216 | 5216
|  | Brown Coal | 4820 | 4820 | 4820 | 4820 | 4820 | 4820 | 4820 | 4820 | 4470 | 4120 | 3745 | 3370 | 3370 | 3370 | 3370 | 3370 | 3370 | 3370 | 3370 | 3370 | 3370
|  | CCGT | 4285.9 | 4045.9 | 3865.9 | 3865.9 | 3865.9 | 3865.9 | 3865.9 | 3480.9 | 3480.9 | 3480.9 | 3480.9 | 3480.9 | 3480.9 | 3480.9 | 2680.9 | 2680.9 | 2151.9 | 2151.9 | 1508.5 | 1508.5 | 1508.5
|  | Peaking Gas+Liquids | 6812.873 | 6812.873 | 6812.873 | 6812.873 | 6812.873 | 6812.873 | 6812.873 | 6812.873 | 6812.873 | 6430.373 | 6430.373 | 6196.033 | 5734.033 | 5617.033 | 5487.033 | 5487.033 | 5487.033 | 5487.033 | 5047.033 | 4927.033 | 4927.033
|  | Hydro | 6906.5 | 6906.5 | 6906.5 | 6906.5 | 6906.5 | 6906.5 | 6906.5 | 6906.5 | 6906.5 | 6906.5 | 6906.5 | 6906.5 | 6906.5 | 6906.5 | 6906.5 | 7296.5 | 7210.1 | 7210.1 | 7210.1 | 7210.1 | 7210.1
|  | Dispatchable Storage | 1211.1822 | 1231.1619 | 1231.3446 | 3322.0266 | 3380.4308 | 3440.5031 | 3508.6263 | 3582.2362 | 3727.3763 | 3739.6628 | 3999.7843 | 4385.6286 | 5471.9273 | 6166.0899 | 7984.5411 | 9125.4183 | 9640.3191 | 11617.4861 | 11736.6469 | 12414.5018 | 14345.1716
|  | Behind the Meter Storage | 444.7287 | 522.1652 | 606.7287 | 693.7488 | 759.2616 | 795.595 | 833.399 | 870.6424 | 1032.3762 | 1000.6238 | 1005.4321 | 1040.1259 | 1076.1938 | 1176.5966 | 1328.6811 | 1416.3921 | 1516.1836 | 1633.7332 | 1766.3699 | 1829.9223 | 1887.2111
|  | Wind | 9005.458 | 10092.658 | 10092.658 | 10092.658 | 10662.4186 | 11392.458 | 11960.6822 | 13693.8299 | 14554.8501 | 14508.8501 | 14508.8501 | 16288.1699 | 16209.4699 | 16209.4699 | 20297.0358 | 21767.1634 | 26103.601 | 25494.601 | 25363.6378 | 25341.1639 | 25292.8639
|  | Solar | 5151.711 | 5941.711 | 5941.711 | 6041.711 | 6201.711 | 6768.519 | 8157.1641 | 8406.436 | 8642.7121 | 9479.0669 | 9878.6592 | 13963.6395 | 14731.4489 | 14731.4489 | 17381.3772 | 17381.3772 | 18633.9964 | 18483.6964 | 18897.3373 | 20508.32 | 20508.32
|  | Distributed PV | 11182.5634 | 11767.3114 | 12110.0151 | 12385.4875 | 12632.6732 | 12874.148 | 13113.8285 | 13473.7679 | 13740.9594 | 13981.9581 | 14271.833 | 14866.7191 | 15608.3889 | 16750.1885 | 18549.4629 | 19428.9402 | 20238.2583 | 20882.5426 | 21502.9137 | 22672.4336 | 23854.5037
|  | Dispatchable Capacity | 42854.4498 | 42201.3436 | 40586.1713 | 42718.1765 | 42813.9245 | 42915.4978 | 43023.6199 | 42057.867 | 40576.8786 | 39900.3001 | 39831.4896 | 36770.3023 | 37437.1596 | 38062.73 | 34575.7858 | 35456.8487 | 34258.0285 | 36284.3533 | 35374.9083 | 35985.6914 | 37969.1787
|  | DSP | 481.9947 | 523.9087 | 563.5537 | 604.8769 | 642.2207 | 683.7217 | 723.7206 | 769.3578 | 813.2293 | 856.8643 | 902.9323 | 945.2407 | 987.7993 | 1036.2071 | 1080.8117 | 1130.9974 | 1182.6764 | 1231.8342 | 1286.6284 | 1339.5566 | 1392.374
NEM generation by year
Select region | NEM
|  | As-generated generation (GWh) | 2021-22 | 2022-23 | 2023-24 | 2024-25 | 2025-26 | 2026-27 | 2027-28 | 2028-29 | 2029-30 | 2030-31 | 2031-32 | 2032-33 | 2033-34 | 2034-35 | 2035-36 | 2036-37 | 2037-38 | 2038-39 | 2039-40 | 2040-41 | 2041-42
|  | Black Coal | 97441.0801 | 94553.062 | 95146.3651 | 91700.4755 | 88656.7303 | 83973.1694 | 88012.8887 | 77477.9908 | 77149.1073 | 82694.2545 | 78955.3576 | 71141.2836 | 72467.362 | 71476.419 | 46946.3329 | 42091.3983 | 33517.6883 | 34398.2428 | 35059.9059 | 34111.5898 | 33296.3364
|  | Brown Coal | 31943.0229 | 33622.3333 | 33510.6409 | 34163.1789 | 34005.9179 | 32916.8752 | 33487.6524 | 32296.838 | 30181.503 | 28186.5861 | 24690.1645 | 22227.6062 | 22526.5162 | 22184.7864 | 23148.1435 | 22790.9063 | 22216.1489 | 22702.138 | 23048.9103 | 22556.4296 | 22412.9902
|  | CCGT | 3143.0283 | 3139.0214 | 2998.6431 | 1929.7401 | 1932.15 | 1926.3581 | 1931.8718 | 1878.8398 | 1882.2559 | 1883.4461 | 1895.2728 | 3528.616 | 3081.6411 | 2263.2678 | 4774.5891 | 2602.1158 | 5986.0829 | 3203.2906 | 3376.9815 | 5058.42 | 2595.2224
|  | Peaking Gas+Liquids | 112.3664 | 94.9534 | 157.2595 | 57.7402 | 29.7692 | 9.2341 | 9.24 | 30.7044 | 37.6891 | 33.9208 | 66.6643 | 253.8299 | 143.1384 | 167.363 | 489.2262 | 236.9543 | 1693.6886 | 607.9526 | 412.5401 | 1323.9136 | 262.7593
|  | Hydro | 15998.527 | 13174.8794 | 13065.5348 | 16241.0804 | 13757.0277 | 16079.2477 | 9213.3054 | 17346.91 | 15665.5855 | 12120.5905 | 15654.1338 | 14411.8913 | 14095.6065 | 16600.7207 | 14664.3037 | 16556.9102 | 9875.5856 | 17493.0305 | 15836.7204 | 12462.9944 | 15596.8317
|  | Dispatchable Storage | 175.5282 | 192.6524 | 168.2562 | 284.2603 | 636.5993 | 984.8616 | 1217.2385 | 978.8863 | 845.4732 | 2209.988 | 1765.3316 | 5224.5963 | 6180.9869 | 6748.1338 | 11012.101 | 11615.0355 | 12074.3407 | 13018.9381 | 12654.758 | 14475.0805 | 16050.9389
|  | Behind the Meter Storage | 307.8815 | 349.5679 | 405.8046 | 466.0259 | 512.881 | 557.6824 | 589.0446 | 618.9552 | 689.9672 | 735.5756 | 736.7638 | 751.0907 | 775.1096 | 827.3416 | 915.6105 | 1017.6304 | 1099.4949 | 1182.6554 | 1259.4802 | 1340.918 | 1398.4534
|  | Wind | 29308.9544 | 30463.6819 | 30624.6739 | 31203.6789 | 35604.0044 | 37868.6412 | 37356.6208 | 43364.2451 | 46678.4807 | 46108.3399 | 48705.9157 | 50292.347 | 49933.8282 | 50693.0979 | 66481.9408 | 72741.6624 | 82481.0313 | 84906.9524 | 83786.3023 | 82734.1006 | 84075.5602
|  | Solar | 12774.5275 | 15384.0507 | 14970.4559 | 15103.3844 | 15930.3378 | 17665.6727 | 21332.0124 | 18929.0083 | 20817.4272 | 23211.7047 | 24972.2752 | 36605.0698 | 37398.1417 | 36952.4593 | 45398.9121 | 45632.1274 | 48638.3791 | 42487.6444 | 45814.4319 | 51109.6092 | 52588.6287
|  | Distributed PV | 15453.3412 | 16385.4373 | 17152.0833 | 17654.0411 | 18090.5305 | 18517.819 | 18972.1167 | 19452.2496 | 19949.297 | 20396.7077 | 20892.9265 | 21567.867 | 22539.4136 | 23894.5703 | 25982.2296 | 27828.6794 | 29023.3593 | 30089.5636 | 31081.7733 | 32341.6811 | 33986.6993
Load (GWh)
|  | Dispatchable Storage Load | -215.4236 | -296.8112 | -266.3906 | -515.3632 | -885.6735 | -1432.3969 | -1873.8097 | -1429.8705 | -1319.7827 | -3035.5952 | -2503.6303 | -9002.4634 | -9998.5346 | -10459.0993 | -15794.8743 | -16238.1924 | -17123.3761 | -17851.0699 | -17346.9659 | -19774.8172 | -21757.7565
|  | Behind the Meter Storage Load | -362.042 | -411.0272 | -477.0041 | -548.0732 | -603.0302 | -655.6623 | -692.6181 | -727.6645 | -811.3993 | -864.8503 | -866.4242 | -883.1899 | -911.1896 | -973.0341 | -1076.5687 | -1196.4549 | -1292.9028 | -1390.5291 | -1481.3138 | -1576.6785 | -1644.6122
|  | DSP | 0.13821 | 0 | 0.14155 | 0.27495 | 0 | 0 | 0 | 0 | 0 | 0 | 0 | 0 | 0.61524 | 1.7297 | 2.0149 | 0.69967 | 0.73695 | 0 | 0 | 1.9835 | 0
NEM generation by technology type
Select region | NEM
|  | As-generated generation (GWh) | 2021-22: 2021-22; 2022-23: 2031-32; 2023-24: 2041-42
|  | Black Coal | 2021-22: 97441.0801; 2022-23: 78955.3576; 2023-24: 33296.3364
|  | Brown Coal | 2021-22: 31943.0229; 2022-23: 24690.1645; 2023-24: 22412.9902
|  | CCGT | 2021-22: 3143.0283; 2022-23: 1895.2728; 2023-24: 2595.2224
|  | Peaking Gas+Liquids | 2021-22: 112.3664; 2022-23: 66.6643; 2023-24: 262.7593
|  | Hydro | 2021-22: 15998.527; 2022-23: 15654.1338; 2023-24: 15596.8317
|  | Dispatchable Storage | 2021-22: 175.5282; 2022-23: 1765.3316; 2023-24: 16050.9389
|  | Behind the Meter Storage | 2021-22: 307.8815; 2022-23: 736.7638; 2023-24: 1398.4534
|  | Wind | 2021-22: 29308.9544; 2022-23: 48705.9157; 2023-24: 84075.5602
|  | Solar | 2021-22: 12774.5275; 2022-23: 24972.2752; 2023-24: 52588.6287
|  | Distributed PV | 2021-22: 15453.3412; 2022-23: 20892.9265; 2023-24: 33986.6993
Load (GWh)
|  | Dispatchable Storage Load | 2021-22: -215.4236; 2022-23: -2503.6303; 2023-24: -21757.7565
|  | Behind the Meter Storage Load | 2021-22: -362.042; 2022-23: -866.4242; 2023-24: -1644.6122
|  | DSP | 2021-22: 0.13821; 2022-23: 0; 2023-24: 0
NEM storage capacity by year
Select region | NEM
|  | Capacity (MW) | 2021-22 | 2022-23 | 2023-24 | 2024-25 | 2025-26 | 2026-27 | 2027-28 | 2028-29 | 2029-30 | 2030-31 | 2031-32 | 2032-33 | 2033-34 | 2034-35 | 2035-36 | 2036-37 | 2037-38 | 2038-39 | 2039-40 | 2040-41 | 2041-42
|  | Shallow Storage | 401.1822 | 401.1619 | 401.3446 | 452.0266 | 510.4308 | 570.5031 | 638.6263 | 712.2362 | 857.3763 | 869.6628 | 1129.7843 | 1515.6286 | 1523.3823 | 1699.7251 | 1841.106 | 2547.6625 | 2637.1049 | 4489.7925 | 4608.9534 | 4673.0284 | 6603.6982
|  | Medium Storage | 810 | 830 | 830 | 830 | 830 | 830 | 830 | 830 | 830 | 830 | 830 | 830 | 1908.545 | 2426.3648 | 4103.4351 | 4537.7558 | 4963.2142 | 5087.6936 | 5087.6936 | 5701.4735 | 5701.4735
|  | Deep Storage | 0 | 0 | 0 | 2040 | 2040 | 2040 | 2040 | 2040 | 2040 | 2040 | 2040 | 2040 | 2040 | 2040 | 2040 | 2040 | 2040 | 2040 | 2040 | 2040 | 2040
|  | Behind the Meter Storage | 444.7287 | 522.1652 | 606.7287 | 693.7488 | 759.2616 | 795.595 | 833.399 | 870.6424 | 1032.3762 | 1000.6238 | 1005.4321 | 1040.1259 | 1076.1938 | 1176.5966 | 1328.6811 | 1416.3921 | 1516.1836 | 1633.7332 | 1766.3699 | 1829.9223 | 1887.2111
NEM storage generation by year
Select region | NEM
|  | As-generated generation (GWh) | 2021-22 | 2022-23 | 2023-24 | 2024-25 | 2025-26 | 2026-27 | 2027-28 | 2028-29 | 2029-30 | 2030-31 | 2031-32 | 2032-33 | 2033-34 | 2034-35 | 2035-36 | 2036-37 | 2037-38 | 2038-39 | 2039-40 | 2040-41 | 2041-42
|  | Shallow Storage | 166.2474 | 161.7006 | 137.501 | 128.545 | 199.9622 | 266.377 | 296.3288 | 345.5017 | 325.3635 | 519.1864 | 619.953 | 904.1588 | 940.6371 | 1069.3167 | 1147.3271 | 1548.2925 | 1566.5804 | 2534.9587 | 2604.686 | 2639.3717 | 3623.3064
|  | Medium Storage | 9.2809 | 30.9517 | 30.7552 | 77.8322 | 39.2095 | 95.7349 | 252.1774 | 185.4135 | 239.3607 | 335.465 | 322.7218 | 876.9581 | 1944.9755 | 2405.2971 | 6447.9301 | 6870.497 | 7321.551 | 7019.2329 | 7155.0683 | 8850.4378 | 9041.8896
|  | Deep Storage | 0 | 0 | 0 | 77.8831 | 397.4276 | 622.7497 | 668.7323 | 447.9711 | 280.749 | 1355.3367 | 822.6568 | 3443.4794 | 3295.3742 | 3273.5199 | 3416.8439 | 3196.246 | 3186.2093 | 3464.7465 | 2895.0037 | 2985.2711 | 3385.7429
|  | Behind the Meter Storage | 307.8815 | 349.5679 | 405.8046 | 466.0259 | 512.881 | 557.6824 | 589.0446 | 618.9552 | 689.9672 | 735.5756 | 736.7638 | 751.0907 | 775.1096 | 827.3416 | 915.6105 | 1017.6304 | 1099.4949 | 1182.6554 | 1259.4802 | 1340.918 | 1398.4534
NEM dispatchable capacity built by year vs cumulative coal retirements
Select region | NEM
|  | Capacity Built (MW) | 2021-22 | 2022-23 | 2023-24 | 2024-25 | 2025-26 | 2026-27 | 2027-28 | 2028-29 | 2029-30 | 2030-31 | 2031-32 | 2032-33 | 2033-34 | 2034-35 | 2035-36 | 2036-37 | 2037-38 | 2038-39 | 2039-40 | 2040-41 | 2041-42
|  | CCGT | 0 | 0 | 0 | 0 | 0 | 0 | 0 | 0 | 0 | 0 | 0 | 0 | 0 | 0 | 0 | 0 | 0 | 0 | 0 | 0 | 0
|  | Peaking Gas+Liquids | 0 | 0 | 0 | 0 | 0 | 0 | 0 | 0 | 0 | 0 | 0 | 0 | 0 | 0 | 0 | 0 | 0 | 0 | 0 | 0 | 0
|  | Hydro | 0 | 0 | 0 | 0 | 0 | 0 | 0 | 0 | 0 | 0 | 0 | 0 | 0 | 0 | 0 | 390 | 390 | 390 | 390 | 390 | 390
|  | Shallow Storage | 40.9056 | 40.8853 | 41.068 | 91.75 | 150.1542 | 210.2265 | 278.3497 | 351.9596 | 497.0997 | 539.3862 | 799.5077 | 1185.3519 | 1248.1057 | 1469.4485 | 1610.8294 | 2317.3859 | 2406.8283 | 4259.5159 | 4378.6768 | 4442.7518 | 6373.4216
|  | Medium Storage | 0 | 20 | 20 | 20 | 20 | 20 | 20 | 20 | 20 | 20 | 20 | 20 | 1098.545 | 1616.3648 | 3293.4351 | 3727.7558 | 4153.2142 | 4277.6936 | 4277.6936 | 4891.4735 | 4891.4735
|  | Deep Storage | 0 | 0 | 0 | 2040 | 2040 | 2040 | 2040 | 2040 | 2040 | 2040 | 2040 | 2040 | 2040 | 2040 | 2040 | 2040 | 2040 | 2040 | 2040 | 2040 | 2040
|  | DSP | -60.5153 | -18.6013 | 21.0437 | 62.3669 | 99.7107 | 141.2117 | 181.2106 | 226.8478 | 270.7193 | 314.3543 | 360.4223 | 402.7307 | 445.2893 | 493.6971 | 538.3017 | 588.4874 | 640.1664 | 689.3242 | 744.1184 | 797.0466 | 849.864
|  | New Interconnectors | 0 | 270 | 270 | 1170 | 1170 | 1170 | 1170 | 1170 | 1170 | 1170 | 1170 | 1992.5 | 1992.5 | 1992.5 | 5312.5 | 6062.5 | 6062.5 | 6062.5 | 6062.5 | 6062.5 | 6062.5
|  | Retired Coal | 0 | 475 | 1950 | 1950 | 1950 | 1950 | 1950 | 2650 | 4320 | 4670 | 5045 | 8300 | 8300 | 8300 | 12720 | 13420 | 14570 | 14570 | 14570 | 14570 | 14570
|  | Retired Dispatchable | 0 | 740 | 2420 | 2420 | 2420 | 2420 | 2420 | 3505 | 5175 | 5937.5 | 6312.5 | 9801.84 | 10318.84 | 10480.84 | 15830.84 | 16530.84 | 18296.24 | 18296.24 | 19379.64 | 19499.64 | 19499.64
Note: Capacity built in 2021-22 includes all capacity built since 2019-20
Emissions trajectory
|  | Emissions (Mt CO2-e) | Total | 2021-22 | 2022-23 | 2023-24 | 2024-25 | 2025-26 | 2026-27 | 2027-28 | 2028-29 | 2029-30 | 2030-31 | 2031-32 | 2032-33 | 2033-34 | 2034-35 | 2035-36 | 2036-37 | 2037-38 | 2038-39 | 2039-40 | 2040-41 | 2041-42
|  | Central (DP1) | 1992.6317 | 128.6999 | 128.1027 | 127.7748 | 124.5637 | 121.4488 | 115.8995 | 120.3304 | 109.2327 | 106.1329 | 108.4766 | 100.6584 | 91.1872 | 92.4313 | 90.7466 | 70.3037 | 64.5103 | 58.9743 | 58.3172 | 59.226 | 59.1541 | 56.4608
NEM relative change in capacity by year
Select region | NEM
|  | Capacity (MW) | 2021-22 | 2022-23 | 2023-24 | 2024-25 | 2025-26 | 2026-27 | 2027-28 | 2028-29 | 2029-30 | 2030-31 | 2031-32 | 2032-33 | 2033-34 | 2034-35 | 2035-36 | 2036-37 | 2037-38 | 2038-39 | 2039-40 | 2040-41 | 2041-42
|  | Black Coal | 0 | -475 | -1950 | -1950 | -1950 | -1950 | -1950 | -2650 | -3970 | -3970 | -3970 | -6850 | -6850 | -6850 | -11270 | -11970 | -13120 | -13120 | -13120 | -13120 | -13120
|  | Brown Coal | 0 | 0 | 0 | 0 | 0 | 0 | 0 | 0 | -350 | -700 | -1075 | -1450 | -1450 | -1450 | -1450 | -1450 | -1450 | -1450 | -1450 | -1450 | -1450
|  | CCGT | 0 | -240 | -420 | -420 | -420 | -420 | -420 | -805 | -805 | -805 | -805 | -805 | -805 | -805 | -1605 | -1605 | -2134 | -2134 | -2777.4 | -2777.4 | -2777.4
|  | Peaking Gas+Liquids | 0 | 0 | 0 | 0 | 0 | 0 | 0 | 0 | 0 | -382.5 | -382.5 | -616.84 | -1078.84 | -1195.84 | -1325.84 | -1325.84 | -1325.84 | -1325.84 | -1765.84 | -1885.84 | -1885.84
|  | Hydro | 0 | 0 | 0 | 0 | 0 | 0 | 0 | 0 | 0 | 0 | 0 | 0 | 0 | 0 | 0 | 390 | 303.6 | 303.6 | 303.6 | 303.6 | 303.6
|  | Dispatchable Storage | 13.4703 | 33.45 | 33.6327 | 2124.3147 | 2182.7189 | 2242.7912 | 2310.9144 | 2384.5243 | 2529.6644 | 2541.9509 | 2802.0724 | 3187.9166 | 4274.2154 | 4968.378 | 6786.8292 | 7927.7064 | 8442.6072 | 10419.7742 | 10538.935 | 11216.7899 | 13147.4597
|  | Behind the Meter Storage | 53.881 | 131.3176 | 215.8811 | 302.9011 | 368.414 | 404.7474 | 442.5513 | 479.7948 | 641.5285 | 609.7762 | 614.5845 | 649.2783 | 685.3461 | 785.7489 | 937.8335 | 1025.5445 | 1125.336 | 1242.8856 | 1375.5222 | 1439.0746 | 1496.3634
|  | Wind | 0 | 1087.2 | 1087.2 | 1087.2 | 1656.9606 | 2387 | 2955.2242 | 4688.3719 | 5549.3921 | 5503.3921 | 5503.3921 | 7282.7119 | 7204.0119 | 7204.0119 | 11291.5778 | 12761.7054 | 17098.143 | 16489.143 | 16358.1798 | 16335.7059 | 16287.4059
|  | Solar | 0 | 790 | 790 | 890 | 1050 | 1616.808 | 3005.4531 | 3254.725 | 3491.0011 | 4327.3559 | 4726.9482 | 8811.9285 | 9579.7379 | 9579.7379 | 12229.6662 | 12229.6662 | 13482.2854 | 13331.9854 | 13745.6263 | 15356.609 | 15356.609
|  | Distributed PV | 604.985 | 1189.733 | 1532.4367 | 1807.9092 | 2055.0949 | 2296.5696 | 2536.2501 | 2896.1895 | 3163.3811 | 3404.3797 | 3694.2547 | 4289.1407 | 5030.8105 | 6172.6101 | 7971.8845 | 8851.3619 | 9660.6799 | 10304.9643 | 10925.3353 | 12094.8553 | 13276.9253
|  | Dispatchable Capacity | 52.9549 | -600.1513 | -2215.3236 | -83.3184 | 12.4296 | 114.0029 | 222.1249 | -743.6279 | -2224.6163 | -2901.1948 | -2970.0054 | -6031.1926 | -5364.3353 | -4738.7649 | -8225.7091 | -7344.6462 | -8543.4664 | -6517.1417 | -7426.5866 | -6815.8035 | -4832.3163
|  | DSP | 39.4847 | 81.3987 | 121.0437 | 162.3669 | 199.7107 | 241.2117 | 281.2106 | 326.8478 | 370.7193 | 414.3543 | 460.4223 | 502.7307 | 545.2893 | 593.6971 | 638.3017 | 688.4874 | 740.1664 | 789.3242 | 844.1184 | 897.0466 | 949.864
NEM relative change in generation by year
Select region | NEM
|  | As-generated generation (GWh) | 2021-22 | 2022-23 | 2023-24 | 2024-25 | 2025-26 | 2026-27 | 2027-28 | 2028-29 | 2029-30 | 2030-31 | 2031-32 | 2032-33 | 2033-34 | 2034-35 | 2035-36 | 2036-37 | 2037-38 | 2038-39 | 2039-40 | 2040-41 | 2041-42
|  | Black Coal | 0 | -2888.0181 | -2294.715 | -5740.6046 | -8784.3498 | -13467.9107 | -9428.1914 | -19963.0893 | -20291.9728 | -14746.8256 | -18485.7225 | -26299.7965 | -24973.7181 | -25964.6611 | -50494.7472 | -55349.6818 | -63923.3918 | -63042.8373 | -62381.1742 | -63329.4903 | -64144.7437
|  | Brown Coal | 0 | 1679.3105 | 1567.618 | 2220.156 | 2062.895 | 973.8524 | 1544.6296 | 353.8152 | -1761.5199 | -3756.4367 | -7252.8584 | -9715.4167 | -9416.5067 | -9758.2365 | -8794.8794 | -9152.1166 | -9726.874 | -9240.8848 | -8894.1125 | -9386.5933 | -9530.0326
|  | CCGT | 0 | -4.0068 | -144.3852 | -1213.2882 | -1210.8783 | -1216.6702 | -1211.1564 | -1264.1884 | -1260.7724 | -1259.5822 | -1247.7555 | 385.5877 | -61.3872 | -879.7605 | 1631.5609 | -540.9125 | 2843.0546 | 60.2623 | 233.9533 | 1915.3917 | -547.8059
|  | Peaking Gas+Liquids | 0 | -17.413 | 44.8932 | -54.6262 | -82.5972 | -103.1323 | -103.1264 | -81.662 | -74.6773 | -78.4455 | -45.702 | 141.4636 | 30.772 | 54.9967 | 376.8598 | 124.588 | 1581.3223 | 495.5862 | 300.1737 | 1211.5472 | 150.3929
|  | Hydro | 0 | -2823.6476 | -2932.9923 | 242.5534 | -2241.4994 | 80.7207 | -6785.2217 | 1348.383 | -332.9416 | -3877.9365 | -344.3932 | -1586.6358 | -1902.9205 | 602.1936 | -1334.2233 | 558.3832 | -6122.9414 | 1494.5034 | -161.8067 | -3535.5327 | -401.6953
|  | Dispatchable Storage | 0 | 17.1241 | -7.272 | 108.7321 | 461.0711 | 809.3334 | 1041.7103 | 803.3581 | 669.945 | 2034.4598 | 1589.8034 | 5049.0681 | 6005.4586 | 6572.6056 | 10836.5728 | 11439.5072 | 11898.8125 | 12843.4099 | 12479.2298 | 14299.5523 | 15875.4106
|  | Behind the Meter Storage | 0 | 41.6864 | 97.9231 | 158.1444 | 204.9995 | 249.8009 | 281.1631 | 311.0737 | 382.0858 | 427.6941 | 428.8823 | 443.2092 | 467.2281 | 519.4601 | 607.7291 | 709.7489 | 791.6134 | 874.774 | 951.5987 | 1033.0365 | 1090.5719
|  | Wind | 0 | 1154.7275 | 1315.7195 | 1894.7245 | 6295.05 | 8559.6868 | 8047.6663 | 14055.2907 | 17369.5263 | 16799.3855 | 19396.9613 | 20983.3925 | 20624.8738 | 21384.1435 | 37172.9864 | 43432.708 | 53172.0769 | 55597.998 | 54477.3479 | 53425.1462 | 54766.6058
|  | Solar | 0 | 2609.5231 | 2195.9284 | 2328.8569 | 3155.8102 | 4891.1451 | 8557.4849 | 6154.4807 | 8042.8997 | 10437.1771 | 12197.7477 | 23830.5423 | 24623.6141 | 24177.9318 | 32624.3846 | 32857.5999 | 35863.8516 | 29713.1169 | 33039.9044 | 38335.0817 | 39814.1011
|  | Distributed PV | 0 | 932.0961 | 1698.7421 | 2200.6999 | 2637.1893 | 3064.4777 | 3518.7755 | 3998.9083 | 4495.9558 | 4943.3665 | 5439.5852 | 6114.5258 | 7086.0724 | 8441.2291 | 10528.8883 | 12375.3381 | 13570.018 | 14636.2224 | 15628.4321 | 16888.3398 | 18533.358
|  | DSP | 0 | -0.13821 | 0.0033321 | 0.13674 | -0.13821 | -0.13821 | -0.13821 | -0.13821 | -0.13821 | -0.13821 | -0.13821 | -0.13821 | 0.47702 | 1.5915 | 1.8766 | 0.56146 | 0.59874 | -0.13821 | -0.13821 | 1.8453 | -0.13821

## Summary_2
Case 2 Summary - Central with early coal closure (DP1)
Notes
1. The discount rate used for calculation is 5.9%
NEM discounted total system costs by year
Select region | NEM
|  | Real June 2019 dollars ($m) | NPV | 2021-22 | 2022-23 | 2023-24 | 2024-25 | 2025-26 | 2026-27 | 2027-28 | 2028-29 | 2029-30 | 2030-31 | 2031-32 | 2032-33 | 2033-34 | 2034-35 | 2035-36 | 2036-37 | 2037-38 | 2038-39 | 2039-40 | 2040-41 | 2041-42
|  | Capex | 15347.816 | 0 | 233.4712 | 233.4712 | 242.1238 | 336.1339 | 484.4438 | 842.1148 | 1095.7938 | 1241.7276 | 1271.481 | 1297.1824 | 1702.3154 | 1927.0962 | 1997.1718 | 3039.3117 | 3346.7709 | 4055.8808 | 4201.6938 | 4279.2919 | 4565.6799 | 4687.9283
|  | FOM | 35005.9979 | 3663.363 | 3462.9363 | 2832.8106 | 4522.9618 | 3421.6541 | 3538.3882 | 3631.117 | 2807.9412 | 2772.4455 | 3415.9287 | 3572.8211 | 3284.4591 | 2744.7965 | 2749.2886 | 2721.1721 | 3198.4723 | 3715.5375 | 2859.2953 | 2834.1114 | 3501.6077 | 2870.4321
|  | Fuel | 22919.0785 | 2473.1226 | 2453.2078 | 2593.6256 | 2410.4915 | 2344.7808 | 2250.0333 | 2606.0475 | 2324.1628 | 2238.2783 | 2424.0416 | 2305.437 | 2207.4971 | 2167.1938 | 2091.9804 | 1648.9566 | 1333.2402 | 1602.8641 | 1253.2537 | 1246.779 | 1468.417 | 1122.6565
|  | VOM | 7525.3171 | 769.6954 | 748.1835 | 749.3311 | 758.0359 | 736.9337 | 737.2654 | 694.6611 | 715.9043 | 704.6679 | 700.7914 | 703.5738 | 706.006 | 699.7451 | 706.1026 | 659.8124 | 647.2325 | 630.2582 | 661.5884 | 650.8883 | 641.9297 | 633.8826
|  | REZ | 752.1985 | 0 | 0.41947 | 0.41948 | 0.41947 | 0.41947 | 0.41947 | 4.5327 | 15.8368 | 32.0397 | 32.0397 | 32.0397 | 31.6203 | 33.3094 | 33.455 | 149.5316 | 149.5316 | 319.501 | 319.501 | 353.8516 | 406.9099 | 406.9099
|  | DSP+USE | 59.7106 | 2.0318 | 0 | 6.5801 | 9.0807 | 0 | 0 | 0 | 0 | 6.4086 | 0 | 0.21511 | 0 | 9.044 | 26.2353 | 32.4735 | 10.2851 | 12.2057 | 0 | 0 | 30.9517 | 0
|  | Rehab | 1364.0007 | 0 | 112.9713 | 267.5958 | 0 | 0 | 0 | 235.6956 | 164.6313 | 215.5554 | 17.9891 | 0 | 478.8535 | 24.165 | 5.3489 | 834.3669 | 117.0747 | 274.0488 | 9.9341 | 110.7547 | 12.9978 | 0.5275
|  | Interconnectors | 3687.3338 | 0 | 23.7998 | 23.7998 | 153.2951 | 305.672 | 305.672 | 305.672 | 305.672 | 305.672 | 305.672 | 305.672 | 459.1372 | 459.1372 | 459.1372 | 667.7485 | 801.6224 | 801.6224 | 801.6224 | 801.6224 | 801.6224 | 801.6224
|  | NPV and annual costs | 86661.4532 | 6908.2128 | 7034.9893 | 6707.6337 | 8096.4082 | 7145.594 | 7316.2222 | 8319.8407 | 7429.9422 | 7516.795 | 8167.9435 | 8216.941 | 8869.8886 | 8064.4871 | 8068.7199 | 9753.3733 | 9604.2297 | 11411.9185 | 10106.8888 | 10277.2994 | 11430.1161 | 10523.9593
*Net present value as at 1 July 2019
Note: DSP may include unserved energy below the current reliability standard
NEM capacity by year
Select region | NEM
|  | Capacity (MW) | 2021-22 | 2022-23 | 2023-24 | 2024-25 | 2025-26 | 2026-27 | 2027-28 | 2028-29 | 2029-30 | 2030-31 | 2031-32 | 2032-33 | 2033-34 | 2034-35 | 2035-36 | 2036-37 | 2037-38 | 2038-39 | 2039-40 | 2040-41 | 2041-42
|  | Black Coal | 18336 | 17861 | 16386 | 16386 | 16386 | 16386 | 16386 | 15686 | 14366 | 14366 | 14366 | 11486 | 11486 | 11486 | 7066 | 6366 | 5216 | 5216 | 5216 | 5216 | 5216
|  | Brown Coal | 4820 | 4820 | 4820 | 4820 | 4820 | 4820 | 3370 | 3370 | 3370 | 3370 | 3370 | 3370 | 3370 | 3370 | 3370 | 3370 | 3370 | 3370 | 3370 | 3370 | 3370
|  | CCGT | 4285.9 | 4045.9 | 3865.9 | 3865.9 | 3865.9 | 3865.9 | 3865.9 | 3480.9 | 3480.9 | 3480.9 | 3480.9 | 3480.9 | 3480.9 | 3480.9 | 2680.9 | 2680.9 | 2151.9 | 2151.9 | 1508.5 | 1508.5 | 1508.5
|  | Peaking Gas+Liquids | 6812.873 | 6812.873 | 6812.873 | 6812.873 | 6812.873 | 6812.873 | 6812.873 | 6812.873 | 6812.873 | 6430.373 | 6430.373 | 6196.033 | 5734.033 | 5617.033 | 5487.033 | 5487.033 | 5487.033 | 5487.033 | 5047.033 | 4927.033 | 4927.033
|  | Hydro | 6906.5 | 6906.5 | 6906.5 | 6906.5 | 6906.5 | 6906.5 | 6906.5 | 6906.5 | 6906.5 | 6906.5 | 6906.5 | 6906.5 | 6906.5 | 6906.5 | 6906.5 | 7296.5 | 7210.1 | 7210.1 | 7210.1 | 7210.1 | 7210.1
|  | Dispatchable Storage | 1211.1822 | 1231.1619 | 1231.3446 | 3322.0266 | 3380.4308 | 3440.5031 | 3900.0953 | 3973.7052 | 4118.8453 | 4161.9747 | 4323.7843 | 4432.1467 | 5541.1584 | 6203.5952 | 8035.5822 | 9143.498 | 9639.5641 | 11637.9168 | 11757.0776 | 12387.9673 | 14364.5029
|  | Behind the Meter Storage | 444.7287 | 522.1652 | 606.7287 | 693.7488 | 759.2616 | 795.595 | 833.399 | 870.6424 | 1032.3762 | 1000.6238 | 1005.4321 | 1040.1259 | 1076.1938 | 1176.5966 | 1328.6811 | 1416.3921 | 1516.1836 | 1633.7332 | 1766.3699 | 1829.9223 | 1887.2111
|  | Wind | 9005.458 | 10092.658 | 10092.658 | 10092.658 | 10662.4186 | 11392.458 | 12244.4822 | 14000.9217 | 14863.999 | 14817.999 | 14817.999 | 15813.999 | 15735.299 | 15740.1492 | 20224.242 | 21613.2066 | 25952.8884 | 25343.8884 | 25230.6845 | 25200.4439 | 25152.1439
|  | Solar | 5151.711 | 5941.711 | 5941.711 | 6041.711 | 6201.711 | 6768.519 | 9341.7577 | 9545.3612 | 9777.7604 | 10155.5622 | 10409.0561 | 14165.8053 | 15237.1021 | 15237.1021 | 17477.3848 | 17477.3848 | 18750.1817 | 18599.8817 | 19037.3312 | 20658.2659 | 20658.2659
|  | Distributed PV | 11182.5634 | 11767.3114 | 12110.0151 | 12385.4875 | 12632.6732 | 12874.148 | 13113.8285 | 13473.7679 | 13740.9594 | 13981.9581 | 14271.833 | 14866.7191 | 15608.3889 | 16750.1885 | 18549.4629 | 19428.9402 | 20238.2583 | 20882.5426 | 21502.9137 | 22672.4336 | 23854.5037
|  | Dispatchable Capacity | 42854.4498 | 42201.3436 | 40586.1713 | 42718.1765 | 42813.9245 | 42915.4978 | 41965.0889 | 40999.336 | 39868.3476 | 39572.612 | 39780.4896 | 36816.8204 | 37506.3907 | 38100.2353 | 34626.8269 | 35474.9284 | 34257.2736 | 36304.7839 | 35395.339 | 35959.1569 | 37988.51
|  | DSP | 481.9947 | 523.9087 | 563.5537 | 604.8769 | 642.2207 | 683.7217 | 723.7206 | 769.3578 | 813.2293 | 856.8643 | 902.9323 | 945.2407 | 987.7993 | 1036.2071 | 1080.8117 | 1130.9974 | 1182.6764 | 1231.8342 | 1286.6284 | 1339.5566 | 1392.374
NEM generation by year
Select region | NEM
|  | As-generated generation (GWh) | 2021-22 | 2022-23 | 2023-24 | 2024-25 | 2025-26 | 2026-27 | 2027-28 | 2028-29 | 2029-30 | 2030-31 | 2031-32 | 2032-33 | 2033-34 | 2034-35 | 2035-36 | 2036-37 | 2037-38 | 2038-39 | 2039-40 | 2040-41 | 2041-42
|  | Black Coal | 97441.0801 | 94553.062 | 95146.3651 | 91700.4755 | 88654.1966 | 83934.2384 | 92999.6107 | 81588.1518 | 79482.6311 | 84657.4402 | 79381.0097 | 71226.079 | 72435.8801 | 71542.6322 | 46780.3093 | 42137.6958 | 33578.7475 | 34421.5973 | 35085.4622 | 34090.5337 | 33255.465
|  | Brown Coal | 31943.0229 | 33622.3333 | 33510.6409 | 34163.1789 | 34003.3084 | 33003.7173 | 23557.5717 | 22900.897 | 22920.1717 | 22980.8912 | 21688.8376 | 22291.8124 | 22488.1393 | 22156.2085 | 23146.8564 | 22841.3003 | 22247.7735 | 22742.4178 | 23069.0807 | 22563.9303 | 22439.6884
|  | CCGT | 3143.0283 | 3139.0214 | 2998.6431 | 1929.7401 | 1932.1433 | 1926.4919 | 1949.0622 | 1886.3997 | 1888.0954 | 1892.0322 | 1899.6836 | 4150.8417 | 3405.5766 | 2533.8726 | 4764.32 | 2576.0654 | 5977.0911 | 3181.3658 | 3356.6223 | 5087.2109 | 2627.5191
|  | Peaking Gas+Liquids | 112.3664 | 94.9534 | 157.2595 | 57.7402 | 29.7551 | 9.4141 | 116.2255 | 54.2466 | 51.2152 | 69.0218 | 74.2246 | 293.8093 | 165.7078 | 187.8695 | 492.6063 | 227.3163 | 1656.4052 | 591.4118 | 396.5981 | 1318.9305 | 249.8883
|  | Hydro | 15998.527 | 13174.8794 | 13065.5348 | 16241.0804 | 13756.9733 | 16083.3573 | 9244.697 | 17379.7067 | 15666.4539 | 12120.0596 | 15302.2814 | 14404.239 | 14087.0134 | 16576.6447 | 14638.1745 | 16552.183 | 9864.8689 | 17490.5395 | 15825.3431 | 12466.8493 | 15595.9506
|  | Dispatchable Storage | 175.5282 | 192.6524 | 168.2562 | 284.2603 | 636.8617 | 976.524 | 2271.8648 | 1294.626 | 1295.9685 | 3351.0749 | 2136.183 | 5290.3103 | 6307.9722 | 6936.7215 | 11146.9481 | 11814.5284 | 12259.418 | 13200.4706 | 12848.1908 | 14547.7159 | 16154.9469
|  | Behind the Meter Storage | 307.8815 | 349.5679 | 405.8046 | 466.0259 | 512.881 | 557.6824 | 589.0446 | 618.9552 | 689.9672 | 735.5756 | 736.7638 | 751.0907 | 775.1096 | 827.3416 | 915.6105 | 1017.6304 | 1099.4949 | 1182.6554 | 1259.4802 | 1340.918 | 1398.4534
|  | Wind | 29308.9544 | 30463.6819 | 30624.6739 | 31203.6789 | 35603.5407 | 37808.8818 | 38731.2723 | 44887.5364 | 47954.7882 | 47403.4893 | 50017.4834 | 48932.9453 | 48416.1723 | 49186.557 | 66272.0664 | 72253.3613 | 81996.6091 | 84456.0996 | 83316.6969 | 82204.1953 | 83482.5106
|  | Solar | 12774.5275 | 15384.0507 | 14970.4559 | 15103.3844 | 15936.0791 | 17672.4827 | 24682.6807 | 21876.8801 | 23855.0459 | 25061.6609 | 26461.475 | 37239.0714 | 38758.3998 | 38322.2775 | 45847.8482 | 46093.6114 | 49119.2504 | 42940.0806 | 46326.6431 | 51649.0354 | 53204.9621
|  | Distributed PV | 15453.3412 | 16385.4373 | 17152.0833 | 17654.0411 | 18090.5305 | 18517.819 | 18972.1167 | 19452.2496 | 19949.297 | 20396.7077 | 20892.9265 | 21567.867 | 22539.4136 | 23894.5703 | 25982.2296 | 27828.6794 | 29023.3593 | 30089.5636 | 31081.7733 | 32341.6811 | 33986.6993
Load (GWh)
|  | Dispatchable Storage Load | -215.4236 | -296.8112 | -266.3906 | -515.3632 | -886.0262 | -1421.7171 | -3281.5445 | -1874.0377 | -1921.386 | -4527.9484 | -3022.3643 | -9088.0348 | -10184.6527 | -10746.0498 | -15962.9641 | -16477.0635 | -17339.7879 | -18069.9052 | -17573.2119 | -19868.5082 | -21894.8448
|  | Behind the Meter Storage Load | -362.042 | -411.0272 | -477.0041 | -548.0732 | -603.0302 | -655.6623 | -692.6181 | -727.6645 | -811.3993 | -864.8503 | -866.4242 | -883.1899 | -911.1896 | -973.0341 | -1076.5687 | -1196.4549 | -1292.9028 | -1390.5291 | -1481.3138 | -1576.6785 | -1644.6122
|  | DSP | 0.13821 | 0 | 0.14155 | 0.27495 | 0 | 0 | 0 | 0 | 0 | 0 | 0 | 0 | 0.61524 | 1.7297 | 2.0149 | 0.69967 | 0.73695 | 0 | 0 | 1.9835 | 0
NEM generation by technology type
Select region | NEM
|  | As-generated generation (GWh) | 2021-22: 2021-22; 2022-23: 2031-32; 2023-24: 2041-42
|  | Black Coal | 2021-22: 97441.0801; 2022-23: 79381.0097; 2023-24: 33255.465
|  | Brown Coal | 2021-22: 31943.0229; 2022-23: 21688.8376; 2023-24: 22439.6884
|  | CCGT | 2021-22: 3143.0283; 2022-23: 1899.6836; 2023-24: 2627.5191
|  | Peaking Gas+Liquids | 2021-22: 112.3664; 2022-23: 74.2246; 2023-24: 249.8883
|  | Hydro | 2021-22: 15998.527; 2022-23: 15302.2814; 2023-24: 15595.9506
|  | Dispatchable Storage | 2021-22: 175.5282; 2022-23: 2136.183; 2023-24: 16154.9469
|  | Behind the Meter Storage | 2021-22: 307.8815; 2022-23: 736.7638; 2023-24: 1398.4534
|  | Wind | 2021-22: 29308.9544; 2022-23: 50017.4834; 2023-24: 83482.5106
|  | Solar | 2021-22: 12774.5275; 2022-23: 26461.475; 2023-24: 53204.9621
|  | Distributed PV | 2021-22: 15453.3412; 2022-23: 20892.9265; 2023-24: 33986.6993
Load (GWh)
|  | Dispatchable Storage Load | 2021-22: -215.4236; 2022-23: -3022.3643; 2023-24: -21894.8448
|  | Behind the Meter Storage Load | 2021-22: -362.042; 2022-23: -866.4242; 2023-24: -1644.6122
|  | DSP | 2021-22: 0.13821; 2022-23: 0; 2023-24: 0
NEM storage capacity by year
Select region | NEM
|  | Capacity (MW) | 2021-22 | 2022-23 | 2023-24 | 2024-25 | 2025-26 | 2026-27 | 2027-28 | 2028-29 | 2029-30 | 2030-31 | 2031-32 | 2032-33 | 2033-34 | 2034-35 | 2035-36 | 2036-37 | 2037-38 | 2038-39 | 2039-40 | 2040-41 | 2041-42
|  | Shallow Storage | 401.1822 | 401.1619 | 401.3446 | 452.0266 | 510.4308 | 570.5031 | 1030.0953 | 1103.7052 | 1248.8453 | 1291.9747 | 1453.7843 | 1522.2588 | 1530.0125 | 1706.3554 | 1847.7363 | 2338.4949 | 2427.9372 | 4315.6446 | 4434.8055 | 4498.8805 | 6475.4162
|  | Medium Storage | 810 | 830 | 830 | 830 | 830 | 830 | 830 | 830 | 830 | 830 | 830 | 869.8879 | 1971.1459 | 2457.2398 | 4147.846 | 4765.0031 | 5171.6269 | 5282.2721 | 5282.2721 | 5849.0868 | 5849.0868
|  | Deep Storage | 0 | 0 | 0 | 2040 | 2040 | 2040 | 2040 | 2040 | 2040 | 2040 | 2040 | 2040 | 2040 | 2040 | 2040 | 2040 | 2040 | 2040 | 2040 | 2040 | 2040
|  | Behind the Meter Storage | 444.7287 | 522.1652 | 606.7287 | 693.7488 | 759.2616 | 795.595 | 833.399 | 870.6424 | 1032.3762 | 1000.6238 | 1005.4321 | 1040.1259 | 1076.1938 | 1176.5966 | 1328.6811 | 1416.3921 | 1516.1836 | 1633.7332 | 1766.3699 | 1829.9223 | 1887.2111
NEM storage generation by year
Select region | NEM
|  | As-generated generation (GWh) | 2021-22 | 2022-23 | 2023-24 | 2024-25 | 2025-26 | 2026-27 | 2027-28 | 2028-29 | 2029-30 | 2030-31 | 2031-32 | 2032-33 | 2033-34 | 2034-35 | 2035-36 | 2036-37 | 2037-38 | 2038-39 | 2039-40 | 2040-41 | 2041-42
|  | Shallow Storage | 166.2474 | 161.7006 | 137.501 | 128.545 | 200.019 | 266.4769 | 586.2913 | 546.6691 | 627.6411 | 745.445 | 769.9098 | 912.7015 | 942.7661 | 1061.5386 | 1150.158 | 1434.3044 | 1454.7765 | 2450.6973 | 2516.752 | 2548.2303 | 3564.522
|  | Medium Storage | 9.2809 | 30.9517 | 30.7552 | 77.8322 | 39.2095 | 95.7125 | 309.2484 | 194.0233 | 255.0204 | 347.5226 | 332.9223 | 1003.5228 | 2091.3263 | 2648.7484 | 6583.6949 | 7197.9341 | 7621.7178 | 7285.4989 | 7440.5221 | 9025.6481 | 9199.9915
|  | Deep Storage | 0 | 0 | 0 | 77.8831 | 397.6332 | 614.3346 | 1376.3251 | 553.9336 | 413.3069 | 2258.1072 | 1033.3509 | 3374.086 | 3273.8798 | 3226.4345 | 3413.0952 | 3182.2898 | 3182.9237 | 3464.2744 | 2890.9167 | 2973.8376 | 3390.4334
|  | Behind the Meter Storage | 307.8815 | 349.5679 | 405.8046 | 466.0259 | 512.881 | 557.6824 | 589.0446 | 618.9552 | 689.9672 | 735.5756 | 736.7638 | 751.0907 | 775.1096 | 827.3416 | 915.6105 | 1017.6304 | 1099.4949 | 1182.6554 | 1259.4802 | 1340.918 | 1398.4534
NEM dispatchable capacity built by year vs cumulative coal retirements
Select region | NEM
|  | Capacity Built (MW) | 2021-22 | 2022-23 | 2023-24 | 2024-25 | 2025-26 | 2026-27 | 2027-28 | 2028-29 | 2029-30 | 2030-31 | 2031-32 | 2032-33 | 2033-34 | 2034-35 | 2035-36 | 2036-37 | 2037-38 | 2038-39 | 2039-40 | 2040-41 | 2041-42
|  | CCGT | 0 | 0 | 0 | 0 | 0 | 0 | 0 | 0 | 0 | 0 | 0 | 0 | 0 | 0 | 0 | 0 | 0 | 0 | 0 | 0 | 0
|  | Peaking Gas+Liquids | 0 | 0 | 0 | 0 | 0 | 0 | 0 | 0 | 0 | 0 | 0 | 0 | 0 | 0 | 0 | 0 | 0 | 0 | 0 | 0 | 0
|  | Hydro | 0 | 0 | 0 | 0 | 0 | 0 | 0 | 0 | 0 | 0 | 0 | 0 | 0 | 0 | 0 | 390 | 390 | 390 | 390 | 390 | 390
|  | Shallow Storage | 40.9056 | 40.8853 | 41.068 | 91.75 | 150.1542 | 210.2265 | 669.8187 | 743.4286 | 888.5687 | 961.6981 | 1123.5077 | 1191.9822 | 1254.7359 | 1476.0788 | 1617.4597 | 2108.2183 | 2197.6606 | 4085.368 | 4204.5289 | 4268.6039 | 6245.1396
|  | Medium Storage | 0 | 20 | 20 | 20 | 20 | 20 | 20 | 20 | 20 | 20 | 20 | 59.8879 | 1161.1459 | 1647.2398 | 3337.846 | 3955.0031 | 4361.6269 | 4472.2721 | 4472.2721 | 5039.0868 | 5039.0868
|  | Deep Storage | 0 | 0 | 0 | 2040 | 2040 | 2040 | 2040 | 2040 | 2040 | 2040 | 2040 | 2040 | 2040 | 2040 | 2040 | 2040 | 2040 | 2040 | 2040 | 2040 | 2040
|  | DSP | -60.5153 | -18.6013 | 21.0437 | 62.3669 | 99.7107 | 141.2117 | 181.2106 | 226.8478 | 270.7193 | 314.3543 | 360.4223 | 402.7307 | 445.2893 | 493.6971 | 538.3017 | 588.4874 | 640.1664 | 689.3242 | 744.1184 | 797.0466 | 849.864
|  | New Interconnectors | 0 | 270 | 270 | 1170 | 1170 | 1170 | 1170 | 1170 | 1170 | 1170 | 1170 | 1992.5 | 1992.5 | 1992.5 | 5312.5 | 6062.5 | 6062.5 | 6062.5 | 6062.5 | 6062.5 | 6062.5
|  | Retired Coal | 0 | 475 | 1950 | 1950 | 1950 | 1950 | 3400 | 4100 | 5420 | 5420 | 5420 | 8300 | 8300 | 8300 | 12720 | 13420 | 14570 | 14570 | 14570 | 14570 | 14570
|  | Retired Dispatchable | 0 | 740 | 2420 | 2420 | 2420 | 2420 | 3870 | 4955 | 6275 | 6687.5 | 6687.5 | 9801.84 | 10318.84 | 10480.84 | 15830.84 | 16530.84 | 18296.24 | 18296.24 | 19379.64 | 19499.64 | 19499.64
Note: Capacity built in 2021-22 includes all capacity built since 2019-20
Emissions trajectory
|  | Emissions (Mt CO2-e) | Total | 2021-22 | 2022-23 | 2023-24 | 2024-25 | 2025-26 | 2026-27 | 2027-28 | 2028-29 | 2029-30 | 2030-31 | 2031-32 | 2032-33 | 2033-34 | 2034-35 | 2035-36 | 2036-37 | 2037-38 | 2038-39 | 2039-40 | 2040-41 | 2041-42
|  | Central with early coal closure (DP1) | 1960.457 | 128.6999 | 128.1027 | 127.7748 | 124.5637 | 121.4434 | 115.9693 | 111.8227 | 100.6384 | 98.6925 | 103.4646 | 97.1989 | 91.6461 | 92.5212 | 90.914 | 70.1496 | 64.5905 | 59.0344 | 58.362 | 59.2503 | 59.1548 | 56.4633
NEM relative change in capacity by year
Select region | NEM
|  | Capacity (MW) | 2021-22 | 2022-23 | 2023-24 | 2024-25 | 2025-26 | 2026-27 | 2027-28 | 2028-29 | 2029-30 | 2030-31 | 2031-32 | 2032-33 | 2033-34 | 2034-35 | 2035-36 | 2036-37 | 2037-38 | 2038-39 | 2039-40 | 2040-41 | 2041-42
|  | Black Coal | 0 | -475 | -1950 | -1950 | -1950 | -1950 | -1950 | -2650 | -3970 | -3970 | -3970 | -6850 | -6850 | -6850 | -11270 | -11970 | -13120 | -13120 | -13120 | -13120 | -13120
|  | Brown Coal | 0 | 0 | 0 | 0 | 0 | 0 | -1450 | -1450 | -1450 | -1450 | -1450 | -1450 | -1450 | -1450 | -1450 | -1450 | -1450 | -1450 | -1450 | -1450 | -1450
|  | CCGT | 0 | -240 | -420 | -420 | -420 | -420 | -420 | -805 | -805 | -805 | -805 | -805 | -805 | -805 | -1605 | -1605 | -2134 | -2134 | -2777.4 | -2777.4 | -2777.4
|  | Peaking Gas+Liquids | 0 | 0 | 0 | 0 | 0 | 0 | 0 | 0 | 0 | -382.5 | -382.5 | -616.84 | -1078.84 | -1195.84 | -1325.84 | -1325.84 | -1325.84 | -1325.84 | -1765.84 | -1885.84 | -1885.84
|  | Hydro | 0 | 0 | 0 | 0 | 0 | 0 | 0 | 0 | 0 | 0 | 0 | 0 | 0 | 0 | 0 | 390 | 303.6 | 303.6 | 303.6 | 303.6 | 303.6
|  | Dispatchable Storage | 13.4703 | 33.45 | 33.6327 | 2124.3147 | 2182.7189 | 2242.7912 | 2702.3834 | 2775.9933 | 2921.1334 | 2964.2628 | 3126.0724 | 3234.4348 | 4343.4465 | 5005.8833 | 6837.8703 | 7945.786 | 8441.8522 | 10440.2048 | 10559.3657 | 11190.2553 | 13166.791
|  | Behind the Meter Storage | 53.881 | 131.3176 | 215.8811 | 302.9011 | 368.414 | 404.7474 | 442.5513 | 479.7948 | 641.5285 | 609.7762 | 614.5845 | 649.2783 | 685.3461 | 785.7489 | 937.8335 | 1025.5445 | 1125.336 | 1242.8856 | 1375.5222 | 1439.0746 | 1496.3634
|  | Wind | 0 | 1087.2 | 1087.2 | 1087.2 | 1656.9606 | 2387 | 3239.0242 | 4995.4637 | 5858.541 | 5812.541 | 5812.541 | 6808.541 | 6729.841 | 6734.6912 | 11218.784 | 12607.7486 | 16947.4304 | 16338.4304 | 16225.2265 | 16194.9859 | 16146.6859
|  | Solar | 0 | 790 | 790 | 890 | 1050 | 1616.808 | 4190.0467 | 4393.6502 | 4626.0494 | 5003.8512 | 5257.3451 | 9014.0943 | 10085.3911 | 10085.3911 | 12325.6738 | 12325.6738 | 13598.4707 | 13448.1707 | 13885.6202 | 15506.5549 | 15506.5549
|  | Distributed PV | 604.985 | 1189.733 | 1532.4367 | 1807.9092 | 2055.0949 | 2296.5696 | 2536.2501 | 2896.1895 | 3163.3811 | 3404.3797 | 3694.2547 | 4289.1407 | 5030.8105 | 6172.6101 | 7971.8845 | 8851.3619 | 9660.6799 | 10304.9643 | 10925.3353 | 12094.8553 | 13276.9253
|  | Dispatchable Capacity | 52.9549 | -600.1513 | -2215.3236 | -83.3184 | 12.4296 | 114.0029 | -836.4061 | -1802.159 | -2933.1473 | -3228.8829 | -3021.0054 | -5984.6745 | -5295.1042 | -4701.2596 | -8174.668 | -7326.5665 | -8544.2213 | -6496.711 | -7406.1559 | -6842.3381 | -4812.985
|  | DSP | 39.4847 | 81.3987 | 121.0437 | 162.3669 | 199.7107 | 241.2117 | 281.2106 | 326.8478 | 370.7193 | 414.3543 | 460.4223 | 502.7307 | 545.2893 | 593.6971 | 638.3017 | 688.4874 | 740.1664 | 789.3242 | 844.1184 | 897.0466 | 949.864
NEM relative change in generation by year
Select region | NEM
|  | As-generated generation (GWh) | 2021-22 | 2022-23 | 2023-24 | 2024-25 | 2025-26 | 2026-27 | 2027-28 | 2028-29 | 2029-30 | 2030-31 | 2031-32 | 2032-33 | 2033-34 | 2034-35 | 2035-36 | 2036-37 | 2037-38 | 2038-39 | 2039-40 | 2040-41 | 2041-42
|  | Black Coal | 0 | -2888.0181 | -2294.715 | -5740.6046 | -8786.8835 | -13506.8417 | -4441.4694 | -15852.9283 | -17958.449 | -12783.6399 | -18060.0704 | -26215.0011 | -25005.2 | -25898.4479 | -50660.7708 | -55303.3843 | -63862.3326 | -63019.4828 | -62355.6179 | -63350.5464 | -64185.6151
|  | Brown Coal | 0 | 1679.3105 | 1567.618 | 2220.156 | 2060.2855 | 1060.6944 | -8385.4512 | -9042.1259 | -9022.8512 | -8962.1317 | -10254.1853 | -9651.2104 | -9454.8835 | -9786.8143 | -8796.1665 | -9101.7226 | -9695.2493 | -9200.605 | -8873.9422 | -9379.0925 | -9503.3345
|  | CCGT | 0 | -4.0068 | -144.3852 | -1213.2882 | -1210.885 | -1216.5364 | -1193.9661 | -1256.6285 | -1254.9329 | -1250.9961 | -1243.3446 | 1007.8135 | 262.5483 | -609.1557 | 1621.2917 | -566.9629 | 2834.0628 | 38.3375 | 213.594 | 1944.1826 | -515.5092
|  | Peaking Gas+Liquids | 0 | -17.413 | 44.8932 | -54.6262 | -82.6112 | -102.9523 | 3.8592 | -58.1197 | -61.1512 | -43.3445 | -38.1418 | 181.4429 | 53.3414 | 75.5031 | 380.2399 | 114.9499 | 1544.0388 | 479.0455 | 284.2317 | 1206.5642 | 137.5219
|  | Hydro | 0 | -2823.6476 | -2932.9923 | 242.5534 | -2241.5537 | 84.8303 | -6753.8301 | 1381.1796 | -332.0731 | -3878.4674 | -696.2457 | -1594.2881 | -1911.5136 | 578.1176 | -1360.3525 | 553.656 | -6133.6581 | 1492.0124 | -173.184 | -3531.6778 | -402.5764
|  | Dispatchable Storage | 0 | 17.1241 | -7.272 | 108.7321 | 461.3335 | 800.9958 | 2096.3366 | 1119.0978 | 1120.4403 | 3175.5466 | 1960.6548 | 5114.7821 | 6132.444 | 6761.1933 | 10971.4198 | 11639.0002 | 12083.8898 | 13024.9424 | 12672.6625 | 14372.1877 | 15979.4187
|  | Behind the Meter Storage | 0 | 41.6864 | 97.9231 | 158.1444 | 204.9995 | 249.8009 | 281.1631 | 311.0737 | 382.0858 | 427.6941 | 428.8823 | 443.2092 | 467.2281 | 519.4601 | 607.7291 | 709.7489 | 791.6134 | 874.774 | 951.5987 | 1033.0365 | 1090.5719
|  | Wind | 0 | 1154.7275 | 1315.7195 | 1894.7245 | 6294.5862 | 8499.9274 | 9422.3179 | 15578.582 | 18645.8338 | 18094.5349 | 20708.529 | 19623.9909 | 19107.2179 | 19877.6025 | 36963.112 | 42944.4068 | 52687.6547 | 55147.1452 | 54007.7425 | 52895.2409 | 54173.5562
|  | Solar | 0 | 2609.5231 | 2195.9284 | 2328.8569 | 3161.5516 | 4897.9552 | 11908.1532 | 9102.3526 | 11080.5184 | 12287.1334 | 13686.9474 | 24464.5439 | 25983.8722 | 25547.75 | 33073.3207 | 33319.0839 | 36344.7229 | 30165.5531 | 33552.1155 | 38874.5079 | 40430.4346
|  | Distributed PV | 0 | 932.0961 | 1698.7421 | 2200.6999 | 2637.1893 | 3064.4777 | 3518.7755 | 3998.9083 | 4495.9558 | 4943.3665 | 5439.5852 | 6114.5258 | 7086.0724 | 8441.2291 | 10528.8883 | 12375.3381 | 13570.018 | 14636.2224 | 15628.4321 | 16888.3398 | 18533.358
|  | DSP | 0 | -0.13821 | 0.0033321 | 0.13674 | -0.13821 | -0.13821 | -0.13821 | -0.13821 | -0.13821 | -0.13821 | -0.13821 | -0.13821 | 0.47702 | 1.5915 | 1.8766 | 0.56146 | 0.59874 | -0.13821 | -0.13821 | 1.8453 | -0.13821

## Comparison 1 vs 2
Comparison - Central (DP1) vs. Central with early coal closure (DP1)
Notes
1. The discount rate used for calculation is 5.9%
2. The top-most chart showing the difference in annual relative market benefits presents Case 2 minus Case 1. A positive value indicates the relative benefits of Case 2, while a negative value indicates the relative benefits of Case 1
3. All other charts present Case 1 minus Case 2
Case 1 | Central (DP1)
Case 2 | Central with early coal closure (DP1)
NEM difference in annual relative market benefits
Select region | NEM
|  | Real June 2019 dollars ($m) | NPV | 2021-22 | 2022-23 | 2023-24 | 2024-25 | 2025-26 | 2026-27 | 2027-28 | 2028-29 | 2029-30 | 2030-31 | 2031-32 | 2032-33 | 2033-34 | 2034-35 | 2035-36 | 2036-37 | 2037-38 | 2038-39 | 2039-40 | 2040-41 | 2041-42
|  | Capex | -409.631 | 0 | 0 | 0 | 0 | -0.099116 | -0.89917 | -171.019 | -170.7294 | -170.1637 | -138.4911 | -120.7131 | 18.8729 | -4.2524 | -7.8957 | -27.4182 | -22.0109 | 13.6703 | 13.8824 | 10.3267 | 21.991 | 11.8015
|  | FOM | 369.3847 | 0 | 0 | 0 | 0 | -0.0097365 | -0.0097365 | 189.4221 | 188.7754 | 135.0037 | 88.8079 | 34.3982 | 13.6718 | 8.8732 | 7.8692 | -0.94201 | 2.4989 | 2.6039 | 2.5533 | 1.6675 | 2.6261 | 2.2155
|  | Fuel | -134.3856 | 5.0022e-12 | -9.5497e-12 | -1.5916e-11 | 0 | 0.097829 | 0.44246 | -80.3734 | -50.3298 | -14.0783 | -23.4792 | 10.4876 | -61.5207 | -29.142 | -24.8269 | 5.4988 | 2.061 | 4.271 | 3.412 | 3.2478 | -1.5076 | -0.42942
|  | VOM | 39.7532 | -4.3201e-12 | -1.7053e-12 | 1.4779e-12 | -1.2506e-12 | 0.023763 | -0.06876 | 14.4549 | 17.3022 | 16.7382 | 9.4839 | 9.2644 | -2.0947 | 1.3913 | 1.1773 | 1.4534 | 1.3695 | 1.4871 | 1.3304 | 1.6126 | 1.31 | 1.4584
|  | REZ | -37.9062 | 0 | 0 | 0 | 0 | 0 | 0 | -4.1132 | -4.8127 | -0.7612 | -0.7612 | -0.7612 | -0.7612 | -0.7612 | -0.90685 | -18.3236 | -18.3236 | -11.9273 | -11.9273 | -10.5439 | -11.1675 | -11.1675
|  | DSP+USE | -5.8843 | 0 | 0 | 0 | 0 | 0 | 0 | 0 | 0 | -6.4086 | 0 | -0.21511 | 0 | 0 | -0.8087 | -2.8551 | 0 | -1.3726 | 0 | 0 | -1.7947 | 0
|  | Rehab | -25.5689 | 0 | 0 | 0 | 0 | 0 | 0 | -235.6956 | 0 | 56.892 | 56.892 | 60.9558 | 60.9558 | 0 | 0 | 0 | 0 | 0 | 0 | 0 | 0 | 0
|  | Interconnectors | 0 | 0 | 0 | 0 | 0 | 0 | 0 | 0 | 0 | 0 | 0 | 0 | 0 | 0 | 0 | 0 | 0 | 0 | 0 | 0 | 0 | 0
|  | Relative benefits | -204.238 | 6.8212e-13 | -1.1255e-11 | -1.4438e-11 | -1.2506e-12 | 0.01274 | -0.53521 | -287.3241 | -19.7943 | 17.2222 | -7.5475 | -6.5835 | 29.1239 | -23.8911 | -25.3917 | -42.5867 | -34.4051 | 8.7325 | 9.2508 | 6.3108 | 11.4573 | 3.8785
*Net present value as at 1 July 2019
Note 1: DSP may include unserved energy below the current reliability standard
NEM difference in capacity by year
Select region | NEM
|  | Capacity (MW) | 2021-22 | 2022-23 | 2023-24 | 2024-25 | 2025-26 | 2026-27 | 2027-28 | 2028-29 | 2029-30 | 2030-31 | 2031-32 | 2032-33 | 2033-34 | 2034-35 | 2035-36 | 2036-37 | 2037-38 | 2038-39 | 2039-40 | 2040-41 | 2041-42
|  | Black Coal | 0 | 0 | 0 | 0 | 0 | 0 | 0 | 0 | 0 | 0 | 0 | 0 | 0 | 0 | 0 | 0 | 0 | 0 | 0 | 0 | 0
|  | Brown Coal | 0 | 0 | 0 | 0 | 0 | 0 | 1450 | 1450 | 1100 | 750 | 375 | 0 | 0 | 0 | 0 | 0 | 0 | 0 | 0 | 0 | 0
|  | CCGT | 0 | 0 | 0 | 0 | 0 | 0 | 0 | 0 | 0 | 0 | 0 | 0 | 0 | 0 | 0 | 0 | 0 | 0 | 0 | 0 | 0
|  | Peaking Gas+Liquids | 0 | 0 | 0 | 0 | 0 | 0 | 0 | 0 | 0 | 0 | 0 | 0 | 0 | 0 | 0 | 0 | 0 | 0 | 0 | 0 | 0
|  | Hydro | 0 | 0 | 0 | 0 | 0 | 0 | 0 | 0 | 0 | 0 | 0 | 0 | 0 | 0 | 0 | 0 | 0 | 0 | 0 | 0 | 0
|  | Dispatchable Storage | 0 | 0 | 0 | 0 | 0 | 0 | -391.469 | -391.469 | -391.469 | -422.312 | -324 | -46.5181 | -69.2311 | -37.5053 | -51.0411 | -18.0797 | 0.75497 | -20.4307 | -20.4307 | 26.5346 | -19.3313
|  | Behind the Meter Storage | 0 | 0 | 0 | 0 | 0 | 0 | 0 | 0 | 0 | 0 | 0 | 0 | 0 | 0 | 0 | 0 | 0 | 0 | 0 | 0 | 0
|  | Wind | 0 | 0 | 0 | 0 | 0 | 0 | -283.8001 | -307.0919 | -309.149 | -309.149 | -309.149 | 474.1708 | 474.1708 | 469.3207 | 72.7938 | 153.9567 | 150.7126 | 150.7126 | 132.9534 | 140.7201 | 140.7201
|  | Solar | 0 | 0 | 0 | 0 | 0 | 0 | -1184.5936 | -1138.9252 | -1135.0483 | -676.4953 | -530.3969 | -202.1657 | -505.6532 | -505.6532 | -96.0077 | -96.0077 | -116.1853 | -116.1853 | -139.9939 | -149.9459 | -149.9459
|  | Distributed PV | 0 | 0 | 0 | 0 | 0 | 0 | 0 | 0 | 0 | 0 | 0 | 0 | 0 | 0 | 0 | 0 | 0 | 0 | 0 | 0 | 0
|  | Dispatchable Capacity | 0 | 0 | 0 | 0 | 0 | 0 | 1058.531 | 1058.531 | 708.531 | 327.688 | 51 | -46.5181 | -69.2311 | -37.5053 | -51.0411 | -18.0797 | 0.75497 | -20.4307 | -20.4307 | 26.5346 | -19.3313
|  | DSP | 0 | 0 | 0 | 0 | 0 | 0 | 0 | 0 | 0 | 0 | 0 | 0 | 0 | 0 | 0 | 0 | 0 | 0 | 0 | 0 | 0
NEM difference in generation by year
Select region | NEM
|  | As-generated generation (GWh) | 2021-22 | 2022-23 | 2023-24 | 2024-25 | 2025-26 | 2026-27 | 2027-28 | 2028-29 | 2029-30 | 2030-31 | 2031-32 | 2032-33 | 2033-34 | 2034-35 | 2035-36 | 2036-37 | 2037-38 | 2038-39 | 2039-40 | 2040-41 | 2041-42
|  | Black Coal | 2.9104e-10 | 4.2201e-10 | 0 | 1.528e-09 | 2.5336 | 38.931 | -4986.722 | -4110.161 | -2333.5238 | -1963.1856 | -425.6521 | -84.7954 | 31.4819 | -66.2132 | 166.0235 | -46.2975 | -61.0591 | -23.3544 | -25.5564 | 21.0561 | 40.8714
|  | Brown Coal | 0 | -4.5111e-10 | 4.0018e-10 | 5.9663e-10 | 2.6095 | -86.842 | 9930.0807 | 9395.9411 | 7261.3313 | 5205.695 | 3001.3269 | -64.2062 | 38.3769 | 28.5778 | 1.2871 | -50.394 | -31.6246 | -40.2798 | -20.1704 | -7.5007 | -26.6982
|  | CCGT | -8.1855e-12 | 0 | 0 | 0 | 0.0067557 | -0.13375 | -17.1903 | -7.5599 | -5.8395 | -8.5861 | -4.4109 | -622.2257 | -323.9356 | -270.6048 | 10.2692 | 26.0505 | 8.9918 | 21.9248 | 20.3593 | -28.791 | -32.2968
|  | Peaking Gas+Liquids | 0 | 2.4158e-13 | -2.8422e-13 | 1.9185e-13 | 0.01405 | -0.17999 | -106.9856 | -23.5423 | -13.5261 | -35.101 | -7.5603 | -39.9793 | -22.5694 | -20.5064 | -3.3801 | 9.6381 | 37.2835 | 16.5408 | 15.942 | 4.983 | 12.871
|  | Hydro | 1.819e-11 | -3.0923e-11 | -4.9113e-11 | -4.1837e-11 | 0.054356 | -4.1096 | -31.3916 | -32.7967 | -0.86845 | 0.53086 | 351.8524 | 7.6523 | 8.5931 | 24.076 | 26.1292 | 4.7272 | 10.7167 | 2.491 | 11.3773 | -3.8549 | 0.88111
|  | Dispatchable Storage | 2.45e-11 | -3.979e-13 | 1.8474e-12 | 1.3074e-12 | -0.26245 | 8.3376 | -1054.6263 | -315.7398 | -450.4953 | -1141.0869 | -370.8514 | -65.714 | -126.9854 | -188.5877 | -134.847 | -199.4929 | -185.0773 | -181.5325 | -193.4328 | -72.6354 | -104.0081
|  | Behind the Meter Storage | 0 | 0 | 0 | 0 | 0 | 0 | 0 | 0 | 0 | 0 | 0 | 0 | 0 | 0 | 0 | 0 | 0 | 0 | 0 | 0 | 0
|  | Wind | 0 | 0 | 0 | 0 | 0.46371 | 59.7594 | -1374.6515 | -1523.2913 | -1276.3075 | -1295.1493 | -1311.5677 | 1359.4017 | 1517.6559 | 1506.5409 | 209.8744 | 488.3012 | 484.4223 | 450.8528 | 469.6054 | 529.9053 | 593.0495
|  | Solar | 0 | 0 | 0 | 0 | -5.7413 | -6.81 | -3350.6682 | -2947.8719 | -3037.6187 | -1849.9562 | -1489.1997 | -634.0016 | -1360.2581 | -1369.8182 | -448.9362 | -461.484 | -480.8713 | -452.4362 | -512.2111 | -539.4262 | -616.3334
|  | Distributed PV | 0 | 0 | 0 | 0 | 0 | 0 | 0 | 0 | 0 | 0 | 0 | 0 | 0 | 0 | 0 | 0 | 0 | 0 | 0 | 0 | 0
Load (GWh)
|  | Dispatchable Storage Load | 2.8137e-11 | 1.7053e-13 | 1.6939e-11 | 3.4106e-13 | -0.35269 | 10.6797 | -1407.7348 | -444.1672 | -601.6033 | -1492.3532 | -518.734 | -85.5714 | -186.1181 | -286.9504 | -168.0898 | -238.8711 | -216.4118 | -218.8353 | -226.246 | -93.691 | -137.0883 |  | #REF!
|  | Behind the Meter Storage Load | 0 | 0 | 0 | 0 | 0 | 0 | 0 | 0 | 0 | 0 | 0 | 0 | 0 | 0 | 0 | 0 | 0 | 0 | 0 | 0 | 0
|  | DSP | 0 | 0 | 0 | 0 | 0 | 0 | 0 | 0 | 0 | 0 | 0 | 0 | 0 | 0 | 0 | 0 | 0 | 0 | 0 | 0 | 0
NEM differences in generation by technology type
Select region | NEM
|  | As-generated generation (GWh) | 2021-22: 2021-22; 2022-23: 2031-32; 2023-24: 2041-42
|  | Black Coal | 2021-22: 2.9104e-10; 2022-23: -425.6521; 2023-24: 40.8714
|  | Brown Coal | 2021-22: 0; 2022-23: 3001.3269; 2023-24: -26.6982
|  | CCGT | 2021-22: -8.1855e-12; 2022-23: -4.4109; 2023-24: -32.2968
|  | Peaking Gas+Liquids | 2021-22: 0; 2022-23: -7.5603; 2023-24: 12.871
|  | Hydro | 2021-22: 1.819e-11; 2022-23: 351.8524; 2023-24: 0.88111
|  | Dispatchable Storage | 2021-22: 2.45e-11; 2022-23: -370.8514; 2023-24: -104.0081
|  | Behind the Meter Storage | 2021-22: 0; 2022-23: 0; 2023-24: 0
|  | Wind | 2021-22: 0; 2022-23: -1311.5677; 2023-24: 593.0495
|  | Solar | 2021-22: 0; 2022-23: -1489.1997; 2023-24: -616.3334
|  | Distributed PV | 2021-22: 0; 2022-23: 0; 2023-24: 0
Load (GWh)
|  | Dispatchable Storage Load | 2021-22: 2.8137e-11; 2022-23: -518.734; 2023-24: -137.0883
|  | Behind the Meter Storage Load | 2021-22: 0; 2022-23: 0; 2023-24: 0
|  | DSP | 2021-22: 0; 2022-23: 0; 2023-24: 0
NEM differences in storage capacity by year
Select region | NEM
|  | Capacity (MW) | 2021-22 | 2022-23 | 2023-24 | 2024-25 | 2025-26 | 2026-27 | 2027-28 | 2028-29 | 2029-30 | 2030-31 | 2031-32 | 2032-33 | 2033-34 | 2034-35 | 2035-36 | 2036-37 | 2037-38 | 2038-39 | 2039-40 | 2040-41 | 2041-42
|  | Shallow Storage | 0 | 0 | 0 | 0 | 0 | 0 | -391.469 | -391.469 | -391.469 | -422.312 | -324 | -6.6302 | -6.6302 | -6.6302 | -6.6302 | 209.1677 | 209.1677 | 174.1479 | 174.1479 | 174.1479 | 128.282
|  | Medium Storage | 0 | 0 | 0 | 0 | 0 | 0 | 0 | 0 | 0 | 0 | 0 | -39.8879 | -62.6009 | -30.875 | -44.4109 | -227.2473 | -208.4127 | -194.5786 | -194.5786 | -147.6133 | -147.6133
|  | Deep Storage | 0 | 0 | 0 | 0 | 0 | 0 | 0 | 0 | 0 | 0 | 0 | 0 | 0 | 0 | 0 | 0 | 0 | 0 | 0 | 0 | 0
|  | Behind the Meter Storage | 0 | 0 | 0 | 0 | 0 | 0 | 0 | 0 | 0 | 0 | 0 | 0 | 0 | 0 | 0 | 0 | 0 | 0 | 0 | 0 | 0
NEM differences in storage generation by year
Select region | NEM
|  | As-generated generation (GWh) | 2021-22 | 2022-23 | 2023-24 | 2024-25 | 2025-26 | 2026-27 | 2027-28 | 2028-29 | 2029-30 | 2030-31 | 2031-32 | 2032-33 | 2033-34 | 2034-35 | 2035-36 | 2036-37 | 2037-38 | 2038-39 | 2039-40 | 2040-41 | 2041-42
|  | Shallow Storage | 2.4528e-11 | 0 | 1.6485e-12 | 1.1084e-12 | -0.056859 | -0.09981 | -289.9625 | -201.1674 | -302.2777 | -226.2586 | -149.9568 | -8.5427 | -2.129 | 7.7781 | -2.8309 | 113.9881 | 111.8039 | 84.2614 | 87.9339 | 91.1414 | 58.7843
|  | Medium Storage | -4.9738e-14 | -3.908e-13 | 1.5632e-13 | 2.558e-13 | 8.5265e-14 | 0.02233 | -57.071 | -8.6098 | -15.6597 | -12.0577 | -10.2005 | -126.5647 | -146.3508 | -243.4512 | -135.7648 | -327.4371 | -300.1667 | -266.2659 | -285.4537 | -175.2103 | -158.1019
|  | Deep Storage | 0 | 0 | 0 | 0 | -0.20559 | 8.4151 | -707.5928 | -105.9625 | -132.5579 | -902.7706 | -210.6941 | 69.3934 | 21.4944 | 47.0854 | 3.7487 | 13.9561 | 3.2855 | 0.47206 | 4.087 | 11.4335 | -4.6905
|  | Behind the Meter Storage | 0 | 0 | 0 | 0 | 0 | 0 | 0 | 0 | 0 | 0 | 0 | 0 | 0 | 0 | 0 | 0 | 0 | 0 | 0 | 0 | 0
NEM differences in dispatchable capacity built by year vs cumulative coal retirements
Select region | NEM
|  | Capacity Built (MW) | 2021-22 | 2022-23 | 2023-24 | 2024-25 | 2025-26 | 2026-27 | 2027-28 | 2028-29 | 2029-30 | 2030-31 | 2031-32 | 2032-33 | 2033-34 | 2034-35 | 2035-36 | 2036-37 | 2037-38 | 2038-39 | 2039-40 | 2040-41 | 2041-42
|  | CCGT | 0 | 0 | 0 | 0 | 0 | 0 | 0 | 0 | 0 | 0 | 0 | 0 | 0 | 0 | 0 | 0 | 0 | 0 | 0 | 0 | 0
|  | Peaking Gas+Liquids | 0 | 0 | 0 | 0 | 0 | 0 | 0 | 0 | 0 | 0 | 0 | 0 | 0 | 0 | 0 | 0 | 0 | 0 | 0 | 0 | 0
|  | Hydro | 0 | 0 | 0 | 0 | 0 | 0 | 0 | 0 | 0 | 0 | 0 | 0 | 0 | 0 | 0 | 0 | 0 | 0 | 0 | 0 | 0
|  | Shallow Storage | 0 | 0 | 0 | 0 | 0 | 0 | -391.469 | -391.469 | -391.469 | -422.312 | -324 | -6.6302 | -6.6302 | -6.6302 | -6.6302 | 209.1677 | 209.1677 | 174.1479 | 174.1479 | 174.1479 | 128.282
|  | Medium Storage | 0 | 0 | 0 | 0 | 0 | 0 | 0 | 0 | 0 | 0 | 0 | -39.8879 | -62.6009 | -30.875 | -44.4109 | -227.2473 | -208.4127 | -194.5786 | -194.5786 | -147.6133 | -147.6133
|  | Deep Storage | 0 | 0 | 0 | 0 | 0 | 0 | 0 | 0 | 0 | 0 | 0 | 0 | 0 | 0 | 0 | 0 | 0 | 0 | 0 | 0 | 0
|  | DSP | 0 | 0 | 0 | 0 | 0 | 0 | 0 | 0 | 0 | 0 | 0 | 0 | 0 | 0 | 0 | 0 | 0 | 0 | 0 | 0 | 0
|  | New Interconnectors | 0 | 0 | 0 | 0 | 0 | 0 | 0 | 0 | 0 | 0 | 0 | 0 | 0 | 0 | 0 | 0 | 0 | 0 | 0 | 0 | 0
|  | Retired Coal | 0 | 0 | 0 | 0 | 0 | 0 | -1450 | -1450 | -1100 | -750 | -375 | 0 | 0 | 0 | 0 | 0 | 0 | 0 | 0 | 0 | 0
|  | Retired Dispatchable | 0 | 0 | 0 | 0 | 0 | 0 | -1450 | -1450 | -1100 | -750 | -375 | 0 | 0 | 0 | 0 | 0 | 0 | 0 | 0 | 0 | 0
Note: Capacity built in 2021-22 includes all capacity built since 2019-20
Emissions trajectory comparison
|  | Emissions (Mt CO2-e) | Total | 2021-22 | 2022-23 | 2023-24 | 2024-25 | 2025-26 | 2026-27 | 2027-28 | 2028-29 | 2029-30 | 2030-31 | 2031-32 | 2032-33 | 2033-34 | 2034-35 | 2035-36 | 2036-37 | 2037-38 | 2038-39 | 2039-40 | 2040-41 | 2041-42
|  | Central (DP1) | 1992.6317 | 128.6999 | 128.1027 | 127.7748 | 124.5637 | 121.4488 | 115.8995 | 120.3304 | 109.2327 | 106.1329 | 108.4766 | 100.6584 | 91.1872 | 92.4313 | 90.7466 | 70.3037 | 64.5103 | 58.9743 | 58.3172 | 59.226 | 59.1541 | 56.4608
|  | Central with early coal closure (DP1) | 1960.457 | 128.6999 | 128.1027 | 127.7748 | 124.5637 | 121.4434 | 115.9693 | 111.8227 | 100.6384 | 98.6925 | 103.4646 | 97.1989 | 91.6461 | 92.5212 | 90.914 | 70.1496 | 64.5905 | 59.0344 | 58.362 | 59.2503 | 59.1548 | 56.4633

## Capacity_1
Installed capacity by technology (MW) - Central (DP1)
Capacity calculated on 1 July. Years are financial year ending. In early study years some wind and solar projects enter later in the financial year and are reflected in the following financial year's capacity.
Region | Technology | Existing+Committed in 2021 | 2022 | 2023 | 2024 | 2025 | 2026 | 2027 | 2028 | 2029 | 2030 | 2031 | 2032 | 2033 | 2034 | 2035 | 2036 | 2037 | 2038 | 2039 | 2040 | 2041 | 2042
NEM | Black Coal | 18336 | 18336 | 17861 | 16386 | 16386 | 16386 | 16386 | 16386 | 15686 | 14366 | 14366 | 14366 | 11486 | 11486 | 11486 | 7066 | 6366 | 5216 | 5216 | 5216 | 5216 | 5216
NEM | Brown Coal | 4820 | 4820 | 4820 | 4820 | 4820 | 4820 | 4820 | 4820 | 4820 | 4470 | 4120 | 3745 | 3370 | 3370 | 3370 | 3370 | 3370 | 3370 | 3370 | 3370 | 3370 | 3370
NEM | CCGT | 4285.9 | 4285.9 | 4045.9 | 3865.9 | 3865.9 | 3865.9 | 3865.9 | 3865.9 | 3480.9 | 3480.9 | 3480.9 | 3480.9 | 3480.9 | 3480.9 | 3480.9 | 2680.9 | 2680.9 | 2151.9 | 2151.9 | 1508.5 | 1508.5 | 1508.5
NEM | Peaking Gas+Liquids | 6812.873 | 6812.873 | 6812.873 | 6812.873 | 6812.873 | 6812.873 | 6812.873 | 6812.873 | 6812.873 | 6812.873 | 6430.373 | 6430.373 | 6196.033 | 5734.033 | 5617.033 | 5487.033 | 5487.033 | 5487.033 | 5487.033 | 5047.033 | 4927.033 | 4927.033
NEM | Hydro | 6906.5 | 6906.5 | 6906.5 | 6906.5 | 6906.5 | 6906.5 | 6906.5 | 6906.5 | 6906.5 | 6906.5 | 6906.5 | 6906.5 | 6906.5 | 6906.5 | 6906.5 | 6906.5 | 7296.5 | 7210.1 | 7210.1 | 7210.1 | 7210.1 | 7210.1
NEM | Dispatchable Storage | 1197.7119 | 1211.1822 | 1231.1619 | 1231.3446 | 3322.0266 | 3380.4308 | 3440.5031 | 3508.6263 | 3582.2362 | 3727.3763 | 3739.6628 | 3999.7843 | 4385.6286 | 5471.9273 | 6166.0899 | 7984.5411 | 9125.4183 | 9640.3191 | 11617.4861 | 11736.6469 | 12414.5018 | 14345.1716
NEM | Behind the Meter Storage | 390.8477 | 444.7287 | 522.1652 | 606.7287 | 693.7488 | 759.2616 | 795.595 | 833.399 | 870.6424 | 1032.3762 | 1000.6238 | 1005.4321 | 1040.1259 | 1076.1938 | 1176.5966 | 1328.6811 | 1416.3921 | 1516.1836 | 1633.7332 | 1766.3699 | 1829.9223 | 1887.2111
NEM | Wind | 9005.458 | 9005.458 | 10092.658 | 10092.658 | 10092.658 | 10662.4186 | 11392.458 | 11960.6822 | 13693.8299 | 14554.8501 | 14508.8501 | 14508.8501 | 16288.1699 | 16209.4699 | 16209.4699 | 20297.0358 | 21767.1634 | 26103.601 | 25494.601 | 25363.6378 | 25341.1639 | 25292.8639
NEM | Solar | 5151.711 | 5151.711 | 5941.711 | 5941.711 | 6041.711 | 6201.711 | 6768.519 | 8157.1641 | 8406.436 | 8642.7121 | 9479.0669 | 9878.6592 | 13963.6395 | 14731.4489 | 14731.4489 | 17381.3772 | 17381.3772 | 18633.9964 | 18483.6964 | 18897.3373 | 20508.32 | 20508.32
NEM | Distributed PV | 10577.5784 | 11182.5634 | 11767.3114 | 12110.0151 | 12385.4875 | 12632.6732 | 12874.148 | 13113.8285 | 13473.7679 | 13740.9594 | 13981.9581 | 14271.833 | 14866.7191 | 15608.3889 | 16750.1885 | 18549.4629 | 19428.9402 | 20238.2583 | 20882.5426 | 21502.9137 | 22672.4336 | 23854.5037
Total |  | 67484.58 | 68156.9163 | 70001.2805 | 68773.7304 | 71326.905 | 72427.7683 | 74062.4961 | 76364.973 | 77733.1854 | 77734.5471 | 78013.9347 | 78593.3318 | 81983.7159 | 84074.8618 | 85894.2267 | 91051.531 | 94319.7242 | 99567.3914 | 101547.0923 | 101618.5387 | 104997.9747 | 108119.7033
NEM | DSP | 442.51 | 481.9947 | 523.9087 | 563.5537 | 604.8769 | 642.2207 | 683.7217 | 723.7206 | 769.3578 | 813.2293 | 856.8643 | 902.9323 | 945.2407 | 987.7993 | 1036.2071 | 1080.8117 | 1130.9974 | 1182.6764 | 1231.8342 | 1286.6284 | 1339.5566 | 1392.374
Total including DSP |  | 67927.09 | 68638.9109 | 70525.1892 | 69337.2841 | 71931.7819 | 73069.989 | 74746.2178 | 77088.6936 | 78502.5432 | 78547.7764 | 78870.7989 | 79496.2641 | 82928.9567 | 85062.6611 | 86930.4338 | 92132.3428 | 95450.7216 | 100750.0678 | 102778.9265 | 102905.1671 | 106337.5313 | 109512.0773
Region | Technology | Existing+Committed in 2021 | 2022 | 2023 | 2024 | 2025 | 2026 | 2027 | 2028 | 2029 | 2030 | 2031 | 2032 | 2033 | 2034 | 2035 | 2036 | 2037 | 2038 | 2039 | 2040 | 2041 | 2042
NSW | Black Coal | 10210 | 10210 | 9735 | 8260 | 8260 | 8260 | 8260 | 8260 | 8260 | 6940 | 6940 | 6940 | 4060 | 4060 | 4060 | 1320 | 1320 | 1320 | 1320 | 1320 | 1320 | 1320
NSW | Brown Coal | 0 | 0 | 0 | 0 | 0 | 0 | 0 | 0 | 0 | 0 | 0 | 0 | 0 | 0 | 0 | 0 | 0 | 0 | 0 | 0 | 0 | 0
NSW | CCGT | 440 | 440 | 440 | 440 | 440 | 440 | 440 | 440 | 440 | 440 | 440 | 440 | 440 | 440 | 440 | 440 | 440 | 440 | 440 | 440 | 440 | 440
NSW | Peaking Gas+Liquids | 1561.233 | 1561.233 | 1561.233 | 1561.233 | 1561.233 | 1561.233 | 1561.233 | 1561.233 | 1561.233 | 1561.233 | 1561.233 | 1561.233 | 1561.233 | 1561.233 | 1561.233 | 1511.233 | 1511.233 | 1511.233 | 1511.233 | 1511.233 | 1511.233 | 1511.233
NSW | Hydro | 2285 | 2285 | 2285 | 2285 | 2285 | 2285 | 2285 | 2285 | 2285 | 2285 | 2285 | 2285 | 2285 | 2285 | 2285 | 2285 | 2285 | 2285 | 2285 | 2285 | 2285 | 2285
NSW | Dispatchable Storage | 273.3575 | 280.5403 | 282.7449 | 284.5264 | 2347.1685 | 2372.8062 | 2399.0398 | 2428.929 | 2462.4971 | 2527.943 | 2544.5716 | 2570.8023 | 2600.0667 | 3239.3754 | 3638.2432 | 4803.3834 | 4910.1829 | 4947.2871 | 5114.4374 | 5162.0102 | 5719.7043 | 5742.4535
NSW | Behind the Meter Storage | 133.43 | 162.1612 | 200.7871 | 242.6292 | 287.5949 | 319.6657 | 337.6342 | 356.018 | 376.3052 | 451.1476 | 434.2345 | 439.4556 | 453.6777 | 468.9166 | 509.2789 | 571.5192 | 605.359 | 646.613 | 694.0331 | 746.6493 | 770.3946 | 791.5885
NSW | Wind | 1639.46 | 1639.46 | 1866.46 | 1866.46 | 1866.46 | 1866.46 | 1866.46 | 1866.46 | 1866.46 | 1866.46 | 1866.46 | 1866.46 | 2952.46 | 3152.46 | 3152.46 | 5429.4503 | 5382.9503 | 6246.3885 | 6216.3885 | 6216.3885 | 5855.8885 | 5807.5885
NSW | Solar | 1837.317 | 1837.317 | 2217.317 | 2217.317 | 2217.317 | 2217.317 | 2217.317 | 2217.317 | 2217.317 | 2217.317 | 2769.344 | 2933.5459 | 6143.0348 | 6786.3356 | 6786.3356 | 7852.317 | 7852.317 | 8874.9362 | 8724.6362 | 9021.1828 | 10632.1655 | 10632.1655
NSW | Distributed PV | 2774.0673 | 2995.2711 | 3223.0557 | 3332.0398 | 3405.5028 | 3462.2765 | 3514.9687 | 3565.9122 | 3675.5033 | 3739.6814 | 3790.33 | 3864.5318 | 4068.6881 | 4333.8378 | 4732.2988 | 5364.0737 | 5619.4347 | 5879.2098 | 6075.6052 | 6261.2729 | 6640.7335 | 7018.6874
Total |  | 21153.8648 | 21410.9826 | 21811.5977 | 20489.2054 | 22670.2762 | 22784.7584 | 22881.6526 | 22980.8692 | 23144.3156 | 22028.782 | 22631.1731 | 22901.0286 | 24564.1603 | 26327.1584 | 27164.8495 | 29576.9766 | 29926.4769 | 32150.6675 | 32381.3334 | 32963.7368 | 35175.1194 | 35548.7163
NSW | DSP | 93.24 | 108.9702 | 125.7417 | 141.5464 | 157.576 | 172.5971 | 189.7623 | 205.2943 | 224.6814 | 243.7857 | 261.3059 | 279.5118 | 297.6069 | 315.4147 | 337.184 | 354.2201 | 374.2368 | 395.7139 | 418.2215 | 438.9016 | 460.7186 | 481.5922
Total including DSP |  | 21247.1048 | 21519.9528 | 21937.3394 | 20630.7518 | 22827.8522 | 22957.3555 | 23071.4149 | 23186.1635 | 23368.997 | 22272.5677 | 22892.479 | 23180.5404 | 24861.7673 | 26642.573 | 27502.0335 | 29931.1966 | 30300.7136 | 32546.3814 | 32799.5549 | 33402.6384 | 35635.838 | 36030.3085
Region | Technology | Existing+Committed in 2021 | 2022 | 2023 | 2024 | 2025 | 2026 | 2027 | 2028 | 2029 | 2030 | 2031 | 2032 | 2033 | 2034 | 2035 | 2036 | 2037 | 2038 | 2039 | 2040 | 2041 | 2042
QLD | Black Coal | 8126 | 8126 | 8126 | 8126 | 8126 | 8126 | 8126 | 8126 | 7426 | 7426 | 7426 | 7426 | 7426 | 7426 | 7426 | 5746 | 5046 | 3896 | 3896 | 3896 | 3896 | 3896
QLD | Brown Coal | 0 | 0 | 0 | 0 | 0 | 0 | 0 | 0 | 0 | 0 | 0 | 0 | 0 | 0 | 0 | 0 | 0 | 0 | 0 | 0 | 0 | 0
QLD | CCGT | 1596.9 | 1596.9 | 1596.9 | 1596.9 | 1596.9 | 1596.9 | 1596.9 | 1596.9 | 1211.9 | 1211.9 | 1211.9 | 1211.9 | 1211.9 | 1211.9 | 1211.9 | 1211.9 | 1211.9 | 1211.9 | 1211.9 | 1068.5 | 1068.5 | 1068.5
QLD | Peaking Gas+Liquids | 1909.5 | 1909.5 | 1909.5 | 1909.5 | 1909.5 | 1909.5 | 1909.5 | 1909.5 | 1909.5 | 1909.5 | 1909.5 | 1909.5 | 1909.5 | 1617.5 | 1500.5 | 1500.5 | 1500.5 | 1500.5 | 1500.5 | 1500.5 | 1500.5 | 1500.5
QLD | Hydro | 152.4 | 152.4 | 152.4 | 152.4 | 152.4 | 152.4 | 152.4 | 152.4 | 152.4 | 152.4 | 152.4 | 152.4 | 152.4 | 152.4 | 152.4 | 152.4 | 152.4 | 66 | 66 | 66 | 66 | 66
QLD | Dispatchable Storage | 583.674 | 586.9254 | 608.0057 | 608.6776 | 618.8948 | 631.27 | 643.4023 | 658.2581 | 674.4049 | 706.7889 | 715.7206 | 727.3907 | 741.6597 | 1222.5487 | 1405.0515 | 2003.048 | 2344.8143 | 2363.0276 | 4134.0807 | 4161.6666 | 4257.4455 | 4272.0284
QLD | Behind the Meter Storage | 54.6962 | 67.7015 | 84.5788 | 101.7764 | 123.7188 | 142.1521 | 151.4657 | 163.1725 | 174.0412 | 212.5046 | 206.3421 | 207.6225 | 214.9695 | 224.6887 | 243.6396 | 273.1083 | 296.0428 | 316.302 | 342.8319 | 373.8223 | 389.2353 | 403.6621
QLD | Wind | 676.608 | 676.608 | 1176.608 | 1176.608 | 1176.608 | 1526.5686 | 1776.608 | 1821.608 | 3074.7557 | 3546.5259 | 3546.5259 | 3546.5259 | 3546.5259 | 3546.5259 | 3546.5259 | 5170.9499 | 6298.6396 | 8194.3159 | 8194.3159 | 8411.6172 | 8411.6172 | 8411.6172
QLD | Solar | 1971.857 | 1971.857 | 2381.857 | 2381.857 | 2381.857 | 2381.857 | 2788.665 | 4017.3101 | 4106.582 | 4182.8581 | 4182.8581 | 4182.8581 | 4182.8581 | 4182.8581 | 4182.8581 | 4951.7615 | 4951.7615 | 4901.7615 | 4901.7615 | 5018.8558 | 5018.8558 | 5018.8558
QLD | Distributed PV | 3808.1364 | 3976.2113 | 4157.0767 | 4294.1895 | 4423.783 | 4551.5261 | 4678.5652 | 4805.5071 | 4947.5708 | 5078.0609 | 5205.5887 | 5341.7383 | 5516.6815 | 5747.3816 | 5997.5074 | 6405.7786 | 6685.8792 | 6929.5972 | 7149.0334 | 7368.3152 | 7708.6309 | 8053.9151
Total |  | 18879.7717 | 19064.1032 | 20192.9262 | 20347.9084 | 20509.6617 | 21018.1738 | 21823.5061 | 23250.6559 | 23677.1547 | 24426.5385 | 24556.8354 | 24705.9355 | 24902.4948 | 25331.803 | 25666.3826 | 27415.4462 | 28487.9374 | 29379.4041 | 31396.4234 | 31865.2771 | 32316.7847 | 32691.0786
QLD | DSP | 202.14 | 209.0765 | 217.4208 | 224.6334 | 231.458 | 238.3062 | 245.3805 | 254.1702 | 261.4568 | 268.4465 | 275.7043 | 284.2854 | 291.6903 | 299.8223 | 307.888 | 317.3999 | 325.4331 | 334.8069 | 343.0265 | 353.8067 | 362.9769 | 371.5053
Total including DSP |  | 19081.9117 | 19273.1798 | 20410.347 | 20572.5418 | 20741.1197 | 21256.4801 | 22068.8866 | 23504.826 | 23938.6115 | 24694.9851 | 24832.5398 | 24990.2209 | 25194.185 | 25631.6253 | 25974.2705 | 27732.8462 | 28813.3705 | 29714.211 | 31739.4499 | 32219.0837 | 32679.7616 | 33062.5839
Region | Technology | Existing+Committed in 2021 | 2022 | 2023 | 2024 | 2025 | 2026 | 2027 | 2028 | 2029 | 2030 | 2031 | 2032 | 2033 | 2034 | 2035 | 2036 | 2037 | 2038 | 2039 | 2040 | 2041 | 2042
VIC | Black Coal | 0 | 0 | 0 | 0 | 0 | 0 | 0 | 0 | 0 | 0 | 0 | 0 | 0 | 0 | 0 | 0 | 0 | 0 | 0 | 0 | 0 | 0
VIC | Brown Coal | 4820 | 4820 | 4820 | 4820 | 4820 | 4820 | 4820 | 4820 | 4820 | 4470 | 4120 | 3745 | 3370 | 3370 | 3370 | 3370 | 3370 | 3370 | 3370 | 3370 | 3370 | 3370
VIC | CCGT | 500 | 500 | 500 | 500 | 500 | 500 | 500 | 500 | 500 | 500 | 500 | 500 | 500 | 500 | 500 | 500 | 500 | 500 | 500 | 0 | 0 | 0
VIC | Peaking Gas+Liquids | 1900 | 1900 | 1900 | 1900 | 1900 | 1900 | 1900 | 1900 | 1900 | 1900 | 1900 | 1900 | 1900 | 1730 | 1730 | 1730 | 1730 | 1730 | 1730 | 1290 | 1290 | 1290
VIC | Hydro | 2206 | 2206 | 2206 | 2206 | 2206 | 2206 | 2206 | 2206 | 2206 | 2206 | 2206 | 2206 | 2206 | 2206 | 2206 | 2206 | 2206 | 2206 | 2206 | 2206 | 2206 | 2206
VIC | Dispatchable Storage | 90.5549 | 93.4473 | 94.2705 | 95.4481 | 106.5904 | 119.9621 | 134.5567 | 150.6819 | 167.4821 | 203.165 | 214.3076 | 227.0719 | 246.3088 | 207.384 | 332.4924 | 375.286 | 398.3407 | 424.013 | 453.1701 | 486.0309 | 505.5383 | 2100.7585
VIC | Behind the Meter Storage | 62.2196 | 73.7891 | 90.5201 | 111.424 | 135.2607 | 154.8694 | 168.9215 | 180.9192 | 190.6962 | 233.2042 | 228.6419 | 229.8086 | 242.8211 | 253.1668 | 287.711 | 335.3744 | 358.9041 | 387.9311 | 420.7677 | 457.5845 | 477.5778 | 495.0885
VIC | Wind | 3976.73 | 3976.73 | 4336.93 | 4336.93 | 4336.93 | 4556.73 | 5036.73 | 5516.73 | 5996.73 | 6476.73 | 6476.73 | 6476.73 | 6476.73 | 6424.23 | 6424.23 | 6424.23 | 6424.23 | 6357.03 | 5937.03 | 5915.4656 | 6056.73 | 6056.73
VIC | Solar | 964.537 | 964.537 | 964.537 | 964.537 | 1064.537 | 1224.537 | 1384.537 | 1544.537 | 1704.537 | 1864.537 | 1864.537 | 1864.537 | 1864.537 | 1864.537 | 1864.537 | 2679.5804 | 2679.5804 | 2959.5804 | 2959.5804 | 2959.5804 | 2959.5804 | 2959.5804
VIC | Distributed PV | 2472.7929 | 2639.3976 | 2788.9801 | 2877.1261 | 2943.0625 | 3000.3354 | 3056.8613 | 3113.3849 | 3209.9198 | 3275.6588 | 3333.0128 | 3403.6891 | 3596.3023 | 3810.4505 | 4248.6525 | 4869.6991 | 5160.5205 | 5410.6877 | 5598.9511 | 5777.224 | 6136.5116 | 6494.9195
Total |  | 16992.8344 | 17173.9011 | 17701.2377 | 17811.4653 | 18012.3806 | 18482.4339 | 19207.6064 | 19932.253 | 20695.3651 | 21129.295 | 20843.2293 | 20552.8366 | 20402.6992 | 20365.7683 | 20963.6229 | 22490.1699 | 22827.5756 | 23345.2422 | 23175.4993 | 22461.8854 | 23001.9381 | 24973.0768
VIC | DSP | 84.63 | 97.378 | 109.5824 | 121.8787 | 136.0346 | 147.3209 | 160.0883 | 172.6159 | 186.5326 | 199.0557 | 213.2594 | 227.5032 | 239.8286 | 252.8366 | 266.4402 | 280.3259 | 296.9903 | 312.2446 | 326.1545 | 344.6726 | 361.8003 | 378.9913
Total including DSP |  | 17077.4644 | 17271.279 | 17810.8202 | 17933.3439 | 18148.4152 | 18629.7548 | 19367.6947 | 20104.8689 | 20881.8977 | 21328.3508 | 21056.4887 | 20780.3397 | 20642.5278 | 20618.6049 | 21230.0631 | 22770.4958 | 23124.5659 | 23657.4868 | 23501.6538 | 22806.5581 | 23363.7384 | 25352.0681
Region | Technology | Existing+Committed in 2021 | 2022 | 2023 | 2024 | 2025 | 2026 | 2027 | 2028 | 2029 | 2030 | 2031 | 2032 | 2033 | 2034 | 2035 | 2036 | 2037 | 2038 | 2039 | 2040 | 2041 | 2042
SA | Black Coal | 0 | 0 | 0 | 0 | 0 | 0 | 0 | 0 | 0 | 0 | 0 | 0 | 0 | 0 | 0 | 0 | 0 | 0 | 0 | 0 | 0 | 0
SA | Brown Coal | 0 | 0 | 0 | 0 | 0 | 0 | 0 | 0 | 0 | 0 | 0 | 0 | 0 | 0 | 0 | 0 | 0 | 0 | 0 | 0 | 0 | 0
SA | CCGT | 1749 | 1749 | 1509 | 1329 | 1329 | 1329 | 1329 | 1329 | 1329 | 1329 | 1329 | 1329 | 1329 | 1329 | 1329 | 529 | 529 | 0 | 0 | 0 | 0 | 0
SA | Peaking Gas+Liquids | 1264.14 | 1264.14 | 1264.14 | 1264.14 | 1264.14 | 1264.14 | 1264.14 | 1264.14 | 1264.14 | 1264.14 | 881.64 | 881.64 | 647.3 | 647.3 | 647.3 | 567.3 | 567.3 | 567.3 | 567.3 | 567.3 | 567.3 | 567.3
SA | Hydro | 0 | 0 | 0 | 0 | 0 | 0 | 0 | 0 | 0 | 0 | 0 | 0 | 0 | 0 | 0 | 0 | 0 | 0 | 0 | 0 | 0 | 0
SA | Dispatchable Storage | 248.2312 | 248.0625 | 243.8874 | 240.4284 | 245.9801 | 251.7664 | 257.6035 | 263.4061 | 268.9869 | 277.3738 | 252.1543 | 460.5516 | 781.9118 | 785.7171 | 770.7711 | 779.9398 | 1447.449 | 1879.5294 | 1887.3039 | 1896.2268 | 1900.1245 | 2197.3783
SA | Behind the Meter Storage | 132.9247 | 132.25 | 135.694 | 138.5621 | 132.6474 | 126.6399 | 120.8369 | 115.716 | 111.32 | 113.493 | 110.2187 | 107.4376 | 106.4297 | 106.586 | 110.4775 | 119.5263 | 125.2094 | 132.4334 | 140.9554 | 150.7375 | 154.255 | 157.6818
SA | Wind | 2139.71 | 2139.71 | 2139.71 | 2139.71 | 2139.71 | 2139.71 | 2139.71 | 2139.71 | 2139.71 | 2048.96 | 2002.96 | 2002.96 | 2483.2417 | 2257.0417 | 2257.0417 | 2443.1935 | 2188.3935 | 3521.0355 | 3362.0355 | 3035.3355 | 3232.0972 | 3232.0972
SA | Solar | 378 | 378 | 378 | 378 | 378 | 378 | 378 | 378 | 378 | 378 | 662.3278 | 897.7183 | 1773.2096 | 1897.7183 | 1897.7183 | 1897.7183 | 1897.7183 | 1897.7183 | 1897.7183 | 1897.7183 | 1897.7183 | 1897.7183
SA | Distributed PV | 1342.1589 | 1384.0843 | 1403.1452 | 1409.3369 | 1414.9248 | 1420.4186 | 1425.932 | 1431.5212 | 1441.0022 | 1447.5714 | 1453.3798 | 1461.8403 | 1480.204 | 1504.1572 | 1539.9833 | 1645.4404 | 1688.523 | 1733.6951 | 1767.5065 | 1799.2902 | 1874.0314 | 1959.0678
Total |  | 7254.1648 | 7295.2468 | 7073.5766 | 6899.1775 | 6904.4023 | 6909.6749 | 6915.2224 | 6921.4933 | 6932.1591 | 6858.5383 | 6691.6806 | 7141.1477 | 8601.2969 | 8527.5203 | 8552.2919 | 7982.1182 | 8443.5932 | 9731.7117 | 9622.8197 | 9346.6082 | 9625.5264 | 10011.2433
SA | DSP | 32.99 | 37.0359 | 41.3702 | 45.5242 | 49.726 | 53.825 | 58.1257 | 61.8148 | 66.1765 | 70.8127 | 75.3244 | 80.2075 | 84.595 | 88.0512 | 92.8604 | 97.1121 | 102.3988 | 107.7343 | 112.0587 | 116.6412 | 121.3224 | 127.2525
Total including DSP |  | 7287.1548 | 7332.2827 | 7114.9469 | 6944.7017 | 6954.1284 | 6963.5 | 6973.3481 | 6983.3081 | 6998.3356 | 6929.3509 | 6767.005 | 7221.3553 | 8685.8919 | 8615.5714 | 8645.1523 | 8079.2304 | 8545.9919 | 9839.446 | 9734.8783 | 9463.2494 | 9746.8488 | 10138.4958
Region | Technology | Existing+Committed in 2021 | 2022 | 2023 | 2024 | 2025 | 2026 | 2027 | 2028 | 2029 | 2030 | 2031 | 2032 | 2033 | 2034 | 2035 | 2036 | 2037 | 2038 | 2039 | 2040 | 2041 | 2042
TAS | Black Coal | 0 | 0 | 0 | 0 | 0 | 0 | 0 | 0 | 0 | 0 | 0 | 0 | 0 | 0 | 0 | 0 | 0 | 0 | 0 | 0 | 0 | 0
TAS | Brown Coal | 0 | 0 | 0 | 0 | 0 | 0 | 0 | 0 | 0 | 0 | 0 | 0 | 0 | 0 | 0 | 0 | 0 | 0 | 0 | 0 | 0 | 0
TAS | CCGT | 0 | 0 | 0 | 0 | 0 | 0 | 0 | 0 | 0 | 0 | 0 | 0 | 0 | 0 | 0 | 0 | 0 | 0 | 0 | 0 | 0 | 0
TAS | Peaking Gas+Liquids | 178 | 178 | 178 | 178 | 178 | 178 | 178 | 178 | 178 | 178 | 178 | 178 | 178 | 178 | 178 | 178 | 178 | 178 | 178 | 178 | 58 | 58
TAS | Hydro | 2263.1 | 2263.1 | 2263.1 | 2263.1 | 2263.1 | 2263.1 | 2263.1 | 2263.1 | 2263.1 | 2263.1 | 2263.1 | 2263.1 | 2263.1 | 2263.1 | 2263.1 | 2263.1 | 2653.1 | 2653.1 | 2653.1 | 2653.1 | 2653.1 | 2653.1
TAS | Dispatchable Storage | 1.8943 | 2.2067 | 2.2535 | 2.264 | 3.3928 | 4.6261 | 5.9009 | 7.3512 | 8.8652 | 12.1055 | 12.9087 | 13.9678 | 15.6816 | 16.9021 | 19.5316 | 22.8838 | 24.6314 | 26.4621 | 28.494 | 30.7124 | 31.6893 | 32.553
TAS | Behind the Meter Storage | 7.5773 | 8.8269 | 10.5852 | 12.3369 | 14.527 | 15.9345 | 16.7368 | 17.5732 | 18.2798 | 22.0268 | 21.1867 | 21.1079 | 22.2279 | 22.8357 | 25.4896 | 29.1529 | 30.8769 | 32.9041 | 35.1451 | 37.5764 | 38.4595 | 39.1902
TAS | Wind | 572.95 | 572.95 | 572.95 | 572.95 | 572.95 | 572.95 | 572.95 | 616.1742 | 616.1742 | 616.1742 | 616.1742 | 616.1742 | 829.2122 | 829.2122 | 829.2122 | 829.2122 | 1472.95 | 1784.831 | 1784.831 | 1784.831 | 1784.831 | 1784.831
TAS | Solar | 0 | 0 | 0 | 0 | 0 | 0 | 0 | 0 | 0 | 0 | 0 | 0 | 0 | 0 | 0 | 0 | 0 | 0 | 0 | 0 | 0 | 0
TAS | Distributed PV | 180.4228 | 187.599 | 195.0536 | 197.3229 | 198.2143 | 198.1166 | 197.8208 | 197.5031 | 199.7718 | 199.9869 | 199.6467 | 200.0335 | 204.8431 | 212.5619 | 231.7463 | 264.4712 | 274.5829 | 285.0686 | 291.4464 | 296.8113 | 312.5262 | 327.914
Total |  | 3203.9444 | 3212.6826 | 3221.9422 | 3225.9738 | 3230.1841 | 3232.7272 | 3234.5085 | 3279.7017 | 3284.1909 | 3291.3934 | 3291.0162 | 3292.3834 | 3513.0648 | 3522.6118 | 3547.0798 | 3586.8201 | 4634.1412 | 4960.3659 | 4971.0165 | 4981.0312 | 4878.6061 | 4895.5882
TAS | DSP | 29.51 | 29.534 | 29.7935 | 29.971 | 30.0823 | 30.1714 | 30.3648 | 29.8254 | 30.5104 | 31.1286 | 31.2702 | 31.4243 | 31.5199 | 31.6745 | 31.8346 | 31.7536 | 31.9385 | 32.1768 | 32.373 | 32.6063 | 32.7384 | 33.0328
Total including DSP |  | 3233.4544 | 3242.2166 | 3251.7358 | 3255.9449 | 3260.2664 | 3262.8987 | 3264.8734 | 3309.5271 | 3314.7013 | 3322.522 | 3322.2865 | 3323.8078 | 3544.5846 | 3554.2863 | 3578.9144 | 3618.5738 | 4666.0797 | 4992.5427 | 5003.3895 | 5013.6374 | 4911.3445 | 4928.6211

## Capacity_2
Installed capacity by technology (MW) - Central with early coal closure (DP1)
Capacity calculated on 1 July. Years are financial year ending. In early study years some wind and solar projects enter later in the financial year and are reflected in the following financial year's capacity.
Region | Technology | Existing+Committed in 2021 | 2022 | 2023 | 2024 | 2025 | 2026 | 2027 | 2028 | 2029 | 2030 | 2031 | 2032 | 2033 | 2034 | 2035 | 2036 | 2037 | 2038 | 2039 | 2040 | 2041 | 2042
NEM | Black Coal | 18336 | 18336 | 17861 | 16386 | 16386 | 16386 | 16386 | 16386 | 15686 | 14366 | 14366 | 14366 | 11486 | 11486 | 11486 | 7066 | 6366 | 5216 | 5216 | 5216 | 5216 | 5216
NEM | Brown Coal | 4820 | 4820 | 4820 | 4820 | 4820 | 4820 | 4820 | 3370 | 3370 | 3370 | 3370 | 3370 | 3370 | 3370 | 3370 | 3370 | 3370 | 3370 | 3370 | 3370 | 3370 | 3370
NEM | CCGT | 4285.9 | 4285.9 | 4045.9 | 3865.9 | 3865.9 | 3865.9 | 3865.9 | 3865.9 | 3480.9 | 3480.9 | 3480.9 | 3480.9 | 3480.9 | 3480.9 | 3480.9 | 2680.9 | 2680.9 | 2151.9 | 2151.9 | 1508.5 | 1508.5 | 1508.5
NEM | Peaking Gas+Liquids | 6812.873 | 6812.873 | 6812.873 | 6812.873 | 6812.873 | 6812.873 | 6812.873 | 6812.873 | 6812.873 | 6812.873 | 6430.373 | 6430.373 | 6196.033 | 5734.033 | 5617.033 | 5487.033 | 5487.033 | 5487.033 | 5487.033 | 5047.033 | 4927.033 | 4927.033
NEM | Hydro | 6906.5 | 6906.5 | 6906.5 | 6906.5 | 6906.5 | 6906.5 | 6906.5 | 6906.5 | 6906.5 | 6906.5 | 6906.5 | 6906.5 | 6906.5 | 6906.5 | 6906.5 | 6906.5 | 7296.5 | 7210.1 | 7210.1 | 7210.1 | 7210.1 | 7210.1
NEM | Dispatchable Storage | 1197.7119 | 1211.1822 | 1231.1619 | 1231.3446 | 3322.0266 | 3380.4308 | 3440.5031 | 3900.0953 | 3973.7052 | 4118.8453 | 4161.9747 | 4323.7843 | 4432.1467 | 5541.1584 | 6203.5952 | 8035.5822 | 9143.498 | 9639.5641 | 11637.9168 | 11757.0776 | 12387.9673 | 14364.5029
NEM | Behind the Meter Storage | 390.8477 | 444.7287 | 522.1652 | 606.7287 | 693.7488 | 759.2616 | 795.595 | 833.399 | 870.6424 | 1032.3762 | 1000.6238 | 1005.4321 | 1040.1259 | 1076.1938 | 1176.5966 | 1328.6811 | 1416.3921 | 1516.1836 | 1633.7332 | 1766.3699 | 1829.9223 | 1887.2111
NEM | Wind | 9005.458 | 9005.458 | 10092.658 | 10092.658 | 10092.658 | 10662.4186 | 11392.458 | 12244.4822 | 14000.9217 | 14863.999 | 14817.999 | 14817.999 | 15813.999 | 15735.299 | 15740.1492 | 20224.242 | 21613.2066 | 25952.8884 | 25343.8884 | 25230.6845 | 25200.4439 | 25152.1439
NEM | Solar | 5151.711 | 5151.711 | 5941.711 | 5941.711 | 6041.711 | 6201.711 | 6768.519 | 9341.7577 | 9545.3612 | 9777.7604 | 10155.5622 | 10409.0561 | 14165.8053 | 15237.1021 | 15237.1021 | 17477.3848 | 17477.3848 | 18750.1817 | 18599.8817 | 19037.3312 | 20658.2659 | 20658.2659
NEM | Distributed PV | 10577.5784 | 11182.5634 | 11767.3114 | 12110.0151 | 12385.4875 | 12632.6732 | 12874.148 | 13113.8285 | 13473.7679 | 13740.9594 | 13981.9581 | 14271.833 | 14866.7191 | 15608.3889 | 16750.1885 | 18549.4629 | 19428.9402 | 20238.2583 | 20882.5426 | 21502.9137 | 22672.4336 | 23854.5037
Total |  | 67484.58 | 68156.9163 | 70001.2805 | 68773.7304 | 71326.905 | 72427.7683 | 74062.4961 | 76774.8357 | 78120.6715 | 78470.2134 | 78671.8908 | 79381.8777 | 81758.229 | 84175.5753 | 85968.0645 | 91125.7861 | 94279.8548 | 99532.1092 | 101532.9957 | 101646.0099 | 104980.666 | 108148.2605
NEM | DSP | 442.51 | 481.9947 | 523.9087 | 563.5537 | 604.8769 | 642.2207 | 683.7217 | 723.7206 | 769.3578 | 813.2293 | 856.8643 | 902.9323 | 945.2407 | 987.7993 | 1036.2071 | 1080.8117 | 1130.9974 | 1182.6764 | 1231.8342 | 1286.6284 | 1339.5566 | 1392.374
Total including DSP |  | 67927.09 | 68638.9109 | 70525.1892 | 69337.2841 | 71931.7819 | 73069.989 | 74746.2178 | 77498.5563 | 78890.0293 | 79283.4427 | 79528.7551 | 80284.8099 | 82703.4697 | 85163.3746 | 87004.2716 | 92206.5978 | 95410.8522 | 100714.7856 | 102764.8299 | 102932.6382 | 106320.2225 | 109540.6345
Region | Technology | Existing+Committed in 2021 | 2022 | 2023 | 2024 | 2025 | 2026 | 2027 | 2028 | 2029 | 2030 | 2031 | 2032 | 2033 | 2034 | 2035 | 2036 | 2037 | 2038 | 2039 | 2040 | 2041 | 2042
NSW | Black Coal | 10210 | 10210 | 9735 | 8260 | 8260 | 8260 | 8260 | 8260 | 8260 | 6940 | 6940 | 6940 | 4060 | 4060 | 4060 | 1320 | 1320 | 1320 | 1320 | 1320 | 1320 | 1320
NSW | Brown Coal | 0 | 0 | 0 | 0 | 0 | 0 | 0 | 0 | 0 | 0 | 0 | 0 | 0 | 0 | 0 | 0 | 0 | 0 | 0 | 0 | 0 | 0
NSW | CCGT | 440 | 440 | 440 | 440 | 440 | 440 | 440 | 440 | 440 | 440 | 440 | 440 | 440 | 440 | 440 | 440 | 440 | 440 | 440 | 440 | 440 | 440
NSW | Peaking Gas+Liquids | 1561.233 | 1561.233 | 1561.233 | 1561.233 | 1561.233 | 1561.233 | 1561.233 | 1561.233 | 1561.233 | 1561.233 | 1561.233 | 1561.233 | 1561.233 | 1561.233 | 1561.233 | 1511.233 | 1511.233 | 1511.233 | 1511.233 | 1511.233 | 1511.233 | 1511.233
NSW | Hydro | 2285 | 2285 | 2285 | 2285 | 2285 | 2285 | 2285 | 2285 | 2285 | 2285 | 2285 | 2285 | 2285 | 2285 | 2285 | 2285 | 2285 | 2285 | 2285 | 2285 | 2285 | 2285
NSW | Dispatchable Storage | 273.3575 | 280.5403 | 282.7449 | 284.5264 | 2347.1685 | 2372.8062 | 2399.0398 | 2428.929 | 2462.4971 | 2527.943 | 2544.5716 | 2570.8023 | 2600.0667 | 3337.834 | 3743.027 | 4908.4667 | 4942.7628 | 4979.8669 | 5133.1831 | 5180.7559 | 5718.0965 | 5740.8458
NSW | Behind the Meter Storage | 133.43 | 162.1612 | 200.7871 | 242.6292 | 287.5949 | 319.6657 | 337.6342 | 356.018 | 376.3052 | 451.1476 | 434.2345 | 439.4556 | 453.6777 | 468.9166 | 509.2789 | 571.5192 | 605.359 | 646.613 | 694.0331 | 746.6493 | 770.3946 | 791.5885
NSW | Wind | 1639.46 | 1639.46 | 1866.46 | 1866.46 | 1866.46 | 1866.46 | 1866.46 | 1866.46 | 1866.46 | 1866.46 | 1866.46 | 1866.46 | 2767.46 | 2967.46 | 2967.46 | 5410.3326 | 5363.8326 | 6269.8236 | 6239.8236 | 6239.8236 | 5879.3236 | 5831.0236
NSW | Solar | 1837.317 | 1837.317 | 2217.317 | 2217.317 | 2217.317 | 2217.317 | 2217.317 | 2441.7698 | 2441.7698 | 2441.7698 | 2819.5715 | 3073.0655 | 6253.6456 | 6915.2157 | 6915.2157 | 8037.317 | 8037.317 | 8863.6415 | 8713.3415 | 8944.9281 | 10565.8628 | 10565.8628
NSW | Distributed PV | 2774.0673 | 2995.2711 | 3223.0557 | 3332.0398 | 3405.5028 | 3462.2765 | 3514.9687 | 3565.9122 | 3675.5033 | 3739.6814 | 3790.33 | 3864.5318 | 4068.6881 | 4333.8378 | 4732.2988 | 5364.0737 | 5619.4347 | 5879.2098 | 6075.6052 | 6261.2729 | 6640.7335 | 7018.6874
Total |  | 21153.8648 | 21410.9826 | 21811.5977 | 20489.2054 | 22670.2762 | 22784.7584 | 22881.6526 | 23205.322 | 23368.7684 | 22253.2348 | 22681.4007 | 23040.5482 | 24489.7711 | 26369.497 | 27213.5135 | 29847.9422 | 30124.9391 | 32195.3878 | 32412.2196 | 32929.6629 | 35130.6441 | 35504.241
NSW | DSP | 93.24 | 108.9702 | 125.7417 | 141.5464 | 157.576 | 172.5971 | 189.7623 | 205.2943 | 224.6814 | 243.7857 | 261.3059 | 279.5118 | 297.6069 | 315.4147 | 337.184 | 354.2201 | 374.2368 | 395.7139 | 418.2215 | 438.9016 | 460.7186 | 481.5922
Total including DSP |  | 21247.1048 | 21519.9528 | 21937.3394 | 20630.7518 | 22827.8522 | 22957.3555 | 23071.4149 | 23410.6163 | 23593.4499 | 22497.0205 | 22942.7066 | 23320.06 | 24787.3781 | 26684.9117 | 27550.6974 | 30202.1623 | 30499.1758 | 32591.1017 | 32830.4411 | 33368.5645 | 35591.3627 | 35985.8332
Region | Technology | Existing+Committed in 2021 | 2022 | 2023 | 2024 | 2025 | 2026 | 2027 | 2028 | 2029 | 2030 | 2031 | 2032 | 2033 | 2034 | 2035 | 2036 | 2037 | 2038 | 2039 | 2040 | 2041 | 2042
QLD | Black Coal | 8126 | 8126 | 8126 | 8126 | 8126 | 8126 | 8126 | 8126 | 7426 | 7426 | 7426 | 7426 | 7426 | 7426 | 7426 | 5746 | 5046 | 3896 | 3896 | 3896 | 3896 | 3896
QLD | Brown Coal | 0 | 0 | 0 | 0 | 0 | 0 | 0 | 0 | 0 | 0 | 0 | 0 | 0 | 0 | 0 | 0 | 0 | 0 | 0 | 0 | 0 | 0
QLD | CCGT | 1596.9 | 1596.9 | 1596.9 | 1596.9 | 1596.9 | 1596.9 | 1596.9 | 1596.9 | 1211.9 | 1211.9 | 1211.9 | 1211.9 | 1211.9 | 1211.9 | 1211.9 | 1211.9 | 1211.9 | 1211.9 | 1211.9 | 1068.5 | 1068.5 | 1068.5
QLD | Peaking Gas+Liquids | 1909.5 | 1909.5 | 1909.5 | 1909.5 | 1909.5 | 1909.5 | 1909.5 | 1909.5 | 1909.5 | 1909.5 | 1909.5 | 1909.5 | 1909.5 | 1617.5 | 1500.5 | 1500.5 | 1500.5 | 1500.5 | 1500.5 | 1500.5 | 1500.5 | 1500.5
QLD | Hydro | 152.4 | 152.4 | 152.4 | 152.4 | 152.4 | 152.4 | 152.4 | 152.4 | 152.4 | 152.4 | 152.4 | 152.4 | 152.4 | 152.4 | 152.4 | 152.4 | 152.4 | 66 | 66 | 66 | 66 | 66
QLD | Dispatchable Storage | 583.674 | 586.9254 | 608.0057 | 608.6776 | 618.8948 | 631.27 | 643.4023 | 658.2581 | 674.4049 | 706.7889 | 715.7206 | 727.3907 | 741.6597 | 1146.8032 | 1291.2549 | 1902.4877 | 2303.4793 | 2321.6926 | 4127.7655 | 4155.3514 | 4224.5186 | 4239.1014
QLD | Behind the Meter Storage | 54.6962 | 67.7015 | 84.5788 | 101.7764 | 123.7188 | 142.1521 | 151.4657 | 163.1725 | 174.0412 | 212.5046 | 206.3421 | 207.6225 | 214.9695 | 224.6887 | 243.6396 | 273.1083 | 296.0428 | 316.302 | 342.8319 | 373.8223 | 389.2353 | 403.6621
QLD | Wind | 676.608 | 676.608 | 1176.608 | 1176.608 | 1176.608 | 1526.5686 | 1776.608 | 1821.608 | 3098.0475 | 3571.8748 | 3571.8748 | 3571.8748 | 3571.8748 | 3571.8748 | 3576.7249 | 5178.2895 | 6295.5783 | 8177.4516 | 8177.4516 | 8388.1187 | 8388.1187 | 8388.1187
QLD | Solar | 1971.857 | 1971.857 | 2381.857 | 2381.857 | 2381.857 | 2381.857 | 2788.665 | 4017.4509 | 4061.0544 | 4133.4536 | 4133.4536 | 4133.4536 | 4133.4536 | 4133.4536 | 4133.4536 | 4933.4345 | 4933.4345 | 4883.4345 | 4883.4345 | 5089.2974 | 5089.2974 | 5089.2974
QLD | Distributed PV | 3808.1364 | 3976.2113 | 4157.0767 | 4294.1895 | 4423.783 | 4551.5261 | 4678.5652 | 4805.5071 | 4947.5708 | 5078.0609 | 5205.5887 | 5341.7383 | 5516.6815 | 5747.3816 | 5997.5074 | 6405.7786 | 6685.8792 | 6929.5972 | 7149.0334 | 7368.3152 | 7708.6309 | 8053.9151
Total |  | 18879.7717 | 19064.1032 | 20192.9262 | 20347.9084 | 20509.6617 | 21018.1738 | 21823.5061 | 23250.7966 | 23654.9189 | 24402.4829 | 24532.7798 | 24681.8799 | 24878.4392 | 25232.0019 | 25533.3805 | 27303.8985 | 28425.2141 | 29302.8778 | 31354.9169 | 31905.9049 | 32330.8008 | 32705.0947
QLD | DSP | 202.14 | 209.0765 | 217.4208 | 224.6334 | 231.458 | 238.3062 | 245.3805 | 254.1702 | 261.4568 | 268.4465 | 275.7043 | 284.2854 | 291.6903 | 299.8223 | 307.888 | 317.3999 | 325.4331 | 334.8069 | 343.0265 | 353.8067 | 362.9769 | 371.5053
Total including DSP |  | 19081.9117 | 19273.1798 | 20410.347 | 20572.5418 | 20741.1197 | 21256.4801 | 22068.8866 | 23504.9668 | 23916.3757 | 24670.9295 | 24808.4842 | 24966.1653 | 25170.1295 | 25531.8242 | 25841.2684 | 27621.2985 | 28750.6472 | 29637.6847 | 31697.9434 | 32259.7116 | 32693.7776 | 33076.5999
Region | Technology | Existing+Committed in 2021 | 2022 | 2023 | 2024 | 2025 | 2026 | 2027 | 2028 | 2029 | 2030 | 2031 | 2032 | 2033 | 2034 | 2035 | 2036 | 2037 | 2038 | 2039 | 2040 | 2041 | 2042
VIC | Black Coal | 0 | 0 | 0 | 0 | 0 | 0 | 0 | 0 | 0 | 0 | 0 | 0 | 0 | 0 | 0 | 0 | 0 | 0 | 0 | 0 | 0 | 0
VIC | Brown Coal | 4820 | 4820 | 4820 | 4820 | 4820 | 4820 | 4820 | 3370 | 3370 | 3370 | 3370 | 3370 | 3370 | 3370 | 3370 | 3370 | 3370 | 3370 | 3370 | 3370 | 3370 | 3370
VIC | CCGT | 500 | 500 | 500 | 500 | 500 | 500 | 500 | 500 | 500 | 500 | 500 | 500 | 500 | 500 | 500 | 500 | 500 | 500 | 500 | 0 | 0 | 0
VIC | Peaking Gas+Liquids | 1900 | 1900 | 1900 | 1900 | 1900 | 1900 | 1900 | 1900 | 1900 | 1900 | 1900 | 1900 | 1900 | 1730 | 1730 | 1730 | 1730 | 1730 | 1730 | 1290 | 1290 | 1290
VIC | Hydro | 2206 | 2206 | 2206 | 2206 | 2206 | 2206 | 2206 | 2206 | 2206 | 2206 | 2206 | 2206 | 2206 | 2206 | 2206 | 2206 | 2206 | 2206 | 2206 | 2206 | 2206 | 2206
VIC | Dispatchable Storage | 90.5549 | 93.4473 | 94.2705 | 95.4481 | 106.5904 | 119.9621 | 134.5567 | 414.2141 | 431.0143 | 466.6973 | 477.8398 | 490.6042 | 549.7289 | 510.8041 | 523.881 | 566.6746 | 589.7292 | 615.4016 | 644.5586 | 677.4195 | 696.9268 | 1873.5848
VIC | Behind the Meter Storage | 62.2196 | 73.7891 | 90.5201 | 111.424 | 135.2607 | 154.8694 | 168.9215 | 180.9192 | 190.6962 | 233.2042 | 228.6419 | 229.8086 | 242.8211 | 253.1668 | 287.711 | 335.3744 | 358.9041 | 387.9311 | 420.7677 | 457.5845 | 477.5778 | 495.0885
VIC | Wind | 3976.73 | 3976.73 | 4336.93 | 4336.93 | 4336.93 | 4556.73 | 5036.73 | 5516.73 | 5996.73 | 6476.73 | 6476.73 | 6476.73 | 6476.73 | 6424.23 | 6424.23 | 6424.23 | 6424.23 | 6357.03 | 5937.03 | 5939.859 | 6056.73 | 6056.73
VIC | Solar | 964.537 | 964.537 | 964.537 | 964.537 | 1064.537 | 1224.537 | 1384.537 | 1544.537 | 1704.537 | 1864.537 | 1864.537 | 1864.537 | 1864.537 | 1864.537 | 1864.537 | 2168.6333 | 2168.6333 | 2665.1057 | 2665.1057 | 2665.1057 | 2665.1057 | 2665.1057
VIC | Distributed PV | 2472.7929 | 2639.3976 | 2788.9801 | 2877.1261 | 2943.0625 | 3000.3354 | 3056.8613 | 3113.3849 | 3209.9198 | 3275.6588 | 3333.0128 | 3403.6891 | 3596.3023 | 3810.4505 | 4248.6525 | 4869.6991 | 5160.5205 | 5410.6877 | 5598.9511 | 5777.224 | 6136.5116 | 6494.9195
Total |  | 16992.8344 | 17173.9011 | 17701.2377 | 17811.4653 | 18012.3806 | 18482.4339 | 19207.6064 | 18745.7852 | 19508.8973 | 20292.8273 | 20356.7615 | 20441.3688 | 20706.1193 | 20669.1884 | 21155.0115 | 22170.6114 | 22508.0171 | 23242.1561 | 23072.4131 | 22383.1927 | 22898.852 | 24451.4285
VIC | DSP | 84.63 | 97.378 | 109.5824 | 121.8787 | 136.0346 | 147.3209 | 160.0883 | 172.6159 | 186.5326 | 199.0557 | 213.2594 | 227.5032 | 239.8286 | 252.8366 | 266.4402 | 280.3259 | 296.9903 | 312.2446 | 326.1545 | 344.6726 | 361.8003 | 378.9913
Total including DSP |  | 17077.4644 | 17271.279 | 17810.8202 | 17933.3439 | 18148.4152 | 18629.7548 | 19367.6947 | 18918.4011 | 19695.4299 | 20491.883 | 20570.0209 | 20668.872 | 20945.9479 | 20922.025 | 21421.4516 | 22450.9373 | 22805.0074 | 23554.4007 | 23398.5677 | 22727.8654 | 23260.6523 | 24830.4198
Region | Technology | Existing+Committed in 2021 | 2022 | 2023 | 2024 | 2025 | 2026 | 2027 | 2028 | 2029 | 2030 | 2031 | 2032 | 2033 | 2034 | 2035 | 2036 | 2037 | 2038 | 2039 | 2040 | 2041 | 2042
SA | Black Coal | 0 | 0 | 0 | 0 | 0 | 0 | 0 | 0 | 0 | 0 | 0 | 0 | 0 | 0 | 0 | 0 | 0 | 0 | 0 | 0 | 0 | 0
SA | Brown Coal | 0 | 0 | 0 | 0 | 0 | 0 | 0 | 0 | 0 | 0 | 0 | 0 | 0 | 0 | 0 | 0 | 0 | 0 | 0 | 0 | 0 | 0
SA | CCGT | 1749 | 1749 | 1509 | 1329 | 1329 | 1329 | 1329 | 1329 | 1329 | 1329 | 1329 | 1329 | 1329 | 1329 | 1329 | 529 | 529 | 0 | 0 | 0 | 0 | 0
SA | Peaking Gas+Liquids | 1264.14 | 1264.14 | 1264.14 | 1264.14 | 1264.14 | 1264.14 | 1264.14 | 1264.14 | 1264.14 | 1264.14 | 881.64 | 881.64 | 647.3 | 647.3 | 647.3 | 567.3 | 567.3 | 567.3 | 567.3 | 567.3 | 567.3 | 567.3
SA | Hydro | 0 | 0 | 0 | 0 | 0 | 0 | 0 | 0 | 0 | 0 | 0 | 0 | 0 | 0 | 0 | 0 | 0 | 0 | 0 | 0 | 0 | 0
SA | Dispatchable Storage | 248.2312 | 248.0625 | 243.8874 | 240.4284 | 245.9801 | 251.7664 | 257.6035 | 391.3429 | 396.9237 | 405.3106 | 410.9341 | 521.0194 | 525.0098 | 528.8151 | 625.9007 | 635.0694 | 1282.8952 | 1696.1409 | 1703.9155 | 1712.8384 | 1716.7361 | 2478.4179
SA | Behind the Meter Storage | 132.9247 | 132.25 | 135.694 | 138.5621 | 132.6474 | 126.6399 | 120.8369 | 115.716 | 111.32 | 113.493 | 110.2187 | 107.4376 | 106.4297 | 106.586 | 110.4775 | 119.5263 | 125.2094 | 132.4334 | 140.9554 | 150.7375 | 154.255 | 157.6818
SA | Wind | 2139.71 | 2139.71 | 2139.71 | 2139.71 | 2139.71 | 2139.71 | 2139.71 | 2139.71 | 2139.71 | 2048.96 | 2002.96 | 2002.96 | 2097.96 | 1871.76 | 1871.76 | 2311.4157 | 2056.6157 | 3353.1718 | 3194.1718 | 2867.4718 | 3080.8602 | 3080.8602
SA | Solar | 378 | 378 | 378 | 378 | 378 | 378 | 378 | 1338 | 1338 | 1338 | 1338 | 1338 | 1914.1691 | 2323.8958 | 2323.8958 | 2338 | 2338 | 2338 | 2338 | 2338 | 2338 | 2338
SA | Distributed PV | 1342.1589 | 1384.0843 | 1403.1452 | 1409.3369 | 1414.9248 | 1420.4186 | 1425.932 | 1431.5212 | 1441.0022 | 1447.5714 | 1453.3798 | 1461.8403 | 1480.204 | 1504.1572 | 1539.9833 | 1645.4404 | 1688.523 | 1733.6951 | 1767.5065 | 1799.2902 | 1874.0314 | 1959.0678
Total |  | 7254.1648 | 7295.2468 | 7073.5766 | 6899.1775 | 6904.4023 | 6909.6749 | 6915.2224 | 8009.4301 | 8020.0959 | 7946.475 | 7526.1325 | 7641.8973 | 8100.0726 | 8311.5141 | 8448.3173 | 8145.7518 | 8587.5433 | 9820.7412 | 9711.8492 | 9435.6378 | 9731.1827 | 10581.3277
SA | DSP | 32.99 | 37.0359 | 41.3702 | 45.5242 | 49.726 | 53.825 | 58.1257 | 61.8148 | 66.1765 | 70.8127 | 75.3244 | 80.2075 | 84.595 | 88.0512 | 92.8604 | 97.1121 | 102.3988 | 107.7343 | 112.0587 | 116.6412 | 121.3224 | 127.2525
Total including DSP |  | 7287.1548 | 7332.2827 | 7114.9469 | 6944.7017 | 6954.1284 | 6963.5 | 6973.3481 | 8071.2449 | 8086.2724 | 8017.2877 | 7601.4569 | 7722.1048 | 8184.6676 | 8399.5653 | 8541.1777 | 8242.8639 | 8689.9421 | 9928.4755 | 9823.9079 | 9552.279 | 9852.5051 | 10708.5802
Region | Technology | Existing+Committed in 2021 | 2022 | 2023 | 2024 | 2025 | 2026 | 2027 | 2028 | 2029 | 2030 | 2031 | 2032 | 2033 | 2034 | 2035 | 2036 | 2037 | 2038 | 2039 | 2040 | 2041 | 2042
TAS | Black Coal | 0 | 0 | 0 | 0 | 0 | 0 | 0 | 0 | 0 | 0 | 0 | 0 | 0 | 0 | 0 | 0 | 0 | 0 | 0 | 0 | 0 | 0
TAS | Brown Coal | 0 | 0 | 0 | 0 | 0 | 0 | 0 | 0 | 0 | 0 | 0 | 0 | 0 | 0 | 0 | 0 | 0 | 0 | 0 | 0 | 0 | 0
TAS | CCGT | 0 | 0 | 0 | 0 | 0 | 0 | 0 | 0 | 0 | 0 | 0 | 0 | 0 | 0 | 0 | 0 | 0 | 0 | 0 | 0 | 0 | 0
TAS | Peaking Gas+Liquids | 178 | 178 | 178 | 178 | 178 | 178 | 178 | 178 | 178 | 178 | 178 | 178 | 178 | 178 | 178 | 178 | 178 | 178 | 178 | 178 | 58 | 58
TAS | Hydro | 2263.1 | 2263.1 | 2263.1 | 2263.1 | 2263.1 | 2263.1 | 2263.1 | 2263.1 | 2263.1 | 2263.1 | 2263.1 | 2263.1 | 2263.1 | 2263.1 | 2263.1 | 2263.1 | 2653.1 | 2653.1 | 2653.1 | 2653.1 | 2653.1 | 2653.1
TAS | Dispatchable Storage | 1.8943 | 2.2067 | 2.2535 | 2.264 | 3.3928 | 4.6261 | 5.9009 | 7.3512 | 8.8652 | 12.1055 | 12.9087 | 13.9678 | 15.6816 | 16.9021 | 19.5316 | 22.8838 | 24.6314 | 26.4621 | 28.494 | 30.7124 | 31.6893 | 32.553
TAS | Behind the Meter Storage | 7.5773 | 8.8269 | 10.5852 | 12.3369 | 14.527 | 15.9345 | 16.7368 | 17.5732 | 18.2798 | 22.0268 | 21.1867 | 21.1079 | 22.2279 | 22.8357 | 25.4896 | 29.1529 | 30.8769 | 32.9041 | 35.1451 | 37.5764 | 38.4595 | 39.1902
TAS | Wind | 572.95 | 572.95 | 572.95 | 572.95 | 572.95 | 572.95 | 572.95 | 899.9742 | 899.9742 | 899.9742 | 899.9742 | 899.9742 | 899.9742 | 899.9742 | 899.9742 | 899.9742 | 1472.95 | 1795.4114 | 1795.4114 | 1795.4114 | 1795.4114 | 1795.4114
TAS | Solar | 0 | 0 | 0 | 0 | 0 | 0 | 0 | 0 | 0 | 0 | 0 | 0 | 0 | 0 | 0 | 0 | 0 | 0 | 0 | 0 | 0 | 0
TAS | Distributed PV | 180.4228 | 187.599 | 195.0536 | 197.3229 | 198.2143 | 198.1166 | 197.8208 | 197.5031 | 199.7718 | 199.9869 | 199.6467 | 200.0335 | 204.8431 | 212.5619 | 231.7463 | 264.4712 | 274.5829 | 285.0686 | 291.4464 | 296.8113 | 312.5262 | 327.914
Total |  | 3203.9444 | 3212.6826 | 3221.9422 | 3225.9738 | 3230.1841 | 3232.7272 | 3234.5085 | 3563.5017 | 3567.991 | 3575.1934 | 3574.8163 | 3576.1835 | 3583.8268 | 3593.3738 | 3617.8418 | 3657.5822 | 4634.1412 | 4970.9462 | 4981.5969 | 4991.6115 | 4889.1864 | 4906.1686
TAS | DSP | 29.51 | 29.534 | 29.7935 | 29.971 | 30.0823 | 30.1714 | 30.3648 | 29.8254 | 30.5104 | 31.1286 | 31.2702 | 31.4243 | 31.5199 | 31.6745 | 31.8346 | 31.7536 | 31.9385 | 32.1768 | 32.373 | 32.6063 | 32.7384 | 33.0328
Total including DSP |  | 3233.4544 | 3242.2166 | 3251.7358 | 3255.9449 | 3260.2664 | 3262.8987 | 3264.8734 | 3593.3272 | 3598.5014 | 3606.322 | 3606.0865 | 3607.6078 | 3615.3467 | 3625.0484 | 3649.6764 | 3689.3358 | 4666.0797 | 5003.123 | 5013.9699 | 5024.2178 | 4921.9249 | 4939.2014

## Retirements_1
Remaining capacity of Coal (MW) - Central (DP1)
Capacity calculated on 1 July. Years are financial year ending.
Region | Technology | 2022 | 2023 | 2024 | 2025 | 2026 | 2027 | 2028 | 2029 | 2030 | 2031 | 2032 | 2033 | 2034 | 2035 | 2036 | 2037 | 2038 | 2039 | 2040 | 2041 | 2042
NSW | Black Coal | 10210 | 9735 | 8260 | 8260 | 8260 | 8260 | 8260 | 8260 | 6940 | 6940 | 6940 | 4060 | 4060 | 4060 | 1320 | 1320 | 1320 | 1320 | 1320 | 1320 | 1320
QLD | Black Coal | 8126 | 8126 | 8126 | 8126 | 8126 | 8126 | 8126 | 7426 | 7426 | 7426 | 7426 | 7426 | 7426 | 7426 | 5746 | 5046 | 3896 | 3896 | 3896 | 3896 | 3896
VIC | Brown Coal | 4820 | 4820 | 4820 | 4820 | 4820 | 4820 | 4820 | 4820 | 4470 | 4120 | 3745 | 3370 | 3370 | 3370 | 3370 | 3370 | 3370 | 3370 | 3370 | 3370 | 3370
SA | 0 | 0 | 0 | 0 | 0 | 0 | 0 | 0 | 0 | 0 | 0 | 0 | 0 | 0 | 0 | 0 | 0 | 0 | 0 | 0 | 0 | 0
TAS | 0 | 0 | 0 | 0 | 0 | 0 | 0 | 0 | 0 | 0 | 0 | 0 | 0 | 0 | 0 | 0 | 0 | 0 | 0 | 0 | 0 | 0
NEM | Total | 23156 | 22681 | 21206 | 21206 | 21206 | 21206 | 21206 | 20506 | 18836 | 18486 | 18111 | 14856 | 14856 | 14856 | 10436 | 9736 | 8586 | 8586 | 8586 | 8586 | 8586
Cumulative Coal Retirement
Region | Technology | 2022 | 2023 | 2024 | 2025 | 2026 | 2027 | 2028 | 2029 | 2030 | 2031 | 2032 | 2033 | 2034 | 2035 | 2036 | 2037 | 2038 | 2039 | 2040 | 2041 | 2042
NSW | Black Coal | 0 | 475 | 1950 | 1950 | 1950 | 1950 | 1950 | 1950 | 3270 | 3270 | 3270 | 6150 | 6150 | 6150 | 8890 | 8890 | 8890 | 8890 | 8890 | 8890 | 8890
QLD | Black Coal | 0 | 0 | 0 | 0 | 0 | 0 | 0 | 700 | 700 | 700 | 700 | 700 | 700 | 700 | 2380 | 3080 | 4230 | 4230 | 4230 | 4230 | 4230
VIC | Brown Coal | 0 | 0 | 0 | 0 | 0 | 0 | 0 | 0 | 350 | 700 | 1075 | 1450 | 1450 | 1450 | 1450 | 1450 | 1450 | 1450 | 1450 | 1450 | 1450
SA | 0 | 0 | 0 | 0 | 0 | 0 | 0 | 0 | 0 | 0 | 0 | 0 | 0 | 0 | 0 | 0 | 0 | 0 | 0 | 0 | 0 | 0
TAS | 0 | 0 | 0 | 0 | 0 | 0 | 0 | 0 | 0 | 0 | 0 | 0 | 0 | 0 | 0 | 0 | 0 | 0 | 0 | 0 | 0 | 0
NEM | Total | 0 | 475 | 1950 | 1950 | 1950 | 1950 | 1950 | 2650 | 4320 | 4670 | 5045 | 8300 | 8300 | 8300 | 12720 | 13420 | 14570 | 14570 | 14570 | 14570 | 14570

## Retirements_2
Remaining capacity of Coal (MW) - Central with early coal closure (DP1)
Capacity calculated on 1 July. Years are financial year ending.
Region | Technology | 2022 | 2023 | 2024 | 2025 | 2026 | 2027 | 2028 | 2029 | 2030 | 2031 | 2032 | 2033 | 2034 | 2035 | 2036 | 2037 | 2038 | 2039 | 2040 | 2041 | 2042
NSW | Black Coal | 10210 | 9735 | 8260 | 8260 | 8260 | 8260 | 8260 | 8260 | 6940 | 6940 | 6940 | 4060 | 4060 | 4060 | 1320 | 1320 | 1320 | 1320 | 1320 | 1320 | 1320
QLD | Black Coal | 8126 | 8126 | 8126 | 8126 | 8126 | 8126 | 8126 | 7426 | 7426 | 7426 | 7426 | 7426 | 7426 | 7426 | 5746 | 5046 | 3896 | 3896 | 3896 | 3896 | 3896
VIC | Brown Coal | 4820 | 4820 | 4820 | 4820 | 4820 | 4820 | 3370 | 3370 | 3370 | 3370 | 3370 | 3370 | 3370 | 3370 | 3370 | 3370 | 3370 | 3370 | 3370 | 3370 | 3370
SA | 0 | 0 | 0 | 0 | 0 | 0 | 0 | 0 | 0 | 0 | 0 | 0 | 0 | 0 | 0 | 0 | 0 | 0 | 0 | 0 | 0 | 0
TAS | 0 | 0 | 0 | 0 | 0 | 0 | 0 | 0 | 0 | 0 | 0 | 0 | 0 | 0 | 0 | 0 | 0 | 0 | 0 | 0 | 0 | 0
NEM | Total | 23156 | 22681 | 21206 | 21206 | 21206 | 21206 | 19756 | 19056 | 17736 | 17736 | 17736 | 14856 | 14856 | 14856 | 10436 | 9736 | 8586 | 8586 | 8586 | 8586 | 8586
Cumulative Coal Retirement
Region | Technology | 2022 | 2023 | 2024 | 2025 | 2026 | 2027 | 2028 | 2029 | 2030 | 2031 | 2032 | 2033 | 2034 | 2035 | 2036 | 2037 | 2038 | 2039 | 2040 | 2041 | 2042
NSW | Black Coal | 0 | 475 | 1950 | 1950 | 1950 | 1950 | 1950 | 1950 | 3270 | 3270 | 3270 | 6150 | 6150 | 6150 | 8890 | 8890 | 8890 | 8890 | 8890 | 8890 | 8890
QLD | Black Coal | 0 | 0 | 0 | 0 | 0 | 0 | 0 | 700 | 700 | 700 | 700 | 700 | 700 | 700 | 2380 | 3080 | 4230 | 4230 | 4230 | 4230 | 4230
VIC | Brown Coal | 0 | 0 | 0 | 0 | 0 | 0 | 1450 | 1450 | 1450 | 1450 | 1450 | 1450 | 1450 | 1450 | 1450 | 1450 | 1450 | 1450 | 1450 | 1450 | 1450
SA | 0 | 0 | 0 | 0 | 0 | 0 | 0 | 0 | 0 | 0 | 0 | 0 | 0 | 0 | 0 | 0 | 0 | 0 | 0 | 0 | 0 | 0
TAS | 0 | 0 | 0 | 0 | 0 | 0 | 0 | 0 | 0 | 0 | 0 | 0 | 0 | 0 | 0 | 0 | 0 | 0 | 0 | 0 | 0 | 0
NEM | Total | 0 | 475 | 1950 | 1950 | 1950 | 1950 | 3400 | 4100 | 5420 | 5420 | 5420 | 8300 | 8300 | 8300 | 12720 | 13420 | 14570 | 14570 | 14570 | 14570 | 14570

## Generation_1
Annual as-generated generation by technology (GWh) - Central (DP1)
Years are financial year ending.
Region | Technology | 2022 | 2023 | 2024 | 2025 | 2026 | 2027 | 2028 | 2029 | 2030 | 2031 | 2032 | 2033 | 2034 | 2035 | 2036 | 2037 | 2038 | 2039 | 2040 | 2041 | 2042
NEM | Black Coal | 97441.0801 | 94553.062 | 95146.3651 | 91700.4755 | 88656.7303 | 83973.1694 | 88012.8887 | 77477.9908 | 77149.1073 | 82694.2545 | 78955.3576 | 71141.2836 | 72467.362 | 71476.419 | 46946.3329 | 42091.3983 | 33517.6883 | 34398.2428 | 35059.9059 | 34111.5898 | 33296.3364
NEM | Brown Coal | 31943.0229 | 33622.3333 | 33510.6409 | 34163.1789 | 34005.9179 | 32916.8752 | 33487.6524 | 32296.838 | 30181.503 | 28186.5861 | 24690.1645 | 22227.6062 | 22526.5162 | 22184.7864 | 23148.1435 | 22790.9063 | 22216.1489 | 22702.138 | 23048.9103 | 22556.4296 | 22412.9902
NEM | CCGT | 3143.0283 | 3139.0214 | 2998.6431 | 1929.7401 | 1932.15 | 1926.3581 | 1931.8718 | 1878.8398 | 1882.2559 | 1883.4461 | 1895.2728 | 3528.616 | 3081.6411 | 2263.2678 | 4774.5891 | 2602.1158 | 5986.0829 | 3203.2906 | 3376.9815 | 5058.42 | 2595.2224
NEM | Peaking Gas+Liquids | 112.3664 | 94.9534 | 157.2595 | 57.7402 | 29.7692 | 9.2341 | 9.24 | 30.7044 | 37.6891 | 33.9208 | 66.6643 | 253.8299 | 143.1384 | 167.363 | 489.2262 | 236.9543 | 1693.6886 | 607.9526 | 412.5401 | 1323.9136 | 262.7593
NEM | Hydro | 15998.527 | 13174.8794 | 13065.5348 | 16241.0804 | 13757.0277 | 16079.2477 | 9213.3054 | 17346.91 | 15665.5855 | 12120.5905 | 15654.1338 | 14411.8913 | 14095.6065 | 16600.7207 | 14664.3037 | 16556.9102 | 9875.5856 | 17493.0305 | 15836.7204 | 12462.9944 | 15596.8317
NEM | Dispatchable Storage | 175.5282 | 192.6524 | 168.2562 | 284.2603 | 636.5993 | 984.8616 | 1217.2385 | 978.8863 | 845.4732 | 2209.988 | 1765.3316 | 5224.5963 | 6180.9869 | 6748.1338 | 11012.101 | 11615.0355 | 12074.3407 | 13018.9381 | 12654.758 | 14475.0805 | 16050.9389
NEM | Behind the Meter Storage | 307.8815 | 349.5679 | 405.8046 | 466.0259 | 512.881 | 557.6824 | 589.0446 | 618.9552 | 689.9672 | 735.5756 | 736.7638 | 751.0907 | 775.1096 | 827.3416 | 915.6105 | 1017.6304 | 1099.4949 | 1182.6554 | 1259.4802 | 1340.918 | 1398.4534
NEM | Wind | 29308.9544 | 30463.6819 | 30624.6739 | 31203.6789 | 35604.0044 | 37868.6412 | 37356.6208 | 43364.2451 | 46678.4807 | 46108.3399 | 48705.9157 | 50292.347 | 49933.8282 | 50693.0979 | 66481.9408 | 72741.6624 | 82481.0313 | 84906.9524 | 83786.3023 | 82734.1006 | 84075.5602
NEM | Solar | 12774.5275 | 15384.0507 | 14970.4559 | 15103.3844 | 15930.3378 | 17665.6727 | 21332.0124 | 18929.0083 | 20817.4272 | 23211.7047 | 24972.2752 | 36605.0698 | 37398.1417 | 36952.4593 | 45398.9121 | 45632.1274 | 48638.3791 | 42487.6444 | 45814.4319 | 51109.6092 | 52588.6287
NEM | Distributed PV | 15453.3412 | 16385.4373 | 17152.0833 | 17654.0411 | 18090.5305 | 18517.819 | 18972.1167 | 19452.2496 | 19949.297 | 20396.7077 | 20892.9265 | 21567.867 | 22539.4136 | 23894.5703 | 25982.2296 | 27828.6794 | 29023.3593 | 30089.5636 | 31081.7733 | 32341.6811 | 33986.6993
Total excluding storage |  | 206174.8478 | 206817.4195 | 207625.6565 | 208053.3194 | 208006.4676 | 208957.0175 | 210315.7082 | 210776.7859 | 212361.3456 | 214635.5504 | 215832.7104 | 220028.5109 | 222185.6476 | 224232.6843 | 227885.6778 | 230480.7541 | 233431.9642 | 235888.8149 | 238417.5657 | 241698.7383 | 244815.0281
NEM | DSP | 0.13821 | 0 | 0.14155 | 0.27495 | 0 | 0 | 0 | 0 | 0 | 0 | 0 | 0 | 0.61524 | 1.7297 | 2.0149 | 0.69967 | 0.73695 | 0 | 0 | 1.9835 | 0
Total including DSP |  | 206174.986 | 206817.4195 | 207625.7981 | 208053.5944 | 208006.4676 | 208957.0175 | 210315.7082 | 210776.7859 | 212361.3456 | 214635.5504 | 215832.7104 | 220028.5109 | 222186.2629 | 224234.414 | 227887.6927 | 230481.4538 | 233432.7011 | 235888.8149 | 238417.5657 | 241700.7217 | 244815.0281
Region | Technology | 2022 | 2023 | 2024 | 2025 | 2026 | 2027 | 2028 | 2029 | 2030 | 2031 | 2032 | 2033 | 2034 | 2035 | 2036 | 2037 | 2038 | 2039 | 2040 | 2041 | 2042
NSW | Black Coal | 46795.0918 | 45556.785 | 42188.9428 | 39713.7877 | 38765.7724 | 36321.4972 | 41591.6527 | 35785.6649 | 35916.1376 | 40765.1195 | 37752.8673 | 25965.3235 | 26266.0234 | 25526.4304 | 8445.8153 | 8527.4948 | 8392.7784 | 8461.4161 | 8696.16 | 8515.2232 | 8047.3337
NSW | Brown Coal | 0 | 0 | 0 | 0 | 0 | 0 | 0 | 0 | 0 | 0 | 0 | 0 | 0 | 0 | 0 | 0 | 0 | 0 | 0 | 0 | 0
NSW | CCGT | 34.6896 | 34.6896 | 104.3539 | 65.5248 | 65.5248 | 65.5248 | 65.7043 | 65.5248 | 65.5248 | 65.5248 | 65.7043 | 482.1527 | 299.2131 | 197.5645 | 1048.5921 | 268.1921 | 1698.8643 | 718.5737 | 846.8019 | 1644.0502 | 604.0103
NSW | Peaking Gas+Liquids | 13.6326 | 1.0763 | 16.7571 | 25.8436 | 0.11717 | 0 | 0 | 0.82021 | 8.2321 | 2.533 | 16.65 | 48.7413 | 19.3599 | 25.8689 | 91.8467 | 84.0474 | 424.2392 | 169.78 | 90.1015 | 288.1476 | 49.1823
NSW | Hydro | 2200.252 | 1887.5807 | 1869.2842 | 2877.0494 | 1852.2792 | 2268.2831 | 882.6554 | 3501.1212 | 3092.6331 | 1941.5064 | 2283.6796 | 3433.3658 | 3293.5241 | 4016.2061 | 3097.9764 | 3215.72 | 2150.4664 | 4401.4393 | 3990.7423 | 2936.4162 | 3211.1218
NSW | Dispatchable Storage | 26.6351 | 27.1574 | 11.6907 | 120.1425 | 449.478 | 707.9585 | 756.6185 | 554.2727 | 332.7847 | 1561.5396 | 1024.0701 | 4038.2787 | 4518.1456 | 4845.0523 | 7868.5772 | 7730.9449 | 7786.8486 | 8075.0698 | 7560.0522 | 9115.1304 | 9686.8971
NSW | Behind the Meter Storage | 107.7652 | 129.1563 | 157.8533 | 188.5235 | 214.1412 | 236.8803 | 249.0902 | 265.3246 | 298.6179 | 318.9155 | 321.2268 | 325.5928 | 337.0477 | 357.798 | 396.898 | 439.5639 | 469.7602 | 503.9533 | 532.0632 | 563.0129 | 586.9408
NSW | Wind | 4881.3247 | 5470.2151 | 5628.1674 | 5661.5423 | 5919.8996 | 5704.01 | 5373.5696 | 5700.7395 | 5423.3542 | 5657.1086 | 5693.4853 | 8547.2229 | 9469.0378 | 9487.0919 | 16638.064 | 16518.1414 | 18013.1453 | 19960.6705 | 18555.877 | 17831.4005 | 16556.0287
NSW | Solar | 4527.9495 | 5709.0314 | 5521.1756 | 5431.847 | 5727.075 | 5774.2156 | 5766.8822 | 5125.4809 | 5302.5502 | 6777.8975 | 7377.1306 | 16067.7944 | 17098.4808 | 16695.7242 | 20638.0723 | 20671.0953 | 23359.8055 | 20396.324 | 21956.7257 | 27153.0089 | 27962.1055
NSW | Distributed PV | 4163.2051 | 4499.8067 | 4762.0763 | 4903.2931 | 5009.9936 | 5105.8322 | 5206.8626 | 5330.0009 | 5464.1479 | 5566.1473 | 5684.4338 | 5888.3742 | 6222.0125 | 6689.2694 | 7413.6695 | 8026.3537 | 8387.2983 | 8716.162 | 9011.0835 | 9400.8923 | 9925.4109
Total excluding storage |  | 62616.1453 | 63159.1849 | 60090.7573 | 58678.8879 | 57340.6617 | 55239.363 | 58887.3268 | 55509.3524 | 55272.5799 | 60775.8371 | 58873.9509 | 60432.9748 | 62667.6516 | 62638.1553 | 57374.0365 | 57311.0446 | 62426.5974 | 62824.3656 | 63147.492 | 67769.139 | 66355.1932
NSW | DSP | 0 | 0 | 0.14155 | 0.27495 | 0 | 0 | 0 | 0 | 0 | 0 | 0 | 0 | 0.31541 | 1.1235 | 1.0627 | 0.37424 | 0 | 0 | 0 | 1.3822 | 0
Total including DSP |  | 62616.1453 | 63159.1849 | 60090.8988 | 58679.1629 | 57340.6617 | 55239.363 | 58887.3268 | 55509.3524 | 55272.5799 | 60775.8371 | 58873.9509 | 60432.9748 | 62667.967 | 62639.2787 | 57375.0992 | 57311.4188 | 62426.5974 | 62824.3656 | 63147.492 | 67770.5211 | 66355.1932
Region | Technology | 2022 | 2023 | 2024 | 2025 | 2026 | 2027 | 2028 | 2029 | 2030 | 2031 | 2032 | 2033 | 2034 | 2035 | 2036 | 2037 | 2038 | 2039 | 2040 | 2041 | 2042
QLD | Black Coal | 50645.9883 | 48996.277 | 52957.4223 | 51986.6878 | 49890.9579 | 47651.6722 | 46421.2359 | 41692.3258 | 41232.9698 | 41929.1351 | 41202.4903 | 45175.9602 | 46201.3386 | 45949.9886 | 38500.5176 | 33563.9035 | 25124.9099 | 25936.8267 | 26363.7459 | 25596.3666 | 25249.0027
QLD | Brown Coal | 0 | 0 | 0 | 0 | 0 | 0 | 0 | 0 | 0 | 0 | 0 | 0 | 0 | 0 | 0 | 0 | 0 | 0 | 0 | 0 | 0
QLD | CCGT | 1176.4338 | 1176.4338 | 1346.3869 | 1309.0436 | 1309.0436 | 1309.0436 | 1312.63 | 1258.4546 | 1258.4546 | 1258.4546 | 1261.9024 | 1704.1202 | 1551.1994 | 1335.1539 | 2345.4144 | 1783.6491 | 3866.9836 | 2373.9467 | 2530.1796 | 3414.3697 | 1991.212
QLD | Peaking Gas+Liquids | 2.9204 | 0.64725 | 3.5532 | 15.6154 | 2.2551 | 0.50677 | 0.12827 | 16.4212 | 7.2058 | 12.0301 | 1.6105 | 21.212 | 10.4141 | 20.415 | 23.3627 | 35.8238 | 171.3873 | 126.685 | 37.4566 | 150.3906 | 18.7255
QLD | Hydro | 685.1193 | 682.3503 | 679.5812 | 676.8122 | 674.0432 | 671.2742 | 668.5051 | 665.7361 | 662.9671 | 660.198 | 657.429 | 654.66 | 651.891 | 649.1219 | 646.3529 | 643.5839 | 241.4355 | 240.3922 | 239.349 | 238.3057 | 237.2624
QLD | Dispatchable Storage | 16.8767 | 38.4153 | 38.1026 | 71.6323 | 61.4696 | 114.8357 | 303.9943 | 251.2359 | 347.2388 | 400.6378 | 389.6465 | 618.5603 | 1100.1335 | 1255.194 | 2476.846 | 2616.534 | 2621.0483 | 3282.5141 | 3408.95 | 3669.7326 | 3729.246
QLD | Behind the Meter Storage | 48.7846 | 59.6306 | 72.973 | 88.0623 | 103.077 | 115.0753 | 123.6567 | 132.834 | 150.027 | 164.1096 | 164.5179 | 168.272 | 175.2361 | 186.6232 | 205.6042 | 229.5435 | 247.4726 | 266.7541 | 283.3279 | 307.0152 | 322.2739
QLD | Wind | 2306.7854 | 4232.842 | 4120.3903 | 4065.8538 | 6046.6102 | 7638.9428 | 7214.226 | 11664.8444 | 13319.2856 | 13139.4767 | 12797.7571 | 13165.4118 | 12745.7793 | 12912.1935 | 18842.8668 | 23512.0141 | 28963.1787 | 29348.9325 | 30043.3398 | 30203.6838 | 29156.8397
QLD | Solar | 5005.2818 | 6213.3796 | 6131.1274 | 6118.8457 | 6224.2793 | 7377.5486 | 10610.8087 | 8976.283 | 10172.0379 | 10346.3804 | 10823.915 | 11075.3916 | 10957.1064 | 10964.4628 | 13272.6516 | 13240.2202 | 12975.0781 | 10808.2536 | 12281.9289 | 12466.5595 | 13104.9253
QLD | Distributed PV | 5730.5623 | 6067.0459 | 6369.913 | 6610.1034 | 6851.4888 | 7092.358 | 7345.7689 | 7582.8204 | 7831.6134 | 8075.698 | 8337.6671 | 8604.3111 | 8945.3855 | 9342.7222 | 9876.1313 | 10406.2581 | 10828.6763 | 11211.6405 | 11596.0981 | 12025.4846 | 12557.771
Total excluding storage |  | 65553.0912 | 67368.9758 | 71608.3744 | 70782.9618 | 70998.6781 | 71741.3461 | 73573.303 | 71856.8855 | 74484.5341 | 75421.3729 | 75082.7714 | 80401.067 | 81063.1142 | 81174.058 | 83507.2974 | 83185.4528 | 82171.6495 | 80046.6773 | 83092.0977 | 84095.1604 | 82315.7387
QLD | DSP | 0 | 0 | 0 | 0 | 0 | 0 | 0 | 0 | 0 | 0 | 0 | 0 | 0.29982 | 0.60624 | 0.9522 | 0.32543 | 0 | 0 | 0 | 0.60131 | 0
Total including DSP |  | 65553.0912 | 67368.9758 | 71608.3744 | 70782.9618 | 70998.6781 | 71741.3461 | 73573.303 | 71856.8855 | 74484.5341 | 75421.3729 | 75082.7714 | 80401.067 | 81063.414 | 81174.6642 | 83508.2496 | 83185.7783 | 82171.6495 | 80046.6773 | 83092.0977 | 84095.7618 | 82315.7387
Region | Technology | 2022 | 2023 | 2024 | 2025 | 2026 | 2027 | 2028 | 2029 | 2030 | 2031 | 2032 | 2033 | 2034 | 2035 | 2036 | 2037 | 2038 | 2039 | 2040 | 2041 | 2042
VIC | Black Coal | 0 | 0 | 0 | 0 | 0 | 0 | 0 | 0 | 0 | 0 | 0 | 0 | 0 | 0 | 0 | 0 | 0 | 0 | 0 | 0 | 0
VIC | Brown Coal | 31943.0229 | 33622.3333 | 33510.6409 | 34163.1789 | 34005.9179 | 32916.8752 | 33487.6524 | 32296.838 | 30181.503 | 28186.5861 | 24690.1645 | 22227.6062 | 22526.5162 | 22184.7864 | 23148.1435 | 22790.9063 | 22216.1489 | 22702.138 | 23048.9103 | 22556.4296 | 22412.9902
VIC | CCGT | 32.0104 | 14.8791 | 14.0435 | 7.6717 | 10.0816 | 4.2897 | 4.5375 | 7.3604 | 10.7765 | 11.9667 | 18.6661 | 51.8849 | 53.2587 | 69.3109 | 86.3169 | 43.6131 | 420.235 | 110.7702 | 0 | 0 | 0
VIC | Peaking Gas+Liquids | 30.73 | 15.6758 | 10.4669 | 8.511 | 17.0197 | 4.1014 | 4.1999 | 7.5545 | 12.8386 | 9.3026 | 29.3977 | 47.6116 | 19.5332 | 29.279 | 99.6414 | 43.5173 | 390.0215 | 126.5501 | 93.1133 | 238.941 | 56.3902
VIC | Hydro | 3111.8146 | 2879.0047 | 2723.5063 | 3424.4431 | 2649.1551 | 3048.9299 | 1843.0324 | 3714.7814 | 3486.7661 | 2741.5906 | 2986.7883 | 2762.1725 | 2611.1446 | 3284.3395 | 2541.1845 | 2923.1605 | 1765.812 | 3560.2707 | 3344.0724 | 2626.6017 | 2860.2758
VIC | Dispatchable Storage | 38.5825 | 33.5202 | 29.1233 | 33.7136 | 48.308 | 67.8324 | 69.4288 | 81.6025 | 88.6013 | 129.3168 | 137.1857 | 160.0429 | 148.8033 | 237.7774 | 263.806 | 282.5257 | 284.5603 | 306.7236 | 322.2002 | 330.3578 | 1135.429
VIC | Behind the Meter Storage | 45.6645 | 54.6954 | 66.4458 | 81.4292 | 93.4683 | 105.7173 | 116.7378 | 124.2719 | 142.705 | 153.7022 | 154.031 | 160.8358 | 166.9423 | 183.8204 | 208.5421 | 235.3066 | 259.416 | 281.7409 | 304.3651 | 325.1451 | 339.6403
VIC | Wind | 13136.4069 | 12583.6907 | 12624.7895 | 13115.5679 | 14631.6757 | 15630.3021 | 16280.4822 | 17525.043 | 19570.7088 | 19011.6877 | 21263.6476 | 18310.0911 | 18104.9084 | 18639.658 | 19754.7729 | 19484.372 | 18275.6958 | 17956.0895 | 18383.4312 | 18020.4622 | 20301.9211
VIC | Solar | 2277.0261 | 2452.2246 | 2345.6044 | 2573.7263 | 3013.8636 | 3521.876 | 3943.4253 | 3887.6459 | 4362.1016 | 4353.3633 | 4322.7407 | 4666.7437 | 4437.337 | 4333.1592 | 6511.8094 | 6609.5254 | 7178.9277 | 6515.975 | 6708.784 | 6657.2953 | 6580.77
VIC | Distributed PV | 3376.7382 | 3585.3319 | 3761.162 | 3873.9467 | 3959.436 | 4044.565 | 4135.1102 | 4245.9057 | 4352.9021 | 4446.465 | 4549.318 | 4733.4618 | 4997.9919 | 5429.3217 | 6117.9547 | 6699.7666 | 7043.2805 | 7334.0129 | 7590.6479 | 7945.1944 | 8397.7795
Total excluding storage |  | 53907.749 | 55153.14 | 54990.2134 | 57167.0456 | 58287.1496 | 59170.9393 | 59698.4401 | 61685.1289 | 61977.5965 | 58760.962 | 57860.723 | 52799.5719 | 52750.69 | 53969.8547 | 58259.8233 | 58594.8611 | 57290.1214 | 58305.8065 | 59168.9591 | 58044.9243 | 60610.1269
VIC | DSP | 0.057172 | 0 | 0 | 0 | 0 | 0 | 0 | 0 | 0 | 0 | 0 | 0 | 0 | 0 | 0 | 0 | 0 | 0 | 0 | 0 | 0
Total including DSP |  | 53907.8062 | 55153.14 | 54990.2134 | 57167.0456 | 58287.1496 | 59170.9393 | 59698.4401 | 61685.1289 | 61977.5965 | 58760.962 | 57860.723 | 52799.5719 | 52750.69 | 53969.8547 | 58259.8233 | 58594.8611 | 57290.1214 | 58305.8065 | 59168.9591 | 58044.9243 | 60610.1269
Region | Technology | 2022 | 2023 | 2024 | 2025 | 2026 | 2027 | 2028 | 2029 | 2030 | 2031 | 2032 | 2033 | 2034 | 2035 | 2036 | 2037 | 2038 | 2039 | 2040 | 2041 | 2042
SA | Black Coal | 0 | 0 | 0 | 0 | 0 | 0 | 0 | 0 | 0 | 0 | 0 | 0 | 0 | 0 | 0 | 0 | 0 | 0 | 0 | 0 | 0
SA | Brown Coal | 0 | 0 | 0 | 0 | 0 | 0 | 0 | 0 | 0 | 0 | 0 | 0 | 0 | 0 | 0 | 0 | 0 | 0 | 0 | 0 | 0
SA | CCGT | 1899.8944 | 1913.0189 | 1533.8587 | 547.5 | 547.5 | 547.5 | 549 | 547.5 | 547.5 | 547.5 | 549 | 1290.4582 | 1177.9699 | 661.2385 | 1294.2657 | 506.6615 | 0 | 0 | 0 | 0 | 0
SA | Peaking Gas+Liquids | 65.0835 | 77.5541 | 126.4824 | 7.7702 | 10.3772 | 4.6259 | 4.9118 | 5.9085 | 9.4126 | 10.0551 | 19.0061 | 136.265 | 93.8312 | 91.8001 | 274.3754 | 73.5659 | 705.7017 | 182.7621 | 191.8687 | 646.0484 | 138.4613
SA | Hydro | 0 | 0 | 0 | 0 | 0 | 0 | 0 | 0 | 0 | 0 | 0 | 0 | 0 | 0 | 0 | 0 | 0 | 0 | 0 | 0 | 0
SA | Dispatchable Storage | 92.9746 | 93.4906 | 89.0717 | 58.0092 | 76.3615 | 92.5695 | 86.9439 | 91.5929 | 75.8025 | 116.7138 | 210.6551 | 402.4654 | 409.0507 | 404.4564 | 395.9218 | 970.2134 | 1364.4382 | 1341.0566 | 1348.067 | 1340.5897 | 1484.1961
SA | Behind the Meter Storage | 99.7285 | 99.1403 | 100.538 | 98.5405 | 91.7342 | 88.549 | 87.1752 | 83.5907 | 83.7598 | 83.1008 | 81.5113 | 80.4158 | 79.6424 | 81.4403 | 84.9621 | 91.3048 | 98.9494 | 104.7718 | 112.3235 | 117.0965 | 120.3568
SA | Wind | 6859.4509 | 6127.5895 | 6301.8403 | 6242.1397 | 6812.4268 | 6709.1012 | 6243.3028 | 6254.7188 | 6187.7047 | 6106.2139 | 6590.8439 | 7067.1305 | 6568.9655 | 6367.2338 | 7898.1251 | 7051.9938 | 10269.5341 | 10431.9962 | 9753.8255 | 9788.2703 | 10798.1094
SA | Solar | 964.2702 | 1009.4151 | 972.5485 | 978.9654 | 965.1199 | 992.0325 | 1010.8962 | 939.5985 | 980.7376 | 1734.0634 | 2448.4889 | 4795.14 | 4905.2174 | 4959.1132 | 4976.3787 | 5111.2865 | 5124.5679 | 4767.0918 | 4866.9933 | 4832.7455 | 4940.8279
SA | Distributed PV | 1950.948 | 1992.5043 | 2012.0027 | 2017.9049 | 2021.0277 | 2026.9583 | 2036.4898 | 2044.5876 | 2050.932 | 2058.8058 | 2071.5617 | 2088.6352 | 2113.9359 | 2156.9268 | 2266.7204 | 2362.4792 | 2418.5825 | 2471.9855 | 2520.5219 | 2594.0085 | 2711.6847
Total excluding storage |  | 11739.647 | 11120.0819 | 10946.7327 | 9794.2803 | 10356.4516 | 10280.218 | 9844.6006 | 9792.3133 | 9776.2869 | 10456.6382 | 11678.9007 | 15377.6289 | 14859.9199 | 14236.3124 | 16709.8653 | 15105.9869 | 18518.3862 | 17853.8356 | 17333.2095 | 17861.0728 | 18589.0832
SA | DSP | 0.081042 | 0 | 0 | 0 | 0 | 0 | 0 | 0 | 0 | 0 | 0 | 0 | 0 | 0 | 0 | 0 | 0.73695 | 0 | 0 | 0 | 0
Total including DSP |  | 11739.728 | 11120.0819 | 10946.7327 | 9794.2803 | 10356.4516 | 10280.218 | 9844.6006 | 9792.3133 | 9776.2869 | 10456.6382 | 11678.9007 | 15377.6289 | 14859.9199 | 14236.3124 | 16709.8653 | 15105.9869 | 18519.1231 | 17853.8356 | 17333.2095 | 17861.0728 | 18589.0832
Region | Technology | 2022 | 2023 | 2024 | 2025 | 2026 | 2027 | 2028 | 2029 | 2030 | 2031 | 2032 | 2033 | 2034 | 2035 | 2036 | 2037 | 2038 | 2039 | 2040 | 2041 | 2042
TAS | Black Coal | 0 | 0 | 0 | 0 | 0 | 0 | 0 | 0 | 0 | 0 | 0 | 0 | 0 | 0 | 0 | 0 | 0 | 0 | 0 | 0 | 0
TAS | Brown Coal | 0 | 0 | 0 | 0 | 0 | 0 | 0 | 0 | 0 | 0 | 0 | 0 | 0 | 0 | 0 | 0 | 0 | 0 | 0 | 0 | 0
TAS | CCGT | 0 | 0 | 0 | 0 | 0 | 0 | 0 | 0 | 0 | 0 | 0 | 0 | 0 | 0 | 0 | 0 | 0 | 0 | 0 | 0 | 0
TAS | Peaking Gas+Liquids | 0 | 0 | 0 | 0 | 0 | 0 | 0 | 0 | 0 | 0 | 0 | 0 | 0 | 0 | 0 | 0 | 2.3389 | 2.1754 | 0 | 0.38603 | 0
TAS | Hydro | 10001.3411 | 7725.9437 | 7793.163 | 9262.7757 | 8581.5502 | 10090.7606 | 5819.1124 | 9465.2714 | 8423.2192 | 6777.2954 | 9726.2369 | 7561.6929 | 7539.0469 | 8651.0531 | 8378.7898 | 9774.4458 | 5717.8717 | 9290.9282 | 8262.5567 | 6661.6707 | 9288.1717
TAS | Dispatchable Storage | 0.45935 | 0.068926 | 0.26798 | 0.76271 | 0.98215 | 1.6656 | 0.25299 | 0.18228 | 1.0459 | 1.78 | 3.7743 | 5.249 | 4.8538 | 5.6537 | 6.9501 | 14.8175 | 17.4454 | 13.5739 | 15.4886 | 19.2701 | 15.1707
TAS | Behind the Meter Storage | 5.9386 | 6.9452 | 7.9943 | 9.4704 | 10.4603 | 11.4605 | 12.3846 | 12.934 | 14.8574 | 15.7476 | 15.4769 | 15.9743 | 16.241 | 17.6596 | 19.6042 | 21.9116 | 23.8967 | 25.4354 | 27.4005 | 28.6482 | 29.2415
TAS | Wind | 2124.9865 | 2049.3447 | 1949.4864 | 2118.5752 | 2193.392 | 2186.2851 | 2245.0401 | 2218.8995 | 2177.4273 | 2193.8531 | 2360.1817 | 3202.4905 | 3045.1372 | 3286.9207 | 3348.112 | 6175.1411 | 6959.4774 | 7209.2636 | 7049.8288 | 6890.2838 | 7262.6613
TAS | Solar | 0 | 0 | 0 | 0 | 0 | 0 | 0 | 0 | 0 | 0 | 0 | 0 | 0 | 0 | 0 | 0 | 0 | 0 | 0 | 0 | 0
TAS | Distributed PV | 231.8876 | 240.7485 | 246.9294 | 248.793 | 248.5843 | 248.1054 | 247.8851 | 248.935 | 249.7017 | 249.5917 | 249.9459 | 253.0847 | 260.0879 | 276.3302 | 307.7536 | 333.8218 | 345.5217 | 355.7626 | 363.422 | 376.1013 | 394.0532
Total excluding storage |  | 12358.2153 | 10016.0368 | 9989.5788 | 11630.1439 | 11023.5266 | 12525.1511 | 8312.0377 | 11933.1058 | 10850.3482 | 9220.7402 | 12336.3645 | 11017.2682 | 10844.272 | 12214.304 | 12034.6554 | 16283.4087 | 13025.2097 | 16858.13 | 15675.8075 | 13928.4418 | 16944.8861
TAS | DSP | 0 | 0 | 0 | 0 | 0 | 0 | 0 | 0 | 0 | 0 | 0 | 0 | 0 | 0 | 0 | 0 | 0 | 0 | 0 | 0 | 0
Total including DSP |  | 12358.2153 | 10016.0368 | 9989.5788 | 11630.1439 | 11023.5266 | 12525.1511 | 8312.0377 | 11933.1058 | 10850.3482 | 9220.7402 | 12336.3645 | 11017.2682 | 10844.272 | 12214.304 | 12034.6554 | 16283.4087 | 13025.2097 | 16858.13 | 15675.8075 | 13928.4418 | 16944.8861
Pump Load (GWh) - Central (DP1)
Region | Technology | 2022 | 2023 | 2024 | 2025 | 2026 | 2027 | 2028 | 2029 | 2030 | 2031 | 2032 | 2033 | 2034 | 2035 | 2036 | 2037 | 2038 | 2039 | 2040 | 2041 | 2042
NEM | Dispatchable Storage Load | -215.4236 | -296.8112 | -266.3906 | -515.3632 | -885.6735 | -1432.3969 | -1873.8097 | -1429.8705 | -1319.7827 | -3035.5952 | -2503.6303 | -9002.4634 | -9998.5346 | -10459.0993 | -15794.8743 | -16238.1924 | -17123.3761 | -17851.0699 | -17346.9659 | -19774.8172 | -21757.7565
NEM | Behind the Meter Storage Load | -362.042 | -411.0272 | -477.0041 | -548.0732 | -603.0302 | -655.6623 | -692.6181 | -727.6645 | -811.3993 | -864.8503 | -866.4242 | -883.1899 | -911.1896 | -973.0341 | -1076.5687 | -1196.4549 | -1292.9028 | -1390.5291 | -1481.3138 | -1576.6785 | -1644.6122
Total |  | -577.4656 | -707.8384 | -743.3947 | -1063.4364 | -1488.7037 | -2088.0592 | -2566.4278 | -2157.535 | -2131.1819 | -3900.4455 | -3370.0545 | -9885.6532 | -10909.7242 | -11432.1334 | -16871.443 | -17434.6474 | -18416.2789 | -19241.599 | -18828.2797 | -21351.4957 | -23402.3688
Region | Technology | 2022 | 2023 | 2024 | 2025 | 2026 | 2027 | 2028 | 2029 | 2030 | 2031 | 2032 | 2033 | 2034 | 2035 | 2036 | 2037 | 2038 | 2039 | 2040 | 2041 | 2042
NSW | Dispatchable Storage Load | -33.4645 | -93.4764 | -73.4049 | -308.9185 | -656.1861 | -1069.8139 | -1133.3699 | -787.7876 | -479.1167 | -2192.9933 | -1549.1039 | -7460.0896 | -7875.5747 | -8046.6329 | -11839.7279 | -11374.496 | -11764.5108 | -11713.415 | -11010.6675 | -13110.4854 | -13854.1
NSW | Behind the Meter Storage Load | -126.7308 | -151.8506 | -185.5915 | -221.7396 | -251.8382 | -278.5625 | -292.8722 | -311.8426 | -351.1708 | -374.9339 | -377.7894 | -382.8413 | -396.3183 | -420.8658 | -466.7881 | -516.9409 | -552.3713 | -592.3792 | -625.7635 | -661.9492 | -690.3156
Total |  | -160.1953 | -245.327 | -258.9964 | -530.658 | -908.0243 | -1348.3763 | -1426.2421 | -1099.6302 | -830.2875 | -2567.9272 | -1926.8933 | -7842.9309 | -8271.8929 | -8467.4987 | -12306.5161 | -11891.4369 | -12316.8821 | -12305.7942 | -11636.431 | -13772.4346 | -14544.4155
Region | Technology | 2022 | 2023 | 2024 | 2025 | 2026 | 2027 | 2028 | 2029 | 2030 | 2031 | 2032 | 2033 | 2034 | 2035 | 2036 | 2037 | 2038 | 2039 | 2040 | 2041 | 2042
QLD | Dispatchable Storage Load | -21.2509 | -48.4799 | -48.5259 | -94.2801 | -77.3858 | -166.6195 | -551.8913 | -433.6261 | -642.227 | -546.0539 | -528.8725 | -852.1252 | -1442.1101 | -1626.8928 | -3148.3709 | -3312.4408 | -3321.9957 | -4108.9211 | -4273.844 | -4602.8285 | -4674.1995
QLD | Behind the Meter Storage Load | -57.3817 | -70.1114 | -85.8021 | -103.5549 | -121.2202 | -135.2853 | -145.3923 | -156.1935 | -176.4285 | -192.9279 | -193.514 | -197.8554 | -206.0545 | -219.4688 | -241.8053 | -269.8765 | -290.9889 | -313.6826 | -333.2055 | -360.9549 | -379.0815
Total |  | -78.6326 | -118.5914 | -134.328 | -197.835 | -198.606 | -301.9048 | -697.2836 | -589.8196 | -818.6555 | -738.9818 | -722.3864 | -1049.9807 | -1648.1646 | -1846.3617 | -3390.1762 | -3582.3173 | -3612.9846 | -4422.6037 | -4607.0495 | -4963.7834 | -5053.281
Region | Technology | 2022 | 2023 | 2024 | 2025 | 2026 | 2027 | 2028 | 2029 | 2030 | 2031 | 2032 | 2033 | 2034 | 2035 | 2036 | 2037 | 2038 | 2039 | 2040 | 2041 | 2042
VIC | Dispatchable Storage Load | -46.8693 | -40.6993 | -35.3159 | -40.6606 | -58.0412 | -81.4924 | -82.7496 | -97.2753 | -105.2657 | -153.6616 | -163.2921 | -189.8701 | -174.9656 | -283.4318 | -313.8801 | -336.8143 | -337.3485 | -364.1051 | -383.3072 | -390.7875 | -1384.7321
VIC | Behind the Meter Storage Load | -53.677 | -64.3205 | -78.0409 | -95.7414 | -109.8075 | -124.2051 | -137.2845 | -146.1805 | -167.8887 | -180.7695 | -181.0783 | -189.1504 | -196.1173 | -216.1502 | -245.0283 | -276.5053 | -305.0903 | -331.4167 | -358.1006 | -382.412 | -399.3077
Total |  | -100.5464 | -105.0198 | -113.3568 | -136.402 | -167.8487 | -205.6975 | -220.0341 | -243.4559 | -273.1544 | -334.4311 | -344.3703 | -379.0205 | -371.0829 | -499.582 | -558.9084 | -613.3196 | -642.4388 | -695.5218 | -741.4077 | -773.1995 | -1784.0398
Region | Technology | 2022 | 2023 | 2024 | 2025 | 2026 | 2027 | 2028 | 2029 | 2030 | 2031 | 2032 | 2033 | 2034 | 2035 | 2036 | 2037 | 2038 | 2039 | 2040 | 2041 | 2042
SA | Dispatchable Storage Load | -113.2936 | -114.0743 | -108.8337 | -70.6065 | -92.9047 | -112.4982 | -105.5141 | -110.9627 | -91.9187 | -140.8197 | -257.8899 | -494.1994 | -500.2096 | -495.4903 | -484.7195 | -1196.9539 | -1679.0546 | -1648.6602 | -1660.857 | -1648.1165 | -1826.8785
SA | Behind the Meter Storage Load | -117.2759 | -116.5834 | -118.186 | -115.91 | -107.8791 | -104.1498 | -102.5154 | -98.2487 | -98.4564 | -97.7194 | -95.858 | -94.5692 | -93.6309 | -95.7966 | -99.9186 | -107.3934 | -116.3666 | -123.1572 | -132.047 | -137.7027 | -141.5459
Total |  | -230.5694 | -230.6577 | -227.0197 | -186.5165 | -200.7838 | -216.648 | -208.0295 | -209.2114 | -190.3751 | -238.5392 | -353.7479 | -588.7686 | -593.8404 | -591.2869 | -584.6381 | -1304.3473 | -1795.4213 | -1771.8173 | -1792.904 | -1785.8192 | -1968.4244
Region | Technology | 2022 | 2023 | 2024 | 2025 | 2026 | 2027 | 2028 | 2029 | 2030 | 2031 | 2032 | 2033 | 2034 | 2035 | 2036 | 2037 | 2038 | 2039 | 2040 | 2041 | 2042
TAS | Dispatchable Storage Load | -0.54533 | -0.081201 | -0.31016 | -0.89754 | -1.1557 | -1.973 | -0.28471 | -0.21883 | -1.2546 | -2.0666 | -4.4719 | -6.179 | -5.6747 | -6.6515 | -8.1759 | -17.4874 | -20.4664 | -15.9685 | -18.2903 | -22.5994 | -17.8465
TAS | Behind the Meter Storage Load | -6.9765 | -8.1613 | -9.3837 | -11.1273 | -12.2852 | -13.4596 | -14.5538 | -15.1992 | -17.4548 | -18.4996 | -18.1846 | -18.7735 | -19.0687 | -20.7527 | -23.0284 | -25.7388 | -28.0856 | -29.8935 | -32.1972 | -33.6597 | -34.3616
Total |  | -7.5219 | -8.2425 | -9.6939 | -12.0249 | -13.4409 | -15.4326 | -14.8385 | -15.418 | -18.7094 | -20.5663 | -22.6565 | -24.9525 | -24.7434 | -27.4042 | -31.2043 | -43.2262 | -48.5521 | -45.8619 | -50.4875 | -56.2591 | -52.208

## Generation_2
Annual as-generated generation by technology (GWh) - Central with early coal closure (DP1)
Years are financial year ending.
Region | Technology | 2022 | 2023 | 2024 | 2025 | 2026 | 2027 | 2028 | 2029 | 2030 | 2031 | 2032 | 2033 | 2034 | 2035 | 2036 | 2037 | 2038 | 2039 | 2040 | 2041 | 2042
NEM | Black Coal | 97441.0801 | 94553.062 | 95146.3651 | 91700.4755 | 88654.1966 | 83934.2384 | 92999.6107 | 81588.1518 | 79482.6311 | 84657.4402 | 79381.0097 | 71226.079 | 72435.8801 | 71542.6322 | 46780.3093 | 42137.6958 | 33578.7475 | 34421.5973 | 35085.4622 | 34090.5337 | 33255.465
NEM | Brown Coal | 31943.0229 | 33622.3333 | 33510.6409 | 34163.1789 | 34003.3084 | 33003.7173 | 23557.5717 | 22900.897 | 22920.1717 | 22980.8912 | 21688.8376 | 22291.8124 | 22488.1393 | 22156.2085 | 23146.8564 | 22841.3003 | 22247.7735 | 22742.4178 | 23069.0807 | 22563.9303 | 22439.6884
NEM | CCGT | 3143.0283 | 3139.0214 | 2998.6431 | 1929.7401 | 1932.1433 | 1926.4919 | 1949.0622 | 1886.3997 | 1888.0954 | 1892.0322 | 1899.6836 | 4150.8417 | 3405.5766 | 2533.8726 | 4764.32 | 2576.0654 | 5977.0911 | 3181.3658 | 3356.6223 | 5087.2109 | 2627.5191
NEM | Peaking Gas+Liquids | 112.3664 | 94.9534 | 157.2595 | 57.7402 | 29.7551 | 9.4141 | 116.2255 | 54.2466 | 51.2152 | 69.0218 | 74.2246 | 293.8093 | 165.7078 | 187.8695 | 492.6063 | 227.3163 | 1656.4052 | 591.4118 | 396.5981 | 1318.9305 | 249.8883
NEM | Hydro | 15998.527 | 13174.8794 | 13065.5348 | 16241.0804 | 13756.9733 | 16083.3573 | 9244.697 | 17379.7067 | 15666.4539 | 12120.0596 | 15302.2814 | 14404.239 | 14087.0134 | 16576.6447 | 14638.1745 | 16552.183 | 9864.8689 | 17490.5395 | 15825.3431 | 12466.8493 | 15595.9506
NEM | Dispatchable Storage | 175.5282 | 192.6524 | 168.2562 | 284.2603 | 636.8617 | 976.524 | 2271.8648 | 1294.626 | 1295.9685 | 3351.0749 | 2136.183 | 5290.3103 | 6307.9722 | 6936.7215 | 11146.9481 | 11814.5284 | 12259.418 | 13200.4706 | 12848.1908 | 14547.7159 | 16154.9469
NEM | Behind the Meter Storage | 307.8815 | 349.5679 | 405.8046 | 466.0259 | 512.881 | 557.6824 | 589.0446 | 618.9552 | 689.9672 | 735.5756 | 736.7638 | 751.0907 | 775.1096 | 827.3416 | 915.6105 | 1017.6304 | 1099.4949 | 1182.6554 | 1259.4802 | 1340.918 | 1398.4534
NEM | Wind | 29308.9544 | 30463.6819 | 30624.6739 | 31203.6789 | 35603.5407 | 37808.8818 | 38731.2723 | 44887.5364 | 47954.7882 | 47403.4893 | 50017.4834 | 48932.9453 | 48416.1723 | 49186.557 | 66272.0664 | 72253.3613 | 81996.6091 | 84456.0996 | 83316.6969 | 82204.1953 | 83482.5106
NEM | Solar | 12774.5275 | 15384.0507 | 14970.4559 | 15103.3844 | 15936.0791 | 17672.4827 | 24682.6807 | 21876.8801 | 23855.0459 | 25061.6609 | 26461.475 | 37239.0714 | 38758.3998 | 38322.2775 | 45847.8482 | 46093.6114 | 49119.2504 | 42940.0806 | 46326.6431 | 51649.0354 | 53204.9621
NEM | Distributed PV | 15453.3412 | 16385.4373 | 17152.0833 | 17654.0411 | 18090.5305 | 18517.819 | 18972.1167 | 19452.2496 | 19949.297 | 20396.7077 | 20892.9265 | 21567.867 | 22539.4136 | 23894.5703 | 25982.2296 | 27828.6794 | 29023.3593 | 30089.5636 | 31081.7733 | 32341.6811 | 33986.6993
Total excluding storage |  | 206174.8478 | 206817.4195 | 207625.6565 | 208053.3194 | 208006.527 | 208956.4024 | 210253.2368 | 210026.068 | 211767.6984 | 214581.3029 | 215717.9217 | 220106.6651 | 222296.3029 | 224400.6323 | 227924.4108 | 230510.2127 | 233464.1049 | 235913.076 | 238458.2196 | 241722.3666 | 244842.6834
NEM | DSP | 0.13821 | 0 | 0.14155 | 0.27495 | 0 | 0 | 0 | 0 | 0 | 0 | 0 | 0 | 0.61524 | 1.7297 | 2.0149 | 0.69967 | 0.73695 | 0 | 0 | 1.9835 | 0
Total including DSP |  | 206174.986 | 206817.4195 | 207625.7981 | 208053.5944 | 208006.527 | 208956.4024 | 210253.2368 | 210026.068 | 211767.6984 | 214581.3029 | 215717.9217 | 220106.6651 | 222296.9181 | 224402.362 | 227926.4256 | 230510.9123 | 233464.8419 | 235913.076 | 238458.2196 | 241724.3501 | 244842.6834
Region | Technology | 2022 | 2023 | 2024 | 2025 | 2026 | 2027 | 2028 | 2029 | 2030 | 2031 | 2032 | 2033 | 2034 | 2035 | 2036 | 2037 | 2038 | 2039 | 2040 | 2041 | 2042
NSW | Black Coal | 46795.0918 | 45556.785 | 42188.9428 | 39713.7877 | 38764.2915 | 36293.7109 | 45420.5463 | 39098.9417 | 38036.1516 | 42663.1167 | 38110.7853 | 25991.9018 | 26254.17 | 25525.4763 | 8364.9973 | 8542.8357 | 8399.8648 | 8470.5493 | 8696.16 | 8516.2245 | 8039.4845
NSW | Brown Coal | 0 | 0 | 0 | 0 | 0 | 0 | 0 | 0 | 0 | 0 | 0 | 0 | 0 | 0 | 0 | 0 | 0 | 0 | 0 | 0 | 0
NSW | CCGT | 34.6896 | 34.6896 | 104.3539 | 65.5248 | 65.5248 | 65.5248 | 65.7043 | 65.5248 | 65.5248 | 65.5248 | 65.7043 | 743.2197 | 432.8847 | 207.3693 | 1044.0818 | 263.7123 | 1705.0448 | 708.435 | 841.6628 | 1650.7547 | 608.2628
NSW | Peaking Gas+Liquids | 13.6326 | 1.0763 | 16.7571 | 25.8436 | 0.11717 | 0 | 0 | 2.9945 | 7.5357 | 2.4946 | 15.8334 | 54.1661 | 19.1024 | 25.0058 | 88.9794 | 83.3614 | 405.6189 | 167.26 | 87.8471 | 294.0476 | 47.1637
NSW | Hydro | 2200.252 | 1887.5807 | 1869.2842 | 2877.0494 | 1852.2888 | 2268.2958 | 914.047 | 3538.2835 | 3124.906 | 1948.5096 | 2315.452 | 3438.9141 | 3312.7996 | 4052.7896 | 3096.6273 | 3208.0348 | 2139.7497 | 4396.1505 | 3979.6484 | 2939.4817 | 3216.1978
NSW | Dispatchable Storage | 26.6351 | 27.1574 | 11.6907 | 120.1425 | 449.6705 | 699.5731 | 1505.2429 | 669.2236 | 537.4204 | 2471.8176 | 1244.8556 | 3980.8399 | 4606.7944 | 4910.4168 | 7871.8922 | 7677.4049 | 7742.2812 | 8009.0082 | 7495.2084 | 9003.8255 | 9588.5107
NSW | Behind the Meter Storage | 107.7652 | 129.1563 | 157.8533 | 188.5235 | 214.1412 | 236.8803 | 249.0902 | 265.3246 | 298.6179 | 318.9155 | 321.2268 | 325.5928 | 337.0477 | 357.798 | 396.898 | 439.5639 | 469.7602 | 503.9533 | 532.0632 | 563.0129 | 586.9408
NSW | Wind | 4881.3247 | 5470.2151 | 5628.1674 | 5661.5423 | 5919.8996 | 5704.0331 | 5371.0935 | 5698.8905 | 5422.5812 | 5657.0795 | 5694.1447 | 7998.9085 | 8934.2748 | 8935.4798 | 16578.1412 | 16442.3702 | 18072.4669 | 20038.3144 | 18630.387 | 17887.489 | 16600.5951
NSW | Solar | 4527.9495 | 5709.0314 | 5521.1756 | 5431.847 | 5727.075 | 5774.2156 | 6342.6809 | 5614.8039 | 5823.8007 | 6896.9678 | 7742.4249 | 16354.0394 | 17428.6675 | 17001.7347 | 21118.4737 | 21143.3507 | 23290.5933 | 20322.8834 | 21720.2744 | 26924.7642 | 27747.91
NSW | Distributed PV | 4163.2051 | 4499.8067 | 4762.0763 | 4903.2931 | 5009.9936 | 5105.8322 | 5206.8626 | 5330.0009 | 5464.1479 | 5566.1473 | 5684.4338 | 5888.3742 | 6222.0125 | 6689.2694 | 7413.6695 | 8026.3537 | 8387.2983 | 8716.162 | 9011.0835 | 9400.8923 | 9925.4109
Total excluding storage |  | 62616.1453 | 63159.1849 | 60090.7573 | 58678.8879 | 57339.1905 | 55211.6124 | 63320.9346 | 59349.4397 | 57944.6479 | 62799.8403 | 59628.7785 | 60469.5238 | 62603.9116 | 62437.1249 | 57704.9703 | 57710.0189 | 62400.6368 | 62819.7546 | 62967.0631 | 67613.654 | 66185.0248
NSW | DSP | 0 | 0 | 0.14155 | 0.27495 | 0 | 0 | 0 | 0 | 0 | 0 | 0 | 0 | 0.31541 | 1.1235 | 1.0627 | 0.37424 | 0 | 0 | 0 | 1.3822 | 0
Total including DSP |  | 62616.1453 | 63159.1849 | 60090.8988 | 58679.1629 | 57339.1905 | 55211.6124 | 63320.9346 | 59349.4397 | 57944.6479 | 62799.8403 | 59628.7785 | 60469.5238 | 62604.227 | 62438.2484 | 57706.0329 | 57710.3931 | 62400.6368 | 62819.7546 | 62967.0631 | 67615.0362 | 66185.0248
Region | Technology | 2022 | 2023 | 2024 | 2025 | 2026 | 2027 | 2028 | 2029 | 2030 | 2031 | 2032 | 2033 | 2034 | 2035 | 2036 | 2037 | 2038 | 2039 | 2040 | 2041 | 2042
QLD | Black Coal | 50645.9883 | 48996.277 | 52957.4223 | 51986.6878 | 49889.9052 | 47640.5275 | 47579.0644 | 42489.2101 | 41446.4794 | 41994.3235 | 41270.2244 | 45234.1772 | 46181.7101 | 46017.1559 | 38415.312 | 33594.86 | 25178.8826 | 25951.0479 | 26389.3022 | 25574.3092 | 25215.9805
QLD | Brown Coal | 0 | 0 | 0 | 0 | 0 | 0 | 0 | 0 | 0 | 0 | 0 | 0 | 0 | 0 | 0 | 0 | 0 | 0 | 0 | 0 | 0
QLD | CCGT | 1176.4338 | 1176.4338 | 1346.3869 | 1309.0436 | 1309.0436 | 1309.0436 | 1312.63 | 1258.4546 | 1258.4546 | 1258.4546 | 1261.9024 | 1753.7811 | 1584.1161 | 1432.9776 | 2336.2395 | 1780.662 | 3861.3577 | 2367.4796 | 2514.9595 | 3436.4563 | 2019.2563
QLD | Peaking Gas+Liquids | 2.9204 | 0.64725 | 3.5532 | 15.6154 | 2.2551 | 0.50677 | 0.12827 | 16.372 | 7.2412 | 11.9636 | 1.5193 | 21.5216 | 10.6653 | 20.5763 | 23.1732 | 32.9077 | 170.1362 | 125.844 | 36.1075 | 151.3048 | 21.0401
QLD | Hydro | 685.1193 | 682.3503 | 679.5812 | 676.8122 | 674.0432 | 671.2742 | 668.5051 | 665.7361 | 662.9671 | 660.198 | 657.429 | 654.66 | 651.891 | 649.1219 | 646.3529 | 643.5839 | 241.4355 | 240.3922 | 239.349 | 238.3057 | 237.2624
QLD | Dispatchable Storage | 16.8767 | 38.4153 | 38.1026 | 71.6323 | 61.4696 | 114.775 | 343.3439 | 252.3474 | 357.9484 | 407.5082 | 387.1459 | 618.4322 | 1027.1897 | 1273.1797 | 2497.7321 | 2672.0271 | 2677.7214 | 3339.5223 | 3478.6724 | 3672.0162 | 3733.0922
QLD | Behind the Meter Storage | 48.7846 | 59.6306 | 72.973 | 88.0623 | 103.077 | 115.0753 | 123.6567 | 132.834 | 150.027 | 164.1096 | 164.5179 | 168.272 | 175.2361 | 186.6232 | 205.6042 | 229.5435 | 247.4726 | 266.7541 | 283.3279 | 307.0152 | 322.2739
QLD | Wind | 2306.7854 | 4232.842 | 4120.3903 | 4065.8538 | 6046.6102 | 7638.9428 | 7214.2339 | 11766.2577 | 13437.6425 | 13258.2482 | 12918.1881 | 13254.0498 | 12807.7156 | 13005.4041 | 18867.9171 | 23508.9668 | 28892.9283 | 29286.6542 | 29924.9379 | 30056.7951 | 29004.5618
QLD | Solar | 5005.2818 | 6213.3796 | 6131.1274 | 6118.8457 | 6224.2793 | 7377.5486 | 10610.8009 | 8874.8697 | 10053.681 | 10228.4437 | 10696.7046 | 10944.2333 | 10826.9692 | 10829.3532 | 13219.7658 | 13188.37 | 12927.1993 | 10766.0767 | 12452.2867 | 12644.5623 | 13290.2898
QLD | Distributed PV | 5730.5623 | 6067.0459 | 6369.913 | 6610.1034 | 6851.4888 | 7092.358 | 7345.7689 | 7582.8204 | 7831.6134 | 8075.698 | 8337.6671 | 8604.3111 | 8945.3855 | 9342.7222 | 9876.1313 | 10406.2581 | 10828.6763 | 11211.6405 | 11596.0981 | 12025.4846 | 12557.771
Total excluding storage |  | 65553.0912 | 67368.9758 | 71608.3744 | 70782.9618 | 70997.6254 | 71730.2014 | 74731.1314 | 72653.7207 | 74698.0792 | 75487.3297 | 75143.6348 | 80466.7342 | 81008.4528 | 81297.3113 | 83384.8917 | 83155.6085 | 82100.6158 | 79949.1352 | 83153.0408 | 84127.2179 | 82346.1619
QLD | DSP | 0 | 0 | 0 | 0 | 0 | 0 | 0 | 0 | 0 | 0 | 0 | 0 | 0.29982 | 0.60624 | 0.9522 | 0.32543 | 0 | 0 | 0 | 0.60131 | 0
Total including DSP |  | 65553.0912 | 67368.9758 | 71608.3744 | 70782.9618 | 70997.6254 | 71730.2014 | 74731.1314 | 72653.7207 | 74698.0792 | 75487.3297 | 75143.6348 | 80466.7342 | 81008.7526 | 81297.9175 | 83385.8439 | 83155.934 | 82100.6158 | 79949.1352 | 83153.0408 | 84127.8192 | 82346.1619
Region | Technology | 2022 | 2023 | 2024 | 2025 | 2026 | 2027 | 2028 | 2029 | 2030 | 2031 | 2032 | 2033 | 2034 | 2035 | 2036 | 2037 | 2038 | 2039 | 2040 | 2041 | 2042
VIC | Black Coal | 0 | 0 | 0 | 0 | 0 | 0 | 0 | 0 | 0 | 0 | 0 | 0 | 0 | 0 | 0 | 0 | 0 | 0 | 0 | 0 | 0
VIC | Brown Coal | 31943.0229 | 33622.3333 | 33510.6409 | 34163.1789 | 34003.3084 | 33003.7173 | 23557.5717 | 22900.897 | 22920.1717 | 22980.8912 | 21688.8376 | 22291.8124 | 22488.1393 | 22156.2085 | 23146.8564 | 22841.3003 | 22247.7735 | 22742.4178 | 23069.0807 | 22563.9303 | 22439.6884
VIC | CCGT | 32.0104 | 14.8791 | 14.0435 | 7.6717 | 10.0749 | 4.4235 | 19.7179 | 14.9204 | 16.616 | 20.5528 | 23.0769 | 57.1423 | 48.2036 | 62.9257 | 83.9644 | 40.7875 | 410.6887 | 105.4513 | 0 | 0 | 0
VIC | Peaking Gas+Liquids | 30.73 | 15.6758 | 10.4669 | 8.511 | 17.0213 | 4.1743 | 15.723 | 17.5481 | 22.0552 | 15.6635 | 31.6295 | 46.6687 | 19.6755 | 32.6639 | 93.809 | 38.4227 | 380.1282 | 117.3134 | 84.6097 | 233.2795 | 54.2585
VIC | Hydro | 3111.8146 | 2879.0047 | 2723.5063 | 3424.4431 | 2649.1551 | 3048.9299 | 1843.0324 | 3714.7814 | 3486.7661 | 2741.5906 | 2986.7883 | 2762.1725 | 2611.1446 | 3284.3395 | 2541.1845 | 2923.1605 | 1765.812 | 3560.2707 | 3344.0724 | 2626.6017 | 2860.2758
VIC | Dispatchable Storage | 38.5825 | 33.5202 | 29.1233 | 33.7136 | 48.3343 | 67.5971 | 240.0112 | 213.377 | 231.0588 | 265.7584 | 262.9169 | 422.036 | 401.0482 | 429.1981 | 448.8378 | 470.3301 | 463.5762 | 488.9559 | 496.3063 | 498.2695 | 1101.5098
VIC | Behind the Meter Storage | 45.6645 | 54.6954 | 66.4458 | 81.4292 | 93.4683 | 105.7173 | 116.7378 | 124.2719 | 142.705 | 153.7022 | 154.031 | 160.8358 | 166.9423 | 183.8204 | 208.5421 | 235.3066 | 259.416 | 281.7409 | 304.3651 | 325.1451 | 339.6403
VIC | Wind | 13136.4069 | 12583.6907 | 12624.7895 | 13115.5679 | 14631.2169 | 15569.7911 | 16430.6886 | 17705.8445 | 19537.6711 | 19001.4419 | 21214.6517 | 18332.6079 | 18054.0098 | 18594.8404 | 19824.8591 | 19547.8277 | 18335.7545 | 17974.4329 | 18496.8751 | 18072.2227 | 20328.8373
VIC | Solar | 2277.0261 | 2452.2246 | 2345.6044 | 2573.7263 | 3019.605 | 3528.686 | 3943.4253 | 3887.6459 | 4362.1016 | 4353.3633 | 4322.7407 | 4666.2449 | 4438.4854 | 4332.1909 | 5298.3534 | 5382.6704 | 6509.0185 | 5907.0956 | 6082.0305 | 6041.5661 | 5977.8966
VIC | Distributed PV | 3376.7382 | 3585.3319 | 3761.162 | 3873.9467 | 3959.436 | 4044.565 | 4135.1102 | 4245.9057 | 4352.9021 | 4446.465 | 4549.318 | 4733.4618 | 4997.9919 | 5429.3217 | 6117.9547 | 6699.7666 | 7043.2805 | 7334.0129 | 7590.6479 | 7945.1944 | 8397.7795
Total excluding storage |  | 53907.749 | 55153.14 | 54990.2134 | 57167.0456 | 58289.8175 | 59204.287 | 49945.2692 | 52487.5429 | 54698.2836 | 53559.9683 | 54817.0427 | 52890.1105 | 52657.6501 | 53892.4907 | 57106.9815 | 57473.9356 | 56692.4559 | 57740.9945 | 58667.3163 | 57482.7947 | 60058.7361
VIC | DSP | 0.057172 | 0 | 0 | 0 | 0 | 0 | 0 | 0 | 0 | 0 | 0 | 0 | 0 | 0 | 0 | 0 | 0 | 0 | 0 | 0 | 0
Total including DSP |  | 53907.8062 | 55153.14 | 54990.2134 | 57167.0456 | 58289.8175 | 59204.287 | 49945.2692 | 52487.5429 | 54698.2836 | 53559.9683 | 54817.0427 | 52890.1105 | 52657.6501 | 53892.4907 | 57106.9815 | 57473.9356 | 56692.4559 | 57740.9945 | 58667.3163 | 57482.7947 | 60058.7361
Region | Technology | 2022 | 2023 | 2024 | 2025 | 2026 | 2027 | 2028 | 2029 | 2030 | 2031 | 2032 | 2033 | 2034 | 2035 | 2036 | 2037 | 2038 | 2039 | 2040 | 2041 | 2042
SA | Black Coal | 0 | 0 | 0 | 0 | 0 | 0 | 0 | 0 | 0 | 0 | 0 | 0 | 0 | 0 | 0 | 0 | 0 | 0 | 0 | 0 | 0
SA | Brown Coal | 0 | 0 | 0 | 0 | 0 | 0 | 0 | 0 | 0 | 0 | 0 | 0 | 0 | 0 | 0 | 0 | 0 | 0 | 0 | 0 | 0
SA | CCGT | 1899.8944 | 1913.0189 | 1533.8587 | 547.5 | 547.5 | 547.5 | 551.01 | 547.5 | 547.5 | 547.5 | 549 | 1596.6986 | 1340.3722 | 830.6 | 1300.0342 | 490.9035 | 0 | 0 | 0 | 0 | 0
SA | Peaking Gas+Liquids | 65.0835 | 77.5541 | 126.4824 | 7.7702 | 10.3616 | 4.7331 | 100.3742 | 17.332 | 14.3831 | 38.9002 | 25.2424 | 171.4529 | 116.2645 | 109.6234 | 286.6447 | 72.6244 | 698.1893 | 179.4686 | 188.0338 | 639.9678 | 127.426
SA | Hydro | 0 | 0 | 0 | 0 | 0 | 0 | 0 | 0 | 0 | 0 | 0 | 0 | 0 | 0 | 0 | 0 | 0 | 0 | 0 | 0 | 0
SA | Dispatchable Storage | 92.9746 | 93.4906 | 89.0717 | 58.0092 | 76.4052 | 92.9222 | 181.2288 | 158.8145 | 166.075 | 201.8659 | 238.7293 | 263.3573 | 267.1158 | 318.1272 | 321.1995 | 980.1828 | 1358.7118 | 1349.9546 | 1362.4144 | 1354.3362 | 1716.942
SA | Behind the Meter Storage | 99.7285 | 99.1403 | 100.538 | 98.5405 | 91.7342 | 88.549 | 87.1752 | 83.5907 | 83.7598 | 83.1008 | 81.5113 | 80.4158 | 79.6424 | 81.4403 | 84.9621 | 91.3048 | 98.9494 | 104.7718 | 112.3235 | 117.0965 | 120.3568
SA | Wind | 6859.4509 | 6127.5895 | 6301.8403 | 6242.1397 | 6812.4219 | 6709.8297 | 6171.6078 | 6207.244 | 6105.4302 | 6011.7587 | 6504.6024 | 5827.5416 | 5271.7445 | 5044.0628 | 7326.8106 | 6547.6991 | 9673.3413 | 9890.9239 | 9149.7275 | 9247.7497 | 10239.4473
SA | Solar | 964.2702 | 1009.4151 | 972.5485 | 978.9654 | 965.1199 | 992.0325 | 3785.7735 | 3499.5607 | 3615.4626 | 3582.886 | 3699.6048 | 5274.5538 | 6064.2777 | 6158.9987 | 6211.2554 | 6379.2202 | 6392.4393 | 5944.0249 | 6072.0514 | 6038.1429 | 6188.8657
SA | Distributed PV | 1950.948 | 1992.5043 | 2012.0027 | 2017.9049 | 2021.0277 | 2026.9583 | 2036.4898 | 2044.5876 | 2050.932 | 2058.8058 | 2071.5617 | 2088.6352 | 2113.9359 | 2156.9268 | 2266.7204 | 2362.4792 | 2418.5825 | 2471.9855 | 2520.5219 | 2594.0085 | 2711.6847
Total excluding storage |  | 11739.647 | 11120.0819 | 10946.7327 | 9794.2803 | 10356.4311 | 10281.0537 | 12645.2553 | 12316.2243 | 12333.7079 | 12239.8507 | 12850.0113 | 14958.8821 | 14906.5948 | 14300.2118 | 17391.4654 | 15852.9264 | 19182.5524 | 18486.4029 | 17930.3346 | 18519.8689 | 19267.4237
SA | DSP | 0.081042 | 0 | 0 | 0 | 0 | 0 | 0 | 0 | 0 | 0 | 0 | 0 | 0 | 0 | 0 | 0 | 0.73695 | 0 | 0 | 0 | 0
Total including DSP |  | 11739.728 | 11120.0819 | 10946.7327 | 9794.2803 | 10356.4311 | 10281.0537 | 12645.2553 | 12316.2243 | 12333.7079 | 12239.8507 | 12850.0113 | 14958.8821 | 14906.5948 | 14300.2118 | 17391.4654 | 15852.9264 | 19183.2894 | 18486.4029 | 17930.3346 | 18519.8689 | 19267.4237
Region | Technology | 2022 | 2023 | 2024 | 2025 | 2026 | 2027 | 2028 | 2029 | 2030 | 2031 | 2032 | 2033 | 2034 | 2035 | 2036 | 2037 | 2038 | 2039 | 2040 | 2041 | 2042
TAS | Black Coal | 0 | 0 | 0 | 0 | 0 | 0 | 0 | 0 | 0 | 0 | 0 | 0 | 0 | 0 | 0 | 0 | 0 | 0 | 0 | 0 | 0
TAS | Brown Coal | 0 | 0 | 0 | 0 | 0 | 0 | 0 | 0 | 0 | 0 | 0 | 0 | 0 | 0 | 0 | 0 | 0 | 0 | 0 | 0 | 0
TAS | CCGT | 0 | 0 | 0 | 0 | 0 | 0 | 0 | 0 | 0 | 0 | 0 | 0 | 0 | 0 | 0 | 0 | 0 | 0 | 0 | 0 | 0
TAS | Peaking Gas+Liquids | 0 | 0 | 0 | 0 | 0 | 0 | 0 | 0 | 0 | 0 | 0 | 0 | 0 | 0 | 0 | 0 | 2.3325 | 1.5258 | 0 | 0.33089 | 0
TAS | Hydro | 10001.3411 | 7725.9437 | 7793.163 | 9262.7757 | 8581.4862 | 10094.8574 | 5819.1124 | 9460.9057 | 8391.8148 | 6769.7614 | 9342.612 | 7548.4923 | 7511.1783 | 8590.3936 | 8354.0098 | 9777.4039 | 5717.8717 | 9293.726 | 8262.2733 | 6662.4601 | 9282.2146
TAS | Dispatchable Storage | 0.45935 | 0.068926 | 0.26798 | 0.76271 | 0.98215 | 1.6566 | 2.0381 | 0.86353 | 3.4659 | 4.1248 | 2.5354 | 5.645 | 5.8242 | 5.7998 | 7.2865 | 14.5834 | 17.1274 | 13.0295 | 15.5894 | 19.2685 | 14.8922
TAS | Behind the Meter Storage | 5.9386 | 6.9452 | 7.9943 | 9.4704 | 10.4603 | 11.4605 | 12.3846 | 12.934 | 14.8574 | 15.7476 | 15.4769 | 15.9743 | 16.241 | 17.6596 | 19.6042 | 21.9116 | 23.8967 | 25.4354 | 27.4005 | 28.6482 | 29.2415
TAS | Wind | 2124.9865 | 2049.3447 | 1949.4864 | 2118.5752 | 2193.392 | 2186.2851 | 3543.6486 | 3509.2998 | 3451.4632 | 3474.9609 | 3685.8965 | 3519.8375 | 3348.4275 | 3606.7698 | 3674.3385 | 6206.4975 | 7022.1181 | 7265.7743 | 7114.7694 | 6939.9388 | 7309.069
TAS | Solar | 0 | 0 | 0 | 0 | 0 | 0 | 0 | 0 | 0 | 0 | 0 | 0 | 0 | 0 | 0 | 0 | 0 | 0 | 0 | 0 | 0
TAS | Distributed PV | 231.8876 | 240.7485 | 246.9294 | 248.793 | 248.5843 | 248.1054 | 247.8851 | 248.935 | 249.7017 | 249.5917 | 249.9459 | 253.0847 | 260.0879 | 276.3302 | 307.7536 | 333.8218 | 345.5217 | 355.7626 | 363.422 | 376.1013 | 394.0532
Total excluding storage |  | 12358.2153 | 10016.0368 | 9989.5788 | 11630.1439 | 11023.4626 | 12529.2479 | 9610.6462 | 13219.1404 | 12092.9797 | 10494.314 | 13278.4544 | 11321.4145 | 11119.6937 | 12473.4936 | 12336.1019 | 16317.7232 | 13087.844 | 16916.7888 | 15740.4647 | 13978.8311 | 16985.3369
TAS | DSP | 0 | 0 | 0 | 0 | 0 | 0 | 0 | 0 | 0 | 0 | 0 | 0 | 0 | 0 | 0 | 0 | 0 | 0 | 0 | 0 | 0
Total including DSP |  | 12358.2153 | 10016.0368 | 9989.5788 | 11630.1439 | 11023.4626 | 12529.2479 | 9610.6462 | 13219.1404 | 12092.9797 | 10494.314 | 13278.4544 | 11321.4145 | 11119.6937 | 12473.4936 | 12336.1019 | 16317.7232 | 13087.844 | 16916.7888 | 15740.4647 | 13978.8311 | 16985.3369
Pump Load (GWh) - Central with early coal closure (DP1)
Region | Technology | 2022 | 2023 | 2024 | 2025 | 2026 | 2027 | 2028 | 2029 | 2030 | 2031 | 2032 | 2033 | 2034 | 2035 | 2036 | 2037 | 2038 | 2039 | 2040 | 2041 | 2042
NEM | Dispatchable Storage Load | -215.4236 | -296.8112 | -266.3906 | -515.3632 | -886.0262 | -1421.7171 | -3281.5445 | -1874.0377 | -1921.386 | -4527.9484 | -3022.3643 | -9088.0348 | -10184.6527 | -10746.0498 | -15962.9641 | -16477.0635 | -17339.7879 | -18069.9052 | -17573.2119 | -19868.5082 | -21894.8448
NEM | Behind the Meter Storage Load | -362.042 | -411.0272 | -477.0041 | -548.0732 | -603.0302 | -655.6623 | -692.6181 | -727.6645 | -811.3993 | -864.8503 | -866.4242 | -883.1899 | -911.1896 | -973.0341 | -1076.5687 | -1196.4549 | -1292.9028 | -1390.5291 | -1481.3138 | -1576.6785 | -1644.6122
Total |  | -577.4656 | -707.8384 | -743.3947 | -1063.4364 | -1489.0564 | -2077.3794 | -3974.1626 | -2601.7022 | -2732.7853 | -5392.7987 | -3888.7885 | -9971.2246 | -11095.8423 | -11719.0839 | -17039.5328 | -17673.5185 | -18632.6907 | -19460.4343 | -19054.5256 | -21445.1867 | -23539.4571
Region | Technology | 2022 | 2023 | 2024 | 2025 | 2026 | 2027 | 2028 | 2029 | 2030 | 2031 | 2032 | 2033 | 2034 | 2035 | 2036 | 2037 | 2038 | 2039 | 2040 | 2041 | 2042
NSW | Dispatchable Storage Load | -33.4645 | -93.4764 | -73.4049 | -308.9185 | -656.4534 | -1059.062 | -2157.2197 | -987.3473 | -780.5655 | -3400.5103 | -1882.1705 | -7393.4486 | -8010.9742 | -8174.2432 | -11839.7376 | -11294.4202 | -11692.4581 | -11622.4985 | -10912.4799 | -12972.9755 | -13736.2764
NSW | Behind the Meter Storage Load | -126.7308 | -151.8506 | -185.5915 | -221.7396 | -251.8382 | -278.5625 | -292.8722 | -311.8426 | -351.1708 | -374.9339 | -377.7894 | -382.8413 | -396.3183 | -420.8658 | -466.7881 | -516.9409 | -552.3713 | -592.3792 | -625.7635 | -661.9492 | -690.3156
Total |  | -160.1953 | -245.327 | -258.9964 | -530.658 | -908.2916 | -1337.6244 | -2450.0919 | -1299.1899 | -1131.7363 | -3775.4442 | -2259.9599 | -7776.2899 | -8407.2925 | -8595.109 | -12306.5257 | -11811.3611 | -12244.8293 | -12214.8777 | -11538.2434 | -13634.9247 | -14426.592
Region | Technology | 2022 | 2023 | 2024 | 2025 | 2026 | 2027 | 2028 | 2029 | 2030 | 2031 | 2032 | 2033 | 2034 | 2035 | 2036 | 2037 | 2038 | 2039 | 2040 | 2041 | 2042
QLD | Dispatchable Storage Load | -21.2509 | -48.4799 | -48.5259 | -94.2801 | -77.3858 | -166.544 | -607.7668 | -432.1336 | -652.7924 | -555.899 | -525.2814 | -851.8781 | -1353.1018 | -1654.4581 | -3178.0264 | -3384.7848 | -3395.4187 | -4182.3468 | -4363.5268 | -4608.4672 | -4682.23
QLD | Behind the Meter Storage Load | -57.3817 | -70.1114 | -85.8021 | -103.5549 | -121.2202 | -135.2853 | -145.3923 | -156.1935 | -176.4285 | -192.9279 | -193.514 | -197.8554 | -206.0545 | -219.4688 | -241.8053 | -269.8765 | -290.9889 | -313.6826 | -333.2055 | -360.9549 | -379.0815
Total |  | -78.6326 | -118.5914 | -134.328 | -197.835 | -198.606 | -301.8293 | -753.159 | -588.3271 | -829.2209 | -748.8268 | -718.7954 | -1049.7335 | -1559.1563 | -1873.927 | -3419.8317 | -3654.6613 | -3686.4076 | -4496.0294 | -4696.7323 | -4969.4221 | -5061.3115
Region | Technology | 2022 | 2023 | 2024 | 2025 | 2026 | 2027 | 2028 | 2029 | 2030 | 2031 | 2032 | 2033 | 2034 | 2035 | 2036 | 2037 | 2038 | 2039 | 2040 | 2041 | 2042
VIC | Dispatchable Storage Load | -46.8693 | -40.6993 | -35.3159 | -40.6606 | -58.0726 | -81.2045 | -292.5966 | -259.6582 | -280.8783 | -321.0769 | -319.2264 | -515.0531 | -487.4435 | -521.5283 | -544.0875 | -571.2334 | -560.1037 | -589.8537 | -600.6561 | -598.8903 | -1344.4377
VIC | Behind the Meter Storage Load | -53.677 | -64.3205 | -78.0409 | -95.7414 | -109.8075 | -124.2051 | -137.2845 | -146.1805 | -167.8887 | -180.7695 | -181.0783 | -189.1504 | -196.1173 | -216.1502 | -245.0283 | -276.5053 | -305.0903 | -331.4167 | -358.1006 | -382.412 | -399.3077
Total |  | -100.5464 | -105.0198 | -113.3568 | -136.402 | -167.8801 | -205.4096 | -429.8811 | -405.8387 | -448.767 | -501.8464 | -500.3046 | -704.2036 | -683.5607 | -737.6785 | -789.1158 | -847.7388 | -865.194 | -921.2703 | -958.7567 | -981.3023 | -1743.7454
Region | Technology | 2022 | 2023 | 2024 | 2025 | 2026 | 2027 | 2028 | 2029 | 2030 | 2031 | 2032 | 2033 | 2034 | 2035 | 2036 | 2037 | 2038 | 2039 | 2040 | 2041 | 2042
SA | Dispatchable Storage Load | -113.2936 | -114.0743 | -108.8337 | -70.6065 | -92.9586 | -112.9442 | -221.5768 | -193.8828 | -203.0442 | -245.6373 | -292.6715 | -321.0101 | -326.317 | -388.9968 | -392.541 | -1209.4131 | -1671.715 | -1659.8782 | -1678.1402 | -1665.5777 | -2114.3817
SA | Behind the Meter Storage Load | -117.2759 | -116.5834 | -118.186 | -115.91 | -107.8791 | -104.1498 | -102.5154 | -98.2487 | -98.4564 | -97.7194 | -95.858 | -94.5692 | -93.6309 | -95.7966 | -99.9186 | -107.3934 | -116.3666 | -123.1572 | -132.047 | -137.7027 | -141.5459
Total |  | -230.5694 | -230.6577 | -227.0197 | -186.5165 | -200.8377 | -217.094 | -324.0922 | -292.1315 | -301.5005 | -343.3568 | -388.5295 | -415.5792 | -419.9479 | -484.7934 | -492.4596 | -1316.8065 | -1788.0816 | -1783.0354 | -1810.1872 | -1803.2804 | -2255.9276
Region | Technology | 2022 | 2023 | 2024 | 2025 | 2026 | 2027 | 2028 | 2029 | 2030 | 2031 | 2032 | 2033 | 2034 | 2035 | 2036 | 2037 | 2038 | 2039 | 2040 | 2041 | 2042
TAS | Dispatchable Storage Load | -0.54533 | -0.081201 | -0.31016 | -0.89754 | -1.1557 | -1.9624 | -2.3846 | -1.0159 | -4.1057 | -4.8249 | -3.0145 | -6.6449 | -6.8162 | -6.8234 | -8.5716 | -17.212 | -20.0924 | -15.328 | -18.4088 | -22.5975 | -17.5189
TAS | Behind the Meter Storage Load | -6.9765 | -8.1613 | -9.3837 | -11.1273 | -12.2852 | -13.4596 | -14.5538 | -15.1992 | -17.4548 | -18.4996 | -18.1846 | -18.7735 | -19.0687 | -20.7527 | -23.0284 | -25.7388 | -28.0856 | -29.8935 | -32.1972 | -33.6597 | -34.3616
Total |  | -7.5219 | -8.2425 | -9.6939 | -12.0249 | -13.4409 | -15.4221 | -16.9384 | -16.215 | -21.5605 | -23.3246 | -21.1991 | -25.4184 | -25.8849 | -27.576 | -31.6 | -42.9508 | -48.178 | -45.2214 | -50.606 | -56.2573 | -51.8805

## StorageCapacity_1
Installed capacity of Storage (MW) - Central (DP1)
Capacity calculated on 1 July. Years are financial year ending. Existing and new storages are grouped according to depth. For storage depth classifications, please refer to the 2020 ISP report.
Region | Technology | 2022 | 2023 | 2024 | 2025 | 2026 | 2027 | 2028 | 2029 | 2030 | 2031 | 2032 | 2033 | 2034 | 2035 | 2036 | 2037 | 2038 | 2039 | 2040 | 2041 | 2042
NEM | Shallow Storage | 401.1822 | 401.1619 | 401.3446 | 452.0266 | 510.4308 | 570.5031 | 638.6263 | 712.2362 | 857.3763 | 869.6628 | 1129.7843 | 1515.6286 | 1523.3823 | 1699.7251 | 1841.106 | 2547.6625 | 2637.1049 | 4489.7925 | 4608.9534 | 4673.0284 | 6603.6982
NEM | Medium Storage | 810 | 830 | 830 | 830 | 830 | 830 | 830 | 830 | 830 | 830 | 830 | 830 | 1908.545 | 2426.3648 | 4103.4351 | 4537.7558 | 4963.2142 | 5087.6936 | 5087.6936 | 5701.4735 | 5701.4735
NEM | Deep Storage | 0 | 0 | 0 | 2040 | 2040 | 2040 | 2040 | 2040 | 2040 | 2040 | 2040 | 2040 | 2040 | 2040 | 2040 | 2040 | 2040 | 2040 | 2040 | 2040 | 2040
NEM | Behind the Meter Storage | 444.7287 | 522.1652 | 606.7287 | 693.7488 | 759.2616 | 795.595 | 833.399 | 870.6424 | 1032.3762 | 1000.6238 | 1005.4321 | 1040.1259 | 1076.1938 | 1176.5966 | 1328.6811 | 1416.3921 | 1516.1836 | 1633.7332 | 1766.3699 | 1829.9223 | 1887.2111
Total Storage Capacity |  | 1655.9109 | 1753.3271 | 1838.0733 | 4015.7754 | 4139.6924 | 4236.0981 | 4342.0253 | 4452.8786 | 4759.7525 | 4740.2866 | 5005.2164 | 5425.7545 | 6548.1211 | 7342.6865 | 9313.2222 | 10541.8104 | 11156.5027 | 13251.2193 | 13503.0168 | 14244.4241 | 16232.3827
Region | Technology | 2022 | 2023 | 2024 | 2025 | 2026 | 2027 | 2028 | 2029 | 2030 | 2031 | 2032 | 2033 | 2034 | 2035 | 2036 | 2037 | 2038 | 2039 | 2040 | 2041 | 2042
NSW | Shallow Storage | 40.5403 | 42.7449 | 44.5264 | 67.1685 | 92.8062 | 119.0398 | 148.929 | 182.4971 | 247.943 | 264.5716 | 290.8023 | 320.0667 | 347.0734 | 390.2391 | 448.618 | 555.4175 | 592.5217 | 635.1926 | 682.7654 | 707.2806 | 730.0298
NSW | Medium Storage | 240 | 240 | 240 | 240 | 240 | 240 | 240 | 240 | 240 | 240 | 240 | 240 | 852.302 | 1208.0041 | 2314.7654 | 2314.7654 | 2314.7654 | 2439.2447 | 2439.2447 | 2972.4237 | 2972.4237
NSW | Deep Storage | 0 | 0 | 0 | 2040 | 2040 | 2040 | 2040 | 2040 | 2040 | 2040 | 2040 | 2040 | 2040 | 2040 | 2040 | 2040 | 2040 | 2040 | 2040 | 2040 | 2040
NSW | Behind the Meter Storage | 162.1612 | 200.7871 | 242.6292 | 287.5949 | 319.6657 | 337.6342 | 356.018 | 376.3052 | 451.1476 | 434.2345 | 439.4556 | 453.6777 | 468.9166 | 509.2789 | 571.5192 | 605.359 | 646.613 | 694.0331 | 746.6493 | 770.3946 | 791.5885
Total Storage Capacity |  | 442.7014 | 483.532 | 527.1556 | 2634.7634 | 2692.4719 | 2736.6739 | 2784.947 | 2838.8023 | 2979.0906 | 2978.8061 | 3010.2579 | 3053.7444 | 3708.292 | 4147.5221 | 5374.9026 | 5515.5419 | 5593.9 | 5808.4705 | 5908.6595 | 6490.0989 | 6534.042
Region | Technology | 2022 | 2023 | 2024 | 2025 | 2026 | 2027 | 2028 | 2029 | 2030 | 2031 | 2032 | 2033 | 2034 | 2035 | 2036 | 2037 | 2038 | 2039 | 2040 | 2041 | 2042
QLD | Shallow Storage | 16.9254 | 18.0057 | 18.6776 | 28.8948 | 41.27 | 53.4023 | 68.2581 | 84.4049 | 116.7889 | 125.7206 | 137.3907 | 151.6597 | 166.3057 | 186.6908 | 214.3783 | 556.1446 | 574.3579 | 2345.4111 | 2372.9969 | 2388.1749 | 2402.7578
QLD | Medium Storage | 570 | 590 | 590 | 590 | 590 | 590 | 590 | 590 | 590 | 590 | 590 | 590 | 1056.243 | 1218.3607 | 1788.6696 | 1788.6696 | 1788.6696 | 1788.6696 | 1788.6696 | 1869.2706 | 1869.2706
QLD | Deep Storage | 0 | 0 | 0 | 0 | 0 | 0 | 0 | 0 | 0 | 0 | 0 | 0 | 0 | 0 | 0 | 0 | 0 | 0 | 0 | 0 | 0
QLD | Behind the Meter Storage | 67.7015 | 84.5788 | 101.7764 | 123.7188 | 142.1521 | 151.4657 | 163.1725 | 174.0412 | 212.5046 | 206.3421 | 207.6225 | 214.9695 | 224.6887 | 243.6396 | 273.1083 | 296.0428 | 316.302 | 342.8319 | 373.8223 | 389.2353 | 403.6621
Total Storage Capacity |  | 654.6269 | 692.5845 | 710.454 | 742.6137 | 773.4221 | 794.868 | 821.4307 | 848.4462 | 919.2935 | 922.0627 | 935.0131 | 956.6292 | 1447.2374 | 1648.6911 | 2276.1563 | 2640.8571 | 2679.3295 | 4476.9126 | 4535.4888 | 4646.6808 | 4675.6905
Region | Technology | 2022 | 2023 | 2024 | 2025 | 2026 | 2027 | 2028 | 2029 | 2030 | 2031 | 2032 | 2033 | 2034 | 2035 | 2036 | 2037 | 2038 | 2039 | 2040 | 2041 | 2042
VIC | Shallow Storage | 93.4473 | 94.2705 | 95.4481 | 106.5904 | 119.9621 | 134.5567 | 150.6819 | 167.4821 | 203.165 | 214.3076 | 227.0719 | 246.3088 | 207.384 | 332.4924 | 375.286 | 398.3407 | 424.013 | 453.1701 | 486.0309 | 505.5383 | 2100.7585
VIC | Medium Storage | 0 | 0 | 0 | 0 | 0 | 0 | 0 | 0 | 0 | 0 | 0 | 0 | 0 | 0 | 0 | 0 | 0 | 0 | 0 | 0 | 0
VIC | Deep Storage | 0 | 0 | 0 | 0 | 0 | 0 | 0 | 0 | 0 | 0 | 0 | 0 | 0 | 0 | 0 | 0 | 0 | 0 | 0 | 0 | 0
VIC | Behind the Meter Storage | 73.7891 | 90.5201 | 111.424 | 135.2607 | 154.8694 | 168.9215 | 180.9192 | 190.6962 | 233.2042 | 228.6419 | 229.8086 | 242.8211 | 253.1668 | 287.711 | 335.3744 | 358.9041 | 387.9311 | 420.7677 | 457.5845 | 477.5778 | 495.0885
Total Storage Capacity |  | 167.2364 | 184.7906 | 206.8722 | 241.8511 | 274.8314 | 303.4781 | 331.6011 | 358.1782 | 436.3692 | 442.9495 | 456.8805 | 489.1299 | 460.5509 | 620.2034 | 710.6604 | 757.2448 | 811.9441 | 873.9378 | 943.6154 | 983.1161 | 2595.847
Region | Technology | 2022 | 2023 | 2024 | 2025 | 2026 | 2027 | 2028 | 2029 | 2030 | 2031 | 2032 | 2033 | 2034 | 2035 | 2036 | 2037 | 2038 | 2039 | 2040 | 2041 | 2042
SA | Shallow Storage | 248.0625 | 243.8874 | 240.4284 | 245.9801 | 251.7664 | 257.6035 | 263.4061 | 268.9869 | 277.3738 | 252.1543 | 460.5516 | 781.9118 | 785.7171 | 770.7711 | 779.9398 | 1013.1283 | 1019.7502 | 1027.5248 | 1036.4477 | 1040.3453 | 1337.5991
SA | Medium Storage | 0 | 0 | 0 | 0 | 0 | 0 | 0 | 0 | 0 | 0 | 0 | 0 | 0 | 0 | 0 | 434.3207 | 859.7792 | 859.7792 | 859.7792 | 859.7792 | 859.7792
SA | Deep Storage | 0 | 0 | 0 | 0 | 0 | 0 | 0 | 0 | 0 | 0 | 0 | 0 | 0 | 0 | 0 | 0 | 0 | 0 | 0 | 0 | 0
SA | Behind the Meter Storage | 132.25 | 135.694 | 138.5621 | 132.6474 | 126.6399 | 120.8369 | 115.716 | 111.32 | 113.493 | 110.2187 | 107.4376 | 106.4297 | 106.586 | 110.4775 | 119.5263 | 125.2094 | 132.4334 | 140.9554 | 150.7375 | 154.255 | 157.6818
Total Storage Capacity |  | 380.3125 | 379.5814 | 378.9906 | 378.6275 | 378.4063 | 378.4404 | 379.1221 | 380.3069 | 390.8668 | 362.373 | 567.9892 | 888.3415 | 892.3031 | 881.2486 | 899.4661 | 1572.6584 | 2011.9628 | 2028.2593 | 2046.9643 | 2054.3795 | 2355.0601
Region | Technology | 2022 | 2023 | 2024 | 2025 | 2026 | 2027 | 2028 | 2029 | 2030 | 2031 | 2032 | 2033 | 2034 | 2035 | 2036 | 2037 | 2038 | 2039 | 2040 | 2041 | 2042
TAS | Shallow Storage | 2.2067 | 2.2535 | 2.264 | 3.3928 | 4.6261 | 5.9009 | 7.3512 | 8.8652 | 12.1055 | 12.9087 | 13.9678 | 15.6816 | 16.9021 | 19.5316 | 22.8838 | 24.6314 | 26.4621 | 28.494 | 30.7124 | 31.6893 | 32.553
TAS | Medium Storage | 0 | 0 | 0 | 0 | 0 | 0 | 0 | 0 | 0 | 0 | 0 | 0 | 0 | 0 | 0 | 0 | 0 | 0 | 0 | 0 | 0
TAS | Deep Storage | 0 | 0 | 0 | 0 | 0 | 0 | 0 | 0 | 0 | 0 | 0 | 0 | 0 | 0 | 0 | 0 | 0 | 0 | 0 | 0 | 0
TAS | Behind the Meter Storage | 8.8269 | 10.5852 | 12.3369 | 14.527 | 15.9345 | 16.7368 | 17.5732 | 18.2798 | 22.0268 | 21.1867 | 21.1079 | 22.2279 | 22.8357 | 25.4896 | 29.1529 | 30.8769 | 32.9041 | 35.1451 | 37.5764 | 38.4595 | 39.1902
Total Storage Capacity |  | 11.0336 | 12.8387 | 14.601 | 17.9198 | 20.5606 | 22.6377 | 24.9244 | 27.145 | 34.1323 | 34.0954 | 35.0758 | 37.9095 | 39.7378 | 45.0212 | 52.0367 | 55.5083 | 59.3662 | 63.6391 | 68.2888 | 70.1488 | 71.7432

## StorageCapacity_2
Installed capacity of Storage (MW) - Central with early coal closure (DP1)
Capacity calculated on 1 July. Years are financial year ending. Existing and new storages are grouped according to depth. For storage depth classifications, please refer to the 2020 ISP report.
Region | Technology | 2022 | 2023 | 2024 | 2025 | 2026 | 2027 | 2028 | 2029 | 2030 | 2031 | 2032 | 2033 | 2034 | 2035 | 2036 | 2037 | 2038 | 2039 | 2040 | 2041 | 2042
NEM | Shallow Storage | 401.1822 | 401.1619 | 401.3446 | 452.0266 | 510.4308 | 570.5031 | 1030.0953 | 1103.7052 | 1248.8453 | 1291.9747 | 1453.7843 | 1522.2588 | 1530.0125 | 1706.3554 | 1847.7363 | 2338.4949 | 2427.9372 | 4315.6446 | 4434.8055 | 4498.8805 | 6475.4162
NEM | Medium Storage | 810 | 830 | 830 | 830 | 830 | 830 | 830 | 830 | 830 | 830 | 830 | 869.8879 | 1971.1459 | 2457.2398 | 4147.846 | 4765.0031 | 5171.6269 | 5282.2721 | 5282.2721 | 5849.0868 | 5849.0868
NEM | Deep Storage | 0 | 0 | 0 | 2040 | 2040 | 2040 | 2040 | 2040 | 2040 | 2040 | 2040 | 2040 | 2040 | 2040 | 2040 | 2040 | 2040 | 2040 | 2040 | 2040 | 2040
NEM | Behind the Meter Storage | 444.7287 | 522.1652 | 606.7287 | 693.7488 | 759.2616 | 795.595 | 833.399 | 870.6424 | 1032.3762 | 1000.6238 | 1005.4321 | 1040.1259 | 1076.1938 | 1176.5966 | 1328.6811 | 1416.3921 | 1516.1836 | 1633.7332 | 1766.3699 | 1829.9223 | 1887.2111
Total Storage Capacity |  | 1655.9109 | 1753.3271 | 1838.0733 | 4015.7754 | 4139.6924 | 4236.0981 | 4733.4943 | 4844.3476 | 5151.2215 | 5162.5986 | 5329.2164 | 5472.2726 | 6617.3522 | 7380.1918 | 9364.2633 | 10559.8901 | 11155.7477 | 13271.65 | 13523.4475 | 14217.8895 | 16251.714
Region | Technology | 2022 | 2023 | 2024 | 2025 | 2026 | 2027 | 2028 | 2029 | 2030 | 2031 | 2032 | 2033 | 2034 | 2035 | 2036 | 2037 | 2038 | 2039 | 2040 | 2041 | 2042
NSW | Shallow Storage | 40.5403 | 42.7449 | 44.5264 | 67.1685 | 92.8062 | 119.0398 | 148.929 | 182.4971 | 247.943 | 264.5716 | 290.8023 | 320.0667 | 347.0734 | 390.2391 | 448.618 | 482.914 | 520.0182 | 562.6892 | 610.262 | 634.7771 | 657.5264
NSW | Medium Storage | 240 | 240 | 240 | 240 | 240 | 240 | 240 | 240 | 240 | 240 | 240 | 240 | 950.7605 | 1312.7879 | 2419.8487 | 2419.8487 | 2419.8487 | 2530.4939 | 2530.4939 | 3043.3194 | 3043.3194
NSW | Deep Storage | 0 | 0 | 0 | 2040 | 2040 | 2040 | 2040 | 2040 | 2040 | 2040 | 2040 | 2040 | 2040 | 2040 | 2040 | 2040 | 2040 | 2040 | 2040 | 2040 | 2040
NSW | Behind the Meter Storage | 162.1612 | 200.7871 | 242.6292 | 287.5949 | 319.6657 | 337.6342 | 356.018 | 376.3052 | 451.1476 | 434.2345 | 439.4556 | 453.6777 | 468.9166 | 509.2789 | 571.5192 | 605.359 | 646.613 | 694.0331 | 746.6493 | 770.3946 | 791.5885
Total Storage Capacity |  | 442.7014 | 483.532 | 527.1556 | 2634.7634 | 2692.4719 | 2736.6739 | 2784.947 | 2838.8023 | 2979.0906 | 2978.8061 | 3010.2579 | 3053.7444 | 3806.7505 | 4252.3059 | 5479.9859 | 5548.1218 | 5626.4799 | 5827.2162 | 5927.4052 | 6488.4912 | 6532.4342
Region | Technology | 2022 | 2023 | 2024 | 2025 | 2026 | 2027 | 2028 | 2029 | 2030 | 2031 | 2032 | 2033 | 2034 | 2035 | 2036 | 2037 | 2038 | 2039 | 2040 | 2041 | 2042
QLD | Shallow Storage | 16.9254 | 18.0057 | 18.6776 | 28.8948 | 41.27 | 53.4023 | 68.2581 | 84.4049 | 116.7889 | 125.7206 | 137.3907 | 151.6597 | 166.3057 | 186.6908 | 214.3783 | 615.37 | 633.5832 | 2439.6562 | 2467.242 | 2482.42 | 2497.0029
QLD | Medium Storage | 570 | 590 | 590 | 590 | 590 | 590 | 590 | 590 | 590 | 590 | 590 | 590 | 980.4975 | 1104.5641 | 1688.1094 | 1688.1094 | 1688.1094 | 1688.1094 | 1688.1094 | 1742.0985 | 1742.0985
QLD | Deep Storage | 0 | 0 | 0 | 0 | 0 | 0 | 0 | 0 | 0 | 0 | 0 | 0 | 0 | 0 | 0 | 0 | 0 | 0 | 0 | 0 | 0
QLD | Behind the Meter Storage | 67.7015 | 84.5788 | 101.7764 | 123.7188 | 142.1521 | 151.4657 | 163.1725 | 174.0412 | 212.5046 | 206.3421 | 207.6225 | 214.9695 | 224.6887 | 243.6396 | 273.1083 | 296.0428 | 316.302 | 342.8319 | 373.8223 | 389.2353 | 403.6621
Total Storage Capacity |  | 654.6269 | 692.5845 | 710.454 | 742.6137 | 773.4221 | 794.868 | 821.4307 | 848.4462 | 919.2935 | 922.0627 | 935.0131 | 956.6292 | 1371.4918 | 1534.8945 | 2175.596 | 2599.5221 | 2637.9946 | 4470.5974 | 4529.1736 | 4613.7538 | 4642.7635
Region | Technology | 2022 | 2023 | 2024 | 2025 | 2026 | 2027 | 2028 | 2029 | 2030 | 2031 | 2032 | 2033 | 2034 | 2035 | 2036 | 2037 | 2038 | 2039 | 2040 | 2041 | 2042
VIC | Shallow Storage | 93.4473 | 94.2705 | 95.4481 | 106.5904 | 119.9621 | 134.5567 | 414.2141 | 431.0143 | 466.6973 | 477.8398 | 490.6042 | 509.841 | 470.9163 | 483.9931 | 526.7867 | 549.8414 | 575.5137 | 604.6707 | 637.5316 | 657.0389 | 1833.697
VIC | Medium Storage | 0 | 0 | 0 | 0 | 0 | 0 | 0 | 0 | 0 | 0 | 0 | 39.8879 | 39.8879 | 39.8879 | 39.8879 | 39.8879 | 39.8879 | 39.8879 | 39.8879 | 39.8879 | 39.8879
VIC | Deep Storage | 0 | 0 | 0 | 0 | 0 | 0 | 0 | 0 | 0 | 0 | 0 | 0 | 0 | 0 | 0 | 0 | 0 | 0 | 0 | 0 | 0
VIC | Behind the Meter Storage | 73.7891 | 90.5201 | 111.424 | 135.2607 | 154.8694 | 168.9215 | 180.9192 | 190.6962 | 233.2042 | 228.6419 | 229.8086 | 242.8211 | 253.1668 | 287.711 | 335.3744 | 358.9041 | 387.9311 | 420.7677 | 457.5845 | 477.5778 | 495.0885
Total Storage Capacity |  | 167.2364 | 184.7906 | 206.8722 | 241.8511 | 274.8314 | 303.4781 | 595.1333 | 621.7105 | 699.9014 | 706.4817 | 720.4127 | 792.55 | 763.971 | 811.592 | 902.0489 | 948.6333 | 1003.3327 | 1065.3263 | 1135.004 | 1174.5046 | 2368.6733
Region | Technology | 2022 | 2023 | 2024 | 2025 | 2026 | 2027 | 2028 | 2029 | 2030 | 2031 | 2032 | 2033 | 2034 | 2035 | 2036 | 2037 | 2038 | 2039 | 2040 | 2041 | 2042
SA | Shallow Storage | 248.0625 | 243.8874 | 240.4284 | 245.9801 | 251.7664 | 257.6035 | 391.3429 | 396.9237 | 405.3106 | 410.9341 | 521.0194 | 525.0098 | 528.8151 | 625.9007 | 635.0694 | 665.7381 | 672.36 | 680.1346 | 689.0575 | 692.9551 | 1454.637
SA | Medium Storage | 0 | 0 | 0 | 0 | 0 | 0 | 0 | 0 | 0 | 0 | 0 | 0 | 0 | 0 | 0 | 617.1571 | 1023.781 | 1023.781 | 1023.781 | 1023.781 | 1023.781
SA | Deep Storage | 0 | 0 | 0 | 0 | 0 | 0 | 0 | 0 | 0 | 0 | 0 | 0 | 0 | 0 | 0 | 0 | 0 | 0 | 0 | 0 | 0
SA | Behind the Meter Storage | 132.25 | 135.694 | 138.5621 | 132.6474 | 126.6399 | 120.8369 | 115.716 | 111.32 | 113.493 | 110.2187 | 107.4376 | 106.4297 | 106.586 | 110.4775 | 119.5263 | 125.2094 | 132.4334 | 140.9554 | 150.7375 | 154.255 | 157.6818
Total Storage Capacity |  | 380.3125 | 379.5814 | 378.9906 | 378.6275 | 378.4063 | 378.4404 | 507.0589 | 508.2437 | 518.8036 | 521.1527 | 628.457 | 631.4395 | 635.4011 | 736.3782 | 754.5957 | 1408.1046 | 1828.5743 | 1844.8709 | 1863.5759 | 1870.9911 | 2636.0997
Region | Technology | 2022 | 2023 | 2024 | 2025 | 2026 | 2027 | 2028 | 2029 | 2030 | 2031 | 2032 | 2033 | 2034 | 2035 | 2036 | 2037 | 2038 | 2039 | 2040 | 2041 | 2042
TAS | Shallow Storage | 2.2067 | 2.2535 | 2.264 | 3.3928 | 4.6261 | 5.9009 | 7.3512 | 8.8652 | 12.1055 | 12.9087 | 13.9678 | 15.6816 | 16.9021 | 19.5316 | 22.8838 | 24.6314 | 26.4621 | 28.494 | 30.7124 | 31.6893 | 32.553
TAS | Medium Storage | 0 | 0 | 0 | 0 | 0 | 0 | 0 | 0 | 0 | 0 | 0 | 0 | 0 | 0 | 0 | 0 | 0 | 0 | 0 | 0 | 0
TAS | Deep Storage | 0 | 0 | 0 | 0 | 0 | 0 | 0 | 0 | 0 | 0 | 0 | 0 | 0 | 0 | 0 | 0 | 0 | 0 | 0 | 0 | 0
TAS | Behind the Meter Storage | 8.8269 | 10.5852 | 12.3369 | 14.527 | 15.9345 | 16.7368 | 17.5732 | 18.2798 | 22.0268 | 21.1867 | 21.1079 | 22.2279 | 22.8357 | 25.4896 | 29.1529 | 30.8769 | 32.9041 | 35.1451 | 37.5764 | 38.4595 | 39.1902
Total Storage Capacity |  | 11.0336 | 12.8387 | 14.601 | 17.9198 | 20.5606 | 22.6377 | 24.9244 | 27.145 | 34.1323 | 34.0954 | 35.0758 | 37.9095 | 39.7378 | 45.0212 | 52.0367 | 55.5083 | 59.3662 | 63.6391 | 68.2888 | 70.1488 | 71.7432

## StorageGeneration_1
Generation by Storage (GWh) - Central (DP1)
Capacity calculated on 1 July. Years are financial year ending. Existing and new storages are group according to depth. For storage depth classifications, please refer to the 2020 ISP report.
Region | Technology | 2022 | 2023 | 2024 | 2025 | 2026 | 2027 | 2028 | 2029 | 2030 | 2031 | 2032 | 2033 | 2034 | 2035 | 2036 | 2037 | 2038 | 2039 | 2040 | 2041 | 2042
NEM | Shallow Storage | 166.2474 | 161.7006 | 137.501 | 128.545 | 199.9622 | 266.377 | 296.3288 | 345.5017 | 325.3635 | 519.1864 | 619.953 | 904.1588 | 940.6371 | 1069.3167 | 1147.3271 | 1548.2925 | 1566.5804 | 2534.9587 | 2604.686 | 2639.3717 | 3623.3064
NEM | Medium Storage | 9.2809 | 30.9517 | 30.7552 | 77.8322 | 39.2095 | 95.7349 | 252.1774 | 185.4135 | 239.3607 | 335.465 | 322.7218 | 876.9581 | 1944.9755 | 2405.2971 | 6447.9301 | 6870.497 | 7321.551 | 7019.2329 | 7155.0683 | 8850.4378 | 9041.8896
NEM | Deep Storage | 0 | 0 | 0 | 77.8831 | 397.4276 | 622.7497 | 668.7323 | 447.9711 | 280.749 | 1355.3367 | 822.6568 | 3443.4794 | 3295.3742 | 3273.5199 | 3416.8439 | 3196.246 | 3186.2093 | 3464.7465 | 2895.0037 | 2985.2711 | 3385.7429
NEM | Behind the Meter Storage | 307.8815 | 349.5679 | 405.8046 | 466.0259 | 512.881 | 557.6824 | 589.0446 | 618.9552 | 689.9672 | 735.5756 | 736.7638 | 751.0907 | 775.1096 | 827.3416 | 915.6105 | 1017.6304 | 1099.4949 | 1182.6554 | 1259.4802 | 1340.918 | 1398.4534
Total Storage Generation |  | 483.4097 | 542.2203 | 574.0608 | 750.2862 | 1149.4803 | 1542.544 | 1806.2831 | 1597.8415 | 1535.4404 | 2945.5636 | 2502.0954 | 5975.687 | 6956.0965 | 7575.4754 | 11927.7116 | 12632.6659 | 13173.8356 | 14201.5935 | 13914.2382 | 15815.9985 | 17449.3922
Region | Technology | 2022 | 2023 | 2024 | 2025 | 2026 | 2027 | 2028 | 2029 | 2030 | 2031 | 2032 | 2033 | 2034 | 2035 | 2036 | 2037 | 2038 | 2039 | 2040 | 2041 | 2042
NSW | Shallow Storage | 22.897 | 23.0131 | 6.9234 | 17.0166 | 46.9404 | 66.3118 | 75.3077 | 99.934 | 47.1103 | 183.0364 | 172.6452 | 229.1103 | 258.337 | 287.9197 | 323.8894 | 388.0193 | 405.8943 | 436.9634 | 463.5513 | 478.7512 | 494.4865
NSW | Medium Storage | 3.7382 | 4.1444 | 4.7672 | 25.2428 | 5.1101 | 18.897 | 12.5785 | 6.3676 | 4.9253 | 23.1666 | 28.768 | 365.689 | 964.4344 | 1283.6127 | 4127.8439 | 4146.6797 | 4194.745 | 4173.3599 | 4201.4972 | 5651.1082 | 5806.6676
NSW | Deep Storage | 0 | 0 | 0 | 77.8831 | 397.4276 | 622.7497 | 668.7323 | 447.9711 | 280.749 | 1355.3367 | 822.6568 | 3443.4794 | 3295.3742 | 3273.5199 | 3416.8439 | 3196.246 | 3186.2093 | 3464.7465 | 2895.0037 | 2985.2711 | 3385.7429
NSW | Behind the Meter Storage | 107.7652 | 129.1563 | 157.8533 | 188.5235 | 214.1412 | 236.8803 | 249.0902 | 265.3246 | 298.6179 | 318.9155 | 321.2268 | 325.5928 | 337.0477 | 357.798 | 396.898 | 439.5639 | 469.7602 | 503.9533 | 532.0632 | 563.0129 | 586.9408
Total Storage Generation |  | 134.4003 | 156.3138 | 169.544 | 308.666 | 663.6193 | 944.8389 | 1005.7087 | 819.5973 | 631.4026 | 1880.4551 | 1345.2969 | 4363.8715 | 4855.1934 | 5202.8503 | 8265.4752 | 8170.5089 | 8256.6088 | 8579.0231 | 8092.1154 | 9678.1433 | 10273.8379
Region | Technology | 2022 | 2023 | 2024 | 2025 | 2026 | 2027 | 2028 | 2029 | 2030 | 2031 | 2032 | 2033 | 2034 | 2035 | 2036 | 2037 | 2038 | 2039 | 2040 | 2041 | 2042
QLD | Shallow Storage | 11.334 | 11.6079 | 12.1146 | 19.0428 | 27.3701 | 37.9978 | 64.3954 | 72.19 | 112.8035 | 88.3393 | 95.6927 | 107.2912 | 119.5924 | 133.5096 | 156.7598 | 340.0849 | 347.4362 | 1262.0867 | 1285.1114 | 1294.5193 | 1315.6134
QLD | Medium Storage | 5.5427 | 26.8074 | 25.988 | 52.5894 | 34.0994 | 76.8378 | 239.5989 | 179.0459 | 234.4354 | 312.2984 | 293.9538 | 511.2691 | 980.5411 | 1121.6844 | 2320.0862 | 2276.4491 | 2273.6121 | 2020.4274 | 2123.8387 | 2375.2133 | 2413.6326
QLD | Deep Storage | 0 | 0 | 0 | 0 | 0 | 0 | 0 | 0 | 0 | 0 | 0 | 0 | 0 | 0 | 0 | 0 | 0 | 0 | 0 | 0 | 0
QLD | Behind the Meter Storage | 48.7846 | 59.6306 | 72.973 | 88.0623 | 103.077 | 115.0753 | 123.6567 | 132.834 | 150.027 | 164.1096 | 164.5179 | 168.272 | 175.2361 | 186.6232 | 205.6042 | 229.5435 | 247.4726 | 266.7541 | 283.3279 | 307.0152 | 322.2739
Total Storage Generation |  | 65.6613 | 98.046 | 111.0756 | 159.6945 | 164.5465 | 229.9109 | 427.651 | 384.0699 | 497.2659 | 564.7473 | 554.1643 | 786.8323 | 1275.3696 | 1441.8172 | 2682.4502 | 2846.0775 | 2868.5209 | 3549.2682 | 3692.2779 | 3976.7478 | 4051.5199
Region | Technology | 2022 | 2023 | 2024 | 2025 | 2026 | 2027 | 2028 | 2029 | 2030 | 2031 | 2032 | 2033 | 2034 | 2035 | 2036 | 2037 | 2038 | 2039 | 2040 | 2041 | 2042
VIC | Shallow Storage | 38.5825 | 33.5202 | 29.1233 | 33.7136 | 48.308 | 67.8324 | 69.4288 | 81.6025 | 88.6013 | 129.3168 | 137.1857 | 160.0429 | 148.8033 | 237.7774 | 263.806 | 282.5257 | 284.5603 | 306.7236 | 322.2002 | 330.3578 | 1135.429
VIC | Medium Storage | 0 | 0 | 0 | 0 | 0 | 0 | 0 | 0 | 0 | 0 | 0 | 0 | 0 | 0 | 0 | 0 | 0 | 0 | 0 | 0 | 0
VIC | Deep Storage | 0 | 0 | 0 | 0 | 0 | 0 | 0 | 0 | 0 | 0 | 0 | 0 | 0 | 0 | 0 | 0 | 0 | 0 | 0 | 0 | 0
VIC | Behind the Meter Storage | 45.6645 | 54.6954 | 66.4458 | 81.4292 | 93.4683 | 105.7173 | 116.7378 | 124.2719 | 142.705 | 153.7022 | 154.031 | 160.8358 | 166.9423 | 183.8204 | 208.5421 | 235.3066 | 259.416 | 281.7409 | 304.3651 | 325.1451 | 339.6403
Total Storage Generation |  | 84.2471 | 88.2156 | 95.5692 | 115.1428 | 141.7763 | 173.5497 | 186.1667 | 205.8744 | 231.3063 | 283.0189 | 291.2166 | 320.8787 | 315.7456 | 421.5978 | 472.3481 | 517.8323 | 543.9762 | 588.4645 | 626.5653 | 655.5029 | 1475.0693
Region | Technology | 2022 | 2023 | 2024 | 2025 | 2026 | 2027 | 2028 | 2029 | 2030 | 2031 | 2032 | 2033 | 2034 | 2035 | 2036 | 2037 | 2038 | 2039 | 2040 | 2041 | 2042
SA | Shallow Storage | 92.9746 | 93.4906 | 89.0717 | 58.0092 | 76.3615 | 92.5695 | 86.9439 | 91.5929 | 75.8025 | 116.7138 | 210.6551 | 402.4654 | 409.0507 | 404.4564 | 395.9218 | 522.8452 | 511.2442 | 515.611 | 518.3345 | 516.4733 | 662.6067
SA | Medium Storage | 0 | 0 | 0 | 0 | 0 | 0 | 0 | 0 | 0 | 0 | 0 | 0 | 0 | 0 | 0 | 447.3682 | 853.194 | 825.4456 | 829.7325 | 824.1163 | 821.5894
SA | Deep Storage | 0 | 0 | 0 | 0 | 0 | 0 | 0 | 0 | 0 | 0 | 0 | 0 | 0 | 0 | 0 | 0 | 0 | 0 | 0 | 0 | 0
SA | Behind the Meter Storage | 99.7285 | 99.1403 | 100.538 | 98.5405 | 91.7342 | 88.549 | 87.1752 | 83.5907 | 83.7598 | 83.1008 | 81.5113 | 80.4158 | 79.6424 | 81.4403 | 84.9621 | 91.3048 | 98.9494 | 104.7718 | 112.3235 | 117.0965 | 120.3568
Total Storage Generation |  | 192.7031 | 192.6308 | 189.6097 | 156.5497 | 168.0958 | 181.1185 | 174.1192 | 175.1836 | 159.5623 | 199.8146 | 292.1664 | 482.8812 | 488.6931 | 485.8967 | 480.8839 | 1061.5181 | 1463.3876 | 1445.8284 | 1460.3905 | 1457.6862 | 1604.5529
Region | Technology | 2022 | 2023 | 2024 | 2025 | 2026 | 2027 | 2028 | 2029 | 2030 | 2031 | 2032 | 2033 | 2034 | 2035 | 2036 | 2037 | 2038 | 2039 | 2040 | 2041 | 2042
TAS | Shallow Storage | 0.45935 | 0.068926 | 0.26798 | 0.76271 | 0.98215 | 1.6656 | 0.25299 | 0.18228 | 1.0459 | 1.78 | 3.7743 | 5.249 | 4.8538 | 5.6537 | 6.9501 | 14.8175 | 17.4454 | 13.5739 | 15.4886 | 19.2701 | 15.1707
TAS | Medium Storage | 0 | 0 | 0 | 0 | 0 | 0 | 0 | 0 | 0 | 0 | 0 | 0 | 0 | 0 | 0 | 0 | 0 | 0 | 0 | 0 | 0
TAS | Deep Storage | 0 | 0 | 0 | 0 | 0 | 0 | 0 | 0 | 0 | 0 | 0 | 0 | 0 | 0 | 0 | 0 | 0 | 0 | 0 | 0 | 0
TAS | Behind the Meter Storage | 5.9386 | 6.9452 | 7.9943 | 9.4704 | 10.4603 | 11.4605 | 12.3846 | 12.934 | 14.8574 | 15.7476 | 15.4769 | 15.9743 | 16.241 | 17.6596 | 19.6042 | 21.9116 | 23.8967 | 25.4354 | 27.4005 | 28.6482 | 29.2415
Total Storage Generation |  | 6.398 | 7.0141 | 8.2623 | 10.2331 | 11.4424 | 13.1261 | 12.6376 | 13.1163 | 15.9033 | 17.5276 | 19.2512 | 21.2233 | 21.0948 | 23.3133 | 26.5542 | 36.7291 | 41.3421 | 39.0093 | 42.8891 | 47.9183 | 44.4121

## StorageGeneration_2
Generation by Storage (GWh) - Central with early coal closure (DP1)
Capacity calculated on 1 July. Years are financial year ending. Existing and new storages are group according to depth. For storage depth classifications, please refer to the 2020 ISP report.
Region | Technology | 2022 | 2023 | 2024 | 2025 | 2026 | 2027 | 2028 | 2029 | 2030 | 2031 | 2032 | 2033 | 2034 | 2035 | 2036 | 2037 | 2038 | 2039 | 2040 | 2041 | 2042
NEM | Shallow Storage | 166.2474 | 161.7006 | 137.501 | 128.545 | 200.019 | 266.4769 | 586.2913 | 546.6691 | 627.6411 | 745.445 | 769.9098 | 912.7015 | 942.7661 | 1061.5386 | 1150.158 | 1434.3044 | 1454.7765 | 2450.6973 | 2516.752 | 2548.2303 | 3564.522
NEM | Medium Storage | 9.2809 | 30.9517 | 30.7552 | 77.8322 | 39.2095 | 95.7125 | 309.2484 | 194.0233 | 255.0204 | 347.5226 | 332.9223 | 1003.5228 | 2091.3263 | 2648.7484 | 6583.6949 | 7197.9341 | 7621.7178 | 7285.4989 | 7440.5221 | 9025.6481 | 9199.9915
NEM | Deep Storage | 0 | 0 | 0 | 77.8831 | 397.6332 | 614.3346 | 1376.3251 | 553.9336 | 413.3069 | 2258.1072 | 1033.3509 | 3374.086 | 3273.8798 | 3226.4345 | 3413.0952 | 3182.2898 | 3182.9237 | 3464.2744 | 2890.9167 | 2973.8376 | 3390.4334
NEM | Behind the Meter Storage | 307.8815 | 349.5679 | 405.8046 | 466.0259 | 512.881 | 557.6824 | 589.0446 | 618.9552 | 689.9672 | 735.5756 | 736.7638 | 751.0907 | 775.1096 | 827.3416 | 915.6105 | 1017.6304 | 1099.4949 | 1182.6554 | 1259.4802 | 1340.918 | 1398.4534
Total Storage Generation |  | 483.4097 | 542.2203 | 574.0608 | 750.2862 | 1149.7428 | 1534.2064 | 2860.9094 | 1913.5812 | 1985.9357 | 4086.6505 | 2872.9468 | 6041.401 | 7083.0818 | 7764.0631 | 12062.5586 | 12832.1588 | 13358.9129 | 14383.126 | 14107.671 | 15888.6339 | 17553.4003
Region | Technology | 2022 | 2023 | 2024 | 2025 | 2026 | 2027 | 2028 | 2029 | 2030 | 2031 | 2032 | 2033 | 2034 | 2035 | 2036 | 2037 | 2038 | 2039 | 2040 | 2041 | 2042
NSW | Shallow Storage | 22.897 | 23.0131 | 6.9234 | 17.0166 | 46.9272 | 66.3031 | 98.2871 | 101.3183 | 113.512 | 185.4469 | 169.9302 | 227.2271 | 256.5682 | 282.7776 | 323.9856 | 348.0885 | 368.1448 | 403.3163 | 427.1154 | 439.852 | 457.2666
NSW | Medium Storage | 3.7382 | 4.1444 | 4.7672 | 25.2428 | 5.1101 | 18.9353 | 30.6307 | 13.9716 | 10.6014 | 28.2635 | 41.5745 | 379.5267 | 1076.3463 | 1401.2047 | 4134.8114 | 4147.0265 | 4191.2126 | 4141.4175 | 4177.1763 | 5590.1359 | 5740.8107
NSW | Deep Storage | 0 | 0 | 0 | 77.8831 | 397.6332 | 614.3346 | 1376.3251 | 553.9336 | 413.3069 | 2258.1072 | 1033.3509 | 3374.086 | 3273.8798 | 3226.4345 | 3413.0952 | 3182.2898 | 3182.9237 | 3464.2744 | 2890.9167 | 2973.8376 | 3390.4334
NSW | Behind the Meter Storage | 107.7652 | 129.1563 | 157.8533 | 188.5235 | 214.1412 | 236.8803 | 249.0902 | 265.3246 | 298.6179 | 318.9155 | 321.2268 | 325.5928 | 337.0477 | 357.798 | 396.898 | 439.5639 | 469.7602 | 503.9533 | 532.0632 | 563.0129 | 586.9408
Total Storage Generation |  | 134.4003 | 156.3138 | 169.544 | 308.666 | 663.8117 | 936.4534 | 1754.3331 | 934.5481 | 836.0383 | 2790.7331 | 1566.0824 | 4306.4326 | 4943.8421 | 5268.2148 | 8268.7902 | 8116.9689 | 8212.0414 | 8512.9615 | 8027.2716 | 9566.8384 | 10175.4515
Region | Technology | 2022 | 2023 | 2024 | 2025 | 2026 | 2027 | 2028 | 2029 | 2030 | 2031 | 2032 | 2033 | 2034 | 2035 | 2036 | 2037 | 2038 | 2039 | 2040 | 2041 | 2042
QLD | Shallow Storage | 11.334 | 11.6079 | 12.1146 | 19.0428 | 27.3701 | 37.9978 | 64.7261 | 72.2957 | 113.5294 | 88.249 | 95.7981 | 107.5457 | 120.2944 | 133.222 | 156.5313 | 370.839 | 378.5981 | 1310.5679 | 1332.8797 | 1343.6986 | 1365.298
QLD | Medium Storage | 5.5427 | 26.8074 | 25.988 | 52.5894 | 34.0994 | 76.7772 | 278.6178 | 180.0517 | 244.419 | 319.2592 | 291.3478 | 510.8865 | 906.8952 | 1139.9576 | 2341.2008 | 2301.1882 | 2299.1233 | 2028.9544 | 2145.7927 | 2328.3176 | 2367.7942
QLD | Deep Storage | 0 | 0 | 0 | 0 | 0 | 0 | 0 | 0 | 0 | 0 | 0 | 0 | 0 | 0 | 0 | 0 | 0 | 0 | 0 | 0 | 0
QLD | Behind the Meter Storage | 48.7846 | 59.6306 | 72.973 | 88.0623 | 103.077 | 115.0753 | 123.6567 | 132.834 | 150.027 | 164.1096 | 164.5179 | 168.272 | 175.2361 | 186.6232 | 205.6042 | 229.5435 | 247.4726 | 266.7541 | 283.3279 | 307.0152 | 322.2739
Total Storage Generation |  | 65.6613 | 98.046 | 111.0756 | 159.6945 | 164.5465 | 229.8503 | 467.0006 | 385.1814 | 507.9755 | 571.6178 | 551.6638 | 786.7042 | 1202.4258 | 1459.8029 | 2703.3362 | 2901.5706 | 2925.194 | 3606.2764 | 3762.0003 | 3979.0314 | 4055.3662
Region | Technology | 2022 | 2023 | 2024 | 2025 | 2026 | 2027 | 2028 | 2029 | 2030 | 2031 | 2032 | 2033 | 2034 | 2035 | 2036 | 2037 | 2038 | 2039 | 2040 | 2041 | 2042
VIC | Shallow Storage | 38.5825 | 33.5202 | 29.1233 | 33.7136 | 48.3343 | 67.5971 | 240.0112 | 213.377 | 231.0588 | 265.7584 | 262.9169 | 308.9264 | 292.9635 | 321.612 | 341.1552 | 362.7742 | 358.6182 | 384.1004 | 396.6504 | 399.4243 | 998.8737
VIC | Medium Storage | 0 | 0 | 0 | 0 | 0 | 0 | 0 | 0 | 0 | 0 | 0 | 113.1096 | 108.0848 | 107.586 | 107.6826 | 107.556 | 104.9579 | 104.8555 | 99.6559 | 98.8452 | 102.6361
VIC | Deep Storage | 0 | 0 | 0 | 0 | 0 | 0 | 0 | 0 | 0 | 0 | 0 | 0 | 0 | 0 | 0 | 0 | 0 | 0 | 0 | 0 | 0
VIC | Behind the Meter Storage | 45.6645 | 54.6954 | 66.4458 | 81.4292 | 93.4683 | 105.7173 | 116.7378 | 124.2719 | 142.705 | 153.7022 | 154.031 | 160.8358 | 166.9423 | 183.8204 | 208.5421 | 235.3066 | 259.416 | 281.7409 | 304.3651 | 325.1451 | 339.6403
Total Storage Generation |  | 84.2471 | 88.2156 | 95.5692 | 115.1428 | 141.8027 | 173.3144 | 356.749 | 337.6489 | 373.7639 | 419.4605 | 416.9478 | 582.8718 | 567.9905 | 613.0185 | 657.38 | 705.6367 | 722.9922 | 770.6968 | 800.6714 | 823.4146 | 1441.1501
Region | Technology | 2022 | 2023 | 2024 | 2025 | 2026 | 2027 | 2028 | 2029 | 2030 | 2031 | 2032 | 2033 | 2034 | 2035 | 2036 | 2037 | 2038 | 2039 | 2040 | 2041 | 2042
SA | Shallow Storage | 92.9746 | 93.4906 | 89.0717 | 58.0092 | 76.4052 | 92.9222 | 181.2288 | 158.8145 | 166.075 | 201.8659 | 238.7293 | 263.3573 | 267.1158 | 318.1272 | 321.1995 | 338.0194 | 332.2879 | 339.6832 | 344.5172 | 345.9869 | 728.1916
SA | Medium Storage | 0 | 0 | 0 | 0 | 0 | 0 | 0 | 0 | 0 | 0 | 0 | 0 | 0 | 0 | 0 | 642.1635 | 1026.4239 | 1010.2714 | 1017.8972 | 1008.3494 | 988.7504
SA | Deep Storage | 0 | 0 | 0 | 0 | 0 | 0 | 0 | 0 | 0 | 0 | 0 | 0 | 0 | 0 | 0 | 0 | 0 | 0 | 0 | 0 | 0
SA | Behind the Meter Storage | 99.7285 | 99.1403 | 100.538 | 98.5405 | 91.7342 | 88.549 | 87.1752 | 83.5907 | 83.7598 | 83.1008 | 81.5113 | 80.4158 | 79.6424 | 81.4403 | 84.9621 | 91.3048 | 98.9494 | 104.7718 | 112.3235 | 117.0965 | 120.3568
Total Storage Generation |  | 192.7031 | 192.6308 | 189.6097 | 156.5497 | 168.1394 | 181.4713 | 268.404 | 242.4053 | 249.8348 | 284.9666 | 320.2406 | 343.7731 | 346.7582 | 399.5675 | 406.1616 | 1071.4876 | 1457.6612 | 1454.7265 | 1474.7379 | 1471.4328 | 1837.2988
Region | Technology | 2022 | 2023 | 2024 | 2025 | 2026 | 2027 | 2028 | 2029 | 2030 | 2031 | 2032 | 2033 | 2034 | 2035 | 2036 | 2037 | 2038 | 2039 | 2040 | 2041 | 2042
TAS | Shallow Storage | 0.45935 | 0.068926 | 0.26798 | 0.76271 | 0.98215 | 1.6566 | 2.0381 | 0.86353 | 3.4659 | 4.1248 | 2.5354 | 5.645 | 5.8242 | 5.7998 | 7.2865 | 14.5834 | 17.1274 | 13.0295 | 15.5894 | 19.2685 | 14.8922
TAS | Medium Storage | 0 | 0 | 0 | 0 | 0 | 0 | 0 | 0 | 0 | 0 | 0 | 0 | 0 | 0 | 0 | 0 | 0 | 0 | 0 | 0 | 0
TAS | Deep Storage | 0 | 0 | 0 | 0 | 0 | 0 | 0 | 0 | 0 | 0 | 0 | 0 | 0 | 0 | 0 | 0 | 0 | 0 | 0 | 0 | 0
TAS | Behind the Meter Storage | 5.9386 | 6.9452 | 7.9943 | 9.4704 | 10.4603 | 11.4605 | 12.3846 | 12.934 | 14.8574 | 15.7476 | 15.4769 | 15.9743 | 16.241 | 17.6596 | 19.6042 | 21.9116 | 23.8967 | 25.4354 | 27.4005 | 28.6482 | 29.2415
Total Storage Generation |  | 6.398 | 7.0141 | 8.2623 | 10.2331 | 11.4424 | 13.1171 | 14.4227 | 13.7976 | 18.3233 | 19.8724 | 18.0123 | 21.6193 | 22.0652 | 23.4594 | 26.8906 | 36.495 | 41.0241 | 38.4649 | 42.9899 | 47.9167 | 44.1337

## DispatchableCapacity_1
Dispatchable Capacity built (MW) - Central (DP1)
Capacity calculated on 1 July. Years are financial year ending. Capacity built in 2022 includes all capacity built since 2019-20. For storage depth classifications, please refer to the 2020 ISP report.
Region | Technology | 2022 | 2023 | 2024 | 2025 | 2026 | 2027 | 2028 | 2029 | 2030 | 2031 | 2032 | 2033 | 2034 | 2035 | 2036 | 2037 | 2038 | 2039 | 2040 | 2041 | 2042
NEM | CCGT | 0 | 0 | 0 | 0 | 0 | 0 | 0 | 0 | 0 | 0 | 0 | 0 | 0 | 0 | 0 | 0 | 0 | 0 | 0 | 0 | 0
NEM | Peaking Gas+Liquids | 0 | 0 | 0 | 0 | 0 | 0 | 0 | 0 | 0 | 0 | 0 | 0 | 0 | 0 | 0 | 0 | 0 | 0 | 0 | 0 | 0
NEM | Hydro | 0 | 0 | 0 | 0 | 0 | 0 | 0 | 0 | 0 | 0 | 0 | 0 | 0 | 0 | 0 | 390 | 390 | 390 | 390 | 390 | 390
NEM | Shallow Storage | 40.9056 | 40.8853 | 41.068 | 91.75 | 150.1542 | 210.2265 | 278.3497 | 351.9596 | 497.0997 | 539.3862 | 799.5077 | 1185.3519 | 1248.1057 | 1469.4485 | 1610.8294 | 2317.3859 | 2406.8283 | 4259.5159 | 4378.6768 | 4442.7518 | 6373.4216
NEM | Medium Storage | 0 | 20 | 20 | 20 | 20 | 20 | 20 | 20 | 20 | 20 | 20 | 20 | 1098.545 | 1616.3648 | 3293.4351 | 3727.7558 | 4153.2142 | 4277.6936 | 4277.6936 | 4891.4735 | 4891.4735
NEM | Deep Storage | 0 | 0 | 0 | 2040 | 2040 | 2040 | 2040 | 2040 | 2040 | 2040 | 2040 | 2040 | 2040 | 2040 | 2040 | 2040 | 2040 | 2040 | 2040 | 2040 | 2040
NEM | DSP | -60.5153 | -18.6013 | 21.0437 | 62.3669 | 99.7107 | 141.2117 | 181.2106 | 226.8478 | 270.7193 | 314.3543 | 360.4223 | 402.7307 | 445.2893 | 493.6971 | 538.3017 | 588.4874 | 640.1664 | 689.3242 | 744.1184 | 797.0466 | 849.864
NEM | New Interconnectors | 0 | 270 | 270 | 1170 | 1170 | 1170 | 1170 | 1170 | 1170 | 1170 | 1170 | 1992.5 | 1992.5 | 1992.5 | 5312.5 | 6062.5 | 6062.5 | 6062.5 | 6062.5 | 6062.5 | 6062.5
NEM | Retired Dispatchable | 0 | 740 | 2420 | 2420 | 2420 | 2420 | 2420 | 3505 | 5175 | 5937.5 | 6312.5 | 9801.84 | 10318.84 | 10480.84 | 15830.84 | 16530.84 | 18296.24 | 18296.24 | 19379.64 | 19499.64 | 19499.64
Total Dispatchable Capacity Built |  | -19.6098 | 42.284 | 82.1117 | 2214.1169 | 2309.8649 | 2411.4382 | 2519.5603 | 2638.8074 | 2827.819 | 2913.7405 | 3219.93 | 3648.0827 | 4831.94 | 5619.5104 | 7482.5662 | 9063.6291 | 9630.2089 | 11656.5337 | 11830.4887 | 12561.2718 | 14544.759
Region | Technology | 2022 | 2023 | 2024 | 2025 | 2026 | 2027 | 2028 | 2029 | 2030 | 2031 | 2032 | 2033 | 2034 | 2035 | 2036 | 2037 | 2038 | 2039 | 2040 | 2041 | 2042
NSW | CCGT | 0 | 0 | 0 | 0 | 0 | 0 | 0 | 0 | 0 | 0 | 0 | 0 | 0 | 0 | 0 | 0 | 0 | 0 | 0 | 0 | 0
NSW | Peaking Gas+Liquids | 0 | 0 | 0 | 0 | 0 | 0 | 0 | 0 | 0 | 0 | 0 | 0 | 0 | 0 | 0 | 0 | 0 | 0 | 0 | 0 | 0
NSW | Hydro | 0 | 0 | 0 | 0 | 0 | 0 | 0 | 0 | 0 | 0 | 0 | 0 | 0 | 0 | 0 | 0 | 0 | 0 | 0 | 0 | 0
NSW | Shallow Storage | 13.1237 | 15.3282 | 17.1098 | 39.7518 | 65.3895 | 91.6231 | 121.5123 | 155.0804 | 220.5264 | 237.1549 | 263.3857 | 292.6501 | 319.6568 | 362.8225 | 421.2014 | 528.0009 | 565.105 | 607.776 | 655.3488 | 679.864 | 702.6132
NSW | Medium Storage | 0 | 0 | 0 | 0 | 0 | 0 | 0 | 0 | 0 | 0 | 0 | 0 | 612.302 | 968.0041 | 2074.7654 | 2074.7654 | 2074.7654 | 2199.2447 | 2199.2447 | 2732.4237 | 2732.4237
NSW | Deep Storage | 0 | 0 | 0 | 2040 | 2040 | 2040 | 2040 | 2040 | 2040 | 2040 | 2040 | 2040 | 2040 | 2040 | 2040 | 2040 | 2040 | 2040 | 2040 | 2040 | 2040
NSW | DSP | 15.7302 | 32.5017 | 48.3064 | 64.336 | 79.3571 | 96.5223 | 112.0543 | 131.4414 | 150.5457 | 168.0659 | 186.2718 | 204.3669 | 222.1747 | 243.944 | 260.9801 | 280.9968 | 302.4739 | 324.9815 | 345.6616 | 367.4786 | 388.3522
NSW | New Interconnectors | 0 | 270 | 270 | 1170 | 1170 | 1170 | 1170 | 1170 | 1170 | 1170 | 1170 | 1992.5 | 1992.5 | 1992.5 | 5312.5 | 5312.5 | 5312.5 | 5312.5 | 5312.5 | 5312.5 | 5312.5
NSW | Retired Dispatchable | 0 | 500 | 2000 | 2000 | 2000 | 2000 | 2000 | 2000 | 3320 | 3320 | 3320 | 6200 | 6200 | 6200 | 8990 | 8990 | 8990 | 8990 | 8990 | 8990 | 8990
Total Dispatchable Capacity Built |  | 28.8539 | 47.8299 | 65.4161 | 2144.0878 | 2184.7466 | 2228.1454 | 2273.5666 | 2326.5219 | 2411.0721 | 2445.2209 | 2489.6574 | 2537.017 | 3194.1335 | 3614.7706 | 4796.9469 | 4923.763 | 4982.3443 | 5172.0022 | 5240.2552 | 5819.7662 | 5863.389
Region | Technology | 2022 | 2023 | 2024 | 2025 | 2026 | 2027 | 2028 | 2029 | 2030 | 2031 | 2032 | 2033 | 2034 | 2035 | 2036 | 2037 | 2038 | 2039 | 2040 | 2041 | 2042
QLD | CCGT | 0 | 0 | 0 | 0 | 0 | 0 | 0 | 0 | 0 | 0 | 0 | 0 | 0 | 0 | 0 | 0 | 0 | 0 | 0 | 0 | 0
QLD | Peaking Gas+Liquids | 0 | 0 | 0 | 0 | 0 | 0 | 0 | 0 | 0 | 0 | 0 | 0 | 0 | 0 | 0 | 0 | 0 | 0 | 0 | 0 | 0
QLD | Hydro | 0 | 0 | 0 | 0 | 0 | 0 | 0 | 0 | 0 | 0 | 0 | 0 | 0 | 0 | 0 | 0 | 0 | 0 | 0 | 0 | 0
QLD | Shallow Storage | 5.9759 | 7.0562 | 7.7281 | 17.9454 | 30.3205 | 42.4528 | 57.3086 | 73.4554 | 105.8394 | 114.7712 | 126.4412 | 140.7102 | 155.3562 | 175.7413 | 203.4289 | 545.1952 | 563.4084 | 2334.4616 | 2362.0474 | 2377.2255 | 2391.8083
QLD | Medium Storage | 0 | 20 | 20 | 20 | 20 | 20 | 20 | 20 | 20 | 20 | 20 | 20 | 486.243 | 648.3607 | 1218.6696 | 1218.6696 | 1218.6696 | 1218.6696 | 1218.6696 | 1299.2706 | 1299.2706
QLD | Deep Storage | 0 | 0 | 0 | 0 | 0 | 0 | 0 | 0 | 0 | 0 | 0 | 0 | 0 | 0 | 0 | 0 | 0 | 0 | 0 | 0 | 0
QLD | DSP | 6.9365 | 15.2808 | 22.4934 | 29.318 | 36.1662 | 43.2405 | 52.0302 | 59.3168 | 66.3065 | 73.5643 | 82.1454 | 89.5503 | 97.6823 | 105.748 | 115.2599 | 123.2931 | 132.6669 | 140.8865 | 151.6667 | 160.8369 | 169.3653
QLD | New Interconnectors | 0 | 185 | 185 | 185 | 185 | 185 | 185 | 185 | 185 | 185 | 185 | 1007.5 | 1007.5 | 1007.5 | 2462.5 | 2462.5 | 2462.5 | 2462.5 | 2462.5 | 2462.5 | 2462.5
QLD | Retired Dispatchable | 0 | 0 | 0 | 0 | 0 | 0 | 0 | 1085 | 1085 | 1085 | 1085 | 1085 | 1377 | 1494 | 3174 | 3874 | 5110.4 | 5110.4 | 5253.8 | 5253.8 | 5253.8
Total Dispatchable Capacity Built |  | 12.9124 | 42.337 | 50.2215 | 67.2634 | 86.4867 | 105.6933 | 129.3388 | 152.7722 | 192.146 | 208.3355 | 228.5866 | 250.2605 | 739.2815 | 929.85 | 1537.3584 | 1887.1579 | 1914.745 | 3694.0178 | 3732.3838 | 3837.3329 | 3860.4442
Region | Technology | 2022 | 2023 | 2024 | 2025 | 2026 | 2027 | 2028 | 2029 | 2030 | 2031 | 2032 | 2033 | 2034 | 2035 | 2036 | 2037 | 2038 | 2039 | 2040 | 2041 | 2042
VIC | CCGT | 0 | 0 | 0 | 0 | 0 | 0 | 0 | 0 | 0 | 0 | 0 | 0 | 0 | 0 | 0 | 0 | 0 | 0 | 0 | 0 | 0
VIC | Peaking Gas+Liquids | 0 | 0 | 0 | 0 | 0 | 0 | 0 | 0 | 0 | 0 | 0 | 0 | 0 | 0 | 0 | 0 | 0 | 0 | 0 | 0 | 0
VIC | Hydro | 0 | 0 | 0 | 0 | 0 | 0 | 0 | 0 | 0 | 0 | 0 | 0 | 0 | 0 | 0 | 0 | 0 | 0 | 0 | 0 | 0
VIC | Shallow Storage | 5.003 | 5.8262 | 7.0038 | 18.1461 | 31.5177 | 46.1123 | 62.2375 | 79.0377 | 114.7207 | 125.8632 | 138.6276 | 157.8644 | 173.9397 | 319.0481 | 361.8417 | 384.8964 | 410.5687 | 439.7257 | 472.5866 | 492.0939 | 2087.3141
VIC | Medium Storage | 0 | 0 | 0 | 0 | 0 | 0 | 0 | 0 | 0 | 0 | 0 | 0 | 0 | 0 | 0 | 0 | 0 | 0 | 0 | 0 | 0
VIC | Deep Storage | 0 | 0 | 0 | 0 | 0 | 0 | 0 | 0 | 0 | 0 | 0 | 0 | 0 | 0 | 0 | 0 | 0 | 0 | 0 | 0 | 0
VIC | DSP | -87.252 | -75.0476 | -62.7513 | -48.5954 | -37.3091 | -24.5417 | -12.0141 | 1.9026 | 14.4257 | 28.6294 | 42.8732 | 55.1986 | 68.2066 | 81.8102 | 95.6959 | 112.3603 | 127.6146 | 141.5245 | 160.0426 | 177.1703 | 194.3613
VIC | New Interconnectors | 0 | 85 | 85 | 85 | 85 | 85 | 85 | 85 | 85 | 85 | 85 | 85 | 85 | 85 | 1950 | 2700 | 2700 | 2700 | 2700 | 2700 | 2700
VIC | Retired Dispatchable | 0 | 0 | 0 | 0 | 0 | 0 | 0 | 0 | 350 | 700 | 1075 | 1450 | 1675 | 1695 | 1695 | 1695 | 1695 | 1695 | 2635 | 2635 | 2635
Total Dispatchable Capacity Built |  | -82.2491 | -69.2214 | -55.7475 | -30.4493 | -5.7914 | 21.5707 | 50.2234 | 80.9404 | 129.1464 | 154.4926 | 181.5008 | 213.063 | 242.1463 | 400.8582 | 457.5376 | 497.2566 | 538.1832 | 581.2502 | 632.6292 | 669.2643 | 2281.6754
Region | Technology | 2022 | 2023 | 2024 | 2025 | 2026 | 2027 | 2028 | 2029 | 2030 | 2031 | 2032 | 2033 | 2034 | 2035 | 2036 | 2037 | 2038 | 2039 | 2040 | 2041 | 2042
SA | CCGT | 0 | 0 | 0 | 0 | 0 | 0 | 0 | 0 | 0 | 0 | 0 | 0 | 0 | 0 | 0 | 0 | 0 | 0 | 0 | 0 | 0
SA | Peaking Gas+Liquids | 0 | 0 | 0 | 0 | 0 | 0 | 0 | 0 | 0 | 0 | 0 | 0 | 0 | 0 | 0 | 0 | 0 | 0 | 0 | 0 | 0
SA | Hydro | 0 | 0 | 0 | 0 | 0 | 0 | 0 | 0 | 0 | 0 | 0 | 0 | 0 | 0 | 0 | 0 | 0 | 0 | 0 | 0 | 0
SA | Shallow Storage | 16.2629 | 12.0878 | 8.6288 | 14.1805 | 19.9668 | 25.8039 | 31.6066 | 37.1874 | 45.5742 | 50.3547 | 258.752 | 580.1122 | 583.9175 | 593.9715 | 603.1402 | 836.3287 | 842.9506 | 850.7252 | 859.6481 | 863.5457 | 1160.7995
SA | Medium Storage | 0 | 0 | 0 | 0 | 0 | 0 | 0 | 0 | 0 | 0 | 0 | 0 | 0 | 0 | 0 | 434.3207 | 859.7792 | 859.7792 | 859.7792 | 859.7792 | 859.7792
SA | Deep Storage | 0 | 0 | 0 | 0 | 0 | 0 | 0 | 0 | 0 | 0 | 0 | 0 | 0 | 0 | 0 | 0 | 0 | 0 | 0 | 0 | 0
SA | DSP | 4.0459 | 8.3802 | 12.5342 | 16.736 | 20.835 | 25.1357 | 28.8248 | 33.1865 | 37.8227 | 42.3344 | 47.2175 | 51.605 | 55.0612 | 59.8704 | 64.1221 | 69.4088 | 74.7443 | 79.0687 | 83.6512 | 88.3324 | 94.2625
SA | New Interconnectors | 0 | 0 | 0 | 900 | 900 | 900 | 900 | 900 | 900 | 900 | 900 | 900 | 900 | 900 | 900 | 900 | 900 | 900 | 900 | 900 | 900
SA | Retired Dispatchable | 0 | 240 | 420 | 420 | 420 | 420 | 420 | 420 | 420 | 832.5 | 832.5 | 1066.84 | 1066.84 | 1091.84 | 1971.84 | 1971.84 | 2500.84 | 2500.84 | 2500.84 | 2500.84 | 2500.84
Total Dispatchable Capacity Built |  | 20.3088 | 20.4681 | 21.1631 | 30.9165 | 40.8019 | 50.9397 | 60.4314 | 70.3739 | 83.3969 | 92.6892 | 305.9695 | 631.7172 | 638.9786 | 653.8419 | 667.2624 | 1340.0581 | 1777.4741 | 1789.573 | 1803.0784 | 1811.6573 | 2114.8412
Region | Technology | 2022 | 2023 | 2024 | 2025 | 2026 | 2027 | 2028 | 2029 | 2030 | 2031 | 2032 | 2033 | 2034 | 2035 | 2036 | 2037 | 2038 | 2039 | 2040 | 2041 | 2042
TAS | CCGT | 0 | 0 | 0 | 0 | 0 | 0 | 0 | 0 | 0 | 0 | 0 | 0 | 0 | 0 | 0 | 0 | 0 | 0 | 0 | 0 | 0
TAS | Peaking Gas+Liquids | 0 | 0 | 0 | 0 | 0 | 0 | 0 | 0 | 0 | 0 | 0 | 0 | 0 | 0 | 0 | 0 | 0 | 0 | 0 | 0 | 0
TAS | Hydro | 0 | 0 | 0 | 0 | 0 | 0 | 0 | 0 | 0 | 0 | 0 | 0 | 0 | 0 | 0 | 390 | 390 | 390 | 390 | 390 | 390
TAS | Shallow Storage | 0.54014 | 0.58687 | 0.59745 | 1.7262 | 2.9596 | 4.2343 | 5.6846 | 7.1986 | 10.439 | 11.2421 | 12.3012 | 14.015 | 15.2355 | 17.865 | 21.2172 | 22.9649 | 24.7955 | 26.8274 | 29.0459 | 30.0227 | 30.8864
TAS | Medium Storage | 0 | 0 | 0 | 0 | 0 | 0 | 0 | 0 | 0 | 0 | 0 | 0 | 0 | 0 | 0 | 0 | 0 | 0 | 0 | 0 | 0
TAS | Deep Storage | 0 | 0 | 0 | 0 | 0 | 0 | 0 | 0 | 0 | 0 | 0 | 0 | 0 | 0 | 0 | 0 | 0 | 0 | 0 | 0 | 0
TAS | DSP | 0.024008 | 0.28353 | 0.46102 | 0.57228 | 0.66143 | 0.85484 | 0.31543 | 1.0004 | 1.6186 | 1.7602 | 1.9143 | 2.0099 | 2.1645 | 2.3246 | 2.2436 | 2.4285 | 2.6668 | 2.863 | 3.0963 | 3.2284 | 3.5228
TAS | New Interconnectors | 0 | 0 | 0 | 0 | 0 | 0 | 0 | 0 | 0 | 0 | 0 | 0 | 0 | 0 | 0 | 750 | 750 | 750 | 750 | 750 | 750
TAS | Retired Dispatchable | 0 | 0 | 0 | 0 | 0 | 0 | 0 | 0 | 0 | 0 | 0 | 0 | 0 | 0 | 0 | 0 | 0 | 0 | 0 | 120 | 120
Total Dispatchable Capacity Built |  | 0.56415 | 0.8704 | 1.0585 | 2.2985 | 3.621 | 5.0892 | 6 | 8.199 | 12.0576 | 13.0023 | 14.2156 | 16.0249 | 17.4 | 20.1897 | 23.4609 | 415.3934 | 417.4623 | 419.6904 | 422.1421 | 423.2511 | 424.4092

## DispatchableCapacity_2
Dispatchable Capacity built (MW) - Central with early coal closure (DP1)
Capacity calculated on 1 July. Years are financial year ending. Capacity built in 2022 includes all capacity built since 2019-20. For storage depth classifications, please refer to the 2020 ISP report.
Region | Technology | 2022 | 2023 | 2024 | 2025 | 2026 | 2027 | 2028 | 2029 | 2030 | 2031 | 2032 | 2033 | 2034 | 2035 | 2036 | 2037 | 2038 | 2039 | 2040 | 2041 | 2042
NEM | CCGT | 0 | 0 | 0 | 0 | 0 | 0 | 0 | 0 | 0 | 0 | 0 | 0 | 0 | 0 | 0 | 0 | 0 | 0 | 0 | 0 | 0
NEM | Peaking Gas+Liquids | 0 | 0 | 0 | 0 | 0 | 0 | 0 | 0 | 0 | 0 | 0 | 0 | 0 | 0 | 0 | 0 | 0 | 0 | 0 | 0 | 0
NEM | Hydro | 0 | 0 | 0 | 0 | 0 | 0 | 0 | 0 | 0 | 0 | 0 | 0 | 0 | 0 | 0 | 390 | 390 | 390 | 390 | 390 | 390
NEM | Shallow Storage | 40.9056 | 40.8853 | 41.068 | 91.75 | 150.1542 | 210.2265 | 669.8187 | 743.4286 | 888.5687 | 961.6981 | 1123.5077 | 1191.9822 | 1254.7359 | 1476.0788 | 1617.4597 | 2108.2183 | 2197.6606 | 4085.368 | 4204.5289 | 4268.6039 | 6245.1396
NEM | Medium Storage | 0 | 20 | 20 | 20 | 20 | 20 | 20 | 20 | 20 | 20 | 20 | 59.8879 | 1161.1459 | 1647.2398 | 3337.846 | 3955.0031 | 4361.6269 | 4472.2721 | 4472.2721 | 5039.0868 | 5039.0868
NEM | Deep Storage | 0 | 0 | 0 | 2040 | 2040 | 2040 | 2040 | 2040 | 2040 | 2040 | 2040 | 2040 | 2040 | 2040 | 2040 | 2040 | 2040 | 2040 | 2040 | 2040 | 2040
NEM | DSP | -60.5153 | -18.6013 | 21.0437 | 62.3669 | 99.7107 | 141.2117 | 181.2106 | 226.8478 | 270.7193 | 314.3543 | 360.4223 | 402.7307 | 445.2893 | 493.6971 | 538.3017 | 588.4874 | 640.1664 | 689.3242 | 744.1184 | 797.0466 | 849.864
NEM | New Interconnectors | 0 | 270 | 270 | 1170 | 1170 | 1170 | 1170 | 1170 | 1170 | 1170 | 1170 | 1992.5 | 1992.5 | 1992.5 | 5312.5 | 6062.5 | 6062.5 | 6062.5 | 6062.5 | 6062.5 | 6062.5
NEM | Retired Dispatchable | 0 | 740 | 2420 | 2420 | 2420 | 2420 | 3870 | 4955 | 6275 | 6687.5 | 6687.5 | 9801.84 | 10318.84 | 10480.84 | 15830.84 | 16530.84 | 18296.24 | 18296.24 | 19379.64 | 19499.64 | 19499.64
Total Dispatchable Capacity Built |  | -19.6098 | 42.284 | 82.1117 | 2214.1169 | 2309.8649 | 2411.4382 | 2911.0293 | 3030.2764 | 3219.288 | 3336.0524 | 3543.93 | 3694.6008 | 4901.1711 | 5657.0157 | 7533.6073 | 9081.7088 | 9629.454 | 11676.9643 | 11850.9194 | 12534.7373 | 14564.0904
Region | Technology | 2022 | 2023 | 2024 | 2025 | 2026 | 2027 | 2028 | 2029 | 2030 | 2031 | 2032 | 2033 | 2034 | 2035 | 2036 | 2037 | 2038 | 2039 | 2040 | 2041 | 2042
NSW | CCGT | 0 | 0 | 0 | 0 | 0 | 0 | 0 | 0 | 0 | 0 | 0 | 0 | 0 | 0 | 0 | 0 | 0 | 0 | 0 | 0 | 0
NSW | Peaking Gas+Liquids | 0 | 0 | 0 | 0 | 0 | 0 | 0 | 0 | 0 | 0 | 0 | 0 | 0 | 0 | 0 | 0 | 0 | 0 | 0 | 0 | 0
NSW | Hydro | 0 | 0 | 0 | 0 | 0 | 0 | 0 | 0 | 0 | 0 | 0 | 0 | 0 | 0 | 0 | 0 | 0 | 0 | 0 | 0 | 0
NSW | Shallow Storage | 13.1237 | 15.3282 | 17.1098 | 39.7518 | 65.3895 | 91.6231 | 121.5123 | 155.0804 | 220.5264 | 237.1549 | 263.3857 | 292.6501 | 319.6568 | 362.8225 | 421.2014 | 455.4974 | 492.6016 | 535.2725 | 582.8453 | 607.3605 | 630.1097
NSW | Medium Storage | 0 | 0 | 0 | 0 | 0 | 0 | 0 | 0 | 0 | 0 | 0 | 0 | 710.7605 | 1072.7879 | 2179.8487 | 2179.8487 | 2179.8487 | 2290.4939 | 2290.4939 | 2803.3194 | 2803.3194
NSW | Deep Storage | 0 | 0 | 0 | 2040 | 2040 | 2040 | 2040 | 2040 | 2040 | 2040 | 2040 | 2040 | 2040 | 2040 | 2040 | 2040 | 2040 | 2040 | 2040 | 2040 | 2040
NSW | DSP | 15.7302 | 32.5017 | 48.3064 | 64.336 | 79.3571 | 96.5223 | 112.0543 | 131.4414 | 150.5457 | 168.0659 | 186.2718 | 204.3669 | 222.1747 | 243.944 | 260.9801 | 280.9968 | 302.4739 | 324.9815 | 345.6616 | 367.4786 | 388.3522
NSW | New Interconnectors | 0 | 270 | 270 | 1170 | 1170 | 1170 | 1170 | 1170 | 1170 | 1170 | 1170 | 1992.5 | 1992.5 | 1992.5 | 5312.5 | 5312.5 | 5312.5 | 5312.5 | 5312.5 | 5312.5 | 5312.5
NSW | Retired Dispatchable | 0 | 500 | 2000 | 2000 | 2000 | 2000 | 2000 | 2000 | 3320 | 3320 | 3320 | 6200 | 6200 | 6200 | 8990 | 8990 | 8990 | 8990 | 8990 | 8990 | 8990
Total Dispatchable Capacity Built |  | 28.8539 | 47.8299 | 65.4161 | 2144.0878 | 2184.7466 | 2228.1454 | 2273.5666 | 2326.5219 | 2411.0721 | 2445.2209 | 2489.6574 | 2537.017 | 3292.592 | 3719.5543 | 4902.0302 | 4956.3429 | 5014.9242 | 5190.7479 | 5259.0009 | 5818.1585 | 5861.7813
Region | Technology | 2022 | 2023 | 2024 | 2025 | 2026 | 2027 | 2028 | 2029 | 2030 | 2031 | 2032 | 2033 | 2034 | 2035 | 2036 | 2037 | 2038 | 2039 | 2040 | 2041 | 2042
QLD | CCGT | 0 | 0 | 0 | 0 | 0 | 0 | 0 | 0 | 0 | 0 | 0 | 0 | 0 | 0 | 0 | 0 | 0 | 0 | 0 | 0 | 0
QLD | Peaking Gas+Liquids | 0 | 0 | 0 | 0 | 0 | 0 | 0 | 0 | 0 | 0 | 0 | 0 | 0 | 0 | 0 | 0 | 0 | 0 | 0 | 0 | 0
QLD | Hydro | 0 | 0 | 0 | 0 | 0 | 0 | 0 | 0 | 0 | 0 | 0 | 0 | 0 | 0 | 0 | 0 | 0 | 0 | 0 | 0 | 0
QLD | Shallow Storage | 5.9759 | 7.0562 | 7.7281 | 17.9454 | 30.3205 | 42.4528 | 57.3086 | 73.4554 | 105.8394 | 114.7712 | 126.4412 | 140.7102 | 155.3562 | 175.7413 | 203.4289 | 604.4205 | 622.6338 | 2428.7067 | 2456.2925 | 2471.4705 | 2486.0534
QLD | Medium Storage | 0 | 20 | 20 | 20 | 20 | 20 | 20 | 20 | 20 | 20 | 20 | 20 | 410.4975 | 534.5641 | 1118.1094 | 1118.1094 | 1118.1094 | 1118.1094 | 1118.1094 | 1172.0985 | 1172.0985
QLD | Deep Storage | 0 | 0 | 0 | 0 | 0 | 0 | 0 | 0 | 0 | 0 | 0 | 0 | 0 | 0 | 0 | 0 | 0 | 0 | 0 | 0 | 0
QLD | DSP | 6.9365 | 15.2808 | 22.4934 | 29.318 | 36.1662 | 43.2405 | 52.0302 | 59.3168 | 66.3065 | 73.5643 | 82.1454 | 89.5503 | 97.6823 | 105.748 | 115.2599 | 123.2931 | 132.6669 | 140.8865 | 151.6667 | 160.8369 | 169.3653
QLD | New Interconnectors | 0 | 185 | 185 | 185 | 185 | 185 | 185 | 185 | 185 | 185 | 185 | 1007.5 | 1007.5 | 1007.5 | 2462.5 | 2462.5 | 2462.5 | 2462.5 | 2462.5 | 2462.5 | 2462.5
QLD | Retired Dispatchable | 0 | 0 | 0 | 0 | 0 | 0 | 0 | 1085 | 1085 | 1085 | 1085 | 1085 | 1377 | 1494 | 3174 | 3874 | 5110.4 | 5110.4 | 5253.8 | 5253.8 | 5253.8
Total Dispatchable Capacity Built |  | 12.9124 | 42.337 | 50.2215 | 67.2634 | 86.4867 | 105.6933 | 129.3388 | 152.7722 | 192.146 | 208.3355 | 228.5866 | 250.2605 | 663.536 | 816.0534 | 1436.7982 | 1845.823 | 1873.41 | 3687.7026 | 3726.0686 | 3804.4059 | 3827.5172
Region | Technology | 2022 | 2023 | 2024 | 2025 | 2026 | 2027 | 2028 | 2029 | 2030 | 2031 | 2032 | 2033 | 2034 | 2035 | 2036 | 2037 | 2038 | 2039 | 2040 | 2041 | 2042
VIC | CCGT | 0 | 0 | 0 | 0 | 0 | 0 | 0 | 0 | 0 | 0 | 0 | 0 | 0 | 0 | 0 | 0 | 0 | 0 | 0 | 0 | 0
VIC | Peaking Gas+Liquids | 0 | 0 | 0 | 0 | 0 | 0 | 0 | 0 | 0 | 0 | 0 | 0 | 0 | 0 | 0 | 0 | 0 | 0 | 0 | 0 | 0
VIC | Hydro | 0 | 0 | 0 | 0 | 0 | 0 | 0 | 0 | 0 | 0 | 0 | 0 | 0 | 0 | 0 | 0 | 0 | 0 | 0 | 0 | 0
VIC | Shallow Storage | 5.003 | 5.8262 | 7.0038 | 18.1461 | 31.5177 | 46.1123 | 325.7698 | 342.57 | 378.2529 | 389.3955 | 402.1598 | 421.3966 | 437.4719 | 470.5488 | 513.3424 | 536.397 | 562.0693 | 591.2264 | 624.0873 | 643.5946 | 1820.2526
VIC | Medium Storage | 0 | 0 | 0 | 0 | 0 | 0 | 0 | 0 | 0 | 0 | 0 | 39.8879 | 39.8879 | 39.8879 | 39.8879 | 39.8879 | 39.8879 | 39.8879 | 39.8879 | 39.8879 | 39.8879
VIC | Deep Storage | 0 | 0 | 0 | 0 | 0 | 0 | 0 | 0 | 0 | 0 | 0 | 0 | 0 | 0 | 0 | 0 | 0 | 0 | 0 | 0 | 0
VIC | DSP | -87.252 | -75.0476 | -62.7513 | -48.5954 | -37.3091 | -24.5417 | -12.0141 | 1.9026 | 14.4257 | 28.6294 | 42.8732 | 55.1986 | 68.2066 | 81.8102 | 95.6959 | 112.3603 | 127.6146 | 141.5245 | 160.0426 | 177.1703 | 194.3613
VIC | New Interconnectors | 0 | 85 | 85 | 85 | 85 | 85 | 85 | 85 | 85 | 85 | 85 | 85 | 85 | 85 | 1950 | 2700 | 2700 | 2700 | 2700 | 2700 | 2700
VIC | Retired Dispatchable | 0 | 0 | 0 | 0 | 0 | 0 | 1450 | 1450 | 1450 | 1450 | 1450 | 1450 | 1675 | 1695 | 1695 | 1695 | 1695 | 1695 | 2635 | 2635 | 2635
Total Dispatchable Capacity Built |  | -82.2491 | -69.2214 | -55.7475 | -30.4493 | -5.7914 | 21.5707 | 313.7556 | 344.4726 | 392.6786 | 418.0248 | 445.033 | 516.4831 | 545.5664 | 592.2468 | 648.9262 | 688.6452 | 729.5718 | 772.6388 | 824.0178 | 860.6528 | 2054.5018
Region | Technology | 2022 | 2023 | 2024 | 2025 | 2026 | 2027 | 2028 | 2029 | 2030 | 2031 | 2032 | 2033 | 2034 | 2035 | 2036 | 2037 | 2038 | 2039 | 2040 | 2041 | 2042
SA | CCGT | 0 | 0 | 0 | 0 | 0 | 0 | 0 | 0 | 0 | 0 | 0 | 0 | 0 | 0 | 0 | 0 | 0 | 0 | 0 | 0 | 0
SA | Peaking Gas+Liquids | 0 | 0 | 0 | 0 | 0 | 0 | 0 | 0 | 0 | 0 | 0 | 0 | 0 | 0 | 0 | 0 | 0 | 0 | 0 | 0 | 0
SA | Hydro | 0 | 0 | 0 | 0 | 0 | 0 | 0 | 0 | 0 | 0 | 0 | 0 | 0 | 0 | 0 | 0 | 0 | 0 | 0 | 0 | 0
SA | Shallow Storage | 16.2629 | 12.0878 | 8.6288 | 14.1805 | 19.9668 | 25.8039 | 159.5433 | 165.1241 | 173.511 | 209.1345 | 319.2198 | 323.2102 | 327.0155 | 449.1011 | 458.2698 | 488.9385 | 495.5604 | 503.335 | 512.2579 | 516.1555 | 1277.8374
SA | Medium Storage | 0 | 0 | 0 | 0 | 0 | 0 | 0 | 0 | 0 | 0 | 0 | 0 | 0 | 0 | 0 | 617.1571 | 1023.781 | 1023.781 | 1023.781 | 1023.781 | 1023.781
SA | Deep Storage | 0 | 0 | 0 | 0 | 0 | 0 | 0 | 0 | 0 | 0 | 0 | 0 | 0 | 0 | 0 | 0 | 0 | 0 | 0 | 0 | 0
SA | DSP | 4.0459 | 8.3802 | 12.5342 | 16.736 | 20.835 | 25.1357 | 28.8248 | 33.1865 | 37.8227 | 42.3344 | 47.2175 | 51.605 | 55.0612 | 59.8704 | 64.1221 | 69.4088 | 74.7443 | 79.0687 | 83.6512 | 88.3324 | 94.2625
SA | New Interconnectors | 0 | 0 | 0 | 900 | 900 | 900 | 900 | 900 | 900 | 900 | 900 | 900 | 900 | 900 | 900 | 900 | 900 | 900 | 900 | 900 | 900
SA | Retired Dispatchable | 0 | 240 | 420 | 420 | 420 | 420 | 420 | 420 | 420 | 832.5 | 832.5 | 1066.84 | 1066.84 | 1091.84 | 1971.84 | 1971.84 | 2500.84 | 2500.84 | 2500.84 | 2500.84 | 2500.84
Total Dispatchable Capacity Built |  | 20.3088 | 20.4681 | 21.1631 | 30.9165 | 40.8019 | 50.9397 | 188.3682 | 198.3106 | 211.3337 | 251.4689 | 366.4373 | 374.8153 | 382.0767 | 508.9715 | 522.3919 | 1175.5043 | 1594.0857 | 1606.1846 | 1619.69 | 1628.2689 | 2395.8808
Region | Technology | 2022 | 2023 | 2024 | 2025 | 2026 | 2027 | 2028 | 2029 | 2030 | 2031 | 2032 | 2033 | 2034 | 2035 | 2036 | 2037 | 2038 | 2039 | 2040 | 2041 | 2042
TAS | CCGT | 0 | 0 | 0 | 0 | 0 | 0 | 0 | 0 | 0 | 0 | 0 | 0 | 0 | 0 | 0 | 0 | 0 | 0 | 0 | 0 | 0
TAS | Peaking Gas+Liquids | 0 | 0 | 0 | 0 | 0 | 0 | 0 | 0 | 0 | 0 | 0 | 0 | 0 | 0 | 0 | 0 | 0 | 0 | 0 | 0 | 0
TAS | Hydro | 0 | 0 | 0 | 0 | 0 | 0 | 0 | 0 | 0 | 0 | 0 | 0 | 0 | 0 | 0 | 390 | 390 | 390 | 390 | 390 | 390
TAS | Shallow Storage | 0.54014 | 0.58687 | 0.59745 | 1.7262 | 2.9596 | 4.2343 | 5.6846 | 7.1986 | 10.439 | 11.2421 | 12.3012 | 14.015 | 15.2355 | 17.865 | 21.2172 | 22.9649 | 24.7955 | 26.8274 | 29.0459 | 30.0227 | 30.8864
TAS | Medium Storage | 0 | 0 | 0 | 0 | 0 | 0 | 0 | 0 | 0 | 0 | 0 | 0 | 0 | 0 | 0 | 0 | 0 | 0 | 0 | 0 | 0
TAS | Deep Storage | 0 | 0 | 0 | 0 | 0 | 0 | 0 | 0 | 0 | 0 | 0 | 0 | 0 | 0 | 0 | 0 | 0 | 0 | 0 | 0 | 0
TAS | DSP | 0.024008 | 0.28353 | 0.46102 | 0.57228 | 0.66143 | 0.85484 | 0.31543 | 1.0004 | 1.6186 | 1.7602 | 1.9143 | 2.0099 | 2.1645 | 2.3246 | 2.2436 | 2.4285 | 2.6668 | 2.863 | 3.0963 | 3.2284 | 3.5228
TAS | New Interconnectors | 0 | 0 | 0 | 0 | 0 | 0 | 0 | 0 | 0 | 0 | 0 | 0 | 0 | 0 | 0 | 750 | 750 | 750 | 750 | 750 | 750
TAS | Retired Dispatchable | 0 | 0 | 0 | 0 | 0 | 0 | 0 | 0 | 0 | 0 | 0 | 0 | 0 | 0 | 0 | 0 | 0 | 0 | 0 | 120 | 120
Total Dispatchable Capacity Built |  | 0.56415 | 0.8704 | 1.0585 | 2.2985 | 3.621 | 5.0892 | 6 | 8.199 | 12.0576 | 13.0023 | 14.2156 | 16.0249 | 17.4 | 20.1897 | 23.4609 | 415.3934 | 417.4623 | 419.6904 | 422.1421 | 423.2511 | 424.4092

## REZCapacity_1
Installed capacity by REZ (MW) - Central (DP1)
Capacity installed at the beginning of each financial year, i.e. 1st July. Years are financial year ending. This includes the cumulative development of VRE capacity beyond existing and committed projects.
Large-scale Solar
Region | REZ Name | REZ Code | 2022 | 2023 | 2024 | 2025 | 2026 | 2027 | 2028 | 2029 | 2030 | 2031 | 2032 | 2033 | 2034 | 2035 | 2036 | 2037 | 2038 | 2039 | 2040 | 2041 | 2042
QLD | Far North QLD | Q1 | 0 | 55 | 55 | 55 | 55 | 55 | 55 | 55 | 55 | 55 | 55 | 55 | 55 | 55 | 55 | 55 | 55 | 55 | 55 | 55 | 55
QLD | North Qld Clean Energy Hub | Q2 | 0 | 0 | 0 | 0 | 0 | 0 | 0 | 0 | 0 | 0 | 0 | 0 | 0 | 0 | 0 | 0 | 0 | 0 | 0 | 0 | 0
QLD | Northern Qld | Q3 | 0 | 0 | 0 | 0 | 0 | 0 | 0 | 0 | 0 | 0 | 0 | 0 | 0 | 0 | 0 | 0 | 0 | 0 | 0 | 0 | 0
QLD | Isaac | Q4 | 0 | 355 | 355 | 355 | 355 | 355 | 458.9535 | 458.9535 | 458.9535 | 458.9535 | 458.9535 | 458.9535 | 458.9535 | 458.9535 | 458.9535 | 458.9535 | 458.9535 | 458.9535 | 458.9535 | 458.9535 | 458.9535
QLD | Barcaldine | Q5 | 0 | 0 | 0 | 0 | 0 | 0 | 0 | 0 | 0 | 0 | 0 | 0 | 0 | 0 | 0 | 0 | 0 | 0 | 0 | 0 | 0
QLD | Fitzroy | Q6 | 0 | 0 | 0 | 0 | 0 | 406.808 | 1341.0465 | 1341.0465 | 1341.0465 | 1341.0465 | 1341.0465 | 1341.0465 | 1341.0465 | 1341.0465 | 1341.0465 | 1341.0465 | 1341.0465 | 1341.0465 | 1341.0465 | 1341.0465 | 1341.0465
QLD | Wide Bay | Q7 | 0 | 0 | 0 | 0 | 0 | 0 | 0 | 0 | 0 | 0 | 0 | 0 | 0 | 0 | 200 | 200 | 200 | 200 | 200 | 200 | 200
QLD | Darling Downs | Q8 | 0 | 0 | 0 | 0 | 0 | 0 | 190.4531 | 279.725 | 356.0011 | 356.0011 | 356.0011 | 356.0011 | 356.0011 | 356.0011 | 1045.9045 | 1045.9045 | 1045.9045 | 1045.9045 | 1162.9988 | 1162.9988 | 1162.9988
NSW | North West NSW | N1 | 0 | 115 | 115 | 115 | 115 | 115 | 115 | 115 | 115 | 115 | 115 | 1100 | 1100 | 1100 | 2100 | 2100 | 3142.6192 | 3142.6192 | 3439.1658 | 5050.1485 | 5050.1485
NSW | New England | N2 | 0 | 115 | 115 | 115 | 115 | 115 | 115 | 115 | 115 | 115 | 115 | 115 | 115 | 115 | 115 | 115 | 115 | 115 | 115 | 115 | 115
NSW | Central-West Orana | N3 | 0 | 150 | 150 | 150 | 150 | 150 | 150 | 150 | 150 | 702.027 | 866.2289 | 1490.7178 | 2134.0186 | 2134.0186 | 2200 | 2200 | 2200 | 2200 | 2200 | 2200 | 2200
NSW | Southern NSW Tablelands | N4 | 0 | 0 | 0 | 0 | 0 | 0 | 0 | 0 | 0 | 0 | 0 | 0 | 0 | 0 | 0 | 0 | 0 | 0 | 0 | 0 | 0
NSW | Broken Hill | N5 | 0 | 0 | 0 | 0 | 0 | 0 | 0 | 0 | 0 | 0 | 0 | 0 | 0 | 0 | 0 | 0 | 0 | 0 | 0 | 0 | 0
NSW | South West NSW | N6 | 0 | 0 | 0 | 0 | 0 | 0 | 0 | 0 | 0 | 0 | 0 | 600 | 600 | 600 | 600 | 600 | 600 | 600 | 600 | 600 | 600
NSW | Wagga Wagga | N7 | 0 | 0 | 0 | 0 | 0 | 0 | 0 | 0 | 0 | 0 | 0 | 1000 | 1000 | 1000 | 1000 | 1000 | 1000 | 1000 | 1000 | 1000 | 1000
NSW | Tumut | N8 | 0 | 0 | 0 | 0 | 0 | 0 | 0 | 0 | 0 | 0 | 0 | 0 | 0 | 0 | 0 | 0 | 0 | 0 | 0 | 0 | 0
NSW | Cooma-Monaro | N9 | 0 | 0 | 0 | 0 | 0 | 0 | 0 | 0 | 0 | 0 | 0 | 0 | 0 | 0 | 0 | 0 | 0 | 0 | 0 | 0 | 0
VIC | Ovens Murray | V1 | 0 | 0 | 0 | 0 | 0 | 0 | 0 | 0 | 0 | 0 | 0 | 0 | 0 | 0 | 0 | 0 | 0 | 0 | 0 | 0 | 0
VIC | Murray River | V2 | 0 | 0 | 0 | 100 | 186.8151 | 346.8151 | 380 | 380 | 380 | 380 | 380 | 380 | 380 | 380 | 380 | 380 | 380 | 380 | 380 | 380 | 380
VIC | Western Victoria | V3 | 0 | 0 | 0 | 0 | 0 | 0 | 0 | 0 | 120 | 120 | 120 | 120 | 120 | 120 | 120 | 120 | 400 | 400 | 400 | 400 | 400
VIC | South West Victoria | V4 | 0 | 0 | 0 | 0 | 0 | 0 | 0 | 0 | 0 | 0 | 0 | 0 | 0 | 0 | 0 | 0 | 0 | 0 | 0 | 0 | 0
VIC | Gippsland | V5 | 0 | 0 | 0 | 0 | 0 | 0 | 0 | 0 | 0 | 0 | 0 | 0 | 0 | 0 | 0 | 0 | 0 | 0 | 0 | 0 | 0
VIC | Central North Vic | V6 | 0 | 0 | 0 | 0 | 73.1849 | 73.1849 | 200 | 360 | 400 | 400 | 400 | 400 | 400 | 400 | 1215.0434 | 1215.0434 | 1215.0434 | 1215.0434 | 1215.0434 | 1215.0434 | 1215.0434
SA | South East SA | S1 | 0 | 0 | 0 | 0 | 0 | 0 | 0 | 0 | 0 | 0 | 0 | 0 | 0 | 0 | 0 | 0 | 0 | 0 | 0 | 0 | 0
SA | Riverland | S2 | 0 | 0 | 0 | 0 | 0 | 0 | 0 | 0 | 0 | 0 | 0 | 875.4914 | 1000 | 1000 | 1000 | 1000 | 1000 | 1000 | 1000 | 1000 | 1000
SA | Mid-North SA | S3 | 0 | 0 | 0 | 0 | 0 | 0 | 0 | 0 | 0 | 0 | 0 | 0 | 0 | 0 | 0 | 0 | 0 | 0 | 0 | 0 | 0
SA | Yorke Peninsula | S4 | 0 | 0 | 0 | 0 | 0 | 0 | 0 | 0 | 0 | 0 | 0 | 0 | 0 | 0 | 0 | 0 | 0 | 0 | 0 | 0 | 0
SA | Northern SA | S5 | 0 | 0 | 0 | 0 | 0 | 0 | 0 | 0 | 0 | 0 | 0 | 0 | 0 | 0 | 0 | 0 | 0 | 0 | 0 | 0 | 0
SA | Leigh Creek | S6 | 0 | 0 | 0 | 0 | 0 | 0 | 0 | 0 | 0 | 0 | 0 | 0 | 0 | 0 | 0 | 0 | 0 | 0 | 0 | 0 | 0
SA | Roxby Downs | S7 | 0 | 0 | 0 | 0 | 0 | 0 | 0 | 0 | 0 | 284.3278 | 519.7183 | 519.7183 | 519.7183 | 519.7183 | 519.7183 | 519.7183 | 519.7183 | 519.7183 | 519.7183 | 519.7183 | 519.7183
SA | Eastern Eyre Peninsula | S8 | 0 | 0 | 0 | 0 | 0 | 0 | 0 | 0 | 0 | 0 | 0 | 0 | 0 | 0 | 0 | 0 | 0 | 0 | 0 | 0 | 0
SA | Western Eyre Peninsula | S9 | 0 | 0 | 0 | 0 | 0 | 0 | 0 | 0 | 0 | 0 | 0 | 0 | 0 | 0 | 0 | 0 | 0 | 0 | 0 | 0 | 0
TAS | North East Tasmania | T1 | 0 | 0 | 0 | 0 | 0 | 0 | 0 | 0 | 0 | 0 | 0 | 0 | 0 | 0 | 0 | 0 | 0 | 0 | 0 | 0 | 0
TAS | North West Tasmania | T2 | 0 | 0 | 0 | 0 | 0 | 0 | 0 | 0 | 0 | 0 | 0 | 0 | 0 | 0 | 0 | 0 | 0 | 0 | 0 | 0 | 0
TAS | Tasmania Midlands | T3 | 0 | 0 | 0 | 0 | 0 | 0 | 0 | 0 | 0 | 0 | 0 | 0 | 0 | 0 | 0 | 0 | 0 | 0 | 0 | 0 | 0
Shadow REZs |  |  | 0 | 0 | 0 | 0 | 0 | 0 | 0 | 0 | 0 | 0 | 0 | 0 | 0 | 0 | 0 | 0 | 0 | 0 | 0 | 0 | 0
Total Capacity |  |  | 0 | 790 | 790 | 890 | 1050 | 1616.808 | 3005.4531 | 3254.725 | 3491.0011 | 4327.3559 | 4726.9482 | 8811.9285 | 9579.7379 | 9579.7379 | 12350.6662 | 12350.6662 | 13673.2854 | 13673.2854 | 14086.9263 | 15697.909 | 15697.909
Wind
Region | REZ Name | REZ Code | 2022 | 2023 | 2024 | 2025 | 2026 | 2027 | 2028 | 2029 | 2030 | 2031 | 2032 | 2033 | 2034 | 2035 | 2036 | 2037 | 2038 | 2039 | 2040 | 2041 | 2042
QLD | Far North QLD | Q1 | 0 | 0 | 0 | 0 | 349.9606 | 600 | 645 | 645 | 645 | 645 | 645 | 645 | 645 | 645 | 645 | 645 | 1363.6124 | 1363.6124 | 1580.9137 | 1580.9137 | 1580.9137
QLD | North Qld Clean Energy Hub | Q2 | 0 | 0 | 0 | 0 | 0 | 0 | 0 | 0 | 0 | 0 | 0 | 0 | 0 | 0 | 0 | 0 | 0 | 0 | 0 | 0 | 0
QLD | Northern Qld | Q3 | 0 | 0 | 0 | 0 | 0 | 0 | 0 | 0 | 0 | 0 | 0 | 0 | 0 | 0 | 0 | 0 | 0 | 0 | 0 | 0 | 0
QLD | Isaac | Q4 | 0 | 0 | 0 | 0 | 0 | 0 | 0 | 0 | 0 | 0 | 0 | 0 | 0 | 0 | 1000 | 1000 | 1000 | 1000 | 1000 | 1000 | 1000
QLD | Barcaldine | Q5 | 0 | 0 | 0 | 0 | 0 | 0 | 0 | 0 | 0 | 0 | 0 | 0 | 0 | 0 | 0 | 0 | 0 | 0 | 0 | 0 | 0
QLD | Fitzroy | Q6 | 0 | 0 | 0 | 0 | 0 | 0 | 0 | 353.1477 | 824.9179 | 824.9179 | 824.9179 | 824.9179 | 824.9179 | 824.9179 | 900 | 900 | 900 | 900 | 900 | 900 | 900
QLD | Wide Bay | Q7 | 0 | 0 | 0 | 0 | 0 | 0 | 0 | 0 | 0 | 0 | 0 | 0 | 0 | 0 | 300 | 300 | 300 | 300 | 300 | 300 | 300
QLD | Darling Downs | Q8 | 0 | 500 | 500 | 500 | 500 | 500 | 500 | 1400 | 1400 | 1400 | 1400 | 1400 | 1400 | 1400 | 1649.3419 | 2777.0316 | 3954.0955 | 3954.0955 | 3954.0955 | 3954.0955 | 3954.0955
NSW | North West NSW | N1 | 0 | 0 | 0 | 0 | 0 | 0 | 0 | 0 | 0 | 0 | 0 | 0 | 0 | 0 | 0 | 0 | 0 | 0 | 0 | 0 | 0
NSW | New England | N2 | 0 | 0 | 0 | 0 | 0 | 0 | 0 | 0 | 0 | 0 | 0 | 185 | 185 | 185 | 2461.9903 | 2461.9903 | 3767.9085 | 3767.9085 | 3767.9085 | 3767.9085 | 3767.9085
NSW | Central-West Orana | N3 | 0 | 0 | 0 | 0 | 0 | 0 | 0 | 0 | 0 | 0 | 0 | 800 | 800 | 800 | 800 | 800 | 800 | 800 | 800 | 800 | 800
NSW | Southern NSW Tablelands | N4 | 0 | 227 | 227 | 227 | 227 | 227 | 227 | 227 | 227 | 227 | 227 | 228 | 228 | 228 | 228 | 228 | 228 | 228 | 228 | 228 | 228
NSW | Broken Hill | N5 | 0 | 0 | 0 | 0 | 0 | 0 | 0 | 0 | 0 | 0 | 0 | 0 | 0 | 0 | 0 | 0 | 0 | 0 | 0 | 0 | 0
NSW | South West NSW | N6 | 0 | 0 | 0 | 0 | 0 | 0 | 0 | 0 | 0 | 0 | 0 | 0 | 0 | 0 | 0 | 0 | 0 | 0 | 0 | 0 | 0
NSW | Wagga Wagga | N7 | 0 | 0 | 0 | 0 | 0 | 0 | 0 | 0 | 0 | 0 | 0 | 0 | 0 | 0 | 0 | 0 | 0 | 0 | 0 | 0 | 0
NSW | Tumut | N8 | 0 | 0 | 0 | 0 | 0 | 0 | 0 | 0 | 0 | 0 | 0 | 0 | 0 | 0 | 0 | 0 | 0 | 0 | 0 | 0 | 0
NSW | Cooma-Monaro | N9 | 0 | 0 | 0 | 0 | 0 | 0 | 0 | 0 | 0 | 0 | 0 | 100 | 300 | 300 | 300 | 300 | 300 | 300 | 300 | 300 | 300
VIC | Ovens Murray | V1 | 0 | 0 | 0 | 0 | 0 | 0 | 0 | 0 | 0 | 0 | 0 | 0 | 0 | 0 | 0 | 0 | 0 | 0 | 0 | 0 | 0
VIC | Murray River | V2 | 0 | 0 | 0 | 0 | 0 | 0 | 0 | 0 | 0 | 0 | 0 | 0 | 0 | 0 | 0 | 0 | 0 | 0 | 0 | 0 | 0
VIC | Western Victoria | V3 | 0 | 209 | 209 | 209 | 428.8 | 450 | 450 | 450 | 700 | 700 | 700 | 700 | 700 | 700 | 700 | 700 | 700 | 700 | 870.4356 | 1050 | 1050
VIC | South West Victoria | V4 | 0 | 151.2 | 151.2 | 151.2 | 151.2 | 610 | 610 | 670 | 750 | 750 | 750 | 750 | 750 | 750 | 750 | 750 | 750 | 750 | 750 | 1000 | 1000
VIC | Gippsland | V5 | 0 | 0 | 0 | 0 | 0 | 0 | 80 | 500 | 650 | 650 | 650 | 650 | 650 | 650 | 650 | 650 | 650 | 650 | 650 | 650 | 650
VIC | Central North Vic | V6 | 0 | 0 | 0 | 0 | 0 | 0 | 400 | 400 | 400 | 400 | 400 | 400 | 400 | 400 | 400 | 400 | 400 | 400 | 400 | 400 | 400
SA | South East SA | S1 | 0 | 0 | 0 | 0 | 0 | 0 | 0 | 0 | 0 | 0 | 0 | 0 | 0 | 0 | 55 | 55 | 800 | 800 | 800 | 800 | 800
SA | Riverland | S2 | 0 | 0 | 0 | 0 | 0 | 0 | 0 | 0 | 0 | 0 | 0 | 0 | 0 | 0 | 0 | 0 | 0 | 0 | 0 | 0 | 0
SA | Mid-North SA | S3 | 0 | 0 | 0 | 0 | 0 | 0 | 0 | 0 | 0 | 0 | 0 | 480.2817 | 480.2817 | 480.2817 | 623.3475 | 623.3475 | 795.3584 | 795.3584 | 795.3584 | 795.3584 | 795.3584
SA | Yorke Peninsula | S4 | 0 | 0 | 0 | 0 | 0 | 0 | 0 | 0 | 0 | 0 | 0 | 0 | 0 | 0 | 139.986 | 139.986 | 621.6171 | 621.6171 | 621.6171 | 857.3788 | 857.3788
SA | Northern SA | S5 | 0 | 0 | 0 | 0 | 0 | 0 | 0 | 0 | 0 | 0 | 0 | 0 | 0 | 0 | 0 | 0 | 0 | 0 | 0 | 0 | 0
SA | Leigh Creek | S6 | 0 | 0 | 0 | 0 | 0 | 0 | 0 | 0 | 0 | 0 | 0 | 0 | 0 | 0 | 0 | 0 | 0 | 0 | 0 | 0 | 0
SA | Roxby Downs | S7 | 0 | 0 | 0 | 0 | 0 | 0 | 0 | 0 | 0 | 0 | 0 | 0 | 0 | 0 | 0 | 0 | 0 | 0 | 0 | 0 | 0
SA | Eastern Eyre Peninsula | S8 | 0 | 0 | 0 | 0 | 0 | 0 | 0 | 0 | 0 | 0 | 0 | 0 | 0 | 0 | 0 | 0 | 0 | 0 | 0 | 0 | 0
SA | Western Eyre Peninsula | S9 | 0 | 0 | 0 | 0 | 0 | 0 | 0 | 0 | 0 | 0 | 0 | 0 | 0 | 0 | 0 | 0 | 0 | 0 | 0 | 0 | 0
TAS | North East Tasmania | T1 | 0 | 0 | 0 | 0 | 0 | 0 | 0 | 0 | 0 | 0 | 0 | 0 | 0 | 0 | 0 | 0 | 0 | 0 | 0 | 0 | 0
TAS | North West Tasmania | T2 | 0 | 0 | 0 | 0 | 0 | 0 | 0 | 0 | 0 | 0 | 0 | 0 | 0 | 0 | 0 | 0 | 0 | 0 | 0 | 0 | 0
TAS | Tasmania Midlands | T3 | 0 | 0 | 0 | 0 | 0 | 0 | 43.2242 | 43.2242 | 43.2242 | 43.2242 | 43.2242 | 256.2622 | 256.2622 | 256.2622 | 256.2622 | 900 | 1211.881 | 1211.881 | 1211.881 | 1211.881 | 1211.881
Shadow REZs |  |  | 0 | 0 | 0 | 0 | 0 | 0 | 0 | 0 | 0 | 0 | 0 | 0 | 0 | 0 | 0 | 0 | 0 | 0 | 0 | 0 | 0
Total Capacity |  |  | 0 | 1087.2 | 1087.2 | 1087.2 | 1656.9606 | 2387 | 2955.2242 | 4688.3719 | 5640.1421 | 5640.1421 | 5640.1421 | 7419.4619 | 7619.4619 | 7619.4619 | 11858.9278 | 13630.3554 | 18542.473 | 18542.473 | 18930.2098 | 19595.5359 | 19595.5359
Large-scale Solar and Wind (Utility)
Region | REZ Name | REZ Code | 2022 | 2023 | 2024 | 2025 | 2026 | 2027 | 2028 | 2029 | 2030 | 2031 | 2032 | 2033 | 2034 | 2035 | 2036 | 2037 | 2038 | 2039 | 2040 | 2041 | 2042
QLD | Far North QLD | Q1 | 0 | 55 | 55 | 55 | 404.9606 | 655 | 700 | 700 | 700 | 700 | 700 | 700 | 700 | 700 | 700 | 700 | 1418.6124 | 1418.6124 | 1635.9137 | 1635.9137 | 1635.9137
QLD | North Qld Clean Energy Hub | Q2 | 0 | 0 | 0 | 0 | 0 | 0 | 0 | 0 | 0 | 0 | 0 | 0 | 0 | 0 | 0 | 0 | 0 | 0 | 0 | 0 | 0
QLD | Northern Qld | Q3 | 0 | 0 | 0 | 0 | 0 | 0 | 0 | 0 | 0 | 0 | 0 | 0 | 0 | 0 | 0 | 0 | 0 | 0 | 0 | 0 | 0
QLD | Isaac | Q4 | 0 | 355 | 355 | 355 | 355 | 355 | 458.9535 | 458.9535 | 458.9535 | 458.9535 | 458.9535 | 458.9535 | 458.9535 | 458.9535 | 1458.9535 | 1458.9535 | 1458.9535 | 1458.9535 | 1458.9535 | 1458.9535 | 1458.9535
QLD | Barcaldine | Q5 | 0 | 0 | 0 | 0 | 0 | 0 | 0 | 0 | 0 | 0 | 0 | 0 | 0 | 0 | 0 | 0 | 0 | 0 | 0 | 0 | 0
QLD | Fitzroy | Q6 | 0 | 0 | 0 | 0 | 0 | 406.808 | 1341.0465 | 1694.1942 | 2165.9644 | 2165.9644 | 2165.9644 | 2165.9644 | 2165.9644 | 2165.9644 | 2241.0465 | 2241.0465 | 2241.0465 | 2241.0465 | 2241.0465 | 2241.0465 | 2241.0465
QLD | Wide Bay | Q7 | 0 | 0 | 0 | 0 | 0 | 0 | 0 | 0 | 0 | 0 | 0 | 0 | 0 | 0 | 500 | 500 | 500 | 500 | 500 | 500 | 500
QLD | Darling Downs | Q8 | 0 | 500 | 500 | 500 | 500 | 500 | 690.4531 | 1679.725 | 1756.0011 | 1756.0011 | 1756.0011 | 1756.0011 | 1756.0011 | 1756.0011 | 2695.2464 | 3822.9361 | 5000 | 5000 | 5117.0943 | 5117.0943 | 5117.0943
NSW | North West NSW | N1 | 0 | 115 | 115 | 115 | 115 | 115 | 115 | 115 | 115 | 115 | 115 | 1100 | 1100 | 1100 | 2100 | 2100 | 3142.6192 | 3142.6192 | 3439.1658 | 5050.1485 | 5050.1485
NSW | New England | N2 | 0 | 115 | 115 | 115 | 115 | 115 | 115 | 115 | 115 | 115 | 115 | 300 | 300 | 300 | 2576.9903 | 2576.9903 | 3882.9085 | 3882.9085 | 3882.9085 | 3882.9085 | 3882.9085
NSW | Central-West Orana | N3 | 0 | 150 | 150 | 150 | 150 | 150 | 150 | 150 | 150 | 702.027 | 866.2289 | 2290.7178 | 2934.0186 | 2934.0186 | 3000 | 3000 | 3000 | 3000 | 3000 | 3000 | 3000
NSW | Southern NSW Tablelands | N4 | 0 | 227 | 227 | 227 | 227 | 227 | 227 | 227 | 227 | 227 | 227 | 228 | 228 | 228 | 228 | 228 | 228 | 228 | 228 | 228 | 228
NSW | Broken Hill | N5 | 0 | 0 | 0 | 0 | 0 | 0 | 0 | 0 | 0 | 0 | 0 | 0 | 0 | 0 | 0 | 0 | 0 | 0 | 0 | 0 | 0
NSW | South West NSW | N6 | 0 | 0 | 0 | 0 | 0 | 0 | 0 | 0 | 0 | 0 | 0 | 600 | 600 | 600 | 600 | 600 | 600 | 600 | 600 | 600 | 600
NSW | Wagga Wagga | N7 | 0 | 0 | 0 | 0 | 0 | 0 | 0 | 0 | 0 | 0 | 0 | 1000 | 1000 | 1000 | 1000 | 1000 | 1000 | 1000 | 1000 | 1000 | 1000
NSW | Tumut | N8 | 0 | 0 | 0 | 0 | 0 | 0 | 0 | 0 | 0 | 0 | 0 | 0 | 0 | 0 | 0 | 0 | 0 | 0 | 0 | 0 | 0
NSW | Cooma-Monaro | N9 | 0 | 0 | 0 | 0 | 0 | 0 | 0 | 0 | 0 | 0 | 0 | 100 | 300 | 300 | 300 | 300 | 300 | 300 | 300 | 300 | 300
VIC | Ovens Murray | V1 | 0 | 0 | 0 | 0 | 0 | 0 | 0 | 0 | 0 | 0 | 0 | 0 | 0 | 0 | 0 | 0 | 0 | 0 | 0 | 0 | 0
VIC | Murray River | V2 | 0 | 0 | 0 | 100 | 186.8151 | 346.8151 | 380 | 380 | 380 | 380 | 380 | 380 | 380 | 380 | 380 | 380 | 380 | 380 | 380 | 380 | 380
VIC | Western Victoria | V3 | 0 | 209 | 209 | 209 | 428.8 | 450 | 450 | 450 | 820 | 820 | 820 | 820 | 820 | 820 | 820 | 820 | 1100 | 1100 | 1270.4356 | 1450 | 1450
VIC | South West Victoria | V4 | 0 | 151.2 | 151.2 | 151.2 | 151.2 | 610 | 610 | 670 | 750 | 750 | 750 | 750 | 750 | 750 | 750 | 750 | 750 | 750 | 750 | 1000 | 1000
VIC | Gippsland | V5 | 0 | 0 | 0 | 0 | 0 | 0 | 80 | 500 | 650 | 650 | 650 | 650 | 650 | 650 | 650 | 650 | 650 | 650 | 650 | 650 | 650
VIC | Central North Vic | V6 | 0 | 0 | 0 | 0 | 73.1849 | 73.1849 | 600 | 760 | 800 | 800 | 800 | 800 | 800 | 800 | 1615.0434 | 1615.0434 | 1615.0434 | 1615.0434 | 1615.0434 | 1615.0434 | 1615.0434
SA | South East SA | S1 | 0 | 0 | 0 | 0 | 0 | 0 | 0 | 0 | 0 | 0 | 0 | 0 | 0 | 0 | 55 | 55 | 800 | 800 | 800 | 800 | 800
SA | Riverland | S2 | 0 | 0 | 0 | 0 | 0 | 0 | 0 | 0 | 0 | 0 | 0 | 875.4914 | 1000 | 1000 | 1000 | 1000 | 1000 | 1000 | 1000 | 1000 | 1000
SA | Mid-North SA | S3 | 0 | 0 | 0 | 0 | 0 | 0 | 0 | 0 | 0 | 0 | 0 | 480.2817 | 480.2817 | 480.2817 | 623.3475 | 623.3475 | 795.3584 | 795.3584 | 795.3584 | 795.3584 | 795.3584
SA | Yorke Peninsula | S4 | 0 | 0 | 0 | 0 | 0 | 0 | 0 | 0 | 0 | 0 | 0 | 0 | 0 | 0 | 139.986 | 139.986 | 621.6171 | 621.6171 | 621.6171 | 857.3788 | 857.3788
SA | Northern SA | S5 | 0 | 0 | 0 | 0 | 0 | 0 | 0 | 0 | 0 | 0 | 0 | 0 | 0 | 0 | 0 | 0 | 0 | 0 | 0 | 0 | 0
SA | Leigh Creek | S6 | 0 | 0 | 0 | 0 | 0 | 0 | 0 | 0 | 0 | 0 | 0 | 0 | 0 | 0 | 0 | 0 | 0 | 0 | 0 | 0 | 0
SA | Roxby Downs | S7 | 0 | 0 | 0 | 0 | 0 | 0 | 0 | 0 | 0 | 284.3278 | 519.7183 | 519.7183 | 519.7183 | 519.7183 | 519.7183 | 519.7183 | 519.7183 | 519.7183 | 519.7183 | 519.7183 | 519.7183
SA | Eastern Eyre Peninsula | S8 | 0 | 0 | 0 | 0 | 0 | 0 | 0 | 0 | 0 | 0 | 0 | 0 | 0 | 0 | 0 | 0 | 0 | 0 | 0 | 0 | 0
SA | Western Eyre Peninsula | S9 | 0 | 0 | 0 | 0 | 0 | 0 | 0 | 0 | 0 | 0 | 0 | 0 | 0 | 0 | 0 | 0 | 0 | 0 | 0 | 0 | 0
TAS | North East Tasmania | T1 | 0 | 0 | 0 | 0 | 0 | 0 | 0 | 0 | 0 | 0 | 0 | 0 | 0 | 0 | 0 | 0 | 0 | 0 | 0 | 0 | 0
TAS | North West Tasmania | T2 | 0 | 0 | 0 | 0 | 0 | 0 | 0 | 0 | 0 | 0 | 0 | 0 | 0 | 0 | 0 | 0 | 0 | 0 | 0 | 0 | 0
TAS | Tasmania Midlands | T3 | 0 | 0 | 0 | 0 | 0 | 0 | 43.2242 | 43.2242 | 43.2242 | 43.2242 | 43.2242 | 256.2622 | 256.2622 | 256.2622 | 256.2622 | 900 | 1211.881 | 1211.881 | 1211.881 | 1211.881 | 1211.881
Shadow REZs |  |  | 0 | 0 | 0 | 0 | 0 | 0 | 0 | 0 | 0 | 0 | 0 | 0 | 0 | 0 | 0 | 0 | 0 | 0 | 0 | 0 | 0
Total Capacity |  |  | 0 | 1877.2 | 1877.2 | 1977.2 | 2706.9606 | 4003.808 | 5960.6772 | 7943.0969 | 9131.1432 | 9967.498 | 10367.0903 | 16231.3904 | 17199.1998 | 17199.1998 | 24209.594 | 25981.0215 | 32215.7584 | 32215.7584 | 33017.1362 | 35293.4449 | 35293.4449

## REZCapacity_2
Installed capacity by REZ (MW) - Central with early coal closure (DP1)
Capacity installed at the beginning of each financial year, i.e. 1st July. Years are financial year ending. This includes the cumulative development of VRE capacity beyond existing and committed projects.
Large-scale Solar
Region | REZ Name | REZ Code | 2022 | 2023 | 2024 | 2025 | 2026 | 2027 | 2028 | 2029 | 2030 | 2031 | 2032 | 2033 | 2034 | 2035 | 2036 | 2037 | 2038 | 2039 | 2040 | 2041 | 2042
QLD | Far North QLD | Q1 | 0 | 55 | 55 | 55 | 55 | 55 | 55 | 55 | 55 | 55 | 55 | 55 | 55 | 55 | 55 | 55 | 55 | 55 | 55 | 55 | 55
QLD | North Qld Clean Energy Hub | Q2 | 0 | 0 | 0 | 0 | 0 | 0 | 0 | 0 | 0 | 0 | 0 | 0 | 0 | 0 | 0 | 0 | 0 | 0 | 0 | 0 | 0
QLD | Northern Qld | Q3 | 0 | 0 | 0 | 0 | 0 | 0 | 0 | 0 | 0 | 0 | 0 | 0 | 0 | 0 | 0 | 0 | 0 | 0 | 0 | 0 | 0
QLD | Isaac | Q4 | 0 | 355 | 355 | 355 | 355 | 355 | 489.9045 | 489.9045 | 489.9045 | 489.9045 | 489.9045 | 489.9045 | 489.9045 | 489.9045 | 489.9045 | 489.9045 | 489.9045 | 489.9045 | 489.9045 | 489.9045 | 489.9045
QLD | Barcaldine | Q5 | 0 | 0 | 0 | 0 | 0 | 0 | 0 | 0 | 0 | 0 | 0 | 0 | 0 | 0 | 0 | 0 | 0 | 0 | 0 | 0 | 0
QLD | Fitzroy | Q6 | 0 | 0 | 0 | 0 | 0 | 406.808 | 1310.0955 | 1310.0955 | 1310.0955 | 1310.0955 | 1310.0955 | 1310.0955 | 1310.0955 | 1310.0955 | 1310.0955 | 1310.0955 | 1310.0955 | 1310.0955 | 1310.0955 | 1310.0955 | 1310.0955
QLD | Wide Bay | Q7 | 0 | 0 | 0 | 0 | 0 | 0 | 0 | 0 | 0 | 0 | 0 | 0 | 0 | 0 | 200 | 200 | 200 | 200 | 200 | 200 | 200
QLD | Darling Downs | Q8 | 0 | 0 | 0 | 0 | 0 | 0 | 190.5939 | 234.1974 | 306.5966 | 306.5966 | 306.5966 | 306.5966 | 306.5966 | 306.5966 | 1027.5775 | 1027.5775 | 1027.5775 | 1027.5775 | 1233.4404 | 1233.4404 | 1233.4404
NSW | North West NSW | N1 | 0 | 115 | 115 | 115 | 115 | 115 | 115 | 115 | 115 | 115 | 115 | 1100 | 1100 | 1100 | 2100 | 2100 | 2946.3245 | 2946.3245 | 3177.9111 | 4798.8458 | 4798.8458
NSW | New England | N2 | 0 | 115 | 115 | 115 | 115 | 115 | 300 | 300 | 300 | 300 | 300 | 300 | 300 | 300 | 300 | 300 | 300 | 300 | 300 | 300 | 300
NSW | Central-West Orana | N3 | 0 | 150 | 150 | 150 | 150 | 150 | 150 | 150 | 150 | 527.8017 | 781.2957 | 1416.3286 | 2077.8987 | 2077.8987 | 2200 | 2200 | 2200 | 2200 | 2200 | 2200 | 2200
NSW | Southern NSW Tablelands | N4 | 0 | 0 | 0 | 0 | 0 | 0 | 0 | 0 | 0 | 0 | 0 | 0 | 0 | 0 | 0 | 0 | 0 | 0 | 0 | 0 | 0
NSW | Broken Hill | N5 | 0 | 0 | 0 | 0 | 0 | 0 | 0 | 0 | 0 | 0 | 0 | 0 | 0 | 0 | 0 | 0 | 0 | 0 | 0 | 0 | 0
NSW | South West NSW | N6 | 0 | 0 | 0 | 0 | 0 | 0 | 0 | 0 | 0 | 0 | 0 | 600 | 600 | 600 | 600 | 600 | 600 | 600 | 600 | 600 | 600
NSW | Wagga Wagga | N7 | 0 | 0 | 0 | 0 | 0 | 0 | 39.4528 | 39.4528 | 39.4528 | 39.4528 | 39.4528 | 1000 | 1000 | 1000 | 1000 | 1000 | 1000 | 1000 | 1000 | 1000 | 1000
NSW | Tumut | N8 | 0 | 0 | 0 | 0 | 0 | 0 | 0 | 0 | 0 | 0 | 0 | 0 | 0 | 0 | 0 | 0 | 0 | 0 | 0 | 0 | 0
NSW | Cooma-Monaro | N9 | 0 | 0 | 0 | 0 | 0 | 0 | 0 | 0 | 0 | 0 | 0 | 0 | 0 | 0 | 0 | 0 | 0 | 0 | 0 | 0 | 0
VIC | Ovens Murray | V1 | 0 | 0 | 0 | 0 | 0 | 0 | 0 | 0 | 0 | 0 | 0 | 0 | 0 | 0 | 0 | 0 | 0 | 0 | 0 | 0 | 0
VIC | Murray River | V2 | 0 | 0 | 0 | 100 | 220 | 380 | 380 | 380 | 380 | 380 | 380 | 380 | 380 | 380 | 380 | 380 | 380 | 380 | 380 | 380 | 380
VIC | Western Victoria | V3 | 0 | 0 | 0 | 0 | 0 | 0 | 0 | 0 | 120 | 120 | 120 | 120 | 120 | 120 | 120 | 120 | 400 | 400 | 400 | 400 | 400
VIC | South West Victoria | V4 | 0 | 0 | 0 | 0 | 0 | 0 | 0 | 0 | 0 | 0 | 0 | 0 | 0 | 0 | 0 | 0 | 0 | 0 | 0 | 0 | 0
VIC | Gippsland | V5 | 0 | 0 | 0 | 0 | 0 | 0 | 0 | 0 | 0 | 0 | 0 | 0 | 0 | 0 | 0 | 0 | 0 | 0 | 0 | 0 | 0
VIC | Central North Vic | V6 | 0 | 0 | 0 | 0 | 40 | 40 | 200 | 360 | 400 | 400 | 400 | 400 | 400 | 400 | 704.0963 | 704.0963 | 920.5687 | 920.5687 | 920.5687 | 920.5687 | 920.5687
SA | South East SA | S1 | 0 | 0 | 0 | 0 | 0 | 0 | 0 | 0 | 0 | 0 | 0 | 0 | 0 | 0 | 0 | 0 | 0 | 0 | 0 | 0 | 0
SA | Riverland | S2 | 0 | 0 | 0 | 0 | 0 | 0 | 0 | 0 | 0 | 0 | 0 | 576.1691 | 985.8958 | 985.8958 | 1000 | 1000 | 1000 | 1000 | 1000 | 1000 | 1000
SA | Mid-North SA | S3 | 0 | 0 | 0 | 0 | 0 | 0 | 0 | 0 | 0 | 0 | 0 | 0 | 0 | 0 | 0 | 0 | 0 | 0 | 0 | 0 | 0
SA | Yorke Peninsula | S4 | 0 | 0 | 0 | 0 | 0 | 0 | 0 | 0 | 0 | 0 | 0 | 0 | 0 | 0 | 0 | 0 | 0 | 0 | 0 | 0 | 0
SA | Northern SA | S5 | 0 | 0 | 0 | 0 | 0 | 0 | 0 | 0 | 0 | 0 | 0 | 0 | 0 | 0 | 0 | 0 | 0 | 0 | 0 | 0 | 0
SA | Leigh Creek | S6 | 0 | 0 | 0 | 0 | 0 | 0 | 0 | 0 | 0 | 0 | 0 | 0 | 0 | 0 | 0 | 0 | 0 | 0 | 0 | 0 | 0
SA | Roxby Downs | S7 | 0 | 0 | 0 | 0 | 0 | 0 | 960 | 960 | 960 | 960 | 960 | 960 | 960 | 960 | 960 | 960 | 960 | 960 | 960 | 960 | 960
SA | Eastern Eyre Peninsula | S8 | 0 | 0 | 0 | 0 | 0 | 0 | 0 | 0 | 0 | 0 | 0 | 0 | 0 | 0 | 0 | 0 | 0 | 0 | 0 | 0 | 0
SA | Western Eyre Peninsula | S9 | 0 | 0 | 0 | 0 | 0 | 0 | 0 | 0 | 0 | 0 | 0 | 0 | 0 | 0 | 0 | 0 | 0 | 0 | 0 | 0 | 0
TAS | North East Tasmania | T1 | 0 | 0 | 0 | 0 | 0 | 0 | 0 | 0 | 0 | 0 | 0 | 0 | 0 | 0 | 0 | 0 | 0 | 0 | 0 | 0 | 0
TAS | North West Tasmania | T2 | 0 | 0 | 0 | 0 | 0 | 0 | 0 | 0 | 0 | 0 | 0 | 0 | 0 | 0 | 0 | 0 | 0 | 0 | 0 | 0 | 0
TAS | Tasmania Midlands | T3 | 0 | 0 | 0 | 0 | 0 | 0 | 0 | 0 | 0 | 0 | 0 | 0 | 0 | 0 | 0 | 0 | 0 | 0 | 0 | 0 | 0
Total Capacity |  |  | 0 | 790 | 790 | 890 | 1050 | 1616.808 | 4190.0467 | 4393.6502 | 4626.0494 | 5003.8512 | 5257.3451 | 9014.0943 | 10085.3911 | 10085.3911 | 12446.6738 | 12446.6738 | 13789.4707 | 13789.4707 | 14226.9202 | 15847.8549 | 15847.8549
Wind
Region | REZ Name | REZ Code | 2022 | 2023 | 2024 | 2025 | 2026 | 2027 | 2028 | 2029 | 2030 | 2031 | 2032 | 2033 | 2034 | 2035 | 2036 | 2037 | 2038 | 2039 | 2040 | 2041 | 2042
QLD | Far North QLD | Q1 | 0 | 0 | 0 | 0 | 349.9606 | 600 | 645 | 645 | 645 | 645 | 645 | 645 | 645 | 645 | 645 | 645 | 1328.4211 | 1328.4211 | 1539.0882 | 1539.0882 | 1539.0882
QLD | North Qld Clean Energy Hub | Q2 | 0 | 0 | 0 | 0 | 0 | 0 | 0 | 0 | 0 | 0 | 0 | 0 | 0 | 0 | 0 | 0 | 0 | 0 | 0 | 0 | 0
QLD | Northern Qld | Q3 | 0 | 0 | 0 | 0 | 0 | 0 | 0 | 0 | 0 | 0 | 0 | 0 | 0 | 0 | 0 | 0 | 0 | 0 | 0 | 0 | 0
QLD | Isaac | Q4 | 0 | 0 | 0 | 0 | 0 | 0 | 0 | 0 | 0 | 0 | 0 | 0 | 0 | 0 | 1000 | 1000 | 1000 | 1000 | 1000 | 1000 | 1000
QLD | Barcaldine | Q5 | 0 | 0 | 0 | 0 | 0 | 0 | 0 | 0 | 0 | 0 | 0 | 0 | 0 | 0 | 0 | 0 | 0 | 0 | 0 | 0 | 0
QLD | Fitzroy | Q6 | 0 | 0 | 0 | 0 | 0 | 0 | 0 | 376.4395 | 850.2668 | 850.2668 | 850.2668 | 850.2668 | 850.2668 | 855.1169 | 900 | 900 | 900 | 900 | 900 | 900 | 900
QLD | Wide Bay | Q7 | 0 | 0 | 0 | 0 | 0 | 0 | 0 | 0 | 0 | 0 | 0 | 0 | 0 | 0 | 300 | 300 | 300 | 300 | 300 | 300 | 300
QLD | Darling Downs | Q8 | 0 | 500 | 500 | 500 | 500 | 500 | 500 | 1400 | 1400 | 1400 | 1400 | 1400 | 1400 | 1400 | 1656.6815 | 2773.9703 | 3972.4225 | 3972.4225 | 3972.4225 | 3972.4225 | 3972.4225
NSW | North West NSW | N1 | 0 | 0 | 0 | 0 | 0 | 0 | 0 | 0 | 0 | 0 | 0 | 0 | 0 | 0 | 0 | 0 | 0 | 0 | 0 | 0 | 0
NSW | New England | N2 | 0 | 0 | 0 | 0 | 0 | 0 | 0 | 0 | 0 | 0 | 0 | 0 | 0 | 0 | 2442.8726 | 2442.8726 | 3791.3436 | 3791.3436 | 3791.3436 | 3791.3436 | 3791.3436
NSW | Central-West Orana | N3 | 0 | 0 | 0 | 0 | 0 | 0 | 0 | 0 | 0 | 0 | 0 | 800 | 800 | 800 | 800 | 800 | 800 | 800 | 800 | 800 | 800
NSW | Southern NSW Tablelands | N4 | 0 | 227 | 227 | 227 | 227 | 227 | 227 | 227 | 227 | 227 | 227 | 228 | 228 | 228 | 228 | 228 | 228 | 228 | 228 | 228 | 228
NSW | Broken Hill | N5 | 0 | 0 | 0 | 0 | 0 | 0 | 0 | 0 | 0 | 0 | 0 | 0 | 0 | 0 | 0 | 0 | 0 | 0 | 0 | 0 | 0
NSW | South West NSW | N6 | 0 | 0 | 0 | 0 | 0 | 0 | 0 | 0 | 0 | 0 | 0 | 0 | 0 | 0 | 0 | 0 | 0 | 0 | 0 | 0 | 0
NSW | Wagga Wagga | N7 | 0 | 0 | 0 | 0 | 0 | 0 | 0 | 0 | 0 | 0 | 0 | 0 | 0 | 0 | 0 | 0 | 0 | 0 | 0 | 0 | 0
NSW | Tumut | N8 | 0 | 0 | 0 | 0 | 0 | 0 | 0 | 0 | 0 | 0 | 0 | 0 | 0 | 0 | 0 | 0 | 0 | 0 | 0 | 0 | 0
NSW | Cooma-Monaro | N9 | 0 | 0 | 0 | 0 | 0 | 0 | 0 | 0 | 0 | 0 | 0 | 100 | 300 | 300 | 300 | 300 | 300 | 300 | 300 | 300 | 300
VIC | Ovens Murray | V1 | 0 | 0 | 0 | 0 | 0 | 0 | 0 | 0 | 0 | 0 | 0 | 0 | 0 | 0 | 0 | 0 | 0 | 0 | 0 | 0 | 0
VIC | Murray River | V2 | 0 | 0 | 0 | 0 | 0 | 0 | 0 | 0 | 0 | 0 | 0 | 0 | 0 | 0 | 0 | 0 | 0 | 0 | 0 | 0 | 0
VIC | Western Victoria | V3 | 0 | 209 | 209 | 209 | 428.8 | 450 | 700 | 700 | 700 | 700 | 700 | 700 | 700 | 700 | 700 | 700 | 700 | 700 | 894.829 | 1050 | 1050
VIC | South West Victoria | V4 | 0 | 151.2 | 151.2 | 151.2 | 151.2 | 440 | 440 | 440 | 750 | 750 | 750 | 750 | 750 | 750 | 750 | 750 | 750 | 750 | 750 | 1000 | 1000
VIC | Gippsland | V5 | 0 | 0 | 0 | 0 | 0 | 0 | 0 | 480 | 650 | 650 | 650 | 650 | 650 | 650 | 650 | 650 | 650 | 650 | 650 | 650 | 650
VIC | Central North Vic | V6 | 0 | 0 | 0 | 0 | 0 | 170 | 400 | 400 | 400 | 400 | 400 | 400 | 400 | 400 | 400 | 400 | 400 | 400 | 400 | 400 | 400
SA | South East SA | S1 | 0 | 0 | 0 | 0 | 0 | 0 | 0 | 0 | 0 | 0 | 0 | 55 | 55 | 55 | 55 | 55 | 800 | 800 | 800 | 800 | 800
SA | Riverland | S2 | 0 | 0 | 0 | 0 | 0 | 0 | 0 | 0 | 0 | 0 | 0 | 0 | 0 | 0 | 0 | 0 | 0 | 0 | 0 | 0 | 0
SA | Mid-North SA | S3 | 0 | 0 | 0 | 0 | 0 | 0 | 0 | 0 | 0 | 0 | 0 | 40 | 40 | 40 | 540.9779 | 540.9779 | 793.7284 | 793.7284 | 793.7284 | 793.7284 | 793.7284
SA | Yorke Peninsula | S4 | 0 | 0 | 0 | 0 | 0 | 0 | 0 | 0 | 0 | 0 | 0 | 0 | 0 | 0 | 90.5778 | 90.5778 | 455.3834 | 455.3834 | 455.3834 | 707.7718 | 707.7718
SA | Northern SA | S5 | 0 | 0 | 0 | 0 | 0 | 0 | 0 | 0 | 0 | 0 | 0 | 0 | 0 | 0 | 0 | 0 | 0 | 0 | 0 | 0 | 0
SA | Leigh Creek | S6 | 0 | 0 | 0 | 0 | 0 | 0 | 0 | 0 | 0 | 0 | 0 | 0 | 0 | 0 | 0 | 0 | 0 | 0 | 0 | 0 | 0
SA | Roxby Downs | S7 | 0 | 0 | 0 | 0 | 0 | 0 | 0 | 0 | 0 | 0 | 0 | 0 | 0 | 0 | 0 | 0 | 0 | 0 | 0 | 0 | 0
SA | Eastern Eyre Peninsula | S8 | 0 | 0 | 0 | 0 | 0 | 0 | 0 | 0 | 0 | 0 | 0 | 0 | 0 | 0 | 0 | 0 | 0 | 0 | 0 | 0 | 0
SA | Western Eyre Peninsula | S9 | 0 | 0 | 0 | 0 | 0 | 0 | 0 | 0 | 0 | 0 | 0 | 0 | 0 | 0 | 0 | 0 | 0 | 0 | 0 | 0 | 0
TAS | North East Tasmania | T1 | 0 | 0 | 0 | 0 | 0 | 0 | 0 | 0 | 0 | 0 | 0 | 0 | 0 | 0 | 0 | 0 | 0 | 0 | 0 | 0 | 0
TAS | North West Tasmania | T2 | 0 | 0 | 0 | 0 | 0 | 0 | 0 | 0 | 0 | 0 | 0 | 0 | 0 | 0 | 0 | 0 | 0 | 0 | 0 | 0 | 0
TAS | Tasmania Midlands | T3 | 0 | 0 | 0 | 0 | 0 | 0 | 327.0242 | 327.0242 | 327.0242 | 327.0242 | 327.0242 | 327.0242 | 327.0242 | 327.0242 | 327.0242 | 900 | 1222.4614 | 1222.4614 | 1222.4614 | 1222.4614 | 1222.4614
Total Capacity |  |  | 0 | 1087.2 | 1087.2 | 1087.2 | 1656.9606 | 2387 | 3239.0242 | 4995.4637 | 5949.291 | 5949.291 | 5949.291 | 6945.291 | 7145.291 | 7150.1412 | 11786.134 | 13476.3986 | 18391.7604 | 18391.7604 | 18797.2565 | 19454.8159 | 19454.8159
Large-scale Solar and Wind (Utility)
Region | REZ Name | REZ Code | 2022 | 2023 | 2024 | 2025 | 2026 | 2027 | 2028 | 2029 | 2030 | 2031 | 2032 | 2033 | 2034 | 2035 | 2036 | 2037 | 2038 | 2039 | 2040 | 2041 | 2042
QLD | Far North QLD | Q1 | 0 | 55 | 55 | 55 | 404.9606 | 655 | 700 | 700 | 700 | 700 | 700 | 700 | 700 | 700 | 700 | 700 | 1383.4211 | 1383.4211 | 1594.0882 | 1594.0882 | 1594.0882
QLD | North Qld Clean Energy Hub | Q2 | 0 | 0 | 0 | 0 | 0 | 0 | 0 | 0 | 0 | 0 | 0 | 0 | 0 | 0 | 0 | 0 | 0 | 0 | 0 | 0 | 0
QLD | Northern Qld | Q3 | 0 | 0 | 0 | 0 | 0 | 0 | 0 | 0 | 0 | 0 | 0 | 0 | 0 | 0 | 0 | 0 | 0 | 0 | 0 | 0 | 0
QLD | Isaac | Q4 | 0 | 355 | 355 | 355 | 355 | 355 | 489.9045 | 489.9045 | 489.9045 | 489.9045 | 489.9045 | 489.9045 | 489.9045 | 489.9045 | 1489.9045 | 1489.9045 | 1489.9045 | 1489.9045 | 1489.9045 | 1489.9045 | 1489.9045
QLD | Barcaldine | Q5 | 0 | 0 | 0 | 0 | 0 | 0 | 0 | 0 | 0 | 0 | 0 | 0 | 0 | 0 | 0 | 0 | 0 | 0 | 0 | 0 | 0
QLD | Fitzroy | Q6 | 0 | 0 | 0 | 0 | 0 | 406.808 | 1310.0955 | 1686.535 | 2160.3623 | 2160.3623 | 2160.3623 | 2160.3623 | 2160.3623 | 2165.2124 | 2210.0955 | 2210.0955 | 2210.0955 | 2210.0955 | 2210.0955 | 2210.0955 | 2210.0955
QLD | Wide Bay | Q7 | 0 | 0 | 0 | 0 | 0 | 0 | 0 | 0 | 0 | 0 | 0 | 0 | 0 | 0 | 500 | 500 | 500 | 500 | 500 | 500 | 500
QLD | Darling Downs | Q8 | 0 | 500 | 500 | 500 | 500 | 500 | 690.5939 | 1634.1974 | 1706.5966 | 1706.5966 | 1706.5966 | 1706.5966 | 1706.5966 | 1706.5966 | 2684.259 | 3801.5478 | 5000 | 5000 | 5205.8629 | 5205.8629 | 5205.8629
NSW | North West NSW | N1 | 0 | 115 | 115 | 115 | 115 | 115 | 115 | 115 | 115 | 115 | 115 | 1100 | 1100 | 1100 | 2100 | 2100 | 2946.3245 | 2946.3245 | 3177.9111 | 4798.8458 | 4798.8458
NSW | New England | N2 | 0 | 115 | 115 | 115 | 115 | 115 | 300 | 300 | 300 | 300 | 300 | 300 | 300 | 300 | 2742.8726 | 2742.8726 | 4091.3436 | 4091.3436 | 4091.3436 | 4091.3436 | 4091.3436
NSW | Central-West Orana | N3 | 0 | 150 | 150 | 150 | 150 | 150 | 150 | 150 | 150 | 527.8017 | 781.2957 | 2216.3286 | 2877.8987 | 2877.8987 | 3000 | 3000 | 3000 | 3000 | 3000 | 3000 | 3000
NSW | Southern NSW Tablelands | N4 | 0 | 227 | 227 | 227 | 227 | 227 | 227 | 227 | 227 | 227 | 227 | 228 | 228 | 228 | 228 | 228 | 228 | 228 | 228 | 228 | 228
NSW | Broken Hill | N5 | 0 | 0 | 0 | 0 | 0 | 0 | 0 | 0 | 0 | 0 | 0 | 0 | 0 | 0 | 0 | 0 | 0 | 0 | 0 | 0 | 0
NSW | South West NSW | N6 | 0 | 0 | 0 | 0 | 0 | 0 | 0 | 0 | 0 | 0 | 0 | 600 | 600 | 600 | 600 | 600 | 600 | 600 | 600 | 600 | 600
NSW | Wagga Wagga | N7 | 0 | 0 | 0 | 0 | 0 | 0 | 39.4528 | 39.4528 | 39.4528 | 39.4528 | 39.4528 | 1000 | 1000 | 1000 | 1000 | 1000 | 1000 | 1000 | 1000 | 1000 | 1000
NSW | Tumut | N8 | 0 | 0 | 0 | 0 | 0 | 0 | 0 | 0 | 0 | 0 | 0 | 0 | 0 | 0 | 0 | 0 | 0 | 0 | 0 | 0 | 0
NSW | Cooma-Monaro | N9 | 0 | 0 | 0 | 0 | 0 | 0 | 0 | 0 | 0 | 0 | 0 | 100 | 300 | 300 | 300 | 300 | 300 | 300 | 300 | 300 | 300
VIC | Ovens Murray | V1 | 0 | 0 | 0 | 0 | 0 | 0 | 0 | 0 | 0 | 0 | 0 | 0 | 0 | 0 | 0 | 0 | 0 | 0 | 0 | 0 | 0
VIC | Murray River | V2 | 0 | 0 | 0 | 100 | 220 | 380 | 380 | 380 | 380 | 380 | 380 | 380 | 380 | 380 | 380 | 380 | 380 | 380 | 380 | 380 | 380
VIC | Western Victoria | V3 | 0 | 209 | 209 | 209 | 428.8 | 450 | 700 | 700 | 820 | 820 | 820 | 820 | 820 | 820 | 820 | 820 | 1100 | 1100 | 1294.829 | 1450 | 1450
VIC | South West Victoria | V4 | 0 | 151.2 | 151.2 | 151.2 | 151.2 | 440 | 440 | 440 | 750 | 750 | 750 | 750 | 750 | 750 | 750 | 750 | 750 | 750 | 750 | 1000 | 1000
VIC | Gippsland | V5 | 0 | 0 | 0 | 0 | 0 | 0 | 0 | 480 | 650 | 650 | 650 | 650 | 650 | 650 | 650 | 650 | 650 | 650 | 650 | 650 | 650
VIC | Central North Vic | V6 | 0 | 0 | 0 | 0 | 40 | 210 | 600 | 760 | 800 | 800 | 800 | 800 | 800 | 800 | 1104.0963 | 1104.0963 | 1320.5687 | 1320.5687 | 1320.5687 | 1320.5687 | 1320.5687
SA | South East SA | S1 | 0 | 0 | 0 | 0 | 0 | 0 | 0 | 0 | 0 | 0 | 0 | 55 | 55 | 55 | 55 | 55 | 800 | 800 | 800 | 800 | 800
SA | Riverland | S2 | 0 | 0 | 0 | 0 | 0 | 0 | 0 | 0 | 0 | 0 | 0 | 576.1691 | 985.8958 | 985.8958 | 1000 | 1000 | 1000 | 1000 | 1000 | 1000 | 1000
SA | Mid-North SA | S3 | 0 | 0 | 0 | 0 | 0 | 0 | 0 | 0 | 0 | 0 | 0 | 40 | 40 | 40 | 540.9779 | 540.9779 | 793.7284 | 793.7284 | 793.7284 | 793.7284 | 793.7284
SA | Yorke Peninsula | S4 | 0 | 0 | 0 | 0 | 0 | 0 | 0 | 0 | 0 | 0 | 0 | 0 | 0 | 0 | 90.5778 | 90.5778 | 455.3834 | 455.3834 | 455.3834 | 707.7718 | 707.7718
SA | Northern SA | S5 | 0 | 0 | 0 | 0 | 0 | 0 | 0 | 0 | 0 | 0 | 0 | 0 | 0 | 0 | 0 | 0 | 0 | 0 | 0 | 0 | 0
SA | Leigh Creek | S6 | 0 | 0 | 0 | 0 | 0 | 0 | 0 | 0 | 0 | 0 | 0 | 0 | 0 | 0 | 0 | 0 | 0 | 0 | 0 | 0 | 0
SA | Roxby Downs | S7 | 0 | 0 | 0 | 0 | 0 | 0 | 960 | 960 | 960 | 960 | 960 | 960 | 960 | 960 | 960 | 960 | 960 | 960 | 960 | 960 | 960
SA | Eastern Eyre Peninsula | S8 | 0 | 0 | 0 | 0 | 0 | 0 | 0 | 0 | 0 | 0 | 0 | 0 | 0 | 0 | 0 | 0 | 0 | 0 | 0 | 0 | 0
SA | Western Eyre Peninsula | S9 | 0 | 0 | 0 | 0 | 0 | 0 | 0 | 0 | 0 | 0 | 0 | 0 | 0 | 0 | 0 | 0 | 0 | 0 | 0 | 0 | 0
TAS | North East Tasmania | T1 | 0 | 0 | 0 | 0 | 0 | 0 | 0 | 0 | 0 | 0 | 0 | 0 | 0 | 0 | 0 | 0 | 0 | 0 | 0 | 0 | 0
TAS | North West Tasmania | T2 | 0 | 0 | 0 | 0 | 0 | 0 | 0 | 0 | 0 | 0 | 0 | 0 | 0 | 0 | 0 | 0 | 0 | 0 | 0 | 0 | 0
TAS | Tasmania Midlands | T3 | 0 | 0 | 0 | 0 | 0 | 0 | 327.0242 | 327.0242 | 327.0242 | 327.0242 | 327.0242 | 327.0242 | 327.0242 | 327.0242 | 327.0242 | 900 | 1222.4614 | 1222.4614 | 1222.4614 | 1222.4614 | 1222.4614
Total Capacity |  |  | 0 | 1877.2 | 1877.2 | 1977.2 | 2706.9606 | 4003.808 | 7429.0709 | 9389.1139 | 10575.3405 | 10953.1422 | 11206.6362 | 15959.3853 | 17230.6822 | 17235.5323 | 24232.8078 | 25923.0725 | 32181.2311 | 32181.2311 | 33024.1767 | 35302.6708 | 35302.6708

## REZGeneration_1
Annual as-generated generation by REZ (GWh) - Central (DP1)
Years are financial year ending.
Large-scale Solar
Region | REZ Name | REZ Code | 2022 | 2023 | 2024 | 2025 | 2026 | 2027 | 2028 | 2029 | 2030 | 2031 | 2032 | 2033 | 2034 | 2035 | 2036 | 2037 | 2038 | 2039 | 2040 | 2041 | 2042
QLD | Far North QLD | Q1 | 0 | 140.8879 | 136.4075 | 139.1336 | 141.4809 | 138.7521 | 141.4105 | 120.7583 | 132.4248 | 131.3961 | 127.3678 | 139.5892 | 135.9671 | 136.9922 | 140.6853 | 138.4301 | 140.0034 | 120.8234 | 132.4441 | 133.193 | 130.0407
QLD | North Qld Clean Energy Hub | Q2 | 0 | 0 | 0 | 0 | 0 | 0 | 0 | 0 | 0 | 0 | 0 | 0 | 0 | 0 | 0 | 0 | 0 | 0 | 0 | 0 | 0
QLD | Northern Qld | Q3 | 0 | 0 | 0 | 0 | 0 | 0 | 0 | 0 | 0 | 0 | 0 | 0 | 0 | 0 | 0 | 0 | 0 | 0 | 0 | 0 | 0
QLD | Isaac | Q4 | 0 | 943.8288 | 939.864 | 931.4833 | 942.5551 | 948.5184 | 1226.4564 | 1003.8901 | 1132.0807 | 1137.7014 | 1185.2024 | 1225.7628 | 1213.318 | 1202.5325 | 1217.0098 | 1215.7901 | 1221.3304 | 1004.22 | 1132.2105 | 1138.8426 | 1181.6682
QLD | Barcaldine | Q5 | 0 | 0 | 0 | 0 | 0 | 0 | 0 | 0 | 0 | 0 | 0 | 0 | 0 | 0 | 0 | 0 | 0 | 0 | 0 | 0 | 0
QLD | Fitzroy | Q6 | 0 | 0 | 0 | 0 | 0 | 1120.2197 | 3600.9432 | 2970.7875 | 3333.63 | 3355.903 | 3569.759 | 3604.5539 | 3625.4353 | 3653.3218 | 3690.8 | 3678.9744 | 3589.7858 | 2973.9066 | 3340.4925 | 3345.6888 | 3574.4693
QLD | Wide Bay | Q7 | 0 | 0 | 0 | 0 | 0 | 0 | 0 | 0 | 0 | 0 | 0 | 0 | 0 | 0 | 518.4831 | 519.4491 | 505.4621 | 418.674 | 469.7433 | 475.9165 | 515.0393
QLD | Darling Downs | Q8 | 0 | 0 | 0 | 0 | 0 | 0 | 505.4719 | 624.4 | 862.2755 | 878.4632 | 941.5492 | 945.8021 | 916.4769 | 925.5502 | 2803.0145 | 2792.4532 | 2755.7596 | 2354.8207 | 2825.1496 | 2905.3136 | 3096.5659
NSW | North West NSW | N1 | 0 | 314.7508 | 315.5549 | 305.9138 | 327.1153 | 328.8207 | 318.7599 | 277.3019 | 291.3292 | 308.1046 | 320.6875 | 3044.7097 | 3021.7097 | 2943.727 | 5978.0988 | 6009.5181 | 8644.8379 | 7603.7703 | 8751.6487 | 13502.8366 | 14036.7056
NSW | New England | N2 | 0 | 289.6845 | 292.4204 | 274.3254 | 298.3382 | 293.1388 | 294.468 | 247.8963 | 265.3944 | 276.7999 | 301.5471 | 293.6488 | 292.1281 | 274.7931 | 298.6279 | 293.5642 | 291.8044 | 249.5855 | 264.6436 | 274.8384 | 299.8482
NSW | Central-West Orana | N3 | 0 | 373.387 | 366.6412 | 363.2017 | 382.3104 | 378.3423 | 379.0686 | 327.7738 | 340.7938 | 1704.1944 | 2195.3704 | 3765.0337 | 5210.9936 | 5154.5428 | 5611.1899 | 5556.2261 | 5525.3961 | 4844.8907 | 5018.6909 | 5340.705 | 5562.5781
NSW | Southern NSW Tablelands | N4 | 0 | 0 | 0 | 0 | 0 | 0 | 0 | 0 | 0 | 0 | 0 | 0 | 0 | 0 | 0 | 0 | 0 | 0 | 0 | 0 | 0
NSW | Broken Hill | N5 | 0 | 0 | 0 | 0 | 0 | 0 | 0 | 0 | 0 | 0 | 0 | 0 | 0 | 0 | 0 | 0 | 0 | 0 | 0 | 0 | 0
NSW | South West NSW | N6 | 0 | 0 | 0 | 0 | 0 | 0 | 0 | 0 | 0 | 0 | 0 | 1619.0437 | 1548.4246 | 1494.5487 | 1555.4744 | 1573.4834 | 1618.2149 | 1492.7924 | 1520.3299 | 1525.5472 | 1521.9876
NSW | Wagga Wagga | N7 | 0 | 0 | 0 | 0 | 0 | 0 | 0 | 0 | 0 | 0 | 0 | 2581.4493 | 2485.9567 | 2382.8886 | 2457.6795 | 2476.6368 | 2572.9517 | 2310.2305 | 2399.2401 | 2449.2744 | 2415.3013
NSW | Tumut | N8 | 0 | 0 | 0 | 0 | 0 | 0 | 0 | 0 | 0 | 0 | 0 | 0 | 0 | 0 | 0 | 0 | 0 | 0 | 0 | 0 | 0
NSW | Cooma-Monaro | N9 | 0 | 0 | 0 | 0 | 0 | 0 | 0 | 0 | 0 | 0 | 0 | 0 | 0 | 0 | 0 | 0 | 0 | 0 | 0 | 0 | 0
VIC | Ovens Murray | V1 | 0 | 0 | 0 | 0 | 0 | 0 | 0 | 0 | 0 | 0 | 0 | 0 | 0 | 0 | 0 | 0 | 0 | 0 | 0 | 0 | 0
VIC | Murray River | V2 | 0 | 0 | 0 | 253.5927 | 474.8437 | 908.5717 | 1025.6355 | 919.7125 | 952.2331 | 956.8141 | 950.926 | 1022.5941 | 974.265 | 950.6992 | 971.9822 | 991.8193 | 1022.8277 | 925.9531 | 952.1285 | 955.0896 | 948.4369
VIC | Western Victoria | V3 | 0 | 0 | 0 | 0 | 0 | 0 | 0 | 0 | 263.1015 | 264.9224 | 263.2657 | 280.8815 | 274.4001 | 260.903 | 267.5895 | 271.812 | 942.9598 | 833.1372 | 873.3388 | 878.4642 | 873.6021
VIC | South West Victoria | V4 | 0 | 0 | 0 | 0 | 0 | 0 | 0 | 0 | 0 | 0 | 0 | 0 | 0 | 0 | 0 | 0 | 0 | 0 | 0 | 0 | 0
VIC | Gippsland | V5 | 0 | 0 | 0 | 0 | 0 | 0 | 0 | 0 | 0 | 0 | 0 | 0 | 0 | 0 | 0 | 0 | 0 | 0 | 0 | 0 | 0
VIC | Central North Vic | V6 | 0 | 0 | 0 | 0 | 173.3586 | 176.7082 | 455.5025 | 738.8689 | 848.7894 | 837.9606 | 817.5004 | 908.4036 | 852.7767 | 828.4168 | 2890.0116 | 2917.4883 | 2757.9855 | 2512.321 | 2586.0718 | 2533.0976 | 2475.9859
SA | South East SA | S1 | 0 | 0 | 0 | 0 | 0 | 0 | 0 | 0 | 0 | 0 | 0 | 0 | 0 | 0 | 0 | 0 | 0 | 0 | 0 | 0 | 0
SA | Riverland | S2 | 0 | 0 | 0 | 0 | 0 | 0 | 0 | 0 | 0 | 0 | 0 | 2290.8061 | 2517.5255 | 2525.2973 | 2548.0437 | 2621.8521 | 2618.9715 | 2433.4952 | 2469.129 | 2450.622 | 2500.3327
SA | Mid-North SA | S3 | 0 | 0 | 0 | 0 | 0 | 0 | 0 | 0 | 0 | 0 | 0 | 0 | 0 | 0 | 0 | 0 | 0 | 0 | 0 | 0 | 0
SA | Yorke Peninsula | S4 | 0 | 0 | 0 | 0 | 0 | 0 | 0 | 0 | 0 | 0 | 0 | 0 | 0 | 0 | 0 | 0 | 0 | 0 | 0 | 0 | 0
SA | Northern SA | S5 | 0 | 0 | 0 | 0 | 0 | 0 | 0 | 0 | 0 | 0 | 0 | 0 | 0 | 0 | 0 | 0 | 0 | 0 | 0 | 0 | 0
SA | Leigh Creek | S6 | 0 | 0 | 0 | 0 | 0 | 0 | 0 | 0 | 0 | 0 | 0 | 0 | 0 | 0 | 0 | 0 | 0 | 0 | 0 | 0 | 0
SA | Roxby Downs | S7 | 0 | 0 | 0 | 0 | 0 | 0 | 0 | 0 | 0 | 777.9981 | 1476.8446 | 1495.7136 | 1418.2969 | 1461.206 | 1457.6756 | 1496.6969 | 1496.8744 | 1389.2777 | 1424.9041 | 1424.9767 | 1472.5354
SA | Eastern Eyre Peninsula | S8 | 0 | 0 | 0 | 0 | 0 | 0 | 0 | 0 | 0 | 0 | 0 | 0 | 0 | 0 | 0 | 0 | 0 | 0 | 0 | 0 | 0
SA | Western Eyre Peninsula | S9 | 0 | 0 | 0 | 0 | 0 | 0 | 0 | 0 | 0 | 0 | 0 | 0 | 0 | 0 | 0 | 0 | 0 | 0 | 0 | 0 | 0
TAS | North East Tasmania | T1 | 0 | 0 | 0 | 0 | 0 | 0 | 0 | 0 | 0 | 0 | 0 | 0 | 0 | 0 | 0 | 0 | 0 | 0 | 0 | 0 | 0
TAS | North West Tasmania | T2 | 0 | 0 | 0 | 0 | 0 | 0 | 0 | 0 | 0 | 0 | 0 | 0 | 0 | 0 | 0 | 0 | 0 | 0 | 0 | 0 | 0
TAS | Tasmania Midlands | T3 | 0 | 0 | 0 | 0 | 0 | 0 | 0 | 0 | 0 | 0 | 0 | 0 | 0 | 0 | 0 | 0 | 0 | 0 | 0 | 0 | 0
Shadow REZs |  |  | 0 | 0 | 0 | 0 | 0 | 0 | 0 | 0 | 0 | 0 | 0 | 0 | 0 | 0 | 0 | 0 | 0 | 0 | 0 | 0 | 0
Total Generation |  |  | 0 | 2062.539 | 2050.888 | 2267.6505 | 2740.0022 | 4293.0719 | 7947.7164 | 7231.3893 | 8422.0523 | 10630.2578 | 12150.0201 | 23217.992 | 24487.6743 | 24195.4192 | 32406.3658 | 32554.194 | 35705.1652 | 31467.8983 | 34160.1655 | 39334.4061 | 40605.0973
Wind
Region | REZ Name | REZ Code | 2022 | 2023 | 2024 | 2025 | 2026 | 2027 | 2028 | 2029 | 2030 | 2031 | 2032 | 2033 | 2034 | 2035 | 2036 | 2037 | 2038 | 2039 | 2040 | 2041 | 2042
QLD | Far North QLD | Q1 | 0 | 0 | 0 | 0 | 1806.2145 | 3123.9941 | 3076.7431 | 2869.1167 | 2963.8604 | 2896.7124 | 2836.5224 | 2985.869 | 2722.8482 | 2799.6947 | 3033.0727 | 3009.3539 | 6035.6526 | 5553.475 | 6824.7101 | 6959.1801 | 6754.7913
QLD | North Qld Clean Energy Hub | Q2 | 0 | 0 | 0 | 0 | 0 | 0 | 0 | 0 | 0 | 0 | 0 | 0 | 0 | 0 | 0 | 0 | 0 | 0 | 0 | 0 | 0
QLD | Northern Qld | Q3 | 0 | 0 | 0 | 0 | 0 | 0 | 0 | 0 | 0 | 0 | 0 | 0 | 0 | 0 | 0 | 0 | 0 | 0 | 0 | 0 | 0
QLD | Isaac | Q4 | 0 | 0 | 0 | 0 | 0 | 0 | 0 | 0 | 0 | 0 | 0 | 0 | 0 | 0 | 3556.3007 | 3679.8072 | 3523.3662 | 3490.3292 | 3427.2893 | 3525.6099 | 3666.92
QLD | Barcaldine | Q5 | 0 | 0 | 0 | 0 | 0 | 0 | 0 | 0 | 0 | 0 | 0 | 0 | 0 | 0 | 0 | 0 | 0 | 0 | 0 | 0 | 0
QLD | Fitzroy | Q6 | 0 | 0 | 0 | 0 | 0 | 0 | 0 | 1306.8502 | 3053.9321 | 2892.0999 | 2900.2006 | 2905.8867 | 2792.4499 | 2972.3532 | 3149.9188 | 3378.064 | 3186.141 | 3291.4481 | 3293.9687 | 3207.7548 | 3147.3031
QLD | Wide Bay | Q7 | 0 | 0 | 0 | 0 | 0 | 0 | 0 | 0 | 0 | 0 | 0 | 0 | 0 | 0 | 879.8116 | 925.2576 | 841.7182 | 875.2931 | 888.614 | 890.4105 | 835.5687
QLD | Darling Downs | Q8 | 0 | 1818.5557 | 1810.1897 | 1766.7244 | 1822.1126 | 1952.9295 | 1768.0436 | 5142.7638 | 5079.7178 | 4982.9487 | 4774.7279 | 4897.5352 | 4953.5765 | 4857.9773 | 5802.2567 | 9980.9291 | 12969.251 | 13710.5365 | 13205.4831 | 13208.1548 | 12441.2083
NSW | North West NSW | N1 | 0 | 0 | 0 | 0 | 0 | 0 | 0 | 0 | 0 | 0 | 0 | 0 | 0 | 0 | 0 | 0 | 0 | 0 | 0 | 0 | 0
NSW | New England | N2 | 0 | 0 | 0 | 0 | 0 | 0 | 0 | 0 | 0 | 0 | 0 | 532.2138 | 507.5221 | 533.4705 | 7292.8309 | 7521.233 | 10675.5937 | 12190.5412 | 11273.6493 | 11282.5636 | 10194.9404
NSW | Central-West Orana | N3 | 0 | 0 | 0 | 0 | 0 | 0 | 0 | 0 | 0 | 0 | 0 | 2449.2974 | 2536.3186 | 2550.2284 | 2577.8963 | 2575.355 | 2475.8617 | 2716.2561 | 2444.5793 | 2510.3806 | 2356.0515
NSW | Southern NSW Tablelands | N4 | 0 | 788.3961 | 818.4371 | 834.0135 | 851.1487 | 767.0524 | 784.2962 | 810.257 | 760.7347 | 813.6271 | 848.5977 | 742.8415 | 783.963 | 794.9903 | 823.5589 | 748.7552 | 755.3396 | 803.3346 | 748.8438 | 791.1626 | 829.1085
NSW | Broken Hill | N5 | 0 | 0 | 0 | 0 | 0 | 0 | 0 | 0 | 0 | 0 | 0 | 0 | 0 | 0 | 0 | 0 | 0 | 0 | 0 | 0 | 0
NSW | South West NSW | N6 | 0 | 0 | 0 | 0 | 0 | 0 | 0 | 0 | 0 | 0 | 0 | 0 | 0 | 0 | 0 | 0 | 0 | 0 | 0 | 0 | 0
NSW | Wagga Wagga | N7 | 0 | 0 | 0 | 0 | 0 | 0 | 0 | 0 | 0 | 0 | 0 | 0 | 0 | 0 | 0 | 0 | 0 | 0 | 0 | 0 | 0
NSW | Tumut | N8 | 0 | 0 | 0 | 0 | 0 | 0 | 0 | 0 | 0 | 0 | 0 | 0 | 0 | 0 | 0 | 0 | 0 | 0 | 0 | 0 | 0
NSW | Cooma-Monaro | N9 | 0 | 0 | 0 | 0 | 0 | 0 | 0 | 0 | 0 | 0 | 0 | 291.4596 | 906.5225 | 907.0503 | 952.3713 | 911.838 | 837.1478 | 893.5173 | 848.3453 | 883.9489 | 933.0842
VIC | Ovens Murray | V1 | 0 | 0 | 0 | 0 | 0 | 0 | 0 | 0 | 0 | 0 | 0 | 0 | 0 | 0 | 0 | 0 | 0 | 0 | 0 | 0 | 0
VIC | Murray River | V2 | 0 | 0 | 0 | 0 | 0 | 0 | 0 | 0 | 0 | 0 | 0 | 0 | 0 | 0 | 0 | 0 | 0 | 0 | 0 | 0 | 0
VIC | Western Victoria | V3 | 0 | 696.2823 | 670.8276 | 705.0216 | 1520.5381 | 1506.0937 | 1513.1325 | 1494.5942 | 2317.8877 | 2240.6446 | 2440.4745 | 2178.8415 | 2149.718 | 2120.801 | 2333.3218 | 2284.6351 | 2223.4498 | 2406.9312 | 2871.3706 | 3244.5969 | 3563.4617
VIC | South West Victoria | V4 | 0 | 455.5246 | 467.0985 | 493.7007 | 513.3188 | 2030.0066 | 1858.292 | 2100.2644 | 2442.7882 | 2379.8091 | 2700.8457 | 2212.6743 | 2244.8893 | 2375.6549 | 2469.5975 | 2463.2622 | 2216.1891 | 2324.9028 | 2467.1358 | 3144.6691 | 3584.6565
VIC | Gippsland | V5 | 0 | 0 | 0 | 0 | 0 | 0 | 220.2587 | 1370.4599 | 1739.9215 | 1729.9656 | 1995.8136 | 1744.4184 | 1664.2402 | 1812.5776 | 1819.0347 | 1723.6197 | 1746.0429 | 1767.7697 | 1732.7292 | 1731.4047 | 1988.1387
VIC | Central North Vic | V6 | 0 | 0 | 0 | 0 | 0 | 0 | 1162.3544 | 1071.1467 | 1045.5751 | 1014.6028 | 1100.0884 | 1066.4972 | 1014.2823 | 994.0314 | 1086.9915 | 1064.473 | 1124.7329 | 1135.7804 | 1093.257 | 1053.6788 | 1138.1279
SA | South East SA | S1 | 0 | 0 | 0 | 0 | 0 | 0 | 0 | 0 | 0 | 0 | 0 | 0 | 0 | 0 | 179.2724 | 184.495 | 2448.2637 | 2632.5225 | 2769.3835 | 2554.8061 | 2880.6905
SA | Riverland | S2 | 0 | 0 | 0 | 0 | 0 | 0 | 0 | 0 | 0 | 0 | 0 | 0 | 0 | 0 | 0 | 0 | 0 | 0 | 0 | 0 | 0
SA | Mid-North SA | S3 | 0 | 0 | 0 | 0 | 0 | 0 | 0 | 0 | 0 | 0 | 0 | 1471.3725 | 1466.2806 | 1463.892 | 2159.9365 | 2138.2925 | 2529.9099 | 2657.4759 | 2692.0215 | 2594.5263 | 2736.2737
SA | Yorke Peninsula | S4 | 0 | 0 | 0 | 0 | 0 | 0 | 0 | 0 | 0 | 0 | 0 | 0 | 0 | 0 | 425.6467 | 423.8563 | 1534.3149 | 1710.9219 | 1778.682 | 2233.5886 | 2585.5905
SA | Northern SA | S5 | 0 | 0 | 0 | 0 | 0 | 0 | 0 | 0 | 0 | 0 | 0 | 0 | 0 | 0 | 0 | 0 | 0 | 0 | 0 | 0 | 0
SA | Leigh Creek | S6 | 0 | 0 | 0 | 0 | 0 | 0 | 0 | 0 | 0 | 0 | 0 | 0 | 0 | 0 | 0 | 0 | 0 | 0 | 0 | 0 | 0
SA | Roxby Downs | S7 | 0 | 0 | 0 | 0 | 0 | 0 | 0 | 0 | 0 | 0 | 0 | 0 | 0 | 0 | 0 | 0 | 0 | 0 | 0 | 0 | 0
SA | Eastern Eyre Peninsula | S8 | 0 | 0 | 0 | 0 | 0 | 0 | 0 | 0 | 0 | 0 | 0 | 0 | 0 | 0 | 0 | 0 | 0 | 0 | 0 | 0 | 0
SA | Western Eyre Peninsula | S9 | 0 | 0 | 0 | 0 | 0 | 0 | 0 | 0 | 0 | 0 | 0 | 0 | 0 | 0 | 0 | 0 | 0 | 0 | 0 | 0 | 0
TAS | North East Tasmania | T1 | 0 | 0 | 0 | 0 | 0 | 0 | 0 | 0 | 0 | 0 | 0 | 0 | 0 | 0 | 0 | 0 | 0 | 0 | 0 | 0 | 0
TAS | North West Tasmania | T2 | 0 | 0 | 0 | 0 | 0 | 0 | 0 | 0 | 0 | 0 | 0 | 0 | 0 | 0 | 0 | 0 | 0 | 0 | 0 | 0 | 0
TAS | Tasmania Midlands | T3 | 0 | 0 | 0 | 0 | 0 | 0 | 198.0551 | 196.6195 | 195.2997 | 195.9707 | 204.116 | 1163.3478 | 1105.8164 | 1176.8065 | 1190.3839 | 4030.4276 | 4960.152 | 5188.2885 | 5090.2752 | 4939.0656 | 5151.4172
Shadow REZs |  |  | 0 | 0 | 0 | 0 | 0 | 0 | 0 | 0 | 0 | 0 | 0 | 0 | 0 | 0 | 0 | 0 | 0 | 0 | 0 | 0 | 0
Total Generation |  |  | 0 | 3758.7588 | 3766.553 | 3799.4603 | 6513.3327 | 9380.0763 | 10581.1755 | 16362.0724 | 19599.717 | 19146.3809 | 19801.3869 | 24642.2549 | 24848.4276 | 25359.5281 | 39732.2028 | 47043.6542 | 60083.127 | 63349.3239 | 63450.3378 | 64755.5021 | 64787.3327

## REZGeneration_2
Annual as-generated generation by REZ (GWh) - Central with early coal closure (DP1)
Years are financial year ending.
Large-scale Solar
Region | REZ Name | REZ Code | 2022 | 2023 | 2024 | 2025 | 2026 | 2027 | 2028 | 2029 | 2030 | 2031 | 2032 | 2033 | 2034 | 2035 | 2036 | 2037 | 2038 | 2039 | 2040 | 2041 | 2042
QLD | Far North QLD | Q1 | 0 | 140.8879 | 136.4075 | 139.1336 | 141.4809 | 138.7521 | 141.4105 | 120.7583 | 132.4248 | 131.7031 | 128.3833 | 139.6394 | 134.7549 | 137.4204 | 140.6853 | 138.4301 | 140.0034 | 120.8234 | 132.4441 | 133.4909 | 130.0407
QLD | North Qld Clean Energy Hub | Q2 | 0 | 0 | 0 | 0 | 0 | 0 | 0 | 0 | 0 | 0 | 0 | 0 | 0 | 0 | 0 | 0 | 0 | 0 | 0 | 0 | 0
QLD | Northern Qld | Q3 | 0 | 0 | 0 | 0 | 0 | 0 | 0 | 0 | 0 | 0 | 0 | 0 | 0 | 0 | 0 | 0 | 0 | 0 | 0 | 0 | 0
QLD | Isaac | Q4 | 0 | 943.8288 | 939.864 | 931.4833 | 942.5551 | 948.5184 | 1309.1664 | 1071.5906 | 1208.4261 | 1210.4517 | 1262.1664 | 1309.0013 | 1297.4897 | 1282.3814 | 1301.508 | 1297.7808 | 1305.436 | 1071.9428 | 1209.9949 | 1218.0592 | 1262.536
QLD | Barcaldine | Q5 | 0 | 0 | 0 | 0 | 0 | 0 | 0 | 0 | 0 | 0 | 0 | 0 | 0 | 0 | 0 | 0 | 0 | 0 | 0 | 0 | 0
QLD | Fitzroy | Q6 | 0 | 0 | 0 | 0 | 0 | 1120.2197 | 3517.8344 | 2902.2226 | 3256.6907 | 3278.0707 | 3490.4182 | 3521.3618 | 3541.7613 | 3569.3877 | 3602.5322 | 3594.0646 | 3506.9345 | 2905.2697 | 3263.3948 | 3268.4712 | 3491.9716
QLD | Wide Bay | Q7 | 0 | 0 | 0 | 0 | 0 | 0 | 0 | 0 | 0 | 0 | 0 | 0 | 0 | 0 | 518.4831 | 519.4491 | 505.4621 | 418.674 | 468.2983 | 475.9165 | 514.4783
QLD | Darling Downs | Q8 | 0 | 0 | 0 | 0 | 0 | 0 | 505.8455 | 522.7736 | 742.6122 | 765.3015 | 815.7002 | 814.5473 | 787.0542 | 794.0977 | 2753.8982 | 2743.522 | 2706.6265 | 2313.558 | 2996.2657 | 3081.0194 | 3284.1214
NSW | North West NSW | N1 | 0 | 314.7508 | 315.5549 | 305.9138 | 327.1153 | 328.8207 | 318.7599 | 277.3019 | 291.3292 | 308.1046 | 320.6875 | 3044.7097 | 3021.7097 | 2943.248 | 5978.0988 | 6009.5181 | 8103.9544 | 7128.8226 | 8086.8336 | 12830.916 | 13338.219
NSW | New England | N2 | 0 | 289.6845 | 292.4204 | 274.3254 | 298.3382 | 293.1388 | 768.1774 | 646.6859 | 692.3333 | 722.0868 | 786.6446 | 767.775 | 759.7692 | 716.8354 | 779.0292 | 765.8197 | 763.4758 | 651.0926 | 693.0074 | 718.5143 | 784.1394
NSW | Central-West Orana | N3 | 0 | 373.387 | 366.6412 | 363.2017 | 382.3104 | 378.3423 | 379.0686 | 327.7738 | 340.7938 | 1281.2566 | 1980.1157 | 3577.1525 | 5074.6977 | 5018.99 | 5611.1899 | 5556.2261 | 5525.3961 | 4844.8907 | 5018.6909 | 5340.705 | 5562.5781
NSW | Southern NSW Tablelands | N4 | 0 | 0 | 0 | 0 | 0 | 0 | 0 | 0 | 0 | 0 | 0 | 0 | 0 | 0 | 0 | 0 | 0 | 0 | 0 | 0 | 0
NSW | Broken Hill | N5 | 0 | 0 | 0 | 0 | 0 | 0 | 0 | 0 | 0 | 0 | 0 | 0 | 0 | 0 | 0 | 0 | 0 | 0 | 0 | 0 | 0
NSW | South West NSW | N6 | 0 | 0 | 0 | 0 | 0 | 0 | 0 | 0 | 0 | 0 | 0 | 1619.0437 | 1547.266 | 1494.5487 | 1555.4744 | 1573.4834 | 1618.2149 | 1492.7924 | 1520.3299 | 1525.5472 | 1521.9876
NSW | Wagga Wagga | N7 | 0 | 0 | 0 | 0 | 0 | 0 | 102.0893 | 90.5334 | 94.3116 | 96.7213 | 95.4515 | 2581.4493 | 2485.9567 | 2382.8886 | 2457.6795 | 2476.6368 | 2572.9517 | 2310.2305 | 2399.2401 | 2449.2744 | 2415.3013
NSW | Tumut | N8 | 0 | 0 | 0 | 0 | 0 | 0 | 0 | 0 | 0 | 0 | 0 | 0 | 0 | 0 | 0 | 0 | 0 | 0 | 0 | 0 | 0
NSW | Cooma-Monaro | N9 | 0 | 0 | 0 | 0 | 0 | 0 | 0 | 0 | 0 | 0 | 0 | 0 | 0 | 0 | 0 | 0 | 0 | 0 | 0 | 0 | 0
VIC | Ovens Murray | V1 | 0 | 0 | 0 | 0 | 0 | 0 | 0 | 0 | 0 | 0 | 0 | 0 | 0 | 0 | 0 | 0 | 0 | 0 | 0 | 0 | 0
VIC | Murray River | V2 | 0 | 0 | 0 | 253.5927 | 559.1927 | 995.5082 | 1025.6355 | 919.7125 | 952.2331 | 956.8141 | 950.926 | 1022.5941 | 975.2886 | 950.6992 | 972.9943 | 991.8193 | 1022.8277 | 925.9531 | 952.1285 | 955.0896 | 948.4369
VIC | Western Victoria | V3 | 0 | 0 | 0 | 0 | 0 | 0 | 0 | 0 | 263.1015 | 264.9224 | 263.2657 | 280.8629 | 275.4953 | 261.4342 | 268.4221 | 271.812 | 941.4687 | 833.1372 | 873.3388 | 878.4642 | 870.8021
VIC | South West Victoria | V4 | 0 | 0 | 0 | 0 | 0 | 0 | 0 | 0 | 0 | 0 | 0 | 0 | 0 | 0 | 0 | 0 | 0 | 0 | 0 | 0 | 0
VIC | Gippsland | V5 | 0 | 0 | 0 | 0 | 0 | 0 | 0 | 0 | 0 | 0 | 0 | 0 | 0 | 0 | 0 | 0 | 0 | 0 | 0 | 0 | 0
VIC | Central North Vic | V6 | 0 | 0 | 0 | 0 | 94.751 | 96.5817 | 455.5025 | 738.8689 | 848.7894 | 837.9606 | 817.5004 | 907.9234 | 851.8063 | 826.9173 | 1674.711 | 1690.6333 | 2089.5674 | 1903.4415 | 1959.3183 | 1917.3684 | 1875.9125
SA | South East SA | S1 | 0 | 0 | 0 | 0 | 0 | 0 | 0 | 0 | 0 | 0 | 0 | 0 | 0 | 0 | 0 | 0 | 0 | 0 | 0 | 0 | 0
SA | Riverland | S2 | 0 | 0 | 0 | 0 | 0 | 0 | 0 | 0 | 0 | 0 | 0 | 1503.8569 | 2474.538 | 2480.5589 | 2548.0437 | 2621.8521 | 2618.7588 | 2433.4952 | 2469.608 | 2450.622 | 2500.9053
SA | Mid-North SA | S3 | 0 | 0 | 0 | 0 | 0 | 0 | 0 | 0 | 0 | 0 | 0 | 0 | 0 | 0 | 0 | 0 | 0 | 0 | 0 | 0 | 0
SA | Yorke Peninsula | S4 | 0 | 0 | 0 | 0 | 0 | 0 | 0 | 0 | 0 | 0 | 0 | 0 | 0 | 0 | 0 | 0 | 0 | 0 | 0 | 0 | 0
SA | Northern SA | S5 | 0 | 0 | 0 | 0 | 0 | 0 | 0 | 0 | 0 | 0 | 0 | 0 | 0 | 0 | 0 | 0 | 0 | 0 | 0 | 0 | 0
SA | Leigh Creek | S6 | 0 | 0 | 0 | 0 | 0 | 0 | 0 | 0 | 0 | 0 | 0 | 0 | 0 | 0 | 0 | 0 | 0 | 0 | 0 | 0 | 0
SA | Roxby Downs | S7 | 0 | 0 | 0 | 0 | 0 | 0 | 2774.8774 | 2559.9622 | 2634.7251 | 2626.8206 | 2727.9605 | 2762.0765 | 2620.3447 | 2705.83 | 2692.5522 | 2764.6306 | 2764.9585 | 2566.2109 | 2629.4833 | 2630.3741 | 2720.0007
SA | Eastern Eyre Peninsula | S8 | 0 | 0 | 0 | 0 | 0 | 0 | 0 | 0 | 0 | 0 | 0 | 0 | 0 | 0 | 0 | 0 | 0 | 0 | 0 | 0 | 0
SA | Western Eyre Peninsula | S9 | 0 | 0 | 0 | 0 | 0 | 0 | 0 | 0 | 0 | 0 | 0 | 0 | 0 | 0 | 0 | 0 | 0 | 0 | 0 | 0 | 0
TAS | North East Tasmania | T1 | 0 | 0 | 0 | 0 | 0 | 0 | 0 | 0 | 0 | 0 | 0 | 0 | 0 | 0 | 0 | 0 | 0 | 0 | 0 | 0 | 0
TAS | North West Tasmania | T2 | 0 | 0 | 0 | 0 | 0 | 0 | 0 | 0 | 0 | 0 | 0 | 0 | 0 | 0 | 0 | 0 | 0 | 0 | 0 | 0 | 0
TAS | Tasmania Midlands | T3 | 0 | 0 | 0 | 0 | 0 | 0 | 0 | 0 | 0 | 0 | 0 | 0 | 0 | 0 | 0 | 0 | 0 | 0 | 0 | 0 | 0
Total Generation |  |  | 0 | 2062.539 | 2050.888 | 2267.6505 | 2745.7436 | 4299.8819 | 11298.3673 | 10178.1837 | 11457.7707 | 12480.214 | 13639.2198 | 23851.9936 | 25847.9324 | 25565.2374 | 32855.302 | 33015.678 | 36186.0366 | 31920.3345 | 34672.3766 | 39873.8323 | 41221.4308
Wind
Region | REZ Name | REZ Code | 2022 | 2023 | 2024 | 2025 | 2026 | 2027 | 2028 | 2029 | 2030 | 2031 | 2032 | 2033 | 2034 | 2035 | 2036 | 2037 | 2038 | 2039 | 2040 | 2041 | 2042
QLD | Far North QLD | Q1 | 0 | 0 | 0 | 0 | 1806.2145 | 3123.9941 | 3076.8145 | 2875.2315 | 2972.9558 | 2907.0457 | 2849.1607 | 2983.3543 | 2711.5349 | 2792.579 | 3033.4989 | 3013.2508 | 5896.3053 | 5421.4428 | 6660.0684 | 6774.8148 | 6574.8444
QLD | North Qld Clean Energy Hub | Q2 | 0 | 0 | 0 | 0 | 0 | 0 | 0 | 0 | 0 | 0 | 0 | 0 | 0 | 0 | 0 | 0 | 0 | 0 | 0 | 0 | 0
QLD | Northern Qld | Q3 | 0 | 0 | 0 | 0 | 0 | 0 | 0 | 0 | 0 | 0 | 0 | 0 | 0 | 0 | 0 | 0 | 0 | 0 | 0 | 0 | 0
QLD | Isaac | Q4 | 0 | 0 | 0 | 0 | 0 | 0 | 0 | 0 | 0 | 0 | 0 | 0 | 0 | 0 | 3556.2018 | 3681.535 | 3520.5989 | 3494.1672 | 3424.7391 | 3521.2145 | 3664.0075
QLD | Barcaldine | Q5 | 0 | 0 | 0 | 0 | 0 | 0 | 0 | 0 | 0 | 0 | 0 | 0 | 0 | 0 | 0 | 0 | 0 | 0 | 0 | 0 | 0
QLD | Fitzroy | Q6 | 0 | 0 | 0 | 0 | 0 | 0 | 0 | 1390.4337 | 3151.2029 | 2986.8954 | 2993.2922 | 2996.8207 | 2876.7455 | 3078.3967 | 3151.1432 | 3376.8564 | 3188.0354 | 3293.9233 | 3290.7377 | 3204.3211 | 3140.572
QLD | Wide Bay | Q7 | 0 | 0 | 0 | 0 | 0 | 0 | 0 | 0 | 0 | 0 | 0 | 0 | 0 | 0 | 880.1407 | 925.0446 | 841.948 | 875.9615 | 885.9968 | 888.4991 | 834.0708
QLD | Darling Downs | Q8 | 0 | 1818.5557 | 1810.1897 | 1766.7244 | 1822.1126 | 1952.9295 | 1767.9981 | 5147.6307 | 5088.312 | 4992.9958 | 4783.8452 | 4898.3851 | 4944.9651 | 4856.4009 | 5827.0337 | 9976.2426 | 13038.7297 | 13773.3086 | 13261.1914 | 13256.1555 | 12482.2598
NSW | North West NSW | N1 | 0 | 0 | 0 | 0 | 0 | 0 | 0 | 0 | 0 | 0 | 0 | 0 | 0 | 0 | 0 | 0 | 0 | 0 | 0 | 0 | 0
NSW | New England | N2 | 0 | 0 | 0 | 0 | 0 | 0 | 0 | 0 | 0 | 0 | 0 | 0 | 0 | 0 | 7240.9991 | 7454.0076 | 10731.3888 | 12266.5393 | 11344.2552 | 11339.0891 | 10244.3557
NSW | Central-West Orana | N3 | 0 | 0 | 0 | 0 | 0 | 0 | 0 | 0 | 0 | 0 | 0 | 2442.6872 | 2525.0348 | 2547.1451 | 2578.3563 | 2572.6404 | 2478.255 | 2719.2417 | 2445.7872 | 2510.4284 | 2353.41
NSW | Southern NSW Tablelands | N4 | 0 | 788.3961 | 818.4371 | 834.0135 | 851.1487 | 767.0524 | 782.6606 | 809.3759 | 759.2514 | 812.896 | 847.9472 | 740.6901 | 782.2377 | 792.0034 | 820.3059 | 748.0505 | 757.2969 | 802.7856 | 749.3431 | 789.2893 | 827.6585
NSW | Broken Hill | N5 | 0 | 0 | 0 | 0 | 0 | 0 | 0 | 0 | 0 | 0 | 0 | 0 | 0 | 0 | 0 | 0 | 0 | 0 | 0 | 0 | 0
NSW | South West NSW | N6 | 0 | 0 | 0 | 0 | 0 | 0 | 0 | 0 | 0 | 0 | 0 | 0 | 0 | 0 | 0 | 0 | 0 | 0 | 0 | 0 | 0
NSW | Wagga Wagga | N7 | 0 | 0 | 0 | 0 | 0 | 0 | 0 | 0 | 0 | 0 | 0 | 0 | 0 | 0 | 0 | 0 | 0 | 0 | 0 | 0 | 0
NSW | Tumut | N8 | 0 | 0 | 0 | 0 | 0 | 0 | 0 | 0 | 0 | 0 | 0 | 0 | 0 | 0 | 0 | 0 | 0 | 0 | 0 | 0 | 0
NSW | Cooma-Monaro | N9 | 0 | 0 | 0 | 0 | 0 | 0 | 0 | 0 | 0 | 0 | 0 | 290.1185 | 905.0748 | 904.5336 | 949.7671 | 909.3254 | 836.2894 | 893.1748 | 849.4291 | 883.926 | 932.9784
VIC | Ovens Murray | V1 | 0 | 0 | 0 | 0 | 0 | 0 | 0 | 0 | 0 | 0 | 0 | 0 | 0 | 0 | 0 | 0 | 0 | 0 | 0 | 0 | 0
VIC | Murray River | V2 | 0 | 0 | 0 | 0 | 0 | 0 | 0 | 0 | 0 | 0 | 0 | 0 | 0 | 0 | 0 | 0 | 0 | 0 | 0 | 0 | 0
VIC | Western Victoria | V3 | 0 | 696.2823 | 670.8276 | 705.0216 | 1520.3331 | 1517.6602 | 2357.9356 | 2363.8516 | 2306.4698 | 2230.1657 | 2423.3007 | 2200.0521 | 2158.4434 | 2132.3968 | 2349.0309 | 2303.2618 | 2225.1391 | 2412.0369 | 2950.1761 | 3250.6679 | 3560.8861
VIC | South West Victoria | V4 | 0 | 455.5246 | 467.0985 | 493.7007 | 513.2801 | 1464.8852 | 1344.2189 | 1380.9209 | 2453.806 | 2388.0585 | 2707.7042 | 2216.0168 | 2237.828 | 2372.9161 | 2478.6916 | 2475.2628 | 2220.1395 | 2326.0507 | 2473.9464 | 3154.4703 | 3597.7189
VIC | Gippsland | V5 | 0 | 0 | 0 | 0 | 0 | 0 | 0 | 1315.6415 | 1739.8807 | 1729.9656 | 1995.8136 | 1741.9307 | 1661.435 | 1810.8657 | 1821.5971 | 1724.1181 | 1745.8087 | 1767.7697 | 1732.7292 | 1730.9922 | 1987.4391
VIC | Central North Vic | V6 | 0 | 0 | 0 | 0 | 0 | 462.6055 | 1163.1779 | 1086.6648 | 1050.313 | 1019.8146 | 1092.5649 | 1070.5721 | 1012.9105 | 994.5545 | 1088.603 | 1066.919 | 1128.3203 | 1138.5515 | 1096.0609 | 1051.8112 | 1139.0383
SA | South East SA | S1 | 0 | 0 | 0 | 0 | 0 | 0 | 0 | 0 | 0 | 0 | 0 | 163.6177 | 163.8088 | 159.5937 | 172.9502 | 179.9114 | 2363.678 | 2589.4273 | 2693.5814 | 2492.0637 | 2836.4894
SA | Riverland | S2 | 0 | 0 | 0 | 0 | 0 | 0 | 0 | 0 | 0 | 0 | 0 | 0 | 0 | 0 | 0 | 0 | 0 | 0 | 0 | 0 | 0
SA | Mid-North SA | S3 | 0 | 0 | 0 | 0 | 0 | 0 | 0 | 0 | 0 | 0 | 0 | 122.1564 | 120.8328 | 120.4125 | 1832.1967 | 1826.8122 | 2478.1605 | 2631.4782 | 2653.445 | 2551.156 | 2699.6565
SA | Yorke Peninsula | S4 | 0 | 0 | 0 | 0 | 0 | 0 | 0 | 0 | 0 | 0 | 0 | 0 | 0 | 0 | 270.6685 | 272.8281 | 1108.6069 | 1242.5409 | 1295.1981 | 1815.7486 | 2125.853
SA | Northern SA | S5 | 0 | 0 | 0 | 0 | 0 | 0 | 0 | 0 | 0 | 0 | 0 | 0 | 0 | 0 | 0 | 0 | 0 | 0 | 0 | 0 | 0
SA | Leigh Creek | S6 | 0 | 0 | 0 | 0 | 0 | 0 | 0 | 0 | 0 | 0 | 0 | 0 | 0 | 0 | 0 | 0 | 0 | 0 | 0 | 0 | 0
SA | Roxby Downs | S7 | 0 | 0 | 0 | 0 | 0 | 0 | 0 | 0 | 0 | 0 | 0 | 0 | 0 | 0 | 0 | 0 | 0 | 0 | 0 | 0 | 0
SA | Eastern Eyre Peninsula | S8 | 0 | 0 | 0 | 0 | 0 | 0 | 0 | 0 | 0 | 0 | 0 | 0 | 0 | 0 | 0 | 0 | 0 | 0 | 0 | 0 | 0
SA | Western Eyre Peninsula | S9 | 0 | 0 | 0 | 0 | 0 | 0 | 0 | 0 | 0 | 0 | 0 | 0 | 0 | 0 | 0 | 0 | 0 | 0 | 0 | 0 | 0
TAS | North East Tasmania | T1 | 0 | 0 | 0 | 0 | 0 | 0 | 0 | 0 | 0 | 0 | 0 | 0 | 0 | 0 | 0 | 0 | 0 | 0 | 0 | 0 | 0
TAS | North West Tasmania | T2 | 0 | 0 | 0 | 0 | 0 | 0 | 0 | 0 | 0 | 0 | 0 | 0 | 0 | 0 | 0 | 0 | 0 | 0 | 0 | 0 | 0
TAS | Tasmania Midlands | T3 | 0 | 0 | 0 | 0 | 0 | 0 | 1496.4328 | 1486.9708 | 1469.3356 | 1477.0397 | 1529.8308 | 1480.6947 | 1409.1068 | 1496.6557 | 1516.6104 | 4054.6675 | 5020.1699 | 5243.9735 | 5151.1938 | 4984.5965 | 5193.2679
Total Generation |  |  | 0 | 3758.7588 | 3766.553 | 3799.4603 | 6513.089 | 9289.1269 | 11989.2385 | 17856.7216 | 20991.5272 | 20544.877 | 21223.4595 | 23347.0966 | 23509.9583 | 24058.4538 | 39567.795 | 46560.7343 | 59578.8703 | 62892.3734 | 62957.8789 | 64199.2442 | 64194.5065

## Emissions_1
NEM Emissions (Mt CO2-e) - Central (DP1)
Years are financial year ending.
Emissions | Total | 2022 | 2023 | 2024 | 2025 | 2026 | 2027 | 2028 | 2029 | 2030 | 2031 | 2032 | 2033 | 2034 | 2035 | 2036 | 2037 | 2038 | 2039 | 2040 | 2041 | 2042
NEM | 1992.6317 | 128.6999 | 128.1027 | 127.7748 | 124.5637 | 121.4488 | 115.8995 | 120.3304 | 109.2327 | 106.1329 | 108.4766 | 100.6584 | 91.1872 | 92.4313 | 90.7466 | 70.3037 | 64.5103 | 58.9743 | 58.3172 | 59.226 | 59.1541 | 56.4608

## Emissions_2
NEM Emissions (Mt CO2-e) - Central with early coal closure (DP1)
Years are financial year ending.
Emissions | Total | 2022 | 2023 | 2024 | 2025 | 2026 | 2027 | 2028 | 2029 | 2030 | 2031 | 2032 | 2033 | 2034 | 2035 | 2036 | 2037 | 2038 | 2039 | 2040 | 2041 | 2042
NEM | 1960.457 | 128.6999 | 128.1027 | 127.7748 | 124.5637 | 121.4434 | 115.9693 | 111.8227 | 100.6384 | 98.6925 | 103.4646 | 97.1989 | 91.6461 | 92.5212 | 90.914 | 70.1496 | 64.5905 | 59.0344 | 58.362 | 59.2503 | 59.1548 | 56.4633

## VOMCost_1
VOM cost by technology ($000s) - Central (DP1)
Real June 2019 dollars. Years are financial year ending. Some rounding errors may be present.
Region | Technology | 2022 | 2023 | 2024 | 2025 | 2026 | 2027 | 2028 | 2029 | 2030 | 2031 | 2032 | 2033 | 2034 | 2035 | 2036 | 2037 | 2038 | 2039 | 2040 | 2041 | 2042
NEM | Black Coal | 417047.8228 | 404687.1055 | 407226.4426 | 392478.035 | 379450.8055 | 359405.1649 | 376695.1635 | 331605.8004 | 330198.1793 | 353931.4094 | 337928.9303 | 304484.694 | 310160.3094 | 305919.0732 | 200930.3047 | 180151.1847 | 143455.7061 | 147224.4792 | 150056.397 | 145997.6043 | 142508.3199
NEM | Brown Coal | 136716.1378 | 143903.5866 | 143425.543 | 146218.4056 | 145545.3284 | 140884.2261 | 143327.1524 | 138230.4668 | 129176.8327 | 120638.5886 | 105673.904 | 95134.1546 | 96413.4893 | 94950.8856 | 99074.0541 | 97545.0789 | 95085.1173 | 97165.1508 | 98649.3362 | 96541.5187 | 95927.5981
NEM | CCGT | 19534.4065 | 19675.1944 | 18408.9581 | 13983.9026 | 13989.6142 | 13975.8874 | 14014.7369 | 13604.2534 | 13612.3494 | 13615.1702 | 13668.2718 | 25733.1116 | 22378.2354 | 16166.4323 | 35319.7302 | 19266.5484 | 42684.1576 | 23425.5031 | 25293.5918 | 37887.5655 | 19438.2154
NEM | Peaking Gas+Liquids | 1227.5737 | 1054.7854 | 1743.2072 | 608.4816 | 321.2243 | 100.7079 | 101.0817 | 328.1161 | 400.3732 | 365.6861 | 711.4584 | 2741.2607 | 1558.854 | 1823.8824 | 5238.7377 | 2503.5734 | 17598.3086 | 6386.946 | 4405.9372 | 13905.127 | 2802.7826
NEM | Hydro | 116797.9251 | 96617.453 | 95805.0571 | 119656.22 | 100942.6776 | 118439.8452 | 68329.5084 | 127155.6908 | 114699.6 | 89661.4827 | 115889.2155 | 120813.6054 | 117360.4731 | 133999.706 | 119907.7215 | 131625.7339 | 85331.3339 | 137989.5506 | 125520.6076 | 102184.9281 | 124990.0843
NEM | Dispatchable Storage | 164.5363 | 230.6508 | 284.7293 | 1084.6507 | 372.7213 | 1463.8187 | 5063.9939 | 3629.6554 | 5158.8896 | 5581.0354 | 5359.4849 | 15173.1136 | 14092.9618 | 13120.6857 | 13114.0877 | 11524.4829 | 12963.6745 | 8749.2698 | 9877.0688 | 10769.8977 | 10513.9205
NEM | Wind | 78206.9861 | 82014.6749 | 82437.1657 | 84006.2222 | 96335.1132 | 102927.0379 | 101584.3585 | 118652.4767 | 128159.8606 | 126481.9507 | 133606.925 | 139831.4166 | 139172.0474 | 141299.2709 | 187681.1782 | 205985.3568 | 234626.9674 | 241977.9236 | 238697.9671 | 235953.0723 | 239160.0238
NEM | Solar | 0 | 0 | 0 | 0 | 0 | 0 | 0 | 0 | 0 | 0 | 0 | 0 | 0 | 0 | 0 | 0 | 0 | 0 | 0 | 0 | 0
Total |  | 769695.3884 | 748183.4507 | 749331.103 | 758035.9178 | 736957.4845 | 737196.688 | 709115.9953 | 733206.4596 | 721406.0848 | 710275.3232 | 712838.19 | 703911.3564 | 701136.3704 | 707279.9361 | 661265.814 | 648601.959 | 631745.2655 | 662918.8231 | 652500.9057 | 643239.7136 | 635340.9446
Region | Technology | 2022 | 2023 | 2024 | 2025 | 2026 | 2027 | 2028 | 2029 | 2030 | 2031 | 2032 | 2033 | 2034 | 2035 | 2036 | 2037 | 2038 | 2039 | 2040 | 2041 | 2042
NSW | Black Coal | 200282.9929 | 194983.04 | 180568.6751 | 169975.0114 | 165917.5057 | 155456.0081 | 178012.2737 | 153162.646 | 153721.0687 | 174474.7113 | 161582.2718 | 111131.5844 | 112418.5804 | 109253.122 | 36148.0895 | 36497.6776 | 35921.0915 | 36214.8609 | 37219.5648 | 36445.1555 | 34442.5884
NSW | Brown Coal | 0 | 0 | 0 | 0 | 0 | 0 | 0 | 0 | 0 | 0 | 0 | 0 | 0 | 0 | 0 | 0 | 0 | 0 | 0 | 0 | 0
NSW | CCGT | 259.8251 | 259.8251 | 781.6109 | 490.7808 | 490.7808 | 490.7808 | 492.1254 | 490.7808 | 490.7808 | 490.7808 | 492.1254 | 3611.3236 | 2241.1059 | 1479.7578 | 7853.9552 | 2008.7586 | 12724.4934 | 5382.1172 | 6342.5466 | 12313.9361 | 4524.0373
NSW | Peaking Gas+Liquids | 138.7221 | 10.0114 | 172.1542 | 264.4907 | 0.87762 | 0 | 0 | 6.1434 | 81.6894 | 24.6764 | 168.7519 | 472.2062 | 179.8409 | 258.1995 | 839.4596 | 834.5416 | 3673.2033 | 1618.1273 | 859.085 | 2488.2274 | 447.463
NSW | Hydro | 16070.5172 | 14220.1725 | 14072.428 | 22098.7932 | 14038.0136 | 17619.8034 | 7515.7635 | 26081.4323 | 22917.0477 | 15354.1688 | 18284.8997 | 40670.3696 | 38505.2715 | 42132.7496 | 35473.5326 | 34235.0458 | 28937.9639 | 42420.9354 | 39044.9678 | 32640.9194 | 34574.4021
NSW | Dispatchable Storage | 66.2721 | 73.4736 | 84.5165 | 449.461 | 90.5951 | 335.0172 | 222.9984 | 112.8883 | 87.3191 | 410.71 | 515.1422 | 6483.1442 | 5807.2428 | 5356.426 | 5719.2307 | 4959.0724 | 5808.8644 | 3981.3661 | 4376.4641 | 4907.7931 | 4843.4636
NSW | Wind | 12008.1097 | 13843.758 | 14260.7267 | 14354.4282 | 15037.5432 | 14510.3101 | 13595.8011 | 14410.6252 | 13754.759 | 14331.0267 | 14514.132 | 24014.1578 | 26897.2028 | 26968.9735 | 48774.0657 | 48547.8559 | 53580.3262 | 59496.7953 | 55271.3532 | 53320.3494 | 49495.4688
NSW | Solar | 0 | 0 | 0 | 0 | 0 | 0 | 0 | 0 | 0 | 0 | 0 | 0 | 0 | 0 | 0 | 0 | 0 | 0 | 0 | 0 | 0
Total |  | 228826.439 | 223390.2806 | 209940.1114 | 207632.9652 | 195575.3161 | 188411.9196 | 199838.9619 | 194264.5159 | 191052.6647 | 205086.074 | 195557.323 | 186382.7858 | 186049.2442 | 185449.2283 | 134808.3332 | 127082.9519 | 140645.9427 | 149114.2021 | 143113.9815 | 142116.3809 | 128327.4232
Region | Technology | 2022 | 2023 | 2024 | 2025 | 2026 | 2027 | 2028 | 2029 | 2030 | 2031 | 2032 | 2033 | 2034 | 2035 | 2036 | 2037 | 2038 | 2039 | 2040 | 2041 | 2042
QLD | Black Coal | 216764.8299 | 209704.0655 | 226657.7676 | 222503.0236 | 213533.2998 | 203949.1568 | 198682.8898 | 178443.1545 | 176477.1106 | 179456.6981 | 176346.6585 | 193353.1096 | 197741.729 | 196665.9512 | 164782.2152 | 143653.5071 | 107534.6146 | 111009.6184 | 112836.8322 | 109552.4488 | 108065.7315
QLD | Brown Coal | 0 | 0 | 0 | 0 | 0 | 0 | 0 | 0 | 0 | 0 | 0 | 0 | 0 | 0 | 0 | 0 | 0 | 0 | 0 | 0 | 0
QLD | CCGT | 8811.4894 | 8811.4894 | 10084.4381 | 9804.7365 | 9804.7365 | 9804.7365 | 9831.5988 | 9425.8249 | 9425.8249 | 9425.8249 | 9451.6491 | 12763.8605 | 11618.4836 | 10000.3029 | 17567.154 | 13359.5321 | 28963.7072 | 17780.8604 | 18951.0452 | 25573.6294 | 14914.1782
QLD | Peaking Gas+Liquids | 31.2478 | 6.9256 | 38.0189 | 167.0843 | 24.1298 | 5.4224 | 1.3725 | 175.7069 | 77.102 | 128.7223 | 17.2323 | 226.9681 | 111.4306 | 218.4405 | 249.9811 | 383.3146 | 1833.8446 | 1355.5295 | 400.7852 | 1609.1795 | 200.3629
QLD | Hydro | 5001.3709 | 4981.157 | 4960.9431 | 4940.7292 | 4920.5153 | 4900.3014 | 4880.0875 | 4859.8735 | 4839.6596 | 4819.4457 | 4799.2318 | 4779.0179 | 4758.804 | 4738.5901 | 4718.3762 | 4698.1623 | 1762.4792 | 1754.8633 | 1747.2474 | 1739.6316 | 1732.0157
QLD | Dispatchable Storage | 98.2642 | 157.1773 | 200.2129 | 635.1897 | 282.1262 | 1128.8015 | 4840.9956 | 3516.7671 | 5071.5706 | 5170.3254 | 4844.3427 | 8689.9694 | 8285.719 | 7764.2598 | 7394.857 | 6565.4105 | 7154.8101 | 4767.9036 | 5500.6047 | 5862.1047 | 5670.4568
QLD | Wind | 6251.3884 | 11815.9818 | 11509.6507 | 11353.6115 | 17074.6074 | 21664.6273 | 20469.6086 | 33379.4915 | 38200.4617 | 37651.3848 | 36675.944 | 37724.9946 | 36527.0075 | 37008.5602 | 54179.3011 | 67696.2145 | 83527.912 | 84642.5364 | 86660.7712 | 87123.9566 | 84107.6822
QLD | Solar | 0 | 0 | 0 | 0 | 0 | 0 | 0 | 0 | 0 | 0 | 0 | 0 | 0 | 0 | 0 | 0 | 0 | 0 | 0 | 0 | 0
Total |  | 236958.5907 | 235476.7966 | 253451.0313 | 249404.3748 | 245639.4149 | 241453.0458 | 238706.5528 | 229800.8184 | 234091.7293 | 236652.4013 | 232135.0584 | 257537.9201 | 259043.1737 | 256396.1047 | 248891.8845 | 236356.1411 | 230777.3676 | 221311.3117 | 226097.2859 | 231460.9506 | 214690.4273
Region | Technology | 2022 | 2023 | 2024 | 2025 | 2026 | 2027 | 2028 | 2029 | 2030 | 2031 | 2032 | 2033 | 2034 | 2035 | 2036 | 2037 | 2038 | 2039 | 2040 | 2041 | 2042
VIC | Black Coal | 0 | 0 | 0 | 0 | 0 | 0 | 0 | 0 | 0 | 0 | 0 | 0 | 0 | 0 | 0 | 0 | 0 | 0 | 0 | 0 | 0
VIC | Brown Coal | 136716.1378 | 143903.5866 | 143425.543 | 146218.4056 | 145545.3284 | 140884.2261 | 143327.1524 | 138230.4668 | 129176.8327 | 120638.5886 | 105673.904 | 95134.1546 | 96413.4893 | 94950.8856 | 99074.0541 | 97545.0789 | 95085.1173 | 97165.1508 | 98649.3362 | 96541.5187 | 95927.5981
VIC | CCGT | 75.8647 | 35.2635 | 33.2831 | 18.1819 | 23.8935 | 10.1667 | 10.7539 | 17.4443 | 25.5403 | 28.361 | 44.2386 | 122.9673 | 126.2232 | 164.2668 | 204.571 | 103.3631 | 995.957 | 262.5255 | 0 | 0 | 0
VIC | Peaking Gas+Liquids | 328.8107 | 167.7309 | 111.9954 | 91.0678 | 182.1106 | 43.8854 | 44.9393 | 80.8331 | 137.3727 | 99.5379 | 314.5557 | 509.4444 | 209.0056 | 313.2857 | 1066.1629 | 465.6349 | 4173.2301 | 1354.0861 | 996.3125 | 2556.6682 | 603.3752
VIC | Hydro | 22716.2466 | 21016.7344 | 19881.5959 | 24998.4347 | 19338.8321 | 22257.1883 | 13454.1368 | 27117.9041 | 25453.3923 | 20013.6116 | 21803.5548 | 20163.8594 | 19061.3553 | 23975.6785 | 18550.647 | 21339.0716 | 12890.4275 | 25989.9758 | 24411.7285 | 19174.1927 | 20880.0133
VIC | Dispatchable Storage | 0 | 0 | 0 | 0 | 0 | 0 | 0 | 0 | 0 | 0 | 0 | 0 | 0 | 0 | 0 | 0 | 0 | 0 | 0 | 0 | 0
VIC | Wind | 35599.6627 | 34195.4437 | 34305.693 | 35640.6451 | 39817.1936 | 42645.6036 | 44488.7029 | 47872.2127 | 53508.669 | 51979.8037 | 58131.9117 | 50064.0833 | 49504.0446 | 50959.8499 | 54014.2844 | 53275.1937 | 49979.519 | 49138.0397 | 50342.0009 | 49440.5641 | 55691.8781
VIC | Solar | 0 | 0 | 0 | 0 | 0 | 0 | 0 | 0 | 0 | 0 | 0 | 0 | 0 | 0 | 0 | 0 | 0 | 0 | 0 | 0 | 0
Total |  | 195436.7225 | 199318.759 | 197758.1104 | 206966.7351 | 204907.3582 | 205841.0701 | 201325.6852 | 213318.8609 | 208301.8069 | 192759.9028 | 185968.1648 | 165994.5091 | 165314.118 | 170363.9665 | 172909.7194 | 172728.3421 | 163124.2509 | 173909.7779 | 174399.378 | 167712.9437 | 173102.8647
Region | Technology | 2022 | 2023 | 2024 | 2025 | 2026 | 2027 | 2028 | 2029 | 2030 | 2031 | 2032 | 2033 | 2034 | 2035 | 2036 | 2037 | 2038 | 2039 | 2040 | 2041 | 2042
SA | Black Coal | 0 | 0 | 0 | 0 | 0 | 0 | 0 | 0 | 0 | 0 | 0 | 0 | 0 | 0 | 0 | 0 | 0 | 0 | 0 | 0 | 0
SA | Brown Coal | 0 | 0 | 0 | 0 | 0 | 0 | 0 | 0 | 0 | 0 | 0 | 0 | 0 | 0 | 0 | 0 | 0 | 0 | 0 | 0 | 0
SA | CCGT | 10387.2272 | 10568.6164 | 7509.626 | 3670.2035 | 3670.2035 | 3670.2035 | 3680.2588 | 3670.2035 | 3670.2035 | 3670.2035 | 3680.2588 | 9234.9601 | 8392.4228 | 4522.1048 | 9694.05 | 3794.8947 | 0 | 0 | 0 | 0 | 0
SA | Peaking Gas+Liquids | 728.7932 | 870.1175 | 1421.0386 | 85.8389 | 114.1062 | 51.4 | 54.7699 | 65.4328 | 104.2092 | 112.7496 | 210.9185 | 1532.642 | 1058.5769 | 1033.9566 | 3083.1341 | 820.0823 | 7893.0038 | 2035.926 | 2149.7546 | 7246.9214 | 1551.5816
SA | Hydro | 0 | 0 | 0 | 0 | 0 | 0 | 0 | 0 | 0 | 0 | 0 | 0 | 0 | 0 | 0 | 0 | 0 | 0 | 0 | 0 | 0
SA | Dispatchable Storage | 0 | 0 | 0 | 0 | 0 | 0 | 0 | 0 | 0 | 0 | 0 | 0 | 0 | 0 | 0 | 0 | 0 | 0 | 0 | 0 | 0
SA | Wind | 18589.112 | 16605.7675 | 17077.9872 | 16916.1987 | 18461.6767 | 18181.6643 | 16919.3507 | 16950.2879 | 16768.6797 | 16547.8397 | 17861.1871 | 19191.7979 | 17841.6326 | 17294.875 | 21478.8465 | 19185.3374 | 28006.9259 | 28460.4347 | 26629.0735 | 26726.2898 | 29485.1656
SA | Solar | 0 | 0 | 0 | 0 | 0 | 0 | 0 | 0 | 0 | 0 | 0 | 0 | 0 | 0 | 0 | 0 | 0 | 0 | 0 | 0 | 0
Total |  | 29705.1324 | 28044.5014 | 26008.6518 | 20672.2411 | 22245.9864 | 21903.2678 | 20654.3795 | 20685.9241 | 20543.0923 | 20330.7928 | 21752.3644 | 29959.4 | 27292.6323 | 22850.9364 | 34256.0306 | 23800.3143 | 35899.9297 | 30496.3606 | 28778.8281 | 33973.2112 | 31036.7472
Region | Technology | 2022 | 2023 | 2024 | 2025 | 2026 | 2027 | 2028 | 2029 | 2030 | 2031 | 2032 | 2033 | 2034 | 2035 | 2036 | 2037 | 2038 | 2039 | 2040 | 2041 | 2042
TAS | Black Coal | 0 | 0 | 0 | 0 | 0 | 0 | 0 | 0 | 0 | 0 | 0 | 0 | 0 | 0 | 0 | 0 | 0 | 0 | 0 | 0 | 0
TAS | Brown Coal | 0 | 0 | 0 | 0 | 0 | 0 | 0 | 0 | 0 | 0 | 0 | 0 | 0 | 0 | 0 | 0 | 0 | 0 | 0 | 0 | 0
TAS | CCGT | 0 | 0 | 0 | 0 | 0 | 0 | 0 | 0 | 0 | 0 | 0 | 0 | 0 | 0 | 0 | 0 | 0 | 0 | 0 | 0 | 0
TAS | Peaking Gas+Liquids | 0 | 0 | 0 | 0 | 0 | 0 | 0 | 0 | 0 | 0 | 0 | 0 | 0 | 0 | 0 | 0 | 25.0267 | 23.277 | 0 | 4.1306 | 0
TAS | Hydro | 73009.7903 | 56399.389 | 56890.0901 | 67618.2629 | 62645.3166 | 73662.5521 | 42479.5207 | 69096.4809 | 61489.5004 | 49474.2566 | 71001.5292 | 55200.3585 | 55035.0424 | 63152.6878 | 61165.1657 | 71353.4543 | 41740.4634 | 67823.7762 | 60316.6639 | 48630.1843 | 67803.6531
TAS | VPP Battery | 0 | 0 | 0 | 0 | 0 | 0 | 0 | 0 | 0 | 0 | 0 | 0 | 0 | 0 | 0 | 0 | 0 | 0 | 0 | 0 | 0
TAS | Wind | 5758.7134 | 5553.724 | 5283.108 | 5741.3387 | 5944.0924 | 5924.8326 | 6110.8952 | 6039.8594 | 5927.2911 | 5971.8958 | 6423.7502 | 8836.383 | 8402.1599 | 9067.0123 | 9234.6805 | 17280.7553 | 19532.2844 | 20240.1176 | 19794.7683 | 19341.9124 | 20379.829
TAS | Solar | 0 | 0 | 0 | 0 | 0 | 0 | 0 | 0 | 0 | 0 | 0 | 0 | 0 | 0 | 0 | 0 | 0 | 0 | 0 | 0 | 0
Total |  | 78768.5037 | 61953.113 | 62173.1981 | 73359.6016 | 68589.4089 | 79587.3847 | 48590.4159 | 75136.3403 | 67416.7915 | 55446.1524 | 77425.2794 | 64036.7415 | 63437.2023 | 72219.7002 | 70399.8462 | 88634.2096 | 61297.7745 | 88087.1708 | 80111.4322 | 67976.2273 | 88183.4822

## VOMCost_2
VOM cost by technology ($000s) - Central with early coal closure (DP1)
Real June 2019 dollars. Years are financial year ending. Some rounding errors may be present.
Region | Technology | 2022 | 2023 | 2024 | 2025 | 2026 | 2027 | 2028 | 2029 | 2030 | 2031 | 2032 | 2033 | 2034 | 2035 | 2036 | 2037 | 2038 | 2039 | 2040 | 2041 | 2042
NEM | Black Coal | 417047.8228 | 404687.1055 | 407226.4426 | 392478.035 | 379439.9616 | 359238.5402 | 398038.3339 | 349197.2897 | 340185.6611 | 362333.844 | 339750.7214 | 304847.6181 | 310025.5667 | 306202.4658 | 200219.7239 | 180349.3378 | 143717.0391 | 147324.4363 | 150165.7784 | 145907.4843 | 142333.3902
NEM | Brown Coal | 136716.1378 | 143903.5866 | 143425.543 | 146218.4056 | 145534.1598 | 141255.9099 | 100826.4069 | 98015.839 | 98098.3349 | 98358.2141 | 92828.2248 | 95408.9572 | 96249.2364 | 94828.5724 | 99068.5453 | 97760.7652 | 95220.4706 | 97337.5482 | 98735.6654 | 96573.6217 | 96041.8663
NEM | CCGT | 19534.4065 | 19675.1944 | 18408.9581 | 13983.9026 | 13989.5982 | 13976.2044 | 14065.769 | 13622.1704 | 13626.189 | 13635.5193 | 13678.7255 | 30366.6646 | 24830.3947 | 18225.9545 | 35254.8587 | 19085.8975 | 42665.6864 | 23288.5193 | 25141.1007 | 38103.2099 | 19680.1183
NEM | Peaking Gas+Liquids | 1227.5737 | 1054.7854 | 1743.2072 | 608.4816 | 321.0733 | 102.6895 | 1300.8762 | 583.2172 | 547.4179 | 757.9487 | 795.9837 | 3176.8847 | 1813.0456 | 2052.6402 | 5281.3729 | 2399.6043 | 17251.6423 | 6211.1693 | 4235.5475 | 13828.6777 | 2659.977
NEM | Hydro | 116797.9251 | 96617.453 | 95805.0571 | 119656.22 | 100942.3707 | 118469.9642 | 68852.4601 | 127742.9079 | 115007.9807 | 89723.15 | 113618.0502 | 120809.67 | 117478.1428 | 134166.3349 | 119704.3518 | 131519.299 | 85152.8039 | 137921.8687 | 125333.7254 | 102241.7583 | 125031.1577
NEM | Dispatchable Storage | 164.5363 | 230.6508 | 284.7293 | 1084.6507 | 372.7213 | 1464.444 | 6065.2336 | 3756.3363 | 5389.4135 | 5795.4739 | 5541.0526 | 15411.6534 | 14455.1905 | 13571.9685 | 13153.6804 | 11489.3251 | 12934.7889 | 8738.674 | 9847.7476 | 10773.2794 | 10604.4387
NEM | Wind | 78206.9861 | 82014.6749 | 82437.1657 | 84006.2222 | 96333.8368 | 102757.6957 | 105511.9783 | 122986.5171 | 131812.924 | 130187.224 | 137361.0148 | 135984.5733 | 134893.5098 | 137054.6988 | 187129.8891 | 204628.2361 | 233315.7194 | 240766.1684 | 237428.7361 | 234501.6904 | 237531.6061
NEM | Solar | 0 | 0 | 0 | 0 | 0 | 0 | 0 | 0 | 0 | 0 | 0 | 0 | 0 | 0 | 0 | 0 | 0 | 0 | 0 | 0 | 0
Total |  | 769695.3884 | 748183.4507 | 749331.103 | 758035.9178 | 736933.7217 | 737265.4478 | 694661.0579 | 715904.2776 | 704667.921 | 700791.3741 | 703573.7729 | 706006.0212 | 699745.0865 | 706102.6351 | 659812.4221 | 647232.4651 | 630258.1509 | 661588.3842 | 650888.3011 | 641929.7217 | 633882.5543
Region | Technology | 2022 | 2023 | 2024 | 2025 | 2026 | 2027 | 2028 | 2029 | 2030 | 2031 | 2032 | 2033 | 2034 | 2035 | 2036 | 2037 | 2038 | 2039 | 2040 | 2041 | 2042
NSW | Black Coal | 200282.9929 | 194983.04 | 180568.6751 | 169975.0114 | 165911.1675 | 155337.0826 | 194399.9383 | 167343.4703 | 162794.729 | 182598.1394 | 163114.1611 | 111245.3396 | 112367.8476 | 109249.0386 | 35802.1886 | 36563.3369 | 35951.4214 | 36253.9511 | 37219.5648 | 36449.441 | 34408.9936
NSW | Brown Coal | 0 | 0 | 0 | 0 | 0 | 0 | 0 | 0 | 0 | 0 | 0 | 0 | 0 | 0 | 0 | 0 | 0 | 0 | 0 | 0 | 0
NSW | CCGT | 259.8251 | 259.8251 | 781.6109 | 490.7808 | 490.7808 | 490.7808 | 492.1254 | 490.7808 | 490.7808 | 490.7808 | 492.1254 | 5566.7159 | 3242.3062 | 1553.1958 | 7820.173 | 1975.2053 | 12770.7854 | 5306.1778 | 6304.0543 | 12364.1525 | 4555.8886
NSW | Peaking Gas+Liquids | 138.7221 | 10.0114 | 172.1542 | 264.4907 | 0.87762 | 0 | 0 | 27.5273 | 74.2378 | 24.2176 | 159.6378 | 517.5839 | 177.0768 | 248.2785 | 808.7898 | 826.8755 | 3527.4512 | 1593.6939 | 834.9954 | 2531.3176 | 424.8114
NSW | Hydro | 16070.5172 | 14220.1725 | 14072.428 | 22098.7932 | 14038.1737 | 17620.0154 | 8038.7152 | 26700.5189 | 23454.6805 | 15470.8346 | 18814.1959 | 40762.7987 | 38826.382 | 42742.1927 | 35451.0568 | 34107.0169 | 28759.4339 | 42332.8297 | 38860.1544 | 32691.9869 | 34658.962
NSW | Dispatchable Storage | 66.2721 | 73.4736 | 84.5165 | 449.461 | 90.5951 | 335.6966 | 543.038 | 247.6967 | 187.9479 | 501.0708 | 742.201 | 6728.4668 | 6067.0902 | 5679.3508 | 5762.8278 | 4958.0827 | 5816.9826 | 3986.8152 | 4363.043 | 4890.2527 | 4880.638
NSW | Wind | 12008.1097 | 13843.758 | 14260.7267 | 14354.4282 | 15037.5432 | 14510.3725 | 13588.5146 | 14405.3038 | 13752.1416 | 14330.6901 | 14515.6899 | 22335.2282 | 25260.9968 | 25281.7722 | 48590.99 | 48315.4677 | 53762.349 | 59735.3668 | 55499.6918 | 53491.6181 | 49631.5041
NSW | Solar | 0 | 0 | 0 | 0 | 0 | 0 | 0 | 0 | 0 | 0 | 0 | 0 | 0 | 0 | 0 | 0 | 0 | 0 | 0 | 0 | 0
Total |  | 228826.439 | 223390.2806 | 209940.1114 | 207632.9652 | 195569.1379 | 188293.9479 | 217062.3316 | 209215.2978 | 200754.5176 | 213415.7334 | 197838.0111 | 187156.133 | 185941.6996 | 184753.8285 | 134236.026 | 126745.9852 | 140588.4234 | 149208.8345 | 143081.5037 | 142418.7689 | 128560.7978
Region | Technology | 2022 | 2023 | 2024 | 2025 | 2026 | 2027 | 2028 | 2029 | 2030 | 2031 | 2032 | 2033 | 2034 | 2035 | 2036 | 2037 | 2038 | 2039 | 2040 | 2041 | 2042
QLD | Black Coal | 216764.8299 | 209704.0655 | 226657.7676 | 222503.0236 | 213528.7941 | 203901.4575 | 203638.3955 | 181853.8194 | 177390.932 | 179735.7046 | 176636.5603 | 193602.2785 | 197657.7191 | 196953.4272 | 164417.5354 | 143786.0009 | 107765.6177 | 111070.4852 | 112946.2136 | 109458.0433 | 107924.3965
QLD | Brown Coal | 0 | 0 | 0 | 0 | 0 | 0 | 0 | 0 | 0 | 0 | 0 | 0 | 0 | 0 | 0 | 0 | 0 | 0 | 0 | 0 | 0
QLD | CCGT | 8811.4894 | 8811.4894 | 10084.4381 | 9804.7365 | 9804.7365 | 9804.7365 | 9831.5988 | 9425.8249 | 9425.8249 | 9425.8249 | 9451.6491 | 13135.8205 | 11865.0299 | 10733.0025 | 17498.4336 | 13337.1586 | 28921.5689 | 17732.4219 | 18837.0464 | 25739.0573 | 15124.2296
QLD | Peaking Gas+Liquids | 31.2478 | 6.9256 | 38.0189 | 167.0843 | 24.1298 | 5.4224 | 1.3725 | 175.1807 | 77.481 | 128.0105 | 16.2565 | 230.2807 | 114.1189 | 220.1665 | 247.9529 | 352.1125 | 1820.4569 | 1346.531 | 386.3501 | 1618.961 | 225.1291
QLD | Hydro | 5001.3709 | 4981.157 | 4960.9431 | 4940.7292 | 4920.5153 | 4900.3014 | 4880.0875 | 4859.8735 | 4839.6596 | 4819.4457 | 4799.2318 | 4779.0179 | 4758.804 | 4738.5901 | 4718.3762 | 4698.1623 | 1762.4792 | 1754.8633 | 1747.2474 | 1739.6316 | 1732.0157
QLD | Dispatchable Storage | 98.2642 | 157.1773 | 200.2129 | 635.1897 | 282.1262 | 1128.7474 | 5522.1955 | 3508.6396 | 5201.4656 | 5294.4031 | 4798.8516 | 8683.1866 | 8388.1003 | 7892.6177 | 7390.8526 | 6531.2424 | 7117.8064 | 4751.8589 | 5484.7046 | 5883.0268 | 5723.8006
QLD | Wind | 6251.3884 | 11815.9818 | 11509.6507 | 11353.6115 | 17074.6074 | 21664.6273 | 20469.6347 | 33672.2606 | 38543.0168 | 37995.1047 | 37024.0985 | 37982.1379 | 36707.066 | 37279.6285 | 54252.2444 | 67687.8647 | 83324.1573 | 84461.9479 | 86317.6443 | 86698.1722 | 83666.5471
QLD | Solar | 0 | 0 | 0 | 0 | 0 | 0 | 0 | 0 | 0 | 0 | 0 | 0 | 0 | 0 | 0 | 0 | 0 | 0 | 0 | 0 | 0
Total |  | 236958.5907 | 235476.7966 | 253451.0313 | 249404.3748 | 245634.9092 | 241405.2924 | 244343.2845 | 233495.5988 | 235478.3799 | 237398.4935 | 232726.6477 | 258412.722 | 259490.8383 | 257817.4326 | 248525.3951 | 236392.5414 | 230712.0863 | 221118.1081 | 225719.2064 | 231136.8922 | 214396.1187
Region | Technology | 2022 | 2023 | 2024 | 2025 | 2026 | 2027 | 2028 | 2029 | 2030 | 2031 | 2032 | 2033 | 2034 | 2035 | 2036 | 2037 | 2038 | 2039 | 2040 | 2041 | 2042
VIC | Black Coal | 0 | 0 | 0 | 0 | 0 | 0 | 0 | 0 | 0 | 0 | 0 | 0 | 0 | 0 | 0 | 0 | 0 | 0 | 0 | 0 | 0
VIC | Brown Coal | 136716.1378 | 143903.5866 | 143425.543 | 146218.4056 | 145534.1598 | 141255.9099 | 100826.4069 | 98015.839 | 98098.3349 | 98358.2141 | 92828.2248 | 95408.9572 | 96249.2364 | 94828.5724 | 99068.5453 | 97760.7652 | 95220.4706 | 97337.5482 | 98735.6654 | 96573.6217 | 96041.8663
VIC | CCGT | 75.8647 | 35.2635 | 33.2831 | 18.1819 | 23.8774 | 10.4837 | 46.7314 | 35.3612 | 39.3799 | 48.7101 | 54.6923 | 135.4272 | 114.2426 | 149.134 | 198.9957 | 96.6664 | 973.3322 | 249.9196 | 0 | 0 | 0
VIC | Peaking Gas+Liquids | 328.8107 | 167.7309 | 111.9954 | 91.0678 | 182.1274 | 44.6647 | 168.2365 | 187.7646 | 235.9904 | 167.599 | 338.4359 | 499.3553 | 210.528 | 349.5038 | 1003.756 | 411.123 | 4067.3719 | 1255.253 | 905.3237 | 2496.0901 | 580.5661
VIC | Hydro | 22716.2466 | 21016.7344 | 19881.5959 | 24998.4347 | 19338.8321 | 22257.1883 | 13454.1368 | 27117.9041 | 25453.3923 | 20013.6116 | 21803.5548 | 20163.8594 | 19061.3553 | 23975.6785 | 18550.647 | 21339.0716 | 12890.4275 | 25989.9758 | 24411.7285 | 19174.1927 | 20880.0133
VIC | Dispatchable Storage | 0 | 0 | 0 | 0 | 0 | 0 | 0 | 0 | 0 | 0 | 0 | 0 | 0 | 0 | 0 | 0 | 0 | 0 | 0 | 0 | 0
VIC | Wind | 35599.6627 | 34195.4437 | 34305.693 | 35640.6451 | 39815.9305 | 42474.2247 | 44922.7176 | 48375.6344 | 53419.4895 | 51952.2801 | 57997.6822 | 50127.4313 | 49366.133 | 50839.1567 | 54206.3654 | 53449.8475 | 50143.0282 | 49188.4838 | 50656.6225 | 49581.9735 | 55765.7475
VIC | Solar | 0 | 0 | 0 | 0 | 0 | 0 | 0 | 0 | 0 | 0 | 0 | 0 | 0 | 0 | 0 | 0 | 0 | 0 | 0 | 0 | 0
Total |  | 195436.7225 | 199318.759 | 197758.1104 | 206966.7351 | 204894.9273 | 206042.4712 | 159418.2291 | 173732.5034 | 177246.5869 | 170540.415 | 173022.59 | 166335.0304 | 165001.4953 | 170142.0454 | 173028.3095 | 173057.4737 | 163294.6304 | 174021.1804 | 174709.34 | 167825.8781 | 173268.1932
Region | Technology | 2022 | 2023 | 2024 | 2025 | 2026 | 2027 | 2028 | 2029 | 2030 | 2031 | 2032 | 2033 | 2034 | 2035 | 2036 | 2037 | 2038 | 2039 | 2040 | 2041 | 2042
SA | Black Coal | 0 | 0 | 0 | 0 | 0 | 0 | 0 | 0 | 0 | 0 | 0 | 0 | 0 | 0 | 0 | 0 | 0 | 0 | 0 | 0 | 0
SA | Brown Coal | 0 | 0 | 0 | 0 | 0 | 0 | 0 | 0 | 0 | 0 | 0 | 0 | 0 | 0 | 0 | 0 | 0 | 0 | 0 | 0 | 0
SA | CCGT | 10387.2272 | 10568.6164 | 7509.626 | 3670.2035 | 3670.2035 | 3670.2035 | 3695.3134 | 3670.2035 | 3670.2035 | 3670.2035 | 3680.2588 | 11528.701 | 9608.8159 | 5790.6222 | 9737.2563 | 3676.8671 | 0 | 0 | 0 | 0 | 0
SA | Peaking Gas+Liquids | 728.7932 | 870.1175 | 1421.0386 | 85.8389 | 113.9385 | 52.6025 | 1131.2672 | 192.7447 | 159.7087 | 438.1216 | 281.6535 | 1929.6648 | 1311.3218 | 1234.6914 | 3220.8742 | 809.4932 | 7811.4042 | 1999.3649 | 2108.8784 | 7178.7685 | 1429.4705
SA | Hydro | 0 | 0 | 0 | 0 | 0 | 0 | 0 | 0 | 0 | 0 | 0 | 0 | 0 | 0 | 0 | 0 | 0 | 0 | 0 | 0 | 0
SA | Dispatchable Storage | 0 | 0 | 0 | 0 | 0 | 0 | 0 | 0 | 0 | 0 | 0 | 0 | 0 | 0 | 0 | 0 | 0 | 0 | 0 | 0 | 0
SA | Wind | 18589.112 | 16605.7675 | 17077.9872 | 16916.1987 | 18461.6633 | 18183.6386 | 16725.0571 | 16821.6311 | 16545.7158 | 16291.8662 | 17627.4726 | 15800.3823 | 14294.1414 | 13676.9984 | 19917.3313 | 17806.0404 | 26376.012 | 26979.5631 | 24975.7658 | 25247.2797 | 27956.5424
SA | Solar | 0 | 0 | 0 | 0 | 0 | 0 | 0 | 0 | 0 | 0 | 0 | 0 | 0 | 0 | 0 | 0 | 0 | 0 | 0 | 0 | 0
Total |  | 29705.1324 | 28044.5014 | 26008.6518 | 20672.2411 | 22245.8053 | 21906.4446 | 21551.6377 | 20684.5793 | 20375.628 | 20400.1912 | 21589.385 | 29258.7481 | 25214.2792 | 20702.3119 | 32875.4618 | 22292.4007 | 34187.4161 | 28978.9279 | 27084.6442 | 32426.0481 | 29386.0129
Region | Technology | 2022 | 2023 | 2024 | 2025 | 2026 | 2027 | 2028 | 2029 | 2030 | 2031 | 2032 | 2033 | 2034 | 2035 | 2036 | 2037 | 2038 | 2039 | 2040 | 2041 | 2042
TAS | Black Coal | 0 | 0 | 0 | 0 | 0 | 0 | 0 | 0 | 0 | 0 | 0 | 0 | 0 | 0 | 0 | 0 | 0 | 0 | 0 | 0 | 0
TAS | Brown Coal | 0 | 0 | 0 | 0 | 0 | 0 | 0 | 0 | 0 | 0 | 0 | 0 | 0 | 0 | 0 | 0 | 0 | 0 | 0 | 0 | 0
TAS | CCGT | 0 | 0 | 0 | 0 | 0 | 0 | 0 | 0 | 0 | 0 | 0 | 0 | 0 | 0 | 0 | 0 | 0 | 0 | 0 | 0 | 0
TAS | Peaking Gas+Liquids | 0 | 0 | 0 | 0 | 0 | 0 | 0 | 0 | 0 | 0 | 0 | 0 | 0 | 0 | 0 | 0 | 24.9582 | 16.3265 | 0 | 3.5405 | 0
TAS | Hydro | 73009.7903 | 56399.389 | 56890.0901 | 67618.2629 | 62644.8496 | 73692.4591 | 42479.5207 | 69064.6113 | 61260.2482 | 49419.2581 | 68201.0677 | 55103.994 | 54831.6015 | 62709.8736 | 60984.2718 | 71375.0483 | 41740.4634 | 67844.2 | 60314.5951 | 48635.947 | 67760.1667
TAS | VPP Battery | 0 | 0 | 0 | 0 | 0 | 0 | 0 | 0 | 0 | 0 | 0 | 0 | 0 | 0 | 0 | 0 | 0 | 0 | 0 | 0 | 0
TAS | Wind | 5758.7134 | 5553.724 | 5283.108 | 5741.3387 | 5944.0924 | 5924.8326 | 9806.0544 | 9711.687 | 9552.5603 | 9617.283 | 10196.0716 | 9739.3937 | 9265.1726 | 9977.1431 | 10162.958 | 17369.0157 | 19710.173 | 20400.8068 | 19979.0117 | 19482.6469 | 20511.2649
TAS | Solar | 0 | 0 | 0 | 0 | 0 | 0 | 0 | 0 | 0 | 0 | 0 | 0 | 0 | 0 | 0 | 0 | 0 | 0 | 0 | 0 | 0
Total |  | 78768.5037 | 61953.113 | 62173.1981 | 73359.6016 | 68588.942 | 79617.2917 | 52285.5751 | 78776.2983 | 70812.8086 | 59036.541 | 78397.1392 | 64843.3877 | 64096.7741 | 72687.0167 | 71147.2298 | 88744.064 | 61475.5946 | 88261.3332 | 80293.6068 | 68122.1344 | 88271.4316

## FOMCost_1
FOM cost by technology ($000s) - Central (DP1)
Real June 2019 dollars. Years are financial year ending. Some rounding errors may be present.
Region | Technology | 2022 | 2023 | 2024 | 2025 | 2026 | 2027 | 2028 | 2029 | 2030 | 2031 | 2032 | 2033 | 2034 | 2035 | 2036 | 2037 | 2038 | 2039 | 2040 | 2041 | 2042
NEM | Black Coal | 1770652.2638 | 1521608.2889 | 888089.7748 | 2569565.9549 | 1419026.1319 | 1057101.3531 | 888089.7748 | 847828.3 | 776482.3 | 1421089.3797 | 1567093.1789 | 1177039.5389 | 620818.3 | 620818.3 | 382963.6488 | 344082.3 | 281924.8 | 281924.8 | 282697.1967 | 926531.8797 | 281924.8
NEM | Brown Coal | 685241 | 685241 | 687118.3726 | 685241 | 685241 | 1127170.2035 | 1531376.416 | 685241 | 631467 | 577693 | 521502.8712 | 462463 | 462463 | 462463 | 463730.0219 | 904392.2035 | 1304414.3274 | 462463 | 463730.0219 | 462463 | 462463
NEM | CCGT | 98720.8177 | 91542.753 | 89867.6931 | 89622.153 | 89622.153 | 89622.153 | 89867.6931 | 85514.203 | 85514.203 | 85514.203 | 85748.4885 | 85514.203 | 85514.203 | 85514.203 | 47339.546 | 47210.203 | 41565.773 | 41565.773 | 16139.7928 | 16095.695 | 16095.695
NEM | Peaking Gas+Liquids | 102587.4673 | 102587.4673 | 102868.5289 | 102587.4673 | 102587.4673 | 102587.4673 | 102868.5289 | 102587.4673 | 102587.4673 | 96800.2423 | 97065.4485 | 93254.6781 | 86264.6181 | 84494.4081 | 82753.6109 | 82527.5081 | 82527.5081 | 82527.5081 | 76078.172 | 74054.7081 | 74054.7081
NEM | Hydro | 408726.67 | 408726.67 | 409846.4691 | 408726.67 | 408726.67 | 408726.67 | 409846.4691 | 408726.67 | 408726.67 | 408726.67 | 409846.4691 | 408726.67 | 408726.67 | 408726.67 | 409846.4691 | 428847.87 | 423734.718 | 423734.718 | 424895.635 | 423734.718 | 423734.718
NEM | Dispatchable Storage | 50293.5 | 50467.482 | 50605.7491 | 62915.5732 | 87709.722 | 87709.722 | 87950.0226 | 87709.722 | 87709.722 | 87465.822 | 89388.9081 | 91750.6944 | 100984.5961 | 106242.8708 | 135945.8314 | 144455.3851 | 147948.9523 | 165436.1833 | 165889.4331 | 176628.131 | 191862.0991
NEM | Wind | 412630.0856 | 455166.546 | 456413.5776 | 455166.546 | 477151.7164 | 505031.1785 | 527898.2623 | 593147.3415 | 625385.0349 | 623277.3149 | 624984.924 | 697077.6799 | 693235.6059 | 693235.6059 | 858859.5069 | 911589.9345 | 1077096.2677 | 1049191.8877 | 1043206.2955 | 1033743.0896 | 1031529.9836
NEM | Solar | 134511.1742 | 147596.0807 | 148000.4535 | 149136.4307 | 151579.5183 | 160429.7023 | 182641.9961 | 185961.8823 | 189576.7968 | 204169.975 | 211588.965 | 282304.453 | 295662.671 | 295662.671 | 338791.4292 | 337865.7695 | 358929.0706 | 355004.7376 | 363142.3615 | 390982.5695 | 390982.5695
Total |  | 3663362.9786 | 3462936.288 | 2832810.6188 | 4522961.7951 | 3421644.3788 | 3538378.4498 | 3820539.163 | 2996716.5861 | 2907449.194 | 3504736.6069 | 3607219.2533 | 3298130.9173 | 2753669.6641 | 2757157.7288 | 2720230.0642 | 3200971.1739 | 3718141.4172 | 2861848.6078 | 2835778.9086 | 3504233.7909 | 2872647.5733
Region | Technology | 2022 | 2023 | 2024 | 2025 | 2026 | 2027 | 2028 | 2029 | 2030 | 2031 | 2032 | 2033 | 2034 | 2035 | 2036 | 2037 | 2038 | 2039 | 2040 | 2041 | 2042
NSW | Black Coal | 1047997.716 | 526176.75 | 447676.1589 | 1490320.2566 | 446453 | 446453 | 447676.1589 | 446453 | 375107 | 375107 | 880397.4132 | 219443 | 219443 | 219443 | 71541.4685 | 71346 | 71346 | 71346 | 71541.4685 | 71346 | 71346
NSW | Brown Coal | 0 | 0 | 0 | 0 | 0 | 0 | 0 | 0 | 0 | 0 | 0 | 0 | 0 | 0 | 0 | 0 | 0 | 0 | 0 | 0 | 0
NSW | CCGT | 4694.8 | 4694.8 | 4707.6625 | 4694.8 | 4694.8 | 4694.8 | 4707.6625 | 4694.8 | 4694.8 | 4694.8 | 4707.6625 | 4694.8 | 4694.8 | 4694.8 | 4707.6625 | 4694.8 | 4694.8 | 4694.8 | 4707.6625 | 4694.8 | 4694.8
NSW | Peaking Gas+Liquids | 23071.8361 | 23071.8361 | 23135.0466 | 23071.8361 | 23071.8361 | 23071.8361 | 23135.0466 | 23071.8361 | 23071.8361 | 23071.8361 | 23135.0466 | 23071.8361 | 23071.8361 | 23071.8361 | 22376.474 | 22315.3361 | 22315.3361 | 22315.3361 | 22376.474 | 22315.3361 | 22315.3361
NSW | Hydro | 135226.3 | 135226.3 | 135596.783 | 135226.3 | 135226.3 | 135226.3 | 135596.783 | 135226.3 | 135226.3 | 135226.3 | 135596.783 | 135226.3 | 135226.3 | 135226.3 | 135596.783 | 135226.3 | 135226.3 | 135226.3 | 135596.783 | 135226.3 | 135226.3
NSW | Dispatchable Storage | 14203.2 | 14203.2 | 14242.1129 | 26651.2912 | 51445.44 | 51445.44 | 51586.3864 | 51445.44 | 51445.44 | 51445.44 | 51586.3864 | 51445.44 | 57070.5972 | 60338.3967 | 79972.177 | 80419.7557 | 80419.7557 | 82705.5073 | 82932.0977 | 92496.0055 | 92496.0055
NSW | Wind | 75120.0572 | 84505.7581 | 84737.2807 | 84505.7581 | 84505.7581 | 84505.7581 | 84737.2807 | 84505.7581 | 84505.7581 | 84505.7581 | 84737.2807 | 132372.0643 | 141300.0243 | 141300.0243 | 236091.1149 | 233315.4272 | 267036.4039 | 265661.8039 | 266389.6445 | 249143.6939 | 246930.5879
NSW | Solar | 47972.3469 | 54621.5244 | 54771.1724 | 54621.5244 | 54621.5244 | 54621.5244 | 54771.1724 | 54621.5244 | 54621.5244 | 64501.3722 | 67624.9268 | 125761.8661 | 137275.2771 | 137275.2771 | 156781.9393 | 156353.5734 | 174491.5464 | 170567.2134 | 176356.4753 | 204707.0273 | 204707.0273
Total |  | 1348286.2562 | 842500.1686 | 764866.217 | 1819091.7664 | 800018.6586 | 800018.6586 | 802210.4905 | 800018.6586 | 728672.6586 | 738552.5064 | 1247785.4992 | 692015.3065 | 718081.8348 | 721349.6342 | 707067.6193 | 703671.1925 | 755530.1422 | 752516.9607 | 759900.6055 | 779929.1628 | 777716.0568
Region | Technology | 2022 | 2023 | 2024 | 2025 | 2026 | 2027 | 2028 | 2029 | 2030 | 2031 | 2032 | 2033 | 2034 | 2035 | 2036 | 2037 | 2038 | 2039 | 2040 | 2041 | 2042
QLD | Black Coal | 722654.5478 | 995431.5389 | 440413.6159 | 1079245.6982 | 972573.1319 | 610648.3531 | 440413.6159 | 401375.3 | 401375.3 | 1045982.3797 | 686695.7657 | 957596.5389 | 401375.3 | 401375.3 | 311422.1803 | 272736.3 | 210578.8 | 210578.8 | 211155.7282 | 855185.8797 | 210578.8
QLD | Brown Coal | 0 | 0 | 0 | 0 | 0 | 0 | 0 | 0 | 0 | 0 | 0 | 0 | 0 | 0 | 0 | 0 | 0 | 0 | 0 | 0 | 0
QLD | CCGT | 17038.923 | 17038.923 | 17085.605 | 17038.923 | 17038.923 | 17038.923 | 17085.605 | 12930.973 | 12930.973 | 12930.973 | 12966.4003 | 12930.973 | 12930.973 | 12930.973 | 12966.4003 | 12930.973 | 12930.973 | 12930.973 | 11432.1303 | 11400.895 | 11400.895
QLD | Peaking Gas+Liquids | 28890.735 | 28890.735 | 28969.8877 | 28890.735 | 28890.735 | 28890.735 | 28969.8877 | 28890.735 | 28890.735 | 28890.735 | 28969.8877 | 28890.735 | 24472.775 | 22702.565 | 22764.7638 | 22702.565 | 22702.565 | 22702.565 | 22764.7638 | 22702.565 | 22702.565
QLD | Hydro | 9019.032 | 9019.032 | 9043.7417 | 9019.032 | 9019.032 | 9019.032 | 9043.7417 | 9019.032 | 9019.032 | 9019.032 | 9043.7417 | 9019.032 | 9019.032 | 9019.032 | 9043.7417 | 9019.032 | 3905.88 | 3905.88 | 3916.581 | 3905.88 | 3905.88
QLD | Dispatchable Storage | 33732.6 | 33906.582 | 33999.4767 | 33906.582 | 33906.582 | 33906.582 | 33999.4767 | 33906.582 | 33906.582 | 33906.582 | 33999.4767 | 33906.582 | 37962.4765 | 39372.7546 | 49424.0398 | 52072.5565 | 52072.5565 | 67274.036 | 67458.3484 | 68675.4854 | 68675.4854
QLD | Wind | 31002.1786 | 50577.8286 | 50716.398 | 50577.8286 | 64279.2425 | 74068.6086 | 76038.1716 | 124892.7793 | 143363.1966 | 143363.1966 | 143755.9725 | 143363.1966 | 143363.1966 | 143363.1966 | 207528.5228 | 251112.0242 | 325330.2169 | 325330.2169 | 334752.4668 | 333837.8426 | 333837.8426
QLD | Solar | 51485.1863 | 57920.9153 | 58079.6027 | 57920.9153 | 57920.9153 | 64306.5393 | 83821.4792 | 84993.7508 | 86191.0493 | 86191.0493 | 86427.1892 | 86191.0493 | 86191.0493 | 86191.0493 | 97266.219 | 97000.4643 | 95694.9643 | 95694.9643 | 97800.196 | 97532.9823 | 97532.9823
Total |  | 893823.2026 | 1192785.5548 | 638308.3277 | 1276599.7141 | 1183628.5616 | 837878.773 | 689371.9779 | 696009.1521 | 715676.868 | 1360283.9476 | 1001858.4339 | 1271898.1069 | 715314.8025 | 714954.8705 | 710415.8676 | 717573.915 | 723215.9557 | 738417.4352 | 749280.2146 | 1393241.53 | 748634.4503
Region | Technology | 2022 | 2023 | 2024 | 2025 | 2026 | 2027 | 2028 | 2029 | 2030 | 2031 | 2032 | 2033 | 2034 | 2035 | 2036 | 2037 | 2038 | 2039 | 2040 | 2041 | 2042
VIC | Black Coal | 0 | 0 | 0 | 0 | 0 | 0 | 0 | 0 | 0 | 0 | 0 | 0 | 0 | 0 | 0 | 0 | 0 | 0 | 0 | 0 | 0
VIC | Brown Coal | 685241 | 685241 | 687118.3726 | 685241 | 685241 | 1127170.2035 | 1531376.416 | 685241 | 631467 | 577693 | 521502.8712 | 462463 | 462463 | 462463 | 463730.0219 | 904392.2035 | 1304414.3274 | 462463 | 463730.0219 | 462463 | 462463
VIC | CCGT | 23940 | 23940 | 24005.589 | 23940 | 23940 | 23940 | 24005.589 | 23940 | 23940 | 23940 | 24005.589 | 23940 | 23940 | 23940 | 24005.589 | 23940 | 23940 | 23940 | 0 | 0 | 0
VIC | Peaking Gas+Liquids | 28747 | 28747 | 28825.7589 | 28747 | 28747 | 28747 | 28825.7589 | 28747 | 28747 | 28747 | 28825.7589 | 28747 | 26174.9 | 26174.9 | 26246.6121 | 26174.9 | 26174.9 | 26174.9 | 19571.1732 | 19517.7 | 19517.7
VIC | Hydro | 130551.08 | 130551.08 | 130908.7542 | 130551.08 | 130551.08 | 130551.08 | 130908.7542 | 130551.08 | 130551.08 | 130551.08 | 130908.7542 | 130551.08 | 130551.08 | 130551.08 | 130908.7542 | 130551.08 | 130551.08 | 130551.08 | 130908.7542 | 130551.08 | 130551.08
VIC | Dispatchable Storage | 609.75 | 609.75 | 611.4205 | 609.75 | 609.75 | 609.75 | 611.4205 | 609.75 | 609.75 | 609.75 | 611.4205 | 609.75 | 162.6 | 910.8164 | 913.3118 | 910.8164 | 910.8164 | 910.8164 | 913.3118 | 910.8164 | 13735.776
VIC | Wind | 182213.7686 | 195788.8781 | 196325.286 | 195788.8781 | 204072.6346 | 222162.7306 | 240822.9969 | 257794.0726 | 275719.5136 | 275719.5136 | 276474.9095 | 275719.5136 | 273313.9636 | 273313.9636 | 274062.769 | 273313.9636 | 270234.8596 | 250990.4596 | 249297.486 | 251595.7336 | 251595.7336
VIC | Solar | 25184.0611 | 25184.0611 | 25253.0585 | 26724.4111 | 29167.4986 | 31632.0586 | 34152.7245 | 36477.0271 | 38894.6431 | 38894.6431 | 39001.2037 | 38894.6431 | 38894.6431 | 38894.6431 | 51350.3319 | 51210.0305 | 55440.8585 | 55440.8585 | 55592.7512 | 55440.8585 | 55440.8585
Total |  | 1076486.6597 | 1090061.7692 | 1093048.2398 | 1091602.1192 | 1102328.9632 | 1564812.8228 | 1990703.6602 | 1163359.9297 | 1129928.9867 | 1076154.9867 | 1021330.5072 | 960924.9867 | 955500.1867 | 956248.4031 | 971217.3899 | 1410492.994 | 1811666.8419 | 950471.1145 | 920013.4983 | 920479.1885 | 933304.1481
Region | Technology | 2022 | 2023 | 2024 | 2025 | 2026 | 2027 | 2028 | 2029 | 2030 | 2031 | 2032 | 2033 | 2034 | 2035 | 2036 | 2037 | 2038 | 2039 | 2040 | 2041 | 2042
SA | Black Coal | 0 | 0 | 0 | 0 | 0 | 0 | 0 | 0 | 0 | 0 | 0 | 0 | 0 | 0 | 0 | 0 | 0 | 0 | 0 | 0 | 0
SA | Brown Coal | 0 | 0 | 0 | 0 | 0 | 0 | 0 | 0 | 0 | 0 | 0 | 0 | 0 | 0 | 0 | 0 | 0 | 0 | 0 | 0 | 0
SA | CCGT | 53047.0947 | 45869.03 | 44068.8367 | 43948.43 | 43948.43 | 43948.43 | 44068.8367 | 43948.43 | 43948.43 | 43948.43 | 44068.8367 | 43948.43 | 43948.43 | 43948.43 | 5659.8942 | 5644.43 | 0 | 0 | 0 | 0 | 0
SA | Peaking Gas+Liquids | 19184.7562 | 19184.7562 | 19237.3172 | 19184.7562 | 19184.7562 | 19184.7562 | 19237.3172 | 19184.7562 | 19184.7562 | 13397.5312 | 13434.2368 | 9851.967 | 9851.967 | 9851.967 | 8665.2426 | 8641.567 | 8641.567 | 8641.567 | 8665.2426 | 8641.567 | 8641.567
SA | Hydro | 0 | 0 | 0 | 0 | 0 | 0 | 0 | 0 | 0 | 0 | 0 | 0 | 0 | 0 | 0 | 0 | 0 | 0 | 0 | 0 | 0
SA | Dispatchable Storage | 1747.95 | 1747.95 | 1752.7389 | 1747.95 | 1747.95 | 1747.95 | 1752.7389 | 1747.95 | 1747.95 | 1504.05 | 3191.6244 | 5788.9224 | 5788.9224 | 5620.9031 | 5636.3029 | 11052.2565 | 14545.8236 | 14545.8236 | 14585.6752 | 14545.8236 | 16954.8321
SA | Wind | 98041.5122 | 98041.5122 | 98310.1191 | 98041.5122 | 98041.5122 | 98041.5122 | 98310.1191 | 98041.5122 | 93883.3472 | 91775.6272 | 92027.0673 | 109524.8714 | 99160.3874 | 99160.3874 | 104980.1675 | 93018.4004 | 141682.3546 | 134396.9746 | 119754.7794 | 126353.3867 | 126353.3867
SA | Solar | 9869.58 | 9869.58 | 9896.6199 | 9869.58 | 9869.58 | 9869.58 | 9896.6199 | 9869.58 | 9869.58 | 14582.9104 | 18535.6453 | 31456.8945 | 33301.7015 | 33301.7015 | 33392.939 | 33301.7015 | 33301.7015 | 33301.7015 | 33392.939 | 33301.7015 | 33301.7015
Total |  | 181890.8931 | 174712.8284 | 173265.6318 | 172792.2284 | 172792.2284 | 172792.2284 | 173265.6318 | 172792.2284 | 168634.0634 | 165208.5488 | 171257.4104 | 200571.0853 | 192051.4082 | 191883.389 | 158334.5461 | 151658.3554 | 198171.4467 | 190886.0667 | 176398.6362 | 182842.4789 | 185251.4873
Region | Technology | 2022 | 2023 | 2024 | 2025 | 2026 | 2027 | 2028 | 2029 | 2030 | 2031 | 2032 | 2033 | 2034 | 2035 | 2036 | 2037 | 2038 | 2039 | 2040 | 2041 | 2042
TAS | Black Coal | 0 | 0 | 0 | 0 | 0 | 0 | 0 | 0 | 0 | 0 | 0 | 0 | 0 | 0 | 0 | 0 | 0 | 0 | 0 | 0 | 0
TAS | Brown Coal | 0 | 0 | 0 | 0 | 0 | 0 | 0 | 0 | 0 | 0 | 0 | 0 | 0 | 0 | 0 | 0 | 0 | 0 | 0 | 0 | 0
TAS | CCGT | 0 | 0 | 0 | 0 | 0 | 0 | 0 | 0 | 0 | 0 | 0 | 0 | 0 | 0 | 0 | 0 | 0 | 0 | 0 | 0 | 0
TAS | Peaking Gas+Liquids | 2693.14 | 2693.14 | 2700.5185 | 2693.14 | 2693.14 | 2693.14 | 2700.5185 | 2693.14 | 2693.14 | 2693.14 | 2700.5185 | 2693.14 | 2693.14 | 2693.14 | 2700.5185 | 2693.14 | 2693.14 | 2693.14 | 2700.5185 | 877.54 | 877.54
TAS | Hydro | 133930.258 | 133930.258 | 134297.1902 | 133930.258 | 133930.258 | 133930.258 | 134297.1902 | 133930.258 | 133930.258 | 133930.258 | 134297.1902 | 133930.258 | 133930.258 | 133930.258 | 134297.1902 | 154051.458 | 154051.458 | 154051.458 | 154473.5168 | 154051.458 | 154051.458
TAS | VPP Battery | 0 | 0 | 0 | 0 | 0 | 0 | 0 | 0 | 0 | 0 | 0 | 0 | 0 | 0 | 0 | 0 | 0 | 0 | 0 | 0 | 0
TAS | Wind | 26252.569 | 26252.569 | 26324.4938 | 26252.569 | 26252.569 | 26252.569 | 27989.694 | 27913.2194 | 27913.2194 | 27913.2194 | 27989.694 | 36098.0339 | 36098.0339 | 36098.0339 | 36196.9327 | 60830.119 | 72812.4327 | 72812.4327 | 73011.9188 | 72812.4327 | 72812.4327
TAS | Solar | 0 | 0 | 0 | 0 | 0 | 0 | 0 | 0 | 0 | 0 | 0 | 0 | 0 | 0 | 0 | 0 | 0 | 0 | 0 | 0 | 0
Total |  | 162875.967 | 162875.967 | 163322.2025 | 162875.967 | 162875.967 | 162875.967 | 164987.4026 | 164536.6174 | 164536.6174 | 164536.6174 | 164987.4026 | 172721.4319 | 172721.4319 | 172721.4319 | 173194.6413 | 217574.717 | 229557.0307 | 229557.0307 | 230185.9541 | 227741.4307 | 227741.4307

## FOMCost_2
FOM cost by technology ($000s) - Central with early coal closure (DP1)
Real June 2019 dollars. Years are financial year ending. Some rounding errors may be present.
Region | Technology | 2022 | 2023 | 2024 | 2025 | 2026 | 2027 | 2028 | 2029 | 2030 | 2031 | 2032 | 2033 | 2034 | 2035 | 2036 | 2037 | 2038 | 2039 | 2040 | 2041 | 2042
NEM | Black Coal | 1770652.2638 | 1521608.2889 | 888089.7748 | 2569565.9549 | 1419026.1319 | 1057101.3531 | 888089.7748 | 847828.3 | 776482.3 | 1421089.3797 | 1567093.1789 | 1177039.5389 | 620818.3 | 620818.3 | 382963.6488 | 344082.3 | 281924.8 | 281924.8 | 282697.1967 | 926531.8797 | 281924.8
NEM | Brown Coal | 685241 | 685241 | 687118.3726 | 685241 | 685241 | 1127170.2035 | 1307988.0653 | 462463 | 462463 | 462463 | 463730.0219 | 462463 | 462463 | 462463 | 463730.0219 | 904392.2035 | 1304414.3274 | 462463 | 463730.0219 | 462463 | 462463
NEM | CCGT | 98720.8177 | 91542.753 | 89867.6931 | 89622.153 | 89622.153 | 89622.153 | 89867.6931 | 85514.203 | 85514.203 | 85514.203 | 85748.4885 | 85514.203 | 85514.203 | 85514.203 | 47339.546 | 47210.203 | 41565.773 | 41565.773 | 16139.7928 | 16095.695 | 16095.695
NEM | Peaking Gas+Liquids | 102587.4673 | 102587.4673 | 102868.5289 | 102587.4673 | 102587.4673 | 102587.4673 | 102868.5289 | 102587.4673 | 102587.4673 | 96800.2423 | 97065.4485 | 93254.6781 | 86264.6181 | 84494.4081 | 82753.6109 | 82527.5081 | 82527.5081 | 82527.5081 | 76078.172 | 74054.7081 | 74054.7081
NEM | Hydro | 408726.67 | 408726.67 | 409846.4691 | 408726.67 | 408726.67 | 408726.67 | 409846.4691 | 408726.67 | 408726.67 | 408726.67 | 409846.4691 | 408726.67 | 408726.67 | 408726.67 | 409846.4691 | 428847.87 | 423734.718 | 423734.718 | 424895.635 | 423734.718 | 423734.718
NEM | Dispatchable Storage | 50293.5 | 50467.482 | 50605.7491 | 62915.5732 | 87709.722 | 87709.722 | 91151.8148 | 90902.7662 | 90902.7662 | 90912.127 | 92035.1743 | 92431.8902 | 101911.4026 | 107983.8249 | 137185.8618 | 145379.5264 | 148718.4369 | 166256.2794 | 166711.776 | 176611.7738 | 192256.3895
NEM | Wind | 412630.0856 | 455166.546 | 456413.5776 | 455166.546 | 477151.7164 | 505031.1785 | 538919.6481 | 604984.656 | 637280.9334 | 635173.2134 | 636913.414 | 678901.1906 | 675059.1166 | 675249.0051 | 856197.8131 | 905809.6629 | 1071607.9079 | 1043703.5279 | 1038364.3015 | 1028609.449 | 1026396.343
NEM | Solar | 134511.1742 | 147596.0807 | 148000.4535 | 149136.4307 | 151589.2547 | 160439.4388 | 202385.0311 | 204934.1225 | 208488.1821 | 215249.8504 | 220388.8892 | 286127.9715 | 304039.155 | 304039.155 | 341155.1066 | 340222.9889 | 361044.0446 | 357119.7116 | 365494.5377 | 393506.435 | 393506.435
Total |  | 3663362.9786 | 3462936.288 | 2832810.6188 | 4522961.7951 | 3421654.1153 | 3538388.1862 | 3631117.0253 | 2807941.185 | 2772445.5221 | 3415928.6858 | 3572821.0845 | 3284459.1424 | 2744796.4653 | 2749288.5661 | 2721172.0782 | 3198472.2629 | 3715537.516 | 2859295.3181 | 2834111.4337 | 3501607.6586 | 2870432.0887
Region | Technology | 2022 | 2023 | 2024 | 2025 | 2026 | 2027 | 2028 | 2029 | 2030 | 2031 | 2032 | 2033 | 2034 | 2035 | 2036 | 2037 | 2038 | 2039 | 2040 | 2041 | 2042
NSW | Black Coal | 1047997.716 | 526176.75 | 447676.1589 | 1490320.2566 | 446453 | 446453 | 447676.1589 | 446453 | 375107 | 375107 | 880397.4132 | 219443 | 219443 | 219443 | 71541.4685 | 71346 | 71346 | 71346 | 71541.4685 | 71346 | 71346
NSW | Brown Coal | 0 | 0 | 0 | 0 | 0 | 0 | 0 | 0 | 0 | 0 | 0 | 0 | 0 | 0 | 0 | 0 | 0 | 0 | 0 | 0 | 0
NSW | CCGT | 4694.8 | 4694.8 | 4707.6625 | 4694.8 | 4694.8 | 4694.8 | 4707.6625 | 4694.8 | 4694.8 | 4694.8 | 4707.6625 | 4694.8 | 4694.8 | 4694.8 | 4707.6625 | 4694.8 | 4694.8 | 4694.8 | 4707.6625 | 4694.8 | 4694.8
NSW | Peaking Gas+Liquids | 23071.8361 | 23071.8361 | 23135.0466 | 23071.8361 | 23071.8361 | 23071.8361 | 23135.0466 | 23071.8361 | 23071.8361 | 23071.8361 | 23135.0466 | 23071.8361 | 23071.8361 | 23071.8361 | 22376.474 | 22315.3361 | 22315.3361 | 22315.3361 | 22376.474 | 22315.3361 | 22315.3361
NSW | Hydro | 135226.3 | 135226.3 | 135596.783 | 135226.3 | 135226.3 | 135226.3 | 135596.783 | 135226.3 | 135226.3 | 135226.3 | 135596.783 | 135226.3 | 135226.3 | 135226.3 | 135596.783 | 135226.3 | 135226.3 | 135226.3 | 135596.783 | 135226.3 | 135226.3
NSW | Dispatchable Storage | 14203.2 | 14203.2 | 14242.1129 | 26651.2912 | 51445.44 | 51445.44 | 51586.3864 | 51445.44 | 51445.44 | 51445.44 | 51586.3864 | 51445.44 | 57975.1257 | 61301.0347 | 80396.1474 | 80176.4858 | 80176.4858 | 82208.2083 | 82433.4363 | 91624.9659 | 91624.9659
NSW | Wind | 75120.0572 | 84505.7581 | 84737.2807 | 84505.7581 | 84505.7581 | 84505.7581 | 84737.2807 | 84505.7581 | 84505.7581 | 84505.7581 | 84737.2807 | 124722.9248 | 133650.8848 | 133650.8848 | 235298.4972 | 232524.9752 | 268005.3672 | 266630.7672 | 267361.2625 | 250112.6572 | 247899.5512
NSW | Solar | 47972.3469 | 54621.5244 | 54771.1724 | 54621.5244 | 54621.5244 | 54621.5244 | 58554.3754 | 58394.3908 | 58394.3908 | 65156.0591 | 69883.882 | 127497.2562 | 139337.6412 | 139337.6412 | 159857.1049 | 159420.3369 | 174045.1454 | 170120.8124 | 174743.0506 | 203276.1268 | 203276.1268
Total |  | 1348286.2562 | 842500.1686 | 764866.217 | 1819091.7664 | 800018.6586 | 800018.6586 | 805993.6936 | 803791.525 | 732445.525 | 739207.1933 | 1250044.4544 | 686101.5571 | 713399.5879 | 716725.4969 | 709774.1376 | 705704.234 | 755809.4346 | 752542.2241 | 758760.1373 | 778596.186 | 776383.08
Region | Technology | 2022 | 2023 | 2024 | 2025 | 2026 | 2027 | 2028 | 2029 | 2030 | 2031 | 2032 | 2033 | 2034 | 2035 | 2036 | 2037 | 2038 | 2039 | 2040 | 2041 | 2042
QLD | Black Coal | 722654.5478 | 995431.5389 | 440413.6159 | 1079245.6982 | 972573.1319 | 610648.3531 | 440413.6159 | 401375.3 | 401375.3 | 1045982.3797 | 686695.7657 | 957596.5389 | 401375.3 | 401375.3 | 311422.1803 | 272736.3 | 210578.8 | 210578.8 | 211155.7282 | 855185.8797 | 210578.8
QLD | Brown Coal | 0 | 0 | 0 | 0 | 0 | 0 | 0 | 0 | 0 | 0 | 0 | 0 | 0 | 0 | 0 | 0 | 0 | 0 | 0 | 0 | 0
QLD | CCGT | 17038.923 | 17038.923 | 17085.605 | 17038.923 | 17038.923 | 17038.923 | 17085.605 | 12930.973 | 12930.973 | 12930.973 | 12966.4003 | 12930.973 | 12930.973 | 12930.973 | 12966.4003 | 12930.973 | 12930.973 | 12930.973 | 11432.1303 | 11400.895 | 11400.895
QLD | Peaking Gas+Liquids | 28890.735 | 28890.735 | 28969.8877 | 28890.735 | 28890.735 | 28890.735 | 28969.8877 | 28890.735 | 28890.735 | 28890.735 | 28969.8877 | 28890.735 | 24472.775 | 22702.565 | 22764.7638 | 22702.565 | 22702.565 | 22702.565 | 22764.7638 | 22702.565 | 22702.565
QLD | Hydro | 9019.032 | 9019.032 | 9043.7417 | 9019.032 | 9019.032 | 9019.032 | 9043.7417 | 9019.032 | 9019.032 | 9019.032 | 9043.7417 | 9019.032 | 9019.032 | 9019.032 | 9043.7417 | 9019.032 | 3905.88 | 3905.88 | 3916.581 | 3905.88 | 3905.88
QLD | Dispatchable Storage | 33732.6 | 33906.582 | 33999.4767 | 33906.582 | 33906.582 | 33906.582 | 33999.4767 | 33906.582 | 33906.582 | 33906.582 | 33999.4767 | 33906.582 | 37303.5587 | 39460.7667 | 49547.9045 | 52711.2897 | 52711.2897 | 68217.4097 | 68404.3068 | 69156.1466 | 69156.1466
QLD | Wind | 31002.1786 | 50577.8286 | 50716.398 | 50577.8286 | 64279.2425 | 74068.6086 | 76038.1716 | 125804.6831 | 144355.6385 | 144355.6385 | 144751.1334 | 144355.6385 | 144355.6385 | 144545.5269 | 207816.665 | 250992.171 | 324669.9576 | 324669.9576 | 333829.9502 | 332917.8466 | 332917.8466
QLD | Solar | 51485.1863 | 57920.9153 | 58079.6027 | 57920.9153 | 57920.9153 | 64306.5393 | 83823.6952 | 84279.1086 | 85415.5523 | 85415.5523 | 85649.5675 | 85415.5523 | 85415.5523 | 85415.5523 | 96977.7534 | 96712.7869 | 95407.2869 | 95407.2869 | 98908.9389 | 98638.6959 | 98638.6959
Total |  | 893823.2026 | 1192785.5548 | 638308.3277 | 1276599.7141 | 1183628.5616 | 837878.773 | 689374.1938 | 696206.4137 | 715893.8127 | 1360500.8924 | 1002075.973 | 1272115.0517 | 714872.8294 | 715449.7159 | 710539.409 | 717805.1177 | 722906.7523 | 738412.8723 | 750412.3993 | 1393907.9087 | 749300.829
Region | Technology | 2022 | 2023 | 2024 | 2025 | 2026 | 2027 | 2028 | 2029 | 2030 | 2031 | 2032 | 2033 | 2034 | 2035 | 2036 | 2037 | 2038 | 2039 | 2040 | 2041 | 2042
VIC | Black Coal | 0 | 0 | 0 | 0 | 0 | 0 | 0 | 0 | 0 | 0 | 0 | 0 | 0 | 0 | 0 | 0 | 0 | 0 | 0 | 0 | 0
VIC | Brown Coal | 685241 | 685241 | 687118.3726 | 685241 | 685241 | 1127170.2035 | 1307988.0653 | 462463 | 462463 | 462463 | 463730.0219 | 462463 | 462463 | 462463 | 463730.0219 | 904392.2035 | 1304414.3274 | 462463 | 463730.0219 | 462463 | 462463
VIC | CCGT | 23940 | 23940 | 24005.589 | 23940 | 23940 | 23940 | 24005.589 | 23940 | 23940 | 23940 | 24005.589 | 23940 | 23940 | 23940 | 24005.589 | 23940 | 23940 | 23940 | 0 | 0 | 0
VIC | Peaking Gas+Liquids | 28747 | 28747 | 28825.7589 | 28747 | 28747 | 28747 | 28825.7589 | 28747 | 28747 | 28747 | 28825.7589 | 28747 | 26174.9 | 26174.9 | 26246.6121 | 26174.9 | 26174.9 | 26174.9 | 19571.1732 | 19517.7 | 19517.7
VIC | Hydro | 130551.08 | 130551.08 | 130908.7542 | 130551.08 | 130551.08 | 130551.08 | 130908.7542 | 130551.08 | 130551.08 | 130551.08 | 130908.7542 | 130551.08 | 130551.08 | 130551.08 | 130908.7542 | 130551.08 | 130551.08 | 130551.08 | 130908.7542 | 130551.08 | 130551.08
VIC | Dispatchable Storage | 609.75 | 609.75 | 611.4205 | 609.75 | 609.75 | 609.75 | 2759.8074 | 2752.2669 | 2752.2669 | 2752.2669 | 2759.8074 | 3400.445 | 2953.295 | 2790.695 | 2798.3407 | 2790.695 | 2790.695 | 2790.695 | 2798.3407 | 2790.695 | 12212.7439
VIC | Wind | 182213.7686 | 195788.8781 | 196325.286 | 195788.8781 | 204072.6346 | 222162.7306 | 240911.0535 | 257816.0266 | 275719.5136 | 275719.5136 | 276474.9095 | 275719.5136 | 273313.9636 | 273313.9636 | 274062.769 | 273313.9636 | 270234.8596 | 250990.4596 | 250219.3367 | 251595.7336 | 251595.7336
VIC | Solar | 25184.0611 | 25184.0611 | 25253.0585 | 26724.4111 | 29177.2351 | 31641.7951 | 34152.7245 | 36477.0271 | 38894.6431 | 38894.6431 | 39001.2037 | 38894.6431 | 38894.6431 | 38894.6431 | 43608.7186 | 43489.5691 | 50991.3163 | 50991.3163 | 51131.0186 | 50991.3163 | 50991.3163
Total |  | 1076486.6597 | 1090061.7692 | 1093048.2398 | 1091602.1192 | 1102338.6997 | 1564822.5592 | 1769551.7529 | 942746.4006 | 963067.5036 | 963067.5036 | 965706.0447 | 963715.6817 | 958290.8817 | 958128.2817 | 965360.8055 | 1404652.4112 | 1809097.1783 | 947901.4509 | 918358.6453 | 917909.5249 | 927331.5738
Region | Technology | 2022 | 2023 | 2024 | 2025 | 2026 | 2027 | 2028 | 2029 | 2030 | 2031 | 2032 | 2033 | 2034 | 2035 | 2036 | 2037 | 2038 | 2039 | 2040 | 2041 | 2042
SA | Black Coal | 0 | 0 | 0 | 0 | 0 | 0 | 0 | 0 | 0 | 0 | 0 | 0 | 0 | 0 | 0 | 0 | 0 | 0 | 0 | 0 | 0
SA | Brown Coal | 0 | 0 | 0 | 0 | 0 | 0 | 0 | 0 | 0 | 0 | 0 | 0 | 0 | 0 | 0 | 0 | 0 | 0 | 0 | 0 | 0
SA | CCGT | 53047.0947 | 45869.03 | 44068.8367 | 43948.43 | 43948.43 | 43948.43 | 44068.8367 | 43948.43 | 43948.43 | 43948.43 | 44068.8367 | 43948.43 | 43948.43 | 43948.43 | 5659.8942 | 5644.43 | 0 | 0 | 0 | 0 | 0
SA | Peaking Gas+Liquids | 19184.7562 | 19184.7562 | 19237.3172 | 19184.7562 | 19184.7562 | 19184.7562 | 19237.3172 | 19184.7562 | 19184.7562 | 13397.5312 | 13434.2368 | 9851.967 | 9851.967 | 9851.967 | 8665.2426 | 8641.567 | 8641.567 | 8641.567 | 8665.2426 | 8641.567 | 8641.567
SA | Hydro | 0 | 0 | 0 | 0 | 0 | 0 | 0 | 0 | 0 | 0 | 0 | 0 | 0 | 0 | 0 | 0 | 0 | 0 | 0 | 0 | 0
SA | Dispatchable Storage | 1747.95 | 1747.95 | 1752.7389 | 1747.95 | 1747.95 | 1747.95 | 2806.1443 | 2798.4772 | 2798.4772 | 2807.838 | 3689.5038 | 3679.4232 | 3679.4232 | 4431.3285 | 4443.4692 | 9701.0559 | 13039.9664 | 13039.9664 | 13075.6923 | 13039.9664 | 19262.5332
SA | Wind | 98041.5122 | 98041.5122 | 98310.1191 | 98041.5122 | 98041.5122 | 98041.5122 | 98310.1191 | 98041.5122 | 93883.3472 | 91775.6272 | 92027.0673 | 95286.4377 | 84921.9537 | 84921.9537 | 100096.8588 | 88148.4341 | 135478.7986 | 128193.4186 | 113534.2274 | 120764.2868 | 120764.2868
SA | Solar | 9869.58 | 9869.58 | 9896.6199 | 9869.58 | 9869.58 | 9869.58 | 25854.236 | 25783.596 | 25783.596 | 25783.596 | 25854.236 | 34320.52 | 40391.3184 | 40391.3184 | 40711.5297 | 40600.296 | 40600.296 | 40600.296 | 40711.5297 | 40600.296 | 40600.296
Total |  | 181890.8931 | 174712.8284 | 173265.6318 | 172792.2284 | 172792.2284 | 172792.2284 | 190276.6532 | 189756.7717 | 185598.6067 | 177713.0225 | 179073.8805 | 187086.7779 | 182793.0923 | 183544.9977 | 159576.9944 | 152735.783 | 197760.628 | 190475.248 | 175986.692 | 183046.1162 | 189268.683
Region | Technology | 2022 | 2023 | 2024 | 2025 | 2026 | 2027 | 2028 | 2029 | 2030 | 2031 | 2032 | 2033 | 2034 | 2035 | 2036 | 2037 | 2038 | 2039 | 2040 | 2041 | 2042
TAS | Black Coal | 0 | 0 | 0 | 0 | 0 | 0 | 0 | 0 | 0 | 0 | 0 | 0 | 0 | 0 | 0 | 0 | 0 | 0 | 0 | 0 | 0
TAS | Brown Coal | 0 | 0 | 0 | 0 | 0 | 0 | 0 | 0 | 0 | 0 | 0 | 0 | 0 | 0 | 0 | 0 | 0 | 0 | 0 | 0 | 0
TAS | CCGT | 0 | 0 | 0 | 0 | 0 | 0 | 0 | 0 | 0 | 0 | 0 | 0 | 0 | 0 | 0 | 0 | 0 | 0 | 0 | 0 | 0
TAS | Peaking Gas+Liquids | 2693.14 | 2693.14 | 2700.5185 | 2693.14 | 2693.14 | 2693.14 | 2700.5185 | 2693.14 | 2693.14 | 2693.14 | 2700.5185 | 2693.14 | 2693.14 | 2693.14 | 2700.5185 | 2693.14 | 2693.14 | 2693.14 | 2700.5185 | 877.54 | 877.54
TAS | Hydro | 133930.258 | 133930.258 | 134297.1902 | 133930.258 | 133930.258 | 133930.258 | 134297.1902 | 133930.258 | 133930.258 | 133930.258 | 134297.1902 | 133930.258 | 133930.258 | 133930.258 | 134297.1902 | 154051.458 | 154051.458 | 154051.458 | 154473.5168 | 154051.458 | 154051.458
TAS | VPP Battery | 0 | 0 | 0 | 0 | 0 | 0 | 0 | 0 | 0 | 0 | 0 | 0 | 0 | 0 | 0 | 0 | 0 | 0 | 0 | 0 | 0
TAS | Wind | 26252.569 | 26252.569 | 26324.4938 | 26252.569 | 26252.569 | 26252.569 | 38923.0231 | 38816.676 | 38816.676 | 38816.676 | 38923.0231 | 38816.676 | 38816.676 | 38816.676 | 38923.0231 | 60830.119 | 73218.9248 | 73218.9248 | 73419.5246 | 73218.9248 | 73218.9248
TAS | Solar | 0 | 0 | 0 | 0 | 0 | 0 | 0 | 0 | 0 | 0 | 0 | 0 | 0 | 0 | 0 | 0 | 0 | 0 | 0 | 0 | 0
Total |  | 162875.967 | 162875.967 | 163322.2025 | 162875.967 | 162875.967 | 162875.967 | 175920.7318 | 175440.074 | 175440.074 | 175440.074 | 175920.7318 | 175440.074 | 175440.074 | 175440.074 | 175920.7318 | 217574.717 | 229963.5228 | 229963.5228 | 230593.5599 | 228147.9228 | 228147.9228

## FuelCost_1
Fuel cost by technology ($000s) - Central (DP1)
Real June 2019 dollars. Years are financial year ending. Some rounding errors may be present.
Region | Technology | 2022 | 2023 | 2024 | 2025 | 2026 | 2027 | 2028 | 2029 | 2030 | 2031 | 2032 | 2033 | 2034 | 2035 | 2036 | 2037 | 2038 | 2039 | 2040 | 2041 | 2042
NEM | Black Coal | 1963956.3478 | 1923702.2404 | 2069132.9212 | 1990538.747 | 1925874.0418 | 1840368.2454 | 2109248.5011 | 1866723.9158 | 1832803.3071 | 2025224.8731 | 1962281.3414 | 1656488.3204 | 1699708.399 | 1693988.4299 | 1038004.8509 | 933198.3831 | 746201.2277 | 758112.8927 | 771301.3804 | 749258.6915 | 725433.9724
NEM | Brown Coal | 260896.4153 | 274837.5734 | 273949.921 | 279349.9871 | 277900.618 | 269042.0246 | 273737.3421 | 263634.9495 | 244914.1544 | 226849.3542 | 196651.9536 | 174769.0412 | 177127.1262 | 174438.9469 | 182052.5566 | 179238.8488 | 174701.0433 | 178533.8325 | 181275.5364 | 177390.9822 | 176251.6966
NEM | CCGT | 237815.0818 | 246250.9468 | 236669.6996 | 134451.3056 | 137746.1886 | 140076.4765 | 141714.0095 | 139721.5457 | 141734.7401 | 144263.6275 | 147663.4844 | 284795.6697 | 245275.3413 | 179027.6617 | 378303.2864 | 193292.4031 | 486070.7487 | 243396.488 | 248440.1015 | 387250.5868 | 190211.9483
NEM | Peaking Gas+Liquids | 10454.7946 | 8417.0058 | 13873.0703 | 6151.4929 | 3357.7429 | 989.0335 | 974.2789 | 3752.6099 | 4747.8763 | 4224.5708 | 9327.7474 | 29923.3692 | 15940.9003 | 19698.4486 | 56094.6605 | 29571.5725 | 200162.1471 | 76622.4362 | 49009.8485 | 153009.1599 | 30329.4953
NEM | Hydro | 0 | 0 | 0 | 0 | 0 | 0 | 0 | 0 | 0 | 0 | 0 | 0 | 0 | 0 | 0 | 0 | 0 | 0 | 0 | 0 | 0
NEM | Dispatchable Storage | 0 | 0 | 0 | 0 | 0 | 0 | 0 | 0 | 0 | 0 | 0 | 0 | 0 | 0 | 0 | 0 | 0 | 0 | 0 | 0 | 0
NEM | Wind | 0 | 0 | 0 | 0 | 0 | 0 | 0 | 0 | 0 | 0 | 0 | 0 | 0 | 0 | 0 | 0 | 0 | 0 | 0 | 0 | 0
NEM | Solar | 0 | 0 | 0 | 0 | 0 | 0 | 0 | 0 | 0 | 0 | 0 | 0 | 0 | 0 | 0 | 0 | 0 | 0 | 0 | 0 | 0
Total |  | 2473122.6394 | 2453207.7664 | 2593625.6122 | 2410491.5326 | 2344878.5912 | 2250475.78 | 2525674.1316 | 2273833.0209 | 2224200.0778 | 2400562.4256 | 2315924.5268 | 2145976.4007 | 2138051.7668 | 2067153.4871 | 1654455.3544 | 1335301.2075 | 1607135.1668 | 1256665.6493 | 1250026.8667 | 1466909.4204 | 1122227.1126
Region | Technology | 2022 | 2023 | 2024 | 2025 | 2026 | 2027 | 2028 | 2029 | 2030 | 2031 | 2032 | 2033 | 2034 | 2035 | 2036 | 2037 | 2038 | 2039 | 2040 | 2041 | 2042
NSW | Black Coal | 984176.9683 | 986060.3213 | 1048522.3971 | 977043.258 | 949592.8019 | 903128.4987 | 1185419.2828 | 1045301.2141 | 1018499.458 | 1182469.6958 | 1128506.6103 | 725850.5669 | 742191.2272 | 732562.5174 | 277474.343 | 284103.6816 | 280392.1541 | 279553.0065 | 284089.4633 | 277390.5113 | 262148.6195
NSW | Brown Coal | 0 | 0 | 0 | 0 | 0 | 0 | 0 | 0 | 0 | 0 | 0 | 0 | 0 | 0 | 0 | 0 | 0 | 0 | 0 | 0 | 0
NSW | CCGT | 2238.7848 | 2370.9647 | 7237.1704 | 4479.9903 | 4729.1395 | 4971.9881 | 5086.813 | 5259.3714 | 5400.0532 | 5607.8926 | 5809.6439 | 42260.0802 | 26054.9858 | 17080.9316 | 89891.2011 | 23016.649 | 146656.6252 | 62006.4035 | 72955.9311 | 141642.5816 | 52038.3015
NSW | Peaking Gas+Liquids | 1417.1326 | 109.9657 | 1882.2225 | 2874.6309 | 10.6067 | 0 | 0 | 82.1774 | 1059.443 | 333.1904 | 2366.27 | 6516.2987 | 2492.036 | 3546.7861 | 11440.8289 | 11231.0878 | 51068.7632 | 22037.2803 | 11699.5666 | 34536.4545 | 6146.4849
NSW | Hydro | 0 | 0 | 0 | 0 | 0 | 0 | 0 | 0 | 0 | 0 | 0 | 0 | 0 | 0 | 0 | 0 | 0 | 0 | 0 | 0 | 0
NSW | Dispatchable Storage | 0 | 0 | 0 | 0 | 0 | 0 | 0 | 0 | 0 | 0 | 0 | 0 | 0 | 0 | 0 | 0 | 0 | 0 | 0 | 0 | 0
NSW | Wind | 0 | 0 | 0 | 0 | 0 | 0 | 0 | 0 | 0 | 0 | 0 | 0 | 0 | 0 | 0 | 0 | 0 | 0 | 0 | 0 | 0
NSW | Solar | 0 | 0 | 0 | 0 | 0 | 0 | 0 | 0 | 0 | 0 | 0 | 0 | 0 | 0 | 0 | 0 | 0 | 0 | 0 | 0 | 0
Total |  | 987832.8858 | 988541.2516 | 1057641.79 | 984397.8791 | 954332.5481 | 908100.4868 | 1190506.0957 | 1050642.7629 | 1024958.9543 | 1188410.7788 | 1136682.5242 | 774626.9458 | 770738.249 | 753190.2351 | 378806.373 | 318351.4184 | 478117.5425 | 363596.6903 | 368744.961 | 453569.5473 | 320333.406
Region | Technology | 2022 | 2023 | 2024 | 2025 | 2026 | 2027 | 2028 | 2029 | 2030 | 2031 | 2032 | 2033 | 2034 | 2035 | 2036 | 2037 | 2038 | 2039 | 2040 | 2041 | 2042
QLD | Black Coal | 979779.3795 | 937641.9191 | 1020610.5241 | 1013495.489 | 976281.2399 | 937239.7467 | 923829.2183 | 821422.7017 | 814303.849 | 842755.1773 | 833774.7312 | 930637.7535 | 957517.1718 | 961425.9126 | 760530.5079 | 649094.7015 | 465809.0736 | 478559.8862 | 487211.9171 | 471868.1802 | 463285.3529
QLD | Brown Coal | 0 | 0 | 0 | 0 | 0 | 0 | 0 | 0 | 0 | 0 | 0 | 0 | 0 | 0 | 0 | 0 | 0 | 0 | 0 | 0 | 0
QLD | CCGT | 79796.9723 | 80105.8094 | 90807.804 | 88127.5797 | 88532.9231 | 88928.0159 | 89336.3024 | 85194.5486 | 85307.8539 | 85475.248 | 85859.5432 | 116368.5433 | 103724.7733 | 90886.0564 | 164244.8724 | 120374.2529 | 286123.2712 | 167348.845 | 175484.1704 | 245608.0052 | 138173.6468
QLD | Peaking Gas+Liquids | 284.8684 | 66.9974 | 376.6336 | 1703.4777 | 251.2572 | 59.6091 | 15.0986 | 2081.9346 | 932.9419 | 1619.7739 | 219.097 | 2914.7335 | 1458.5819 | 3012.5084 | 3248.2281 | 4864.203 | 23404.8238 | 17447.5005 | 5189.5995 | 20691.0043 | 2519.0057
QLD | Hydro | 0 | 0 | 0 | 0 | 0 | 0 | 0 | 0 | 0 | 0 | 0 | 0 | 0 | 0 | 0 | 0 | 0 | 0 | 0 | 0 | 0
QLD | Dispatchable Storage | 0 | 0 | 0 | 0 | 0 | 0 | 0 | 0 | 0 | 0 | 0 | 0 | 0 | 0 | 0 | 0 | 0 | 0 | 0 | 0 | 0
QLD | Wind | 0 | 0 | 0 | 0 | 0 | 0 | 0 | 0 | 0 | 0 | 0 | 0 | 0 | 0 | 0 | 0 | 0 | 0 | 0 | 0 | 0
QLD | Solar | 0 | 0 | 0 | 0 | 0 | 0 | 0 | 0 | 0 | 0 | 0 | 0 | 0 | 0 | 0 | 0 | 0 | 0 | 0 | 0 | 0
Total |  | 1059861.2202 | 1017814.726 | 1111794.9618 | 1103326.5464 | 1065065.4203 | 1026227.3718 | 1013180.6193 | 908699.185 | 900544.6449 | 929850.1991 | 919853.3715 | 1049921.0303 | 1062700.527 | 1055324.4775 | 928023.6085 | 774333.1574 | 775337.1685 | 663356.2317 | 667885.687 | 738167.1897 | 603978.0054
Region | Technology | 2022 | 2023 | 2024 | 2025 | 2026 | 2027 | 2028 | 2029 | 2030 | 2031 | 2032 | 2033 | 2034 | 2035 | 2036 | 2037 | 2038 | 2039 | 2040 | 2041 | 2042
VIC | Black Coal | 0 | 0 | 0 | 0 | 0 | 0 | 0 | 0 | 0 | 0 | 0 | 0 | 0 | 0 | 0 | 0 | 0 | 0 | 0 | 0 | 0
VIC | Brown Coal | 260896.4153 | 274837.5734 | 273949.921 | 279349.9871 | 277900.618 | 269042.0246 | 273737.3421 | 263634.9495 | 244914.1544 | 226849.3542 | 196651.9536 | 174769.0412 | 177127.1262 | 174438.9469 | 182052.5566 | 179238.8488 | 174701.0433 | 178533.8325 | 181275.5364 | 177390.9822 | 176251.6966
VIC | CCGT | 3033.038 | 1493.2419 | 1430.1338 | 770.1753 | 1068.5203 | 478.049 | 515.9445 | 867.7511 | 1304.525 | 1504.4538 | 2424.6143 | 6680.5993 | 6812.7854 | 8802.837 | 10869.7288 | 5498.2747 | 53290.8524 | 14041.2395 | 0 | 0 | 0
VIC | Peaking Gas+Liquids | 3254.5903 | 1727.7094 | 1151.3429 | 872.4406 | 1981.2089 | 472.2549 | 487.4142 | 939.4159 | 1721.2657 | 1241.6005 | 4375.9216 | 6473.1205 | 2603.6742 | 3913.465 | 13628.0324 | 5680.0196 | 51313.3402 | 17179.2826 | 12268.4821 | 31325.5069 | 7378.8945
VIC | Hydro | 0 | 0 | 0 | 0 | 0 | 0 | 0 | 0 | 0 | 0 | 0 | 0 | 0 | 0 | 0 | 0 | 0 | 0 | 0 | 0 | 0
VIC | Dispatchable Storage | 0 | 0 | 0 | 0 | 0 | 0 | 0 | 0 | 0 | 0 | 0 | 0 | 0 | 0 | 0 | 0 | 0 | 0 | 0 | 0 | 0
VIC | Wind | 0 | 0 | 0 | 0 | 0 | 0 | 0 | 0 | 0 | 0 | 0 | 0 | 0 | 0 | 0 | 0 | 0 | 0 | 0 | 0 | 0
VIC | Solar | 0 | 0 | 0 | 0 | 0 | 0 | 0 | 0 | 0 | 0 | 0 | 0 | 0 | 0 | 0 | 0 | 0 | 0 | 0 | 0 | 0
Total |  | 267184.0436 | 278058.5247 | 276531.3977 | 280992.603 | 280950.3472 | 269992.3284 | 274740.7008 | 265442.1165 | 247939.9451 | 229595.4084 | 203452.4894 | 187922.761 | 186543.5858 | 187155.249 | 206550.3178 | 190417.143 | 279305.2358 | 209754.3546 | 193544.0185 | 208716.4892 | 183630.5911
Region | Technology | 2022 | 2023 | 2024 | 2025 | 2026 | 2027 | 2028 | 2029 | 2030 | 2031 | 2032 | 2033 | 2034 | 2035 | 2036 | 2037 | 2038 | 2039 | 2040 | 2041 | 2042
SA | Black Coal | 0 | 0 | 0 | 0 | 0 | 0 | 0 | 0 | 0 | 0 | 0 | 0 | 0 | 0 | 0 | 0 | 0 | 0 | 0 | 0 | 0
SA | Brown Coal | 0 | 0 | 0 | 0 | 0 | 0 | 0 | 0 | 0 | 0 | 0 | 0 | 0 | 0 | 0 | 0 | 0 | 0 | 0 | 0 | 0
SA | CCGT | 152746.2867 | 162280.9308 | 137194.5914 | 41073.5604 | 43415.6056 | 45698.4235 | 46774.9497 | 48399.8746 | 49722.3079 | 51676.0331 | 53569.6829 | 119486.447 | 108682.7968 | 62257.8366 | 113297.4842 | 44403.2266 | 0 | 0 | 0 | 0 | 0
SA | Peaking Gas+Liquids | 5498.2032 | 6512.3333 | 10462.8714 | 700.9437 | 1114.6701 | 457.1695 | 471.766 | 649.0819 | 1034.2256 | 1030.0061 | 2366.4588 | 14019.2166 | 9386.6082 | 9225.689 | 27777.571 | 7796.2621 | 73993.1856 | 19606.0841 | 19852.2002 | 66390.9878 | 14285.1102
SA | Hydro | 0 | 0 | 0 | 0 | 0 | 0 | 0 | 0 | 0 | 0 | 0 | 0 | 0 | 0 | 0 | 0 | 0 | 0 | 0 | 0 | 0
SA | Dispatchable Storage | 0 | 0 | 0 | 0 | 0 | 0 | 0 | 0 | 0 | 0 | 0 | 0 | 0 | 0 | 0 | 0 | 0 | 0 | 0 | 0 | 0
SA | Wind | 0 | 0 | 0 | 0 | 0 | 0 | 0 | 0 | 0 | 0 | 0 | 0 | 0 | 0 | 0 | 0 | 0 | 0 | 0 | 0 | 0
SA | Solar | 0 | 0 | 0 | 0 | 0 | 0 | 0 | 0 | 0 | 0 | 0 | 0 | 0 | 0 | 0 | 0 | 0 | 0 | 0 | 0 | 0
Total |  | 158244.4899 | 168793.2642 | 147657.4627 | 41774.5041 | 44530.2757 | 46155.593 | 47246.7157 | 49048.9565 | 50756.5335 | 52706.0393 | 55936.1417 | 133505.6635 | 118069.405 | 71483.5256 | 141075.0552 | 52199.4888 | 73993.1856 | 19606.0841 | 19852.2002 | 66390.9878 | 14285.1102
Region | Technology | 2022 | 2023 | 2024 | 2025 | 2026 | 2027 | 2028 | 2029 | 2030 | 2031 | 2032 | 2033 | 2034 | 2035 | 2036 | 2037 | 2038 | 2039 | 2040 | 2041 | 2042
TAS | Black Coal | 0 | 0 | 0 | 0 | 0 | 0 | 0 | 0 | 0 | 0 | 0 | 0 | 0 | 0 | 0 | 0 | 0 | 0 | 0 | 0 | 0
TAS | Brown Coal | 0 | 0 | 0 | 0 | 0 | 0 | 0 | 0 | 0 | 0 | 0 | 0 | 0 | 0 | 0 | 0 | 0 | 0 | 0 | 0 | 0
TAS | CCGT | 0 | 0 | 0 | 0 | 0 | 0 | 0 | 0 | 0 | 0 | 0 | 0 | 0 | 0 | 0 | 0 | 0 | 0 | 0 | 0 | 0
TAS | Peaking Gas+Liquids | 0 | 0 | 0 | 0 | 0 | 0 | 0 | 0 | 0 | 0 | 0 | 0 | 0 | 0 | 0 | 0 | 382.0343 | 352.2886 | 0 | 65.2063 | 0
TAS | Hydro | 0 | 0 | 0 | 0 | 0 | 0 | 0 | 0 | 0 | 0 | 0 | 0 | 0 | 0 | 0 | 0 | 0 | 0 | 0 | 0 | 0
TAS | VPP Battery | 0 | 0 | 0 | 0 | 0 | 0 | 0 | 0 | 0 | 0 | 0 | 0 | 0 | 0 | 0 | 0 | 0 | 0 | 0 | 0 | 0
TAS | Wind | 0 | 0 | 0 | 0 | 0 | 0 | 0 | 0 | 0 | 0 | 0 | 0 | 0 | 0 | 0 | 0 | 0 | 0 | 0 | 0 | 0
TAS | Solar | 0 | 0 | 0 | 0 | 0 | 0 | 0 | 0 | 0 | 0 | 0 | 0 | 0 | 0 | 0 | 0 | 0 | 0 | 0 | 0 | 0
Total |  | 0 | 0 | 0 | 0 | 0 | 0 | 0 | 0 | 0 | 0 | 0 | 0 | 0 | 0 | 0 | 0 | 382.0343 | 352.2886 | 0 | 65.2063 | 0

## FuelCost_2
Fuel cost by technology ($000s) - Central with early coal closure (DP1)
Real June 2019 dollars. Years are financial year ending. Some rounding errors may be present.
Region | Technology | 2022 | 2023 | 2024 | 2025 | 2026 | 2027 | 2028 | 2029 | 2030 | 2031 | 2032 | 2033 | 2034 | 2035 | 2036 | 2037 | 2038 | 2039 | 2040 | 2041 | 2042
NEM | Black Coal | 1963956.3478 | 1923702.2404 | 2069132.9212 | 1990538.747 | 1925800.5568 | 1839175.0779 | 2266238.877 | 1996823.7252 | 1909081.3299 | 2090079.7195 | 1976561.043 | 1658537.6604 | 1699149.6479 | 1695650.6276 | 1033390.4874 | 934359.9185 | 747501.9928 | 758703.8268 | 771821.5778 | 748876.0362 | 724608.4477
NEM | Brown Coal | 260896.4153 | 274837.5734 | 273949.921 | 279349.9871 | 277879.2971 | 269759.7329 | 185255.3943 | 180068.1738 | 180217.9434 | 180701.9332 | 170484.2268 | 175280.0672 | 176824.2319 | 174209.8237 | 182042.6392 | 179636.2329 | 174949.7212 | 178850.3771 | 181433.4864 | 177450.1363 | 176462.8671
NEM | CCGT | 237815.0818 | 246250.9468 | 236669.6996 | 134451.3056 | 137745.4726 | 140091.3818 | 143598.5236 | 140612.812 | 142441.6308 | 145343.0759 | 148236.4293 | 339677.318 | 273009.9523 | 200316.9911 | 377414.6367 | 190928.0632 | 484772.4866 | 241322.7474 | 246700.0717 | 389737.6148 | 192755.1133
NEM | Peaking Gas+Liquids | 10454.7946 | 8417.0058 | 13873.0703 | 6151.4929 | 3355.4355 | 1007.1291 | 10954.7548 | 6658.0703 | 6537.4417 | 7916.899 | 10155.2599 | 34002.0175 | 18209.9395 | 21802.9854 | 56108.8351 | 28316.0062 | 195639.932 | 74376.7331 | 46823.91 | 152353.1976 | 28830.1028
NEM | Hydro | 0 | 0 | 0 | 0 | 0 | 0 | 0 | 0 | 0 | 0 | 0 | 0 | 0 | 0 | 0 | 0 | 0 | 0 | 0 | 0 | 0
NEM | Dispatchable Storage | 0 | 0 | 0 | 0 | 0 | 0 | 0 | 0 | 0 | 0 | 0 | 0 | 0 | 0 | 0 | 0 | 0 | 0 | 0 | 0 | 0
NEM | Wind | 0 | 0 | 0 | 0 | 0 | 0 | 0 | 0 | 0 | 0 | 0 | 0 | 0 | 0 | 0 | 0 | 0 | 0 | 0 | 0 | 0
NEM | Solar | 0 | 0 | 0 | 0 | 0 | 0 | 0 | 0 | 0 | 0 | 0 | 0 | 0 | 0 | 0 | 0 | 0 | 0 | 0 | 0 | 0
Total |  | 2473122.6394 | 2453207.7664 | 2593625.6122 | 2410491.5326 | 2344780.7619 | 2250033.3216 | 2606047.5497 | 2324162.7813 | 2238278.3457 | 2424041.6277 | 2305436.959 | 2207497.0631 | 2167193.7715 | 2091980.4278 | 1648956.5985 | 1333240.2209 | 1602864.1326 | 1253253.6844 | 1246779.0459 | 1468416.9849 | 1122656.5309
Region | Technology | 2022 | 2023 | 2024 | 2025 | 2026 | 2027 | 2028 | 2029 | 2030 | 2031 | 2032 | 2033 | 2034 | 2035 | 2036 | 2037 | 2038 | 2039 | 2040 | 2041 | 2042
NSW | Black Coal | 984176.9683 | 986060.3213 | 1048522.3971 | 977043.258 | 949542.2301 | 902194.2182 | 1317826.8333 | 1156982.9227 | 1090391.1076 | 1246085.3272 | 1141208.4013 | 726643.7917 | 741897.9503 | 732658.1952 | 274819.1922 | 284614.7842 | 280628.9028 | 279854.7552 | 284089.4633 | 277423.1294 | 261892.9242
NSW | Brown Coal | 0 | 0 | 0 | 0 | 0 | 0 | 0 | 0 | 0 | 0 | 0 | 0 | 0 | 0 | 0 | 0 | 0 | 0 | 0 | 0 | 0
NSW | CCGT | 2238.7848 | 2370.9647 | 7237.1704 | 4479.9903 | 4729.1395 | 4971.9881 | 5086.813 | 5259.3714 | 5400.0532 | 5607.8926 | 5809.6439 | 65142.281 | 37694.8919 | 17928.6307 | 89504.5528 | 22632.1913 | 147190.1646 | 61131.5198 | 72513.1682 | 142220.2022 | 52404.6756
NSW | Peaking Gas+Liquids | 1417.1326 | 109.9657 | 1882.2225 | 2874.6309 | 10.6067 | 0 | 0 | 353.2305 | 964.8144 | 327.1981 | 2243.9745 | 7159.5576 | 2454.9886 | 3415.6221 | 11034.0096 | 11130.8456 | 49001.5585 | 21705.0857 | 11378.6449 | 35156.4303 | 5845.8149
NSW | Hydro | 0 | 0 | 0 | 0 | 0 | 0 | 0 | 0 | 0 | 0 | 0 | 0 | 0 | 0 | 0 | 0 | 0 | 0 | 0 | 0 | 0
NSW | Dispatchable Storage | 0 | 0 | 0 | 0 | 0 | 0 | 0 | 0 | 0 | 0 | 0 | 0 | 0 | 0 | 0 | 0 | 0 | 0 | 0 | 0 | 0
NSW | Wind | 0 | 0 | 0 | 0 | 0 | 0 | 0 | 0 | 0 | 0 | 0 | 0 | 0 | 0 | 0 | 0 | 0 | 0 | 0 | 0 | 0
NSW | Solar | 0 | 0 | 0 | 0 | 0 | 0 | 0 | 0 | 0 | 0 | 0 | 0 | 0 | 0 | 0 | 0 | 0 | 0 | 0 | 0 | 0
Total |  | 987832.8858 | 988541.2516 | 1057641.79 | 984397.8791 | 954281.9762 | 907166.2064 | 1322913.6463 | 1162595.5246 | 1096755.9752 | 1252020.4179 | 1149262.0197 | 798945.6303 | 782047.8308 | 754002.4479 | 375357.7546 | 318377.821 | 476820.6259 | 362691.3607 | 367981.2764 | 454799.7619 | 320143.4147
Region | Technology | 2022 | 2023 | 2024 | 2025 | 2026 | 2027 | 2028 | 2029 | 2030 | 2031 | 2032 | 2033 | 2034 | 2035 | 2036 | 2037 | 2038 | 2039 | 2040 | 2041 | 2042
QLD | Black Coal | 979779.3795 | 937641.9191 | 1020610.5241 | 1013495.489 | 976258.3267 | 936980.8596 | 948412.0437 | 839840.8025 | 818690.2223 | 843994.3923 | 835352.6418 | 931893.8687 | 957251.6977 | 962992.4324 | 758571.2953 | 649745.1344 | 466873.09 | 478849.0716 | 487732.1145 | 471452.9068 | 462715.5235
QLD | Brown Coal | 0 | 0 | 0 | 0 | 0 | 0 | 0 | 0 | 0 | 0 | 0 | 0 | 0 | 0 | 0 | 0 | 0 | 0 | 0 | 0 | 0
QLD | CCGT | 79796.9723 | 80105.8094 | 90807.804 | 88127.5797 | 88532.9231 | 88928.0159 | 89336.3024 | 85194.5486 | 85307.8539 | 85475.248 | 85859.5432 | 120264.3868 | 106018.8385 | 97182.7811 | 163534.1434 | 120131.6079 | 285502.0618 | 166824.2177 | 174186.9035 | 247517.4126 | 140350.4376
QLD | Peaking Gas+Liquids | 284.8684 | 66.9974 | 376.6336 | 1703.4777 | 251.2572 | 59.6091 | 15.0986 | 2075.7065 | 937.3571 | 1610.6475 | 206.6823 | 2958.6342 | 1492.7489 | 3033.6512 | 3222.2274 | 4471.5983 | 23239.3937 | 17337.5855 | 5007.977 | 20818.6047 | 2829.328
QLD | Hydro | 0 | 0 | 0 | 0 | 0 | 0 | 0 | 0 | 0 | 0 | 0 | 0 | 0 | 0 | 0 | 0 | 0 | 0 | 0 | 0 | 0
QLD | Dispatchable Storage | 0 | 0 | 0 | 0 | 0 | 0 | 0 | 0 | 0 | 0 | 0 | 0 | 0 | 0 | 0 | 0 | 0 | 0 | 0 | 0 | 0
QLD | Wind | 0 | 0 | 0 | 0 | 0 | 0 | 0 | 0 | 0 | 0 | 0 | 0 | 0 | 0 | 0 | 0 | 0 | 0 | 0 | 0 | 0
QLD | Solar | 0 | 0 | 0 | 0 | 0 | 0 | 0 | 0 | 0 | 0 | 0 | 0 | 0 | 0 | 0 | 0 | 0 | 0 | 0 | 0 | 0
Total |  | 1059861.2202 | 1017814.726 | 1111794.9618 | 1103326.5464 | 1065042.507 | 1025968.4847 | 1037763.4447 | 927111.0576 | 904935.4333 | 931080.2878 | 921418.8673 | 1055116.8897 | 1064763.285 | 1063208.8647 | 925327.6661 | 774348.3406 | 775614.5456 | 663010.8748 | 666926.9949 | 739788.9241 | 605895.2892
Region | Technology | 2022 | 2023 | 2024 | 2025 | 2026 | 2027 | 2028 | 2029 | 2030 | 2031 | 2032 | 2033 | 2034 | 2035 | 2036 | 2037 | 2038 | 2039 | 2040 | 2041 | 2042
VIC | Black Coal | 0 | 0 | 0 | 0 | 0 | 0 | 0 | 0 | 0 | 0 | 0 | 0 | 0 | 0 | 0 | 0 | 0 | 0 | 0 | 0 | 0
VIC | Brown Coal | 260896.4153 | 274837.5734 | 273949.921 | 279349.9871 | 277879.2971 | 269759.7329 | 185255.3943 | 180068.1738 | 180217.9434 | 180701.9332 | 170484.2268 | 175280.0672 | 176824.2319 | 174209.8237 | 182042.6392 | 179636.2329 | 174949.7212 | 178850.3771 | 181433.4864 | 177450.1363 | 176462.8671
VIC | CCGT | 3033.038 | 1493.2419 | 1430.1338 | 770.1753 | 1067.8043 | 492.9542 | 2242.057 | 1759.0174 | 2011.4157 | 2583.9022 | 2997.5592 | 7357.5227 | 6166.1462 | 7991.8916 | 10573.49 | 5142.052 | 52080.2601 | 13367.0099 | 0 | 0 | 0
VIC | Peaking Gas+Liquids | 3254.5903 | 1727.7094 | 1151.3429 | 872.4406 | 1981.1731 | 480.6725 | 1902.6648 | 2287.6397 | 2892.6122 | 2112.0991 | 4726.2609 | 6322.1066 | 2611.2449 | 4341.1969 | 12815.2696 | 5011.9218 | 49956.7124 | 15875.9718 | 11136.62 | 30557.8264 | 7093.8017
VIC | Hydro | 0 | 0 | 0 | 0 | 0 | 0 | 0 | 0 | 0 | 0 | 0 | 0 | 0 | 0 | 0 | 0 | 0 | 0 | 0 | 0 | 0
VIC | Dispatchable Storage | 0 | 0 | 0 | 0 | 0 | 0 | 0 | 0 | 0 | 0 | 0 | 0 | 0 | 0 | 0 | 0 | 0 | 0 | 0 | 0 | 0
VIC | Wind | 0 | 0 | 0 | 0 | 0 | 0 | 0 | 0 | 0 | 0 | 0 | 0 | 0 | 0 | 0 | 0 | 0 | 0 | 0 | 0 | 0
VIC | Solar | 0 | 0 | 0 | 0 | 0 | 0 | 0 | 0 | 0 | 0 | 0 | 0 | 0 | 0 | 0 | 0 | 0 | 0 | 0 | 0 | 0
Total |  | 267184.0436 | 278058.5247 | 276531.3977 | 280992.603 | 280928.2745 | 270733.3596 | 189400.1161 | 184114.8309 | 185121.9714 | 185397.9345 | 178208.0469 | 188959.6965 | 185601.623 | 186542.9122 | 205431.3988 | 189790.2067 | 276986.6938 | 208093.3588 | 192570.1064 | 208007.9627 | 183556.6688
Region | Technology | 2022 | 2023 | 2024 | 2025 | 2026 | 2027 | 2028 | 2029 | 2030 | 2031 | 2032 | 2033 | 2034 | 2035 | 2036 | 2037 | 2038 | 2039 | 2040 | 2041 | 2042
SA | Black Coal | 0 | 0 | 0 | 0 | 0 | 0 | 0 | 0 | 0 | 0 | 0 | 0 | 0 | 0 | 0 | 0 | 0 | 0 | 0 | 0 | 0
SA | Brown Coal | 0 | 0 | 0 | 0 | 0 | 0 | 0 | 0 | 0 | 0 | 0 | 0 | 0 | 0 | 0 | 0 | 0 | 0 | 0 | 0 | 0
SA | CCGT | 152746.2867 | 162280.9308 | 137194.5914 | 41073.5604 | 43415.6056 | 45698.4235 | 46933.3511 | 48399.8746 | 49722.3079 | 51676.0331 | 53569.6829 | 146913.1275 | 123130.0756 | 77213.6878 | 113802.4505 | 43022.212 | 0 | 0 | 0 | 0 | 0
SA | Peaking Gas+Liquids | 5498.2032 | 6512.3333 | 10462.8714 | 700.9437 | 1112.3985 | 466.8474 | 9036.9915 | 1941.4936 | 1742.658 | 3866.9544 | 2978.3421 | 17561.7191 | 11650.9572 | 11012.5152 | 29037.3285 | 7701.6406 | 73061.3174 | 19210.8926 | 19300.6681 | 65764.4451 | 13061.1582
SA | Hydro | 0 | 0 | 0 | 0 | 0 | 0 | 0 | 0 | 0 | 0 | 0 | 0 | 0 | 0 | 0 | 0 | 0 | 0 | 0 | 0 | 0
SA | Dispatchable Storage | 0 | 0 | 0 | 0 | 0 | 0 | 0 | 0 | 0 | 0 | 0 | 0 | 0 | 0 | 0 | 0 | 0 | 0 | 0 | 0 | 0
SA | Wind | 0 | 0 | 0 | 0 | 0 | 0 | 0 | 0 | 0 | 0 | 0 | 0 | 0 | 0 | 0 | 0 | 0 | 0 | 0 | 0 | 0
SA | Solar | 0 | 0 | 0 | 0 | 0 | 0 | 0 | 0 | 0 | 0 | 0 | 0 | 0 | 0 | 0 | 0 | 0 | 0 | 0 | 0 | 0
Total |  | 158244.4899 | 168793.2642 | 147657.4627 | 41774.5041 | 44528.0041 | 46165.271 | 55970.3426 | 50341.3682 | 51464.9658 | 55542.9875 | 56548.0251 | 164474.8466 | 134781.0328 | 88226.203 | 142839.779 | 50723.8525 | 73061.3174 | 19210.8926 | 19300.6681 | 65764.4451 | 13061.1582
Region | Technology | 2022 | 2023 | 2024 | 2025 | 2026 | 2027 | 2028 | 2029 | 2030 | 2031 | 2032 | 2033 | 2034 | 2035 | 2036 | 2037 | 2038 | 2039 | 2040 | 2041 | 2042
TAS | Black Coal | 0 | 0 | 0 | 0 | 0 | 0 | 0 | 0 | 0 | 0 | 0 | 0 | 0 | 0 | 0 | 0 | 0 | 0 | 0 | 0 | 0
TAS | Brown Coal | 0 | 0 | 0 | 0 | 0 | 0 | 0 | 0 | 0 | 0 | 0 | 0 | 0 | 0 | 0 | 0 | 0 | 0 | 0 | 0 | 0
TAS | CCGT | 0 | 0 | 0 | 0 | 0 | 0 | 0 | 0 | 0 | 0 | 0 | 0 | 0 | 0 | 0 | 0 | 0 | 0 | 0 | 0 | 0
TAS | Peaking Gas+Liquids | 0 | 0 | 0 | 0 | 0 | 0 | 0 | 0 | 0 | 0 | 0 | 0 | 0 | 0 | 0 | 0 | 380.95 | 247.1975 | 0 | 55.8911 | 0
TAS | Hydro | 0 | 0 | 0 | 0 | 0 | 0 | 0 | 0 | 0 | 0 | 0 | 0 | 0 | 0 | 0 | 0 | 0 | 0 | 0 | 0 | 0
TAS | VPP Battery | 0 | 0 | 0 | 0 | 0 | 0 | 0 | 0 | 0 | 0 | 0 | 0 | 0 | 0 | 0 | 0 | 0 | 0 | 0 | 0 | 0
TAS | Wind | 0 | 0 | 0 | 0 | 0 | 0 | 0 | 0 | 0 | 0 | 0 | 0 | 0 | 0 | 0 | 0 | 0 | 0 | 0 | 0 | 0
TAS | Solar | 0 | 0 | 0 | 0 | 0 | 0 | 0 | 0 | 0 | 0 | 0 | 0 | 0 | 0 | 0 | 0 | 0 | 0 | 0 | 0 | 0
Total |  | 0 | 0 | 0 | 0 | 0 | 0 | 0 | 0 | 0 | 0 | 0 | 0 | 0 | 0 | 0 | 0 | 380.95 | 247.1975 | 0 | 55.8911 | 0

## BuildCost_1
New generation build cost (CAPEX) by technology ($000s) - Central (DP1)
Real June 2019 dollars. Years are financial year ending. The total capital costs are annualised for modelling purposes and presented here on an annualised basis. Some rounding errors may be present.
Region | Technology | 2022 | 2023 | 2024 | 2025 | 2026 | 2027 | 2028 | 2029 | 2030 | 2031 | 2032 | 2033 | 2034 | 2035 | 2036 | 2037 | 2038 | 2039 | 2040 | 2041 | 2042
NEM | Black Coal | 0 | 0 | 0 | 0 | 0 | 0 | 0 | 0 | 0 | 0 | 0 | 0 | 0 | 0 | 0 | 0 | 0 | 0 | 0 | 0 | 0
NEM | Brown Coal | 0 | 0 | 0 | 0 | 0 | 0 | 0 | 0 | 0 | 0 | 0 | 0 | 0 | 0 | 0 | 0 | 0 | 0 | 0 | 0 | 0
NEM | CCGT | 0 | 0 | 0 | 0 | 0 | 0 | 0 | 0 | 0 | 0 | 0 | 0 | 0 | 0 | 0 | 0 | 0 | 0 | 0 | 0 | 0
NEM | Peaking Gas+Liquids | 0 | 0 | 0 | 0 | 0 | 0 | 0 | 0 | 0 | 0 | 0 | 0 | 0 | 0 | 0 | 0 | 0 | 0 | 0 | 0 | 0
NEM | Hydro | 0 | 0 | 0 | 0 | 0 | 0 | 0 | 0 | 0 | 0 | 0 | 0 | 0 | 0 | 0 | 0 | 0 | 0 | 0 | 0 | 0
NEM | Dispatchable Storage | 0 | 4777.3036 | 4777.3036 | 4777.3036 | 4777.3036 | 4777.3036 | 4777.3036 | 4777.3036 | 4777.3036 | 4777.3036 | 19224.0715 | 36754.2838 | 158369.1235 | 224801.4292 | 523715.4202 | 614015.6485 | 659900.1143 | 805925.3112 | 805925.3112 | 923787.6192 | 1035846.515
NEM | Wind | 0 | 156032.4354 | 156032.4354 | 156032.4354 | 236738.5979 | 338789.7566 | 419392.8002 | 654706.1653 | 783854.3953 | 783854.3953 | 783854.3953 | 1023470.3268 | 1050928.5895 | 1050928.5895 | 1593241.8723 | 1815808.0823 | 2429674.1755 | 2429674.1755 | 2477804.2043 | 2558916.2948 | 2558916.2948
NEM | Solar | 0 | 72661.4579 | 72661.4579 | 81314.0336 | 94518.9106 | 139977.5463 | 246925.7592 | 265580.9069 | 282932.2114 | 344358.2491 | 373390.8555 | 660963.7257 | 713546.0893 | 713546.0893 | 894936.2645 | 894936.2645 | 979976.7899 | 979976.7899 | 1005889.0781 | 1104967.0407 | 1104967.0407
Total |  | 0 | 233471.197 | 233471.197 | 242123.7727 | 336034.8121 | 483544.6066 | 671095.863 | 925064.3758 | 1071563.9103 | 1132989.9481 | 1176469.3223 | 1721188.3364 | 1922843.8023 | 1989276.1079 | 3011893.557 | 3324759.9953 | 4069551.0797 | 4215576.2766 | 4289618.5936 | 4587670.9546 | 4699729.8505
Region | Technology | 2022 | 2023 | 2024 | 2025 | 2026 | 2027 | 2028 | 2029 | 2030 | 2031 | 2032 | 2033 | 2034 | 2035 | 2036 | 2037 | 2038 | 2039 | 2040 | 2041 | 2042
NSW | Black Coal | 0 | 0 | 0 | 0 | 0 | 0 | 0 | 0 | 0 | 0 | 0 | 0 | 0 | 0 | 0 | 0 | 0 | 0 | 0 | 0 | 0
NSW | Brown Coal | 0 | 0 | 0 | 0 | 0 | 0 | 0 | 0 | 0 | 0 | 0 | 0 | 0 | 0 | 0 | 0 | 0 | 0 | 0 | 0 | 0
NSW | CCGT | 0 | 0 | 0 | 0 | 0 | 0 | 0 | 0 | 0 | 0 | 0 | 0 | 0 | 0 | 0 | 0 | 0 | 0 | 0 | 0 | 0
NSW | Peaking Gas+Liquids | 0 | 0 | 0 | 0 | 0 | 0 | 0 | 0 | 0 | 0 | 0 | 0 | 0 | 0 | 0 | 0 | 0 | 0 | 0 | 0 | 0
NSW | Hydro | 0 | 0 | 0 | 0 | 0 | 0 | 0 | 0 | 0 | 0 | 0 | 0 | 0 | 0 | 0 | 0 | 0 | 0 | 0 | 0 | 0
NSW | Dispatchable Storage | 0 | 0 | 0 | 0 | 0 | 0 | 0 | 0 | 0 | 0 | 0 | 0 | 69574.9083 | 109884.8361 | 315545.9531 | 320730.4637 | 320730.4637 | 344656.2903 | 344656.2903 | 446857.367 | 446857.367
NSW | Wind | 0 | 32459.581 | 32459.581 | 32459.581 | 32459.581 | 32459.581 | 32459.581 | 32459.581 | 32459.581 | 32459.581 | 32459.581 | 181835.8445 | 209294.1071 | 209294.1071 | 501228.1257 | 501228.1257 | 665127.5857 | 665127.5857 | 665127.5857 | 665127.5857 | 665127.5857
NSW | Solar | 0 | 35435.7994 | 35435.7994 | 35435.7994 | 35435.7994 | 35435.7994 | 35435.7994 | 35435.7994 | 35435.7994 | 75709.1279 | 87499.1104 | 315042.6026 | 359271.3903 | 359271.3903 | 429574.1939 | 429574.1939 | 496789.7908 | 496789.7908 | 515541.0271 | 614618.9897 | 614618.9897
Total |  | 0 | 67895.3804 | 67895.3804 | 67895.3804 | 67895.3804 | 67895.3804 | 67895.3804 | 67895.3804 | 67895.3804 | 108168.7089 | 119958.6914 | 496878.4471 | 638140.4058 | 678450.3336 | 1246348.2727 | 1251532.7833 | 1482647.8402 | 1506573.6667 | 1525324.903 | 1726603.9424 | 1726603.9424
Region | Technology | 2022 | 2023 | 2024 | 2025 | 2026 | 2027 | 2028 | 2029 | 2030 | 2031 | 2032 | 2033 | 2034 | 2035 | 2036 | 2037 | 2038 | 2039 | 2040 | 2041 | 2042
QLD | Black Coal | 0 | 0 | 0 | 0 | 0 | 0 | 0 | 0 | 0 | 0 | 0 | 0 | 0 | 0 | 0 | 0 | 0 | 0 | 0 | 0 | 0
QLD | Brown Coal | 0 | 0 | 0 | 0 | 0 | 0 | 0 | 0 | 0 | 0 | 0 | 0 | 0 | 0 | 0 | 0 | 0 | 0 | 0 | 0 | 0
QLD | CCGT | 0 | 0 | 0 | 0 | 0 | 0 | 0 | 0 | 0 | 0 | 0 | 0 | 0 | 0 | 0 | 0 | 0 | 0 | 0 | 0 | 0
QLD | Peaking Gas+Liquids | 0 | 0 | 0 | 0 | 0 | 0 | 0 | 0 | 0 | 0 | 0 | 0 | 0 | 0 | 0 | 0 | 0 | 0 | 0 | 0 | 0
QLD | Hydro | 0 | 0 | 0 | 0 | 0 | 0 | 0 | 0 | 0 | 0 | 0 | 0 | 0 | 0 | 0 | 0 | 0 | 0 | 0 | 0 | 0
QLD | Dispatchable Storage | 0 | 4777.3036 | 4777.3036 | 4777.3036 | 4777.3036 | 4777.3036 | 4777.3036 | 4777.3036 | 4777.3036 | 4777.3036 | 4777.3036 | 0 | 52039.9313 | 70086.4611 | 163339.3351 | 185817.8477 | 185817.8477 | 307917.218 | 307917.218 | 323578.4492 | 323578.4492
QLD | Wind | 0 | 71581.516 | 71581.516 | 71581.516 | 120874.8314 | 155834.4446 | 162082.4905 | 332558.0855 | 396414.8588 | 396414.8588 | 396414.8588 | 396414.8588 | 396414.8588 | 396414.8588 | 604002.6758 | 745831.7462 | 983012.8614 | 983012.8614 | 1009813.5826 | 1009813.5826 | 1009813.5826
QLD | Solar | 0 | 37225.6586 | 37225.6586 | 37225.6586 | 37225.6586 | 69655.9943 | 164248.4094 | 170905.5369 | 176426.9752 | 176426.9752 | 176426.9752 | 176426.9752 | 176426.9752 | 176426.9752 | 233140.6018 | 233140.6018 | 233140.6018 | 233140.6018 | 240301.6537 | 240301.6537 | 240301.6537
Total |  | 0 | 113584.4782 | 113584.4782 | 113584.4782 | 162877.7936 | 230267.7426 | 331108.2035 | 508240.926 | 577619.1376 | 577619.1376 | 577619.1376 | 572841.8339 | 624881.7653 | 642928.295 | 1000482.6126 | 1164790.1957 | 1401971.3108 | 1524070.6812 | 1558032.4543 | 1573693.6855 | 1573693.6855
Region | Technology | 2022 | 2023 | 2024 | 2025 | 2026 | 2027 | 2028 | 2029 | 2030 | 2031 | 2032 | 2033 | 2034 | 2035 | 2036 | 2037 | 2038 | 2039 | 2040 | 2041 | 2042
VIC | Black Coal | 0 | 0 | 0 | 0 | 0 | 0 | 0 | 0 | 0 | 0 | 0 | 0 | 0 | 0 | 0 | 0 | 0 | 0 | 0 | 0 | 0
VIC | Brown Coal | 0 | 0 | 0 | 0 | 0 | 0 | 0 | 0 | 0 | 0 | 0 | 0 | 0 | 0 | 0 | 0 | 0 | 0 | 0 | 0 | 0
VIC | CCGT | 0 | 0 | 0 | 0 | 0 | 0 | 0 | 0 | 0 | 0 | 0 | 0 | 0 | 0 | 0 | 0 | 0 | 0 | 0 | 0 | 0
VIC | Peaking Gas+Liquids | 0 | 0 | 0 | 0 | 0 | 0 | 0 | 0 | 0 | 0 | 0 | 0 | 0 | 0 | 0 | 0 | 0 | 0 | 0 | 0 | 0
VIC | Hydro | 0 | 0 | 0 | 0 | 0 | 0 | 0 | 0 | 0 | 0 | 0 | 0 | 0 | 0 | 0 | 0 | 0 | 0 | 0 | 0 | 0
VIC | Dispatchable Storage | 0 | 0 | 0 | 0 | 0 | 0 | 0 | 0 | 0 | 0 | 0 | 0 | 0 | 7776.6579 | 7776.6579 | 7776.6579 | 7776.6579 | 7776.6579 | 7776.6579 | 7776.6579 | 114367.976
VIC | Wind | 0 | 51991.3384 | 51991.3384 | 51991.3384 | 83404.1854 | 150495.7309 | 218866.8144 | 283704.5846 | 348996.0413 | 348996.0413 | 348996.0413 | 348996.0413 | 348996.0413 | 348996.0413 | 348996.0413 | 348996.0413 | 348996.0413 | 348996.0413 | 370325.3488 | 422973.5038 | 422973.5038
VIC | Solar | 0 | 0 | 0 | 8652.5757 | 21857.4526 | 34885.7526 | 47241.5504 | 59239.5706 | 71069.4368 | 71069.4368 | 71069.4368 | 71069.4368 | 71069.4368 | 71069.4368 | 125443.1818 | 125443.1818 | 143268.1103 | 143268.1103 | 143268.1103 | 143268.1103 | 143268.1103
Total |  | 0 | 51991.3384 | 51991.3384 | 60643.914 | 105261.6381 | 185381.4836 | 266108.3648 | 342944.1552 | 420065.4781 | 420065.4781 | 420065.4781 | 420065.4781 | 420065.4781 | 427842.136 | 482215.881 | 482215.881 | 500040.8095 | 500040.8095 | 521370.1171 | 574018.272 | 680609.5901
Region | Technology | 2022 | 2023 | 2024 | 2025 | 2026 | 2027 | 2028 | 2029 | 2030 | 2031 | 2032 | 2033 | 2034 | 2035 | 2036 | 2037 | 2038 | 2039 | 2040 | 2041 | 2042
SA | Black Coal | 0 | 0 | 0 | 0 | 0 | 0 | 0 | 0 | 0 | 0 | 0 | 0 | 0 | 0 | 0 | 0 | 0 | 0 | 0 | 0 | 0
SA | Brown Coal | 0 | 0 | 0 | 0 | 0 | 0 | 0 | 0 | 0 | 0 | 0 | 0 | 0 | 0 | 0 | 0 | 0 | 0 | 0 | 0 | 0
SA | CCGT | 0 | 0 | 0 | 0 | 0 | 0 | 0 | 0 | 0 | 0 | 0 | 0 | 0 | 0 | 0 | 0 | 0 | 0 | 0 | 0 | 0
SA | Peaking Gas+Liquids | 0 | 0 | 0 | 0 | 0 | 0 | 0 | 0 | 0 | 0 | 0 | 0 | 0 | 0 | 0 | 0 | 0 | 0 | 0 | 0 | 0
SA | Hydro | 0 | 0 | 0 | 0 | 0 | 0 | 0 | 0 | 0 | 0 | 0 | 0 | 0 | 0 | 0 | 0 | 0 | 0 | 0 | 0 | 0
SA | Dispatchable Storage | 0 | 0 | 0 | 0 | 0 | 0 | 0 | 0 | 0 | 0 | 14446.7678 | 36754.2838 | 36754.2838 | 37053.4741 | 37053.4741 | 99690.6792 | 145575.145 | 145575.145 | 145575.145 | 145575.145 | 151042.7227
SA | Wind | 0 | 0 | 0 | 0 | 0 | 0 | 0 | 0 | 0 | 0 | 0 | 62357.9468 | 62357.9468 | 62357.9468 | 105149.3941 | 105149.3941 | 279021.7062 | 279021.7062 | 279021.7062 | 307485.6418 | 307485.6418
SA | Solar | 0 | 0 | 0 | 0 | 0 | 0 | 0 | 0 | 0 | 21152.7092 | 38395.3331 | 98424.7111 | 106778.287 | 106778.287 | 106778.287 | 106778.287 | 106778.287 | 106778.287 | 106778.287 | 106778.287 | 106778.287
Total |  | 0 | 0 | 0 | 0 | 0 | 0 | 0 | 0 | 0 | 21152.7092 | 52842.1009 | 197536.9417 | 205890.5177 | 206189.7079 | 248981.1551 | 311618.3603 | 531375.1382 | 531375.1382 | 531375.1382 | 559839.0739 | 565306.6516
Region | Technology | 2022 | 2023 | 2024 | 2025 | 2026 | 2027 | 2028 | 2029 | 2030 | 2031 | 2032 | 2033 | 2034 | 2035 | 2036 | 2037 | 2038 | 2039 | 2040 | 2041 | 2042
TAS | Black Coal | 0 | 0 | 0 | 0 | 0 | 0 | 0 | 0 | 0 | 0 | 0 | 0 | 0 | 0 | 0 | 0 | 0 | 0 | 0 | 0 | 0
TAS | Brown Coal | 0 | 0 | 0 | 0 | 0 | 0 | 0 | 0 | 0 | 0 | 0 | 0 | 0 | 0 | 0 | 0 | 0 | 0 | 0 | 0 | 0
TAS | CCGT | 0 | 0 | 0 | 0 | 0 | 0 | 0 | 0 | 0 | 0 | 0 | 0 | 0 | 0 | 0 | 0 | 0 | 0 | 0 | 0 | 0
TAS | Peaking Gas+Liquids | 0 | 0 | 0 | 0 | 0 | 0 | 0 | 0 | 0 | 0 | 0 | 0 | 0 | 0 | 0 | 0 | 0 | 0 | 0 | 0 | 0
TAS | Hydro | 0 | 0 | 0 | 0 | 0 | 0 | 0 | 0 | 0 | 0 | 0 | 0 | 0 | 0 | 0 | 0 | 0 | 0 | 0 | 0 | 0
TAS | VPP Battery | 0 | 0 | 0 | 0 | 0 | 0 | 0 | 0 | 0 | 0 | 0 | 0 | 0 | 0 | 0 | 0 | 0 | 0 | 0 | 0 | 0
TAS | Wind | 0 | 0 | 0 | 0 | 0 | 0 | 5983.9142 | 5983.9142 | 5983.9142 | 5983.9142 | 5983.9142 | 33865.6354 | 33865.6354 | 33865.6354 | 33865.6354 | 114602.775 | 153515.981 | 153515.981 | 153515.981 | 153515.981 | 153515.981
TAS | Solar | 0 | 0 | 0 | 0 | 0 | 0 | 0 | 0 | 0 | 0 | 0 | 0 | 0 | 0 | 0 | 0 | 0 | 0 | 0 | 0 | 0
Total |  | 0 | 0 | 0 | 0 | 0 | 0 | 5983.9142 | 5983.9142 | 5983.9142 | 5983.9142 | 5983.9142 | 33865.6354 | 33865.6354 | 33865.6354 | 33865.6354 | 114602.775 | 153515.981 | 153515.981 | 153515.981 | 153515.981 | 153515.981

## BuildCost_2
New generation build cost (CAPEX) by technology ($000s) - Central with early coal closure (DP1)
Real June 2019 dollars. Years are financial year ending. The total capital costs are annualised for modelling purposes and presented here on an annualised basis. Some rounding errors may be present.
Region | Technology | 2022 | 2023 | 2024 | 2025 | 2026 | 2027 | 2028 | 2029 | 2030 | 2031 | 2032 | 2033 | 2034 | 2035 | 2036 | 2037 | 2038 | 2039 | 2040 | 2041 | 2042
NEM | Black Coal | 0 | 0 | 0 | 0 | 0 | 0 | 0 | 0 | 0 | 0 | 0 | 0 | 0 | 0 | 0 | 0 | 0 | 0 | 0 | 0 | 0
NEM | Brown Coal | 0 | 0 | 0 | 0 | 0 | 0 | 0 | 0 | 0 | 0 | 0 | 0 | 0 | 0 | 0 | 0 | 0 | 0 | 0 | 0 | 0
NEM | CCGT | 0 | 0 | 0 | 0 | 0 | 0 | 0 | 0 | 0 | 0 | 0 | 0 | 0 | 0 | 0 | 0 | 0 | 0 | 0 | 0 | 0
NEM | Peaking Gas+Liquids | 0 | 0 | 0 | 0 | 0 | 0 | 0 | 0 | 0 | 0 | 0 | 0 | 0 | 0 | 0 | 0 | 0 | 0 | 0 | 0 | 0
NEM | Hydro | 0 | 0 | 0 | 0 | 0 | 0 | 0 | 0 | 0 | 0 | 0 | 0 | 0 | 0 | 0 | 0 | 0 | 0 | 0 | 0 | 0
NEM | Dispatchable Storage | 0 | 4777.3036 | 4777.3036 | 4777.3036 | 4777.3036 | 4777.3036 | 40452.8785 | 40452.8785 | 40452.8785 | 42643.6533 | 50143.7621 | 52859.6333 | 177207.7856 | 246660.2531 | 542254.7431 | 637330.7188 | 645508.3504 | 791321.4234 | 791321.4234 | 897920.7274 | 1020169.0939
NEM | Wind | 0 | 156032.4354 | 156032.4354 | 156032.4354 | 236738.5979 | 339589.8114 | 459307.9117 | 697737.2957 | 826600.3865 | 826600.3865 | 826600.3865 | 964000.9555 | 991459.2181 | 992082.3524 | 1584733.4098 | 1797116.5805 | 2411449.9197 | 2411449.9197 | 2461814.4614 | 2541913.1967 | 2541913.1967
NEM | Solar | 0 | 72661.4579 | 72661.4579 | 81314.0336 | 94618.0262 | 140076.662 | 342354.0376 | 357603.6311 | 374674.2986 | 402236.9589 | 420438.2692 | 685454.8289 | 758429.2174 | 758429.2174 | 912323.5548 | 912323.5548 | 998922.5044 | 998922.5044 | 1026155.993 | 1125846.0228 | 1125846.0228
Total |  | 0 | 233471.197 | 233471.197 | 242123.7727 | 336133.9277 | 484443.777 | 842114.8277 | 1095793.8053 | 1241727.5636 | 1271480.9987 | 1297182.4178 | 1702315.4176 | 1927096.221 | 1997171.8229 | 3039311.7077 | 3346770.854 | 4055880.7745 | 4201693.8475 | 4279291.8778 | 4565679.947 | 4687928.3135
Region | Technology | 2022 | 2023 | 2024 | 2025 | 2026 | 2027 | 2028 | 2029 | 2030 | 2031 | 2032 | 2033 | 2034 | 2035 | 2036 | 2037 | 2038 | 2039 | 2040 | 2041 | 2042
NSW | Black Coal | 0 | 0 | 0 | 0 | 0 | 0 | 0 | 0 | 0 | 0 | 0 | 0 | 0 | 0 | 0 | 0 | 0 | 0 | 0 | 0 | 0
NSW | Brown Coal | 0 | 0 | 0 | 0 | 0 | 0 | 0 | 0 | 0 | 0 | 0 | 0 | 0 | 0 | 0 | 0 | 0 | 0 | 0 | 0 | 0
NSW | CCGT | 0 | 0 | 0 | 0 | 0 | 0 | 0 | 0 | 0 | 0 | 0 | 0 | 0 | 0 | 0 | 0 | 0 | 0 | 0 | 0 | 0
NSW | Peaking Gas+Liquids | 0 | 0 | 0 | 0 | 0 | 0 | 0 | 0 | 0 | 0 | 0 | 0 | 0 | 0 | 0 | 0 | 0 | 0 | 0 | 0 | 0
NSW | Hydro | 0 | 0 | 0 | 0 | 0 | 0 | 0 | 0 | 0 | 0 | 0 | 0 | 0 | 0 | 0 | 0 | 0 | 0 | 0 | 0 | 0
NSW | Dispatchable Storage | 0 | 0 | 0 | 0 | 0 | 0 | 0 | 0 | 0 | 0 | 0 | 0 | 80762.5929 | 121789.3307 | 322737.074 | 322737.074 | 322737.074 | 344003.8823 | 344003.8823 | 442303.5543 | 442303.5543
NSW | Wind | 0 | 32459.581 | 32459.581 | 32459.581 | 32459.581 | 32459.581 | 32459.581 | 32459.581 | 32459.581 | 32459.581 | 32459.581 | 157469.702 | 184927.9647 | 184927.9647 | 498129.8383 | 498129.8383 | 667369.8861 | 667369.8861 | 667369.8861 | 667369.8861 | 667369.8861
NSW | Solar | 0 | 35435.7994 | 35435.7994 | 35435.7994 | 35435.7994 | 35435.7994 | 52723.8068 | 52723.8068 | 52723.8068 | 80286.4671 | 98487.7774 | 323998.4427 | 369483.3016 | 369483.3016 | 443487.2791 | 443487.2791 | 498048.1462 | 498048.1462 | 512691.8305 | 612381.8603 | 612381.8603
Total |  | 0 | 67895.3804 | 67895.3804 | 67895.3804 | 67895.3804 | 67895.3804 | 85183.3879 | 85183.3879 | 85183.3879 | 112746.0482 | 130947.3585 | 481468.1447 | 635173.8592 | 676200.597 | 1264354.1914 | 1264354.1914 | 1488155.1063 | 1509421.9146 | 1524065.5989 | 1722055.3007 | 1722055.3007
Region | Technology | 2022 | 2023 | 2024 | 2025 | 2026 | 2027 | 2028 | 2029 | 2030 | 2031 | 2032 | 2033 | 2034 | 2035 | 2036 | 2037 | 2038 | 2039 | 2040 | 2041 | 2042
QLD | Black Coal | 0 | 0 | 0 | 0 | 0 | 0 | 0 | 0 | 0 | 0 | 0 | 0 | 0 | 0 | 0 | 0 | 0 | 0 | 0 | 0 | 0
QLD | Brown Coal | 0 | 0 | 0 | 0 | 0 | 0 | 0 | 0 | 0 | 0 | 0 | 0 | 0 | 0 | 0 | 0 | 0 | 0 | 0 | 0 | 0
QLD | CCGT | 0 | 0 | 0 | 0 | 0 | 0 | 0 | 0 | 0 | 0 | 0 | 0 | 0 | 0 | 0 | 0 | 0 | 0 | 0 | 0 | 0
QLD | Peaking Gas+Liquids | 0 | 0 | 0 | 0 | 0 | 0 | 0 | 0 | 0 | 0 | 0 | 0 | 0 | 0 | 0 | 0 | 0 | 0 | 0 | 0 | 0
QLD | Hydro | 0 | 0 | 0 | 0 | 0 | 0 | 0 | 0 | 0 | 0 | 0 | 0 | 0 | 0 | 0 | 0 | 0 | 0 | 0 | 0 | 0
QLD | Dispatchable Storage | 0 | 4777.3036 | 4777.3036 | 4777.3036 | 4777.3036 | 4777.3036 | 4777.3036 | 4777.3036 | 4777.3036 | 4777.3036 | 4777.3036 | 0 | 43585.5593 | 63899.8272 | 158546.5739 | 185185.6244 | 185185.6244 | 309731.8891 | 309731.8891 | 320222.2959 | 320222.2959
QLD | Wind | 0 | 71581.516 | 71581.516 | 71581.516 | 120874.8314 | 155834.4446 | 162082.4905 | 335726.6518 | 399861.8648 | 399861.8648 | 399861.8648 | 399861.8648 | 399861.8648 | 400484.9991 | 605151.5752 | 745672.5307 | 981126.6553 | 981126.6553 | 1007109.1538 | 1007109.1538 | 1007109.1538
QLD | Solar | 0 | 37225.6586 | 37225.6586 | 37225.6586 | 37225.6586 | 69655.9943 | 164259.2483 | 167510.8216 | 172751.6229 | 172751.6229 | 172751.6229 | 172751.6229 | 172751.6229 | 172751.6229 | 231445.8185 | 231445.8185 | 231445.8185 | 231445.8185 | 244035.6228 | 244035.6228 | 244035.6228
Total |  | 0 | 113584.4782 | 113584.4782 | 113584.4782 | 162877.7936 | 230267.7426 | 331119.0424 | 508014.777 | 577390.7913 | 577390.7913 | 577390.7913 | 572613.4877 | 616199.047 | 637136.4492 | 995143.9676 | 1162303.9736 | 1397758.0982 | 1522304.3629 | 1560876.6656 | 1571367.0725 | 1571367.0725
Region | Technology | 2022 | 2023 | 2024 | 2025 | 2026 | 2027 | 2028 | 2029 | 2030 | 2031 | 2032 | 2033 | 2034 | 2035 | 2036 | 2037 | 2038 | 2039 | 2040 | 2041 | 2042
VIC | Black Coal | 0 | 0 | 0 | 0 | 0 | 0 | 0 | 0 | 0 | 0 | 0 | 0 | 0 | 0 | 0 | 0 | 0 | 0 | 0 | 0 | 0
VIC | Brown Coal | 0 | 0 | 0 | 0 | 0 | 0 | 0 | 0 | 0 | 0 | 0 | 0 | 0 | 0 | 0 | 0 | 0 | 0 | 0 | 0 | 0
VIC | CCGT | 0 | 0 | 0 | 0 | 0 | 0 | 0 | 0 | 0 | 0 | 0 | 0 | 0 | 0 | 0 | 0 | 0 | 0 | 0 | 0 | 0
VIC | Peaking Gas+Liquids | 0 | 0 | 0 | 0 | 0 | 0 | 0 | 0 | 0 | 0 | 0 | 0 | 0 | 0 | 0 | 0 | 0 | 0 | 0 | 0 | 0
VIC | Hydro | 0 | 0 | 0 | 0 | 0 | 0 | 0 | 0 | 0 | 0 | 0 | 0 | 0 | 0 | 0 | 0 | 0 | 0 | 0 | 0 | 0
VIC | Dispatchable Storage | 0 | 0 | 0 | 0 | 0 | 0 | 23980.3086 | 23980.3086 | 23980.3086 | 23980.3086 | 23980.3086 | 31473.4835 | 31473.4835 | 31473.4835 | 31473.4835 | 31473.4835 | 7493.1749 | 7493.1749 | 7493.1749 | 7493.1749 | 85802.0853
VIC | Wind | 0 | 51991.3384 | 51991.3384 | 51991.3384 | 83404.1854 | 151295.7857 | 219492.892 | 284278.1148 | 349005.9925 | 349005.9925 | 349005.9925 | 349005.9925 | 349005.9925 | 349005.9925 | 349005.9925 | 349005.9925 | 349005.9925 | 349005.9925 | 373388.0358 | 423015.4595 | 423015.4595
VIC | Solar | 0 | 0 | 0 | 8652.5757 | 21956.5683 | 34984.8683 | 47281.4349 | 59279.4551 | 71109.3213 | 71109.3213 | 71109.3213 | 71109.3213 | 71109.3213 | 71109.3213 | 91396.4084 | 91396.4084 | 123434.491 | 123434.491 | 123434.491 | 123434.491 | 123434.491
Total |  | 0 | 51991.3384 | 51991.3384 | 60643.914 | 105360.7537 | 186280.654 | 290754.6355 | 367537.8785 | 444095.6225 | 444095.6225 | 444095.6225 | 451588.7973 | 451588.7973 | 451588.7973 | 471875.8844 | 471875.8844 | 479933.6584 | 479933.6584 | 504315.7016 | 553943.1253 | 632252.0357
Region | Technology | 2022 | 2023 | 2024 | 2025 | 2026 | 2027 | 2028 | 2029 | 2030 | 2031 | 2032 | 2033 | 2034 | 2035 | 2036 | 2037 | 2038 | 2039 | 2040 | 2041 | 2042
SA | Black Coal | 0 | 0 | 0 | 0 | 0 | 0 | 0 | 0 | 0 | 0 | 0 | 0 | 0 | 0 | 0 | 0 | 0 | 0 | 0 | 0 | 0
SA | Brown Coal | 0 | 0 | 0 | 0 | 0 | 0 | 0 | 0 | 0 | 0 | 0 | 0 | 0 | 0 | 0 | 0 | 0 | 0 | 0 | 0 | 0
SA | CCGT | 0 | 0 | 0 | 0 | 0 | 0 | 0 | 0 | 0 | 0 | 0 | 0 | 0 | 0 | 0 | 0 | 0 | 0 | 0 | 0 | 0
SA | Peaking Gas+Liquids | 0 | 0 | 0 | 0 | 0 | 0 | 0 | 0 | 0 | 0 | 0 | 0 | 0 | 0 | 0 | 0 | 0 | 0 | 0 | 0 | 0
SA | Hydro | 0 | 0 | 0 | 0 | 0 | 0 | 0 | 0 | 0 | 0 | 0 | 0 | 0 | 0 | 0 | 0 | 0 | 0 | 0 | 0 | 0
SA | Dispatchable Storage | 0 | 0 | 0 | 0 | 0 | 0 | 11695.2662 | 11695.2662 | 11695.2662 | 13886.041 | 21386.1498 | 21386.1498 | 21386.1498 | 29497.6116 | 29497.6116 | 97934.5369 | 130092.4771 | 130092.4771 | 130092.4771 | 127901.7024 | 171841.1584
SA | Wind | 0 | 0 | 0 | 0 | 0 | 0 | 0 | 0 | 0 | 0 | 0 | 12390.448 | 12390.448 | 12390.448 | 87173.0557 | 87173.0557 | 256578.9116 | 256578.9116 | 256578.9116 | 287050.2233 | 287050.2233
SA | Solar | 0 | 0 | 0 | 0 | 0 | 0 | 78089.5476 | 78089.5476 | 78089.5476 | 78089.5476 | 78089.5476 | 117595.442 | 145084.9716 | 145084.9716 | 145994.0488 | 145994.0488 | 145994.0488 | 145994.0488 | 145994.0488 | 145994.0488 | 145994.0488
Total |  | 0 | 0 | 0 | 0 | 0 | 0 | 89784.8138 | 89784.8138 | 89784.8138 | 91975.5886 | 99475.6974 | 151372.0397 | 178861.5694 | 186973.0312 | 262664.7161 | 331101.6414 | 532665.4375 | 532665.4375 | 532665.4375 | 560945.9744 | 604885.4304
Region | Technology | 2022 | 2023 | 2024 | 2025 | 2026 | 2027 | 2028 | 2029 | 2030 | 2031 | 2032 | 2033 | 2034 | 2035 | 2036 | 2037 | 2038 | 2039 | 2040 | 2041 | 2042
TAS | Black Coal | 0 | 0 | 0 | 0 | 0 | 0 | 0 | 0 | 0 | 0 | 0 | 0 | 0 | 0 | 0 | 0 | 0 | 0 | 0 | 0 | 0
TAS | Brown Coal | 0 | 0 | 0 | 0 | 0 | 0 | 0 | 0 | 0 | 0 | 0 | 0 | 0 | 0 | 0 | 0 | 0 | 0 | 0 | 0 | 0
TAS | CCGT | 0 | 0 | 0 | 0 | 0 | 0 | 0 | 0 | 0 | 0 | 0 | 0 | 0 | 0 | 0 | 0 | 0 | 0 | 0 | 0 | 0
TAS | Peaking Gas+Liquids | 0 | 0 | 0 | 0 | 0 | 0 | 0 | 0 | 0 | 0 | 0 | 0 | 0 | 0 | 0 | 0 | 0 | 0 | 0 | 0 | 0
TAS | Hydro | 0 | 0 | 0 | 0 | 0 | 0 | 0 | 0 | 0 | 0 | 0 | 0 | 0 | 0 | 0 | 0 | 0 | 0 | 0 | 0 | 0
TAS | VPP Battery | 0 | 0 | 0 | 0 | 0 | 0 | 0 | 0 | 0 | 0 | 0 | 0 | 0 | 0 | 0 | 0 | 0 | 0 | 0 | 0 | 0
TAS | Wind | 0 | 0 | 0 | 0 | 0 | 0 | 45272.9482 | 45272.9482 | 45272.9482 | 45272.9482 | 45272.9482 | 45272.9482 | 45272.9482 | 45272.9482 | 45272.9482 | 117135.1632 | 157368.4742 | 157368.4742 | 157368.4742 | 157368.4742 | 157368.4742
TAS | Solar | 0 | 0 | 0 | 0 | 0 | 0 | 0 | 0 | 0 | 0 | 0 | 0 | 0 | 0 | 0 | 0 | 0 | 0 | 0 | 0 | 0
Total |  | 0 | 0 | 0 | 0 | 0 | 0 | 45272.9482 | 45272.9482 | 45272.9482 | 45272.9482 | 45272.9482 | 45272.9482 | 45272.9482 | 45272.9482 | 45272.9482 | 117135.1632 | 157368.4742 | 157368.4742 | 157368.4742 | 157368.4742 | 157368.4742

## RehabCost_1
Rehabilitation cost by technology ($000s) - Central (DP1)
Real June 2019 dollars. Years are financial year ending. Some rounding errors may be present.
Region | Technology | 2022 | 2023 | 2024 | 2025 | 2026 | 2027 | 2028 | 2029 | 2030 | 2031 | 2032 | 2033 | 2034 | 2035 | 2036 | 2037 | 2038 | 2039 | 2040 | 2041 | 2042
NEM | Black Coal | 0 | 81274.3363 | 243823.0088 | 0 | 0 | 0 | 0 | 113784.0708 | 214564.2478 | 0 | 0 | 468140.177 | 0 | 0 | 718465.1327 | 113784.0708 | 186930.9735 | 0 | 0 | 0 | 0
NEM | Brown Coal | 0 | 0 | 0 | 0 | 0 | 0 | 0 | 0 | 56892.0354 | 56892.0354 | 60955.7522 | 60955.7522 | 0 | 0 | 0 | 0 | 0 | 0 | 0 | 0 | 0
NEM | CCGT | 0 | 31696.9912 | 23772.7434 | 0 | 0 | 0 | 0 | 50847.2566 | 0 | 0 | 0 | 0 | 0 | 0 | 105656.6372 | 0 | 69865.4513 | 0 | 84974.3504 | 0 | 0
NEM | Peaking Gas+Liquids | 0 | 0 | 0 | 0 | 0 | 0 | 0 | 0 | 0 | 17486.6814 | 0 | 10713.2782 | 21121.1681 | 5348.8673 | 5943.1858 | 0 | 0 | 0 | 20115.3982 | 5486.0177 | 0
NEM | Hydro | 0 | 0 | 0 | 0 | 0 | 0 | 0 | 0 | 0 | 0 | 0 | 0 | 0 | 0 | 0 | 0 | 9436.108 | 0 | 0 | 0 | 0
NEM | Dispatchable Storage | 0 | 0 | 0 | 0 | 0 | 0 | 0 | 0 | 0 | 0 | 0 | 0 | 0 | 0 | 0 | 0 | 0 | 0 | 0 | 0 | 0
NEM | Wind | 0 | 0 | 0 | 0 | 0 | 0 | 0 | 0 | 991.119 | 502.3854 | 0 | 0 | 3043.8001 | 0 | 1658.9639 | 3290.6242 | 6287.2438 | 6651.1456 | 5664.9412 | 7511.7536 | 527.5046
NEM | Solar | 0 | 0 | 0 | 0 | 0 | 0 | 0 | 0 | 0 | 0 | 0 | 0 | 0 | 0 | 2642.984 | 0 | 1528.999 | 3282.9792 | 0 | 0 | 0
Total |  | 0 | 112971.3274 | 267595.7522 | 0 | 0 | 0 | 0 | 164631.3274 | 272447.4022 | 74881.1022 | 60955.7522 | 539809.2074 | 24164.9683 | 5348.8673 | 834366.9036 | 117074.695 | 274048.7756 | 9934.1248 | 110754.6899 | 12997.7713 | 527.5046
Region | Technology | 2022 | 2023 | 2024 | 2025 | 2026 | 2027 | 2028 | 2029 | 2030 | 2031 | 2032 | 2033 | 2034 | 2035 | 2036 | 2037 | 2038 | 2039 | 2040 | 2041 | 2042
NSW | Black Coal | 0 | 81274.3363 | 243823.0088 | 0 | 0 | 0 | 0 | 0 | 214564.2478 | 0 | 0 | 468140.177 | 0 | 0 | 445383.3628 | 0 | 0 | 0 | 0 | 0 | 0
NSW | Brown Coal | 0 | 0 | 0 | 0 | 0 | 0 | 0 | 0 | 0 | 0 | 0 | 0 | 0 | 0 | 0 | 0 | 0 | 0 | 0 | 0 | 0
NSW | CCGT | 0 | 0 | 0 | 0 | 0 | 0 | 0 | 0 | 0 | 0 | 0 | 0 | 0 | 0 | 0 | 0 | 0 | 0 | 0 | 0 | 0
NSW | Peaking Gas+Liquids | 0 | 0 | 0 | 0 | 0 | 0 | 0 | 0 | 0 | 0 | 0 | 0 | 0 | 0 | 2285.8407 | 0 | 0 | 0 | 0 | 0 | 0
NSW | Hydro | 0 | 0 | 0 | 0 | 0 | 0 | 0 | 0 | 0 | 0 | 0 | 0 | 0 | 0 | 0 | 0 | 0 | 0 | 0 | 0 | 0
NSW | Dispatchable Storage | 0 | 0 | 0 | 0 | 0 | 0 | 0 | 0 | 0 | 0 | 0 | 0 | 0 | 0 | 0 | 0 | 0 | 0 | 0 | 0 | 0
NSW | Wind | 0 | 0 | 0 | 0 | 0 | 0 | 0 | 0 | 0 | 0 | 0 | 0 | 0 | 0 | 0 | 507.8461 | 4832.5105 | 327.6426 | 0 | 3937.1724 | 527.5046
NSW | Solar | 0 | 0 | 0 | 0 | 0 | 0 | 0 | 0 | 0 | 0 | 0 | 0 | 0 | 0 | 0 | 0 | 436.8569 | 3282.9792 | 0 | 0 | 0
Total |  | 0 | 81274.3363 | 243823.0088 | 0 | 0 | 0 | 0 | 0 | 214564.2478 | 0 | 0 | 468140.177 | 0 | 0 | 447669.2035 | 507.8461 | 5269.3673 | 3610.6219 | 0 | 3937.1724 | 527.5046
Region | Technology | 2022 | 2023 | 2024 | 2025 | 2026 | 2027 | 2028 | 2029 | 2030 | 2031 | 2032 | 2033 | 2034 | 2035 | 2036 | 2037 | 2038 | 2039 | 2040 | 2041 | 2042
QLD | Black Coal | 0 | 0 | 0 | 0 | 0 | 0 | 0 | 113784.0708 | 0 | 0 | 0 | 0 | 0 | 0 | 273081.7699 | 113784.0708 | 186930.9735 | 0 | 0 | 0 | 0
QLD | Brown Coal | 0 | 0 | 0 | 0 | 0 | 0 | 0 | 0 | 0 | 0 | 0 | 0 | 0 | 0 | 0 | 0 | 0 | 0 | 0 | 0 | 0
QLD | CCGT | 0 | 0 | 0 | 0 | 0 | 0 | 0 | 50847.2566 | 0 | 0 | 0 | 0 | 0 | 0 | 0 | 0 | 0 | 0 | 18938.9522 | 0 | 0
QLD | Peaking Gas+Liquids | 0 | 0 | 0 | 0 | 0 | 0 | 0 | 0 | 0 | 0 | 0 | 0 | 13349.3097 | 5348.8673 | 0 | 0 | 0 | 0 | 0 | 0 | 0
QLD | Hydro | 0 | 0 | 0 | 0 | 0 | 0 | 0 | 0 | 0 | 0 | 0 | 0 | 0 | 0 | 0 | 0 | 9436.108 | 0 | 0 | 0 | 0
QLD | Dispatchable Storage | 0 | 0 | 0 | 0 | 0 | 0 | 0 | 0 | 0 | 0 | 0 | 0 | 0 | 0 | 0 | 0 | 0 | 0 | 0 | 0 | 0
QLD | Wind | 0 | 0 | 0 | 0 | 0 | 0 | 0 | 0 | 0 | 0 | 0 | 0 | 0 | 0 | 0 | 0 | 0 | 0 | 0 | 0 | 0
QLD | Solar | 0 | 0 | 0 | 0 | 0 | 0 | 0 | 0 | 0 | 0 | 0 | 0 | 0 | 0 | 2642.984 | 0 | 1092.1421 | 0 | 0 | 0 | 0
Total |  | 0 | 0 | 0 | 0 | 0 | 0 | 0 | 164631.3274 | 0 | 0 | 0 | 0 | 13349.3097 | 5348.8673 | 275724.7539 | 113784.0708 | 197459.2236 | 0 | 18938.9522 | 0 | 0
Region | Technology | 2022 | 2023 | 2024 | 2025 | 2026 | 2027 | 2028 | 2029 | 2030 | 2031 | 2032 | 2033 | 2034 | 2035 | 2036 | 2037 | 2038 | 2039 | 2040 | 2041 | 2042
VIC | Black Coal | 0 | 0 | 0 | 0 | 0 | 0 | 0 | 0 | 0 | 0 | 0 | 0 | 0 | 0 | 0 | 0 | 0 | 0 | 0 | 0 | 0
VIC | Brown Coal | 0 | 0 | 0 | 0 | 0 | 0 | 0 | 0 | 56892.0354 | 56892.0354 | 60955.7522 | 60955.7522 | 0 | 0 | 0 | 0 | 0 | 0 | 0 | 0 | 0
VIC | CCGT | 0 | 0 | 0 | 0 | 0 | 0 | 0 | 0 | 0 | 0 | 0 | 0 | 0 | 0 | 0 | 0 | 0 | 0 | 66035.3982 | 0 | 0
VIC | Peaking Gas+Liquids | 0 | 0 | 0 | 0 | 0 | 0 | 0 | 0 | 0 | 0 | 0 | 0 | 7771.8584 | 0 | 0 | 0 | 0 | 0 | 20115.3982 | 0 | 0
VIC | Hydro | 0 | 0 | 0 | 0 | 0 | 0 | 0 | 0 | 0 | 0 | 0 | 0 | 0 | 0 | 0 | 0 | 0 | 0 | 0 | 0 | 0
VIC | Dispatchable Storage | 0 | 0 | 0 | 0 | 0 | 0 | 0 | 0 | 0 | 0 | 0 | 0 | 0 | 0 | 0 | 0 | 0 | 0 | 0 | 0 | 0
VIC | Wind | 0 | 0 | 0 | 0 | 0 | 0 | 0 | 0 | 0 | 0 | 0 | 0 | 573.3746 | 0 | 0 | 0 | 733.9195 | 4586.9969 | 2096.9129 | 3148.6458 | 0
VIC | Solar | 0 | 0 | 0 | 0 | 0 | 0 | 0 | 0 | 0 | 0 | 0 | 0 | 0 | 0 | 0 | 0 | 0 | 0 | 0 | 0 | 0
Total |  | 0 | 0 | 0 | 0 | 0 | 0 | 0 | 0 | 56892.0354 | 56892.0354 | 60955.7522 | 60955.7522 | 8345.233 | 0 | 0 | 0 | 733.9195 | 4586.9969 | 88247.7093 | 3148.6458 | 0
Region | Technology | 2022 | 2023 | 2024 | 2025 | 2026 | 2027 | 2028 | 2029 | 2030 | 2031 | 2032 | 2033 | 2034 | 2035 | 2036 | 2037 | 2038 | 2039 | 2040 | 2041 | 2042
SA | Black Coal | 0 | 0 | 0 | 0 | 0 | 0 | 0 | 0 | 0 | 0 | 0 | 0 | 0 | 0 | 0 | 0 | 0 | 0 | 0 | 0 | 0
SA | Brown Coal | 0 | 0 | 0 | 0 | 0 | 0 | 0 | 0 | 0 | 0 | 0 | 0 | 0 | 0 | 0 | 0 | 0 | 0 | 0 | 0 | 0
SA | CCGT | 0 | 31696.9912 | 23772.7434 | 0 | 0 | 0 | 0 | 0 | 0 | 0 | 0 | 0 | 0 | 0 | 105656.6372 | 0 | 69865.4513 | 0 | 0 | 0 | 0
SA | Peaking Gas+Liquids | 0 | 0 | 0 | 0 | 0 | 0 | 0 | 0 | 0 | 17486.6814 | 0 | 10713.2782 | 0 | 0 | 3657.3451 | 0 | 0 | 0 | 0 | 0 | 0
SA | Hydro | 0 | 0 | 0 | 0 | 0 | 0 | 0 | 0 | 0 | 0 | 0 | 0 | 0 | 0 | 0 | 0 | 0 | 0 | 0 | 0 | 0
SA | Dispatchable Storage | 0 | 0 | 0 | 0 | 0 | 0 | 0 | 0 | 0 | 0 | 0 | 0 | 0 | 0 | 0 | 0 | 0 | 0 | 0 | 0 | 0
SA | Wind | 0 | 0 | 0 | 0 | 0 | 0 | 0 | 0 | 991.119 | 502.3854 | 0 | 0 | 2470.4255 | 0 | 1658.9639 | 2782.7781 | 720.8138 | 1736.506 | 3568.0283 | 425.9354 | 0
SA | Solar | 0 | 0 | 0 | 0 | 0 | 0 | 0 | 0 | 0 | 0 | 0 | 0 | 0 | 0 | 0 | 0 | 0 | 0 | 0 | 0 | 0
Total |  | 0 | 31696.9912 | 23772.7434 | 0 | 0 | 0 | 0 | 0 | 991.119 | 17989.0668 | 0 | 10713.2782 | 2470.4255 | 0 | 110972.9462 | 2782.7781 | 70586.2651 | 1736.506 | 3568.0283 | 425.9354 | 0
Region | Technology | 2022 | 2023 | 2024 | 2025 | 2026 | 2027 | 2028 | 2029 | 2030 | 2031 | 2032 | 2033 | 2034 | 2035 | 2036 | 2037 | 2038 | 2039 | 2040 | 2041 | 2042
TAS | Black Coal | 0 | 0 | 0 | 0 | 0 | 0 | 0 | 0 | 0 | 0 | 0 | 0 | 0 | 0 | 0 | 0 | 0 | 0 | 0 | 0 | 0
TAS | Brown Coal | 0 | 0 | 0 | 0 | 0 | 0 | 0 | 0 | 0 | 0 | 0 | 0 | 0 | 0 | 0 | 0 | 0 | 0 | 0 | 0 | 0
TAS | CCGT | 0 | 0 | 0 | 0 | 0 | 0 | 0 | 0 | 0 | 0 | 0 | 0 | 0 | 0 | 0 | 0 | 0 | 0 | 0 | 0 | 0
TAS | Peaking Gas+Liquids | 0 | 0 | 0 | 0 | 0 | 0 | 0 | 0 | 0 | 0 | 0 | 0 | 0 | 0 | 0 | 0 | 0 | 0 | 0 | 5486.0177 | 0
TAS | Hydro | 0 | 0 | 0 | 0 | 0 | 0 | 0 | 0 | 0 | 0 | 0 | 0 | 0 | 0 | 0 | 0 | 0 | 0 | 0 | 0 | 0
TAS | Dispatchable Storage | 0 | 0 | 0 | 0 | 0 | 0 | 0 | 0 | 0 | 0 | 0 | 0 | 0 | 0 | 0 | 0 | 0 | 0 | 0 | 0 | 0
TAS | Wind | 0 | 0 | 0 | 0 | 0 | 0 | 0 | 0 | 0 | 0 | 0 | 0 | 0 | 0 | 0 | 0 | 0 | 0 | 0 | 0 | 0
TAS | Solar | 0 | 0 | 0 | 0 | 0 | 0 | 0 | 0 | 0 | 0 | 0 | 0 | 0 | 0 | 0 | 0 | 0 | 0 | 0 | 0 | 0
Total |  | 0 | 0 | 0 | 0 | 0 | 0 | 0 | 0 | 0 | 0 | 0 | 0 | 0 | 0 | 0 | 0 | 0 | 0 | 0 | 5486.0177 | 0

## RehabCost_2
Rehabilitation cost by technology ($000s) - Central with early coal closure (DP1)
Real June 2019 dollars. Years are financial year ending. Some rounding errors may be present.
Region | Technology | 2022 | 2023 | 2024 | 2025 | 2026 | 2027 | 2028 | 2029 | 2030 | 2031 | 2032 | 2033 | 2034 | 2035 | 2036 | 2037 | 2038 | 2039 | 2040 | 2041 | 2042
NEM | Black Coal | 0 | 81274.3363 | 243823.0088 | 0 | 0 | 0 | 0 | 113784.0708 | 214564.2478 | 0 | 0 | 468140.177 | 0 | 0 | 718465.1327 | 113784.0708 | 186930.9735 | 0 | 0 | 0 | 0
NEM | Brown Coal | 0 | 0 | 0 | 0 | 0 | 0 | 235695.5752 | 0 | 0 | 0 | 0 | 0 | 0 | 0 | 0 | 0 | 0 | 0 | 0 | 0 | 0
NEM | CCGT | 0 | 31696.9912 | 23772.7434 | 0 | 0 | 0 | 0 | 50847.2566 | 0 | 0 | 0 | 0 | 0 | 0 | 105656.6372 | 0 | 69865.4513 | 0 | 84974.3504 | 0 | 0
NEM | Peaking Gas+Liquids | 0 | 0 | 0 | 0 | 0 | 0 | 0 | 0 | 0 | 17486.6814 | 0 | 10713.2782 | 21121.1681 | 5348.8673 | 5943.1858 | 0 | 0 | 0 | 20115.3982 | 5486.0177 | 0
NEM | Hydro | 0 | 0 | 0 | 0 | 0 | 0 | 0 | 0 | 0 | 0 | 0 | 0 | 0 | 0 | 0 | 0 | 9436.108 | 0 | 0 | 0 | 0
NEM | Dispatchable Storage | 0 | 0 | 0 | 0 | 0 | 0 | 0 | 0 | 0 | 0 | 0 | 0 | 0 | 0 | 0 | 0 | 0 | 0 | 0 | 0 | 0
NEM | Wind | 0 | 0 | 0 | 0 | 0 | 0 | 0 | 0 | 991.119 | 502.3854 | 0 | 0 | 3043.8001 | 0 | 1658.9639 | 3290.6242 | 6287.2438 | 6651.1456 | 5664.9412 | 7511.7536 | 527.5046
NEM | Solar | 0 | 0 | 0 | 0 | 0 | 0 | 0 | 0 | 0 | 0 | 0 | 0 | 0 | 0 | 2642.984 | 0 | 1528.999 | 3282.9792 | 0 | 0 | 0
Total |  | 0 | 112971.3274 | 267595.7522 | 0 | 0 | 0 | 235695.5752 | 164631.3274 | 215555.3668 | 17989.0668 | 0 | 478853.4552 | 24164.9683 | 5348.8673 | 834366.9036 | 117074.695 | 274048.7756 | 9934.1248 | 110754.6899 | 12997.7713 | 527.5046
Region | Technology | 2022 | 2023 | 2024 | 2025 | 2026 | 2027 | 2028 | 2029 | 2030 | 2031 | 2032 | 2033 | 2034 | 2035 | 2036 | 2037 | 2038 | 2039 | 2040 | 2041 | 2042
NSW | Black Coal | 0 | 81274.3363 | 243823.0088 | 0 | 0 | 0 | 0 | 0 | 214564.2478 | 0 | 0 | 468140.177 | 0 | 0 | 445383.3628 | 0 | 0 | 0 | 0 | 0 | 0
NSW | Brown Coal | 0 | 0 | 0 | 0 | 0 | 0 | 0 | 0 | 0 | 0 | 0 | 0 | 0 | 0 | 0 | 0 | 0 | 0 | 0 | 0 | 0
NSW | CCGT | 0 | 0 | 0 | 0 | 0 | 0 | 0 | 0 | 0 | 0 | 0 | 0 | 0 | 0 | 0 | 0 | 0 | 0 | 0 | 0 | 0
NSW | Peaking Gas+Liquids | 0 | 0 | 0 | 0 | 0 | 0 | 0 | 0 | 0 | 0 | 0 | 0 | 0 | 0 | 2285.8407 | 0 | 0 | 0 | 0 | 0 | 0
NSW | Hydro | 0 | 0 | 0 | 0 | 0 | 0 | 0 | 0 | 0 | 0 | 0 | 0 | 0 | 0 | 0 | 0 | 0 | 0 | 0 | 0 | 0
NSW | Dispatchable Storage | 0 | 0 | 0 | 0 | 0 | 0 | 0 | 0 | 0 | 0 | 0 | 0 | 0 | 0 | 0 | 0 | 0 | 0 | 0 | 0 | 0
NSW | Wind | 0 | 0 | 0 | 0 | 0 | 0 | 0 | 0 | 0 | 0 | 0 | 0 | 0 | 0 | 0 | 507.8461 | 4832.5105 | 327.6426 | 0 | 3937.1724 | 527.5046
NSW | Solar | 0 | 0 | 0 | 0 | 0 | 0 | 0 | 0 | 0 | 0 | 0 | 0 | 0 | 0 | 0 | 0 | 436.8569 | 3282.9792 | 0 | 0 | 0
Total |  | 0 | 81274.3363 | 243823.0088 | 0 | 0 | 0 | 0 | 0 | 214564.2478 | 0 | 0 | 468140.177 | 0 | 0 | 447669.2035 | 507.8461 | 5269.3673 | 3610.6219 | 0 | 3937.1724 | 527.5046
Region | Technology | 2022 | 2023 | 2024 | 2025 | 2026 | 2027 | 2028 | 2029 | 2030 | 2031 | 2032 | 2033 | 2034 | 2035 | 2036 | 2037 | 2038 | 2039 | 2040 | 2041 | 2042
QLD | Black Coal | 0 | 0 | 0 | 0 | 0 | 0 | 0 | 113784.0708 | 0 | 0 | 0 | 0 | 0 | 0 | 273081.7699 | 113784.0708 | 186930.9735 | 0 | 0 | 0 | 0
QLD | Brown Coal | 0 | 0 | 0 | 0 | 0 | 0 | 0 | 0 | 0 | 0 | 0 | 0 | 0 | 0 | 0 | 0 | 0 | 0 | 0 | 0 | 0
QLD | CCGT | 0 | 0 | 0 | 0 | 0 | 0 | 0 | 50847.2566 | 0 | 0 | 0 | 0 | 0 | 0 | 0 | 0 | 0 | 0 | 18938.9522 | 0 | 0
QLD | Peaking Gas+Liquids | 0 | 0 | 0 | 0 | 0 | 0 | 0 | 0 | 0 | 0 | 0 | 0 | 13349.3097 | 5348.8673 | 0 | 0 | 0 | 0 | 0 | 0 | 0
QLD | Hydro | 0 | 0 | 0 | 0 | 0 | 0 | 0 | 0 | 0 | 0 | 0 | 0 | 0 | 0 | 0 | 0 | 9436.108 | 0 | 0 | 0 | 0
QLD | Dispatchable Storage | 0 | 0 | 0 | 0 | 0 | 0 | 0 | 0 | 0 | 0 | 0 | 0 | 0 | 0 | 0 | 0 | 0 | 0 | 0 | 0 | 0
QLD | Wind | 0 | 0 | 0 | 0 | 0 | 0 | 0 | 0 | 0 | 0 | 0 | 0 | 0 | 0 | 0 | 0 | 0 | 0 | 0 | 0 | 0
QLD | Solar | 0 | 0 | 0 | 0 | 0 | 0 | 0 | 0 | 0 | 0 | 0 | 0 | 0 | 0 | 2642.984 | 0 | 1092.1421 | 0 | 0 | 0 | 0
Total |  | 0 | 0 | 0 | 0 | 0 | 0 | 0 | 164631.3274 | 0 | 0 | 0 | 0 | 13349.3097 | 5348.8673 | 275724.7539 | 113784.0708 | 197459.2236 | 0 | 18938.9522 | 0 | 0
Region | Technology | 2022 | 2023 | 2024 | 2025 | 2026 | 2027 | 2028 | 2029 | 2030 | 2031 | 2032 | 2033 | 2034 | 2035 | 2036 | 2037 | 2038 | 2039 | 2040 | 2041 | 2042
VIC | Black Coal | 0 | 0 | 0 | 0 | 0 | 0 | 0 | 0 | 0 | 0 | 0 | 0 | 0 | 0 | 0 | 0 | 0 | 0 | 0 | 0 | 0
VIC | Brown Coal | 0 | 0 | 0 | 0 | 0 | 0 | 235695.5752 | 0 | 0 | 0 | 0 | 0 | 0 | 0 | 0 | 0 | 0 | 0 | 0 | 0 | 0
VIC | CCGT | 0 | 0 | 0 | 0 | 0 | 0 | 0 | 0 | 0 | 0 | 0 | 0 | 0 | 0 | 0 | 0 | 0 | 0 | 66035.3982 | 0 | 0
VIC | Peaking Gas+Liquids | 0 | 0 | 0 | 0 | 0 | 0 | 0 | 0 | 0 | 0 | 0 | 0 | 7771.8584 | 0 | 0 | 0 | 0 | 0 | 20115.3982 | 0 | 0
VIC | Hydro | 0 | 0 | 0 | 0 | 0 | 0 | 0 | 0 | 0 | 0 | 0 | 0 | 0 | 0 | 0 | 0 | 0 | 0 | 0 | 0 | 0
VIC | Dispatchable Storage | 0 | 0 | 0 | 0 | 0 | 0 | 0 | 0 | 0 | 0 | 0 | 0 | 0 | 0 | 0 | 0 | 0 | 0 | 0 | 0 | 0
VIC | Wind | 0 | 0 | 0 | 0 | 0 | 0 | 0 | 0 | 0 | 0 | 0 | 0 | 573.3746 | 0 | 0 | 0 | 733.9195 | 4586.9969 | 2096.9129 | 3148.6458 | 0
VIC | Solar | 0 | 0 | 0 | 0 | 0 | 0 | 0 | 0 | 0 | 0 | 0 | 0 | 0 | 0 | 0 | 0 | 0 | 0 | 0 | 0 | 0
Total |  | 0 | 0 | 0 | 0 | 0 | 0 | 235695.5752 | 0 | 0 | 0 | 0 | 0 | 8345.233 | 0 | 0 | 0 | 733.9195 | 4586.9969 | 88247.7093 | 3148.6458 | 0
Region | Technology | 2022 | 2023 | 2024 | 2025 | 2026 | 2027 | 2028 | 2029 | 2030 | 2031 | 2032 | 2033 | 2034 | 2035 | 2036 | 2037 | 2038 | 2039 | 2040 | 2041 | 2042
SA | Black Coal | 0 | 0 | 0 | 0 | 0 | 0 | 0 | 0 | 0 | 0 | 0 | 0 | 0 | 0 | 0 | 0 | 0 | 0 | 0 | 0 | 0
SA | Brown Coal | 0 | 0 | 0 | 0 | 0 | 0 | 0 | 0 | 0 | 0 | 0 | 0 | 0 | 0 | 0 | 0 | 0 | 0 | 0 | 0 | 0
SA | CCGT | 0 | 31696.9912 | 23772.7434 | 0 | 0 | 0 | 0 | 0 | 0 | 0 | 0 | 0 | 0 | 0 | 105656.6372 | 0 | 69865.4513 | 0 | 0 | 0 | 0
SA | Peaking Gas+Liquids | 0 | 0 | 0 | 0 | 0 | 0 | 0 | 0 | 0 | 17486.6814 | 0 | 10713.2782 | 0 | 0 | 3657.3451 | 0 | 0 | 0 | 0 | 0 | 0
SA | Hydro | 0 | 0 | 0 | 0 | 0 | 0 | 0 | 0 | 0 | 0 | 0 | 0 | 0 | 0 | 0 | 0 | 0 | 0 | 0 | 0 | 0
SA | Dispatchable Storage | 0 | 0 | 0 | 0 | 0 | 0 | 0 | 0 | 0 | 0 | 0 | 0 | 0 | 0 | 0 | 0 | 0 | 0 | 0 | 0 | 0
SA | Wind | 0 | 0 | 0 | 0 | 0 | 0 | 0 | 0 | 991.119 | 502.3854 | 0 | 0 | 2470.4255 | 0 | 1658.9639 | 2782.7781 | 720.8138 | 1736.506 | 3568.0283 | 425.9354 | 0
SA | Solar | 0 | 0 | 0 | 0 | 0 | 0 | 0 | 0 | 0 | 0 | 0 | 0 | 0 | 0 | 0 | 0 | 0 | 0 | 0 | 0 | 0
Total |  | 0 | 31696.9912 | 23772.7434 | 0 | 0 | 0 | 0 | 0 | 991.119 | 17989.0668 | 0 | 10713.2782 | 2470.4255 | 0 | 110972.9462 | 2782.7781 | 70586.2651 | 1736.506 | 3568.0283 | 425.9354 | 0
Region | Technology | 2022 | 2023 | 2024 | 2025 | 2026 | 2027 | 2028 | 2029 | 2030 | 2031 | 2032 | 2033 | 2034 | 2035 | 2036 | 2037 | 2038 | 2039 | 2040 | 2041 | 2042
TAS | Black Coal | 0 | 0 | 0 | 0 | 0 | 0 | 0 | 0 | 0 | 0 | 0 | 0 | 0 | 0 | 0 | 0 | 0 | 0 | 0 | 0 | 0
TAS | Brown Coal | 0 | 0 | 0 | 0 | 0 | 0 | 0 | 0 | 0 | 0 | 0 | 0 | 0 | 0 | 0 | 0 | 0 | 0 | 0 | 0 | 0
TAS | CCGT | 0 | 0 | 0 | 0 | 0 | 0 | 0 | 0 | 0 | 0 | 0 | 0 | 0 | 0 | 0 | 0 | 0 | 0 | 0 | 0 | 0
TAS | Peaking Gas+Liquids | 0 | 0 | 0 | 0 | 0 | 0 | 0 | 0 | 0 | 0 | 0 | 0 | 0 | 0 | 0 | 0 | 0 | 0 | 0 | 5486.0177 | 0
TAS | Hydro | 0 | 0 | 0 | 0 | 0 | 0 | 0 | 0 | 0 | 0 | 0 | 0 | 0 | 0 | 0 | 0 | 0 | 0 | 0 | 0 | 0
TAS | Dispatchable Storage | 0 | 0 | 0 | 0 | 0 | 0 | 0 | 0 | 0 | 0 | 0 | 0 | 0 | 0 | 0 | 0 | 0 | 0 | 0 | 0 | 0
TAS | Wind | 0 | 0 | 0 | 0 | 0 | 0 | 0 | 0 | 0 | 0 | 0 | 0 | 0 | 0 | 0 | 0 | 0 | 0 | 0 | 0 | 0
TAS | Solar | 0 | 0 | 0 | 0 | 0 | 0 | 0 | 0 | 0 | 0 | 0 | 0 | 0 | 0 | 0 | 0 | 0 | 0 | 0 | 0 | 0
Total |  | 0 | 0 | 0 | 0 | 0 | 0 | 0 | 0 | 0 | 0 | 0 | 0 | 0 | 0 | 0 | 0 | 0 | 0 | 0 | 5486.0177 | 0

## DSPCost_1
DSP and USE cost by region ($000s) - Central (DP1)
Real June 2019 dollars. Years are financial year ending. Some rounding errors may be present.
Region | Aggregation | 2022 | 2023 | 2024 | 2025 | 2026 | 2027 | 2028 | 2029 | 2030 | 2031 | 2032 | 2033 | 2034 | 2035 | 2036 | 2037 | 2038 | 2039 | 2040 | 2041 | 2042
NSW | DSP + USE | 0 | 0 | 6580.1426 | 9080.6682 | 0 | 0 | 0 | 0 | 0 | 0 | 0 | 0 | 4636.5955 | 16514.8908 | 15621.1054 | 5501.2803 | 0 | 0 | 0 | 20317.6905 | 0
QLD | DSP + USE | 0 | 0 | 0 | 0 | 0 | 0 | 0 | 0 | 0 | 0 | 0 | 0 | 4407.3882 | 8911.7521 | 13997.3375 | 4783.8668 | 0 | 0 | 0 | 8839.2535 | 0
VIC | DSP + USE | 840.4334 | 0 | 0 | 0 | 0 | 0 | 0 | 0 | 0 | 0 | 0 | 0 | 0 | 0 | 0 | 0 | 0 | 0 | 0 | 0 | 0
SA | DSP + USE | 1191.3168 | 0 | 0 | 0 | 0 | 0 | 0 | 0 | 0 | 0 | 0 | 0 | 0 | 0 | 0 | 0 | 10833.1655 | 0 | 0 | 0 | 0
TAS | DSP + USE | 0 | 0 | 0 | 0 | 0 | 0 | 0 | 0 | 0 | 0 | 0 | 0 | 0 | 0 | 0 | 0 | 0 | 0 | 0 | 0 | 0
NEM | Total | 2031.7502 | 0 | 6580.1426 | 9080.6682 | 0 | 0 | 0 | 0 | 0 | 0 | 0 | 0 | 9043.9837 | 25426.6428 | 29618.4429 | 10285.1471 | 10833.1655 | 0 | 0 | 29156.944 | 0
*DSP may include unserved energy below the current reliability standard

## DSPCost_2
DSP and USE cost by region ($000s) - Central with early coal closure (DP1)
Real June 2019 dollars. Years are financial year ending. Some rounding errors may be present.
Region | Aggregation | 2022 | 2023 | 2024 | 2025 | 2026 | 2027 | 2028 | 2029 | 2030 | 2031 | 2032 | 2033 | 2034 | 2035 | 2036 | 2037 | 2038 | 2039 | 2040 | 2041 | 2042
NSW | DSP + USE | 0 | 0 | 6580.1426 | 9080.6682 | 0 | 0 | 0 | 0 | 0 | 0 | 0 | 0 | 4636.5955 | 15076.5526 | 15621.1054 | 5501.2803 | 0 | 0 | 0 | 20317.6905 | 0
QLD | DSP + USE | 0 | 0 | 0 | 0 | 0 | 0 | 0 | 0 | 0 | 0 | 0 | 0 | 4407.3882 | 11158.7917 | 13997.3375 | 4783.8668 | 0 | 0 | 0 | 10633.9857 | 0
VIC | DSP + USE | 840.4334 | 0 | 0 | 0 | 0 | 0 | 0 | 0 | 6408.5733 | 0 | 215.1053 | 0 | 0 | 0 | 0 | 0 | 0 | 0 | 0 | 0 | 0
SA | DSP + USE | 1191.3168 | 0 | 0 | 0 | 0 | 0 | 0 | 0 | 0 | 0 | 0 | 0 | 0 | 0 | 2855.0967 | 0 | 12205.7265 | 0 | 0 | 0 | 0
TAS | DSP + USE | 0 | 0 | 0 | 0 | 0 | 0 | 0 | 0 | 0 | 0 | 0 | 0 | 0 | 0 | 0 | 0 | 0 | 0 | 0 | 0 | 0
NEM | Total | 2031.7502 | 0 | 6580.1426 | 9080.6682 | 0 | 0 | 0 | 0 | 6408.5733 | 0 | 215.1053 | 0 | 9043.9837 | 26235.3443 | 32473.5396 | 10285.1471 | 12205.7265 | 0 | 0 | 30951.6762 | 0
*DSP may include unserved energy below the current reliability standard

## REZTxCost_1
REZ transmission expansion cost by region ($000s) - Central (DP1)
Real June 2019 dollars. Years are financial year ending. As with the total capital costs, the REZ transmission expansion costs are annualised for modelling purposes. Some rounding errors may be present.
Region | Aggregation | 2022 | 2023 | 2024 | 2025 | 2026 | 2027 | 2028 | 2029 | 2030 | 2031 | 2032 | 2033 | 2034 | 2035 | 2036 | 2037 | 2038 | 2039 | 2040 | 2041 | 2042
NSW | REZ Transmission | 0 | 419.475 | 419.475 | 419.475 | 419.475 | 419.475 | 419.475 | 419.475 | 419.475 | 419.475 | 419.475 | 0 | 1689.1 | 1689.1 | 65365.1325 | 65365.1325 | 131041.9827 | 131041.9827 | 139334.9091 | 184386.0379 | 184386.0379
QLD | REZ Transmission | 0 | 0 | 0 | 0 | 0 | 0 | 0 | 10604.6728 | 24771.4607 | 24771.4607 | 24771.4607 | 24771.4607 | 24771.4607 | 24771.4607 | 57055.1 | 57055.1 | 131591.5382 | 131591.5382 | 159032.6183 | 159032.6183 | 159032.6183
VIC | REZ Transmission | 0 | 0 | 0 | 0 | 0 | 0 | 0 | 0 | 6087.61 | 6087.61 | 6087.61 | 6087.61 | 6087.61 | 6087.61 | 0 | 0 | 0 | 0 | 0 | 2486.75 | 2486.75
SA | REZ Transmission | 0 | 0 | 0 | 0 | 0 | 0 | 0 | 0 | 0 | 0 | 0 | 0 | 0 | 0 | 8787.7971 | 8787.7971 | 41194.8582 | 41194.8582 | 41194.8582 | 46091.6289 | 46091.6289
TAS | REZ Transmission | 0 | 0 | 0 | 0 | 0 | 0 | 0 | 0 | 0 | 0 | 0 | 0 | 0 | 0 | 0 | 0 | 3745.3261 | 3745.3261 | 3745.3261 | 3745.3261 | 3745.3261
NEM | Total | 0 | 419.475 | 419.475 | 419.475 | 419.475 | 419.475 | 419.475 | 11024.1478 | 31278.5457 | 31278.5457 | 31278.5457 | 30859.0707 | 32548.1707 | 32548.1707 | 131208.0296 | 131208.0296 | 307573.7052 | 307573.7052 | 343307.7117 | 395742.3612 | 395742.3612

## REZTxCost_2
REZ transmission expansion cost by region ($000s) - Central with early coal closure (DP1)
Real June 2019 dollars. Years are financial year ending. As with the total capital costs, the REZ transmission expansion costs are annualised for modelling purposes. Some rounding errors may be present.
Region | Aggregation | 2022 | 2023 | 2024 | 2025 | 2026 | 2027 | 2028 | 2029 | 2030 | 2031 | 2032 | 2033 | 2034 | 2035 | 2036 | 2037 | 2038 | 2039 | 2040 | 2041 | 2042
NSW | REZ Transmission | 0 | 419.475 | 419.475 | 419.475 | 419.475 | 419.475 | 419.475 | 419.475 | 419.475 | 419.475 | 419.475 | 0 | 1689.1 | 1689.1 | 70004.0321 | 70004.0321 | 131381.4889 | 131381.4889 | 137857.8083 | 183187.2465 | 183187.2465
QLD | REZ Transmission | 0 | 0 | 0 | 0 | 0 | 0 | 0 | 11304.1019 | 25532.6624 | 25532.6624 | 25532.6624 | 25532.6624 | 25532.6624 | 25678.3066 | 57055.1 | 57055.1 | 128396.0444 | 128396.0444 | 156270.2742 | 156270.2742 | 156270.2742
VIC | REZ Transmission | 0 | 0 | 0 | 0 | 0 | 0 | 4113.25 | 4113.25 | 6087.61 | 6087.61 | 6087.61 | 6087.61 | 6087.61 | 6087.61 | 0 | 0 | 0 | 0 | 0 | 2486.75 | 2486.75
SA | REZ Transmission | 0 | 0 | 0 | 0 | 0 | 0 | 0 | 0 | 0 | 0 | 0 | 0 | 0 | 0 | 22472.4953 | 22472.4953 | 55771.647 | 55771.647 | 55771.647 | 61013.7551 | 61013.7551
TAS | REZ Transmission | 0 | 0 | 0 | 0 | 0 | 0 | 0 | 0 | 0 | 0 | 0 | 0 | 0 | 0 | 0 | 0 | 3951.8441 | 3951.8441 | 3951.8441 | 3951.8441 | 3951.8441
NEM | Total | 0 | 419.475 | 419.475 | 419.475 | 419.475 | 419.475 | 4532.725 | 15836.8269 | 32039.7474 | 32039.7474 | 32039.7474 | 31620.2724 | 33309.3724 | 33455.0166 | 149531.6274 | 149531.6274 | 319501.0244 | 319501.0244 | 353851.5736 | 406909.8698 | 406909.8698

## ICTxCost_1
Interconnector cost by link ($000s) - Central (DP1)
Real June 2019 dollars. Years are financial year ending. As with the total capital costs, the interconnector transmission expansion costs are annualised for modelling purposes. For the second table, interconnector cost has been split between regions according to loss allocations. Some rounding errors may be present.
Region | Aggregation | 2022 | 2023 | 2024 | 2025 | 2026 | 2027 | 2028 | 2029 | 2030 | 2031 | 2032 | 2033 | 2034 | 2035 | 2036 | 2037 | 2038 | 2039 | 2040 | 2041 | 2042
NEM | QNI Option 1A | 0 | 16180.9745 | 16180.9745 | 16180.9745 | 16180.9745 | 16180.9745 | 16180.9745 | 16180.9745 | 16180.9745 | 16180.9745 | 16180.9745 | 16180.9745 | 16180.9745 | 16180.9745 | 16180.9745 | 16180.9745 | 16180.9745 | 16180.9745 | 16180.9745 | 16180.9745 | 16180.9745
NEM | VNI Option 1 | 0 | 7618.8445 | 7618.8445 | 7618.8445 | 7618.8445 | 7618.8445 | 7618.8445 | 7618.8445 | 7618.8445 | 7618.8445 | 7618.8445 | 7618.8445 | 7618.8445 | 7618.8445 | 7618.8445 | 7618.8445 | 7618.8445 | 7618.8445 | 7618.8445 | 7618.8445 | 7618.8445
NEM | EnergyConnect | 0 | 0 | 0 | 129495.243 | 129495.243 | 129495.243 | 129495.243 | 129495.243 | 129495.243 | 129495.243 | 129495.243 | 129495.243 | 129495.243 | 129495.243 | 129495.243 | 129495.243 | 129495.243 | 129495.243 | 129495.243 | 129495.243 | 129495.243
NEM | Humelink | 0 | 0 | 0 | 0 | 152376.8896 | 152376.8896 | 152376.8896 | 152376.8896 | 152376.8896 | 152376.8896 | 152376.8896 | 152376.8896 | 152376.8896 | 152376.8896 | 152376.8896 | 152376.8896 | 152376.8896 | 152376.8896 | 152376.8896 | 152376.8896 | 152376.8896
NEM | QNI Option 2E | 0 | 0 | 0 | 0 | 0 | 0 | 0 | 0 | 0 | 0 | 0 | 153465.296 | 153465.296 | 153465.296 | 153465.296 | 153465.296 | 153465.296 | 153465.296 | 153465.296 | 153465.296 | 153465.296
NEM | QNI Option 3E | 0 | 0 | 0 | 0 | 0 | 0 | 0 | 0 | 0 | 0 | 0 | 0 | 0 | 0 | 83081.6851 | 83081.6851 | 83081.6851 | 83081.6851 | 83081.6851 | 83081.6851 | 83081.6851
NEM | VNI Option 6 | 0 | 0 | 0 | 0 | 0 | 0 | 0 | 0 | 0 | 0 | 0 | 0 | 0 | 0 | 125529.5329 | 125529.5329 | 125529.5329 | 125529.5329 | 125529.5329 | 125529.5329 | 125529.5329
NEM | VNI Option 7 | 0 | 0 | 0 | 0 | 0 | 0 | 0 | 0 | 0 | 0 | 0 | 0 | 0 | 0 | 0 | 0 | 0 | 0 | 0 | 0 | 0
NEM | VIC-TAS Option 3 | 0 | 0 | 0 | 0 | 0 | 0 | 0 | 0 | 0 | 0 | 0 | 0 | 0 | 0 | 0 | 133873.9816 | 133873.9816 | 133873.9816 | 133873.9816 | 133873.9816 | 133873.9816
NEM | VIC-TAS Option 4 | 0 | 0 | 0 | 0 | 0 | 0 | 0 | 0 | 0 | 0 | 0 | 0 | 0 | 0 | 0 | 0 | 0 | 0 | 0 | 0 | 0
Total |  | 0 | 23799.819 | 23799.819 | 153295.062 | 305671.9516 | 305671.9516 | 305671.9516 | 305671.9516 | 305671.9516 | 305671.9516 | 305671.9516 | 459137.2476 | 459137.2476 | 459137.2476 | 667748.4656 | 801622.4472 | 801622.4472 | 801622.4472 | 801622.4472 | 801622.4472 | 801622.4472
Region | Aggregation | 2022 | 2023 | 2024 | 2025 | 2026 | 2027 | 2028 | 2029 | 2030 | 2031 | 2032 | 2033 | 2034 | 2035 | 2036 | 2037 | 2038 | 2039 | 2040 | 2041 | 2042
NSW | IC Transmission | 0 | 12566.0142 | 12566.0142 | 82493.4454 | 149539.2768 | 149539.2768 | 149539.2768 | 149539.2768 | 149539.2768 | 149539.2768 | 149539.2768 | 237014.4956 | 237014.4956 | 237014.4956 | 321659.8578 | 321659.8578 | 321659.8578 | 321659.8578 | 321659.8578 | 321659.8578 | 321659.8578
QLD | IC Transmission | 0 | 7119.6288 | 7119.6288 | 7119.6288 | 7119.6288 | 7119.6288 | 7119.6288 | 7119.6288 | 7119.6288 | 7119.6288 | 7119.6288 | 73109.706 | 73109.706 | 73109.706 | 115481.3654 | 115481.3654 | 115481.3654 | 115481.3654 | 115481.3654 | 115481.3654 | 115481.3654
VIC | IC Transmission | 0 | 4114.176 | 4114.176 | 4114.176 | 89445.2342 | 89445.2342 | 89445.2342 | 89445.2342 | 89445.2342 | 89445.2342 | 89445.2342 | 89445.2342 | 89445.2342 | 89445.2342 | 171039.4306 | 237976.4214 | 237976.4214 | 237976.4214 | 237976.4214 | 237976.4214 | 237976.4214
SA | IC Transmission | 0 | 0 | 0 | 59567.8118 | 59567.8118 | 59567.8118 | 59567.8118 | 59567.8118 | 59567.8118 | 59567.8118 | 59567.8118 | 59567.8118 | 59567.8118 | 59567.8118 | 59567.8118 | 59567.8118 | 59567.8118 | 59567.8118 | 59567.8118 | 59567.8118 | 59567.8118
TAS | IC Transmission | 0 | 0 | 0 | 0 | 0 | 0 | 0 | 0 | 0 | 0 | 0 | 0 | 0 | 0 | 0 | 66936.9908 | 66936.9908 | 66936.9908 | 66936.9908 | 66936.9908 | 66936.9908
Total |  | 0 | 23799.819 | 23799.819 | 153295.062 | 305671.9516 | 305671.9516 | 305671.9516 | 305671.9516 | 305671.9516 | 305671.9516 | 305671.9516 | 459137.2476 | 459137.2476 | 459137.2476 | 667748.4656 | 801622.4472 | 801622.4472 | 801622.4472 | 801622.4472 | 801622.4472 | 801622.4472

## ICTxCost_2
Interconnector cost by link ($000s) - Central with early coal closure (DP1)
Real June 2019 dollars. Years are financial year ending. As with the total capital costs, the interconnector transmission expansion costs are annualised for modelling purposes. For the second table, interconnector cost has been split between regions according to loss allocations. Some rounding errors may be present.
Region | Aggregation | 2022 | 2023 | 2024 | 2025 | 2026 | 2027 | 2028 | 2029 | 2030 | 2031 | 2032 | 2033 | 2034 | 2035 | 2036 | 2037 | 2038 | 2039 | 2040 | 2041 | 2042
NEM | QNI Option 1A | 0 | 16180.9745 | 16180.9745 | 16180.9745 | 16180.9745 | 16180.9745 | 16180.9745 | 16180.9745 | 16180.9745 | 16180.9745 | 16180.9745 | 16180.9745 | 16180.9745 | 16180.9745 | 16180.9745 | 16180.9745 | 16180.9745 | 16180.9745 | 16180.9745 | 16180.9745 | 16180.9745
NEM | VNI Option 1 | 0 | 7618.8445 | 7618.8445 | 7618.8445 | 7618.8445 | 7618.8445 | 7618.8445 | 7618.8445 | 7618.8445 | 7618.8445 | 7618.8445 | 7618.8445 | 7618.8445 | 7618.8445 | 7618.8445 | 7618.8445 | 7618.8445 | 7618.8445 | 7618.8445 | 7618.8445 | 7618.8445
NEM | EnergyConnect | 0 | 0 | 0 | 129495.243 | 129495.243 | 129495.243 | 129495.243 | 129495.243 | 129495.243 | 129495.243 | 129495.243 | 129495.243 | 129495.243 | 129495.243 | 129495.243 | 129495.243 | 129495.243 | 129495.243 | 129495.243 | 129495.243 | 129495.243
NEM | Humelink | 0 | 0 | 0 | 0 | 152376.8896 | 152376.8896 | 152376.8896 | 152376.8896 | 152376.8896 | 152376.8896 | 152376.8896 | 152376.8896 | 152376.8896 | 152376.8896 | 152376.8896 | 152376.8896 | 152376.8896 | 152376.8896 | 152376.8896 | 152376.8896 | 152376.8896
NEM | QNI Option 2E | 0 | 0 | 0 | 0 | 0 | 0 | 0 | 0 | 0 | 0 | 0 | 153465.296 | 153465.296 | 153465.296 | 153465.296 | 153465.296 | 153465.296 | 153465.296 | 153465.296 | 153465.296 | 153465.296
NEM | QNI Option 3E | 0 | 0 | 0 | 0 | 0 | 0 | 0 | 0 | 0 | 0 | 0 | 0 | 0 | 0 | 83081.6851 | 83081.6851 | 83081.6851 | 83081.6851 | 83081.6851 | 83081.6851 | 83081.6851
NEM | VNI Option 6 | 0 | 0 | 0 | 0 | 0 | 0 | 0 | 0 | 0 | 0 | 0 | 0 | 0 | 0 | 125529.5329 | 125529.5329 | 125529.5329 | 125529.5329 | 125529.5329 | 125529.5329 | 125529.5329
NEM | VNI Option 7 | 0 | 0 | 0 | 0 | 0 | 0 | 0 | 0 | 0 | 0 | 0 | 0 | 0 | 0 | 0 | 0 | 0 | 0 | 0 | 0 | 0
NEM | VIC-TAS Option 3 | 0 | 0 | 0 | 0 | 0 | 0 | 0 | 0 | 0 | 0 | 0 | 0 | 0 | 0 | 0 | 133873.9816 | 133873.9816 | 133873.9816 | 133873.9816 | 133873.9816 | 133873.9816
NEM | VIC-TAS Option 4 | 0 | 0 | 0 | 0 | 0 | 0 | 0 | 0 | 0 | 0 | 0 | 0 | 0 | 0 | 0 | 0 | 0 | 0 | 0 | 0 | 0
Total |  | 0 | 23799.819 | 23799.819 | 153295.062 | 305671.9516 | 305671.9516 | 305671.9516 | 305671.9516 | 305671.9516 | 305671.9516 | 305671.9516 | 459137.2476 | 459137.2476 | 459137.2476 | 667748.4656 | 801622.4472 | 801622.4472 | 801622.4472 | 801622.4472 | 801622.4472 | 801622.4472
Region | Aggregation | 2022 | 2023 | 2024 | 2025 | 2026 | 2027 | 2028 | 2029 | 2030 | 2031 | 2032 | 2033 | 2034 | 2035 | 2036 | 2037 | 2038 | 2039 | 2040 | 2041 | 2042
NSW | IC Transmission | 0 | 12566.0142 | 12566.0142 | 82493.4454 | 149539.2768 | 149539.2768 | 149539.2768 | 149539.2768 | 149539.2768 | 149539.2768 | 149539.2768 | 237014.4956 | 237014.4956 | 237014.4956 | 321659.8578 | 321659.8578 | 321659.8578 | 321659.8578 | 321659.8578 | 321659.8578 | 321659.8578
QLD | IC Transmission | 0 | 7119.6288 | 7119.6288 | 7119.6288 | 7119.6288 | 7119.6288 | 7119.6288 | 7119.6288 | 7119.6288 | 7119.6288 | 7119.6288 | 73109.706 | 73109.706 | 73109.706 | 115481.3654 | 115481.3654 | 115481.3654 | 115481.3654 | 115481.3654 | 115481.3654 | 115481.3654
VIC | IC Transmission | 0 | 4114.176 | 4114.176 | 4114.176 | 89445.2342 | 89445.2342 | 89445.2342 | 89445.2342 | 89445.2342 | 89445.2342 | 89445.2342 | 89445.2342 | 89445.2342 | 89445.2342 | 171039.4306 | 237976.4214 | 237976.4214 | 237976.4214 | 237976.4214 | 237976.4214 | 237976.4214
SA | IC Transmission | 0 | 0 | 0 | 59567.8118 | 59567.8118 | 59567.8118 | 59567.8118 | 59567.8118 | 59567.8118 | 59567.8118 | 59567.8118 | 59567.8118 | 59567.8118 | 59567.8118 | 59567.8118 | 59567.8118 | 59567.8118 | 59567.8118 | 59567.8118 | 59567.8118 | 59567.8118
TAS | IC Transmission | 0 | 0 | 0 | 0 | 0 | 0 | 0 | 0 | 0 | 0 | 0 | 0 | 0 | 0 | 0 | 66936.9908 | 66936.9908 | 66936.9908 | 66936.9908 | 66936.9908 | 66936.9908
Total |  | 0 | 23799.819 | 23799.819 | 153295.062 | 305671.9516 | 305671.9516 | 305671.9516 | 305671.9516 | 305671.9516 | 305671.9516 | 305671.9516 | 459137.2476 | 459137.2476 | 459137.2476 | 667748.4656 | 801622.4472 | 801622.4472 | 801622.4472 | 801622.4472 | 801622.4472 | 801622.4472