## Disclaimer
Disclaimer
This generation outcomes workbook contains data provided by or collected from third parties,
and conclusions, opinions, assumptions or forecasts that are based on that data.
AEMO has made every effort to ensure the quality of the information in this workbook but cannot guarantee
that the information, forecasts and assumptions in it are accurate, complete or appropriate for your
circumstances. This generation outcomes workbook does not include all of the information that an investor,
participant or potential participant in the electricity or gas market might require, and does not amount to a
recommendation of any investment.
Anyone proposing to use the information in this workbook should independently verify and check its
accuracy, completeness and suitability for purpose, and obtain independent and specific advice from
appropriate experts.
This dataset or the information in it may be subsequently updated or amended. This work does
not constitute legal or business advice, and should not be relied on as a substitute for obtaining detailed
legal advice about the National Electricity Law, the National Electricity Rules, or any other applicable
laws, procedures or policies.
Accordingly, to the maximum extent permitted by law, AEMO and its officers, employees and
consultants involved in the preparation of this document:
• make no representation or warranty, express or implied, as to the currency, accuracy, reliability or
completeness of the information in this workbook; and
• are not liable (whether by reason of negligence or otherwise) for any statements, opinions,
information or other matters contained in or derived from this publication, or any omissions from it,
or in respect of a person’s use of the information in this workbook.

## Index
2020 ISP Comparison Workbook
Version History
Version Number | Description
v1.0 | Initial release
About
This workbook presents the data and comparison for the below cases for the 2020 ISP. For a complete description of the scenarios and sensitivities, please see the 2020 ISP report.
Case 1 | Central with TRET (Counterfactual)
Case 2 | Central with TRET (DP6)
Index Table
Tab Name | Content Description
Summary_1 | Summary (calculated) of Case 1
Summary_2 | Summary (calculated) of Case 2
Comparison 1 vs 2 | Summary (calculated) of the comparison of Case 1 versus Case 2
Capacity_1 | Installed capacity by technology (for each case)
Capacity_2
Retirements_1 | Coal retirement data (for each case)
Retirements_2
Generation_1 | Annual as-generated generation by technology (for each case)
Generation_2
StorageCapacity_1 | Installed capacity of storage (for each case)
StorageCapacity_2
StorageGeneration_1 | Generation of storage (for each case)
StorageGeneration_2
DispatchableCapacity_1 | Dispatchable capacity built (for each case)
DispatchableCapacity_2
REZCapacity_1 | Installed capacity by REZ and technology (for each case)
REZCapacity_2
REZGeneration_1 | Annual as-generated generation by REZ and technology (for each case)
REZGeneration_2
VOMCost_1 | Additional cost for running units by technology (for each case)
VOMCost_2
FOMCost_1 | Annual fixed cost for keeping plants in service by technology (for each case)
FOMCost_2
FuelCost_1 | Fuel costs by technology (for each case)
FuelCost_2
BuildCost_1 | New generation build cost by technology (for each case)
BuildCost_2
RehabCost_1 | Rehabilitation cost by technology (for each case)
RehabCost_2
DSPCost_1 | DSP and USE cost by region (for each case)
DSPCost_2
REZTxCost_1 | REZ transmission expansion cost by region (for each case)
REZTxCost_2
ICTxCost_1 | Interconnector cost by augmentation and by region (for each case)
ICTxCost_2

## Summary_1
Case 1 Summary - Central with TRET (Counterfactual)
Notes
1. The discount rate used for calculation is 5.9%
NEM discounted total system costs by year
Select region | NEM
|  | Real June 2019 dollars ($m) | NPV | 2021-22 | 2022-23 | 2023-24 | 2024-25 | 2025-26 | 2026-27 | 2027-28 | 2028-29 | 2029-30 | 2030-31 | 2031-32 | 2032-33 | 2033-34 | 2034-35 | 2035-36 | 2036-37 | 2037-38 | 2038-39 | 2039-40 | 2040-41 | 2041-42
|  | Capex | 16189.3713 | 0 | 233.4712 | 249.6164 | 311.6547 | 428.3062 | 602.1451 | 820.6328 | 1130.0625 | 1438.981 | 1458.346 | 1542.4327 | 2037.9239 | 2187.5073 | 2311.2834 | 3408.4738 | 3622.6664 | 3985.9656 | 4079.5139 | 4211.9831 | 4196.2001 | 4260.5509
|  | FOM | 36199.6706 | 3663.363 | 3462.9363 | 2837.192 | 4533.3454 | 3437.1033 | 3560.3769 | 3849.8282 | 3035.354 | 2955.5925 | 3540.9363 | 3647.1994 | 3251.1794 | 2705.8394 | 2712.7731 | 2937.4753 | 3541.6007 | 4278.4111 | 3769.3121 | 3126.4021 | 3669.6226 | 2618.6688
|  | Fuel | 32595.0773 | 2473.1226 | 2459.2655 | 2588.2462 | 2508.0092 | 2460.4972 | 2390.4477 | 2583.5485 | 2433.8665 | 2376.1484 | 2557.2743 | 2550.476 | 3719.0129 | 3705.5732 | 3580.5835 | 3413.9304 | 3574.9608 | 5178.7143 | 4706.5917 | 4985.3064 | 5554.5537 | 5482.8301
|  | VOM | 8030.9325 | 769.6957 | 747.8158 | 748.127 | 754.2336 | 732.8648 | 727.155 | 700.7187 | 721.5086 | 712.0986 | 708.258 | 704.3027 | 754.9906 | 749.032 | 754.7573 | 766.4903 | 782.0634 | 842.9294 | 858.6565 | 885.4185 | 907.4897 | 908.39
|  | REZ | 0 | 0 | 0 | 0 | 0 | 0 | 0 | 0 | 0 | 0 | 0 | 0 | 0 | 0 | 0 | 0 | 0 | 0 | 0 | 0 | 0 | 0
|  | DSP+USE | 177.747 | 2.0318 | 0 | 9.9849 | 20.0997 | 10.0216 | 0 | 3.0178 | 6.1693 | 23.0487 | 0 | 4.1088 | 4.3748 | 11.9316 | 18.7473 | 45.3244 | 53.7898 | 24.3233 | 67.919 | 71.9187 | 26.4726 | 69.0119
|  | Rehab | 1329.0957 | 0 | 112.9713 | 267.5958 | 0 | 0 | 0 | 0 | 164.6313 | 272.4474 | 74.8811 | 60.9558 | 539.8092 | 24.165 | 5.3489 | 830.9441 | 114.3574 | 267.6873 | 0 | 107.4418 | 10.227 | 0.5275
|  | Interconnectors | 157.5471 | 0 | 16.181 | 16.181 | 16.181 | 16.181 | 16.181 | 16.181 | 16.181 | 16.181 | 16.181 | 16.181 | 16.181 | 16.181 | 16.181 | 16.181 | 16.181 | 16.181 | 16.181 | 16.181 | 16.181 | 16.181
|  | NPV and annual costs | 94679.4415 | 6908.2129 | 7032.641 | 6716.9433 | 8143.5237 | 7084.9741 | 7296.3057 | 7973.927 | 7507.7731 | 7794.4976 | 8355.8767 | 8525.6564 | 10323.4718 | 9400.2294 | 9399.6745 | 11418.8193 | 11705.6196 | 14594.2119 | 13498.1742 | 13404.6515 | 14380.7467 | 13356.1603
*Net present value as at 1 July 2019
Note: DSP may include unserved energy below the current reliability standard
NEM capacity by year
Select region | NEM
|  | Capacity (MW) | 2021-22 | 2022-23 | 2023-24 | 2024-25 | 2025-26 | 2026-27 | 2027-28 | 2028-29 | 2029-30 | 2030-31 | 2031-32 | 2032-33 | 2033-34 | 2034-35 | 2035-36 | 2036-37 | 2037-38 | 2038-39 | 2039-40 | 2040-41 | 2041-42
|  | Black Coal | 18336 | 17861 | 16386 | 16386 | 16386 | 16386 | 16386 | 15686 | 14366 | 14366 | 14366 | 11486 | 11486 | 11486 | 7066 | 6366 | 5216 | 5216 | 5216 | 5216 | 5216
|  | Brown Coal | 4820 | 4820 | 4820 | 4820 | 4820 | 4820 | 4820 | 4820 | 4470 | 4120 | 3745 | 3370 | 3370 | 3370 | 3370 | 3370 | 3370 | 3370 | 3370 | 3370 | 3370
|  | CCGT | 4285.9 | 4045.9 | 3865.9 | 3865.9 | 3865.9 | 3865.9 | 3865.9 | 3480.9 | 3480.9 | 3480.9 | 3480.9 | 3480.9 | 3480.9 | 3480.9 | 2680.9 | 2680.9 | 2151.9 | 2151.9 | 1508.5 | 1508.5 | 1508.5
|  | Peaking Gas+Liquids | 6812.873 | 6812.873 | 6812.873 | 7125.0791 | 7125.0791 | 7125.0791 | 7125.0791 | 7395.8312 | 8635.3304 | 8252.8304 | 8252.8304 | 10318.2938 | 9856.2938 | 9953.6806 | 10786.7979 | 11886.3781 | 12809.2913 | 13342.4319 | 13055.4897 | 12935.4897 | 13644.4162
|  | Hydro | 6906.5 | 6906.5 | 6906.5 | 6906.5 | 6906.5 | 6906.5 | 6906.5 | 6906.5 | 6906.5 | 6906.5 | 6906.5 | 6906.5 | 6906.5 | 6906.5 | 6906.5 | 6906.5 | 6820.1 | 6820.1 | 6820.1 | 6820.1 | 6820.1
|  | Dispatchable Storage | 1211.1822 | 1231.1619 | 1231.3446 | 3322.0266 | 3420.3345 | 3480.4068 | 3548.5299 | 3622.1398 | 3767.28 | 4001.7686 | 4504.5958 | 4980.3562 | 5366.7906 | 6239.814 | 8214.9251 | 8793.2019 | 9875.7637 | 10156.9714 | 10853.0345 | 10917.1095 | 11012.6146
|  | Behind the Meter Storage | 444.7287 | 522.1652 | 606.7287 | 693.7488 | 759.2616 | 795.595 | 833.399 | 870.6424 | 1032.3762 | 1000.6238 | 1005.4321 | 1040.1259 | 1076.1938 | 1176.5966 | 1328.6811 | 1416.3921 | 1516.1836 | 1633.7332 | 1766.3699 | 1829.9223 | 1887.2111
|  | Wind | 9005.458 | 10092.658 | 10206.3882 | 10328.6454 | 11029.0066 | 11900.5863 | 12514.6946 | 14516.8616 | 15290.4426 | 15247.5632 | 15247.5632 | 15965.6601 | 15686.9601 | 15686.9601 | 21386.4601 | 21533.9601 | 22227.4617 | 22227.4617 | 22105.4027 | 21671.3027 | 21623.0027
|  | Solar | 5151.711 | 5941.711 | 5941.711 | 6041.711 | 6201.711 | 6854.8029 | 8557.4831 | 8629.7397 | 9298.5268 | 9341.0628 | 9765.93 | 10502.7589 | 12315.2589 | 12315.2589 | 12315.2589 | 12315.2589 | 12315.2589 | 12315.2589 | 12315.2589 | 12315.2589 | 12315.2589
|  | Distributed PV | 11182.5634 | 11767.3114 | 12110.0151 | 12385.4875 | 12632.6732 | 12874.148 | 13113.8285 | 13473.7679 | 13740.9594 | 13981.9581 | 14271.833 | 14866.7191 | 15608.3889 | 16750.1885 | 18549.4629 | 19428.9402 | 20238.2583 | 20882.5426 | 21502.9137 | 22672.4336 | 23854.5037
|  | Dispatchable Capacity | 42854.4498 | 42201.3436 | 40586.1713 | 43030.3827 | 43166.0343 | 43267.6076 | 43375.7297 | 42680.7288 | 42439.2396 | 41984.8632 | 42158.7584 | 41487.2907 | 41454.2837 | 42473.1016 | 40105.9347 | 41133.9775 | 41425.7314 | 42289.2375 | 42109.7526 | 42106.7558 | 42964.0048
|  | DSP | 481.9947 | 523.9087 | 563.5537 | 604.8769 | 642.2207 | 683.7217 | 723.7206 | 769.3578 | 813.2293 | 856.8643 | 902.9323 | 945.2407 | 987.7993 | 1036.2071 | 1080.8117 | 1130.9974 | 1182.6764 | 1231.8342 | 1286.6284 | 1339.5566 | 1392.374
NEM generation by year
Select region | NEM
|  | As-generated generation (GWh) | 2021-22 | 2022-23 | 2023-24 | 2024-25 | 2025-26 | 2026-27 | 2027-28 | 2028-29 | 2029-30 | 2030-31 | 2031-32 | 2032-33 | 2033-34 | 2034-35 | 2035-36 | 2036-37 | 2037-38 | 2038-39 | 2039-40 | 2040-41 | 2041-42
|  | Black Coal | 97441.0801 | 94965.3204 | 95186.1607 | 91935.3151 | 90137.2847 | 86445.3519 | 86824.6222 | 79637.5423 | 78768.5303 | 83157.7105 | 82882.5127 | 68858.6182 | 69724.475 | 70036.992 | 47518.2756 | 44110.3045 | 37881.4774 | 38083.0006 | 38097.5101 | 38111.0977 | 38136.7476
|  | Brown Coal | 31943.0886 | 33240.5999 | 33078.8573 | 32062.9772 | 30192.041 | 28815.6727 | 31015.5441 | 28093.5632 | 26097.6435 | 25924.1188 | 22061.3903 | 21027.3175 | 20885.0196 | 20166.6688 | 19942.0574 | 20513.6625 | 21721.4742 | 21041.0317 | 21300.2985 | 22609.8366 | 20944.2997
|  | CCGT | 3143.0283 | 3138.9782 | 2998.1318 | 3030.4013 | 2849.4938 | 2792.2341 | 2932.6817 | 2955.5622 | 2876.0455 | 2968.4692 | 2709.1843 | 10491.3472 | 10020.2328 | 9419.2382 | 9114.488 | 10152.1018 | 12368.9002 | 12778.8541 | 10453.7338 | 10361.6202 | 10409.9644
|  | Peaking Gas+Liquids | 112.3664 | 96.7669 | 159.9942 | 192.2254 | 188.8045 | 143.8443 | 162.429 | 199.8118 | 251.5997 | 248.4637 | 229.9266 | 6602.1929 | 6725.719 | 6327.1128 | 9922.3382 | 10988.2914 | 21199.4816 | 17929.9102 | 21691.3171 | 25553.6171 | 24948.6198
|  | Hydro | 15998.527 | 13157.2159 | 12989.3736 | 15833.2418 | 13544.3903 | 14661.8551 | 9123.1527 | 15471.0291 | 14537.1658 | 11610.1417 | 12787.8379 | 12580.1589 | 12053.6655 | 13802.5018 | 12478.0573 | 13138.6262 | 8650.8326 | 14890.1536 | 14462.6393 | 11184.9615 | 12614.9782
|  | Dispatchable Storage | 176.1226 | 189.9927 | 169.1953 | 260.0669 | 473.7897 | 651.8695 | 945.0582 | 668.2607 | 889.2951 | 2175.7271 | 2164.4989 | 2547.6864 | 3018.4845 | 3764.8106 | 8549.9455 | 9000.7646 | 8747.4117 | 8375.3001 | 8899.7942 | 8702.695 | 9176.2808
|  | Behind the Meter Storage | 307.8815 | 349.5679 | 405.8046 | 466.0259 | 512.881 | 557.6824 | 589.0446 | 618.9552 | 689.9672 | 735.5756 | 736.7638 | 751.0907 | 775.1096 | 827.3416 | 915.6105 | 1017.6304 | 1099.4949 | 1182.6554 | 1259.4802 | 1340.918 | 1398.4534
|  | Wind | 29308.9544 | 30389.2771 | 31045.338 | 31910.8152 | 36634.6977 | 39189.0862 | 38506.1744 | 45030.9086 | 47341.4373 | 47119.671 | 49645.5324 | 48685.5394 | 47026.6077 | 47900.7629 | 68871.1292 | 69836.7257 | 67724.5608 | 70217.0744 | 69019.1847 | 68017.3146 | 69325.3926
|  | Solar | 12774.5275 | 15384.0507 | 14970.4559 | 15061.3888 | 15895.3551 | 17811.8804 | 22133.8878 | 19196.0615 | 22100.6654 | 22608.8915 | 24327.3618 | 27194.621 | 30140.8278 | 29945.9619 | 31088.0927 | 31132.9409 | 31236.7153 | 27347.6963 | 28928.7687 | 29434.7493 | 30058.8937
|  | Distributed PV | 15453.3412 | 16385.4373 | 17152.0833 | 17654.0411 | 18090.5305 | 18517.819 | 18972.1167 | 19452.2496 | 19949.297 | 20396.7077 | 20892.9265 | 21567.867 | 22539.4136 | 23894.5703 | 25982.2296 | 27828.6794 | 29023.3593 | 30089.5636 | 31081.7733 | 32341.6811 | 33986.6993
Load (GWh)
|  | Dispatchable Storage Load | -216.1534 | -270.7265 | -239.5855 | -394.9431 | -602.1062 | -888.7218 | -1397.4541 | -960.905 | -1380.575 | -2826.0738 | -2779.5682 | -3251.9692 | -3808.6025 | -4764.3618 | -11344.8161 | -11885.2083 | -11196.5904 | -10776.5919 | -11327.003 | -11005.4161 | -11605.2254
|  | Behind the Meter Storage Load | -362.042 | -411.0272 | -477.0041 | -548.0732 | -603.0302 | -655.6623 | -692.6181 | -727.6645 | -811.3993 | -864.8503 | -866.4242 | -883.1899 | -911.1896 | -973.0341 | -1076.5687 | -1196.4549 | -1292.9028 | -1390.5291 | -1481.3138 | -1576.6785 | -1644.6122
|  | DSP | 0.13821 | 0 | 0.14155 | 0.58213 | 0.60344 | 0 | 0.20529 | 0.22468 | 1.5679 | 0 | 0.27951 | 0.29761 | 0.81167 | 1.2753 | 3.0833 | 3.6592 | 1.6546 | 4.6203 | 4.666 | 1.8009 | 4.6947
NEM generation by technology type
Select region | NEM
|  | As-generated generation (GWh) | 2021-22: 2021-22; 2022-23: 2031-32; 2023-24: 2041-42
|  | Black Coal | 2021-22: 97441.0801; 2022-23: 82882.5127; 2023-24: 38136.7476
|  | Brown Coal | 2021-22: 31943.0886; 2022-23: 22061.3903; 2023-24: 20944.2997
|  | CCGT | 2021-22: 3143.0283; 2022-23: 2709.1843; 2023-24: 10409.9644
|  | Peaking Gas+Liquids | 2021-22: 112.3664; 2022-23: 229.9266; 2023-24: 24948.6198
|  | Hydro | 2021-22: 15998.527; 2022-23: 12787.8379; 2023-24: 12614.9782
|  | Dispatchable Storage | 2021-22: 176.1226; 2022-23: 2164.4989; 2023-24: 9176.2808
|  | Behind the Meter Storage | 2021-22: 307.8815; 2022-23: 736.7638; 2023-24: 1398.4534
|  | Wind | 2021-22: 29308.9544; 2022-23: 49645.5324; 2023-24: 69325.3926
|  | Solar | 2021-22: 12774.5275; 2022-23: 24327.3618; 2023-24: 30058.8937
|  | Distributed PV | 2021-22: 15453.3412; 2022-23: 20892.9265; 2023-24: 33986.6993
Load (GWh)
|  | Dispatchable Storage Load | 2021-22: -216.1534; 2022-23: -2779.5682; 2023-24: -11605.2254
|  | Behind the Meter Storage Load | 2021-22: -362.042; 2022-23: -866.4242; 2023-24: -1644.6122
|  | DSP | 2021-22: 0.13821; 2022-23: 0.27951; 2023-24: 4.6947
NEM storage capacity by year
Select region | NEM
|  | Capacity (MW) | 2021-22 | 2022-23 | 2023-24 | 2024-25 | 2025-26 | 2026-27 | 2027-28 | 2028-29 | 2029-30 | 2030-31 | 2031-32 | 2032-33 | 2033-34 | 2034-35 | 2035-36 | 2036-37 | 2037-38 | 2038-39 | 2039-40 | 2040-41 | 2041-42
|  | Shallow Storage | 401.1822 | 401.1619 | 401.3446 | 452.0266 | 511.1397 | 571.212 | 639.3352 | 712.9451 | 858.0852 | 1092.5739 | 1413.8439 | 1520.3759 | 1782.402 | 1842.4228 | 1983.8036 | 2070.7468 | 2160.1891 | 2265.3995 | 2384.5604 | 2448.6354 | 2544.1404
|  | Medium Storage | 810 | 830 | 830 | 830 | 869.1947 | 869.1947 | 869.1947 | 869.1947 | 869.1947 | 869.1947 | 1050.7519 | 1203.1961 | 1327.6045 | 2140.6071 | 3974.3374 | 4465.671 | 5458.7905 | 5634.7878 | 6090.5617 | 6090.5617 | 6090.5617
|  | Deep Storage | 0 | 0 | 0 | 2040 | 2040 | 2040 | 2040 | 2040 | 2040 | 2040 | 2040 | 2256.7841 | 2256.7841 | 2256.7841 | 2256.7841 | 2256.7841 | 2256.7841 | 2256.7841 | 2377.9125 | 2377.9125 | 2377.9125
|  | Behind the Meter Storage | 444.7287 | 522.1652 | 606.7287 | 693.7488 | 759.2616 | 795.595 | 833.399 | 870.6424 | 1032.3762 | 1000.6238 | 1005.4321 | 1040.1259 | 1076.1938 | 1176.5966 | 1328.6811 | 1416.3921 | 1516.1836 | 1633.7332 | 1766.3699 | 1829.9223 | 1887.2111
NEM storage generation by year
Select region | NEM
|  | As-generated generation (GWh) | 2021-22 | 2022-23 | 2023-24 | 2024-25 | 2025-26 | 2026-27 | 2027-28 | 2028-29 | 2029-30 | 2030-31 | 2031-32 | 2032-33 | 2033-34 | 2034-35 | 2035-36 | 2036-37 | 2037-38 | 2038-39 | 2039-40 | 2040-41 | 2041-42
|  | Shallow Storage | 166.8417 | 160.1087 | 138.685 | 174.3909 | 199.0739 | 244.2618 | 343.4448 | 266.596 | 406.6837 | 641.3419 | 763.979 | 810.2107 | 844.5635 | 804.2991 | 1062.55 | 1110.2435 | 952.6449 | 1013.0919 | 991.324 | 988.1472 | 1071.6747
|  | Medium Storage | 9.2809 | 29.884 | 30.5103 | 53.9723 | 71.8216 | 126.6054 | 280.007 | 205.6042 | 330.8193 | 424.7286 | 823.7215 | 1129.0498 | 1524.1723 | 2270.157 | 5266.0954 | 5823.7616 | 6550.8299 | 5989.241 | 6624.3946 | 6612.1082 | 6995.4614
|  | Deep Storage | 0 | 0 | 0 | 31.7037 | 202.8942 | 281.0023 | 321.6065 | 196.0605 | 151.792 | 1109.6566 | 576.7985 | 608.4259 | 649.7487 | 690.3544 | 2221.3001 | 2066.7595 | 1243.9369 | 1372.9672 | 1284.0756 | 1102.4395 | 1109.1447
|  | Behind the Meter Storage | 307.8815 | 349.5679 | 405.8046 | 466.0259 | 512.881 | 557.6824 | 589.0446 | 618.9552 | 689.9672 | 735.5756 | 736.7638 | 751.0907 | 775.1096 | 827.3416 | 915.6105 | 1017.6304 | 1099.4949 | 1182.6554 | 1259.4802 | 1340.918 | 1398.4534
NEM dispatchable capacity built by year vs cumulative coal retirements
Select region | NEM
|  | Capacity Built (MW) | 2021-22 | 2022-23 | 2023-24 | 2024-25 | 2025-26 | 2026-27 | 2027-28 | 2028-29 | 2029-30 | 2030-31 | 2031-32 | 2032-33 | 2033-34 | 2034-35 | 2035-36 | 2036-37 | 2037-38 | 2038-39 | 2039-40 | 2040-41 | 2041-42
|  | CCGT | 0 | 0 | 0 | 0 | 0 | 0 | 0 | 0 | 0 | 0 | 0 | 0 | 0 | 0 | 0 | 0 | 0 | 0 | 0 | 0 | 0
|  | Peaking Gas+Liquids | 0 | 0 | 0 | 312.2061 | 312.2061 | 312.2061 | 312.2061 | 582.9582 | 1822.4574 | 1822.4574 | 1822.4574 | 4122.2608 | 4122.2608 | 4336.6476 | 5299.7649 | 6399.3451 | 7322.2583 | 7855.3989 | 8008.4567 | 8008.4567 | 8717.3832
|  | Hydro | 0 | 0 | 0 | 0 | 0 | 0 | 0 | 0 | 0 | 0 | 0 | 0 | 0 | 0 | 0 | 0 | 0 | 0 | 0 | 0 | 0
|  | Shallow Storage | 40.9056 | 40.8853 | 41.068 | 91.75 | 150.8631 | 210.9354 | 279.0586 | 352.6685 | 497.8086 | 762.2973 | 1083.5673 | 1190.0993 | 1507.1254 | 1612.1462 | 1753.527 | 1840.4702 | 1929.9125 | 2035.1229 | 2154.2838 | 2218.3588 | 2313.8638
|  | Medium Storage | 0 | 20 | 20 | 20 | 59.1947 | 59.1947 | 59.1947 | 59.1947 | 59.1947 | 59.1947 | 240.7519 | 393.1961 | 517.6045 | 1330.6071 | 3164.3374 | 3655.671 | 4648.7905 | 4824.7878 | 5280.5617 | 5280.5617 | 5280.5617
|  | Deep Storage | 0 | 0 | 0 | 2040 | 2040 | 2040 | 2040 | 2040 | 2040 | 2040 | 2040 | 2256.7841 | 2256.7841 | 2256.7841 | 2256.7841 | 2256.7841 | 2256.7841 | 2256.7841 | 2377.9125 | 2377.9125 | 2377.9125
|  | DSP | -60.5153 | -18.6013 | 21.0437 | 62.3669 | 99.7107 | 141.2117 | 181.2106 | 226.8478 | 270.7193 | 314.3543 | 360.4223 | 402.7307 | 445.2893 | 493.6971 | 538.3017 | 588.4874 | 640.1664 | 689.3242 | 744.1184 | 797.0466 | 849.864
|  | New Interconnectors | 0 | 185 | 185 | 185 | 185 | 185 | 185 | 185 | 185 | 185 | 185 | 185 | 185 | 185 | 185 | 185 | 185 | 185 | 185 | 185 | 185
|  | Retired Coal | 0 | 475 | 1950 | 1950 | 1950 | 1950 | 1950 | 2650 | 4320 | 4670 | 5045 | 8300 | 8300 | 8300 | 12720 | 13420 | 14570 | 14570 | 14570 | 14570 | 14570
|  | Retired Dispatchable | 0 | 740 | 2420 | 2420 | 2420 | 2420 | 2420 | 3505 | 5175 | 5937.5 | 6312.5 | 9801.84 | 10318.84 | 10480.84 | 15830.84 | 16530.84 | 18296.24 | 18296.24 | 19379.64 | 19499.64 | 19499.64
Note: Capacity built in 2021-22 includes all capacity built since 2019-20
Emissions trajectory
|  | Emissions (Mt CO2-e) | Total | 2021-22 | 2022-23 | 2023-24 | 2024-25 | 2025-26 | 2026-27 | 2027-28 | 2028-29 | 2029-30 | 2030-31 | 2031-32 | 2032-33 | 2033-34 | 2034-35 | 2035-36 | 2036-37 | 2037-38 | 2038-39 | 2039-40 | 2040-41 | 2041-42
|  | Central with TRET (Counterfactual) | 2115.1163 | 128.6999 | 128.0188 | 127.2865 | 122.9659 | 118.8092 | 113.8012 | 116.959 | 106.9043 | 103.4708 | 107.0361 | 101.7909 | 95.958 | 96.3925 | 95.1911 | 76.2674 | 75.248 | 79.9541 | 77.2282 | 78.9274 | 83.2038 | 81.0033
NEM relative change in capacity by year
Select region | NEM
|  | Capacity (MW) | 2021-22 | 2022-23 | 2023-24 | 2024-25 | 2025-26 | 2026-27 | 2027-28 | 2028-29 | 2029-30 | 2030-31 | 2031-32 | 2032-33 | 2033-34 | 2034-35 | 2035-36 | 2036-37 | 2037-38 | 2038-39 | 2039-40 | 2040-41 | 2041-42
|  | Black Coal | 0 | -475 | -1950 | -1950 | -1950 | -1950 | -1950 | -2650 | -3970 | -3970 | -3970 | -6850 | -6850 | -6850 | -11270 | -11970 | -13120 | -13120 | -13120 | -13120 | -13120
|  | Brown Coal | 0 | 0 | 0 | 0 | 0 | 0 | 0 | 0 | -350 | -700 | -1075 | -1450 | -1450 | -1450 | -1450 | -1450 | -1450 | -1450 | -1450 | -1450 | -1450
|  | CCGT | 0 | -240 | -420 | -420 | -420 | -420 | -420 | -805 | -805 | -805 | -805 | -805 | -805 | -805 | -1605 | -1605 | -2134 | -2134 | -2777.4 | -2777.4 | -2777.4
|  | Peaking Gas+Liquids | 0 | 0 | 0 | 312.2061 | 312.2061 | 312.2061 | 312.2061 | 582.9582 | 1822.4574 | 1439.9574 | 1439.9574 | 3505.4208 | 3043.4208 | 3140.8076 | 3973.9249 | 5073.5051 | 5996.4183 | 6529.5589 | 6242.6167 | 6122.6167 | 6831.5432
|  | Hydro | 0 | 0 | 0 | 0 | 0 | 0 | 0 | 0 | 0 | 0 | 0 | 0 | 0 | 0 | 0 | 0 | -86.4 | -86.4 | -86.4 | -86.4 | -86.4
|  | Dispatchable Storage | 13.4703 | 33.45 | 33.6327 | 2124.3147 | 2222.6225 | 2282.6949 | 2350.818 | 2424.4279 | 2569.5681 | 2804.0567 | 3306.8839 | 3782.6442 | 4169.0787 | 5042.102 | 7017.2132 | 7595.49 | 8678.0517 | 8959.2595 | 9655.3226 | 9719.3976 | 9814.9027
|  | Behind the Meter Storage | 53.881 | 131.3176 | 215.8811 | 302.9011 | 368.414 | 404.7474 | 442.5513 | 479.7948 | 641.5285 | 609.7762 | 614.5845 | 649.2783 | 685.3461 | 785.7489 | 937.8335 | 1025.5445 | 1125.336 | 1242.8856 | 1375.5222 | 1439.0746 | 1496.3634
|  | Wind | 0 | 1087.2 | 1200.9302 | 1323.1874 | 2023.5486 | 2895.1283 | 3509.2366 | 5511.4036 | 6284.9846 | 6242.1052 | 6242.1052 | 6960.2021 | 6681.5021 | 6681.5021 | 12381.0021 | 12528.5021 | 13222.0037 | 13222.0037 | 13099.9447 | 12665.8447 | 12617.5447
|  | Solar | 0 | 790 | 790 | 890 | 1050 | 1703.0919 | 3405.7721 | 3478.0287 | 4146.8158 | 4189.3518 | 4614.219 | 5351.0479 | 7163.5479 | 7163.5479 | 7163.5479 | 7163.5479 | 7163.5479 | 7163.5479 | 7163.5479 | 7163.5479 | 7163.5479
|  | Distributed PV | 604.985 | 1189.733 | 1532.4367 | 1807.9092 | 2055.0949 | 2296.5696 | 2536.2501 | 2896.1895 | 3163.3811 | 3404.3797 | 3694.2547 | 4289.1407 | 5030.8105 | 6172.6101 | 7971.8845 | 8851.3619 | 9660.6799 | 10304.9643 | 10925.3353 | 12094.8553 | 13276.9253
|  | Dispatchable Capacity | 52.9549 | -600.1513 | -2215.3236 | 228.8878 | 364.5394 | 466.1127 | 574.2347 | -120.7661 | -362.2553 | -816.6317 | -642.7365 | -1314.2042 | -1347.2112 | -328.3933 | -2695.5602 | -1667.5174 | -1375.7636 | -512.2574 | -691.7423 | -694.7391 | 162.5099
|  | DSP | 39.4847 | 81.3987 | 121.0437 | 162.3669 | 199.7107 | 241.2117 | 281.2106 | 326.8478 | 370.7193 | 414.3543 | 460.4223 | 502.7307 | 545.2893 | 593.6971 | 638.3017 | 688.4874 | 740.1664 | 789.3242 | 844.1184 | 897.0466 | 949.864
NEM relative change in generation by year
Select region | NEM
|  | As-generated generation (GWh) | 2021-22 | 2022-23 | 2023-24 | 2024-25 | 2025-26 | 2026-27 | 2027-28 | 2028-29 | 2029-30 | 2030-31 | 2031-32 | 2032-33 | 2033-34 | 2034-35 | 2035-36 | 2036-37 | 2037-38 | 2038-39 | 2039-40 | 2040-41 | 2041-42
|  | Black Coal | 0 | -2475.7597 | -2254.9194 | -5505.765 | -7303.7954 | -10995.7282 | -10616.4579 | -17803.5378 | -18672.5498 | -14283.3696 | -14558.5674 | -28582.4619 | -27716.6051 | -27404.0881 | -49922.8045 | -53330.7756 | -59559.6027 | -59358.0795 | -59343.57 | -59329.9824 | -59304.3325
|  | Brown Coal | 0 | 1297.5113 | 1135.7687 | 119.8886 | -1751.0475 | -3127.4159 | -927.5445 | -3849.5254 | -5845.4451 | -6018.9698 | -9881.6983 | -10915.7711 | -11058.069 | -11776.4198 | -12001.0312 | -11429.426 | -10221.6143 | -10902.0569 | -10642.7901 | -9333.2519 | -10998.7888
|  | CCGT | 0 | -4.0501 | -144.8965 | -112.627 | -293.5345 | -350.7942 | -210.3466 | -187.4661 | -266.9828 | -174.559 | -433.844 | 7348.3189 | 6877.2045 | 6276.2099 | 5971.4597 | 7009.0735 | 9225.8719 | 9635.8258 | 7310.7055 | 7218.5919 | 7266.9361
|  | Peaking Gas+Liquids | 0 | -15.5994 | 47.6278 | 79.8591 | 76.4382 | 31.4779 | 50.0626 | 87.4454 | 139.2333 | 136.0974 | 117.5602 | 6489.8266 | 6613.3526 | 6214.7465 | 9809.9718 | 10875.9251 | 21087.1152 | 17817.5438 | 21578.9507 | 25441.2507 | 24836.2534
|  | Hydro | 0 | -2841.3112 | -3009.1534 | -165.2853 | -2454.1368 | -1336.672 | -6875.3743 | -527.4979 | -1461.3612 | -4388.3853 | -3210.6892 | -3418.3681 | -3944.8615 | -2196.0252 | -3520.4697 | -2859.9009 | -7347.6945 | -1108.3735 | -1535.8877 | -4813.5656 | -3383.5489
|  | Dispatchable Storage | 0 | 13.8701 | -6.9273 | 83.9443 | 297.6671 | 475.7469 | 768.9356 | 492.1382 | 713.1725 | 1999.6045 | 1988.3764 | 2371.5639 | 2842.3619 | 3588.688 | 8373.8229 | 8824.642 | 8571.2891 | 8199.1775 | 8723.6716 | 8526.5724 | 9000.1583
|  | Behind the Meter Storage | 0 | 41.6864 | 97.9231 | 158.1444 | 204.9995 | 249.8009 | 281.1631 | 311.0737 | 382.0858 | 427.6941 | 428.8823 | 443.2092 | 467.2281 | 519.4601 | 607.7291 | 709.7489 | 791.6134 | 874.774 | 951.5987 | 1033.0365 | 1090.5719
|  | Wind | 0 | 1080.3227 | 1736.3836 | 2601.8608 | 7325.7433 | 9880.1318 | 9197.22 | 15721.9541 | 18032.4829 | 17810.7166 | 20336.578 | 19376.585 | 17717.6533 | 18591.8085 | 39562.1748 | 40527.7713 | 38415.6064 | 40908.12 | 39710.2303 | 38708.3602 | 40016.4382
|  | Solar | 0 | 2609.5231 | 2195.9284 | 2286.8613 | 3120.8276 | 5037.3529 | 9359.3602 | 6421.5339 | 9326.1378 | 9834.3639 | 11552.8343 | 14420.0935 | 17366.3003 | 17171.4344 | 18313.5652 | 18358.4133 | 18462.1878 | 14573.1688 | 16154.2411 | 16660.2218 | 17284.3662
|  | Distributed PV | 0 | 932.0961 | 1698.7421 | 2200.6999 | 2637.1893 | 3064.4777 | 3518.7755 | 3998.9083 | 4495.9558 | 4943.3665 | 5439.5852 | 6114.5258 | 7086.0724 | 8441.2291 | 10528.8883 | 12375.3381 | 13570.018 | 14636.2224 | 15628.4321 | 16888.3398 | 18533.358
|  | DSP | 0 | -0.13821 | 0.0033321 | 0.44392 | 0.46522 | -0.13821 | 0.06708 | 0.086467 | 1.4297 | -0.13821 | 0.1413 | 0.15939 | 0.67346 | 1.1371 | 2.9451 | 3.521 | 1.5164 | 4.4821 | 4.5278 | 1.6626 | 4.5565

## Summary_2
Case 2 Summary - Central with TRET (DP6)
Notes
1. The discount rate used for calculation is 5.9%
NEM discounted total system costs by year
Select region | NEM
|  | Real June 2019 dollars ($m) | NPV | Early works (NPV) | 2021-22 | 2022-23 | 2023-24 | 2024-25 | 2025-26 | 2026-27 | 2027-28 | 2028-29 | 2029-30 | 2030-31 | 2031-32 | 2032-33 | 2033-34 | 2034-35 | 2035-36 | 2036-37 | 2037-38 | 2038-39 | 2039-40 | 2040-41 | 2041-42
|  | Capex | 15294.0526 |  | 0 | 233.4712 | 249.6164 | 275.5309 | 387.5241 | 554.4097 | 758.4779 | 1033.4098 | 1194.4348 | 1229.1258 | 1255.6813 | 1696.3404 | 1914.839 | 1978.4029 | 3049.3608 | 3303.4072 | 4065.3254 | 4205.1613 | 4289.1833 | 4565.2999 | 4698.897
|  | FOM | 35517.0845 |  | 3663.363 | 3462.9363 | 2837.192 | 4532.0283 | 3435.703 | 3557.6527 | 3843.6424 | 3025.6738 | 2940.2904 | 3531.8057 | 3653.681 | 3316.3941 | 2774.5714 | 2780.0819 | 2744.8198 | 3194.4671 | 3716.5033 | 2859.2753 | 2835.7303 | 3495.3882 | 2864.6882
|  | Fuel | 22392.1258 |  | 2473.1226 | 2453.2078 | 2579.6002 | 2386.5395 | 2312.0735 | 2235.7081 | 2450.6998 | 2258.9532 | 2188.3448 | 2344.0974 | 2265.1721 | 2078.1022 | 2074.7445 | 2025.0502 | 1490.0565 | 1315.7035 | 1548.1764 | 1211.2546 | 1193.9249 | 1441.3312 | 1093.6338
|  | VOM | 7525.4483 |  | 769.6954 | 748.1835 | 748.0387 | 756.2022 | 734.4253 | 731.6552 | 704.1654 | 723.4959 | 713.0627 | 706.5537 | 711.8213 | 699.2922 | 698.4582 | 694.9943 | 648.496 | 647.1636 | 631.0986 | 660.271 | 649.2146 | 641.5992 | 631.6955
|  | REZ | 696.8394 |  | 0 | 0.41947 | 0.41948 | 0.41947 | 0.41947 | 0.86151 | 2.3862 | 16.0221 | 37.2505 | 38.8217 | 32.1752 | 33.7607 | 33.7607 | 34.2368 | 119.2772 | 120.5931 | 289.6321 | 289.6321 | 328.2257 | 382.9269 | 382.9269
|  | DSP+USE | 54.1775 |  | 2.0318 | 0 | 6.5801 | 9.0807 | 0 | 0 | 0 | 0 | 0 | 0 | 0 | 0 | 9.044 | 27.6033 | 32.4735 | 10.2851 | 10.6322 | 0 | 0 | 23.762 | 0
|  | Rehab | 1338.4318 |  | 0 | 112.9713 | 267.5958 | 0 | 0 | 0 | 0 | 164.6313 | 272.4474 | 74.8811 | 60.9558 | 539.8092 | 24.165 | 5.3489 | 834.3669 | 117.0747 | 274.0488 | 9.9341 | 110.7547 | 12.9978 | 0.5275
|  | Interconnectors | 4184.3667 | 0 | 0 | 23.7998 | 23.7998 | 153.2951 | 305.672 | 305.672 | 305.672 | 305.672 | 305.672 | 305.672 | 439.5459 | 593.0112 | 593.0112 | 593.0112 | 896.6766 | 896.6766 | 896.6766 | 896.6766 | 896.6766 | 896.6766 | 896.6766
|  | NPV and annual costs | 87002.5266 | 0 | 6908.2128 | 7034.9893 | 6712.8425 | 8113.0961 | 7175.8174 | 7385.9591 | 8065.0436 | 7527.8581 | 7651.5026 | 8230.9574 | 8419.0325 | 8956.71 | 8122.5939 | 8138.7294 | 9815.5274 | 9605.3711 | 11432.0933 | 10132.205 | 10303.7101 | 11459.9819 | 10569.0456
*Net present value as at 1 July 2019
Note 1 : DSP may include unserved energy below the current reliability standard
Note 2: Early works (NPV) represents the net present value of the cost of early works on interconnectors, as detailed in the 2020 ISP report
NEM capacity by year
Select region | NEM
|  | Capacity (MW) | 2021-22 | 2022-23 | 2023-24 | 2024-25 | 2025-26 | 2026-27 | 2027-28 | 2028-29 | 2029-30 | 2030-31 | 2031-32 | 2032-33 | 2033-34 | 2034-35 | 2035-36 | 2036-37 | 2037-38 | 2038-39 | 2039-40 | 2040-41 | 2041-42
|  | Black Coal | 18336 | 17861 | 16386 | 16386 | 16386 | 16386 | 16386 | 15686 | 14366 | 14366 | 14366 | 11486 | 11486 | 11486 | 7066 | 6366 | 5216 | 5216 | 5216 | 5216 | 5216
|  | Brown Coal | 4820 | 4820 | 4820 | 4820 | 4820 | 4820 | 4820 | 4820 | 4470 | 4120 | 3745 | 3370 | 3370 | 3370 | 3370 | 3370 | 3370 | 3370 | 3370 | 3370 | 3370
|  | CCGT | 4285.9 | 4045.9 | 3865.9 | 3865.9 | 3865.9 | 3865.9 | 3865.9 | 3480.9 | 3480.9 | 3480.9 | 3480.9 | 3480.9 | 3480.9 | 3480.9 | 2680.9 | 2680.9 | 2151.9 | 2151.9 | 1508.5 | 1508.5 | 1508.5
|  | Peaking Gas+Liquids | 6812.873 | 6812.873 | 6812.873 | 6812.873 | 6812.873 | 6812.873 | 6812.873 | 6812.873 | 6812.873 | 6430.373 | 6430.373 | 6196.033 | 5734.033 | 5617.033 | 5487.033 | 5487.033 | 5487.033 | 5487.033 | 5047.033 | 4927.033 | 4927.033
|  | Hydro | 6906.5 | 6906.5 | 6906.5 | 6906.5 | 6906.5 | 6906.5 | 6906.5 | 6906.5 | 6906.5 | 6906.5 | 7296.5 | 7296.5 | 7296.5 | 7296.5 | 7296.5 | 7296.5 | 7210.1 | 7210.1 | 7210.1 | 7210.1 | 7210.1
|  | Dispatchable Storage | 1211.1822 | 1231.1619 | 1231.3446 | 3322.0266 | 3380.4308 | 3440.5031 | 3508.6263 | 3582.2362 | 3727.3763 | 3739.6628 | 3795.3277 | 3863.8022 | 5092.7893 | 5613.9012 | 7985.1831 | 8615.4804 | 9191.0962 | 10990.7942 | 11109.9551 | 11870.5514 | 13902.7424
|  | Behind the Meter Storage | 444.7287 | 522.1652 | 606.7287 | 693.7488 | 759.2616 | 795.595 | 833.399 | 870.6424 | 1032.3762 | 1000.6238 | 1005.4321 | 1040.1259 | 1076.1938 | 1176.5966 | 1328.6811 | 1416.3921 | 1516.1836 | 1633.7332 | 1766.3699 | 1829.9223 | 1887.2111
|  | Wind | 9005.458 | 10092.658 | 10206.3882 | 10328.6454 | 11029.0066 | 11895.1045 | 12498.2199 | 14386.4913 | 15316.4749 | 15350.9708 | 15550.4591 | 16455.8102 | 16560.6634 | 16651.5049 | 20454.0066 | 21746.3827 | 26292.9999 | 25683.9999 | 25552.6124 | 25226.705 | 25178.405
|  | Solar | 5151.711 | 5941.711 | 5941.711 | 6041.711 | 6201.711 | 6768.519 | 8307.1257 | 8555.6885 | 8862.6057 | 9198.1712 | 9198.1712 | 13716.9093 | 14143.8492 | 14143.8492 | 17321.5831 | 17321.5831 | 18299.2776 | 18148.9776 | 18731.2056 | 20375.3665 | 20375.3665
|  | Distributed PV | 11182.5634 | 11767.3114 | 12110.0151 | 12385.4875 | 12632.6732 | 12874.148 | 13113.8285 | 13473.7679 | 13740.9594 | 13981.9581 | 14271.833 | 14866.7191 | 15608.3889 | 16750.1885 | 18549.4629 | 19428.9402 | 20238.2583 | 20882.5426 | 21502.9137 | 22672.4336 | 23854.5037
|  | Dispatchable Capacity | 42854.4498 | 42201.3436 | 40586.1713 | 42718.1765 | 42813.9245 | 42915.4978 | 43023.6199 | 42057.867 | 40576.8786 | 39900.3001 | 40017.033 | 36638.476 | 37448.0216 | 37900.5413 | 34966.4278 | 34946.9109 | 33808.8057 | 35657.6614 | 34748.2165 | 35441.741 | 37526.7494
|  | DSP | 481.9947 | 523.9087 | 563.5537 | 604.8769 | 642.2207 | 683.7217 | 723.7206 | 769.3578 | 813.2293 | 856.8643 | 902.9323 | 945.2407 | 987.7993 | 1036.2071 | 1080.8117 | 1130.9974 | 1182.6764 | 1231.8342 | 1286.6284 | 1339.5566 | 1392.374
NEM generation by year
Select region | NEM
|  | As-generated generation (GWh) | 2021-22 | 2022-23 | 2023-24 | 2024-25 | 2025-26 | 2026-27 | 2027-28 | 2028-29 | 2029-30 | 2030-31 | 2031-32 | 2032-33 | 2033-34 | 2034-35 | 2035-36 | 2036-37 | 2037-38 | 2038-39 | 2039-40 | 2040-41 | 2041-42
|  | Black Coal | 97441.0801 | 94553.062 | 94685.6371 | 90923.0317 | 87572.9516 | 83904.1677 | 85804.0659 | 77468.1605 | 76588.8322 | 81220.2671 | 77862.038 | 71580.3507 | 73254.7087 | 71570.0683 | 47234.6985 | 42116.8979 | 33536.5944 | 34482.8164 | 34961.5495 | 34191.9654 | 33505.0464
|  | Brown Coal | 31943.0229 | 33622.3333 | 33459.1562 | 33924.747 | 33358.3272 | 31398.7149 | 33024.3175 | 30505.5426 | 27762.1927 | 27185.3492 | 23709.543 | 21897.9434 | 22152.6631 | 21663.9877 | 22925.5291 | 22659.1353 | 21977.7725 | 22467.633 | 22885.278 | 22541.086 | 22404.9546
|  | CCGT | 3143.0283 | 3139.0214 | 2998.6431 | 1929.7401 | 1932.1677 | 1926.4828 | 1931.8262 | 1878.8594 | 1882.2559 | 1884.5747 | 1889.8673 | 2762.3544 | 2254.8354 | 1896.43 | 3216.9881 | 2420.9407 | 5786.982 | 2785.4803 | 2865.4904 | 4930.5813 | 2297.4131
|  | Peaking Gas+Liquids | 112.3664 | 94.9534 | 157.2595 | 57.7463 | 29.829 | 9.3569 | 9.0845 | 30.6732 | 37.6652 | 35.2847 | 49.6715 | 183.9346 | 83.9621 | 106.4179 | 179.0856 | 196.2405 | 1405.6013 | 527.4706 | 323.4449 | 1188.6244 | 178.2719
|  | Hydro | 15998.527 | 13174.8794 | 13020.0932 | 16143.7496 | 13763.0326 | 15350.6485 | 9213.7369 | 15975.4383 | 15056.6954 | 11753.3316 | 15190.8275 | 14262.6018 | 13870.5555 | 15762.5842 | 14518.741 | 16521.333 | 9885.1282 | 17337.4895 | 15755.8984 | 12392.225 | 15337.0984
|  | Dispatchable Storage | 175.5282 | 192.6524 | 168.3484 | 299.1986 | 713.5153 | 1014.998 | 1247.672 | 986.9525 | 906.4081 | 2064.1709 | 1190.4801 | 4816.6306 | 5844.3036 | 6298.6821 | 10630.1782 | 11063.757 | 12071.9204 | 12829.277 | 12476.4831 | 14607.6676 | 16141.6562
|  | Behind the Meter Storage | 307.8815 | 349.5679 | 405.8046 | 466.0259 | 512.881 | 557.6824 | 589.0446 | 618.9552 | 689.9672 | 735.5756 | 736.7638 | 751.0907 | 775.1096 | 827.3416 | 915.6105 | 1017.6304 | 1099.4949 | 1182.6554 | 1259.4802 | 1340.918 | 1398.4534
|  | Wind | 29308.9544 | 30463.6819 | 31118.575 | 32295.0536 | 37298.0442 | 40147.2121 | 39624.2525 | 46165.6649 | 49720.5063 | 49641.6893 | 53116.4751 | 51713.0846 | 52035.8908 | 53247.5865 | 68446.7173 | 73292.5234 | 83992.5968 | 86352.3121 | 85045.8275 | 83189.4818 | 84574.4502
|  | Solar | 12774.5275 | 15384.0507 | 14970.4559 | 15103.3844 | 15915.3179 | 17639.6483 | 21636.8091 | 19217.261 | 21281.6906 | 22372.4985 | 23022.5666 | 35993.3967 | 36010.0529 | 35553.9824 | 45426.6645 | 45649.6019 | 48026.1501 | 41962.5862 | 45682.068 | 51089.2003 | 52681.2688
|  | Distributed PV | 15453.3412 | 16385.4373 | 17152.0833 | 17654.0411 | 18090.5305 | 18517.819 | 18972.1167 | 19452.2496 | 19949.297 | 20396.7077 | 20892.9265 | 21567.867 | 22539.4136 | 23894.5703 | 25982.2296 | 27828.6794 | 29023.3593 | 30089.5636 | 31081.7733 | 32341.6811 | 33986.6993
Load (GWh)
|  | Dispatchable Storage Load | -215.4236 | -296.8112 | -242.6308 | -538.672 | -986.0081 | -1477.3582 | -1911.723 | -1442.8634 | -1406.0238 | -2789.8321 | -1649.1793 | -8298.2892 | -9371.0947 | -9226.5104 | -15053.4532 | -15506.2889 | -17126.0141 | -17502.6535 | -17080.8978 | -19889.329 | -21788.0352
|  | Behind the Meter Storage Load | -362.042 | -411.0272 | -477.0041 | -548.0732 | -603.0302 | -655.6623 | -692.6181 | -727.6645 | -811.3993 | -864.8503 | -866.4242 | -883.1899 | -911.1896 | -973.0341 | -1076.5687 | -1196.4549 | -1292.9028 | -1390.5291 | -1481.3138 | -1576.6785 | -1644.6122
|  | DSP | 0.13821 | 0 | 0.14155 | 0.58213 | 0.60344 | 0 | 0.20529 | 0.22468 | 1.5679 | 0 | 0.27951 | 0.29761 | 0.81167 | 1.2753 | 3.0833 | 3.6592 | 1.6546 | 4.6203 | 4.666 | 1.8009 | 4.6947
NEM generation by technology type
Select region | NEM
|  | As-generated generation (GWh) | 2021-22: 2021-22; 2022-23: 2031-32; 2023-24: 2041-42
|  | Black Coal | 2021-22: 97441.0801; 2022-23: 77862.038; 2023-24: 33505.0464
|  | Brown Coal | 2021-22: 31943.0229; 2022-23: 23709.543; 2023-24: 22404.9546
|  | CCGT | 2021-22: 3143.0283; 2022-23: 1889.8673; 2023-24: 2297.4131
|  | Peaking Gas+Liquids | 2021-22: 112.3664; 2022-23: 49.6715; 2023-24: 178.2719
|  | Hydro | 2021-22: 15998.527; 2022-23: 15190.8275; 2023-24: 15337.0984
|  | Dispatchable Storage | 2021-22: 175.5282; 2022-23: 1190.4801; 2023-24: 16141.6562
|  | Behind the Meter Storage | 2021-22: 307.8815; 2022-23: 736.7638; 2023-24: 1398.4534
|  | Wind | 2021-22: 29308.9544; 2022-23: 53116.4751; 2023-24: 84574.4502
|  | Solar | 2021-22: 12774.5275; 2022-23: 23022.5666; 2023-24: 52681.2688
|  | Distributed PV | 2021-22: 15453.3412; 2022-23: 20892.9265; 2023-24: 33986.6993
Load (GWh)
|  | Dispatchable Storage Load | 2021-22: -215.4236; 2022-23: -1649.1793; 2023-24: -21788.0352
|  | Behind the Meter Storage Load | 2021-22: -362.042; 2022-23: -866.4242; 2023-24: -1644.6122
|  | DSP | 2021-22: 0.13821; 2022-23: 0.27951; 2023-24: 4.6947
NEM storage capacity by year
Select region | NEM
|  | Capacity (MW) | 2021-22 | 2022-23 | 2023-24 | 2024-25 | 2025-26 | 2026-27 | 2027-28 | 2028-29 | 2029-30 | 2030-31 | 2031-32 | 2032-33 | 2033-34 | 2034-35 | 2035-36 | 2036-37 | 2037-38 | 2038-39 | 2039-40 | 2040-41 | 2041-42
|  | Shallow Storage | 401.1822 | 401.1619 | 401.3446 | 452.0266 | 510.4308 | 570.5031 | 638.6263 | 712.2362 | 857.3763 | 869.6628 | 925.3277 | 993.8022 | 1001.556 | 1061.5768 | 1202.9576 | 1430.7506 | 1520.1929 | 3147.7456 | 3266.9065 | 3330.9815 | 5363.1724
|  | Medium Storage | 810 | 830 | 830 | 830 | 830 | 830 | 830 | 830 | 830 | 830 | 830 | 830 | 2051.2333 | 2512.3245 | 4742.2254 | 5139.6702 | 5625.8437 | 5797.989 | 5797.989 | 6415.4723 | 6415.4723
|  | Deep Storage | 0 | 0 | 0 | 2040 | 2040 | 2040 | 2040 | 2040 | 2040 | 2040 | 2040 | 2040 | 2040 | 2040 | 2040 | 2045.0596 | 2045.0596 | 2045.0596 | 2045.0596 | 2124.0977 | 2124.0977
|  | Behind the Meter Storage | 444.7287 | 522.1652 | 606.7287 | 693.7488 | 759.2616 | 795.595 | 833.399 | 870.6424 | 1032.3762 | 1000.6238 | 1005.4321 | 1040.1259 | 1076.1938 | 1176.5966 | 1328.6811 | 1416.3921 | 1516.1836 | 1633.7332 | 1766.3699 | 1829.9223 | 1887.2111
NEM storage generation by year
Select region | NEM
|  | As-generated generation (GWh) | 2021-22 | 2022-23 | 2023-24 | 2024-25 | 2025-26 | 2026-27 | 2027-28 | 2028-29 | 2029-30 | 2030-31 | 2031-32 | 2032-33 | 2033-34 | 2034-35 | 2035-36 | 2036-37 | 2037-38 | 2038-39 | 2039-40 | 2040-41 | 2041-42
|  | Shallow Storage | 166.2474 | 161.7006 | 137.6576 | 138.4051 | 218.6938 | 266.6768 | 320.1863 | 353.0365 | 358.954 | 522.2141 | 455.794 | 630.115 | 677.9332 | 722.6235 | 804.4632 | 949.8119 | 1000.9688 | 1848.582 | 1912.7105 | 1954.9035 | 2999.7128
|  | Medium Storage | 9.2809 | 30.9517 | 30.6908 | 82.9103 | 39.8034 | 97.9561 | 254.126 | 186.0571 | 245.3056 | 326.8258 | 304.4654 | 862.5532 | 2053.8198 | 2295.467 | 6816.517 | 7230.4506 | 7846.1726 | 7592.1159 | 7764.9351 | 9496.011 | 9670.7591
|  | Deep Storage | 0 | 0 | 0 | 77.8831 | 455.0181 | 650.3652 | 673.3597 | 447.859 | 302.1485 | 1215.131 | 430.2207 | 3323.9623 | 3112.5506 | 3280.5916 | 3009.198 | 2883.4944 | 3224.779 | 3388.5791 | 2798.8375 | 3156.7532 | 3471.1843
|  | Behind the Meter Storage | 307.8815 | 349.5679 | 405.8046 | 466.0259 | 512.881 | 557.6824 | 589.0446 | 618.9552 | 689.9672 | 735.5756 | 736.7638 | 751.0907 | 775.1096 | 827.3416 | 915.6105 | 1017.6304 | 1099.4949 | 1182.6554 | 1259.4802 | 1340.918 | 1398.4534
NEM dispatchable capacity built by year vs cumulative coal retirements
Select region | NEM
|  | Capacity Built (MW) | 2021-22 | 2022-23 | 2023-24 | 2024-25 | 2025-26 | 2026-27 | 2027-28 | 2028-29 | 2029-30 | 2030-31 | 2031-32 | 2032-33 | 2033-34 | 2034-35 | 2035-36 | 2036-37 | 2037-38 | 2038-39 | 2039-40 | 2040-41 | 2041-42
|  | CCGT | 0 | 0 | 0 | 0 | 0 | 0 | 0 | 0 | 0 | 0 | 0 | 0 | 0 | 0 | 0 | 0 | 0 | 0 | 0 | 0 | 0
|  | Peaking Gas+Liquids | 0 | 0 | 0 | 0 | 0 | 0 | 0 | 0 | 0 | 0 | 0 | 0 | 0 | 0 | 0 | 0 | 0 | 0 | 0 | 0 | 0
|  | Hydro | 0 | 0 | 0 | 0 | 0 | 0 | 0 | 0 | 0 | 0 | 390 | 390 | 390 | 390 | 390 | 390 | 390 | 390 | 390 | 390 | 390
|  | Shallow Storage | 40.9056 | 40.8853 | 41.068 | 91.75 | 150.1542 | 210.2265 | 278.3497 | 351.9596 | 497.0997 | 539.3862 | 595.0511 | 663.5256 | 726.2794 | 831.3002 | 972.681 | 1200.474 | 1289.9163 | 2917.469 | 3036.6299 | 3100.7049 | 5132.8958
|  | Medium Storage | 0 | 20 | 20 | 20 | 20 | 20 | 20 | 20 | 20 | 20 | 20 | 20 | 1241.2333 | 1702.3245 | 3932.2254 | 4329.6702 | 4815.8437 | 4987.989 | 4987.989 | 5605.4723 | 5605.4723
|  | Deep Storage | 0 | 0 | 0 | 2040 | 2040 | 2040 | 2040 | 2040 | 2040 | 2040 | 2040 | 2040 | 2040 | 2040 | 2040 | 2045.0596 | 2045.0596 | 2045.0596 | 2045.0596 | 2124.0977 | 2124.0977
|  | DSP | -60.5153 | -18.6013 | 21.0437 | 62.3669 | 99.7107 | 141.2117 | 181.2106 | 226.8478 | 270.7193 | 314.3543 | 360.4223 | 402.7307 | 445.2893 | 493.6971 | 538.3017 | 588.4874 | 640.1664 | 689.3242 | 744.1184 | 797.0466 | 849.864
|  | New Interconnectors | 0 | 270 | 270 | 1170 | 1170 | 1170 | 1170 | 1170 | 1170 | 1170 | 1920 | 2742.5 | 2742.5 | 2742.5 | 6812.5 | 6812.5 | 6812.5 | 6812.5 | 6812.5 | 6812.5 | 6812.5
|  | Retired Coal | 0 | 475 | 1950 | 1950 | 1950 | 1950 | 1950 | 2650 | 4320 | 4670 | 5045 | 8300 | 8300 | 8300 | 12720 | 13420 | 14570 | 14570 | 14570 | 14570 | 14570
|  | Retired Dispatchable | 0 | 740 | 2420 | 2420 | 2420 | 2420 | 2420 | 3505 | 5175 | 5937.5 | 6312.5 | 9801.84 | 10318.84 | 10480.84 | 15830.84 | 16530.84 | 18296.24 | 18296.24 | 19379.64 | 19499.64 | 19499.64
Note: Capacity built in 2021-22 includes all capacity built since 2019-20
Emissions trajectory
|  | Emissions (Mt CO2-e) | Total | 2021-22 | 2022-23 | 2023-24 | 2024-25 | 2025-26 | 2026-27 | 2027-28 | 2028-29 | 2029-30 | 2030-31 | 2031-32 | 2032-33 | 2033-34 | 2034-35 | 2035-36 | 2036-37 | 2037-38 | 2038-39 | 2039-40 | 2040-41 | 2041-42
|  | Central with TRET (DP6) | 1970.6604 | 128.6999 | 128.1027 | 127.2946 | 123.567 | 119.6974 | 113.9873 | 117.7705 | 107.0993 | 102.7398 | 105.9585 | 98.5007 | 90.8071 | 92.2757 | 90.02 | 69.3889 | 64.2714 | 58.4361 | 57.8757 | 58.66 | 59.0608 | 56.447
NEM relative change in capacity by year
Select region | NEM
|  | Capacity (MW) | 2021-22 | 2022-23 | 2023-24 | 2024-25 | 2025-26 | 2026-27 | 2027-28 | 2028-29 | 2029-30 | 2030-31 | 2031-32 | 2032-33 | 2033-34 | 2034-35 | 2035-36 | 2036-37 | 2037-38 | 2038-39 | 2039-40 | 2040-41 | 2041-42
|  | Black Coal | 0 | -475 | -1950 | -1950 | -1950 | -1950 | -1950 | -2650 | -3970 | -3970 | -3970 | -6850 | -6850 | -6850 | -11270 | -11970 | -13120 | -13120 | -13120 | -13120 | -13120
|  | Brown Coal | 0 | 0 | 0 | 0 | 0 | 0 | 0 | 0 | -350 | -700 | -1075 | -1450 | -1450 | -1450 | -1450 | -1450 | -1450 | -1450 | -1450 | -1450 | -1450
|  | CCGT | 0 | -240 | -420 | -420 | -420 | -420 | -420 | -805 | -805 | -805 | -805 | -805 | -805 | -805 | -1605 | -1605 | -2134 | -2134 | -2777.4 | -2777.4 | -2777.4
|  | Peaking Gas+Liquids | 0 | 0 | 0 | 0 | 0 | 0 | 0 | 0 | 0 | -382.5 | -382.5 | -616.84 | -1078.84 | -1195.84 | -1325.84 | -1325.84 | -1325.84 | -1325.84 | -1765.84 | -1885.84 | -1885.84
|  | Hydro | 0 | 0 | 0 | 0 | 0 | 0 | 0 | 0 | 0 | 0 | 390 | 390 | 390 | 390 | 390 | 390 | 303.6 | 303.6 | 303.6 | 303.6 | 303.6
|  | Dispatchable Storage | 13.4703 | 33.45 | 33.6327 | 2124.3147 | 2182.7189 | 2242.7912 | 2310.9144 | 2384.5243 | 2529.6644 | 2541.9509 | 2597.6158 | 2666.0903 | 3895.0774 | 4416.1893 | 6787.4711 | 7417.7685 | 7993.3843 | 9793.0823 | 9912.2432 | 10672.8395 | 12705.0305
|  | Behind the Meter Storage | 53.881 | 131.3176 | 215.8811 | 302.9011 | 368.414 | 404.7474 | 442.5513 | 479.7948 | 641.5285 | 609.7762 | 614.5845 | 649.2783 | 685.3461 | 785.7489 | 937.8335 | 1025.5445 | 1125.336 | 1242.8856 | 1375.5222 | 1439.0746 | 1496.3634
|  | Wind | 0 | 1087.2 | 1200.9302 | 1323.1874 | 2023.5486 | 2889.6465 | 3492.7619 | 5381.0333 | 6311.0169 | 6345.5128 | 6545.0011 | 7450.3522 | 7555.2054 | 7646.0469 | 11448.5486 | 12740.9247 | 17287.5419 | 16678.5419 | 16547.1544 | 16221.247 | 16172.947
|  | Solar | 0 | 790 | 790 | 890 | 1050 | 1616.808 | 3155.4147 | 3403.9775 | 3710.8947 | 4046.4602 | 4046.4602 | 8565.1983 | 8992.1382 | 8992.1382 | 12169.8721 | 12169.8721 | 13147.5666 | 12997.2666 | 13579.4946 | 15223.6555 | 15223.6555
|  | Distributed PV | 604.985 | 1189.733 | 1532.4367 | 1807.9092 | 2055.0949 | 2296.5696 | 2536.2501 | 2896.1895 | 3163.3811 | 3404.3797 | 3694.2547 | 4289.1407 | 5030.8105 | 6172.6101 | 7971.8845 | 8851.3619 | 9660.6799 | 10304.9643 | 10925.3353 | 12094.8553 | 13276.9253
|  | Dispatchable Capacity | 52.9549 | -600.1513 | -2215.3236 | -83.3184 | 12.4296 | 114.0029 | 222.1249 | -743.6279 | -2224.6163 | -2901.1948 | -2784.4619 | -6163.0189 | -5353.4734 | -4900.9536 | -7835.0671 | -7854.5841 | -8992.6893 | -7143.8335 | -8053.2784 | -7359.7539 | -5274.7455
|  | DSP | 39.4847 | 81.3987 | 121.0437 | 162.3669 | 199.7107 | 241.2117 | 281.2106 | 326.8478 | 370.7193 | 414.3543 | 460.4223 | 502.7307 | 545.2893 | 593.6971 | 638.3017 | 688.4874 | 740.1664 | 789.3242 | 844.1184 | 897.0466 | 949.864
NEM relative change in generation by year
Select region | NEM
|  | As-generated generation (GWh) | 2021-22 | 2022-23 | 2023-24 | 2024-25 | 2025-26 | 2026-27 | 2027-28 | 2028-29 | 2029-30 | 2030-31 | 2031-32 | 2032-33 | 2033-34 | 2034-35 | 2035-36 | 2036-37 | 2037-38 | 2038-39 | 2039-40 | 2040-41 | 2041-42
|  | Black Coal | 0 | -2888.0181 | -2755.443 | -6518.0484 | -9868.1285 | -13536.9124 | -11637.0142 | -19972.9196 | -20852.2479 | -16220.813 | -19579.0421 | -25860.7294 | -24186.3714 | -25871.0118 | -50206.3816 | -55324.1822 | -63904.4857 | -62958.2637 | -62479.5306 | -63249.1147 | -63936.0337
|  | Brown Coal | 0 | 1679.3105 | 1516.1333 | 1981.7241 | 1415.3044 | -544.3079 | 1081.2946 | -1437.4803 | -4180.8302 | -4757.6737 | -8233.4799 | -10045.0794 | -9790.3597 | -10279.0352 | -9017.4938 | -9283.8875 | -9965.2504 | -9475.3898 | -9057.7449 | -9401.9368 | -9538.0683
|  | CCGT | 0 | -4.0068 | -144.3852 | -1213.2882 | -1210.8606 | -1216.5455 | -1211.2021 | -1264.1689 | -1260.7724 | -1258.4536 | -1253.161 | -380.6739 | -888.1929 | -1246.5983 | 73.9598 | -722.0876 | 2643.9537 | -357.5479 | -277.5379 | 1787.553 | -845.6152
|  | Peaking Gas+Liquids | 0 | -17.413 | 44.8932 | -54.62 | -82.5373 | -103.0095 | -103.2818 | -81.6932 | -74.7012 | -77.0816 | -62.6948 | 71.5682 | -28.4043 | -5.9484 | 66.7193 | 83.8741 | 1293.235 | 415.1043 | 211.0785 | 1076.258 | 65.9056
|  | Hydro | 0 | -2823.6476 | -2978.4338 | 145.2226 | -2235.4945 | -647.8785 | -6784.7902 | -23.0888 | -941.8316 | -4245.1954 | -807.6995 | -1735.9253 | -2127.9715 | -235.9428 | -1479.7861 | 522.8059 | -6113.3989 | 1338.9624 | -242.6286 | -3606.302 | -661.4286
|  | Dispatchable Storage | 0 | 17.1241 | -7.1799 | 123.6704 | 537.9871 | 839.4698 | 1072.1438 | 811.4243 | 730.8799 | 1888.6427 | 1014.9519 | 4641.1023 | 5668.7754 | 6123.1539 | 10454.65 | 10888.2287 | 11896.3921 | 12653.7488 | 12300.9549 | 14432.1394 | 15966.1279
|  | Behind the Meter Storage | 0 | 41.6864 | 97.9231 | 158.1444 | 204.9995 | 249.8009 | 281.1631 | 311.0737 | 382.0858 | 427.6941 | 428.8823 | 443.2092 | 467.2281 | 519.4601 | 607.7291 | 709.7489 | 791.6134 | 874.774 | 951.5987 | 1033.0365 | 1090.5719
|  | Wind | 0 | 1154.7275 | 1809.6206 | 2986.0992 | 7989.0898 | 10838.2577 | 10315.2981 | 16856.7105 | 20411.5519 | 20332.7349 | 23807.5207 | 22404.1301 | 22726.9364 | 23938.6321 | 39137.7629 | 43983.569 | 54683.6424 | 57043.3577 | 55736.8731 | 53880.5274 | 55265.4958
|  | Solar | 0 | 2609.5231 | 2195.9284 | 2328.8569 | 3140.7903 | 4865.1208 | 8862.2816 | 6442.7335 | 8507.163 | 9597.971 | 10248.0391 | 23218.8692 | 23235.5254 | 22779.4548 | 32652.137 | 32875.0743 | 35251.6226 | 29188.0587 | 32907.5405 | 38314.6728 | 39906.7412
|  | Distributed PV | 0 | 932.0961 | 1698.7421 | 2200.6999 | 2637.1893 | 3064.4777 | 3518.7755 | 3998.9083 | 4495.9558 | 4943.3665 | 5439.5852 | 6114.5258 | 7086.0724 | 8441.2291 | 10528.8883 | 12375.3381 | 13570.018 | 14636.2224 | 15628.4321 | 16888.3398 | 18533.358
|  | DSP | 0 | -0.13821 | 0.0033321 | 0.44392 | 0.46522 | -0.13821 | 0.06708 | 0.086467 | 1.4297 | -0.13821 | 0.1413 | 0.15939 | 0.67346 | 1.1371 | 2.9451 | 3.521 | 1.5164 | 4.4821 | 4.5278 | 1.6626 | 4.5565

## Comparison 1 vs 2
Comparison - Central with TRET (Counterfactual) vs. Central with TRET (DP6)
Notes
1. The discount rate used for calculation is 5.9%
2. The top-most chart showing the difference in annual net market benefits presents Case 2 minus Case 1. A positive value indicates the net benefits of Case 2, while a negative value indicates the net benefits of Case 1
3. All other charts present Case 1 minus Case 2
Case 1 | Central with TRET (Counterfactual)
Case 2 | Central with TRET (DP6)
NEM difference in annual net market benefits
Select region | NEM
|  | Real June 2019 dollars ($m) | NPV | Early works (NPV) | 2021-22 | 2022-23 | 2023-24 | 2024-25 | 2025-26 | 2026-27 | 2027-28 | 2028-29 | 2029-30 | 2030-31 | 2031-32 | 2032-33 | 2033-34 | 2034-35 | 2035-36 | 2036-37 | 2037-38 | 2038-39 | 2039-40 | 2040-41 | 2041-42
|  | Capex | 895.3187 |  | 0 | 0 | 0 | 36.1238 | 40.7821 | 47.7354 | 62.1549 | 96.6527 | 244.5462 | 229.2203 | 286.7515 | 341.5836 | 272.6683 | 332.8805 | 359.113 | 319.2592 | -79.3598 | -125.6474 | -77.2002 | -369.0998 | -438.3461
|  | FOM | 682.5861 |  | -3.0468e-11 | -3.8335e-09 | -3.5925e-11 | 1.3171 | 1.4003 | 2.7243 | 6.1858 | 9.6802 | 15.3021 | 9.1306 | -6.4816 | -65.2147 | -68.732 | -67.3088 | 192.6555 | 347.1336 | 561.9078 | 910.0368 | 290.6717 | 174.2344 | -246.0194
|  | Fuel | 10202.9515 |  | -8.7989e-05 | 6.0577 | 8.6461 | 121.4697 | 148.4237 | 154.7396 | 132.8487 | 174.9133 | 187.8036 | 213.1769 | 285.3039 | 1640.9107 | 1630.8287 | 1555.5333 | 1923.8739 | 2259.2573 | 3630.5379 | 3495.3372 | 3791.3815 | 4113.2225 | 4389.1963
|  | VOM | 505.4842 |  | 0.00028129 | -0.36766 | 0.088285 | -1.9686 | -1.5606 | -4.5002 | -3.4467 | -1.9874 | -0.96411 | 1.7042 | -7.5186 | 55.6984 | 50.5738 | 59.763 | 117.9943 | 134.8998 | 211.8308 | 198.3854 | 236.2039 | 265.8905 | 276.6945
|  | REZ | -696.8394 |  | 0 | -0.41947 | -0.41948 | -0.41947 | -0.41947 | -0.86151 | -2.3862 | -16.0221 | -37.2505 | -38.8217 | -32.1752 | -33.7607 | -33.7607 | -34.2368 | -119.2772 | -120.5931 | -289.6321 | -289.6321 | -328.2257 | -382.9269 | -382.9269
|  | DSP+USE | 123.5695 |  | 4.1105e-08 | 0 | 3.4048 | 11.0191 | 10.0216 | 0 | 3.0178 | 6.1693 | 23.0487 | 0 | 4.1088 | 4.3748 | 2.8876 | -8.856 | 12.8509 | 43.5046 | 13.6911 | 67.919 | 71.9187 | 2.7105 | 69.0119
|  | Rehab | -9.3361 |  | 0 | 0 | 0 | 0 | 0 | 0 | 0 | 0 | 1.6254e-09 | -1.6255e-09 | 0 | 0 | 0 | 0 | -3.4228 | -2.7172 | -6.3615 | -9.9341 | -3.3129 | -2.7708 | 0
|  | Interconnectors | -4026.8196 | 0 | 0 | -7.6188 | -7.6188 | -137.1141 | -289.491 | -289.491 | -289.491 | -289.491 | -289.491 | -289.491 | -423.365 | -576.8303 | -576.8303 | -576.8303 | -880.4956 | -880.4956 | -880.4956 | -880.4956 | -880.4956 | -880.4956 | -880.4956
|  | Net benefits | 7676.9149 | 0 | 0.00019335 | -2.3483 | 4.1008 | 30.4276 | -90.8433 | -89.6534 | -91.1167 | -20.0849 | 142.995 | 124.9194 | 106.6239 | 1366.7618 | 1277.6355 | 1260.945 | 1603.2919 | 2100.2485 | 3162.1186 | 3365.9692 | 3100.9414 | 2920.7647 | 2787.1147
*Net present value as at 1 July 2019
Note 1: DSP may include unserved energy below the current reliability standard
Note 2: Early works (NPV) represents the net present value of the cost of early works on interconnectors, as detailed in the 2020 ISP report
NEM difference in capacity by year
Select region | NEM
|  | Capacity (MW) | 2021-22 | 2022-23 | 2023-24 | 2024-25 | 2025-26 | 2026-27 | 2027-28 | 2028-29 | 2029-30 | 2030-31 | 2031-32 | 2032-33 | 2033-34 | 2034-35 | 2035-36 | 2036-37 | 2037-38 | 2038-39 | 2039-40 | 2040-41 | 2041-42
|  | Black Coal | 0 | 0 | 0 | 0 | 0 | 0 | 0 | 0 | 0 | 0 | 0 | 0 | 0 | 0 | 0 | 0 | 0 | 0 | 0 | 0 | 0
|  | Brown Coal | 0 | 0 | 0 | 0 | 0 | 0 | 0 | 0 | -9.9999e-09 | 0 | 0 | 0 | 0 | 0 | 0 | 0 | 0 | 0 | 0 | 0 | 0
|  | CCGT | 0 | 0 | 0 | 0 | 0 | 0 | 0 | 0 | 0 | 0 | 0 | 0 | 0 | 0 | 0 | 0 | 0 | 0 | 0 | 0 | 0
|  | Peaking Gas+Liquids | 0 | 0 | 0 | 312.2061 | 312.2061 | 312.2061 | 312.2061 | 582.9582 | 1822.4574 | 1822.4574 | 1822.4574 | 4122.2608 | 4122.2608 | 4336.6476 | 5299.7649 | 6399.3451 | 7322.2583 | 7855.3989 | 8008.4567 | 8008.4567 | 8717.3832
|  | Hydro | 0 | 0 | 0 | 0 | 0 | 0 | 0 | 0 | 0 | 0 | -390 | -390 | -390 | -390 | -390 | -390 | -390 | -390 | -390 | -390 | -390
|  | Dispatchable Storage | 0 | 0 | 0 | 0 | 39.9037 | 39.9037 | 39.9037 | 39.9037 | 39.9037 | 262.1058 | 709.268 | 1116.5539 | 274.0013 | 625.9127 | 229.7421 | 177.7215 | 684.6674 | -833.8228 | -256.9205 | -953.4419 | -2890.1278
|  | Behind the Meter Storage | 0 | 0 | 0 | 0 | 0 | 0 | 0 | 0 | 0 | 0 | 0 | 0 | 0 | 0 | 0 | 0 | 0 | 0 | 0 | 0 | 0
|  | Wind | 0 | 0 | 0 | 0 | 0 | 5.4818 | 16.4747 | 130.3703 | -26.0323 | -103.4077 | -302.8959 | -490.1501 | -873.7033 | -964.5448 | 932.4535 | -212.4227 | -4065.5382 | -3456.5382 | -3447.2097 | -3555.4023 | -3555.4023
|  | Solar | 0 | 0 | 0 | 0 | 0 | 86.2839 | 250.3574 | 74.0511 | 435.921 | 142.8916 | 567.7588 | -3214.1504 | -1828.5903 | -1828.5903 | -5006.3242 | -5006.3242 | -5984.0187 | -5833.7187 | -6415.9467 | -8060.1076 | -8060.1076
|  | Distributed PV | 0 | 0 | 0 | 0 | 0 | 0 | 0 | 0 | 0 | 0 | 0 | 0 | 0 | 0 | 0 | 0 | 0 | 0 | 0 | 0 | 0
|  | Dispatchable Capacity | 0 | 0 | 0 | 312.2061 | 352.1098 | 352.1098 | 352.1098 | 622.8619 | 1862.361 | 2084.5632 | 2141.7254 | 4848.8147 | 4006.2621 | 4572.5603 | 5139.507 | 6187.0666 | 7616.9257 | 6631.5761 | 7361.5362 | 6665.0148 | 5437.2554
|  | DSP | 0 | 0 | 0 | 0 | 0 | 0 | 0 | 0 | 0 | 0 | 0 | 0 | 0 | 0 | 0 | 0 | 0 | 0 | 0 | 0 | 0
NEM difference in generation by year
Select region | NEM
|  | As-generated generation (GWh) | 2021-22 | 2022-23 | 2023-24 | 2024-25 | 2025-26 | 2026-27 | 2027-28 | 2028-29 | 2029-30 | 2030-31 | 2031-32 | 2032-33 | 2033-34 | 2034-35 | 2035-36 | 2036-37 | 2037-38 | 2038-39 | 2039-40 | 2040-41 | 2041-42
|  | Black Coal | 2.6558e-06 | 412.2584 | 500.5236 | 1012.2833 | 2564.3332 | 2541.1841 | 1020.5563 | 2169.3819 | 2179.6981 | 1937.4434 | 5020.4748 | -2721.7326 | -3530.2337 | -1533.0763 | 283.5771 | 1993.4065 | 4344.883 | 3600.1842 | 3135.9606 | 3919.1323 | 4631.7012
|  | Brown Coal | 0.06572 | -381.7334 | -380.2989 | -1861.7698 | -3166.2862 | -2583.0422 | -2008.7734 | -2411.9794 | -1664.5492 | -1261.2304 | -1648.1526 | -870.6259 | -1267.6436 | -1497.3189 | -2983.4717 | -2145.4728 | -256.2983 | -1426.6013 | -1584.9795 | 68.7506 | -1460.6549
|  | CCGT | 4.1987e-08 | -0.043254 | -0.51136 | 1100.6612 | 917.3261 | 865.7513 | 1000.8555 | 1076.7028 | 993.7896 | 1083.8945 | 819.317 | 7728.9928 | 7765.3975 | 7522.8082 | 5897.5 | 7731.1611 | 6581.9181 | 9993.3737 | 7588.2434 | 5431.0389 | 8112.5513
|  | Peaking Gas+Liquids | 8.3669e-08 | 1.8136 | 2.7347 | 134.4791 | 158.9755 | 134.4874 | 153.3444 | 169.1386 | 213.9345 | 213.179 | 180.2551 | 6418.2584 | 6641.7569 | 6220.6949 | 9743.2525 | 10792.051 | 19793.8802 | 17402.4396 | 21367.8722 | 24364.9927 | 24770.3478
|  | Hydro | 9.309e-08 | -17.6636 | -30.7196 | -310.5078 | -218.6423 | -688.7934 | -90.5841 | -504.4092 | -519.5296 | -143.1899 | -2402.9897 | -1682.4429 | -1816.8899 | -1960.0824 | -2040.6836 | -3382.7068 | -1234.2956 | -2447.3359 | -1293.2591 | -1207.2636 | -2722.1203
|  | Dispatchable Storage | 0.59434 | -2.6597 | 0.84691 | -39.1317 | -239.7256 | -363.1285 | -302.6138 | -318.6918 | -17.113 | 111.5562 | 974.0188 | -2268.9441 | -2825.8191 | -2533.8715 | -2080.2328 | -2062.9923 | -3324.5087 | -4453.9769 | -3576.6889 | -5904.9727 | -6965.3754
|  | Behind the Meter Storage | 0 | 0 | 0 | 0 | 0 | 0 | 0 | 0 | 0 | 0 | 0 | 0 | 0 | 0 | 0 | 0 | 0 | 0 | 0 | 0 | 0
|  | Wind | 2.0976e-07 | -74.4048 | -73.237 | -384.2384 | -663.3465 | -958.1259 | -1118.0781 | -1134.7564 | -2379.069 | -2522.0183 | -3470.9428 | -3027.5451 | -5009.2831 | -5346.8236 | 424.4119 | -3455.7977 | -16268.036 | -16135.2377 | -16026.6428 | -15172.1673 | -15249.0575
|  | Solar | 0 | 0 | 1.4552e-11 | -41.9956 | -19.9628 | 172.232 | 497.0787 | -21.1996 | 818.9748 | 236.393 | 1304.7952 | -8798.7757 | -5869.225 | -5608.0205 | -14338.5717 | -14516.661 | -16789.4348 | -14614.8899 | -16753.2994 | -21654.451 | -22622.375
|  | Distributed PV | 0 | 0 | 0 | 0 | 0 | 0 | 0 | 0 | 0 | 0 | 0 | 0 | 0 | 0 | 0 | 0 | 0 | 0 | 0 | 0 | 0
Load (GWh)
|  | Dispatchable Storage Load | 0.72973 | -26.0846 | -3.0453 | -143.7289 | -383.9019 | -588.6365 | -514.2689 | -481.9584 | -25.4488 | 36.2417 | 1130.3889 | -5046.32 | -5562.4921 | -4462.1486 | -3708.6371 | -3621.0806 | -5929.4237 | -6726.0616 | -5753.8948 | -8883.9128 | -10182.8099 |  |  | #REF!
|  | Behind the Meter Storage Load | 0 | 0 | 0 | 0 | 0 | 0 | 0 | 0 | 0 | 0 | 0 | 0 | 0 | 0 | 0 | 0 | 0 | 0 | 0 | 0 | 0
|  | DSP | 0 | 0 | 0 | 0 | 0 | 0 | 0 | 0 | 0 | 0 | 0 | 0 | 0 | 0 | 0 | 0 | 0 | 0 | 0 | 0 | 0
NEM differences in generation by technology type
Select region | NEM
|  | As-generated generation (GWh) | 2021-22: 2021-22; 2022-23: 2031-32; 2023-24: 2041-42
|  | Black Coal | 2021-22: 2.6558e-06; 2022-23: 5020.4748; 2023-24: 4631.7012
|  | Brown Coal | 2021-22: 0.06572; 2022-23: -1648.1526; 2023-24: -1460.6549
|  | CCGT | 2021-22: 4.1987e-08; 2022-23: 819.317; 2023-24: 8112.5513
|  | Peaking Gas+Liquids | 2021-22: 8.3669e-08; 2022-23: 180.2551; 2023-24: 24770.3478
|  | Hydro | 2021-22: 9.309e-08; 2022-23: -2402.9897; 2023-24: -2722.1203
|  | Dispatchable Storage | 2021-22: 0.59434; 2022-23: 974.0188; 2023-24: -6965.3754
|  | Behind the Meter Storage | 2021-22: 0; 2022-23: 0; 2023-24: 0
|  | Wind | 2021-22: 2.0976e-07; 2022-23: -3470.9428; 2023-24: -15249.0575
|  | Solar | 2021-22: 0; 2022-23: 1304.7952; 2023-24: -22622.375
|  | Distributed PV | 2021-22: 0; 2022-23: 0; 2023-24: 0
Load (GWh)
|  | Dispatchable Storage Load | 2021-22: 0.72973; 2022-23: 1130.3889; 2023-24: -10182.8099
|  | Behind the Meter Storage Load | 2021-22: 0; 2022-23: 0; 2023-24: 0
|  | DSP | 2021-22: 0; 2022-23: 0; 2023-24: 0
NEM differences in storage capacity by year
Select region | NEM
|  | Capacity (MW) | 2021-22 | 2022-23 | 2023-24 | 2024-25 | 2025-26 | 2026-27 | 2027-28 | 2028-29 | 2029-30 | 2030-31 | 2031-32 | 2032-33 | 2033-34 | 2034-35 | 2035-36 | 2036-37 | 2037-38 | 2038-39 | 2039-40 | 2040-41 | 2041-42
|  | Shallow Storage | 0 | 0 | 0 | 0 | 0.70892 | 0.70892 | 0.70892 | 0.70892 | 0.70892 | 222.9111 | 488.5162 | 526.5737 | 780.846 | 780.846 | 780.846 | 639.9962 | 639.9962 | -882.3461 | -882.3461 | -882.3461 | -2819.032
|  | Medium Storage | 0 | 0 | 0 | 0 | 39.1947 | 39.1947 | 39.1947 | 39.1947 | 39.1947 | 39.1947 | 220.7519 | 373.1961 | -723.6288 | -371.7174 | -767.888 | -673.9992 | -167.0532 | -163.2012 | 292.5727 | -324.9106 | -324.9106
|  | Deep Storage | 0 | 0 | 0 | 0 | 0 | 0 | 0 | 0 | 0 | 0 | 0 | 216.7841 | 216.7841 | 216.7841 | 216.7841 | 211.7245 | 211.7245 | 211.7245 | 332.8529 | 253.8148 | 253.8148
|  | Behind the Meter Storage | 0 | 0 | 0 | 0 | 0 | 0 | 0 | 0 | 0 | 0 | 0 | 0 | 0 | 0 | 0 | 0 | 0 | 0 | 0 | 0 | 0
NEM differences in storage generation by year
Select region | NEM
|  | As-generated generation (GWh) | 2021-22 | 2022-23 | 2023-24 | 2024-25 | 2025-26 | 2026-27 | 2027-28 | 2028-29 | 2029-30 | 2030-31 | 2031-32 | 2032-33 | 2033-34 | 2034-35 | 2035-36 | 2036-37 | 2037-38 | 2038-39 | 2039-40 | 2040-41 | 2041-42
|  | Shallow Storage | 0.59434 | -1.592 | 1.0274 | 35.9857 | -19.6199 | -22.415 | 23.2584 | -86.4405 | 47.7298 | 119.1278 | 308.185 | 180.0957 | 166.6303 | 81.6756 | 258.0868 | 160.4316 | -48.3238 | -835.4901 | -921.3866 | -966.7563 | -1928.0381
|  | Medium Storage | 7.2288e-09 | -1.0677 | -0.18052 | -28.938 | 32.0181 | 28.6494 | 25.881 | 19.5472 | 85.5137 | 97.9028 | 519.2561 | 266.4965 | -529.6475 | -25.3099 | -1550.4216 | -1406.689 | -1295.3427 | -1602.8749 | -1140.5405 | -2883.9027 | -2675.2977
|  | Deep Storage | 0 | 0 | 0 | -46.1794 | -252.1239 | -369.3629 | -351.7533 | -251.7985 | -150.3565 | -105.4744 | 146.5778 | -2715.5363 | -2462.802 | -2590.2372 | -787.8979 | -816.7349 | -1980.8422 | -2015.6119 | -1514.7619 | -2054.3136 | -2362.0396
|  | Behind the Meter Storage | 0 | 0 | 0 | 0 | 0 | 0 | 0 | 0 | 0 | 0 | 0 | 0 | 0 | 0 | 0 | 0 | 0 | 0 | 0 | 0 | 0
NEM differences in dispatchable capacity built by year vs cumulative coal retirements
Select region | NEM
|  | Capacity Built (MW) | 2021-22 | 2022-23 | 2023-24 | 2024-25 | 2025-26 | 2026-27 | 2027-28 | 2028-29 | 2029-30 | 2030-31 | 2031-32 | 2032-33 | 2033-34 | 2034-35 | 2035-36 | 2036-37 | 2037-38 | 2038-39 | 2039-40 | 2040-41 | 2041-42
|  | CCGT | 0 | 0 | 0 | 0 | 0 | 0 | 0 | 0 | 0 | 0 | 0 | 0 | 0 | 0 | 0 | 0 | 0 | 0 | 0 | 0 | 0
|  | Peaking Gas+Liquids | 0 | 0 | 0 | 312.2061 | 312.2061 | 312.2061 | 312.2061 | 582.9582 | 1822.4574 | 1822.4574 | 1822.4574 | 4122.2608 | 4122.2608 | 4336.6476 | 5299.7649 | 6399.3451 | 7322.2583 | 7855.3989 | 8008.4567 | 8008.4567 | 8717.3832
|  | Hydro | 0 | 0 | 0 | 0 | 0 | 0 | 0 | 0 | 0 | 0 | -390 | -390 | -390 | -390 | -390 | -390 | -390 | -390 | -390 | -390 | -390
|  | Shallow Storage | 0 | 0 | 0 | 0 | 0.70892 | 0.70892 | 0.70892 | 0.70892 | 0.70892 | 222.9111 | 488.5162 | 526.5737 | 780.846 | 780.846 | 780.846 | 639.9962 | 639.9962 | -882.3461 | -882.3461 | -882.3461 | -2819.032
|  | Medium Storage | 0 | 0 | 0 | 0 | 39.1947 | 39.1947 | 39.1947 | 39.1947 | 39.1947 | 39.1947 | 220.7519 | 373.1961 | -723.6288 | -371.7174 | -767.888 | -673.9992 | -167.0532 | -163.2012 | 292.5727 | -324.9106 | -324.9106
|  | Deep Storage | 0 | 0 | 0 | 0 | 0 | 0 | 0 | 0 | 0 | 0 | 0 | 216.7841 | 216.7841 | 216.7841 | 216.7841 | 211.7245 | 211.7245 | 211.7245 | 332.8529 | 253.8148 | 253.8148
|  | DSP | 0 | 0 | 0 | 0 | 0 | 0 | 0 | 0 | 0 | 0 | 0 | 0 | 0 | 0 | 0 | 0 | 0 | 0 | 0 | 0 | 0
|  | New Interconnectors | 0 | -85 | -85 | -985 | -985 | -985 | -985 | -985 | -985 | -985 | -1735 | -2557.5 | -2557.5 | -2557.5 | -6627.5 | -6627.5 | -6627.5 | -6627.5 | -6627.5 | -6627.5 | -6627.5
|  | Retired Coal | 0 | 0 | 0 | 0 | 0 | 0 | 0 | 0 | 9.9999e-09 | 0 | 0 | 0 | 0 | 0 | 0 | 0 | 0 | 0 | 0 | 0 | 0
|  | Retired Dispatchable | 0 | 0 | 0 | 0 | 0 | 0 | 0 | 0 | 9.9999e-09 | 0 | 0 | 0 | 0 | 0 | 0 | 0 | 0 | 0 | 0 | 0 | 0
Note: Capacity built in 2021-22 includes all capacity built since 2019-20
Emissions trajectory comparison
|  | Emissions (Mt CO2-e) | Total | 2021-22 | 2022-23 | 2023-24 | 2024-25 | 2025-26 | 2026-27 | 2027-28 | 2028-29 | 2029-30 | 2030-31 | 2031-32 | 2032-33 | 2033-34 | 2034-35 | 2035-36 | 2036-37 | 2037-38 | 2038-39 | 2039-40 | 2040-41 | 2041-42
|  | Central with TRET (Counterfactual) | 2115.1163 | 128.6999 | 128.0188 | 127.2865 | 122.9659 | 118.8092 | 113.8012 | 116.959 | 106.9043 | 103.4708 | 107.0361 | 101.7909 | 95.958 | 96.3925 | 95.1911 | 76.2674 | 75.248 | 79.9541 | 77.2282 | 78.9274 | 83.2038 | 81.0033
|  | Central with TRET (DP6) | 1970.6604 | 128.6999 | 128.1027 | 127.2946 | 123.567 | 119.6974 | 113.9873 | 117.7705 | 107.0993 | 102.7398 | 105.9585 | 98.5007 | 90.8071 | 92.2757 | 90.02 | 69.3889 | 64.2714 | 58.4361 | 57.8757 | 58.66 | 59.0608 | 56.447

## Capacity_1
Installed capacity by technology (MW) - Central with TRET (Counterfactual)
Capacity calculated on 1 July. Years are financial year ending. In early study years some wind and solar projects enter later in the financial year and are reflected in the following financial year's capacity.
Region | Technology | Existing+Committed in 2021 | 2022 | 2023 | 2024 | 2025 | 2026 | 2027 | 2028 | 2029 | 2030 | 2031 | 2032 | 2033 | 2034 | 2035 | 2036 | 2037 | 2038 | 2039 | 2040 | 2041 | 2042
NEM | Black Coal | 18336 | 18336 | 17861 | 16386 | 16386 | 16386 | 16386 | 16386 | 15686 | 14366 | 14366 | 14366 | 11486 | 11486 | 11486 | 7066 | 6366 | 5216 | 5216 | 5216 | 5216 | 5216
NEM | Brown Coal | 4820 | 4820 | 4820 | 4820 | 4820 | 4820 | 4820 | 4820 | 4820 | 4470 | 4120 | 3745 | 3370 | 3370 | 3370 | 3370 | 3370 | 3370 | 3370 | 3370 | 3370 | 3370
NEM | CCGT | 4285.9 | 4285.9 | 4045.9 | 3865.9 | 3865.9 | 3865.9 | 3865.9 | 3865.9 | 3480.9 | 3480.9 | 3480.9 | 3480.9 | 3480.9 | 3480.9 | 3480.9 | 2680.9 | 2680.9 | 2151.9 | 2151.9 | 1508.5 | 1508.5 | 1508.5
NEM | Peaking Gas+Liquids | 6812.873 | 6812.873 | 6812.873 | 6812.873 | 7125.0791 | 7125.0791 | 7125.0791 | 7125.0791 | 7395.8312 | 8635.3304 | 8252.8304 | 8252.8304 | 10318.2938 | 9856.2938 | 9953.6806 | 10786.7979 | 11886.3781 | 12809.2913 | 13342.4319 | 13055.4897 | 12935.4897 | 13644.4162
NEM | Hydro | 6906.5 | 6906.5 | 6906.5 | 6906.5 | 6906.5 | 6906.5 | 6906.5 | 6906.5 | 6906.5 | 6906.5 | 6906.5 | 6906.5 | 6906.5 | 6906.5 | 6906.5 | 6906.5 | 6906.5 | 6820.1 | 6820.1 | 6820.1 | 6820.1 | 6820.1
NEM | Dispatchable Storage | 1197.7119 | 1211.1822 | 1231.1619 | 1231.3446 | 3322.0266 | 3420.3345 | 3480.4068 | 3548.5299 | 3622.1398 | 3767.28 | 4001.7686 | 4504.5958 | 4980.3562 | 5366.7906 | 6239.814 | 8214.9251 | 8793.2019 | 9875.7637 | 10156.9714 | 10853.0345 | 10917.1095 | 11012.6146
NEM | Behind the Meter Storage | 390.8477 | 444.7287 | 522.1652 | 606.7287 | 693.7488 | 759.2616 | 795.595 | 833.399 | 870.6424 | 1032.3762 | 1000.6238 | 1005.4321 | 1040.1259 | 1076.1938 | 1176.5966 | 1328.6811 | 1416.3921 | 1516.1836 | 1633.7332 | 1766.3699 | 1829.9223 | 1887.2111
NEM | Wind | 9005.458 | 9005.458 | 10092.658 | 10206.3882 | 10328.6454 | 11029.0066 | 11900.5863 | 12514.6946 | 14516.8616 | 15290.4426 | 15247.5632 | 15247.5632 | 15965.6601 | 15686.9601 | 15686.9601 | 21386.4601 | 21533.9601 | 22227.4617 | 22227.4617 | 22105.4027 | 21671.3027 | 21623.0027
NEM | Solar | 5151.711 | 5151.711 | 5941.711 | 5941.711 | 6041.711 | 6201.711 | 6854.8029 | 8557.4831 | 8629.7397 | 9298.5268 | 9341.0628 | 9765.93 | 10502.7589 | 12315.2589 | 12315.2589 | 12315.2589 | 12315.2589 | 12315.2589 | 12315.2589 | 12315.2589 | 12315.2589 | 12315.2589
NEM | Distributed PV | 10577.5784 | 11182.5634 | 11767.3114 | 12110.0151 | 12385.4875 | 12632.6732 | 12874.148 | 13113.8285 | 13473.7679 | 13740.9594 | 13981.9581 | 14271.833 | 14866.7191 | 15608.3889 | 16750.1885 | 18549.4629 | 19428.9402 | 20238.2583 | 20882.5426 | 21502.9137 | 22672.4336 | 23854.5037
Total |  | 67484.58 | 68156.9163 | 70001.2805 | 68887.4606 | 71875.0985 | 73146.466 | 75009.018 | 77671.4143 | 79402.3827 | 80988.3153 | 80699.2068 | 81546.5845 | 82917.3139 | 85153.2861 | 87365.8986 | 92604.986 | 94697.5314 | 96540.2174 | 98116.3998 | 98513.0694 | 99256.1168 | 101251.6072
NEM | DSP | 442.51 | 481.9947 | 523.9087 | 563.5537 | 604.8769 | 642.2207 | 683.7217 | 723.7206 | 769.3578 | 813.2293 | 856.8643 | 902.9323 | 945.2407 | 987.7993 | 1036.2071 | 1080.8117 | 1130.9974 | 1182.6764 | 1231.8342 | 1286.6284 | 1339.5566 | 1392.374
Total including DSP |  | 67927.09 | 68638.9109 | 70525.1892 | 69451.0143 | 72479.9754 | 73788.6867 | 75692.7397 | 78395.1349 | 80171.7404 | 81801.5446 | 81556.0711 | 82449.5168 | 83862.5546 | 86141.0854 | 88402.1057 | 93685.7977 | 95828.5289 | 97722.8939 | 99348.2339 | 99799.6978 | 100595.6734 | 102643.9812
Region | Technology | Existing+Committed in 2021 | 2022 | 2023 | 2024 | 2025 | 2026 | 2027 | 2028 | 2029 | 2030 | 2031 | 2032 | 2033 | 2034 | 2035 | 2036 | 2037 | 2038 | 2039 | 2040 | 2041 | 2042
NSW | Black Coal | 10210 | 10210 | 9735 | 8260 | 8260 | 8260 | 8260 | 8260 | 8260 | 6940 | 6940 | 6940 | 4060 | 4060 | 4060 | 1320 | 1320 | 1320 | 1320 | 1320 | 1320 | 1320
NSW | Brown Coal | 0 | 0 | 0 | 0 | 0 | 0 | 0 | 0 | 0 | 0 | 0 | 0 | 0 | 0 | 0 | 0 | 0 | 0 | 0 | 0 | 0 | 0
NSW | CCGT | 440 | 440 | 440 | 440 | 440 | 440 | 440 | 440 | 440 | 440 | 440 | 440 | 440 | 440 | 440 | 440 | 440 | 440 | 440 | 440 | 440 | 440
NSW | Peaking Gas+Liquids | 1561.233 | 1561.233 | 1561.233 | 1561.233 | 1561.233 | 1561.233 | 1561.233 | 1561.233 | 1831.9851 | 3071.4842 | 3071.4842 | 3071.4842 | 5371.2876 | 5371.2876 | 5585.6745 | 6498.7918 | 7587.7288 | 7587.7288 | 7878.2881 | 8031.346 | 8031.346 | 8740.2725
NSW | Hydro | 2285 | 2285 | 2285 | 2285 | 2285 | 2285 | 2285 | 2285 | 2285 | 2285 | 2285 | 2285 | 2285 | 2285 | 2285 | 2285 | 2285 | 2285 | 2285 | 2285 | 2285 | 2285
NSW | Dispatchable Storage | 273.3575 | 280.5403 | 282.7449 | 284.5264 | 2347.1685 | 2372.8062 | 2399.0398 | 2428.929 | 2462.4971 | 2527.943 | 2544.5716 | 2587.8199 | 2655.1418 | 2936.4209 | 3152.9575 | 3211.3363 | 3245.6324 | 3282.7365 | 3325.4075 | 3372.9803 | 3397.4955 | 3420.2447
NSW | Behind the Meter Storage | 133.43 | 162.1612 | 200.7871 | 242.6292 | 287.5949 | 319.6657 | 337.6342 | 356.018 | 376.3052 | 451.1476 | 434.2345 | 439.4556 | 453.6777 | 468.9166 | 509.2789 | 571.5192 | 605.359 | 646.613 | 694.0331 | 746.6493 | 770.3946 | 791.5885
NSW | Wind | 1639.46 | 1639.46 | 1866.46 | 1866.46 | 1866.46 | 1866.46 | 1866.46 | 1866.46 | 1866.46 | 1867.46 | 1867.46 | 1867.46 | 2534.7891 | 2534.7891 | 2534.7891 | 8014.7891 | 8014.7891 | 8014.7891 | 8014.7891 | 8014.7891 | 7907.9891 | 7859.6891
NSW | Solar | 1837.317 | 1837.317 | 2217.317 | 2217.317 | 2217.317 | 2217.317 | 2303.6009 | 2473.532 | 2484.9879 | 2484.9879 | 2484.9879 | 2484.9879 | 2484.9879 | 2484.9879 | 2484.9879 | 2484.9879 | 2484.9879 | 2484.9879 | 2484.9879 | 2484.9879 | 2484.9879 | 2484.9879
NSW | Distributed PV | 2774.0673 | 2995.2711 | 3223.0557 | 3332.0398 | 3405.5028 | 3462.2765 | 3514.9687 | 3565.9122 | 3675.5033 | 3739.6814 | 3790.33 | 3864.5318 | 4068.6881 | 4333.8378 | 4732.2988 | 5364.0737 | 5619.4347 | 5879.2098 | 6075.6052 | 6261.2729 | 6640.7335 | 7018.6874
Total |  | 21153.8648 | 21410.9826 | 21811.5977 | 20489.2054 | 22670.2762 | 22784.7584 | 22967.9365 | 23237.0842 | 23682.7386 | 23807.7041 | 23858.0683 | 23980.7395 | 24353.5723 | 24915.2399 | 25784.9867 | 30190.498 | 31602.9319 | 31941.0651 | 32518.111 | 32957.0255 | 33277.9466 | 34360.47
NSW | DSP | 93.24 | 108.9702 | 125.7417 | 141.5464 | 157.576 | 172.5971 | 189.7623 | 205.2943 | 224.6814 | 243.7857 | 261.3059 | 279.5118 | 297.6069 | 315.4147 | 337.184 | 354.2201 | 374.2368 | 395.7139 | 418.2215 | 438.9016 | 460.7186 | 481.5922
Total including DSP |  | 21247.1048 | 21519.9528 | 21937.3394 | 20630.7518 | 22827.8522 | 22957.3555 | 23157.6988 | 23442.3785 | 23907.42 | 24051.4898 | 24119.3742 | 24260.2512 | 24651.1792 | 25230.6545 | 26122.1707 | 30544.718 | 31977.1687 | 32336.779 | 32936.3325 | 33395.9272 | 33738.6652 | 34842.0622
Region | Technology | Existing+Committed in 2021 | 2022 | 2023 | 2024 | 2025 | 2026 | 2027 | 2028 | 2029 | 2030 | 2031 | 2032 | 2033 | 2034 | 2035 | 2036 | 2037 | 2038 | 2039 | 2040 | 2041 | 2042
QLD | Black Coal | 8126 | 8126 | 8126 | 8126 | 8126 | 8126 | 8126 | 8126 | 7426 | 7426 | 7426 | 7426 | 7426 | 7426 | 7426 | 5746 | 5046 | 3896 | 3896 | 3896 | 3896 | 3896
QLD | Brown Coal | 0 | 0 | 0 | 0 | 0 | 0 | 0 | 0 | 0 | 0 | 0 | 0 | 0 | 0 | 0 | 0 | 0 | 0 | 0 | 0 | 0 | 0
QLD | CCGT | 1596.9 | 1596.9 | 1596.9 | 1596.9 | 1596.9 | 1596.9 | 1596.9 | 1596.9 | 1211.9 | 1211.9 | 1211.9 | 1211.9 | 1211.9 | 1211.9 | 1211.9 | 1211.9 | 1211.9 | 1211.9 | 1211.9 | 1068.5 | 1068.5 | 1068.5
QLD | Peaking Gas+Liquids | 1909.5 | 1909.5 | 1909.5 | 1909.5 | 1909.5 | 1909.5 | 1909.5 | 1909.5 | 1909.5 | 1909.5 | 1909.5 | 1909.5 | 1909.5 | 1617.5 | 1500.5 | 1500.5 | 1500.5 | 1921.3069 | 2163.8882 | 2163.8882 | 2163.8882 | 2163.8882
QLD | Hydro | 152.4 | 152.4 | 152.4 | 152.4 | 152.4 | 152.4 | 152.4 | 152.4 | 152.4 | 152.4 | 152.4 | 152.4 | 152.4 | 152.4 | 152.4 | 152.4 | 152.4 | 66 | 66 | 66 | 66 | 66
QLD | Dispatchable Storage | 583.674 | 586.9254 | 608.0057 | 608.6776 | 618.8948 | 631.27 | 643.4023 | 658.2581 | 674.4049 | 706.7889 | 715.7206 | 727.3907 | 741.6597 | 880.7141 | 1424.4088 | 2235.2163 | 2748.3343 | 3461.5659 | 3485.1418 | 3512.7276 | 3527.9057 | 3578.1868
QLD | Behind the Meter Storage | 54.6962 | 67.7015 | 84.5788 | 101.7764 | 123.7188 | 142.1521 | 151.4657 | 163.1725 | 174.0412 | 212.5046 | 206.3421 | 207.6225 | 214.9695 | 224.6887 | 243.6396 | 273.1083 | 296.0428 | 316.302 | 342.8319 | 373.8223 | 389.2353 | 403.6621
QLD | Wind | 676.608 | 676.608 | 1176.608 | 1176.608 | 1176.608 | 1526.5686 | 1776.608 | 1821.608 | 3162.5356 | 3407.4632 | 3407.4632 | 3407.4632 | 3407.4632 | 3407.4632 | 3407.4632 | 3707.4632 | 3907.4632 | 3907.4632 | 3907.4632 | 3907.4632 | 3907.4632 | 3907.4632
QLD | Solar | 1971.857 | 1971.857 | 2381.857 | 2381.857 | 2381.857 | 2381.857 | 2788.665 | 4011.4141 | 4072.2147 | 4741.0018 | 4741.0018 | 4741.0018 | 4741.0018 | 4741.0018 | 4741.0018 | 4741.0018 | 4741.0018 | 4741.0018 | 4741.0018 | 4741.0018 | 4741.0018 | 4741.0018
QLD | Distributed PV | 3808.1364 | 3976.2113 | 4157.0767 | 4294.1895 | 4423.783 | 4551.5261 | 4678.5652 | 4805.5071 | 4947.5708 | 5078.0609 | 5205.5887 | 5341.7383 | 5516.6815 | 5747.3816 | 5997.5074 | 6405.7786 | 6685.8792 | 6929.5972 | 7149.0334 | 7368.3152 | 7708.6309 | 8053.9151
Total |  | 18879.7717 | 19064.1032 | 20192.9262 | 20347.9084 | 20509.6617 | 21018.1738 | 21823.5061 | 23244.7599 | 23730.5674 | 24845.6195 | 24975.9164 | 25125.0164 | 25321.5757 | 25409.0494 | 26104.8209 | 25973.3682 | 26289.5212 | 26451.1369 | 26963.2602 | 27097.7183 | 27468.625 | 27878.6172
QLD | DSP | 202.14 | 209.0765 | 217.4208 | 224.6334 | 231.458 | 238.3062 | 245.3805 | 254.1702 | 261.4568 | 268.4465 | 275.7043 | 284.2854 | 291.6903 | 299.8223 | 307.888 | 317.3999 | 325.4331 | 334.8069 | 343.0265 | 353.8067 | 362.9769 | 371.5053
Total including DSP |  | 19081.9117 | 19273.1798 | 20410.347 | 20572.5418 | 20741.1197 | 21256.4801 | 22068.8866 | 23498.93 | 23992.0241 | 25114.066 | 25251.6207 | 25409.3019 | 25613.266 | 25708.8717 | 26412.7088 | 26290.7681 | 26614.9543 | 26785.9438 | 27306.2867 | 27451.525 | 27831.6018 | 28250.1225
Region | Technology | Existing+Committed in 2021 | 2022 | 2023 | 2024 | 2025 | 2026 | 2027 | 2028 | 2029 | 2030 | 2031 | 2032 | 2033 | 2034 | 2035 | 2036 | 2037 | 2038 | 2039 | 2040 | 2041 | 2042
VIC | Black Coal | 0 | 0 | 0 | 0 | 0 | 0 | 0 | 0 | 0 | 0 | 0 | 0 | 0 | 0 | 0 | 0 | 0 | 0 | 0 | 0 | 0 | 0
VIC | Brown Coal | 4820 | 4820 | 4820 | 4820 | 4820 | 4820 | 4820 | 4820 | 4820 | 4470 | 4120 | 3745 | 3370 | 3370 | 3370 | 3370 | 3370 | 3370 | 3370 | 3370 | 3370 | 3370
VIC | CCGT | 500 | 500 | 500 | 500 | 500 | 500 | 500 | 500 | 500 | 500 | 500 | 500 | 500 | 500 | 500 | 500 | 500 | 500 | 500 | 0 | 0 | 0
VIC | Peaking Gas+Liquids | 1900 | 1900 | 1900 | 1900 | 1900 | 1900 | 1900 | 1900 | 1900 | 1900 | 1900 | 1900 | 1900 | 1730 | 1730 | 1730 | 1730 | 1730 | 1730 | 1290 | 1290 | 1290
VIC | Hydro | 2206 | 2206 | 2206 | 2206 | 2206 | 2206 | 2206 | 2206 | 2206 | 2206 | 2206 | 2206 | 2206 | 2206 | 2206 | 2206 | 2206 | 2206 | 2206 | 2206 | 2206 | 2206
VIC | Dispatchable Storage | 90.5549 | 93.4473 | 94.2705 | 95.4481 | 106.5904 | 159.1568 | 173.7514 | 189.8766 | 206.6768 | 242.3598 | 253.5023 | 447.8238 | 836.289 | 797.3643 | 926.7632 | 1002.5221 | 1025.5767 | 1184.3979 | 1389.5523 | 1999.3155 | 2018.8228 | 2036.5572
VIC | Behind the Meter Storage | 62.2196 | 73.7891 | 90.5201 | 111.424 | 135.2607 | 154.8694 | 168.9215 | 180.9192 | 190.6962 | 233.2042 | 228.6419 | 229.8086 | 242.8211 | 253.1668 | 287.711 | 335.3744 | 358.9041 | 387.9311 | 420.7677 | 457.5845 | 477.5778 | 495.0885
VIC | Wind | 3976.73 | 3976.73 | 4336.93 | 4336.93 | 4336.93 | 4556.73 | 5036.73 | 5516.73 | 5996.73 | 6476.73 | 6476.73 | 6476.73 | 6476.73 | 6424.23 | 6424.23 | 6424.23 | 6424.23 | 7183.7316 | 7183.7316 | 7118.3726 | 6830.0726 | 6830.0726
VIC | Solar | 964.537 | 964.537 | 964.537 | 964.537 | 1064.537 | 1224.537 | 1384.537 | 1544.537 | 1544.537 | 1544.537 | 1544.537 | 1544.537 | 1544.537 | 3357.037 | 3357.037 | 3357.037 | 3357.037 | 3357.037 | 3357.037 | 3357.037 | 3357.037 | 3357.037
VIC | Distributed PV | 2472.7929 | 2639.3976 | 2788.9801 | 2877.1261 | 2943.0625 | 3000.3354 | 3056.8613 | 3113.3849 | 3209.9198 | 3275.6588 | 3333.0128 | 3403.6891 | 3596.3023 | 3810.4505 | 4248.6525 | 4869.6991 | 5160.5205 | 5410.6877 | 5598.9511 | 5777.224 | 6136.5116 | 6494.9195
Total |  | 16992.8344 | 17173.9011 | 17701.2377 | 17811.4653 | 18012.3806 | 18521.6286 | 19246.8012 | 19971.4478 | 20574.5598 | 20848.4898 | 20562.424 | 20453.5884 | 20672.6794 | 22448.2486 | 23050.3937 | 23794.8626 | 24132.2683 | 25329.7853 | 25756.0397 | 25575.5335 | 25686.0218 | 26079.6747
VIC | DSP | 84.63 | 97.378 | 109.5824 | 121.8787 | 136.0346 | 147.3209 | 160.0883 | 172.6159 | 186.5326 | 199.0557 | 213.2594 | 227.5032 | 239.8286 | 252.8366 | 266.4402 | 280.3259 | 296.9903 | 312.2446 | 326.1545 | 344.6726 | 361.8003 | 378.9913
Total including DSP |  | 17077.4644 | 17271.279 | 17810.8202 | 17933.3439 | 18148.4152 | 18668.9495 | 19406.8895 | 20144.0636 | 20761.0925 | 21047.5455 | 20775.6834 | 20681.0916 | 20912.508 | 22701.0852 | 23316.8338 | 24075.1885 | 24429.2585 | 25642.0299 | 26082.1943 | 25920.2062 | 26047.8222 | 26458.666
Region | Technology | Existing+Committed in 2021 | 2022 | 2023 | 2024 | 2025 | 2026 | 2027 | 2028 | 2029 | 2030 | 2031 | 2032 | 2033 | 2034 | 2035 | 2036 | 2037 | 2038 | 2039 | 2040 | 2041 | 2042
SA | Black Coal | 0 | 0 | 0 | 0 | 0 | 0 | 0 | 0 | 0 | 0 | 0 | 0 | 0 | 0 | 0 | 0 | 0 | 0 | 0 | 0 | 0 | 0
SA | Brown Coal | 0 | 0 | 0 | 0 | 0 | 0 | 0 | 0 | 0 | 0 | 0 | 0 | 0 | 0 | 0 | 0 | 0 | 0 | 0 | 0 | 0 | 0
SA | CCGT | 1749 | 1749 | 1509 | 1329 | 1329 | 1329 | 1329 | 1329 | 1329 | 1329 | 1329 | 1329 | 1329 | 1329 | 1329 | 529 | 529 | 0 | 0 | 0 | 0 | 0
SA | Peaking Gas+Liquids | 1264.14 | 1264.14 | 1264.14 | 1264.14 | 1576.3461 | 1576.3461 | 1576.3461 | 1576.3461 | 1576.3461 | 1576.3461 | 1193.8461 | 1193.8461 | 959.5061 | 959.5061 | 959.5061 | 879.5061 | 890.1493 | 1392.2556 | 1392.2556 | 1392.2556 | 1392.2556 | 1392.2556
SA | Hydro | 0 | 0 | 0 | 0 | 0 | 0 | 0 | 0 | 0 | 0 | 0 | 0 | 0 | 0 | 0 | 0 | 0 | 0 | 0 | 0 | 0 | 0
SA | Dispatchable Storage | 248.2312 | 248.0625 | 243.8874 | 240.4284 | 245.9801 | 252.4753 | 258.3124 | 264.1151 | 269.6958 | 278.0827 | 475.0654 | 727.5936 | 731.5841 | 735.3893 | 716.1529 | 1742.9666 | 1749.0271 | 1920.6012 | 1928.3758 | 1937.2987 | 1941.1964 | 1945.0729
SA | Behind the Meter Storage | 132.9247 | 132.25 | 135.694 | 138.5621 | 132.6474 | 126.6399 | 120.8369 | 115.716 | 111.32 | 113.493 | 110.2187 | 107.4376 | 106.4297 | 106.586 | 110.4775 | 119.5263 | 125.2094 | 132.4334 | 140.9554 | 150.7375 | 154.255 | 157.6818
SA | Wind | 2139.71 | 2139.71 | 2139.71 | 2139.71 | 2139.71 | 2139.71 | 2139.71 | 2139.71 | 2139.71 | 2048.96 | 2002.96 | 2002.96 | 2053.7279 | 1827.5279 | 1827.5279 | 1747.0279 | 1694.5279 | 1628.5279 | 1628.5279 | 1571.8279 | 1532.8279 | 1532.8279
SA | Solar | 378 | 378 | 378 | 378 | 378 | 378 | 378 | 378 | 378 | 378 | 420.536 | 845.4033 | 1582.2321 | 1582.2321 | 1582.2321 | 1582.2321 | 1582.2321 | 1582.2321 | 1582.2321 | 1582.2321 | 1582.2321 | 1582.2321
SA | Distributed PV | 1342.1589 | 1384.0843 | 1403.1452 | 1409.3369 | 1414.9248 | 1420.4186 | 1425.932 | 1431.5212 | 1441.0022 | 1447.5714 | 1453.3798 | 1461.8403 | 1480.204 | 1504.1572 | 1539.9833 | 1645.4404 | 1688.523 | 1733.6951 | 1767.5065 | 1799.2902 | 1874.0314 | 1959.0678
Total |  | 7254.1648 | 7295.2468 | 7073.5766 | 6899.1775 | 7216.6085 | 7222.59 | 7228.1374 | 7234.4083 | 7245.0742 | 7171.4533 | 6985.006 | 7668.0809 | 8242.6839 | 8044.3987 | 8064.8798 | 8245.6994 | 8258.6689 | 8389.7453 | 8439.8533 | 8433.6419 | 8476.7984 | 8569.138
SA | DSP | 32.99 | 37.0359 | 41.3702 | 45.5242 | 49.726 | 53.825 | 58.1257 | 61.8148 | 66.1765 | 70.8127 | 75.3244 | 80.2075 | 84.595 | 88.0512 | 92.8604 | 97.1121 | 102.3988 | 107.7343 | 112.0587 | 116.6412 | 121.3224 | 127.2525
Total including DSP |  | 7287.1548 | 7332.2827 | 7114.9469 | 6944.7017 | 7266.3345 | 7276.415 | 7286.2632 | 7296.2232 | 7311.2507 | 7242.266 | 7060.3304 | 7748.2884 | 8327.2789 | 8132.4498 | 8157.7402 | 8342.8115 | 8361.0677 | 8497.4796 | 8551.912 | 8550.2831 | 8598.1207 | 8696.3905
Region | Technology | Existing+Committed in 2021 | 2022 | 2023 | 2024 | 2025 | 2026 | 2027 | 2028 | 2029 | 2030 | 2031 | 2032 | 2033 | 2034 | 2035 | 2036 | 2037 | 2038 | 2039 | 2040 | 2041 | 2042
TAS | Black Coal | 0 | 0 | 0 | 0 | 0 | 0 | 0 | 0 | 0 | 0 | 0 | 0 | 0 | 0 | 0 | 0 | 0 | 0 | 0 | 0 | 0 | 0
TAS | Brown Coal | 0 | 0 | 0 | 0 | 0 | 0 | 0 | 0 | 0 | 0 | 0 | 0 | 0 | 0 | 0 | 0 | 0 | 0 | 0 | 0 | 0 | 0
TAS | CCGT | 0 | 0 | 0 | 0 | 0 | 0 | 0 | 0 | 0 | 0 | 0 | 0 | 0 | 0 | 0 | 0 | 0 | 0 | 0 | 0 | 0 | 0
TAS | Peaking Gas+Liquids | 178 | 178 | 178 | 178 | 178 | 178 | 178 | 178 | 178 | 178 | 178 | 178 | 178 | 178 | 178 | 178 | 178 | 178 | 178 | 178 | 58 | 58
TAS | Hydro | 2263.1 | 2263.1 | 2263.1 | 2263.1 | 2263.1 | 2263.1 | 2263.1 | 2263.1 | 2263.1 | 2263.1 | 2263.1 | 2263.1 | 2263.1 | 2263.1 | 2263.1 | 2263.1 | 2263.1 | 2263.1 | 2263.1 | 2263.1 | 2263.1 | 2263.1
TAS | Dispatchable Storage | 1.8943 | 2.2067 | 2.2535 | 2.264 | 3.3928 | 4.6261 | 5.9009 | 7.3512 | 8.8652 | 12.1055 | 12.9087 | 13.9678 | 15.6816 | 16.9021 | 19.5316 | 22.8838 | 24.6314 | 26.4621 | 28.494 | 30.7124 | 31.6893 | 32.553
TAS | Behind the Meter Storage | 7.5773 | 8.8269 | 10.5852 | 12.3369 | 14.527 | 15.9345 | 16.7368 | 17.5732 | 18.2798 | 22.0268 | 21.1867 | 21.1079 | 22.2279 | 22.8357 | 25.4896 | 29.1529 | 30.8769 | 32.9041 | 35.1451 | 37.5764 | 38.4595 | 39.1902
TAS | Wind | 572.95 | 572.95 | 572.95 | 686.6802 | 808.9374 | 939.5379 | 1081.0783 | 1170.1866 | 1351.4259 | 1489.8294 | 1492.95 | 1492.95 | 1492.95 | 1492.95 | 1492.95 | 1492.95 | 1492.95 | 1492.95 | 1492.95 | 1492.95 | 1492.95 | 1492.95
TAS | Solar | 0 | 0 | 0 | 0 | 0 | 0 | 0 | 150 | 150 | 150 | 150 | 150 | 150 | 150 | 150 | 150 | 150 | 150 | 150 | 150 | 150 | 150
TAS | Distributed PV | 180.4228 | 187.599 | 195.0536 | 197.3229 | 198.2143 | 198.1166 | 197.8208 | 197.5031 | 199.7718 | 199.9869 | 199.6467 | 200.0335 | 204.8431 | 212.5619 | 231.7463 | 264.4712 | 274.5829 | 285.0686 | 291.4464 | 296.8113 | 312.5262 | 327.914
Total |  | 3203.9444 | 3212.6826 | 3221.9422 | 3339.704 | 3466.1715 | 3599.3151 | 3742.6368 | 3983.7141 | 4169.4427 | 4315.0486 | 4317.7921 | 4319.1593 | 4326.8026 | 4336.3496 | 4360.8176 | 4400.5579 | 4414.1412 | 4428.4848 | 4439.1355 | 4449.1501 | 4346.725 | 4363.7072
TAS | DSP | 29.51 | 29.534 | 29.7935 | 29.971 | 30.0823 | 30.1714 | 30.3648 | 29.8254 | 30.5104 | 31.1286 | 31.2702 | 31.4243 | 31.5199 | 31.6745 | 31.8346 | 31.7536 | 31.9385 | 32.1768 | 32.373 | 32.6063 | 32.7384 | 33.0328
Total including DSP |  | 3233.4544 | 3242.2166 | 3251.7358 | 3369.675 | 3496.2538 | 3629.4866 | 3773.0016 | 4013.5396 | 4199.9531 | 4346.1773 | 4349.0623 | 4350.5836 | 4358.3224 | 4368.0241 | 4392.6522 | 4432.3116 | 4446.0797 | 4460.6616 | 4471.5085 | 4481.7564 | 4379.4635 | 4396.74

## Capacity_2
Installed capacity by technology (MW) - Central with TRET (DP6)
Capacity calculated on 1 July. Years are financial year ending. In early study years some wind and solar projects enter later in the financial year and are reflected in the following financial year's capacity.
Region | Technology | Existing+Committed in 2021 | 2022 | 2023 | 2024 | 2025 | 2026 | 2027 | 2028 | 2029 | 2030 | 2031 | 2032 | 2033 | 2034 | 2035 | 2036 | 2037 | 2038 | 2039 | 2040 | 2041 | 2042
NEM | Black Coal | 18336 | 18336 | 17861 | 16386 | 16386 | 16386 | 16386 | 16386 | 15686 | 14366 | 14366 | 14366 | 11486 | 11486 | 11486 | 7066 | 6366 | 5216 | 5216 | 5216 | 5216 | 5216
NEM | Brown Coal | 4820 | 4820 | 4820 | 4820 | 4820 | 4820 | 4820 | 4820 | 4820 | 4470 | 4120 | 3745 | 3370 | 3370 | 3370 | 3370 | 3370 | 3370 | 3370 | 3370 | 3370 | 3370
NEM | CCGT | 4285.9 | 4285.9 | 4045.9 | 3865.9 | 3865.9 | 3865.9 | 3865.9 | 3865.9 | 3480.9 | 3480.9 | 3480.9 | 3480.9 | 3480.9 | 3480.9 | 3480.9 | 2680.9 | 2680.9 | 2151.9 | 2151.9 | 1508.5 | 1508.5 | 1508.5
NEM | Peaking Gas+Liquids | 6812.873 | 6812.873 | 6812.873 | 6812.873 | 6812.873 | 6812.873 | 6812.873 | 6812.873 | 6812.873 | 6812.873 | 6430.373 | 6430.373 | 6196.033 | 5734.033 | 5617.033 | 5487.033 | 5487.033 | 5487.033 | 5487.033 | 5047.033 | 4927.033 | 4927.033
NEM | Hydro | 6906.5 | 6906.5 | 6906.5 | 6906.5 | 6906.5 | 6906.5 | 6906.5 | 6906.5 | 6906.5 | 6906.5 | 6906.5 | 7296.5 | 7296.5 | 7296.5 | 7296.5 | 7296.5 | 7296.5 | 7210.1 | 7210.1 | 7210.1 | 7210.1 | 7210.1
NEM | Dispatchable Storage | 1197.7119 | 1211.1822 | 1231.1619 | 1231.3446 | 3322.0266 | 3380.4308 | 3440.5031 | 3508.6263 | 3582.2362 | 3727.3763 | 3739.6628 | 3795.3277 | 3863.8022 | 5092.7893 | 5613.9012 | 7985.1831 | 8615.4804 | 9191.0962 | 10990.7942 | 11109.9551 | 11870.5514 | 13902.7424
NEM | Behind the Meter Storage | 390.8477 | 444.7287 | 522.1652 | 606.7287 | 693.7488 | 759.2616 | 795.595 | 833.399 | 870.6424 | 1032.3762 | 1000.6238 | 1005.4321 | 1040.1259 | 1076.1938 | 1176.5966 | 1328.6811 | 1416.3921 | 1516.1836 | 1633.7332 | 1766.3699 | 1829.9223 | 1887.2111
NEM | Wind | 9005.458 | 9005.458 | 10092.658 | 10206.3882 | 10328.6454 | 11029.0066 | 11895.1045 | 12498.2199 | 14386.4913 | 15316.4749 | 15350.9708 | 15550.4591 | 16455.8102 | 16560.6634 | 16651.5049 | 20454.0066 | 21746.3827 | 26292.9999 | 25683.9999 | 25552.6124 | 25226.705 | 25178.405
NEM | Solar | 5151.711 | 5151.711 | 5941.711 | 5941.711 | 6041.711 | 6201.711 | 6768.519 | 8307.1257 | 8555.6885 | 8862.6057 | 9198.1712 | 9198.1712 | 13716.9093 | 14143.8492 | 14143.8492 | 17321.5831 | 17321.5831 | 18299.2776 | 18148.9776 | 18731.2056 | 20375.3665 | 20375.3665
NEM | Distributed PV | 10577.5784 | 11182.5634 | 11767.3114 | 12110.0151 | 12385.4875 | 12632.6732 | 12874.148 | 13113.8285 | 13473.7679 | 13740.9594 | 13981.9581 | 14271.833 | 14866.7191 | 15608.3889 | 16750.1885 | 18549.4629 | 19428.9402 | 20238.2583 | 20882.5426 | 21502.9137 | 22672.4336 | 23854.5037
Total |  | 67484.58 | 68156.9163 | 70001.2805 | 68887.4606 | 71562.8924 | 72794.3562 | 74565.1426 | 77052.4724 | 78575.0993 | 78716.0656 | 78575.1597 | 79139.9962 | 81772.7998 | 83849.3176 | 85586.4733 | 91539.3498 | 93729.2117 | 98972.8486 | 100775.0806 | 101014.6897 | 104206.6118 | 107429.8616
NEM | DSP | 442.51 | 481.9947 | 523.9087 | 563.5537 | 604.8769 | 642.2207 | 683.7217 | 723.7206 | 769.3578 | 813.2293 | 856.8643 | 902.9323 | 945.2407 | 987.7993 | 1036.2071 | 1080.8117 | 1130.9974 | 1182.6764 | 1231.8342 | 1286.6284 | 1339.5566 | 1392.374
Total including DSP |  | 67927.09 | 68638.9109 | 70525.1892 | 69451.0143 | 72167.7692 | 73436.5769 | 75248.8643 | 77776.193 | 79344.4571 | 79529.2948 | 79432.024 | 80042.9285 | 82718.0405 | 84837.1168 | 86622.6804 | 92620.1615 | 94860.2091 | 100155.5251 | 102006.9148 | 102301.3181 | 105546.1684 | 108822.2356
Region | Technology | Existing+Committed in 2021 | 2022 | 2023 | 2024 | 2025 | 2026 | 2027 | 2028 | 2029 | 2030 | 2031 | 2032 | 2033 | 2034 | 2035 | 2036 | 2037 | 2038 | 2039 | 2040 | 2041 | 2042
NSW | Black Coal | 10210 | 10210 | 9735 | 8260 | 8260 | 8260 | 8260 | 8260 | 8260 | 6940 | 6940 | 6940 | 4060 | 4060 | 4060 | 1320 | 1320 | 1320 | 1320 | 1320 | 1320 | 1320
NSW | Brown Coal | 0 | 0 | 0 | 0 | 0 | 0 | 0 | 0 | 0 | 0 | 0 | 0 | 0 | 0 | 0 | 0 | 0 | 0 | 0 | 0 | 0 | 0
NSW | CCGT | 440 | 440 | 440 | 440 | 440 | 440 | 440 | 440 | 440 | 440 | 440 | 440 | 440 | 440 | 440 | 440 | 440 | 440 | 440 | 440 | 440 | 440
NSW | Peaking Gas+Liquids | 1561.233 | 1561.233 | 1561.233 | 1561.233 | 1561.233 | 1561.233 | 1561.233 | 1561.233 | 1561.233 | 1561.233 | 1561.233 | 1561.233 | 1561.233 | 1561.233 | 1561.233 | 1511.233 | 1511.233 | 1511.233 | 1511.233 | 1511.233 | 1511.233 | 1511.233
NSW | Hydro | 2285 | 2285 | 2285 | 2285 | 2285 | 2285 | 2285 | 2285 | 2285 | 2285 | 2285 | 2285 | 2285 | 2285 | 2285 | 2285 | 2285 | 2285 | 2285 | 2285 | 2285 | 2285
NSW | Dispatchable Storage | 273.3575 | 280.5403 | 282.7449 | 284.5264 | 2347.1685 | 2372.8062 | 2399.0398 | 2428.929 | 2462.4971 | 2527.943 | 2544.5716 | 2570.8023 | 2600.0667 | 3367.1688 | 3708.2918 | 4913.7118 | 5004.7164 | 5064.9061 | 5583.136 | 5630.7088 | 6142.972 | 6165.7213
NSW | Behind the Meter Storage | 133.43 | 162.1612 | 200.7871 | 242.6292 | 287.5949 | 319.6657 | 337.6342 | 356.018 | 376.3052 | 451.1476 | 434.2345 | 439.4556 | 453.6777 | 468.9166 | 509.2789 | 571.5192 | 605.359 | 646.613 | 694.0331 | 746.6493 | 770.3946 | 791.5885
NSW | Wind | 1639.46 | 1639.46 | 1866.46 | 1866.46 | 1866.46 | 1866.46 | 1866.46 | 1866.46 | 1866.46 | 1866.46 | 1866.46 | 1866.46 | 2661.9352 | 2861.9352 | 2861.9352 | 4819.9467 | 4773.4467 | 5924.7507 | 5894.7507 | 5894.7507 | 5634.2507 | 5585.9507
NSW | Solar | 1837.317 | 1837.317 | 2217.317 | 2217.317 | 2217.317 | 2217.317 | 2217.317 | 2217.317 | 2217.317 | 2217.317 | 2527.8118 | 2527.8118 | 5914.0986 | 6341.0385 | 6341.0385 | 8037.317 | 8037.317 | 8785.0115 | 8634.7115 | 8976.4251 | 10620.586 | 10620.586
NSW | Distributed PV | 2774.0673 | 2995.2711 | 3223.0557 | 3332.0398 | 3405.5028 | 3462.2765 | 3514.9687 | 3565.9122 | 3675.5033 | 3739.6814 | 3790.33 | 3864.5318 | 4068.6881 | 4333.8378 | 4732.2988 | 5364.0737 | 5619.4347 | 5879.2098 | 6075.6052 | 6261.2729 | 6640.7335 | 7018.6874
Total |  | 21153.8648 | 21410.9826 | 21811.5977 | 20489.2054 | 22670.2762 | 22784.7584 | 22881.6526 | 22980.8692 | 23144.3156 | 22028.782 | 22389.6409 | 22495.2945 | 24044.6994 | 25719.1298 | 26499.0762 | 29262.8013 | 29596.5068 | 31856.724 | 32438.4695 | 33066.0399 | 35365.1699 | 35738.7668
NSW | DSP | 93.24 | 108.9702 | 125.7417 | 141.5464 | 157.576 | 172.5971 | 189.7623 | 205.2943 | 224.6814 | 243.7857 | 261.3059 | 279.5118 | 297.6069 | 315.4147 | 337.184 | 354.2201 | 374.2368 | 395.7139 | 418.2215 | 438.9016 | 460.7186 | 481.5922
Total including DSP |  | 21247.1048 | 21519.9528 | 21937.3394 | 20630.7518 | 22827.8522 | 22957.3555 | 23071.4149 | 23186.1635 | 23368.997 | 22272.5677 | 22650.9468 | 22774.8062 | 24342.3063 | 26034.5445 | 26836.2602 | 29617.0214 | 29970.7436 | 32252.4379 | 32856.691 | 33504.9415 | 35825.8885 | 36220.359
Region | Technology | Existing+Committed in 2021 | 2022 | 2023 | 2024 | 2025 | 2026 | 2027 | 2028 | 2029 | 2030 | 2031 | 2032 | 2033 | 2034 | 2035 | 2036 | 2037 | 2038 | 2039 | 2040 | 2041 | 2042
QLD | Black Coal | 8126 | 8126 | 8126 | 8126 | 8126 | 8126 | 8126 | 8126 | 7426 | 7426 | 7426 | 7426 | 7426 | 7426 | 7426 | 5746 | 5046 | 3896 | 3896 | 3896 | 3896 | 3896
QLD | Brown Coal | 0 | 0 | 0 | 0 | 0 | 0 | 0 | 0 | 0 | 0 | 0 | 0 | 0 | 0 | 0 | 0 | 0 | 0 | 0 | 0 | 0 | 0
QLD | CCGT | 1596.9 | 1596.9 | 1596.9 | 1596.9 | 1596.9 | 1596.9 | 1596.9 | 1596.9 | 1211.9 | 1211.9 | 1211.9 | 1211.9 | 1211.9 | 1211.9 | 1211.9 | 1211.9 | 1211.9 | 1211.9 | 1211.9 | 1068.5 | 1068.5 | 1068.5
QLD | Peaking Gas+Liquids | 1909.5 | 1909.5 | 1909.5 | 1909.5 | 1909.5 | 1909.5 | 1909.5 | 1909.5 | 1909.5 | 1909.5 | 1909.5 | 1909.5 | 1909.5 | 1617.5 | 1500.5 | 1500.5 | 1500.5 | 1500.5 | 1500.5 | 1500.5 | 1500.5 | 1500.5
QLD | Hydro | 152.4 | 152.4 | 152.4 | 152.4 | 152.4 | 152.4 | 152.4 | 152.4 | 152.4 | 152.4 | 152.4 | 152.4 | 152.4 | 152.4 | 152.4 | 152.4 | 152.4 | 66 | 66 | 66 | 66 | 66
QLD | Dispatchable Storage | 583.674 | 586.9254 | 608.0057 | 608.6776 | 618.8948 | 631.27 | 643.4023 | 658.2581 | 674.4049 | 706.7889 | 715.7206 | 727.3907 | 741.6597 | 1237.4437 | 1420.9627 | 2185.2136 | 2291.1391 | 2309.3523 | 3551.8569 | 3579.4428 | 3724.356 | 3738.9388
QLD | Behind the Meter Storage | 54.6962 | 67.7015 | 84.5788 | 101.7764 | 123.7188 | 142.1521 | 151.4657 | 163.1725 | 174.0412 | 212.5046 | 206.3421 | 207.6225 | 214.9695 | 224.6887 | 243.6396 | 273.1083 | 296.0428 | 316.302 | 342.8319 | 373.8223 | 389.2353 | 403.6621
QLD | Wind | 676.608 | 676.608 | 1176.608 | 1176.608 | 1176.608 | 1526.5686 | 1776.608 | 1821.608 | 3075.0717 | 3511.4351 | 3511.4351 | 3511.4351 | 3511.4351 | 3511.4351 | 3511.4351 | 4921.608 | 6451.9262 | 8138.3237 | 8138.3237 | 8318.9833 | 8318.9833 | 8318.9833
QLD | Solar | 1971.857 | 1971.857 | 2381.857 | 2381.857 | 2381.857 | 2381.857 | 2788.665 | 4017.2717 | 4105.8345 | 4252.7517 | 4252.7517 | 4252.7517 | 4252.7517 | 4252.7517 | 4252.7517 | 4931.7291 | 4931.7291 | 4881.7291 | 4881.7291 | 5122.2435 | 5122.2435 | 5122.2435
QLD | Distributed PV | 3808.1364 | 3976.2113 | 4157.0767 | 4294.1895 | 4423.783 | 4551.5261 | 4678.5652 | 4805.5071 | 4947.5708 | 5078.0609 | 5205.5887 | 5341.7383 | 5516.6815 | 5747.3816 | 5997.5074 | 6405.7786 | 6685.8792 | 6929.5972 | 7149.0334 | 7368.3152 | 7708.6309 | 8053.9151
Total |  | 18879.7717 | 19064.1032 | 20192.9262 | 20347.9084 | 20509.6617 | 21018.1738 | 21823.5061 | 23250.6175 | 23676.7232 | 24461.3413 | 24591.6382 | 24740.7383 | 24937.2976 | 25381.5008 | 25717.0965 | 27328.2376 | 28567.5164 | 29249.7043 | 30738.1751 | 31293.8071 | 31794.449 | 32168.7429
QLD | DSP | 202.14 | 209.0765 | 217.4208 | 224.6334 | 231.458 | 238.3062 | 245.3805 | 254.1702 | 261.4568 | 268.4465 | 275.7043 | 284.2854 | 291.6903 | 299.8223 | 307.888 | 317.3999 | 325.4331 | 334.8069 | 343.0265 | 353.8067 | 362.9769 | 371.5053
Total including DSP |  | 19081.9117 | 19273.1798 | 20410.347 | 20572.5418 | 20741.1197 | 21256.4801 | 22068.8866 | 23504.7877 | 23938.18 | 24729.7879 | 24867.3426 | 25025.0237 | 25228.9879 | 25681.3231 | 26024.9845 | 27645.6375 | 28892.9495 | 29584.5112 | 31081.2016 | 31647.6138 | 32157.4258 | 32540.2482
Region | Technology | Existing+Committed in 2021 | 2022 | 2023 | 2024 | 2025 | 2026 | 2027 | 2028 | 2029 | 2030 | 2031 | 2032 | 2033 | 2034 | 2035 | 2036 | 2037 | 2038 | 2039 | 2040 | 2041 | 2042
VIC | Black Coal | 0 | 0 | 0 | 0 | 0 | 0 | 0 | 0 | 0 | 0 | 0 | 0 | 0 | 0 | 0 | 0 | 0 | 0 | 0 | 0 | 0 | 0
VIC | Brown Coal | 4820 | 4820 | 4820 | 4820 | 4820 | 4820 | 4820 | 4820 | 4820 | 4470 | 4120 | 3745 | 3370 | 3370 | 3370 | 3370 | 3370 | 3370 | 3370 | 3370 | 3370 | 3370
VIC | CCGT | 500 | 500 | 500 | 500 | 500 | 500 | 500 | 500 | 500 | 500 | 500 | 500 | 500 | 500 | 500 | 500 | 500 | 500 | 500 | 0 | 0 | 0
VIC | Peaking Gas+Liquids | 1900 | 1900 | 1900 | 1900 | 1900 | 1900 | 1900 | 1900 | 1900 | 1900 | 1900 | 1900 | 1900 | 1730 | 1730 | 1730 | 1730 | 1730 | 1730 | 1290 | 1290 | 1290
VIC | Hydro | 2206 | 2206 | 2206 | 2206 | 2206 | 2206 | 2206 | 2206 | 2206 | 2206 | 2206 | 2206 | 2206 | 2206 | 2206 | 2206 | 2206 | 2206 | 2206 | 2206 | 2206 | 2206
VIC | Dispatchable Storage | 90.5549 | 93.4473 | 94.2705 | 95.4481 | 106.5904 | 119.9621 | 134.5567 | 150.6819 | 167.4821 | 203.165 | 214.3076 | 227.0719 | 246.3088 | 207.384 | 220.4609 | 263.2545 | 286.3091 | 311.9815 | 341.1385 | 373.9994 | 393.5067 | 1341.538
VIC | Behind the Meter Storage | 62.2196 | 73.7891 | 90.5201 | 111.424 | 135.2607 | 154.8694 | 168.9215 | 180.9192 | 190.6962 | 233.2042 | 228.6419 | 229.8086 | 242.8211 | 253.1668 | 287.711 | 335.3744 | 358.9041 | 387.9311 | 420.7677 | 457.5845 | 477.5778 | 495.0885
VIC | Wind | 3976.73 | 3976.73 | 4336.93 | 4336.93 | 4336.93 | 4556.73 | 5036.73 | 5516.73 | 5996.73 | 6476.73 | 6476.73 | 6476.73 | 6476.73 | 6424.23 | 6424.23 | 6424.23 | 6424.23 | 6357.03 | 5937.03 | 5745.03 | 5456.73 | 5456.73
VIC | Solar | 964.537 | 964.537 | 964.537 | 964.537 | 1064.537 | 1224.537 | 1384.537 | 1544.537 | 1704.537 | 1864.537 | 1864.537 | 1864.537 | 1864.537 | 1864.537 | 1864.537 | 1864.537 | 1864.537 | 2144.537 | 2144.537 | 2144.537 | 2144.537 | 2144.537
VIC | Distributed PV | 2472.7929 | 2639.3976 | 2788.9801 | 2877.1261 | 2943.0625 | 3000.3354 | 3056.8613 | 3113.3849 | 3209.9198 | 3275.6588 | 3333.0128 | 3403.6891 | 3596.3023 | 3810.4505 | 4248.6525 | 4869.6991 | 5160.5205 | 5410.6877 | 5598.9511 | 5777.224 | 6136.5116 | 6494.9195
Total |  | 16992.8344 | 17173.9011 | 17701.2377 | 17811.4653 | 18012.3806 | 18482.4339 | 19207.6064 | 19932.253 | 20695.3651 | 21129.295 | 20843.2293 | 20552.8366 | 20402.6992 | 20365.7683 | 20851.5914 | 21563.095 | 21900.5007 | 22418.1673 | 22248.4243 | 21364.3749 | 21474.8632 | 22798.813
VIC | DSP | 84.63 | 97.378 | 109.5824 | 121.8787 | 136.0346 | 147.3209 | 160.0883 | 172.6159 | 186.5326 | 199.0557 | 213.2594 | 227.5032 | 239.8286 | 252.8366 | 266.4402 | 280.3259 | 296.9903 | 312.2446 | 326.1545 | 344.6726 | 361.8003 | 378.9913
Total including DSP |  | 17077.4644 | 17271.279 | 17810.8202 | 17933.3439 | 18148.4152 | 18629.7548 | 19367.6947 | 20104.8689 | 20881.8977 | 21328.3508 | 21056.4887 | 20780.3397 | 20642.5278 | 20618.6049 | 21118.0315 | 21843.4209 | 22197.4909 | 22730.4119 | 22574.5789 | 21709.0475 | 21836.6635 | 23177.8042
Region | Technology | Existing+Committed in 2021 | 2022 | 2023 | 2024 | 2025 | 2026 | 2027 | 2028 | 2029 | 2030 | 2031 | 2032 | 2033 | 2034 | 2035 | 2036 | 2037 | 2038 | 2039 | 2040 | 2041 | 2042
SA | Black Coal | 0 | 0 | 0 | 0 | 0 | 0 | 0 | 0 | 0 | 0 | 0 | 0 | 0 | 0 | 0 | 0 | 0 | 0 | 0 | 0 | 0 | 0
SA | Brown Coal | 0 | 0 | 0 | 0 | 0 | 0 | 0 | 0 | 0 | 0 | 0 | 0 | 0 | 0 | 0 | 0 | 0 | 0 | 0 | 0 | 0 | 0
SA | CCGT | 1749 | 1749 | 1509 | 1329 | 1329 | 1329 | 1329 | 1329 | 1329 | 1329 | 1329 | 1329 | 1329 | 1329 | 1329 | 529 | 529 | 0 | 0 | 0 | 0 | 0
SA | Peaking Gas+Liquids | 1264.14 | 1264.14 | 1264.14 | 1264.14 | 1264.14 | 1264.14 | 1264.14 | 1264.14 | 1264.14 | 1264.14 | 881.64 | 881.64 | 647.3 | 647.3 | 647.3 | 567.3 | 567.3 | 567.3 | 567.3 | 567.3 | 567.3 | 567.3
SA | Hydro | 0 | 0 | 0 | 0 | 0 | 0 | 0 | 0 | 0 | 0 | 0 | 0 | 0 | 0 | 0 | 0 | 0 | 0 | 0 | 0 | 0 | 0
SA | Dispatchable Storage | 248.2312 | 248.0625 | 243.8874 | 240.4284 | 245.9801 | 251.7664 | 257.6035 | 263.4061 | 268.9869 | 277.3738 | 252.1543 | 256.095 | 260.0855 | 263.8908 | 244.6543 | 600.1194 | 1003.6247 | 1473.3346 | 1481.1091 | 1490.032 | 1493.9297 | 2539.8936
SA | Behind the Meter Storage | 132.9247 | 132.25 | 135.694 | 138.5621 | 132.6474 | 126.6399 | 120.8369 | 115.716 | 111.32 | 113.493 | 110.2187 | 107.4376 | 106.4297 | 106.586 | 110.4775 | 119.5263 | 125.2094 | 132.4334 | 140.9554 | 150.7375 | 154.255 | 157.6818
SA | Wind | 2139.71 | 2139.71 | 2139.71 | 2139.71 | 2139.71 | 2139.71 | 2139.71 | 2139.71 | 2139.71 | 2048.96 | 2002.96 | 2002.96 | 2010.1193 | 1783.9193 | 1783.9193 | 1905.2719 | 1713.8299 | 2848.9905 | 2689.9905 | 2569.9434 | 2792.8359 | 2792.8359
SA | Solar | 378 | 378 | 378 | 378 | 378 | 378 | 378 | 378 | 378 | 378 | 403.0707 | 403.0707 | 1535.522 | 1535.522 | 1535.522 | 2338 | 2338 | 2338 | 2338 | 2338 | 2338 | 2338
SA | Distributed PV | 1342.1589 | 1384.0843 | 1403.1452 | 1409.3369 | 1414.9248 | 1420.4186 | 1425.932 | 1431.5212 | 1441.0022 | 1447.5714 | 1453.3798 | 1461.8403 | 1480.204 | 1504.1572 | 1539.9833 | 1645.4404 | 1688.523 | 1733.6951 | 1767.5065 | 1799.2902 | 1874.0314 | 1959.0678
Total |  | 7254.1648 | 7295.2468 | 7073.5766 | 6899.1775 | 6904.4023 | 6909.6749 | 6915.2224 | 6921.4933 | 6932.1591 | 6858.5383 | 6432.4235 | 6442.0436 | 7368.6604 | 7170.3752 | 7190.8563 | 7704.658 | 7965.487 | 9093.7536 | 8984.8616 | 8915.303 | 9220.3521 | 10354.779
SA | DSP | 32.99 | 37.0359 | 41.3702 | 45.5242 | 49.726 | 53.825 | 58.1257 | 61.8148 | 66.1765 | 70.8127 | 75.3244 | 80.2075 | 84.595 | 88.0512 | 92.8604 | 97.1121 | 102.3988 | 107.7343 | 112.0587 | 116.6412 | 121.3224 | 127.2525
Total including DSP |  | 7287.1548 | 7332.2827 | 7114.9469 | 6944.7017 | 6954.1284 | 6963.5 | 6973.3481 | 6983.3081 | 6998.3356 | 6929.3509 | 6507.7479 | 6522.2512 | 7453.2555 | 7258.4264 | 7283.7167 | 7801.7702 | 8067.8858 | 9201.4879 | 9096.9203 | 9031.9442 | 9341.6744 | 10482.0315
Region | Technology | Existing+Committed in 2021 | 2022 | 2023 | 2024 | 2025 | 2026 | 2027 | 2028 | 2029 | 2030 | 2031 | 2032 | 2033 | 2034 | 2035 | 2036 | 2037 | 2038 | 2039 | 2040 | 2041 | 2042
TAS | Black Coal | 0 | 0 | 0 | 0 | 0 | 0 | 0 | 0 | 0 | 0 | 0 | 0 | 0 | 0 | 0 | 0 | 0 | 0 | 0 | 0 | 0 | 0
TAS | Brown Coal | 0 | 0 | 0 | 0 | 0 | 0 | 0 | 0 | 0 | 0 | 0 | 0 | 0 | 0 | 0 | 0 | 0 | 0 | 0 | 0 | 0 | 0
TAS | CCGT | 0 | 0 | 0 | 0 | 0 | 0 | 0 | 0 | 0 | 0 | 0 | 0 | 0 | 0 | 0 | 0 | 0 | 0 | 0 | 0 | 0 | 0
TAS | Peaking Gas+Liquids | 178 | 178 | 178 | 178 | 178 | 178 | 178 | 178 | 178 | 178 | 178 | 178 | 178 | 178 | 178 | 178 | 178 | 178 | 178 | 178 | 58 | 58
TAS | Hydro | 2263.1 | 2263.1 | 2263.1 | 2263.1 | 2263.1 | 2263.1 | 2263.1 | 2263.1 | 2263.1 | 2263.1 | 2263.1 | 2653.1 | 2653.1 | 2653.1 | 2653.1 | 2653.1 | 2653.1 | 2653.1 | 2653.1 | 2653.1 | 2653.1 | 2653.1
TAS | Dispatchable Storage | 1.8943 | 2.2067 | 2.2535 | 2.264 | 3.3928 | 4.6261 | 5.9009 | 7.3512 | 8.8652 | 12.1055 | 12.9087 | 13.9678 | 15.6816 | 16.9021 | 19.5316 | 22.8838 | 29.6911 | 31.5218 | 33.5536 | 35.7721 | 115.787 | 116.6507
TAS | Behind the Meter Storage | 7.5773 | 8.8269 | 10.5852 | 12.3369 | 14.527 | 15.9345 | 16.7368 | 17.5732 | 18.2798 | 22.0268 | 21.1867 | 21.1079 | 22.2279 | 22.8357 | 25.4896 | 29.1529 | 30.8769 | 32.9041 | 35.1451 | 37.5764 | 38.4595 | 39.1902
TAS | Wind | 572.95 | 572.95 | 572.95 | 686.6802 | 808.9374 | 939.5379 | 1075.5965 | 1153.7119 | 1308.5196 | 1412.8898 | 1493.3857 | 1692.874 | 1795.5906 | 1979.1438 | 2069.9852 | 2382.95 | 2382.95 | 3023.905 | 3023.905 | 3023.905 | 3023.905 | 3023.905
TAS | Solar | 0 | 0 | 0 | 0 | 0 | 0 | 0 | 150 | 150 | 150 | 150 | 150 | 150 | 150 | 150 | 150 | 150 | 150 | 150 | 150 | 150 | 150
TAS | Distributed PV | 180.4228 | 187.599 | 195.0536 | 197.3229 | 198.2143 | 198.1166 | 197.8208 | 197.5031 | 199.7718 | 199.9869 | 199.6467 | 200.0335 | 204.8431 | 212.5619 | 231.7463 | 264.4712 | 274.5829 | 285.0686 | 291.4464 | 296.8113 | 312.5262 | 327.914
Total |  | 3203.9444 | 3212.6826 | 3221.9422 | 3339.704 | 3466.1715 | 3599.3151 | 3737.155 | 3967.2394 | 4126.5364 | 4238.109 | 4318.2278 | 4909.0832 | 5019.4432 | 5212.5434 | 5327.8528 | 5680.5579 | 5699.2008 | 6354.4994 | 6365.1501 | 6375.1648 | 6351.7777 | 6368.7599
TAS | DSP | 29.51 | 29.534 | 29.7935 | 29.971 | 30.0823 | 30.1714 | 30.3648 | 29.8254 | 30.5104 | 31.1286 | 31.2702 | 31.4243 | 31.5199 | 31.6745 | 31.8346 | 31.7536 | 31.9385 | 32.1768 | 32.373 | 32.6063 | 32.7384 | 33.0328
Total including DSP |  | 3233.4544 | 3242.2166 | 3251.7358 | 3369.675 | 3496.2538 | 3629.4866 | 3767.5199 | 3997.0648 | 4157.0468 | 4269.2376 | 4349.498 | 4940.5076 | 5050.9631 | 5244.2179 | 5359.6874 | 5712.3116 | 5731.1393 | 6386.6762 | 6397.5231 | 6407.771 | 6384.5161 | 6401.7927

## Retirements_1
Remaining capacity of Coal (MW) - Central with TRET (Counterfactual)
Capacity calculated on 1 July. Years are financial year ending.
Region | Technology | 2022 | 2023 | 2024 | 2025 | 2026 | 2027 | 2028 | 2029 | 2030 | 2031 | 2032 | 2033 | 2034 | 2035 | 2036 | 2037 | 2038 | 2039 | 2040 | 2041 | 2042
NSW | Black Coal | 10210 | 9735 | 8260 | 8260 | 8260 | 8260 | 8260 | 8260 | 6940 | 6940 | 6940 | 4060 | 4060 | 4060 | 1320 | 1320 | 1320 | 1320 | 1320 | 1320 | 1320
QLD | Black Coal | 8126 | 8126 | 8126 | 8126 | 8126 | 8126 | 8126 | 7426 | 7426 | 7426 | 7426 | 7426 | 7426 | 7426 | 5746 | 5046 | 3896 | 3896 | 3896 | 3896 | 3896
VIC | Brown Coal | 4820 | 4820 | 4820 | 4820 | 4820 | 4820 | 4820 | 4820 | 4470 | 4120 | 3745 | 3370 | 3370 | 3370 | 3370 | 3370 | 3370 | 3370 | 3370 | 3370 | 3370
SA | 0 | 0 | 0 | 0 | 0 | 0 | 0 | 0 | 0 | 0 | 0 | 0 | 0 | 0 | 0 | 0 | 0 | 0 | 0 | 0 | 0 | 0
TAS | 0 | 0 | 0 | 0 | 0 | 0 | 0 | 0 | 0 | 0 | 0 | 0 | 0 | 0 | 0 | 0 | 0 | 0 | 0 | 0 | 0 | 0
NEM | Total | 23156 | 22681 | 21206 | 21206 | 21206 | 21206 | 21206 | 20506 | 18836 | 18486 | 18111 | 14856 | 14856 | 14856 | 10436 | 9736 | 8586 | 8586 | 8586 | 8586 | 8586
Cumulative Coal Retirement
Region | Technology | 2022 | 2023 | 2024 | 2025 | 2026 | 2027 | 2028 | 2029 | 2030 | 2031 | 2032 | 2033 | 2034 | 2035 | 2036 | 2037 | 2038 | 2039 | 2040 | 2041 | 2042
NSW | Black Coal | 0 | 475 | 1950 | 1950 | 1950 | 1950 | 1950 | 1950 | 3270 | 3270 | 3270 | 6150 | 6150 | 6150 | 8890 | 8890 | 8890 | 8890 | 8890 | 8890 | 8890
QLD | Black Coal | 0 | 0 | 0 | 0 | 0 | 0 | 0 | 700 | 700 | 700 | 700 | 700 | 700 | 700 | 2380 | 3080 | 4230 | 4230 | 4230 | 4230 | 4230
VIC | Brown Coal | 0 | 0 | 0 | 0 | 0 | 0 | 0 | 0 | 350 | 700 | 1075 | 1450 | 1450 | 1450 | 1450 | 1450 | 1450 | 1450 | 1450 | 1450 | 1450
SA | 0 | 0 | 0 | 0 | 0 | 0 | 0 | 0 | 0 | 0 | 0 | 0 | 0 | 0 | 0 | 0 | 0 | 0 | 0 | 0 | 0 | 0
TAS | 0 | 0 | 0 | 0 | 0 | 0 | 0 | 0 | 0 | 0 | 0 | 0 | 0 | 0 | 0 | 0 | 0 | 0 | 0 | 0 | 0 | 0
NEM | Total | 0 | 475 | 1950 | 1950 | 1950 | 1950 | 1950 | 2650 | 4320 | 4670 | 5045 | 8300 | 8300 | 8300 | 12720 | 13420 | 14570 | 14570 | 14570 | 14570 | 14570

## Retirements_2
Remaining capacity of Coal (MW) - Central with TRET (DP6)
Capacity calculated on 1 July. Years are financial year ending.
Region | Technology | 2022 | 2023 | 2024 | 2025 | 2026 | 2027 | 2028 | 2029 | 2030 | 2031 | 2032 | 2033 | 2034 | 2035 | 2036 | 2037 | 2038 | 2039 | 2040 | 2041 | 2042
NSW | Black Coal | 10210 | 9735 | 8260 | 8260 | 8260 | 8260 | 8260 | 8260 | 6940 | 6940 | 6940 | 4060 | 4060 | 4060 | 1320 | 1320 | 1320 | 1320 | 1320 | 1320 | 1320
QLD | Black Coal | 8126 | 8126 | 8126 | 8126 | 8126 | 8126 | 8126 | 7426 | 7426 | 7426 | 7426 | 7426 | 7426 | 7426 | 5746 | 5046 | 3896 | 3896 | 3896 | 3896 | 3896
VIC | Brown Coal | 4820 | 4820 | 4820 | 4820 | 4820 | 4820 | 4820 | 4820 | 4470 | 4120 | 3745 | 3370 | 3370 | 3370 | 3370 | 3370 | 3370 | 3370 | 3370 | 3370 | 3370
SA | 0 | 0 | 0 | 0 | 0 | 0 | 0 | 0 | 0 | 0 | 0 | 0 | 0 | 0 | 0 | 0 | 0 | 0 | 0 | 0 | 0 | 0
TAS | 0 | 0 | 0 | 0 | 0 | 0 | 0 | 0 | 0 | 0 | 0 | 0 | 0 | 0 | 0 | 0 | 0 | 0 | 0 | 0 | 0 | 0
NEM | Total | 23156 | 22681 | 21206 | 21206 | 21206 | 21206 | 21206 | 20506 | 18836 | 18486 | 18111 | 14856 | 14856 | 14856 | 10436 | 9736 | 8586 | 8586 | 8586 | 8586 | 8586
Cumulative Coal Retirement
Region | Technology | 2022 | 2023 | 2024 | 2025 | 2026 | 2027 | 2028 | 2029 | 2030 | 2031 | 2032 | 2033 | 2034 | 2035 | 2036 | 2037 | 2038 | 2039 | 2040 | 2041 | 2042
NSW | Black Coal | 0 | 475 | 1950 | 1950 | 1950 | 1950 | 1950 | 1950 | 3270 | 3270 | 3270 | 6150 | 6150 | 6150 | 8890 | 8890 | 8890 | 8890 | 8890 | 8890 | 8890
QLD | Black Coal | 0 | 0 | 0 | 0 | 0 | 0 | 0 | 700 | 700 | 700 | 700 | 700 | 700 | 700 | 2380 | 3080 | 4230 | 4230 | 4230 | 4230 | 4230
VIC | Brown Coal | 0 | 0 | 0 | 0 | 0 | 0 | 0 | 0 | 350 | 700 | 1075 | 1450 | 1450 | 1450 | 1450 | 1450 | 1450 | 1450 | 1450 | 1450 | 1450
SA | 0 | 0 | 0 | 0 | 0 | 0 | 0 | 0 | 0 | 0 | 0 | 0 | 0 | 0 | 0 | 0 | 0 | 0 | 0 | 0 | 0 | 0
TAS | 0 | 0 | 0 | 0 | 0 | 0 | 0 | 0 | 0 | 0 | 0 | 0 | 0 | 0 | 0 | 0 | 0 | 0 | 0 | 0 | 0 | 0
NEM | Total | 0 | 475 | 1950 | 1950 | 1950 | 1950 | 1950 | 2650 | 4320 | 4670 | 5045 | 8300 | 8300 | 8300 | 12720 | 13420 | 14570 | 14570 | 14570 | 14570 | 14570

## Generation_1
Annual as-generated generation by technology (GWh) - Central with TRET (Counterfactual)
Years are financial year ending.
Region | Technology | 2022 | 2023 | 2024 | 2025 | 2026 | 2027 | 2028 | 2029 | 2030 | 2031 | 2032 | 2033 | 2034 | 2035 | 2036 | 2037 | 2038 | 2039 | 2040 | 2041 | 2042
NEM | Black Coal | 97441.0801 | 94965.3204 | 95186.1607 | 91935.3151 | 90137.2847 | 86445.3519 | 86824.6222 | 79637.5423 | 78768.5303 | 83157.7105 | 82882.5127 | 68858.6182 | 69724.475 | 70036.992 | 47518.2756 | 44110.3045 | 37881.4774 | 38083.0006 | 38097.5101 | 38111.0977 | 38136.7476
NEM | Brown Coal | 31943.0886 | 33240.5999 | 33078.8573 | 32062.9772 | 30192.041 | 28815.6727 | 31015.5441 | 28093.5632 | 26097.6435 | 25924.1188 | 22061.3903 | 21027.3175 | 20885.0196 | 20166.6688 | 19942.0574 | 20513.6625 | 21721.4742 | 21041.0317 | 21300.2985 | 22609.8366 | 20944.2997
NEM | CCGT | 3143.0283 | 3138.9782 | 2998.1318 | 3030.4013 | 2849.4938 | 2792.2341 | 2932.6817 | 2955.5622 | 2876.0455 | 2968.4692 | 2709.1843 | 10491.3472 | 10020.2328 | 9419.2382 | 9114.488 | 10152.1018 | 12368.9002 | 12778.8541 | 10453.7338 | 10361.6202 | 10409.9644
NEM | Peaking Gas+Liquids | 112.3664 | 96.7669 | 159.9942 | 192.2254 | 188.8045 | 143.8443 | 162.429 | 199.8118 | 251.5997 | 248.4637 | 229.9266 | 6602.1929 | 6725.719 | 6327.1128 | 9922.3382 | 10988.2914 | 21199.4816 | 17929.9102 | 21691.3171 | 25553.6171 | 24948.6198
NEM | Hydro | 15998.527 | 13157.2159 | 12989.3736 | 15833.2418 | 13544.3903 | 14661.8551 | 9123.1527 | 15471.0291 | 14537.1658 | 11610.1417 | 12787.8379 | 12580.1589 | 12053.6655 | 13802.5018 | 12478.0573 | 13138.6262 | 8650.8326 | 14890.1536 | 14462.6393 | 11184.9615 | 12614.9782
NEM | Dispatchable Storage | 176.1226 | 189.9927 | 169.1953 | 260.0669 | 473.7897 | 651.8695 | 945.0582 | 668.2607 | 889.2951 | 2175.7271 | 2164.4989 | 2547.6864 | 3018.4845 | 3764.8106 | 8549.9455 | 9000.7646 | 8747.4117 | 8375.3001 | 8899.7942 | 8702.695 | 9176.2808
NEM | Behind the Meter Storage | 307.8815 | 349.5679 | 405.8046 | 466.0259 | 512.881 | 557.6824 | 589.0446 | 618.9552 | 689.9672 | 735.5756 | 736.7638 | 751.0907 | 775.1096 | 827.3416 | 915.6105 | 1017.6304 | 1099.4949 | 1182.6554 | 1259.4802 | 1340.918 | 1398.4534
NEM | Wind | 29308.9544 | 30389.2771 | 31045.338 | 31910.8152 | 36634.6977 | 39189.0862 | 38506.1744 | 45030.9086 | 47341.4373 | 47119.671 | 49645.5324 | 48685.5394 | 47026.6077 | 47900.7629 | 68871.1292 | 69836.7257 | 67724.5608 | 70217.0744 | 69019.1847 | 68017.3146 | 69325.3926
NEM | Solar | 12774.5275 | 15384.0507 | 14970.4559 | 15061.3888 | 15895.3551 | 17811.8804 | 22133.8878 | 19196.0615 | 22100.6654 | 22608.8915 | 24327.3618 | 27194.621 | 30140.8278 | 29945.9619 | 31088.0927 | 31132.9409 | 31236.7153 | 27347.6963 | 28928.7687 | 29434.7493 | 30058.8937
NEM | Distributed PV | 15453.3412 | 16385.4373 | 17152.0833 | 17654.0411 | 18090.5305 | 18517.819 | 18972.1167 | 19452.2496 | 19949.297 | 20396.7077 | 20892.9265 | 21567.867 | 22539.4136 | 23894.5703 | 25982.2296 | 27828.6794 | 29023.3593 | 30089.5636 | 31081.7733 | 32341.6811 | 33986.6993
Total excluding storage |  | 206174.9135 | 206757.6463 | 207580.3949 | 207680.406 | 207532.5978 | 208377.7436 | 209670.6085 | 210036.7282 | 211922.3845 | 214034.1742 | 215536.6724 | 217007.6622 | 219115.9612 | 221493.8088 | 224916.6679 | 227701.3323 | 229806.8014 | 232377.2844 | 235035.2254 | 237614.8781 | 240425.5953
NEM | DSP | 0.13821 | 0 | 0.14155 | 0.58213 | 0.60344 | 0 | 0.20529 | 0.22468 | 1.5679 | 0 | 0.27951 | 0.29761 | 0.81167 | 1.2753 | 3.0833 | 3.6592 | 1.6546 | 4.6203 | 4.666 | 1.8009 | 4.6947
Total including DSP |  | 206175.0518 | 206757.6463 | 207580.5364 | 207680.9881 | 207533.2012 | 208377.7436 | 209670.8138 | 210036.9529 | 211923.9524 | 214034.1742 | 215536.9519 | 217007.9598 | 219116.7728 | 221495.0841 | 224919.7512 | 227704.9915 | 229808.456 | 232381.9047 | 235039.8914 | 237616.679 | 240430.29
Region | Technology | 2022 | 2023 | 2024 | 2025 | 2026 | 2027 | 2028 | 2029 | 2030 | 2031 | 2032 | 2033 | 2034 | 2035 | 2036 | 2037 | 2038 | 2039 | 2040 | 2041 | 2042
NSW | Black Coal | 46795.0918 | 45667.4026 | 41933.1061 | 39629.0212 | 39297.6353 | 37300.5217 | 40096.098 | 37096.8058 | 36701.6384 | 41450.9815 | 40862.9025 | 26674.2 | 26674.2 | 26674.2 | 8696.16 | 8672.4 | 8672.4 | 8672.4 | 8696.16 | 8672.4 | 8672.4
NSW | Brown Coal | 0 | 0 | 0 | 0 | 0 | 0 | 0 | 0 | 0 | 0 | 0 | 0 | 0 | 0 | 0 | 0 | 0 | 0 | 0 | 0 | 0
NSW | CCGT | 34.6896 | 34.6896 | 104.3539 | 69.3792 | 69.3792 | 69.3792 | 69.5693 | 69.3792 | 69.3792 | 69.3792 | 69.5693 | 3425.1704 | 3425.1704 | 3422.1507 | 3189.8258 | 3224.7102 | 3373.2826 | 3349.0754 | 3408.3042 | 3399.0468 | 3401.2117
NSW | Peaking Gas+Liquids | 13.6326 | 2.8669 | 19.4067 | 28.1406 | 27.4834 | 23.1434 | 22.753 | 30.3723 | 89.6613 | 52.7541 | 73.0846 | 5488.5321 | 5767.932 | 5333.8119 | 8607.2593 | 9337.8325 | 14452.8684 | 12192.5587 | 14532.2199 | 16043.6323 | 17005.4798
NSW | Hydro | 2200.252 | 1869.9172 | 1847.5454 | 2812.2049 | 1798.3902 | 2186.455 | 793.9693 | 3451.2533 | 3064.8133 | 1819.6688 | 2113.4456 | 1772.9941 | 1748.211 | 2663.903 | 2147.9985 | 2479.4842 | 936.8754 | 3556.0336 | 3080.6937 | 1869.0334 | 2149.846
NSW | Dispatchable Storage | 26.6351 | 26.7605 | 10.7043 | 60.0529 | 227.8574 | 315.8443 | 408.7942 | 235.9638 | 211.8978 | 1309.3034 | 748.4173 | 354.5347 | 322.3085 | 342.5404 | 2252.6457 | 2091.0028 | 1125.1984 | 1319.5525 | 941.0156 | 841.5113 | 757.0194
NSW | Behind the Meter Storage | 107.7652 | 129.1563 | 157.8533 | 188.5235 | 214.1412 | 236.8803 | 249.0902 | 265.3246 | 298.6179 | 318.9155 | 321.2268 | 325.5928 | 337.0477 | 357.798 | 396.898 | 439.5639 | 469.7602 | 503.9533 | 532.0632 | 563.0129 | 586.9408
NSW | Wind | 4881.3247 | 5470.2151 | 5628.1674 | 5668.4691 | 5919.8996 | 5706.2054 | 5373.3551 | 5700.7768 | 5415.3643 | 5642.7027 | 5689.068 | 7467.2772 | 7766.5893 | 7854.9672 | 24871.0486 | 24946.958 | 23603.4956 | 25379.2914 | 23347.2861 | 23715.5206 | 22531.4144
NSW | Solar | 4527.9495 | 5709.0314 | 5521.1756 | 5431.847 | 5727.075 | 5994.1561 | 6420.1774 | 5704.9196 | 5917.314 | 6083.8065 | 6256.5389 | 6437.8423 | 6190.6269 | 6038.2983 | 6438.5392 | 6444.2028 | 6413.011 | 5739.3971 | 5936.8998 | 6072.82 | 6241.192
NSW | Distributed PV | 4163.2051 | 4499.8067 | 4762.0763 | 4903.2931 | 5009.9936 | 5105.8322 | 5206.8626 | 5330.0009 | 5464.1479 | 5566.1473 | 5684.4338 | 5888.3742 | 6222.0125 | 6689.2694 | 7413.6695 | 8026.3537 | 8387.2983 | 8716.162 | 9011.0835 | 9400.8923 | 9925.4109
Total excluding storage |  | 62616.1453 | 63253.9295 | 59815.8315 | 58542.3552 | 57849.8563 | 56385.693 | 57982.7846 | 57383.5078 | 56722.3184 | 60685.4401 | 60749.0427 | 57154.3902 | 57794.7421 | 58676.6005 | 61364.501 | 63131.9414 | 65839.2313 | 67604.9182 | 68012.6471 | 69173.3455 | 69926.9547
NSW | DSP | 0 | 0 | 0.14155 | 0.58213 | 0 | 0 | 0.20529 | 0.22468 | 0.97514 | 0 | 0.27951 | 0.29761 | 0.51185 | 1.2735 | 1.1943 | 2.2454 | 0.93656 | 1.7543 | 1.9773 | 0.70539 | 2.2359
Total including DSP |  | 62616.1453 | 63253.9295 | 59815.9731 | 58542.9374 | 57849.8563 | 56385.693 | 57982.9899 | 57383.7325 | 56723.2935 | 60685.4401 | 60749.3222 | 57154.6879 | 57795.2539 | 58677.874 | 61365.6953 | 63134.1868 | 65840.1679 | 67606.6725 | 68014.6244 | 69174.0509 | 69929.1906
Region | Technology | 2022 | 2023 | 2024 | 2025 | 2026 | 2027 | 2028 | 2029 | 2030 | 2031 | 2032 | 2033 | 2034 | 2035 | 2036 | 2037 | 2038 | 2039 | 2040 | 2041 | 2042
QLD | Black Coal | 50645.9883 | 49297.9178 | 53253.0546 | 52306.2939 | 50839.6495 | 49144.8301 | 46728.5242 | 42540.7365 | 42066.892 | 41706.7291 | 42019.6103 | 42184.4182 | 43050.275 | 43362.792 | 38822.1156 | 35437.9045 | 29209.0774 | 29410.6006 | 29401.3501 | 29438.6977 | 29464.3476
QLD | Brown Coal | 0 | 0 | 0 | 0 | 0 | 0 | 0 | 0 | 0 | 0 | 0 | 0 | 0 | 0 | 0 | 0 | 0 | 0 | 0 | 0 | 0
QLD | CCGT | 1176.4338 | 1176.4338 | 1346.3869 | 1279.37 | 1279.37 | 1279.37 | 1282.8751 | 1232.1536 | 1232.1536 | 1232.1536 | 1235.5293 | 2118.8322 | 2038.6424 | 1960.2961 | 3300.1488 | 4423.032 | 7347.5504 | 7839.6156 | 7045.4296 | 6962.5733 | 7008.7527
QLD | Peaking Gas+Liquids | 2.9204 | 0.64725 | 3.9466 | 17.1234 | 10.4359 | 1.2377 | 0.24827 | 17.1905 | 9.366 | 22.551 | 3.8346 | 196.9979 | 123.317 | 120.938 | 318.5034 | 615.761 | 2546.4862 | 3275.1841 | 3466.584 | 3469.29 | 3832.7118
QLD | Hydro | 685.1193 | 682.3503 | 679.5812 | 676.8122 | 674.0432 | 671.2742 | 668.5051 | 665.7361 | 662.9671 | 660.198 | 657.429 | 654.66 | 651.891 | 649.1219 | 646.3529 | 643.5839 | 241.4355 | 240.3922 | 239.349 | 238.3057 | 237.2624
QLD | Dispatchable Storage | 16.8767 | 37.4264 | 37.8369 | 58.0113 | 60.2312 | 116.0876 | 300.5958 | 244.6831 | 411.332 | 457.45 | 482.9985 | 595.6366 | 863.5371 | 1366.3785 | 3242.5627 | 3806.0365 | 4519.5238 | 3719.8518 | 3994.1687 | 4230.4082 | 4308.9333
QLD | Behind the Meter Storage | 48.7846 | 59.6306 | 72.973 | 88.0623 | 103.077 | 115.0753 | 123.6567 | 132.834 | 150.027 | 164.1096 | 164.5179 | 168.272 | 175.2361 | 186.6232 | 205.6042 | 229.5435 | 247.4726 | 266.7541 | 283.3279 | 307.0152 | 322.2739
QLD | Wind | 2306.7854 | 4232.842 | 4120.3903 | 4068.9805 | 6046.6102 | 7638.9428 | 7211.6629 | 11799.0612 | 12117.7523 | 11967.3807 | 11545.3398 | 11764.9018 | 11537.1077 | 11528.6112 | 13733.8357 | 15040.9547 | 14457.6151 | 14375.6414 | 14411.511 | 14601.5367 | 13918.2956
QLD | Solar | 5005.2818 | 6213.3796 | 6131.1274 | 6118.8457 | 6224.2793 | 7377.5486 | 10613.3719 | 8842.0661 | 11373.5712 | 11646.5415 | 11998.4401 | 12282.2829 | 12180.1671 | 12204.0929 | 12552.4072 | 12497.2682 | 12515.9595 | 10358.2127 | 11504.5834 | 11773.1977 | 12146.7721
QLD | Distributed PV | 5730.5623 | 6067.0459 | 6369.913 | 6610.1034 | 6851.4888 | 7092.358 | 7345.7689 | 7582.8204 | 7831.6134 | 8075.698 | 8337.6671 | 8604.3111 | 8945.3855 | 9342.7222 | 9876.1313 | 10406.2581 | 10828.6763 | 11211.6405 | 11596.0981 | 12025.4846 | 12557.771
Total excluding storage |  | 65553.0912 | 67670.6167 | 71904.4001 | 71077.529 | 71925.8768 | 73205.5614 | 73850.9563 | 72679.7645 | 75294.3155 | 75311.2519 | 75797.8502 | 77806.404 | 78526.7857 | 79168.5743 | 79249.4948 | 79064.7623 | 77146.8004 | 76711.2871 | 77664.905 | 78509.0857 | 79165.9132
QLD | DSP | 0 | 0 | 0 | 0 | 0 | 0 | 0 | 0 | 0 | 0 | 0 | 0 | 0.29982 | 0.0018165 | 0.65956 | 0.51846 | 0 | 1.4393 | 1.1881 | 1.0955 | 0
Total including DSP |  | 65553.0912 | 67670.6167 | 71904.4001 | 71077.529 | 71925.8768 | 73205.5614 | 73850.9563 | 72679.7645 | 75294.3155 | 75311.2519 | 75797.8502 | 77806.404 | 78527.0855 | 79168.5761 | 79250.1544 | 79065.2808 | 77146.8004 | 76712.7265 | 77666.0931 | 78510.1811 | 79165.9132
Region | Technology | 2022 | 2023 | 2024 | 2025 | 2026 | 2027 | 2028 | 2029 | 2030 | 2031 | 2032 | 2033 | 2034 | 2035 | 2036 | 2037 | 2038 | 2039 | 2040 | 2041 | 2042
VIC | Black Coal | 0 | 0 | 0 | 0 | 0 | 0 | 0 | 0 | 0 | 0 | 0 | 0 | 0 | 0 | 0 | 0 | 0 | 0 | 0 | 0 | 0
VIC | Brown Coal | 31943.0886 | 33240.5999 | 33078.8573 | 32062.9772 | 30192.041 | 28815.6727 | 31015.5441 | 28093.5632 | 26097.6435 | 25924.1188 | 22061.3903 | 21027.3175 | 20885.0196 | 20166.6688 | 19942.0574 | 20513.6625 | 21721.4742 | 21041.0317 | 21300.2985 | 22609.8366 | 20944.2997
VIC | CCGT | 32.0104 | 14.885 | 13.8758 | 17.8562 | 19.9049 | 10.5298 | 11.2695 | 9.5374 | 15.5682 | 35.2582 | 39.9048 | 1396.6011 | 1276.1296 | 863.2204 | 698.0087 | 463.8622 | 1648.0671 | 1590.1631 | 0 | 0 | 0
VIC | Peaking Gas+Liquids | 30.73 | 15.6869 | 10.4791 | 8.4302 | 23.1997 | 7.8676 | 8.9063 | 11.6133 | 20.1202 | 24.24 | 36.5322 | 142.9013 | 92.0467 | 172.8405 | 214.2296 | 228.6994 | 1887.3843 | 546.9055 | 1752.1686 | 3163.8159 | 2051.522
VIC | Hydro | 3111.8146 | 2879.0047 | 2723.5063 | 3424.4431 | 2649.1551 | 3048.9299 | 1843.0324 | 3714.7814 | 3486.7661 | 2741.5906 | 2986.7883 | 2762.1725 | 2611.1446 | 3284.3395 | 2541.1845 | 2923.1605 | 1765.812 | 3560.2707 | 3344.0724 | 2626.6017 | 2860.2758
VIC | Dispatchable Storage | 38.6604 | 33.092 | 29.7916 | 44.6359 | 87.7415 | 111.6765 | 122.5878 | 84.8275 | 145.4544 | 173.0258 | 568.8368 | 1251.5423 | 1469.2273 | 1703.4121 | 1779.7456 | 1818.0656 | 1802.9634 | 2077.4115 | 2712.3552 | 2461.2239 | 2856.5241
VIC | Behind the Meter Storage | 45.6645 | 54.6954 | 66.4458 | 81.4292 | 93.4683 | 105.7173 | 116.7378 | 124.2719 | 142.705 | 153.7022 | 154.031 | 160.8358 | 166.9423 | 183.8204 | 208.5421 | 235.3066 | 259.416 | 281.7409 | 304.3651 | 325.1451 | 339.6403
VIC | Wind | 13136.4069 | 12530.3506 | 12564.1179 | 12870.615 | 14102.7903 | 14743.7152 | 15177.5565 | 16142.1077 | 18040.2063 | 17811.1406 | 19975.9622 | 18044.2821 | 17104.8741 | 17732.5079 | 18701.5496 | 18412.4135 | 19110.4712 | 19833.7105 | 20738.1702 | 19349.3763 | 21993.798
VIC | Solar | 2277.0261 | 2452.2246 | 2345.6044 | 2531.7307 | 2978.881 | 3448.1432 | 3784.6479 | 3419.8071 | 3529.9705 | 3510.705 | 3479.081 | 3773.6257 | 7260.2557 | 7135.6649 | 7532.7196 | 7532.1229 | 7606.7046 | 6871.0561 | 6993.2873 | 7120.4184 | 7097.3451
VIC | Distributed PV | 3376.7382 | 3585.3319 | 3761.162 | 3873.9467 | 3959.436 | 4044.565 | 4135.1102 | 4245.9057 | 4352.9021 | 4446.465 | 4549.318 | 4733.4618 | 4997.9919 | 5429.3217 | 6117.9547 | 6699.7666 | 7043.2805 | 7334.0129 | 7590.6479 | 7945.1944 | 8397.7795
Total excluding storage |  | 53907.8148 | 54718.0836 | 54497.6027 | 54789.9991 | 53925.408 | 54119.4232 | 55976.0669 | 55637.3158 | 55543.1767 | 54493.5182 | 53128.9769 | 51880.362 | 54227.4622 | 54784.5637 | 55747.7041 | 56773.6876 | 60783.194 | 60777.1504 | 61718.645 | 62815.2434 | 63345.0201
VIC | DSP | 0.057172 | 0 | 0 | 0 | 0.44196 | 0 | 0 | 0 | 0.38036 | 0 | 0 | 0 | 0 | 0 | 0.84098 | 0.1785 | 0 | 0.97846 | 1.034 | 0 | 1.6953
Total including DSP |  | 53907.8719 | 54718.0836 | 54497.6027 | 54789.9991 | 53925.8499 | 54119.4232 | 55976.0669 | 55637.3158 | 55543.5571 | 54493.5182 | 53128.9769 | 51880.362 | 54227.4622 | 54784.5637 | 55748.5451 | 56773.8661 | 60783.194 | 60778.1288 | 61719.679 | 62815.2434 | 63346.7153
Region | Technology | 2022 | 2023 | 2024 | 2025 | 2026 | 2027 | 2028 | 2029 | 2030 | 2031 | 2032 | 2033 | 2034 | 2035 | 2036 | 2037 | 2038 | 2039 | 2040 | 2041 | 2042
SA | Black Coal | 0 | 0 | 0 | 0 | 0 | 0 | 0 | 0 | 0 | 0 | 0 | 0 | 0 | 0 | 0 | 0 | 0 | 0 | 0 | 0 | 0
SA | Brown Coal | 0 | 0 | 0 | 0 | 0 | 0 | 0 | 0 | 0 | 0 | 0 | 0 | 0 | 0 | 0 | 0 | 0 | 0 | 0 | 0 | 0
SA | CCGT | 1899.8944 | 1912.9697 | 1533.5151 | 1663.7959 | 1480.8398 | 1432.9551 | 1568.9679 | 1644.492 | 1558.9445 | 1631.6782 | 1364.1808 | 3550.7434 | 3280.2904 | 3173.5709 | 1926.5047 | 2040.4974 | 0 | 0 | 0 | 0 | 0
SA | Peaking Gas+Liquids | 65.0835 | 77.5659 | 126.1618 | 138.5312 | 127.6856 | 111.5957 | 130.5214 | 140.6357 | 132.4522 | 148.9186 | 116.4751 | 773.7617 | 742.4233 | 699.5225 | 782.3459 | 805.9985 | 2312.7427 | 1915.2619 | 1940.3445 | 2876.8789 | 2058.9062
SA | Hydro | 0 | 0 | 0 | 0 | 0 | 0 | 0 | 0 | 0 | 0 | 0 | 0 | 0 | 0 | 0 | 0 | 0 | 0 | 0 | 0 | 0
SA | Dispatchable Storage | 93.472 | 92.6491 | 90.4314 | 96.6694 | 96.9405 | 107.1555 | 110.1423 | 100.7603 | 117.6195 | 231.6312 | 360.7281 | 342.6362 | 358.6407 | 348.1942 | 1270.1672 | 1280.4754 | 1289.1379 | 1253.5837 | 1247.9726 | 1161.8341 | 1249.4169
SA | Behind the Meter Storage | 99.7285 | 99.1403 | 100.538 | 98.5405 | 91.7342 | 88.549 | 87.1752 | 83.5907 | 83.7598 | 83.1008 | 81.5113 | 80.4158 | 79.6424 | 81.4403 | 84.9621 | 91.3048 | 98.9494 | 104.7718 | 112.3235 | 117.0965 | 120.3568
SA | Wind | 6859.4509 | 6106.5248 | 6285.8859 | 6082.5006 | 6649.9157 | 6515.9406 | 6032.5644 | 6012.0414 | 5990.8872 | 5914.5939 | 6221.9328 | 5481.0839 | 4986.1469 | 4709.9003 | 5445.8611 | 5217.8187 | 4585.5448 | 4725.7968 | 4728.0046 | 4579.3066 | 4942.5614
SA | Solar | 964.2702 | 1009.4151 | 972.5485 | 978.9654 | 965.1199 | 992.0325 | 1010.8962 | 939.5985 | 980.7376 | 1072.4554 | 2299.8293 | 4396.5189 | 4194.2154 | 4279.5823 | 4266.2304 | 4372.34 | 4396.2634 | 4087.2284 | 4194.1367 | 4173.3695 | 4280.8791
SA | Distributed PV | 1950.948 | 1992.5043 | 2012.0027 | 2017.9049 | 2021.0277 | 2026.9583 | 2036.4898 | 2044.5876 | 2050.932 | 2058.8058 | 2071.5617 | 2088.6352 | 2113.9359 | 2156.9268 | 2266.7204 | 2362.4792 | 2418.5825 | 2471.9855 | 2520.5219 | 2594.0085 | 2711.6847
Total excluding storage |  | 11739.647 | 11098.9797 | 10930.114 | 10881.6981 | 11244.5887 | 11079.4822 | 10779.4397 | 10781.3552 | 10713.9535 | 10826.4519 | 12073.9798 | 16290.7432 | 15317.0119 | 15019.503 | 14687.6626 | 14799.1338 | 13713.1334 | 13200.2726 | 13383.0077 | 14223.5635 | 13994.0314
SA | DSP | 0.081042 | 0 | 0 | 0 | 0.16148 | 0 | 0 | 0 | 0.21244 | 0 | 0 | 0 | 0 | 0 | 0.38845 | 0.71679 | 0.71809 | 0.44823 | 0.46656 | 0 | 0.76351
Total including DSP |  | 11739.728 | 11098.9797 | 10930.114 | 10881.6981 | 11244.7502 | 11079.4822 | 10779.4397 | 10781.3552 | 10714.1659 | 10826.4519 | 12073.9798 | 16290.7432 | 15317.0119 | 15019.503 | 14688.051 | 14799.8506 | 13713.8515 | 13200.7208 | 13383.4743 | 14223.5635 | 13994.7949
Region | Technology | 2022 | 2023 | 2024 | 2025 | 2026 | 2027 | 2028 | 2029 | 2030 | 2031 | 2032 | 2033 | 2034 | 2035 | 2036 | 2037 | 2038 | 2039 | 2040 | 2041 | 2042
TAS | Black Coal | 0 | 0 | 0 | 0 | 0 | 0 | 0 | 0 | 0 | 0 | 0 | 0 | 0 | 0 | 0 | 0 | 0 | 0 | 0 | 0 | 0
TAS | Brown Coal | 0 | 0 | 0 | 0 | 0 | 0 | 0 | 0 | 0 | 0 | 0 | 0 | 0 | 0 | 0 | 0 | 0 | 0 | 0 | 0 | 0
TAS | CCGT | 0 | 0 | 0 | 0 | 0 | 0 | 0 | 0 | 0 | 0 | 0 | 0 | 0 | 0 | 0 | 0 | 0 | 0 | 0 | 0 | 0
TAS | Peaking Gas+Liquids | 0 | 0 | 0 | 0 | 0 | 0 | 0 | 0 | 0 | 0 | 0 | 0 | 0 | 0 | 0 | 0 | 0 | 0 | 0 | 0 | 0
TAS | Hydro | 10001.3411 | 7725.9437 | 7738.7406 | 8919.7815 | 8422.8018 | 8755.196 | 5817.6459 | 7639.2584 | 7322.6193 | 6388.6843 | 7030.1749 | 7390.3322 | 7042.4191 | 7205.1373 | 7142.5214 | 7092.3976 | 5706.7097 | 7533.4571 | 7798.5243 | 6451.0206 | 7367.5939
TAS | Dispatchable Storage | 0.47845 | 0.064611 | 0.43111 | 0.69748 | 1.0191 | 1.1055 | 2.9381 | 2.0261 | 2.9912 | 4.3167 | 3.5182 | 3.3367 | 4.7709 | 4.2853 | 4.8243 | 5.1842 | 10.5882 | 4.9006 | 4.2821 | 7.7175 | 4.387
TAS | Behind the Meter Storage | 5.9386 | 6.9452 | 7.9943 | 9.4704 | 10.4603 | 11.4605 | 12.3846 | 12.934 | 14.8574 | 15.7476 | 15.4769 | 15.9743 | 16.241 | 17.6596 | 19.6042 | 21.9116 | 23.8967 | 25.4354 | 27.4005 | 28.6482 | 29.2415
TAS | Wind | 2124.9865 | 2049.3447 | 2446.7765 | 3220.25 | 3915.4819 | 4584.2823 | 4711.0354 | 5376.9215 | 5777.2273 | 5783.8531 | 6213.2295 | 5927.9945 | 5631.8896 | 6074.7763 | 6118.8342 | 6218.5807 | 5967.434 | 5902.6343 | 5794.2128 | 5771.5744 | 5939.3233
TAS | Solar | 0 | 0 | 0 | 0 | 0 | 0 | 304.7945 | 289.6701 | 299.0721 | 295.383 | 293.4725 | 304.3513 | 315.5627 | 288.3234 | 298.1963 | 287.007 | 304.7768 | 291.802 | 299.8615 | 294.9438 | 292.7055
TAS | Distributed PV | 231.8876 | 240.7485 | 246.9294 | 248.793 | 248.5843 | 248.1054 | 247.8851 | 248.935 | 249.7017 | 249.5917 | 249.9459 | 253.0847 | 260.0879 | 276.3302 | 307.7536 | 333.8218 | 345.5217 | 355.7626 | 363.422 | 376.1013 | 394.0532
Total excluding storage |  | 12358.2153 | 10016.0368 | 10432.4465 | 12388.8245 | 12586.868 | 13587.5837 | 11081.361 | 13554.7849 | 13648.6204 | 12717.5121 | 13786.8228 | 13875.7628 | 13249.9593 | 13844.5672 | 13867.3055 | 13931.8072 | 12324.4422 | 14083.6561 | 14256.0206 | 12893.6401 | 13993.6759
TAS | DSP | 0 | 0 | 0 | 0 | 0 | 0 | 0 | 0 | 0 | 0 | 0 | 0 | 0 | 0 | 0 | 0 | 0 | 0 | 0 | 0 | 0
Total including DSP |  | 12358.2153 | 10016.0368 | 10432.4465 | 12388.8245 | 12586.868 | 13587.5837 | 11081.361 | 13554.7849 | 13648.6204 | 12717.5121 | 13786.8228 | 13875.7628 | 13249.9593 | 13844.5672 | 13867.3055 | 13931.8072 | 12324.4422 | 14083.6561 | 14256.0206 | 12893.6401 | 13993.6759
Pump Load (GWh) - Central with TRET (Counterfactual)
Region | Technology | 2022 | 2023 | 2024 | 2025 | 2026 | 2027 | 2028 | 2029 | 2030 | 2031 | 2032 | 2033 | 2034 | 2035 | 2036 | 2037 | 2038 | 2039 | 2040 | 2041 | 2042
NEM | Dispatchable Storage Load | -216.1534 | -270.7265 | -239.5855 | -394.9431 | -602.1062 | -888.7218 | -1397.4541 | -960.905 | -1380.575 | -2826.0738 | -2779.5682 | -3251.9692 | -3808.6025 | -4764.3618 | -11344.8161 | -11885.2083 | -11196.5904 | -10776.5919 | -11327.003 | -11005.4161 | -11605.2254
NEM | Behind the Meter Storage Load | -362.042 | -411.0272 | -477.0041 | -548.0732 | -603.0302 | -655.6623 | -692.6181 | -727.6645 | -811.3993 | -864.8503 | -866.4242 | -883.1899 | -911.1896 | -973.0341 | -1076.5687 | -1196.4549 | -1292.9028 | -1390.5291 | -1481.3138 | -1576.6785 | -1644.6122
Total |  | -578.1953 | -681.7538 | -716.5896 | -943.0163 | -1205.1364 | -1544.3841 | -2090.0722 | -1688.5695 | -2191.9743 | -3690.9241 | -3645.9924 | -4135.1591 | -4719.7921 | -5737.3959 | -12421.3848 | -13081.6632 | -12489.4932 | -12167.121 | -12808.3168 | -12582.0946 | -13249.8376
Region | Technology | 2022 | 2023 | 2024 | 2025 | 2026 | 2027 | 2028 | 2029 | 2030 | 2031 | 2032 | 2033 | 2034 | 2035 | 2036 | 2037 | 2038 | 2039 | 2040 | 2041 | 2042
NSW | Dispatchable Storage Load | -33.4645 | -70.344 | -44.3048 | -147.4617 | -300.5244 | -453.1038 | -560.1957 | -316.1136 | -283.562 | -1704.3825 | -966.6576 | -445.7893 | -394.2076 | -450.727 | -3461.0977 | -3233.8356 | -1705.3515 | -2022.015 | -1397.8434 | -1242.4135 | -1129.2083
NSW | Behind the Meter Storage Load | -126.7308 | -151.8506 | -185.5915 | -221.7396 | -251.8382 | -278.5625 | -292.8722 | -311.8426 | -351.1708 | -374.9339 | -377.7894 | -382.8413 | -396.3183 | -420.8658 | -466.7881 | -516.9409 | -552.3713 | -592.3792 | -625.7635 | -661.9492 | -690.3156
Total |  | -160.1953 | -222.1947 | -229.8963 | -369.2013 | -552.3626 | -731.6662 | -853.0679 | -627.9562 | -634.7329 | -2079.3164 | -1344.447 | -828.6306 | -790.5259 | -871.5928 | -3927.8858 | -3750.7765 | -2257.7228 | -2614.3942 | -2023.6069 | -1904.3627 | -1819.5239
Region | Technology | 2022 | 2023 | 2024 | 2025 | 2026 | 2027 | 2028 | 2029 | 2030 | 2031 | 2032 | 2033 | 2034 | 2035 | 2036 | 2037 | 2038 | 2039 | 2040 | 2041 | 2042
QLD | Dispatchable Storage Load | -21.2509 | -47.0823 | -48.2031 | -74.9113 | -75.8088 | -168.7253 | -552.0454 | -418.0636 | -775.5588 | -627.0755 | -661.4338 | -819.5698 | -1153.7028 | -1764.4958 | -4103.7988 | -4795.2324 | -5661.8932 | -4633.1941 | -4993.9451 | -5289.059 | -5384.8592
QLD | Behind the Meter Storage Load | -57.3817 | -70.1114 | -85.8021 | -103.5549 | -121.2202 | -135.2853 | -145.3923 | -156.1935 | -176.4285 | -192.9279 | -193.514 | -197.8554 | -206.0545 | -219.4688 | -241.8053 | -269.8765 | -290.9889 | -313.6826 | -333.2055 | -360.9549 | -379.0815
Total |  | -78.6326 | -117.1937 | -134.0052 | -178.4662 | -197.0289 | -304.0106 | -697.4377 | -574.2572 | -951.9873 | -820.0034 | -854.9478 | -1017.4253 | -1359.7574 | -1983.9647 | -4345.6041 | -5065.1089 | -5952.8821 | -4946.8767 | -5327.1506 | -5650.0139 | -5763.9407
Region | Technology | 2022 | 2023 | 2024 | 2025 | 2026 | 2027 | 2028 | 2029 | 2030 | 2031 | 2032 | 2033 | 2034 | 2035 | 2036 | 2037 | 2038 | 2039 | 2040 | 2041 | 2042
VIC | Dispatchable Storage Load | -46.9644 | -40.1813 | -36.1358 | -53.9039 | -106.58 | -135.2829 | -148.0469 | -102.2166 | -175.1249 | -206.9678 | -704.3703 | -1562.3839 | -1816.957 | -2117.813 | -2209.8117 | -2268.6637 | -2231.4093 | -2575.6547 | -3394.2179 | -3035.2257 | -3549.0195
VIC | Behind the Meter Storage Load | -53.677 | -64.3205 | -78.0409 | -95.7414 | -109.8075 | -124.2051 | -137.2845 | -146.1805 | -167.8887 | -180.7695 | -181.0783 | -189.1504 | -196.1173 | -216.1502 | -245.0283 | -276.5053 | -305.0903 | -331.4167 | -358.1006 | -382.412 | -399.3077
Total |  | -100.6415 | -104.5018 | -114.1767 | -149.6453 | -216.3875 | -259.4881 | -285.3314 | -248.3971 | -343.0136 | -387.7373 | -885.4486 | -1751.5344 | -2013.0743 | -2333.9632 | -2454.84 | -2545.1691 | -2536.4996 | -2907.0713 | -3752.3185 | -3417.6377 | -3948.3272
Region | Technology | 2022 | 2023 | 2024 | 2025 | 2026 | 2027 | 2028 | 2029 | 2030 | 2031 | 2032 | 2033 | 2034 | 2035 | 2036 | 2037 | 2038 | 2039 | 2040 | 2041 | 2042
SA | Dispatchable Storage Load | -113.9057 | -113.0428 | -110.4397 | -117.8453 | -117.9939 | -130.2956 | -133.7227 | -122.1277 | -142.7821 | -282.5974 | -442.9358 | -420.2967 | -438.1578 | -426.2841 | -1564.4321 | -1581.3217 | -1585.5365 | -1539.962 | -1535.8898 | -1429.7085 | -1536.9773
SA | Behind the Meter Storage Load | -117.2759 | -116.5834 | -118.186 | -115.91 | -107.8791 | -104.1498 | -102.5154 | -98.2487 | -98.4564 | -97.7194 | -95.858 | -94.5692 | -93.6309 | -95.7966 | -99.9186 | -107.3934 | -116.3666 | -123.1572 | -132.047 | -137.7027 | -141.5459
Total |  | -231.1816 | -229.6261 | -228.6257 | -233.7553 | -225.8729 | -234.4454 | -236.2381 | -220.3764 | -241.2385 | -380.3168 | -538.7937 | -514.8658 | -531.7887 | -522.0807 | -1664.3507 | -1688.7151 | -1701.9031 | -1663.1192 | -1667.9368 | -1567.4111 | -1678.5232
Region | Technology | 2022 | 2023 | 2024 | 2025 | 2026 | 2027 | 2028 | 2029 | 2030 | 2031 | 2032 | 2033 | 2034 | 2035 | 2036 | 2037 | 2038 | 2039 | 2040 | 2041 | 2042
TAS | Dispatchable Storage Load | -0.5678 | -0.076126 | -0.50206 | -0.8208 | -1.1991 | -1.3142 | -3.4434 | -2.3835 | -3.5473 | -5.0506 | -4.1707 | -3.9295 | -5.5773 | -5.0418 | -5.6757 | -6.1548 | -12.4 | -5.7661 | -5.1069 | -9.0094 | -5.1611
TAS | Behind the Meter Storage Load | -6.9765 | -8.1613 | -9.3837 | -11.1273 | -12.2852 | -13.4596 | -14.5538 | -15.1992 | -17.4548 | -18.4996 | -18.1846 | -18.7735 | -19.0687 | -20.7527 | -23.0284 | -25.7388 | -28.0856 | -29.8935 | -32.1972 | -33.6597 | -34.3616
Total |  | -7.5443 | -8.2375 | -9.8858 | -11.9481 | -13.4844 | -14.7738 | -17.9972 | -17.5826 | -21.0021 | -23.5503 | -22.3553 | -22.703 | -24.6459 | -25.7945 | -28.7041 | -31.8936 | -40.4856 | -35.6596 | -37.304 | -42.6692 | -39.5226

## Generation_2
Annual as-generated generation by technology (GWh) - Central with TRET (DP6)
Years are financial year ending.
Region | Technology | 2022 | 2023 | 2024 | 2025 | 2026 | 2027 | 2028 | 2029 | 2030 | 2031 | 2032 | 2033 | 2034 | 2035 | 2036 | 2037 | 2038 | 2039 | 2040 | 2041 | 2042
NEM | Black Coal | 97441.0801 | 94553.062 | 94685.6371 | 90923.0317 | 87572.9516 | 83904.1677 | 85804.0659 | 77468.1605 | 76588.8322 | 81220.2671 | 77862.038 | 71580.3507 | 73254.7087 | 71570.0683 | 47234.6985 | 42116.8979 | 33536.5944 | 34482.8164 | 34961.5495 | 34191.9654 | 33505.0464
NEM | Brown Coal | 31943.0229 | 33622.3333 | 33459.1562 | 33924.747 | 33358.3272 | 31398.7149 | 33024.3175 | 30505.5426 | 27762.1927 | 27185.3492 | 23709.543 | 21897.9434 | 22152.6631 | 21663.9877 | 22925.5291 | 22659.1353 | 21977.7725 | 22467.633 | 22885.278 | 22541.086 | 22404.9546
NEM | CCGT | 3143.0283 | 3139.0214 | 2998.6431 | 1929.7401 | 1932.1677 | 1926.4828 | 1931.8262 | 1878.8594 | 1882.2559 | 1884.5747 | 1889.8673 | 2762.3544 | 2254.8354 | 1896.43 | 3216.9881 | 2420.9407 | 5786.982 | 2785.4803 | 2865.4904 | 4930.5813 | 2297.4131
NEM | Peaking Gas+Liquids | 112.3664 | 94.9534 | 157.2595 | 57.7463 | 29.829 | 9.3569 | 9.0845 | 30.6732 | 37.6652 | 35.2847 | 49.6715 | 183.9346 | 83.9621 | 106.4179 | 179.0856 | 196.2405 | 1405.6013 | 527.4706 | 323.4449 | 1188.6244 | 178.2719
NEM | Hydro | 15998.527 | 13174.8794 | 13020.0932 | 16143.7496 | 13763.0326 | 15350.6485 | 9213.7369 | 15975.4383 | 15056.6954 | 11753.3316 | 15190.8275 | 14262.6018 | 13870.5555 | 15762.5842 | 14518.741 | 16521.333 | 9885.1282 | 17337.4895 | 15755.8984 | 12392.225 | 15337.0984
NEM | Dispatchable Storage | 175.5282 | 192.6524 | 168.3484 | 299.1986 | 713.5153 | 1014.998 | 1247.672 | 986.9525 | 906.4081 | 2064.1709 | 1190.4801 | 4816.6306 | 5844.3036 | 6298.6821 | 10630.1782 | 11063.757 | 12071.9204 | 12829.277 | 12476.4831 | 14607.6676 | 16141.6562
NEM | Behind the Meter Storage | 307.8815 | 349.5679 | 405.8046 | 466.0259 | 512.881 | 557.6824 | 589.0446 | 618.9552 | 689.9672 | 735.5756 | 736.7638 | 751.0907 | 775.1096 | 827.3416 | 915.6105 | 1017.6304 | 1099.4949 | 1182.6554 | 1259.4802 | 1340.918 | 1398.4534
NEM | Wind | 29308.9544 | 30463.6819 | 31118.575 | 32295.0536 | 37298.0442 | 40147.2121 | 39624.2525 | 46165.6649 | 49720.5063 | 49641.6893 | 53116.4751 | 51713.0846 | 52035.8908 | 53247.5865 | 68446.7173 | 73292.5234 | 83992.5968 | 86352.3121 | 85045.8275 | 83189.4818 | 84574.4502
NEM | Solar | 12774.5275 | 15384.0507 | 14970.4559 | 15103.3844 | 15915.3179 | 17639.6483 | 21636.8091 | 19217.261 | 21281.6906 | 22372.4985 | 23022.5666 | 35993.3967 | 36010.0529 | 35553.9824 | 45426.6645 | 45649.6019 | 48026.1501 | 41962.5862 | 45682.068 | 51089.2003 | 52681.2688
NEM | Distributed PV | 15453.3412 | 16385.4373 | 17152.0833 | 17654.0411 | 18090.5305 | 18517.819 | 18972.1167 | 19452.2496 | 19949.297 | 20396.7077 | 20892.9265 | 21567.867 | 22539.4136 | 23894.5703 | 25982.2296 | 27828.6794 | 29023.3593 | 30089.5636 | 31081.7733 | 32341.6811 | 33986.6993
Total excluding storage |  | 206174.8478 | 206817.4195 | 207561.9034 | 208031.4939 | 207960.2007 | 208894.0503 | 210216.2092 | 210693.8494 | 212279.1353 | 214489.7029 | 215733.9156 | 219961.5332 | 222202.0821 | 223695.6273 | 227930.6535 | 230685.3521 | 233634.1846 | 236005.3518 | 238601.33 | 241864.8454 | 244965.2027
NEM | DSP | 0.13821 | 0 | 0.14155 | 0.58213 | 0.60344 | 0 | 0.20529 | 0.22468 | 1.5679 | 0 | 0.27951 | 0.29761 | 0.81167 | 1.2753 | 3.0833 | 3.6592 | 1.6546 | 4.6203 | 4.666 | 1.8009 | 4.6947
Total including DSP |  | 206174.986 | 206817.4195 | 207562.045 | 208032.076 | 207960.8042 | 208894.0503 | 210216.4145 | 210694.0741 | 212280.7032 | 214489.7029 | 215734.1951 | 219961.8308 | 222202.8938 | 223696.9026 | 227933.7368 | 230689.0112 | 233635.8392 | 236009.9721 | 238605.996 | 241866.6463 | 244969.8974
Region | Technology | 2022 | 2023 | 2024 | 2025 | 2026 | 2027 | 2028 | 2029 | 2030 | 2031 | 2032 | 2033 | 2034 | 2035 | 2036 | 2037 | 2038 | 2039 | 2040 | 2041 | 2042
NSW | Black Coal | 46795.0918 | 45556.785 | 41845.972 | 39228.2259 | 38331.5627 | 36268.52 | 39787.526 | 35774.281 | 35446.8998 | 39352.1307 | 36626.9313 | 26241.2821 | 26462.2499 | 25600.7515 | 8457.2403 | 8555.2199 | 8357.9923 | 8489.3343 | 8696.16 | 8571.3598 | 8127.0693
NSW | Brown Coal | 0 | 0 | 0 | 0 | 0 | 0 | 0 | 0 | 0 | 0 | 0 | 0 | 0 | 0 | 0 | 0 | 0 | 0 | 0 | 0 | 0
NSW | CCGT | 34.6896 | 34.6896 | 104.3539 | 65.5248 | 65.5248 | 65.5248 | 65.7043 | 65.5248 | 65.5248 | 65.5248 | 65.7043 | 225.7651 | 68.4376 | 68.7592 | 450.3753 | 216.8253 | 1660.3581 | 502.1712 | 623.818 | 1603.6439 | 504.0155
NSW | Peaking Gas+Liquids | 13.6326 | 1.0763 | 16.7571 | 25.8498 | 0.11717 | 0 | 0 | 0.82021 | 8.2525 | 2.7175 | 15.7699 | 41.9883 | 17.1472 | 24.9485 | 47.2445 | 83.7991 | 355.5631 | 154.4093 | 75.3239 | 259.3027 | 34.8307
NSW | Hydro | 2200.252 | 1887.5807 | 1850.6673 | 2880.2994 | 1853.2466 | 2272.1859 | 883.0869 | 3503.612 | 3094.9119 | 1900.5671 | 2196.9643 | 3287.7076 | 3145.7076 | 3519.2321 | 2924.0203 | 3200.3658 | 2160.009 | 4319.4015 | 3963.6787 | 2897.8747 | 3156.1514
NSW | Dispatchable Storage | 26.6351 | 27.1574 | 11.6423 | 123.533 | 511.8071 | 736.9663 | 770.9504 | 554.3224 | 358.8909 | 1406.4293 | 575.8092 | 3904.16 | 4437.6468 | 4829.0355 | 7142.4047 | 7093.7486 | 7594.2141 | 7998.4925 | 7499.1603 | 9022.9006 | 9532.0909
NSW | Behind the Meter Storage | 107.7652 | 129.1563 | 157.8533 | 188.5235 | 214.1412 | 236.8803 | 249.0902 | 265.3246 | 298.6179 | 318.9155 | 321.2268 | 325.5928 | 337.0477 | 357.798 | 396.898 | 439.5639 | 469.7602 | 503.9533 | 532.0632 | 563.0129 | 586.9408
NSW | Wind | 4881.3247 | 5470.2151 | 5628.1674 | 5661.2452 | 5919.8996 | 5703.164 | 5373.4937 | 5700.7328 | 5422.2997 | 5657.4224 | 5693.4887 | 7702.7896 | 8704.9035 | 8679.1837 | 14840.8841 | 14601.0823 | 17180.9758 | 19043.8267 | 17657.2652 | 17253.8803 | 16015.6625
NSW | Solar | 4527.9495 | 5709.0314 | 5521.1756 | 5431.847 | 5727.075 | 5774.2156 | 5766.8822 | 5125.4809 | 5302.5502 | 6187.7628 | 6365.0716 | 15493.54 | 16035.0043 | 15619.7721 | 21120.1731 | 21143.3507 | 23075.2032 | 20132.6328 | 21799.862 | 27071.0803 | 27899.2773
NSW | Distributed PV | 4163.2051 | 4499.8067 | 4762.0763 | 4903.2931 | 5009.9936 | 5105.8322 | 5206.8626 | 5330.0009 | 5464.1479 | 5566.1473 | 5684.4338 | 5888.3742 | 6222.0125 | 6689.2694 | 7413.6695 | 8026.3537 | 8387.2983 | 8716.162 | 9011.0835 | 9400.8923 | 9925.4109
Total excluding storage |  | 62616.1453 | 63159.1849 | 59729.1696 | 58196.2852 | 56907.4195 | 55189.4425 | 57083.5558 | 55500.4526 | 54804.5867 | 58732.2727 | 56648.364 | 58881.447 | 60655.4625 | 60201.9165 | 55253.6072 | 55826.9969 | 61177.3999 | 61357.9378 | 61827.1914 | 67058.034 | 65662.4176
NSW | DSP | 0 | 0 | 0.14155 | 0.58213 | 0 | 0 | 0.20529 | 0.22468 | 0.97514 | 0 | 0.27951 | 0.29761 | 0.51185 | 1.2735 | 1.1943 | 2.2454 | 0.93656 | 1.7543 | 1.9773 | 0.70539 | 2.2359
Total including DSP |  | 62616.1453 | 63159.1849 | 59729.3111 | 58196.8673 | 56907.4195 | 55189.4425 | 57083.7611 | 55500.6773 | 54805.5618 | 58732.2727 | 56648.6435 | 58881.7446 | 60655.9744 | 60203.19 | 55254.8015 | 55829.2423 | 61178.3364 | 61359.6921 | 61829.1687 | 67058.7394 | 65664.6535
Region | Technology | 2022 | 2023 | 2024 | 2025 | 2026 | 2027 | 2028 | 2029 | 2030 | 2031 | 2032 | 2033 | 2034 | 2035 | 2036 | 2037 | 2038 | 2039 | 2040 | 2041 | 2042
QLD | Black Coal | 50645.9883 | 48996.277 | 52839.6651 | 51694.8059 | 49241.3889 | 47635.6478 | 46016.5399 | 41693.8795 | 41141.9324 | 41868.1364 | 41235.1067 | 45339.0686 | 46792.4588 | 45969.3168 | 38777.4581 | 33561.6781 | 25178.6021 | 25993.4821 | 26265.3895 | 25620.6056 | 25377.9772
QLD | Brown Coal | 0 | 0 | 0 | 0 | 0 | 0 | 0 | 0 | 0 | 0 | 0 | 0 | 0 | 0 | 0 | 0 | 0 | 0 | 0 | 0 | 0
QLD | CCGT | 1176.4338 | 1176.4338 | 1346.3869 | 1309.0436 | 1309.0436 | 1309.0436 | 1312.63 | 1258.4546 | 1258.4546 | 1258.4546 | 1261.9024 | 1605.5809 | 1456.1305 | 1263.0185 | 1860.9507 | 1706.544 | 3792.8392 | 2198.6183 | 2241.6724 | 3326.9374 | 1793.3976
QLD | Peaking Gas+Liquids | 2.9204 | 0.64725 | 3.5532 | 15.6154 | 2.2784 | 0.50677 | 0.12827 | 16.4193 | 7.1616 | 12.1235 | 1.7568 | 21.0326 | 10.4063 | 20.4544 | 20.2788 | 32.9364 | 154.9402 | 128.1778 | 40.1006 | 131.9299 | 16.7723
QLD | Hydro | 685.1193 | 682.3503 | 679.5812 | 676.8122 | 674.0432 | 671.2742 | 668.5051 | 665.7361 | 662.9671 | 660.198 | 657.429 | 654.66 | 651.891 | 649.1219 | 646.3529 | 643.5839 | 241.4355 | 240.3922 | 239.349 | 238.3057 | 237.2624
QLD | Dispatchable Storage | 16.8767 | 38.4153 | 38.0195 | 74.115 | 62.4787 | 115.7934 | 303.6997 | 251.7311 | 353.9158 | 404.4603 | 389.1341 | 618.8871 | 1111.9907 | 1166.0123 | 2804.8635 | 2840.2889 | 2852.9858 | 3229.36 | 3359.0611 | 3760.5788 | 3825.9587
QLD | Behind the Meter Storage | 48.7846 | 59.6306 | 72.973 | 88.0623 | 103.077 | 115.0753 | 123.6567 | 132.834 | 150.027 | 164.1096 | 164.5179 | 168.272 | 175.2361 | 186.6232 | 205.6042 | 229.5435 | 247.4726 | 266.7541 | 283.3279 | 307.0152 | 322.2739
QLD | Wind | 2306.7854 | 4232.842 | 4120.3903 | 4065.8538 | 6046.6102 | 7638.9428 | 7214.2239 | 11666.2617 | 13154.0944 | 12977.9193 | 12631.5732 | 13028.7445 | 12694.8185 | 12818.1839 | 18165.8208 | 23984.222 | 28821.8674 | 29155.6391 | 29636.423 | 29798.0548 | 28765.4929
QLD | Solar | 5005.2818 | 6213.3796 | 6131.1274 | 6118.8457 | 6224.2793 | 7377.5486 | 10610.8108 | 8974.8656 | 10337.2291 | 10511.3236 | 10998.3959 | 11257.7177 | 11140.133 | 11143.8242 | 13223.1833 | 13187.5311 | 12924.418 | 10763.4004 | 12534.3201 | 12725.1456 | 13382.0507
QLD | Distributed PV | 5730.5623 | 6067.0459 | 6369.913 | 6610.1034 | 6851.4888 | 7092.358 | 7345.7689 | 7582.8204 | 7831.6134 | 8075.698 | 8337.6671 | 8604.3111 | 8945.3855 | 9342.7222 | 9876.1313 | 10406.2581 | 10828.6763 | 11211.6405 | 11596.0981 | 12025.4846 | 12557.771
Total excluding storage |  | 65553.0912 | 67368.9758 | 71490.6172 | 70491.0799 | 70349.1324 | 71725.3217 | 73168.6069 | 71858.4372 | 74393.4525 | 75363.8534 | 75123.8311 | 80511.1155 | 81691.2235 | 81206.6419 | 82570.1759 | 83522.7536 | 81942.7787 | 79691.3503 | 82553.3525 | 83866.4636 | 82130.724
QLD | DSP | 0 | 0 | 0 | 0 | 0 | 0 | 0 | 0 | 0 | 0 | 0 | 0 | 0.29982 | 0.0018165 | 0.65956 | 0.51846 | 0 | 1.4393 | 1.1881 | 1.0955 | 0
Total including DSP |  | 65553.0912 | 67368.9758 | 71490.6172 | 70491.0799 | 70349.1324 | 71725.3217 | 73168.6069 | 71858.4372 | 74393.4525 | 75363.8534 | 75123.8311 | 80511.1155 | 81691.5233 | 81206.6437 | 82570.8354 | 83523.272 | 81942.7787 | 79692.7897 | 82554.5406 | 83867.559 | 82130.724
Region | Technology | 2022 | 2023 | 2024 | 2025 | 2026 | 2027 | 2028 | 2029 | 2030 | 2031 | 2032 | 2033 | 2034 | 2035 | 2036 | 2037 | 2038 | 2039 | 2040 | 2041 | 2042
VIC | Black Coal | 0 | 0 | 0 | 0 | 0 | 0 | 0 | 0 | 0 | 0 | 0 | 0 | 0 | 0 | 0 | 0 | 0 | 0 | 0 | 0 | 0
VIC | Brown Coal | 31943.0229 | 33622.3333 | 33459.1562 | 33924.747 | 33358.3272 | 31398.7149 | 33024.3175 | 30505.5426 | 27762.1927 | 27185.3492 | 23709.543 | 21897.9434 | 22152.6631 | 21663.9877 | 22925.5291 | 22659.1353 | 21977.7725 | 22467.633 | 22885.278 | 22541.086 | 22404.9546
VIC | CCGT | 32.0104 | 14.8791 | 14.0435 | 7.6717 | 10.0993 | 4.4144 | 4.4919 | 7.38 | 10.7765 | 13.0953 | 13.2606 | 25.6936 | 13.3069 | 17.1523 | 31.112 | 34.1673 | 333.7847 | 84.6909 | 0 | 0 | 0
VIC | Peaking Gas+Liquids | 30.73 | 15.6758 | 10.4669 | 8.511 | 17.0154 | 4.1276 | 4.1848 | 7.5998 | 12.8386 | 9.9083 | 19.8311 | 30.9416 | 6.5084 | 10.6951 | 30.9175 | 28.3172 | 205.2789 | 89.1055 | 60.4016 | 166.3756 | 38.8773
VIC | Hydro | 3111.8146 | 2879.0047 | 2723.5063 | 3424.4431 | 2649.1551 | 3048.9299 | 1843.0324 | 3714.7814 | 3486.7661 | 2741.5906 | 2986.7883 | 2762.1725 | 2611.1446 | 3284.3395 | 2541.1845 | 2923.1605 | 1765.812 | 3560.2707 | 3344.0724 | 2626.6017 | 2860.2758
VIC | Dispatchable Storage | 38.5825 | 33.5202 | 28.948 | 37.462 | 53.8842 | 67.036 | 76.015 | 87.2567 | 103.0367 | 132.8015 | 122.776 | 159.3954 | 154.3322 | 175.0639 | 187.3774 | 216.1211 | 229.8562 | 244.9419 | 256.0976 | 270.3641 | 748.6205
VIC | Behind the Meter Storage | 45.6645 | 54.6954 | 66.4458 | 81.4292 | 93.4683 | 105.7173 | 116.7378 | 124.2719 | 142.705 | 153.7022 | 154.031 | 160.8358 | 166.9423 | 183.8204 | 208.5421 | 235.3066 | 259.416 | 281.7409 | 304.3651 | 325.1451 | 339.6403
VIC | Wind | 13136.4069 | 12583.6907 | 12621.6758 | 13105.7662 | 14605.3535 | 15512.2654 | 16084.2359 | 17169.7282 | 19179.9311 | 18712.9954 | 20806.9618 | 17833.3485 | 17694.3566 | 18050.6448 | 19941.4795 | 19342.2107 | 18454.3472 | 18028.132 | 17996.6312 | 16430.7965 | 18498.7113
VIC | Solar | 2277.0261 | 2452.2246 | 2345.6044 | 2573.7263 | 2998.8438 | 3495.8516 | 3943.4253 | 3887.6459 | 4362.1016 | 4353.3633 | 4322.7407 | 4657.6162 | 4433.0423 | 4326.8912 | 4575.0525 | 4652.4928 | 5328.6059 | 4830.7261 | 4973.4379 | 4958.1095 | 4918.9617
VIC | Distributed PV | 3376.7382 | 3585.3319 | 3761.162 | 3873.9467 | 3959.436 | 4044.565 | 4135.1102 | 4245.9057 | 4352.9021 | 4446.465 | 4549.318 | 4733.4618 | 4997.9919 | 5429.3217 | 6117.9547 | 6699.7666 | 7043.2805 | 7334.0129 | 7590.6479 | 7945.1944 | 8397.7795
Total excluding storage |  | 53907.749 | 55153.14 | 54935.6149 | 56918.8119 | 57598.2303 | 57508.8689 | 59038.7981 | 59538.5837 | 59167.5086 | 57462.7672 | 56408.4435 | 51941.1777 | 51909.0137 | 52783.0323 | 56163.2299 | 56339.2505 | 55108.8817 | 56394.571 | 56850.469 | 54668.1637 | 57119.5603
VIC | DSP | 0.057172 | 0 | 0 | 0 | 0.44196 | 0 | 0 | 0 | 0.38036 | 0 | 0 | 0 | 0 | 0 | 0.84098 | 0.1785 | 0 | 0.97846 | 1.034 | 0 | 1.6953
Total including DSP |  | 53907.8062 | 55153.14 | 54935.6149 | 56918.8119 | 57598.6722 | 57508.8689 | 59038.7981 | 59538.5837 | 59167.8889 | 57462.7672 | 56408.4435 | 51941.1777 | 51909.0137 | 52783.0323 | 56164.0709 | 56339.429 | 55108.8817 | 56395.5495 | 56851.503 | 54668.1637 | 57121.2556
Region | Technology | 2022 | 2023 | 2024 | 2025 | 2026 | 2027 | 2028 | 2029 | 2030 | 2031 | 2032 | 2033 | 2034 | 2035 | 2036 | 2037 | 2038 | 2039 | 2040 | 2041 | 2042
SA | Black Coal | 0 | 0 | 0 | 0 | 0 | 0 | 0 | 0 | 0 | 0 | 0 | 0 | 0 | 0 | 0 | 0 | 0 | 0 | 0 | 0 | 0
SA | Brown Coal | 0 | 0 | 0 | 0 | 0 | 0 | 0 | 0 | 0 | 0 | 0 | 0 | 0 | 0 | 0 | 0 | 0 | 0 | 0 | 0 | 0
SA | CCGT | 1899.8944 | 1913.0189 | 1533.8587 | 547.5 | 547.5 | 547.5 | 549 | 547.5 | 547.5 | 547.5 | 549 | 905.3147 | 716.9605 | 547.5 | 874.55 | 463.404 | 0 | 0 | 0 | 0 | 0
SA | Peaking Gas+Liquids | 65.0835 | 77.5541 | 126.4824 | 7.7702 | 10.418 | 4.7225 | 4.7714 | 5.8338 | 9.4126 | 10.5354 | 12.3137 | 89.7484 | 49.9001 | 50.3199 | 80 | 51.0926 | 686.6643 | 152.9788 | 147.4685 | 630.4647 | 87.7916
SA | Hydro | 0 | 0 | 0 | 0 | 0 | 0 | 0 | 0 | 0 | 0 | 0 | 0 | 0 | 0 | 0 | 0 | 0 | 0 | 0 | 0 | 0
SA | Dispatchable Storage | 92.9746 | 93.4906 | 89.3071 | 63.1434 | 84.0062 | 94.6384 | 94.0385 | 92.2786 | 88.3216 | 115.8791 | 96.7295 | 123.7018 | 129.3146 | 118.894 | 480.1655 | 884.5449 | 1363.2029 | 1328.2166 | 1333.7852 | 1327.2526 | 1823.5678
SA | Behind the Meter Storage | 99.7285 | 99.1403 | 100.538 | 98.5405 | 91.7342 | 88.549 | 87.1752 | 83.5907 | 83.7598 | 83.1008 | 81.5113 | 80.4158 | 79.6424 | 81.4403 | 84.9621 | 91.3048 | 98.9494 | 104.7718 | 112.3235 | 117.0965 | 120.3568
SA | Wind | 6859.4509 | 6127.5895 | 6301.5651 | 6241.9384 | 6810.699 | 6708.5576 | 6241.2635 | 6252.0207 | 6186.9538 | 6117.2382 | 6629.974 | 5607.106 | 5165.3304 | 4959.347 | 6037.9991 | 5379.5304 | 8063.638 | 8136.6542 | 8097.2509 | 8328.4103 | 9289.6181
SA | Solar | 964.2702 | 1009.4151 | 972.5485 | 978.9654 | 965.1199 | 992.0325 | 1010.8962 | 939.5985 | 980.7376 | 1024.6656 | 1042.8859 | 4280.1715 | 4086.3107 | 4175.1714 | 6210.0593 | 6379.2202 | 6393.1462 | 5944.0249 | 6074.5865 | 6039.9212 | 6188.2736
SA | Distributed PV | 1950.948 | 1992.5043 | 2012.0027 | 2017.9049 | 2021.0277 | 2026.9583 | 2036.4898 | 2044.5876 | 2050.932 | 2058.8058 | 2071.5617 | 2088.6352 | 2113.9359 | 2156.9268 | 2266.7204 | 2362.4792 | 2418.5825 | 2471.9855 | 2520.5219 | 2594.0085 | 2711.6847
Total excluding storage |  | 11739.647 | 11120.0819 | 10946.4575 | 9794.079 | 10354.7646 | 10279.771 | 9842.4209 | 9789.5406 | 9775.536 | 9758.745 | 10305.7351 | 12970.9758 | 12132.4376 | 11889.2652 | 15469.3288 | 14635.7264 | 17562.0309 | 16705.6434 | 16839.8278 | 17592.8048 | 18277.368
SA | DSP | 0.081042 | 0 | 0 | 0 | 0.16148 | 0 | 0 | 0 | 0.21244 | 0 | 0 | 0 | 0 | 0 | 0.38845 | 0.71679 | 0.71809 | 0.44823 | 0.46656 | 0 | 0.76351
Total including DSP |  | 11739.728 | 11120.0819 | 10946.4575 | 9794.079 | 10354.9261 | 10279.771 | 9842.4209 | 9789.5406 | 9775.7484 | 9758.745 | 10305.7351 | 12970.9758 | 12132.4376 | 11889.2652 | 15469.7173 | 14636.4432 | 17562.749 | 16706.0917 | 16840.2944 | 17592.8048 | 18278.1315
Region | Technology | 2022 | 2023 | 2024 | 2025 | 2026 | 2027 | 2028 | 2029 | 2030 | 2031 | 2032 | 2033 | 2034 | 2035 | 2036 | 2037 | 2038 | 2039 | 2040 | 2041 | 2042
TAS | Black Coal | 0 | 0 | 0 | 0 | 0 | 0 | 0 | 0 | 0 | 0 | 0 | 0 | 0 | 0 | 0 | 0 | 0 | 0 | 0 | 0 | 0
TAS | Brown Coal | 0 | 0 | 0 | 0 | 0 | 0 | 0 | 0 | 0 | 0 | 0 | 0 | 0 | 0 | 0 | 0 | 0 | 0 | 0 | 0 | 0
TAS | CCGT | 0 | 0 | 0 | 0 | 0 | 0 | 0 | 0 | 0 | 0 | 0 | 0 | 0 | 0 | 0 | 0 | 0 | 0 | 0 | 0 | 0
TAS | Peaking Gas+Liquids | 0 | 0 | 0 | 0 | 0 | 0 | 0 | 0 | 0 | 0 | 0 | 0.22355 | 0 | 0 | 0.64485 | 0.095082 | 3.1548 | 2.7992 | 0.15023 | 0.55148 | 0
TAS | Hydro | 10001.3411 | 7725.9437 | 7766.3384 | 9162.1949 | 8586.5877 | 9358.2586 | 5819.1124 | 8091.3088 | 7812.0504 | 6450.9759 | 9349.6459 | 7558.0616 | 7461.8124 | 8309.8906 | 8407.1833 | 9754.2228 | 5717.8717 | 9217.4251 | 8208.7983 | 6629.4429 | 9083.4088
TAS | Dispatchable Storage | 0.45935 | 0.068926 | 0.43159 | 0.94518 | 1.3391 | 0.56383 | 2.9683 | 1.3637 | 2.2431 | 4.6008 | 6.0312 | 10.4862 | 11.0193 | 9.6764 | 15.3671 | 29.0535 | 31.6613 | 28.266 | 28.3788 | 226.5716 | 211.4182
TAS | Behind the Meter Storage | 5.9386 | 6.9452 | 7.9943 | 9.4704 | 10.4603 | 11.4605 | 12.3846 | 12.934 | 14.8574 | 15.7476 | 15.4769 | 15.9743 | 16.241 | 17.6596 | 19.6042 | 21.9116 | 23.8967 | 25.4354 | 27.4005 | 28.6482 | 29.2415
TAS | Wind | 2124.9865 | 2049.3447 | 2446.7765 | 3220.25 | 3915.4819 | 4584.2823 | 4711.0354 | 5376.9215 | 5777.2273 | 6176.1139 | 7354.4775 | 7541.096 | 7776.4818 | 8740.2272 | 9460.5338 | 9985.478 | 11471.7684 | 11988.0602 | 11658.2572 | 11378.3399 | 12004.9654
TAS | Solar | 0 | 0 | 0 | 0 | 0 | 0 | 304.7945 | 289.6701 | 299.0721 | 295.383 | 293.4725 | 304.3513 | 315.5627 | 288.3234 | 298.1963 | 287.007 | 304.7768 | 291.802 | 299.8615 | 294.9438 | 292.7055
TAS | Distributed PV | 231.8876 | 240.7485 | 246.9294 | 248.793 | 248.5843 | 248.1054 | 247.8851 | 248.935 | 249.7017 | 249.5917 | 249.9459 | 253.0847 | 260.0879 | 276.3302 | 307.7536 | 333.8218 | 345.5217 | 355.7626 | 363.422 | 376.1013 | 394.0532
Total excluding storage |  | 12358.2153 | 10016.0368 | 10460.0443 | 12631.2379 | 12750.654 | 14190.6463 | 11082.8275 | 14006.8353 | 14138.0515 | 13172.0646 | 17247.5418 | 15656.8172 | 15813.9447 | 17614.7714 | 18474.3117 | 20360.6247 | 17843.0934 | 21855.8492 | 20530.4892 | 18679.3794 | 21775.1328
TAS | DSP | 0 | 0 | 0 | 0 | 0 | 0 | 0 | 0 | 0 | 0 | 0 | 0 | 0 | 0 | 0 | 0 | 0 | 0 | 0 | 0 | 0
Total including DSP |  | 12358.2153 | 10016.0368 | 10460.0443 | 12631.2379 | 12750.654 | 14190.6463 | 11082.8275 | 14006.8353 | 14138.0515 | 13172.0646 | 17247.5418 | 15656.8172 | 15813.9447 | 17614.7714 | 18474.3117 | 20360.6247 | 17843.0934 | 21855.8492 | 20530.4892 | 18679.3794 | 21775.1328
Pump Load (GWh) - Central with TRET (DP6)
Region | Technology | 2022 | 2023 | 2024 | 2025 | 2026 | 2027 | 2028 | 2029 | 2030 | 2031 | 2032 | 2033 | 2034 | 2035 | 2036 | 2037 | 2038 | 2039 | 2040 | 2041 | 2042
NEM | Dispatchable Storage Load | -215.4236 | -296.8112 | -242.6308 | -538.672 | -986.0081 | -1477.3582 | -1911.723 | -1442.8634 | -1406.0238 | -2789.8321 | -1649.1793 | -8298.2892 | -9371.0947 | -9226.5104 | -15053.4532 | -15506.2889 | -17126.0141 | -17502.6535 | -17080.8978 | -19889.329 | -21788.0352
NEM | Behind the Meter Storage Load | -362.042 | -411.0272 | -477.0041 | -548.0732 | -603.0302 | -655.6623 | -692.6181 | -727.6645 | -811.3993 | -864.8503 | -866.4242 | -883.1899 | -911.1896 | -973.0341 | -1076.5687 | -1196.4549 | -1292.9028 | -1390.5291 | -1481.3138 | -1576.6785 | -1644.6122
Total |  | -577.4656 | -707.8384 | -719.6349 | -1086.7451 | -1589.0383 | -2133.0205 | -2604.3411 | -2170.5279 | -2217.4231 | -3654.6824 | -2515.6035 | -9181.4791 | -10282.2843 | -10199.5445 | -16130.0219 | -16702.7439 | -18418.9169 | -18893.1826 | -18562.2115 | -21466.0075 | -23432.6475
Region | Technology | 2022 | 2023 | 2024 | 2025 | 2026 | 2027 | 2028 | 2029 | 2030 | 2031 | 2032 | 2033 | 2034 | 2035 | 2036 | 2037 | 2038 | 2039 | 2040 | 2041 | 2042
NSW | Dispatchable Storage Load | -33.4645 | -93.4764 | -49.4802 | -317.7561 | -738.7775 | -1113.1101 | -1151.9143 | -791.0629 | -515.8482 | -1935.3959 | -850.6513 | -7095.2328 | -7564.686 | -7369.2963 | -10673.381 | -10530.0252 | -11532.1964 | -11499.1365 | -10883.5528 | -12937.6726 | -13572.6827
NSW | Behind the Meter Storage Load | -126.7308 | -151.8506 | -185.5915 | -221.7396 | -251.8382 | -278.5625 | -292.8722 | -311.8426 | -351.1708 | -374.9339 | -377.7894 | -382.8413 | -396.3183 | -420.8658 | -466.7881 | -516.9409 | -552.3713 | -592.3792 | -625.7635 | -661.9492 | -690.3156
Total |  | -160.1953 | -245.327 | -235.0716 | -539.4957 | -990.6157 | -1391.6725 | -1444.7865 | -1102.9055 | -867.019 | -2310.3298 | -1228.4408 | -7478.0741 | -7961.0043 | -7790.1621 | -11140.1691 | -11046.9661 | -12084.5676 | -12091.5157 | -11509.3163 | -13599.6218 | -14262.9983
Region | Technology | 2022 | 2023 | 2024 | 2025 | 2026 | 2027 | 2028 | 2029 | 2030 | 2031 | 2032 | 2033 | 2034 | 2035 | 2036 | 2037 | 2038 | 2039 | 2040 | 2041 | 2042
QLD | Dispatchable Storage Load | -21.2509 | -48.4799 | -48.4244 | -97.771 | -78.6264 | -167.9949 | -551.6001 | -434.3709 | -657.8279 | -551.461 | -528.225 | -852.5636 | -1455.8456 | -1496.8569 | -3552.6324 | -3595.0007 | -3609.3559 | -4047.4534 | -4217.2672 | -4721.5683 | -4799.0637
QLD | Behind the Meter Storage Load | -57.3817 | -70.1114 | -85.8021 | -103.5549 | -121.2202 | -135.2853 | -145.3923 | -156.1935 | -176.4285 | -192.9279 | -193.514 | -197.8554 | -206.0545 | -219.4688 | -241.8053 | -269.8765 | -290.9889 | -313.6826 | -333.2055 | -360.9549 | -379.0815
Total |  | -78.6326 | -118.5914 | -134.2265 | -201.3259 | -199.8466 | -303.2802 | -696.9923 | -590.5644 | -834.2564 | -744.3888 | -721.739 | -1050.4191 | -1661.9001 | -1716.3258 | -3794.4377 | -3864.8771 | -3900.3448 | -4361.136 | -4550.4727 | -5082.5232 | -5178.1453
Region | Technology | 2022 | 2023 | 2024 | 2025 | 2026 | 2027 | 2028 | 2029 | 2030 | 2031 | 2032 | 2033 | 2034 | 2035 | 2036 | 2037 | 2038 | 2039 | 2040 | 2041 | 2042
VIC | Dispatchable Storage Load | -46.8693 | -40.6993 | -35.1049 | -45.1735 | -64.7548 | -80.5399 | -90.6052 | -104.032 | -122.5176 | -157.793 | -146.0474 | -189.0702 | -181.5263 | -205.9471 | -220.4239 | -254.8964 | -269.7563 | -288.1402 | -302.1179 | -317.2059 | -907.4509
VIC | Behind the Meter Storage Load | -53.677 | -64.3205 | -78.0409 | -95.7414 | -109.8075 | -124.2051 | -137.2845 | -146.1805 | -167.8887 | -180.7695 | -181.0783 | -189.1504 | -196.1173 | -216.1502 | -245.0283 | -276.5053 | -305.0903 | -331.4167 | -358.1006 | -382.412 | -399.3077
Total |  | -100.5464 | -105.0198 | -113.1458 | -140.9149 | -174.5623 | -204.745 | -227.8897 | -250.2125 | -290.4063 | -338.5626 | -327.1256 | -378.2207 | -377.6435 | -422.0973 | -465.4522 | -531.4017 | -574.8466 | -619.5569 | -660.2185 | -699.6179 | -1306.7586
Region | Technology | 2022 | 2023 | 2024 | 2025 | 2026 | 2027 | 2028 | 2029 | 2030 | 2031 | 2032 | 2033 | 2034 | 2035 | 2036 | 2037 | 2038 | 2039 | 2040 | 2041 | 2042
SA | Dispatchable Storage Load | -113.2936 | -114.0743 | -109.1187 | -76.8592 | -102.2738 | -115.0364 | -114.1244 | -111.7934 | -107.1629 | -139.7973 | -117.1287 | -149.0868 | -156.1051 | -143.0264 | -588.9386 | -1091.0626 | -1676.4438 | -1634.035 | -1643.5534 | -1631.3408 | -2246.0541
SA | Behind the Meter Storage Load | -117.2759 | -116.5834 | -118.186 | -115.91 | -107.8791 | -104.1498 | -102.5154 | -98.2487 | -98.4564 | -97.7194 | -95.858 | -94.5692 | -93.6309 | -95.7966 | -99.9186 | -107.3934 | -116.3666 | -123.1572 | -132.047 | -137.7027 | -141.5459
Total |  | -230.5694 | -230.6577 | -227.3046 | -192.7691 | -210.1529 | -219.1862 | -216.6398 | -210.0421 | -205.6192 | -237.5167 | -212.9867 | -243.656 | -249.7359 | -238.823 | -688.8572 | -1198.456 | -1792.8104 | -1757.1921 | -1775.6004 | -1769.0434 | -2387.6
Region | Technology | 2022 | 2023 | 2024 | 2025 | 2026 | 2027 | 2028 | 2029 | 2030 | 2031 | 2032 | 2033 | 2034 | 2035 | 2036 | 2037 | 2038 | 2039 | 2040 | 2041 | 2042
TAS | Dispatchable Storage Load | -0.54533 | -0.081201 | -0.50263 | -1.1122 | -1.5756 | -0.67691 | -3.4789 | -1.6042 | -2.6673 | -5.3849 | -7.1268 | -12.3357 | -12.9317 | -11.3837 | -18.0772 | -35.3041 | -38.2618 | -33.8884 | -34.4065 | -281.5414 | -262.7838
TAS | Behind the Meter Storage Load | -6.9765 | -8.1613 | -9.3837 | -11.1273 | -12.2852 | -13.4596 | -14.5538 | -15.1992 | -17.4548 | -18.4996 | -18.1846 | -18.7735 | -19.0687 | -20.7527 | -23.0284 | -25.7388 | -28.0856 | -29.8935 | -32.1972 | -33.6597 | -34.3616
Total |  | -7.5219 | -8.2425 | -9.8863 | -12.2395 | -13.8608 | -14.1365 | -18.0328 | -16.8034 | -20.1221 | -23.8845 | -25.3114 | -31.1093 | -32.0004 | -32.1363 | -41.1056 | -61.0429 | -66.3475 | -63.7819 | -66.6037 | -315.2011 | -297.1454

## StorageCapacity_1
Installed capacity of Storage (MW) - Central with TRET (Counterfactual)
Capacity calculated on 1 July. Years are financial year ending. Existing and new storages are grouped according to depth. For storage depth classifications, please refer to the 2020 ISP report.
Region | Technology | 2022 | 2023 | 2024 | 2025 | 2026 | 2027 | 2028 | 2029 | 2030 | 2031 | 2032 | 2033 | 2034 | 2035 | 2036 | 2037 | 2038 | 2039 | 2040 | 2041 | 2042
NEM | Shallow Storage | 401.1822 | 401.1619 | 401.3446 | 452.0266 | 511.1397 | 571.212 | 639.3352 | 712.9451 | 858.0852 | 1092.5739 | 1413.8439 | 1520.3759 | 1782.402 | 1842.4228 | 1983.8036 | 2070.7468 | 2160.1891 | 2265.3995 | 2384.5604 | 2448.6354 | 2544.1404
NEM | Medium Storage | 810 | 830 | 830 | 830 | 869.1947 | 869.1947 | 869.1947 | 869.1947 | 869.1947 | 869.1947 | 1050.7519 | 1203.1961 | 1327.6045 | 2140.6071 | 3974.3374 | 4465.671 | 5458.7905 | 5634.7878 | 6090.5617 | 6090.5617 | 6090.5617
NEM | Deep Storage | 0 | 0 | 0 | 2040 | 2040 | 2040 | 2040 | 2040 | 2040 | 2040 | 2040 | 2256.7841 | 2256.7841 | 2256.7841 | 2256.7841 | 2256.7841 | 2256.7841 | 2256.7841 | 2377.9125 | 2377.9125 | 2377.9125
NEM | Behind the Meter Storage | 444.7287 | 522.1652 | 606.7287 | 693.7488 | 759.2616 | 795.595 | 833.399 | 870.6424 | 1032.3762 | 1000.6238 | 1005.4321 | 1040.1259 | 1076.1938 | 1176.5966 | 1328.6811 | 1416.3921 | 1516.1836 | 1633.7332 | 1766.3699 | 1829.9223 | 1887.2111
Total Storage Capacity |  | 1655.9109 | 1753.3271 | 1838.0733 | 4015.7754 | 4179.5961 | 4276.0018 | 4381.9289 | 4492.7823 | 4799.6562 | 5002.3925 | 5510.0279 | 6020.4821 | 6442.9844 | 7416.4105 | 9543.6062 | 10209.594 | 11391.9473 | 11790.7047 | 12619.4044 | 12747.0318 | 12899.8257
Region | Technology | 2022 | 2023 | 2024 | 2025 | 2026 | 2027 | 2028 | 2029 | 2030 | 2031 | 2032 | 2033 | 2034 | 2035 | 2036 | 2037 | 2038 | 2039 | 2040 | 2041 | 2042
NSW | Shallow Storage | 40.5403 | 42.7449 | 44.5264 | 67.1685 | 92.8062 | 119.0398 | 148.929 | 182.4971 | 247.943 | 264.5716 | 307.8199 | 375.1418 | 656.4209 | 699.5866 | 757.9655 | 792.2615 | 829.3656 | 872.0366 | 919.6094 | 944.1246 | 966.8738
NSW | Medium Storage | 240 | 240 | 240 | 240 | 240 | 240 | 240 | 240 | 240 | 240 | 240 | 240 | 240 | 413.3709 | 413.3709 | 413.3709 | 413.3709 | 413.3709 | 413.3709 | 413.3709 | 413.3709
NSW | Deep Storage | 0 | 0 | 0 | 2040 | 2040 | 2040 | 2040 | 2040 | 2040 | 2040 | 2040 | 2040 | 2040 | 2040 | 2040 | 2040 | 2040 | 2040 | 2040 | 2040 | 2040
NSW | Behind the Meter Storage | 162.1612 | 200.7871 | 242.6292 | 287.5949 | 319.6657 | 337.6342 | 356.018 | 376.3052 | 451.1476 | 434.2345 | 439.4556 | 453.6777 | 468.9166 | 509.2789 | 571.5192 | 605.359 | 646.613 | 694.0331 | 746.6493 | 770.3946 | 791.5885
Total Storage Capacity |  | 442.7014 | 483.532 | 527.1556 | 2634.7634 | 2692.4719 | 2736.6739 | 2784.947 | 2838.8023 | 2979.0906 | 2978.8061 | 3027.2755 | 3108.8195 | 3405.3374 | 3662.2364 | 3782.8555 | 3850.9914 | 3929.3495 | 4019.4406 | 4119.6296 | 4167.8901 | 4211.8332
Region | Technology | 2022 | 2023 | 2024 | 2025 | 2026 | 2027 | 2028 | 2029 | 2030 | 2031 | 2032 | 2033 | 2034 | 2035 | 2036 | 2037 | 2038 | 2039 | 2040 | 2041 | 2042
QLD | Shallow Storage | 16.9254 | 18.0057 | 18.6776 | 28.8948 | 41.27 | 53.4023 | 68.2581 | 84.4049 | 116.7889 | 125.7206 | 137.3907 | 151.6597 | 166.3057 | 186.6908 | 214.3783 | 236.1627 | 254.3759 | 277.9518 | 305.5377 | 320.7157 | 370.9969
QLD | Medium Storage | 570 | 590 | 590 | 590 | 590 | 590 | 590 | 590 | 590 | 590 | 590 | 590 | 714.4084 | 1237.718 | 2020.8379 | 2512.1716 | 3207.19 | 3207.19 | 3207.19 | 3207.19 | 3207.19
QLD | Deep Storage | 0 | 0 | 0 | 0 | 0 | 0 | 0 | 0 | 0 | 0 | 0 | 0 | 0 | 0 | 0 | 0 | 0 | 0 | 0 | 0 | 0
QLD | Behind the Meter Storage | 67.7015 | 84.5788 | 101.7764 | 123.7188 | 142.1521 | 151.4657 | 163.1725 | 174.0412 | 212.5046 | 206.3421 | 207.6225 | 214.9695 | 224.6887 | 243.6396 | 273.1083 | 296.0428 | 316.302 | 342.8319 | 373.8223 | 389.2353 | 403.6621
Total Storage Capacity |  | 654.6269 | 692.5845 | 710.454 | 742.6137 | 773.4221 | 794.868 | 821.4307 | 848.4462 | 919.2935 | 922.0627 | 935.0131 | 956.6292 | 1105.4028 | 1668.0484 | 2508.3246 | 3044.377 | 3777.8679 | 3827.9737 | 3886.5499 | 3917.1409 | 3981.8489
Region | Technology | 2022 | 2023 | 2024 | 2025 | 2026 | 2027 | 2028 | 2029 | 2030 | 2031 | 2032 | 2033 | 2034 | 2035 | 2036 | 2037 | 2038 | 2039 | 2040 | 2041 | 2042
VIC | Shallow Storage | 93.4473 | 94.2705 | 95.4481 | 106.5904 | 119.9621 | 134.5567 | 150.6819 | 167.4821 | 203.165 | 214.3076 | 227.0719 | 246.3088 | 207.384 | 220.4609 | 263.2545 | 286.3091 | 311.9815 | 341.1385 | 373.9994 | 393.5067 | 411.2411
VIC | Medium Storage | 0 | 0 | 0 | 0 | 39.1947 | 39.1947 | 39.1947 | 39.1947 | 39.1947 | 39.1947 | 220.7519 | 373.1961 | 373.1961 | 489.5182 | 522.4835 | 522.4835 | 655.6323 | 831.6297 | 1287.4036 | 1287.4036 | 1287.4036
VIC | Deep Storage | 0 | 0 | 0 | 0 | 0 | 0 | 0 | 0 | 0 | 0 | 0 | 216.7841 | 216.7841 | 216.7841 | 216.7841 | 216.7841 | 216.7841 | 216.7841 | 337.9125 | 337.9125 | 337.9125
VIC | Behind the Meter Storage | 73.7891 | 90.5201 | 111.424 | 135.2607 | 154.8694 | 168.9215 | 180.9192 | 190.6962 | 233.2042 | 228.6419 | 229.8086 | 242.8211 | 253.1668 | 287.711 | 335.3744 | 358.9041 | 387.9311 | 420.7677 | 457.5845 | 477.5778 | 495.0885
Total Storage Capacity |  | 167.2364 | 184.7906 | 206.8722 | 241.8511 | 314.0262 | 342.6729 | 370.7959 | 397.373 | 475.564 | 482.1443 | 677.6324 | 1079.1101 | 1050.5311 | 1214.4742 | 1337.8964 | 1384.4808 | 1572.329 | 1810.32 | 2456.8999 | 2496.4006 | 2531.6457
Region | Technology | 2022 | 2023 | 2024 | 2025 | 2026 | 2027 | 2028 | 2029 | 2030 | 2031 | 2032 | 2033 | 2034 | 2035 | 2036 | 2037 | 2038 | 2039 | 2040 | 2041 | 2042
SA | Shallow Storage | 248.0625 | 243.8874 | 240.4284 | 245.9801 | 252.4753 | 258.3124 | 264.1151 | 269.6958 | 278.0827 | 475.0654 | 727.5936 | 731.5841 | 735.3893 | 716.1529 | 725.3216 | 731.3821 | 738.004 | 745.7785 | 754.7014 | 758.5991 | 762.4756
SA | Medium Storage | 0 | 0 | 0 | 0 | 0 | 0 | 0 | 0 | 0 | 0 | 0 | 0 | 0 | 0 | 1017.6451 | 1017.6451 | 1182.5973 | 1182.5973 | 1182.5973 | 1182.5973 | 1182.5973
SA | Deep Storage | 0 | 0 | 0 | 0 | 0 | 0 | 0 | 0 | 0 | 0 | 0 | 0 | 0 | 0 | 0 | 0 | 0 | 0 | 0 | 0 | 0
SA | Behind the Meter Storage | 132.25 | 135.694 | 138.5621 | 132.6474 | 126.6399 | 120.8369 | 115.716 | 111.32 | 113.493 | 110.2187 | 107.4376 | 106.4297 | 106.586 | 110.4775 | 119.5263 | 125.2094 | 132.4334 | 140.9554 | 150.7375 | 154.255 | 157.6818
Total Storage Capacity |  | 380.3125 | 379.5814 | 378.9906 | 378.6275 | 379.1152 | 379.1493 | 379.831 | 381.0158 | 391.5758 | 585.284 | 835.0312 | 838.0138 | 841.9754 | 826.6304 | 1862.4929 | 1874.2365 | 2053.0346 | 2069.3312 | 2088.0362 | 2095.4514 | 2102.7547
Region | Technology | 2022 | 2023 | 2024 | 2025 | 2026 | 2027 | 2028 | 2029 | 2030 | 2031 | 2032 | 2033 | 2034 | 2035 | 2036 | 2037 | 2038 | 2039 | 2040 | 2041 | 2042
TAS | Shallow Storage | 2.2067 | 2.2535 | 2.264 | 3.3928 | 4.6261 | 5.9009 | 7.3512 | 8.8652 | 12.1055 | 12.9087 | 13.9678 | 15.6816 | 16.9021 | 19.5316 | 22.8838 | 24.6314 | 26.4621 | 28.494 | 30.7124 | 31.6893 | 32.553
TAS | Medium Storage | 0 | 0 | 0 | 0 | 0 | 0 | 0 | 0 | 0 | 0 | 0 | 0 | 0 | 0 | 0 | 0 | 0 | 0 | 0 | 0 | 0
TAS | Deep Storage | 0 | 0 | 0 | 0 | 0 | 0 | 0 | 0 | 0 | 0 | 0 | 0 | 0 | 0 | 0 | 0 | 0 | 0 | 0 | 0 | 0
TAS | Behind the Meter Storage | 8.8269 | 10.5852 | 12.3369 | 14.527 | 15.9345 | 16.7368 | 17.5732 | 18.2798 | 22.0268 | 21.1867 | 21.1079 | 22.2279 | 22.8357 | 25.4896 | 29.1529 | 30.8769 | 32.9041 | 35.1451 | 37.5764 | 38.4595 | 39.1902
Total Storage Capacity |  | 11.0336 | 12.8387 | 14.601 | 17.9198 | 20.5606 | 22.6377 | 24.9244 | 27.145 | 34.1323 | 34.0954 | 35.0758 | 37.9095 | 39.7378 | 45.0212 | 52.0367 | 55.5083 | 59.3662 | 63.6391 | 68.2888 | 70.1488 | 71.7432

## StorageCapacity_2
Installed capacity of Storage (MW) - Central with TRET (DP6)
Capacity calculated on 1 July. Years are financial year ending. Existing and new storages are grouped according to depth. For storage depth classifications, please refer to the 2020 ISP report.
Region | Technology | 2022 | 2023 | 2024 | 2025 | 2026 | 2027 | 2028 | 2029 | 2030 | 2031 | 2032 | 2033 | 2034 | 2035 | 2036 | 2037 | 2038 | 2039 | 2040 | 2041 | 2042
NEM | Shallow Storage | 401.1822 | 401.1619 | 401.3446 | 452.0266 | 510.4308 | 570.5031 | 638.6263 | 712.2362 | 857.3763 | 869.6628 | 925.3277 | 993.8022 | 1001.556 | 1061.5768 | 1202.9576 | 1430.7506 | 1520.1929 | 3147.7456 | 3266.9065 | 3330.9815 | 5363.1724
NEM | Medium Storage | 810 | 830 | 830 | 830 | 830 | 830 | 830 | 830 | 830 | 830 | 830 | 830 | 2051.2333 | 2512.3245 | 4742.2254 | 5139.6702 | 5625.8437 | 5797.989 | 5797.989 | 6415.4723 | 6415.4723
NEM | Deep Storage | 0 | 0 | 0 | 2040 | 2040 | 2040 | 2040 | 2040 | 2040 | 2040 | 2040 | 2040 | 2040 | 2040 | 2040 | 2045.0596 | 2045.0596 | 2045.0596 | 2045.0596 | 2124.0977 | 2124.0977
NEM | Behind the Meter Storage | 444.7287 | 522.1652 | 606.7287 | 693.7488 | 759.2616 | 795.595 | 833.399 | 870.6424 | 1032.3762 | 1000.6238 | 1005.4321 | 1040.1259 | 1076.1938 | 1176.5966 | 1328.6811 | 1416.3921 | 1516.1836 | 1633.7332 | 1766.3699 | 1829.9223 | 1887.2111
Total Storage Capacity |  | 1655.9109 | 1753.3271 | 1838.0733 | 4015.7754 | 4139.6924 | 4236.0981 | 4342.0253 | 4452.8786 | 4759.7525 | 4740.2866 | 4800.7599 | 4903.9282 | 6168.9831 | 6790.4978 | 9313.8642 | 10031.8726 | 10707.2798 | 12624.5275 | 12876.325 | 13700.4737 | 15789.9534
Region | Technology | 2022 | 2023 | 2024 | 2025 | 2026 | 2027 | 2028 | 2029 | 2030 | 2031 | 2032 | 2033 | 2034 | 2035 | 2036 | 2037 | 2038 | 2039 | 2040 | 2041 | 2042
NSW | Shallow Storage | 40.5403 | 42.7449 | 44.5264 | 67.1685 | 92.8062 | 119.0398 | 148.929 | 182.4971 | 247.943 | 264.5716 | 290.8023 | 320.0667 | 347.0734 | 390.2391 | 448.618 | 539.6227 | 576.7268 | 922.8114 | 970.3842 | 994.8994 | 1017.6486
NSW | Medium Storage | 240 | 240 | 240 | 240 | 240 | 240 | 240 | 240 | 240 | 240 | 240 | 240 | 980.0953 | 1278.0526 | 2425.0937 | 2425.0937 | 2448.1793 | 2620.3246 | 2620.3246 | 3108.0727 | 3108.0727
NSW | Deep Storage | 0 | 0 | 0 | 2040 | 2040 | 2040 | 2040 | 2040 | 2040 | 2040 | 2040 | 2040 | 2040 | 2040 | 2040 | 2040 | 2040 | 2040 | 2040 | 2040 | 2040
NSW | Behind the Meter Storage | 162.1612 | 200.7871 | 242.6292 | 287.5949 | 319.6657 | 337.6342 | 356.018 | 376.3052 | 451.1476 | 434.2345 | 439.4556 | 453.6777 | 468.9166 | 509.2789 | 571.5192 | 605.359 | 646.613 | 694.0331 | 746.6493 | 770.3946 | 791.5885
Total Storage Capacity |  | 442.7014 | 483.532 | 527.1556 | 2634.7634 | 2692.4719 | 2736.6739 | 2784.947 | 2838.8023 | 2979.0906 | 2978.8061 | 3010.2579 | 3053.7444 | 3836.0853 | 4217.5707 | 5485.2309 | 5610.0754 | 5711.5191 | 6277.1691 | 6377.3581 | 6913.3667 | 6957.3098
Region | Technology | 2022 | 2023 | 2024 | 2025 | 2026 | 2027 | 2028 | 2029 | 2030 | 2031 | 2032 | 2033 | 2034 | 2035 | 2036 | 2037 | 2038 | 2039 | 2040 | 2041 | 2042
QLD | Shallow Storage | 16.9254 | 18.0057 | 18.6776 | 28.8948 | 41.27 | 53.4023 | 68.2581 | 84.4049 | 116.7889 | 125.7206 | 137.3907 | 151.6597 | 166.3057 | 186.6908 | 214.3783 | 320.3038 | 338.5171 | 1581.0217 | 1608.6076 | 1623.7856 | 1638.3684
QLD | Medium Storage | 570 | 590 | 590 | 590 | 590 | 590 | 590 | 590 | 590 | 590 | 590 | 590 | 1071.138 | 1234.2719 | 1970.8352 | 1970.8352 | 1970.8352 | 1970.8352 | 1970.8352 | 2100.5704 | 2100.5704
QLD | Deep Storage | 0 | 0 | 0 | 0 | 0 | 0 | 0 | 0 | 0 | 0 | 0 | 0 | 0 | 0 | 0 | 0 | 0 | 0 | 0 | 0 | 0
QLD | Behind the Meter Storage | 67.7015 | 84.5788 | 101.7764 | 123.7188 | 142.1521 | 151.4657 | 163.1725 | 174.0412 | 212.5046 | 206.3421 | 207.6225 | 214.9695 | 224.6887 | 243.6396 | 273.1083 | 296.0428 | 316.302 | 342.8319 | 373.8223 | 389.2353 | 403.6621
Total Storage Capacity |  | 654.6269 | 692.5845 | 710.454 | 742.6137 | 773.4221 | 794.868 | 821.4307 | 848.4462 | 919.2935 | 922.0627 | 935.0131 | 956.6292 | 1462.1324 | 1664.6023 | 2458.3219 | 2587.1818 | 2625.6543 | 3894.6888 | 3953.265 | 4113.5912 | 4142.6009
Region | Technology | 2022 | 2023 | 2024 | 2025 | 2026 | 2027 | 2028 | 2029 | 2030 | 2031 | 2032 | 2033 | 2034 | 2035 | 2036 | 2037 | 2038 | 2039 | 2040 | 2041 | 2042
VIC | Shallow Storage | 93.4473 | 94.2705 | 95.4481 | 106.5904 | 119.9621 | 134.5567 | 150.6819 | 167.4821 | 203.165 | 214.3076 | 227.0719 | 246.3088 | 207.384 | 220.4609 | 263.2545 | 286.3091 | 311.9815 | 341.1385 | 373.9994 | 393.5067 | 1341.538
VIC | Medium Storage | 0 | 0 | 0 | 0 | 0 | 0 | 0 | 0 | 0 | 0 | 0 | 0 | 0 | 0 | 0 | 0 | 0 | 0 | 0 | 0 | 0
VIC | Deep Storage | 0 | 0 | 0 | 0 | 0 | 0 | 0 | 0 | 0 | 0 | 0 | 0 | 0 | 0 | 0 | 0 | 0 | 0 | 0 | 0 | 0
VIC | Behind the Meter Storage | 73.7891 | 90.5201 | 111.424 | 135.2607 | 154.8694 | 168.9215 | 180.9192 | 190.6962 | 233.2042 | 228.6419 | 229.8086 | 242.8211 | 253.1668 | 287.711 | 335.3744 | 358.9041 | 387.9311 | 420.7677 | 457.5845 | 477.5778 | 495.0885
Total Storage Capacity |  | 167.2364 | 184.7906 | 206.8722 | 241.8511 | 274.8314 | 303.4781 | 331.6011 | 358.1782 | 436.3692 | 442.9495 | 456.8805 | 489.1299 | 460.5509 | 508.1719 | 598.6288 | 645.2132 | 699.9126 | 761.9062 | 831.5839 | 871.0845 | 1836.6265
Region | Technology | 2022 | 2023 | 2024 | 2025 | 2026 | 2027 | 2028 | 2029 | 2030 | 2031 | 2032 | 2033 | 2034 | 2035 | 2036 | 2037 | 2038 | 2039 | 2040 | 2041 | 2042
SA | Shallow Storage | 248.0625 | 243.8874 | 240.4284 | 245.9801 | 251.7664 | 257.6035 | 263.4061 | 268.9869 | 277.3738 | 252.1543 | 256.095 | 260.0855 | 263.8908 | 244.6543 | 253.823 | 259.8835 | 266.5054 | 274.28 | 283.2029 | 287.1005 | 1333.0644
SA | Medium Storage | 0 | 0 | 0 | 0 | 0 | 0 | 0 | 0 | 0 | 0 | 0 | 0 | 0 | 0 | 346.2964 | 743.7412 | 1206.8292 | 1206.8292 | 1206.8292 | 1206.8292 | 1206.8292
SA | Deep Storage | 0 | 0 | 0 | 0 | 0 | 0 | 0 | 0 | 0 | 0 | 0 | 0 | 0 | 0 | 0 | 0 | 0 | 0 | 0 | 0 | 0
SA | Behind the Meter Storage | 132.25 | 135.694 | 138.5621 | 132.6474 | 126.6399 | 120.8369 | 115.716 | 111.32 | 113.493 | 110.2187 | 107.4376 | 106.4297 | 106.586 | 110.4775 | 119.5263 | 125.2094 | 132.4334 | 140.9554 | 150.7375 | 154.255 | 157.6818
Total Storage Capacity |  | 380.3125 | 379.5814 | 378.9906 | 378.6275 | 378.4063 | 378.4404 | 379.1221 | 380.3069 | 390.8668 | 362.373 | 363.5326 | 366.5152 | 370.4768 | 355.1318 | 719.6457 | 1128.8341 | 1605.768 | 1622.0645 | 1640.7695 | 1648.1847 | 2697.5754
Region | Technology | 2022 | 2023 | 2024 | 2025 | 2026 | 2027 | 2028 | 2029 | 2030 | 2031 | 2032 | 2033 | 2034 | 2035 | 2036 | 2037 | 2038 | 2039 | 2040 | 2041 | 2042
TAS | Shallow Storage | 2.2067 | 2.2535 | 2.264 | 3.3928 | 4.6261 | 5.9009 | 7.3512 | 8.8652 | 12.1055 | 12.9087 | 13.9678 | 15.6816 | 16.9021 | 19.5316 | 22.8838 | 24.6314 | 26.4621 | 28.494 | 30.7124 | 31.6893 | 32.553
TAS | Medium Storage | 0 | 0 | 0 | 0 | 0 | 0 | 0 | 0 | 0 | 0 | 0 | 0 | 0 | 0 | 0 | 0 | 0 | 0 | 0 | 0 | 0
TAS | Deep Storage | 0 | 0 | 0 | 0 | 0 | 0 | 0 | 0 | 0 | 0 | 0 | 0 | 0 | 0 | 0 | 5.0596 | 5.0596 | 5.0596 | 5.0596 | 84.0977 | 84.0977
TAS | Behind the Meter Storage | 8.8269 | 10.5852 | 12.3369 | 14.527 | 15.9345 | 16.7368 | 17.5732 | 18.2798 | 22.0268 | 21.1867 | 21.1079 | 22.2279 | 22.8357 | 25.4896 | 29.1529 | 30.8769 | 32.9041 | 35.1451 | 37.5764 | 38.4595 | 39.1902
Total Storage Capacity |  | 11.0336 | 12.8387 | 14.601 | 17.9198 | 20.5606 | 22.6377 | 24.9244 | 27.145 | 34.1323 | 34.0954 | 35.0758 | 37.9095 | 39.7378 | 45.0212 | 52.0367 | 60.5679 | 64.4259 | 68.6988 | 73.3485 | 154.2465 | 155.8409

## StorageGeneration_1
Generation by Storage (GWh) - Central with TRET (Counterfactual)
Capacity calculated on 1 July. Years are financial year ending. Existing and new storages are group according to depth. For storage depth classifications, please refer to the 2020 ISP report.
Region | Technology | 2022 | 2023 | 2024 | 2025 | 2026 | 2027 | 2028 | 2029 | 2030 | 2031 | 2032 | 2033 | 2034 | 2035 | 2036 | 2037 | 2038 | 2039 | 2040 | 2041 | 2042
NEM | Shallow Storage | 166.8417 | 160.1087 | 138.685 | 174.3909 | 199.0739 | 244.2618 | 343.4448 | 266.596 | 406.6837 | 641.3419 | 763.979 | 810.2107 | 844.5635 | 804.2991 | 1062.55 | 1110.2435 | 952.6449 | 1013.0919 | 991.324 | 988.1472 | 1071.6747
NEM | Medium Storage | 9.2809 | 29.884 | 30.5103 | 53.9723 | 71.8216 | 126.6054 | 280.007 | 205.6042 | 330.8193 | 424.7286 | 823.7215 | 1129.0498 | 1524.1723 | 2270.157 | 5266.0954 | 5823.7616 | 6550.8299 | 5989.241 | 6624.3946 | 6612.1082 | 6995.4614
NEM | Deep Storage | 0 | 0 | 0 | 31.7037 | 202.8942 | 281.0023 | 321.6065 | 196.0605 | 151.792 | 1109.6566 | 576.7985 | 608.4259 | 649.7487 | 690.3544 | 2221.3001 | 2066.7595 | 1243.9369 | 1372.9672 | 1284.0756 | 1102.4395 | 1109.1447
NEM | Behind the Meter Storage | 307.8815 | 349.5679 | 405.8046 | 466.0259 | 512.881 | 557.6824 | 589.0446 | 618.9552 | 689.9672 | 735.5756 | 736.7638 | 751.0907 | 775.1096 | 827.3416 | 915.6105 | 1017.6304 | 1099.4949 | 1182.6554 | 1259.4802 | 1340.918 | 1398.4534
Total Storage Generation |  | 484.0041 | 539.5606 | 574.9999 | 726.0928 | 986.6707 | 1209.5519 | 1534.1028 | 1287.2159 | 1579.2623 | 2911.3027 | 2901.2627 | 3298.7771 | 3793.5941 | 4592.1521 | 9465.556 | 10018.395 | 9846.9066 | 9557.9555 | 10159.2744 | 10043.6129 | 10574.7342
Region | Technology | 2022 | 2023 | 2024 | 2025 | 2026 | 2027 | 2028 | 2029 | 2030 | 2031 | 2032 | 2033 | 2034 | 2035 | 2036 | 2037 | 2038 | 2039 | 2040 | 2041 | 2042
NSW | Shallow Storage | 22.897 | 22.695 | 6.0049 | 13.468 | 20.5787 | 27.3853 | 82.1738 | 34.1686 | 53.8317 | 184.405 | 164.0554 | 225.7535 | 229.5074 | 171.4625 | 370.1652 | 378.3217 | 242.1392 | 301.0702 | 233.5645 | 230.2831 | 233.2666
NSW | Medium Storage | 3.7382 | 4.0655 | 4.6994 | 14.8811 | 4.3844 | 7.4568 | 5.0139 | 5.7347 | 6.2741 | 15.2418 | 7.5634 | 1.4827 | 0.78525 | 21.1186 | 189.0644 | 183.5421 | 95.8921 | 96.6282 | 75.6385 | 65.5029 | 70.7873
NSW | Deep Storage | 0 | 0 | 0 | 31.7037 | 202.8942 | 281.0023 | 321.6065 | 196.0605 | 151.792 | 1109.6566 | 576.7985 | 127.2986 | 92.0159 | 149.9593 | 1693.4161 | 1529.139 | 787.1671 | 921.854 | 631.8126 | 545.7253 | 452.9655
NSW | Behind the Meter Storage | 107.7652 | 129.1563 | 157.8533 | 188.5235 | 214.1412 | 236.8803 | 249.0902 | 265.3246 | 298.6179 | 318.9155 | 321.2268 | 325.5928 | 337.0477 | 357.798 | 396.898 | 439.5639 | 469.7602 | 503.9533 | 532.0632 | 563.0129 | 586.9408
Total Storage Generation |  | 134.4003 | 155.9169 | 168.5576 | 248.5764 | 441.9986 | 552.7247 | 657.8844 | 501.2883 | 510.5158 | 1628.2189 | 1069.6441 | 680.1275 | 659.3563 | 700.3384 | 2649.5437 | 2530.5667 | 1594.9586 | 1823.5058 | 1473.0788 | 1404.5242 | 1343.9603
Region | Technology | 2022 | 2023 | 2024 | 2025 | 2026 | 2027 | 2028 | 2029 | 2030 | 2031 | 2032 | 2033 | 2034 | 2035 | 2036 | 2037 | 2038 | 2039 | 2040 | 2041 | 2042
QLD | Shallow Storage | 11.334 | 11.6079 | 12.026 | 18.9201 | 27.2156 | 37.4212 | 65.337 | 69.9156 | 122.718 | 88.7717 | 97.1523 | 107.998 | 117.9353 | 132.4888 | 154.9212 | 167.1988 | 177.1195 | 181.9004 | 203.999 | 215.3509 | 248.7301
QLD | Medium Storage | 5.5427 | 25.8185 | 25.8109 | 39.0912 | 33.0156 | 78.6664 | 235.2587 | 174.7674 | 288.6141 | 368.6782 | 385.8462 | 487.6385 | 745.6017 | 1233.8897 | 3087.6415 | 3638.8377 | 4342.4043 | 3537.9514 | 3790.1697 | 4015.0572 | 4060.2032
QLD | Deep Storage | 0 | 0 | 0 | 0 | 0 | 0 | 0 | 0 | 0 | 0 | 0 | 0 | 0 | 0 | 0 | 0 | 0 | 0 | 0 | 0 | 0
QLD | Behind the Meter Storage | 48.7846 | 59.6306 | 72.973 | 88.0623 | 103.077 | 115.0753 | 123.6567 | 132.834 | 150.027 | 164.1096 | 164.5179 | 168.272 | 175.2361 | 186.6232 | 205.6042 | 229.5435 | 247.4726 | 266.7541 | 283.3279 | 307.0152 | 322.2739
Total Storage Generation |  | 65.6613 | 97.057 | 110.81 | 146.0736 | 163.3081 | 231.1629 | 424.2524 | 377.517 | 561.3591 | 621.5595 | 647.5163 | 763.9085 | 1038.7732 | 1553.0018 | 3448.1668 | 4035.58 | 4766.9964 | 3986.6059 | 4277.4966 | 4537.4234 | 4631.2073
Region | Technology | 2022 | 2023 | 2024 | 2025 | 2026 | 2027 | 2028 | 2029 | 2030 | 2031 | 2032 | 2033 | 2034 | 2035 | 2036 | 2037 | 2038 | 2039 | 2040 | 2041 | 2042
VIC | Shallow Storage | 38.6604 | 33.092 | 29.7916 | 44.6359 | 53.32 | 71.1942 | 82.8535 | 59.7253 | 109.5233 | 132.2173 | 138.5248 | 130.4863 | 133.7092 | 147.8683 | 193.7007 | 209.8319 | 203.4532 | 207.8144 | 230.8975 | 230.7833 | 259.8011
VIC | Medium Storage | 0 | 0 | 0 | 0 | 34.4215 | 40.4822 | 39.7343 | 25.1022 | 35.9311 | 40.8086 | 430.3119 | 639.9285 | 777.7853 | 1015.1487 | 1058.1609 | 1070.6134 | 1142.7404 | 1418.484 | 1829.1947 | 1673.7264 | 1940.5438
VIC | Deep Storage | 0 | 0 | 0 | 0 | 0 | 0 | 0 | 0 | 0 | 0 | 0 | 481.1274 | 557.7328 | 540.3951 | 527.884 | 537.6204 | 456.7698 | 451.1131 | 652.263 | 556.7142 | 656.1792
VIC | Behind the Meter Storage | 45.6645 | 54.6954 | 66.4458 | 81.4292 | 93.4683 | 105.7173 | 116.7378 | 124.2719 | 142.705 | 153.7022 | 154.031 | 160.8358 | 166.9423 | 183.8204 | 208.5421 | 235.3066 | 259.416 | 281.7409 | 304.3651 | 325.1451 | 339.6403
Total Storage Generation |  | 84.3249 | 87.7874 | 96.2374 | 126.0651 | 181.2098 | 217.3937 | 239.3256 | 209.0994 | 288.1595 | 326.728 | 722.8677 | 1412.378 | 1636.1696 | 1887.2325 | 1988.2878 | 2053.3722 | 2062.3793 | 2359.1524 | 3016.7203 | 2786.369 | 3196.1644
Region | Technology | 2022 | 2023 | 2024 | 2025 | 2026 | 2027 | 2028 | 2029 | 2030 | 2031 | 2032 | 2033 | 2034 | 2035 | 2036 | 2037 | 2038 | 2039 | 2040 | 2041 | 2042
SA | Shallow Storage | 93.472 | 92.6491 | 90.4314 | 96.6694 | 96.9405 | 107.1555 | 110.1423 | 100.7603 | 117.6195 | 231.6312 | 360.7281 | 342.6362 | 358.6407 | 348.1942 | 338.9386 | 349.7069 | 319.3449 | 317.4063 | 318.5809 | 304.0124 | 325.4898
SA | Medium Storage | 0 | 0 | 0 | 0 | 0 | 0 | 0 | 0 | 0 | 0 | 0 | 0 | 0 | 0 | 931.2286 | 930.7685 | 969.793 | 936.1774 | 929.3917 | 857.8217 | 923.9271
SA | Deep Storage | 0 | 0 | 0 | 0 | 0 | 0 | 0 | 0 | 0 | 0 | 0 | 0 | 0 | 0 | 0 | 0 | 0 | 0 | 0 | 0 | 0
SA | Behind the Meter Storage | 99.7285 | 99.1403 | 100.538 | 98.5405 | 91.7342 | 88.549 | 87.1752 | 83.5907 | 83.7598 | 83.1008 | 81.5113 | 80.4158 | 79.6424 | 81.4403 | 84.9621 | 91.3048 | 98.9494 | 104.7718 | 112.3235 | 117.0965 | 120.3568
Total Storage Generation |  | 193.2005 | 191.7894 | 190.9694 | 195.2099 | 188.6747 | 195.7045 | 197.3176 | 184.3511 | 201.3794 | 314.732 | 442.2394 | 423.0521 | 438.2831 | 429.6345 | 1355.1293 | 1371.7802 | 1388.0874 | 1358.3555 | 1360.2961 | 1278.9306 | 1369.7737
Region | Technology | 2022 | 2023 | 2024 | 2025 | 2026 | 2027 | 2028 | 2029 | 2030 | 2031 | 2032 | 2033 | 2034 | 2035 | 2036 | 2037 | 2038 | 2039 | 2040 | 2041 | 2042
TAS | Shallow Storage | 0.47845 | 0.064611 | 0.43111 | 0.69748 | 1.0191 | 1.1055 | 2.9381 | 2.0261 | 2.9912 | 4.3167 | 3.5182 | 3.3367 | 4.7709 | 4.2853 | 4.8243 | 5.1842 | 10.5882 | 4.9006 | 4.2821 | 7.7175 | 4.387
TAS | Medium Storage | 0 | 0 | 0 | 0 | 0 | 0 | 0 | 0 | 0 | 0 | 0 | 0 | 0 | 0 | 0 | 0 | 0 | 0 | 0 | 0 | 0
TAS | Deep Storage | 0 | 0 | 0 | 0 | 0 | 0 | 0 | 0 | 0 | 0 | 0 | 0 | 0 | 0 | 0 | 0 | 0 | 0 | 0 | 0 | 0
TAS | Behind the Meter Storage | 5.9386 | 6.9452 | 7.9943 | 9.4704 | 10.4603 | 11.4605 | 12.3846 | 12.934 | 14.8574 | 15.7476 | 15.4769 | 15.9743 | 16.241 | 17.6596 | 19.6042 | 21.9116 | 23.8967 | 25.4354 | 27.4005 | 28.6482 | 29.2415
Total Storage Generation |  | 6.4171 | 7.0098 | 8.4254 | 10.1679 | 11.4793 | 12.566 | 15.3228 | 14.9601 | 17.8486 | 20.0643 | 18.9951 | 19.311 | 21.0119 | 21.9449 | 24.4285 | 27.0959 | 34.4849 | 30.3359 | 31.6826 | 36.3657 | 33.6285

## StorageGeneration_2
Generation by Storage (GWh) - Central with TRET (DP6)
Capacity calculated on 1 July. Years are financial year ending. Existing and new storages are group according to depth. For storage depth classifications, please refer to the 2020 ISP report.
Region | Technology | 2022 | 2023 | 2024 | 2025 | 2026 | 2027 | 2028 | 2029 | 2030 | 2031 | 2032 | 2033 | 2034 | 2035 | 2036 | 2037 | 2038 | 2039 | 2040 | 2041 | 2042
NEM | Shallow Storage | 166.2474 | 161.7006 | 137.6576 | 138.4051 | 218.6938 | 266.6768 | 320.1863 | 353.0365 | 358.954 | 522.2141 | 455.794 | 630.115 | 677.9332 | 722.6235 | 804.4632 | 949.8119 | 1000.9688 | 1848.582 | 1912.7105 | 1954.9035 | 2999.7128
NEM | Medium Storage | 9.2809 | 30.9517 | 30.6908 | 82.9103 | 39.8034 | 97.9561 | 254.126 | 186.0571 | 245.3056 | 326.8258 | 304.4654 | 862.5532 | 2053.8198 | 2295.467 | 6816.517 | 7230.4506 | 7846.1726 | 7592.1159 | 7764.9351 | 9496.011 | 9670.7591
NEM | Deep Storage | 0 | 0 | 0 | 77.8831 | 455.0181 | 650.3652 | 673.3597 | 447.859 | 302.1485 | 1215.131 | 430.2207 | 3323.9623 | 3112.5506 | 3280.5916 | 3009.198 | 2883.4944 | 3224.779 | 3388.5791 | 2798.8375 | 3156.7532 | 3471.1843
NEM | Behind the Meter Storage | 307.8815 | 349.5679 | 405.8046 | 466.0259 | 512.881 | 557.6824 | 589.0446 | 618.9552 | 689.9672 | 735.5756 | 736.7638 | 751.0907 | 775.1096 | 827.3416 | 915.6105 | 1017.6304 | 1099.4949 | 1182.6554 | 1259.4802 | 1340.918 | 1398.4534
Total Storage Generation |  | 483.4097 | 542.2203 | 574.1529 | 765.2245 | 1226.3963 | 1572.6804 | 1836.7166 | 1605.9077 | 1596.3753 | 2799.7465 | 1927.2439 | 5567.7212 | 6619.4132 | 7126.0236 | 11545.7888 | 12081.3874 | 13171.4152 | 14011.9324 | 13735.9633 | 15948.5856 | 17540.1095
Region | Technology | 2022 | 2023 | 2024 | 2025 | 2026 | 2027 | 2028 | 2029 | 2030 | 2031 | 2032 | 2033 | 2034 | 2035 | 2036 | 2037 | 2038 | 2039 | 2040 | 2041 | 2042
NSW | Shallow Storage | 22.897 | 23.0131 | 6.875 | 17.701 | 51.6788 | 66.4406 | 83.0834 | 99.9407 | 51.3573 | 180.41 | 134.8362 | 229.1275 | 263.2568 | 285.9154 | 324.9852 | 379.1155 | 396.7648 | 576.0308 | 608.8304 | 623.8466 | 642.5512
NSW | Medium Storage | 3.7382 | 4.1444 | 4.7672 | 27.9488 | 5.1101 | 20.1605 | 14.5073 | 6.5227 | 5.3851 | 10.8883 | 10.7524 | 351.0702 | 1061.8394 | 1262.5286 | 3808.2216 | 3843.6082 | 3986.4154 | 4045.409 | 4102.3686 | 5449.1534 | 5609.5513
NSW | Deep Storage | 0 | 0 | 0 | 77.8831 | 455.0181 | 650.3652 | 673.3597 | 447.859 | 302.1485 | 1215.131 | 430.2207 | 3323.9623 | 3112.5506 | 3280.5916 | 3009.198 | 2871.025 | 3211.0339 | 3377.0527 | 2787.9613 | 2949.9005 | 3279.9884
NSW | Behind the Meter Storage | 107.7652 | 129.1563 | 157.8533 | 188.5235 | 214.1412 | 236.8803 | 249.0902 | 265.3246 | 298.6179 | 318.9155 | 321.2268 | 325.5928 | 337.0477 | 357.798 | 396.898 | 439.5639 | 469.7602 | 503.9533 | 532.0632 | 563.0129 | 586.9408
Total Storage Generation |  | 134.4003 | 156.3138 | 169.4956 | 312.0565 | 725.9483 | 973.8467 | 1020.0406 | 819.647 | 657.5089 | 1725.3447 | 897.036 | 4229.7528 | 4774.6945 | 5186.8335 | 7539.3027 | 7533.3126 | 8063.9743 | 8502.4458 | 8031.2235 | 9585.9135 | 10119.0318
Region | Technology | 2022 | 2023 | 2024 | 2025 | 2026 | 2027 | 2028 | 2029 | 2030 | 2031 | 2032 | 2033 | 2034 | 2035 | 2036 | 2037 | 2038 | 2039 | 2040 | 2041 | 2042
QLD | Shallow Storage | 11.334 | 11.6079 | 12.0959 | 19.1535 | 27.7854 | 37.9978 | 64.081 | 72.1967 | 113.9953 | 88.5227 | 95.4211 | 107.4041 | 120.0103 | 133.0739 | 155.7571 | 214.5757 | 225.8602 | 876.6071 | 891.4059 | 900.0115 | 917.3905
QLD | Medium Storage | 5.5427 | 26.8074 | 25.9236 | 54.9615 | 34.6933 | 77.7955 | 239.6187 | 179.5344 | 239.9205 | 315.9375 | 293.713 | 511.483 | 991.9803 | 1032.9384 | 2649.1064 | 2625.7132 | 2627.1256 | 2352.7529 | 2467.6552 | 2860.5673 | 2908.5682
QLD | Deep Storage | 0 | 0 | 0 | 0 | 0 | 0 | 0 | 0 | 0 | 0 | 0 | 0 | 0 | 0 | 0 | 0 | 0 | 0 | 0 | 0 | 0
QLD | Behind the Meter Storage | 48.7846 | 59.6306 | 72.973 | 88.0623 | 103.077 | 115.0753 | 123.6567 | 132.834 | 150.027 | 164.1096 | 164.5179 | 168.272 | 175.2361 | 186.6232 | 205.6042 | 229.5435 | 247.4726 | 266.7541 | 283.3279 | 307.0152 | 322.2739
Total Storage Generation |  | 65.6613 | 98.046 | 110.9925 | 162.1773 | 165.5557 | 230.8686 | 427.3564 | 384.5651 | 503.9428 | 568.5698 | 553.652 | 787.1591 | 1287.2268 | 1352.6355 | 3010.4677 | 3069.8324 | 3100.4584 | 3496.1141 | 3642.3891 | 4067.594 | 4148.2326
Region | Technology | 2022 | 2023 | 2024 | 2025 | 2026 | 2027 | 2028 | 2029 | 2030 | 2031 | 2032 | 2033 | 2034 | 2035 | 2036 | 2037 | 2038 | 2039 | 2040 | 2041 | 2042
VIC | Shallow Storage | 38.5825 | 33.5202 | 28.948 | 37.462 | 53.8842 | 67.036 | 76.015 | 87.2567 | 103.0367 | 132.8015 | 122.776 | 159.3954 | 154.3322 | 175.0639 | 187.3774 | 216.1211 | 229.8562 | 244.9419 | 256.0976 | 270.3641 | 748.6205
VIC | Medium Storage | 0 | 0 | 0 | 0 | 0 | 0 | 0 | 0 | 0 | 0 | 0 | 0 | 0 | 0 | 0 | 0 | 0 | 0 | 0 | 0 | 0
VIC | Deep Storage | 0 | 0 | 0 | 0 | 0 | 0 | 0 | 0 | 0 | 0 | 0 | 0 | 0 | 0 | 0 | 0 | 0 | 0 | 0 | 0 | 0
VIC | Behind the Meter Storage | 45.6645 | 54.6954 | 66.4458 | 81.4292 | 93.4683 | 105.7173 | 116.7378 | 124.2719 | 142.705 | 153.7022 | 154.031 | 160.8358 | 166.9423 | 183.8204 | 208.5421 | 235.3066 | 259.416 | 281.7409 | 304.3651 | 325.1451 | 339.6403
Total Storage Generation |  | 84.2471 | 88.2156 | 95.3938 | 118.8913 | 147.3526 | 172.7533 | 192.7529 | 211.5286 | 245.7417 | 286.5037 | 276.807 | 320.2312 | 321.2745 | 358.8843 | 395.9195 | 451.4277 | 489.2722 | 526.6828 | 560.4628 | 595.5092 | 1088.2608
Region | Technology | 2022 | 2023 | 2024 | 2025 | 2026 | 2027 | 2028 | 2029 | 2030 | 2031 | 2032 | 2033 | 2034 | 2035 | 2036 | 2037 | 2038 | 2039 | 2040 | 2041 | 2042
SA | Shallow Storage | 92.9746 | 93.4906 | 89.3071 | 63.1434 | 84.0062 | 94.6384 | 94.0385 | 92.2786 | 88.3216 | 115.8791 | 96.7295 | 123.7018 | 129.3146 | 118.894 | 120.9765 | 123.4156 | 130.5714 | 134.2626 | 138.874 | 140.9623 | 670.9283
SA | Medium Storage | 0 | 0 | 0 | 0 | 0 | 0 | 0 | 0 | 0 | 0 | 0 | 0 | 0 | 0 | 359.189 | 761.1293 | 1232.6315 | 1193.954 | 1194.9112 | 1186.2902 | 1152.6395
SA | Deep Storage | 0 | 0 | 0 | 0 | 0 | 0 | 0 | 0 | 0 | 0 | 0 | 0 | 0 | 0 | 0 | 0 | 0 | 0 | 0 | 0 | 0
SA | Behind the Meter Storage | 99.7285 | 99.1403 | 100.538 | 98.5405 | 91.7342 | 88.549 | 87.1752 | 83.5907 | 83.7598 | 83.1008 | 81.5113 | 80.4158 | 79.6424 | 81.4403 | 84.9621 | 91.3048 | 98.9494 | 104.7718 | 112.3235 | 117.0965 | 120.3568
Total Storage Generation |  | 192.7031 | 192.6308 | 189.8451 | 161.6838 | 175.7404 | 183.1875 | 181.2138 | 175.8693 | 172.0814 | 198.9799 | 178.2408 | 204.1176 | 208.957 | 200.3343 | 565.1276 | 975.8496 | 1462.1523 | 1432.9884 | 1446.1087 | 1444.3491 | 1943.9246
Region | Technology | 2022 | 2023 | 2024 | 2025 | 2026 | 2027 | 2028 | 2029 | 2030 | 2031 | 2032 | 2033 | 2034 | 2035 | 2036 | 2037 | 2038 | 2039 | 2040 | 2041 | 2042
TAS | Shallow Storage | 0.45935 | 0.068926 | 0.43159 | 0.94518 | 1.3391 | 0.56383 | 2.9683 | 1.3637 | 2.2431 | 4.6008 | 6.0312 | 10.4862 | 11.0193 | 9.6764 | 15.3671 | 16.5841 | 17.9162 | 16.7396 | 17.5026 | 19.719 | 20.2223
TAS | Medium Storage | 0 | 0 | 0 | 0 | 0 | 0 | 0 | 0 | 0 | 0 | 0 | 0 | 0 | 0 | 0 | 0 | 0 | 0 | 0 | 0 | 0
TAS | Deep Storage | 0 | 0 | 0 | 0 | 0 | 0 | 0 | 0 | 0 | 0 | 0 | 0 | 0 | 0 | 0 | 12.4694 | 13.7451 | 11.5264 | 10.8762 | 206.8526 | 191.1959
TAS | Behind the Meter Storage | 5.9386 | 6.9452 | 7.9943 | 9.4704 | 10.4603 | 11.4605 | 12.3846 | 12.934 | 14.8574 | 15.7476 | 15.4769 | 15.9743 | 16.241 | 17.6596 | 19.6042 | 21.9116 | 23.8967 | 25.4354 | 27.4005 | 28.6482 | 29.2415
Total Storage Generation |  | 6.398 | 7.0141 | 8.4259 | 10.4156 | 11.7994 | 12.0243 | 15.353 | 14.2977 | 17.1005 | 20.3484 | 21.5081 | 26.4605 | 27.2603 | 27.3361 | 34.9712 | 50.9651 | 55.558 | 53.7014 | 55.7793 | 255.2198 | 240.6597

## DispatchableCapacity_1
Dispatchable Capacity built (MW) - Central with TRET (Counterfactual)
Capacity calculated on 1 July. Years are financial year ending. Capacity built in 2022 includes all capacity built since 2019-20. For storage depth classifications, please refer to the 2020 ISP report.
Region | Technology | 2022 | 2023 | 2024 | 2025 | 2026 | 2027 | 2028 | 2029 | 2030 | 2031 | 2032 | 2033 | 2034 | 2035 | 2036 | 2037 | 2038 | 2039 | 2040 | 2041 | 2042
NEM | CCGT | 0 | 0 | 0 | 0 | 0 | 0 | 0 | 0 | 0 | 0 | 0 | 0 | 0 | 0 | 0 | 0 | 0 | 0 | 0 | 0 | 0
NEM | Peaking Gas+Liquids | 0 | 0 | 0 | 312.2061 | 312.2061 | 312.2061 | 312.2061 | 582.9582 | 1822.4574 | 1822.4574 | 1822.4574 | 4122.2608 | 4122.2608 | 4336.6476 | 5299.7649 | 6399.3451 | 7322.2583 | 7855.3989 | 8008.4567 | 8008.4567 | 8717.3832
NEM | Hydro | 0 | 0 | 0 | 0 | 0 | 0 | 0 | 0 | 0 | 0 | 0 | 0 | 0 | 0 | 0 | 0 | 0 | 0 | 0 | 0 | 0
NEM | Shallow Storage | 40.9056 | 40.8853 | 41.068 | 91.75 | 150.8631 | 210.9354 | 279.0586 | 352.6685 | 497.8086 | 762.2973 | 1083.5673 | 1190.0993 | 1507.1254 | 1612.1462 | 1753.527 | 1840.4702 | 1929.9125 | 2035.1229 | 2154.2838 | 2218.3588 | 2313.8638
NEM | Medium Storage | 0 | 20 | 20 | 20 | 59.1947 | 59.1947 | 59.1947 | 59.1947 | 59.1947 | 59.1947 | 240.7519 | 393.1961 | 517.6045 | 1330.6071 | 3164.3374 | 3655.671 | 4648.7905 | 4824.7878 | 5280.5617 | 5280.5617 | 5280.5617
NEM | Deep Storage | 0 | 0 | 0 | 2040 | 2040 | 2040 | 2040 | 2040 | 2040 | 2040 | 2040 | 2256.7841 | 2256.7841 | 2256.7841 | 2256.7841 | 2256.7841 | 2256.7841 | 2256.7841 | 2377.9125 | 2377.9125 | 2377.9125
NEM | DSP | -60.5153 | -18.6013 | 21.0437 | 62.3669 | 99.7107 | 141.2117 | 181.2106 | 226.8478 | 270.7193 | 314.3543 | 360.4223 | 402.7307 | 445.2893 | 493.6971 | 538.3017 | 588.4874 | 640.1664 | 689.3242 | 744.1184 | 797.0466 | 849.864
NEM | New Interconnectors | 0 | 185 | 185 | 185 | 185 | 185 | 185 | 185 | 185 | 185 | 185 | 185 | 185 | 185 | 185 | 185 | 185 | 185 | 185 | 185 | 185
NEM | Retired Dispatchable | 0 | 740 | 2420 | 2420 | 2420 | 2420 | 2420 | 3505 | 5175 | 5937.5 | 6312.5 | 9801.84 | 10318.84 | 10480.84 | 15830.84 | 16530.84 | 18296.24 | 18296.24 | 19379.64 | 19499.64 | 19499.64
Total Dispatchable Capacity Built |  | -19.6098 | 42.284 | 82.1117 | 2526.3231 | 2661.9747 | 2763.548 | 2871.6701 | 3261.6692 | 4690.18 | 4998.3036 | 5547.1988 | 8365.0711 | 8849.0641 | 10029.882 | 13012.7151 | 14740.7579 | 16797.9118 | 17661.4179 | 18565.333 | 18682.3362 | 19539.5852
Region | Technology | 2022 | 2023 | 2024 | 2025 | 2026 | 2027 | 2028 | 2029 | 2030 | 2031 | 2032 | 2033 | 2034 | 2035 | 2036 | 2037 | 2038 | 2039 | 2040 | 2041 | 2042
NSW | CCGT | 0 | 0 | 0 | 0 | 0 | 0 | 0 | 0 | 0 | 0 | 0 | 0 | 0 | 0 | 0 | 0 | 0 | 0 | 0 | 0 | 0
NSW | Peaking Gas+Liquids | 0 | 0 | 0 | 0 | 0 | 0 | 0 | 270.7521 | 1510.2512 | 1510.2512 | 1510.2512 | 3810.0546 | 3810.0546 | 4024.4415 | 4987.5588 | 6076.4958 | 6076.4958 | 6367.0551 | 6520.113 | 6520.113 | 7229.0395
NSW | Hydro | 0 | 0 | 0 | 0 | 0 | 0 | 0 | 0 | 0 | 0 | 0 | 0 | 0 | 0 | 0 | 0 | 0 | 0 | 0 | 0 | 0
NSW | Shallow Storage | 13.1237 | 15.3282 | 17.1098 | 39.7518 | 65.3895 | 91.6231 | 121.5123 | 155.0804 | 220.5264 | 237.1549 | 280.4033 | 347.7252 | 629.0042 | 672.1699 | 730.5488 | 764.8448 | 801.949 | 844.62 | 892.1928 | 916.7079 | 939.4572
NSW | Medium Storage | 0 | 0 | 0 | 0 | 0 | 0 | 0 | 0 | 0 | 0 | 0 | 0 | 0 | 173.3709 | 173.3709 | 173.3709 | 173.3709 | 173.3709 | 173.3709 | 173.3709 | 173.3709
NSW | Deep Storage | 0 | 0 | 0 | 2040 | 2040 | 2040 | 2040 | 2040 | 2040 | 2040 | 2040 | 2040 | 2040 | 2040 | 2040 | 2040 | 2040 | 2040 | 2040 | 2040 | 2040
NSW | DSP | 15.7302 | 32.5017 | 48.3064 | 64.336 | 79.3571 | 96.5223 | 112.0543 | 131.4414 | 150.5457 | 168.0659 | 186.2718 | 204.3669 | 222.1747 | 243.944 | 260.9801 | 280.9968 | 302.4739 | 324.9815 | 345.6616 | 367.4786 | 388.3522
NSW | New Interconnectors | 0 | 185 | 185 | 185 | 185 | 185 | 185 | 185 | 185 | 185 | 185 | 185 | 185 | 185 | 185 | 185 | 185 | 185 | 185 | 185 | 185
NSW | Retired Dispatchable | 0 | 500 | 2000 | 2000 | 2000 | 2000 | 2000 | 2000 | 3320 | 3320 | 3320 | 6200 | 6200 | 6200 | 8990 | 8990 | 8990 | 8990 | 8990 | 8990 | 8990
Total Dispatchable Capacity Built |  | 28.8539 | 47.8299 | 65.4161 | 2144.0878 | 2184.7466 | 2228.1454 | 2273.5666 | 2597.2739 | 3921.3233 | 3955.4721 | 4016.9263 | 6402.1468 | 6701.2335 | 7153.9263 | 8192.4585 | 9335.7083 | 9394.2896 | 9750.0275 | 9971.3382 | 10017.6704 | 10770.2197
Region | Technology | 2022 | 2023 | 2024 | 2025 | 2026 | 2027 | 2028 | 2029 | 2030 | 2031 | 2032 | 2033 | 2034 | 2035 | 2036 | 2037 | 2038 | 2039 | 2040 | 2041 | 2042
QLD | CCGT | 0 | 0 | 0 | 0 | 0 | 0 | 0 | 0 | 0 | 0 | 0 | 0 | 0 | 0 | 0 | 0 | 0 | 0 | 0 | 0 | 0
QLD | Peaking Gas+Liquids | 0 | 0 | 0 | 0 | 0 | 0 | 0 | 0 | 0 | 0 | 0 | 0 | 0 | 0 | 0 | 0 | 420.8069 | 663.3882 | 663.3882 | 663.3882 | 663.3882
QLD | Hydro | 0 | 0 | 0 | 0 | 0 | 0 | 0 | 0 | 0 | 0 | 0 | 0 | 0 | 0 | 0 | 0 | 0 | 0 | 0 | 0 | 0
QLD | Shallow Storage | 5.9759 | 7.0562 | 7.7281 | 17.9454 | 30.3205 | 42.4528 | 57.3086 | 73.4554 | 105.8394 | 114.7712 | 126.4412 | 140.7102 | 155.3562 | 175.7413 | 203.4289 | 225.2132 | 243.4265 | 267.0024 | 294.5882 | 309.7662 | 360.0474
QLD | Medium Storage | 0 | 20 | 20 | 20 | 20 | 20 | 20 | 20 | 20 | 20 | 20 | 20 | 144.4084 | 667.718 | 1450.8379 | 1942.1716 | 2637.19 | 2637.19 | 2637.19 | 2637.19 | 2637.19
QLD | Deep Storage | 0 | 0 | 0 | 0 | 0 | 0 | 0 | 0 | 0 | 0 | 0 | 0 | 0 | 0 | 0 | 0 | 0 | 0 | 0 | 0 | 0
QLD | DSP | 6.9365 | 15.2808 | 22.4934 | 29.318 | 36.1662 | 43.2405 | 52.0302 | 59.3168 | 66.3065 | 73.5643 | 82.1454 | 89.5503 | 97.6823 | 105.748 | 115.2599 | 123.2931 | 132.6669 | 140.8865 | 151.6667 | 160.8369 | 169.3653
QLD | New Interconnectors | 0 | 185 | 185 | 185 | 185 | 185 | 185 | 185 | 185 | 185 | 185 | 185 | 185 | 185 | 185 | 185 | 185 | 185 | 185 | 185 | 185
QLD | Retired Dispatchable | 0 | 0 | 0 | 0 | 0 | 0 | 0 | 1085 | 1085 | 1085 | 1085 | 1085 | 1377 | 1494 | 3174 | 3874 | 5110.4 | 5110.4 | 5253.8 | 5253.8 | 5253.8
Total Dispatchable Capacity Built |  | 12.9124 | 42.337 | 50.2215 | 67.2634 | 86.4867 | 105.6933 | 129.3388 | 152.7722 | 192.146 | 208.3355 | 228.5866 | 250.2605 | 397.4469 | 949.2073 | 1769.5267 | 2290.6779 | 3434.0902 | 3708.467 | 3746.833 | 3771.1812 | 3829.9908
Region | Technology | 2022 | 2023 | 2024 | 2025 | 2026 | 2027 | 2028 | 2029 | 2030 | 2031 | 2032 | 2033 | 2034 | 2035 | 2036 | 2037 | 2038 | 2039 | 2040 | 2041 | 2042
VIC | CCGT | 0 | 0 | 0 | 0 | 0 | 0 | 0 | 0 | 0 | 0 | 0 | 0 | 0 | 0 | 0 | 0 | 0 | 0 | 0 | 0 | 0
VIC | Peaking Gas+Liquids | 0 | 0 | 0 | 0 | 0 | 0 | 0 | 0 | 0 | 0 | 0 | 0 | 0 | 0 | 0 | 0 | 0 | 0 | 0 | 0 | 0
VIC | Hydro | 0 | 0 | 0 | 0 | 0 | 0 | 0 | 0 | 0 | 0 | 0 | 0 | 0 | 0 | 0 | 0 | 0 | 0 | 0 | 0 | 0
VIC | Shallow Storage | 5.003 | 5.8262 | 7.0038 | 18.1461 | 31.5177 | 46.1123 | 62.2375 | 79.0377 | 114.7207 | 125.8632 | 138.6276 | 157.8644 | 173.9397 | 207.0166 | 249.8102 | 272.8648 | 298.5371 | 327.6942 | 360.5551 | 380.0624 | 397.7968
VIC | Medium Storage | 0 | 0 | 0 | 0 | 39.1947 | 39.1947 | 39.1947 | 39.1947 | 39.1947 | 39.1947 | 220.7519 | 373.1961 | 373.1961 | 489.5182 | 522.4835 | 522.4835 | 655.6323 | 831.6297 | 1287.4036 | 1287.4036 | 1287.4036
VIC | Deep Storage | 0 | 0 | 0 | 0 | 0 | 0 | 0 | 0 | 0 | 0 | 0 | 216.7841 | 216.7841 | 216.7841 | 216.7841 | 216.7841 | 216.7841 | 216.7841 | 337.9125 | 337.9125 | 337.9125
VIC | DSP | -87.252 | -75.0476 | -62.7513 | -48.5954 | -37.3091 | -24.5417 | -12.0141 | 1.9026 | 14.4257 | 28.6294 | 42.8732 | 55.1986 | 68.2066 | 81.8102 | 95.6959 | 112.3603 | 127.6146 | 141.5245 | 160.0426 | 177.1703 | 194.3613
VIC | New Interconnectors | 0 | 0 | 0 | 0 | 0 | 0 | 0 | 0 | 0 | 0 | 0 | 0 | 0 | 0 | 0 | 0 | 0 | 0 | 0 | 0 | 0
VIC | Retired Dispatchable | 0 | 0 | 0 | 0 | 0 | 0 | 0 | 0 | 350 | 700 | 1075 | 1450 | 1675 | 1695 | 1695 | 1695 | 1695 | 1695 | 2635 | 2635 | 2635
Total Dispatchable Capacity Built |  | -82.2491 | -69.2214 | -55.7475 | -30.4493 | 33.4034 | 60.7654 | 89.4182 | 120.1351 | 168.3412 | 193.6873 | 402.2526 | 803.0433 | 832.1266 | 995.129 | 1084.7736 | 1124.4927 | 1298.5681 | 1517.6325 | 2145.9138 | 2182.5488 | 2217.4741
Region | Technology | 2022 | 2023 | 2024 | 2025 | 2026 | 2027 | 2028 | 2029 | 2030 | 2031 | 2032 | 2033 | 2034 | 2035 | 2036 | 2037 | 2038 | 2039 | 2040 | 2041 | 2042
SA | CCGT | 0 | 0 | 0 | 0 | 0 | 0 | 0 | 0 | 0 | 0 | 0 | 0 | 0 | 0 | 0 | 0 | 0 | 0 | 0 | 0 | 0
SA | Peaking Gas+Liquids | 0 | 0 | 0 | 312.2061 | 312.2061 | 312.2061 | 312.2061 | 312.2061 | 312.2061 | 312.2061 | 312.2061 | 312.2061 | 312.2061 | 312.2061 | 312.2061 | 322.8493 | 824.9556 | 824.9556 | 824.9556 | 824.9556 | 824.9556
SA | Hydro | 0 | 0 | 0 | 0 | 0 | 0 | 0 | 0 | 0 | 0 | 0 | 0 | 0 | 0 | 0 | 0 | 0 | 0 | 0 | 0 | 0
SA | Shallow Storage | 16.2629 | 12.0878 | 8.6288 | 14.1805 | 20.6758 | 26.5128 | 32.3155 | 37.8963 | 46.2832 | 273.2658 | 525.794 | 529.7845 | 533.5897 | 539.3533 | 548.522 | 554.5825 | 561.2044 | 568.9789 | 577.9018 | 581.7995 | 585.6761
SA | Medium Storage | 0 | 0 | 0 | 0 | 0 | 0 | 0 | 0 | 0 | 0 | 0 | 0 | 0 | 0 | 1017.6451 | 1017.6451 | 1182.5973 | 1182.5973 | 1182.5973 | 1182.5973 | 1182.5973
SA | Deep Storage | 0 | 0 | 0 | 0 | 0 | 0 | 0 | 0 | 0 | 0 | 0 | 0 | 0 | 0 | 0 | 0 | 0 | 0 | 0 | 0 | 0
SA | DSP | 4.0459 | 8.3802 | 12.5342 | 16.736 | 20.835 | 25.1357 | 28.8248 | 33.1865 | 37.8227 | 42.3344 | 47.2175 | 51.605 | 55.0612 | 59.8704 | 64.1221 | 69.4088 | 74.7443 | 79.0687 | 83.6512 | 88.3324 | 94.2625
SA | New Interconnectors | 0 | 0 | 0 | 0 | 0 | 0 | 0 | 0 | 0 | 0 | 0 | 0 | 0 | 0 | 0 | 0 | 0 | 0 | 0 | 0 | 0
SA | Retired Dispatchable | 0 | 240 | 420 | 420 | 420 | 420 | 420 | 420 | 420 | 832.5 | 832.5 | 1066.84 | 1066.84 | 1091.84 | 1971.84 | 1971.84 | 2500.84 | 2500.84 | 2500.84 | 2500.84 | 2500.84
Total Dispatchable Capacity Built |  | 20.3088 | 20.4681 | 21.1631 | 343.1227 | 353.7169 | 363.8547 | 373.3464 | 383.2889 | 396.312 | 627.8064 | 885.2177 | 893.5956 | 900.857 | 911.4298 | 1942.4953 | 1964.4856 | 2643.5015 | 2655.6005 | 2669.1059 | 2677.6847 | 2687.4914
Region | Technology | 2022 | 2023 | 2024 | 2025 | 2026 | 2027 | 2028 | 2029 | 2030 | 2031 | 2032 | 2033 | 2034 | 2035 | 2036 | 2037 | 2038 | 2039 | 2040 | 2041 | 2042
TAS | CCGT | 0 | 0 | 0 | 0 | 0 | 0 | 0 | 0 | 0 | 0 | 0 | 0 | 0 | 0 | 0 | 0 | 0 | 0 | 0 | 0 | 0
TAS | Peaking Gas+Liquids | 0 | 0 | 0 | 0 | 0 | 0 | 0 | 0 | 0 | 0 | 0 | 0 | 0 | 0 | 0 | 0 | 0 | 0 | 0 | 0 | 0
TAS | Hydro | 0 | 0 | 0 | 0 | 0 | 0 | 0 | 0 | 0 | 0 | 0 | 0 | 0 | 0 | 0 | 0 | 0 | 0 | 0 | 0 | 0
TAS | Shallow Storage | 0.54014 | 0.58687 | 0.59745 | 1.7262 | 2.9596 | 4.2343 | 5.6846 | 7.1986 | 10.439 | 11.2421 | 12.3012 | 14.015 | 15.2355 | 17.865 | 21.2172 | 22.9649 | 24.7955 | 26.8274 | 29.0459 | 30.0227 | 30.8864
TAS | Medium Storage | 0 | 0 | 0 | 0 | 0 | 0 | 0 | 0 | 0 | 0 | 0 | 0 | 0 | 0 | 0 | 0 | 0 | 0 | 0 | 0 | 0
TAS | Deep Storage | 0 | 0 | 0 | 0 | 0 | 0 | 0 | 0 | 0 | 0 | 0 | 0 | 0 | 0 | 0 | 0 | 0 | 0 | 0 | 0 | 0
TAS | DSP | 0.024008 | 0.28353 | 0.46102 | 0.57228 | 0.66143 | 0.85484 | 0.31543 | 1.0004 | 1.6186 | 1.7602 | 1.9143 | 2.0099 | 2.1645 | 2.3246 | 2.2436 | 2.4285 | 2.6668 | 2.863 | 3.0963 | 3.2284 | 3.5228
TAS | New Interconnectors | 0 | 0 | 0 | 0 | 0 | 0 | 0 | 0 | 0 | 0 | 0 | 0 | 0 | 0 | 0 | 0 | 0 | 0 | 0 | 0 | 0
TAS | Retired Dispatchable | 0 | 0 | 0 | 0 | 0 | 0 | 0 | 0 | 0 | 0 | 0 | 0 | 0 | 0 | 0 | 0 | 0 | 0 | 0 | 120 | 120
Total Dispatchable Capacity Built |  | 0.56415 | 0.8704 | 1.0585 | 2.2985 | 3.621 | 5.0892 | 6 | 8.199 | 12.0576 | 13.0023 | 14.2156 | 16.0249 | 17.4 | 20.1897 | 23.4609 | 25.3934 | 27.4623 | 29.6904 | 32.1421 | 33.2511 | 34.4092

## DispatchableCapacity_2
Dispatchable Capacity built (MW) - Central with TRET (DP6)
Capacity calculated on 1 July. Years are financial year ending. Capacity built in 2022 includes all capacity built since 2019-20. For storage depth classifications, please refer to the 2020 ISP report.
Region | Technology | 2022 | 2023 | 2024 | 2025 | 2026 | 2027 | 2028 | 2029 | 2030 | 2031 | 2032 | 2033 | 2034 | 2035 | 2036 | 2037 | 2038 | 2039 | 2040 | 2041 | 2042
NEM | CCGT | 0 | 0 | 0 | 0 | 0 | 0 | 0 | 0 | 0 | 0 | 0 | 0 | 0 | 0 | 0 | 0 | 0 | 0 | 0 | 0 | 0
NEM | Peaking Gas+Liquids | 0 | 0 | 0 | 0 | 0 | 0 | 0 | 0 | 0 | 0 | 0 | 0 | 0 | 0 | 0 | 0 | 0 | 0 | 0 | 0 | 0
NEM | Hydro | 0 | 0 | 0 | 0 | 0 | 0 | 0 | 0 | 0 | 0 | 390 | 390 | 390 | 390 | 390 | 390 | 390 | 390 | 390 | 390 | 390
NEM | Shallow Storage | 40.9056 | 40.8853 | 41.068 | 91.75 | 150.1542 | 210.2265 | 278.3497 | 351.9596 | 497.0997 | 539.3862 | 595.0511 | 663.5256 | 726.2794 | 831.3002 | 972.681 | 1200.474 | 1289.9163 | 2917.469 | 3036.6299 | 3100.7049 | 5132.8958
NEM | Medium Storage | 0 | 20 | 20 | 20 | 20 | 20 | 20 | 20 | 20 | 20 | 20 | 20 | 1241.2333 | 1702.3245 | 3932.2254 | 4329.6702 | 4815.8437 | 4987.989 | 4987.989 | 5605.4723 | 5605.4723
NEM | Deep Storage | 0 | 0 | 0 | 2040 | 2040 | 2040 | 2040 | 2040 | 2040 | 2040 | 2040 | 2040 | 2040 | 2040 | 2040 | 2045.0596 | 2045.0596 | 2045.0596 | 2045.0596 | 2124.0977 | 2124.0977
NEM | DSP | -60.5153 | -18.6013 | 21.0437 | 62.3669 | 99.7107 | 141.2117 | 181.2106 | 226.8478 | 270.7193 | 314.3543 | 360.4223 | 402.7307 | 445.2893 | 493.6971 | 538.3017 | 588.4874 | 640.1664 | 689.3242 | 744.1184 | 797.0466 | 849.864
NEM | New Interconnectors | 0 | 270 | 270 | 1170 | 1170 | 1170 | 1170 | 1170 | 1170 | 1170 | 1920 | 2742.5 | 2742.5 | 2742.5 | 6812.5 | 6812.5 | 6812.5 | 6812.5 | 6812.5 | 6812.5 | 6812.5
NEM | Retired Dispatchable | 0 | 740 | 2420 | 2420 | 2420 | 2420 | 2420 | 3505 | 5175 | 5937.5 | 6312.5 | 9801.84 | 10318.84 | 10480.84 | 15830.84 | 16530.84 | 18296.24 | 18296.24 | 19379.64 | 19499.64 | 19499.64
Total Dispatchable Capacity Built |  | -19.6098 | 42.284 | 82.1117 | 2214.1169 | 2309.8649 | 2411.4382 | 2519.5603 | 2638.8074 | 2827.819 | 2913.7405 | 3405.4734 | 3516.2564 | 4842.802 | 5457.3217 | 7873.2082 | 8553.6913 | 9180.9861 | 11029.8418 | 11203.7969 | 12017.3214 | 14102.3298
Region | Technology | 2022 | 2023 | 2024 | 2025 | 2026 | 2027 | 2028 | 2029 | 2030 | 2031 | 2032 | 2033 | 2034 | 2035 | 2036 | 2037 | 2038 | 2039 | 2040 | 2041 | 2042
NSW | CCGT | 0 | 0 | 0 | 0 | 0 | 0 | 0 | 0 | 0 | 0 | 0 | 0 | 0 | 0 | 0 | 0 | 0 | 0 | 0 | 0 | 0
NSW | Peaking Gas+Liquids | 0 | 0 | 0 | 0 | 0 | 0 | 0 | 0 | 0 | 0 | 0 | 0 | 0 | 0 | 0 | 0 | 0 | 0 | 0 | 0 | 0
NSW | Hydro | 0 | 0 | 0 | 0 | 0 | 0 | 0 | 0 | 0 | 0 | 0 | 0 | 0 | 0 | 0 | 0 | 0 | 0 | 0 | 0 | 0
NSW | Shallow Storage | 13.1237 | 15.3282 | 17.1098 | 39.7518 | 65.3895 | 91.6231 | 121.5123 | 155.0804 | 220.5264 | 237.1549 | 263.3857 | 292.6501 | 319.6568 | 362.8225 | 421.2014 | 512.206 | 549.3102 | 895.3947 | 942.9676 | 967.4827 | 990.2319
NSW | Medium Storage | 0 | 0 | 0 | 0 | 0 | 0 | 0 | 0 | 0 | 0 | 0 | 0 | 740.0953 | 1038.0526 | 2185.0937 | 2185.0937 | 2208.1793 | 2380.3246 | 2380.3246 | 2868.0727 | 2868.0727
NSW | Deep Storage | 0 | 0 | 0 | 2040 | 2040 | 2040 | 2040 | 2040 | 2040 | 2040 | 2040 | 2040 | 2040 | 2040 | 2040 | 2040 | 2040 | 2040 | 2040 | 2040 | 2040
NSW | DSP | 15.7302 | 32.5017 | 48.3064 | 64.336 | 79.3571 | 96.5223 | 112.0543 | 131.4414 | 150.5457 | 168.0659 | 186.2718 | 204.3669 | 222.1747 | 243.944 | 260.9801 | 280.9968 | 302.4739 | 324.9815 | 345.6616 | 367.4786 | 388.3522
NSW | New Interconnectors | 0 | 270 | 270 | 1170 | 1170 | 1170 | 1170 | 1170 | 1170 | 1170 | 1170 | 1992.5 | 1992.5 | 1992.5 | 5312.5 | 5312.5 | 5312.5 | 5312.5 | 5312.5 | 5312.5 | 5312.5
NSW | Retired Dispatchable | 0 | 500 | 2000 | 2000 | 2000 | 2000 | 2000 | 2000 | 3320 | 3320 | 3320 | 6200 | 6200 | 6200 | 8990 | 8990 | 8990 | 8990 | 8990 | 8990 | 8990
Total Dispatchable Capacity Built |  | 28.8539 | 47.8299 | 65.4161 | 2144.0878 | 2184.7466 | 2228.1454 | 2273.5666 | 2326.5219 | 2411.0721 | 2445.2209 | 2489.6574 | 2537.017 | 3321.9268 | 3684.8191 | 4907.2752 | 5018.2965 | 5099.9634 | 5640.7008 | 5708.9538 | 6243.034 | 6286.6568
Region | Technology | 2022 | 2023 | 2024 | 2025 | 2026 | 2027 | 2028 | 2029 | 2030 | 2031 | 2032 | 2033 | 2034 | 2035 | 2036 | 2037 | 2038 | 2039 | 2040 | 2041 | 2042
QLD | CCGT | 0 | 0 | 0 | 0 | 0 | 0 | 0 | 0 | 0 | 0 | 0 | 0 | 0 | 0 | 0 | 0 | 0 | 0 | 0 | 0 | 0
QLD | Peaking Gas+Liquids | 0 | 0 | 0 | 0 | 0 | 0 | 0 | 0 | 0 | 0 | 0 | 0 | 0 | 0 | 0 | 0 | 0 | 0 | 0 | 0 | 0
QLD | Hydro | 0 | 0 | 0 | 0 | 0 | 0 | 0 | 0 | 0 | 0 | 0 | 0 | 0 | 0 | 0 | 0 | 0 | 0 | 0 | 0 | 0
QLD | Shallow Storage | 5.9759 | 7.0562 | 7.7281 | 17.9454 | 30.3205 | 42.4528 | 57.3086 | 73.4554 | 105.8394 | 114.7712 | 126.4412 | 140.7102 | 155.3562 | 175.7413 | 203.4289 | 309.3544 | 327.5676 | 1570.0722 | 1597.6581 | 1612.8361 | 1627.419
QLD | Medium Storage | 0 | 20 | 20 | 20 | 20 | 20 | 20 | 20 | 20 | 20 | 20 | 20 | 501.138 | 664.2719 | 1400.8352 | 1400.8352 | 1400.8352 | 1400.8352 | 1400.8352 | 1530.5704 | 1530.5704
QLD | Deep Storage | 0 | 0 | 0 | 0 | 0 | 0 | 0 | 0 | 0 | 0 | 0 | 0 | 0 | 0 | 0 | 0 | 0 | 0 | 0 | 0 | 0
QLD | DSP | 6.9365 | 15.2808 | 22.4934 | 29.318 | 36.1662 | 43.2405 | 52.0302 | 59.3168 | 66.3065 | 73.5643 | 82.1454 | 89.5503 | 97.6823 | 105.748 | 115.2599 | 123.2931 | 132.6669 | 140.8865 | 151.6667 | 160.8369 | 169.3653
QLD | New Interconnectors | 0 | 185 | 185 | 185 | 185 | 185 | 185 | 185 | 185 | 185 | 185 | 1007.5 | 1007.5 | 1007.5 | 2462.5 | 2462.5 | 2462.5 | 2462.5 | 2462.5 | 2462.5 | 2462.5
QLD | Retired Dispatchable | 0 | 0 | 0 | 0 | 0 | 0 | 0 | 1085 | 1085 | 1085 | 1085 | 1085 | 1377 | 1494 | 3174 | 3874 | 5110.4 | 5110.4 | 5253.8 | 5253.8 | 5253.8
Total Dispatchable Capacity Built |  | 12.9124 | 42.337 | 50.2215 | 67.2634 | 86.4867 | 105.6933 | 129.3388 | 152.7722 | 192.146 | 208.3355 | 228.5866 | 250.2605 | 754.1765 | 945.7612 | 1719.524 | 1833.4827 | 1861.0697 | 3111.794 | 3150.16 | 3304.2433 | 3327.3546
Region | Technology | 2022 | 2023 | 2024 | 2025 | 2026 | 2027 | 2028 | 2029 | 2030 | 2031 | 2032 | 2033 | 2034 | 2035 | 2036 | 2037 | 2038 | 2039 | 2040 | 2041 | 2042
VIC | CCGT | 0 | 0 | 0 | 0 | 0 | 0 | 0 | 0 | 0 | 0 | 0 | 0 | 0 | 0 | 0 | 0 | 0 | 0 | 0 | 0 | 0
VIC | Peaking Gas+Liquids | 0 | 0 | 0 | 0 | 0 | 0 | 0 | 0 | 0 | 0 | 0 | 0 | 0 | 0 | 0 | 0 | 0 | 0 | 0 | 0 | 0
VIC | Hydro | 0 | 0 | 0 | 0 | 0 | 0 | 0 | 0 | 0 | 0 | 0 | 0 | 0 | 0 | 0 | 0 | 0 | 0 | 0 | 0 | 0
VIC | Shallow Storage | 5.003 | 5.8262 | 7.0038 | 18.1461 | 31.5177 | 46.1123 | 62.2375 | 79.0377 | 114.7207 | 125.8632 | 138.6276 | 157.8644 | 173.9397 | 207.0166 | 249.8102 | 272.8648 | 298.5371 | 327.6942 | 360.5551 | 380.0624 | 1328.0937
VIC | Medium Storage | 0 | 0 | 0 | 0 | 0 | 0 | 0 | 0 | 0 | 0 | 0 | 0 | 0 | 0 | 0 | 0 | 0 | 0 | 0 | 0 | 0
VIC | Deep Storage | 0 | 0 | 0 | 0 | 0 | 0 | 0 | 0 | 0 | 0 | 0 | 0 | 0 | 0 | 0 | 0 | 0 | 0 | 0 | 0 | 0
VIC | DSP | -87.252 | -75.0476 | -62.7513 | -48.5954 | -37.3091 | -24.5417 | -12.0141 | 1.9026 | 14.4257 | 28.6294 | 42.8732 | 55.1986 | 68.2066 | 81.8102 | 95.6959 | 112.3603 | 127.6146 | 141.5245 | 160.0426 | 177.1703 | 194.3613
VIC | New Interconnectors | 0 | 85 | 85 | 85 | 85 | 85 | 85 | 85 | 85 | 85 | 835 | 835 | 835 | 835 | 3450 | 3450 | 3450 | 3450 | 3450 | 3450 | 3450
VIC | Retired Dispatchable | 0 | 0 | 0 | 0 | 0 | 0 | 0 | 0 | 350 | 700 | 1075 | 1450 | 1675 | 1695 | 1695 | 1695 | 1695 | 1695 | 2635 | 2635 | 2635
Total Dispatchable Capacity Built |  | -82.2491 | -69.2214 | -55.7475 | -30.4493 | -5.7914 | 21.5707 | 50.2234 | 80.9404 | 129.1464 | 154.4926 | 181.5008 | 213.063 | 242.1463 | 288.8267 | 345.5061 | 385.2251 | 426.1517 | 469.2187 | 520.5977 | 557.2327 | 1522.455
Region | Technology | 2022 | 2023 | 2024 | 2025 | 2026 | 2027 | 2028 | 2029 | 2030 | 2031 | 2032 | 2033 | 2034 | 2035 | 2036 | 2037 | 2038 | 2039 | 2040 | 2041 | 2042
SA | CCGT | 0 | 0 | 0 | 0 | 0 | 0 | 0 | 0 | 0 | 0 | 0 | 0 | 0 | 0 | 0 | 0 | 0 | 0 | 0 | 0 | 0
SA | Peaking Gas+Liquids | 0 | 0 | 0 | 0 | 0 | 0 | 0 | 0 | 0 | 0 | 0 | 0 | 0 | 0 | 0 | 0 | 0 | 0 | 0 | 0 | 0
SA | Hydro | 0 | 0 | 0 | 0 | 0 | 0 | 0 | 0 | 0 | 0 | 0 | 0 | 0 | 0 | 0 | 0 | 0 | 0 | 0 | 0 | 0
SA | Shallow Storage | 16.2629 | 12.0878 | 8.6288 | 14.1805 | 19.9668 | 25.8039 | 31.6066 | 37.1874 | 45.5742 | 50.3547 | 54.2954 | 58.2859 | 62.0912 | 67.8547 | 77.0234 | 83.0839 | 89.7058 | 97.4804 | 106.4033 | 110.301 | 1156.2648
SA | Medium Storage | 0 | 0 | 0 | 0 | 0 | 0 | 0 | 0 | 0 | 0 | 0 | 0 | 0 | 0 | 346.2964 | 743.7412 | 1206.8292 | 1206.8292 | 1206.8292 | 1206.8292 | 1206.8292
SA | Deep Storage | 0 | 0 | 0 | 0 | 0 | 0 | 0 | 0 | 0 | 0 | 0 | 0 | 0 | 0 | 0 | 0 | 0 | 0 | 0 | 0 | 0
SA | DSP | 4.0459 | 8.3802 | 12.5342 | 16.736 | 20.835 | 25.1357 | 28.8248 | 33.1865 | 37.8227 | 42.3344 | 47.2175 | 51.605 | 55.0612 | 59.8704 | 64.1221 | 69.4088 | 74.7443 | 79.0687 | 83.6512 | 88.3324 | 94.2625
SA | New Interconnectors | 0 | 0 | 0 | 900 | 900 | 900 | 900 | 900 | 900 | 900 | 900 | 900 | 900 | 900 | 900 | 900 | 900 | 900 | 900 | 900 | 900
SA | Retired Dispatchable | 0 | 240 | 420 | 420 | 420 | 420 | 420 | 420 | 420 | 832.5 | 832.5 | 1066.84 | 1066.84 | 1091.84 | 1971.84 | 1971.84 | 2500.84 | 2500.84 | 2500.84 | 2500.84 | 2500.84
Total Dispatchable Capacity Built |  | 20.3088 | 20.4681 | 21.1631 | 30.9165 | 40.8019 | 50.9397 | 60.4314 | 70.3739 | 83.3969 | 92.6892 | 101.513 | 109.8909 | 117.1523 | 127.7251 | 487.442 | 896.2339 | 1371.2793 | 1383.3782 | 1396.8836 | 1405.4625 | 2457.3565
Region | Technology | 2022 | 2023 | 2024 | 2025 | 2026 | 2027 | 2028 | 2029 | 2030 | 2031 | 2032 | 2033 | 2034 | 2035 | 2036 | 2037 | 2038 | 2039 | 2040 | 2041 | 2042
TAS | CCGT | 0 | 0 | 0 | 0 | 0 | 0 | 0 | 0 | 0 | 0 | 0 | 0 | 0 | 0 | 0 | 0 | 0 | 0 | 0 | 0 | 0
TAS | Peaking Gas+Liquids | 0 | 0 | 0 | 0 | 0 | 0 | 0 | 0 | 0 | 0 | 0 | 0 | 0 | 0 | 0 | 0 | 0 | 0 | 0 | 0 | 0
TAS | Hydro | 0 | 0 | 0 | 0 | 0 | 0 | 0 | 0 | 0 | 0 | 390 | 390 | 390 | 390 | 390 | 390 | 390 | 390 | 390 | 390 | 390
TAS | Shallow Storage | 0.54014 | 0.58687 | 0.59745 | 1.7262 | 2.9596 | 4.2343 | 5.6846 | 7.1986 | 10.439 | 11.2421 | 12.3012 | 14.015 | 15.2355 | 17.865 | 21.2172 | 22.9649 | 24.7955 | 26.8274 | 29.0459 | 30.0227 | 30.8864
TAS | Medium Storage | 0 | 0 | 0 | 0 | 0 | 0 | 0 | 0 | 0 | 0 | 0 | 0 | 0 | 0 | 0 | 0 | 0 | 0 | 0 | 0 | 0
TAS | Deep Storage | 0 | 0 | 0 | 0 | 0 | 0 | 0 | 0 | 0 | 0 | 0 | 0 | 0 | 0 | 0 | 5.0596 | 5.0596 | 5.0596 | 5.0596 | 84.0977 | 84.0977
TAS | DSP | 0.024008 | 0.28353 | 0.46102 | 0.57228 | 0.66143 | 0.85484 | 0.31543 | 1.0004 | 1.6186 | 1.7602 | 1.9143 | 2.0099 | 2.1645 | 2.3246 | 2.2436 | 2.4285 | 2.6668 | 2.863 | 3.0963 | 3.2284 | 3.5228
TAS | New Interconnectors | 0 | 0 | 0 | 0 | 0 | 0 | 0 | 0 | 0 | 0 | 750 | 750 | 750 | 750 | 1500 | 1500 | 1500 | 1500 | 1500 | 1500 | 1500
TAS | Retired Dispatchable | 0 | 0 | 0 | 0 | 0 | 0 | 0 | 0 | 0 | 0 | 0 | 0 | 0 | 0 | 0 | 0 | 0 | 0 | 0 | 120 | 120
Total Dispatchable Capacity Built |  | 0.56415 | 0.8704 | 1.0585 | 2.2985 | 3.621 | 5.0892 | 6 | 8.199 | 12.0576 | 13.0023 | 404.2156 | 406.0249 | 407.4 | 410.1897 | 413.4609 | 420.453 | 422.522 | 424.75 | 427.2018 | 507.3488 | 508.5069

## REZCapacity_1
Installed capacity by REZ (MW) - Central with TRET (Counterfactual)
Capacity installed at the beginning of each financial year, i.e. 1st July. Years are financial year ending. This includes the cumulative development of VRE capacity beyond existing and committed projects.
Large-scale Solar
Region | REZ Name | REZ Code | 2022 | 2023 | 2024 | 2025 | 2026 | 2027 | 2028 | 2029 | 2030 | 2031 | 2032 | 2033 | 2034 | 2035 | 2036 | 2037 | 2038 | 2039 | 2040 | 2041 | 2042
QLD | Far North QLD | Q1 | 0 | 55 | 55 | 55 | 55 | 55 | 55 | 55 | 55 | 55 | 55 | 55 | 55 | 55 | 55 | 55 | 55 | 55 | 55 | 55 | 55
QLD | North Qld Clean Energy Hub | Q2 | 0 | 0 | 0 | 0 | 0 | 0 | 0 | 0 | 0 | 0 | 0 | 0 | 0 | 0 | 0 | 0 | 0 | 0 | 0 | 0 | 0
QLD | Northern Qld | Q3 | 0 | 0 | 0 | 0 | 0 | 0 | 1038.192 | 1038.192 | 1038.192 | 1038.192 | 1038.192 | 1038.192 | 1038.192 | 1038.192 | 1038.192 | 1038.192 | 1038.192 | 1038.192 | 1038.192 | 1038.192 | 1038.192
QLD | Isaac | Q4 | 0 | 355 | 355 | 355 | 355 | 355 | 355 | 355 | 355 | 355 | 355 | 355 | 355 | 355 | 355 | 355 | 355 | 355 | 355 | 355 | 355
QLD | Barcaldine | Q5 | 0 | 0 | 0 | 0 | 0 | 0 | 0 | 0 | 0 | 0 | 0 | 0 | 0 | 0 | 0 | 0 | 0 | 0 | 0 | 0 | 0
QLD | Fitzroy | Q6 | 0 | 0 | 0 | 0 | 0 | 406.808 | 406.808 | 406.808 | 406.808 | 406.808 | 406.808 | 406.808 | 406.808 | 406.808 | 406.808 | 406.808 | 406.808 | 406.808 | 406.808 | 406.808 | 406.808
QLD | Wide Bay | Q7 | 0 | 0 | 0 | 0 | 0 | 0 | 0 | 0 | 0 | 0 | 0 | 0 | 0 | 0 | 0 | 0 | 0 | 0 | 0 | 0 | 0
QLD | Darling Downs | Q8 | 0 | 0 | 0 | 0 | 0 | 0 | 184.5571 | 245.3577 | 914.1448 | 914.1448 | 914.1448 | 914.1448 | 914.1448 | 914.1448 | 914.1448 | 914.1448 | 914.1448 | 914.1448 | 914.1448 | 914.1448 | 914.1448
NSW | North West NSW | N1 | 0 | 115 | 115 | 115 | 115 | 115 | 115 | 115 | 115 | 115 | 115 | 115 | 115 | 115 | 115 | 115 | 115 | 115 | 115 | 115 | 115
NSW | New England | N2 | 0 | 115 | 115 | 115 | 115 | 201.2839 | 288.5441 | 300 | 300 | 300 | 300 | 300 | 300 | 300 | 300 | 300 | 300 | 300 | 300 | 300 | 300
NSW | Central-West Orana | N3 | 0 | 150 | 150 | 150 | 150 | 150 | 232.6709 | 232.6709 | 232.6709 | 232.6709 | 232.6709 | 232.6709 | 232.6709 | 232.6709 | 232.6709 | 232.6709 | 232.6709 | 232.6709 | 232.6709 | 232.6709 | 232.6709
NSW | Southern NSW Tablelands | N4 | 0 | 0 | 0 | 0 | 0 | 0 | 0 | 0 | 0 | 0 | 0 | 0 | 0 | 0 | 0 | 0 | 0 | 0 | 0 | 0 | 0
NSW | Broken Hill | N5 | 0 | 0 | 0 | 0 | 0 | 0 | 0 | 0 | 0 | 0 | 0 | 0 | 0 | 0 | 0 | 0 | 0 | 0 | 0 | 0 | 0
NSW | South West NSW | N6 | 0 | 0 | 0 | 0 | 0 | 0 | 0 | 0 | 0 | 0 | 0 | 0 | 0 | 0 | 0 | 0 | 0 | 0 | 0 | 0 | 0
NSW | Wagga Wagga | N7 | 0 | 0 | 0 | 0 | 0 | 0 | 0 | 0 | 0 | 0 | 0 | 0 | 0 | 0 | 0 | 0 | 0 | 0 | 0 | 0 | 0
NSW | Tumut | N8 | 0 | 0 | 0 | 0 | 0 | 0 | 0 | 0 | 0 | 0 | 0 | 0 | 0 | 0 | 0 | 0 | 0 | 0 | 0 | 0 | 0
NSW | Cooma-Monaro | N9 | 0 | 0 | 0 | 0 | 0 | 0 | 0 | 0 | 0 | 0 | 0 | 0 | 0 | 0 | 0 | 0 | 0 | 0 | 0 | 0 | 0
VIC | Ovens Murray | V1 | 0 | 0 | 0 | 0 | 0 | 0 | 0 | 0 | 0 | 0 | 0 | 0 | 0 | 0 | 0 | 0 | 0 | 0 | 0 | 0 | 0
VIC | Murray River | V2 | 0 | 0 | 0 | 0 | 0 | 0 | 0 | 0 | 0 | 0 | 0 | 0 | 0 | 0 | 0 | 0 | 0 | 0 | 0 | 0 | 0
VIC | Western Victoria | V3 | 0 | 0 | 0 | 17.6962 | 17.6962 | 17.6962 | 17.6962 | 17.6962 | 17.6962 | 17.6962 | 17.6962 | 17.6962 | 17.6962 | 17.6962 | 17.6962 | 17.6962 | 17.6962 | 17.6962 | 17.6962 | 17.6962 | 17.6962
VIC | South West Victoria | V4 | 0 | 0 | 0 | 0 | 0 | 0 | 0 | 0 | 0 | 0 | 0 | 0 | 0 | 0 | 0 | 0 | 0 | 0 | 0 | 0 | 0
VIC | Gippsland | V5 | 0 | 0 | 0 | 0 | 0 | 0 | 0 | 0 | 0 | 0 | 0 | 0 | 0 | 0 | 0 | 0 | 0 | 0 | 0 | 0 | 0
VIC | Central North Vic | V6 | 0 | 0 | 0 | 82.3038 | 242.3038 | 402.3038 | 562.3038 | 562.3038 | 562.3038 | 562.3038 | 562.3038 | 562.3038 | 562.3038 | 562.3038 | 562.3038 | 562.3038 | 562.3038 | 562.3038 | 562.3038 | 562.3038 | 562.3038
SA | South East SA | S1 | 0 | 0 | 0 | 0 | 0 | 0 | 0 | 0 | 0 | 0 | 0 | 55 | 55 | 55 | 55 | 55 | 55 | 55 | 55 | 55 | 55
SA | Riverland | S2 | 0 | 0 | 0 | 0 | 0 | 0 | 0 | 0 | 0 | 0 | 0 | 200 | 200 | 200 | 200 | 200 | 200 | 200 | 200 | 200 | 200
SA | Mid-North SA | S3 | 0 | 0 | 0 | 0 | 0 | 0 | 0 | 0 | 0 | 0 | 0 | 0 | 0 | 0 | 0 | 0 | 0 | 0 | 0 | 0 | 0
SA | Yorke Peninsula | S4 | 0 | 0 | 0 | 0 | 0 | 0 | 0 | 0 | 0 | 0 | 0 | 0 | 0 | 0 | 0 | 0 | 0 | 0 | 0 | 0 | 0
SA | Northern SA | S5 | 0 | 0 | 0 | 0 | 0 | 0 | 0 | 0 | 0 | 0 | 0 | 0 | 0 | 0 | 0 | 0 | 0 | 0 | 0 | 0 | 0
SA | Leigh Creek | S6 | 0 | 0 | 0 | 0 | 0 | 0 | 0 | 0 | 0 | 0 | 0 | 0 | 0 | 0 | 0 | 0 | 0 | 0 | 0 | 0 | 0
SA | Roxby Downs | S7 | 0 | 0 | 0 | 0 | 0 | 0 | 0 | 0 | 0 | 42.536 | 467.4033 | 949.2321 | 949.2321 | 949.2321 | 949.2321 | 949.2321 | 949.2321 | 949.2321 | 949.2321 | 949.2321 | 949.2321
SA | Eastern Eyre Peninsula | S8 | 0 | 0 | 0 | 0 | 0 | 0 | 0 | 0 | 0 | 0 | 0 | 0 | 0 | 0 | 0 | 0 | 0 | 0 | 0 | 0 | 0
SA | Western Eyre Peninsula | S9 | 0 | 0 | 0 | 0 | 0 | 0 | 0 | 0 | 0 | 0 | 0 | 0 | 0 | 0 | 0 | 0 | 0 | 0 | 0 | 0 | 0
TAS | North East Tasmania | T1 | 0 | 0 | 0 | 0 | 0 | 0 | 0 | 0 | 0 | 0 | 0 | 0 | 0 | 0 | 0 | 0 | 0 | 0 | 0 | 0 | 0
TAS | North West Tasmania | T2 | 0 | 0 | 0 | 0 | 0 | 0 | 150 | 150 | 150 | 150 | 150 | 150 | 150 | 150 | 150 | 150 | 150 | 150 | 150 | 150 | 150
TAS | Tasmania Midlands | T3 | 0 | 0 | 0 | 0 | 0 | 0 | 0 | 0 | 0 | 0 | 0 | 0 | 0 | 0 | 0 | 0 | 0 | 0 | 0 | 0 | 0
Shadow REZs |  |  | 0 | 0 | 0 | 0 | 0 | 0 | 0 | 0 | 0 | 0 | 0 | 0 | 1812.5 | 1812.5 | 1812.5 | 1812.5 | 1812.5 | 1812.5 | 1812.5 | 1812.5 | 1812.5
Total Capacity |  |  | 0 | 790 | 790 | 890 | 1050 | 1703.0919 | 3405.7721 | 3478.0287 | 4146.8158 | 4189.3518 | 4614.219 | 5351.0479 | 7163.5479 | 7163.5479 | 7163.5479 | 7163.5479 | 7163.5479 | 7163.5479 | 7163.5479 | 7163.5479 | 7163.5479
Wind
Region | REZ Name | REZ Code | 2022 | 2023 | 2024 | 2025 | 2026 | 2027 | 2028 | 2029 | 2030 | 2031 | 2032 | 2033 | 2034 | 2035 | 2036 | 2037 | 2038 | 2039 | 2040 | 2041 | 2042
QLD | Far North QLD | Q1 | 0 | 0 | 0 | 0 | 349.9606 | 600 | 645 | 645 | 645 | 645 | 645 | 645 | 645 | 645 | 645 | 645 | 645 | 645 | 645 | 645 | 645
QLD | North Qld Clean Energy Hub | Q2 | 0 | 0 | 0 | 0 | 0 | 0 | 0 | 0 | 0 | 0 | 0 | 0 | 0 | 0 | 0 | 0 | 0 | 0 | 0 | 0 | 0
QLD | Northern Qld | Q3 | 0 | 0 | 0 | 0 | 0 | 0 | 0 | 0 | 0 | 0 | 0 | 0 | 0 | 0 | 0 | 0 | 0 | 0 | 0 | 0 | 0
QLD | Isaac | Q4 | 0 | 0 | 0 | 0 | 0 | 0 | 0 | 0 | 0 | 0 | 0 | 0 | 0 | 0 | 0 | 0 | 0 | 0 | 0 | 0 | 0
QLD | Barcaldine | Q5 | 0 | 0 | 0 | 0 | 0 | 0 | 0 | 0 | 0 | 0 | 0 | 0 | 0 | 0 | 0 | 0 | 0 | 0 | 0 | 0 | 0
QLD | Fitzroy | Q6 | 0 | 0 | 0 | 0 | 0 | 0 | 0 | 0 | 0 | 0 | 0 | 0 | 0 | 0 | 0 | 0 | 0 | 0 | 0 | 0 | 0
QLD | Wide Bay | Q7 | 0 | 0 | 0 | 0 | 0 | 0 | 0 | 0 | 0 | 0 | 0 | 0 | 0 | 0 | 300 | 500 | 500 | 500 | 500 | 500 | 500
QLD | Darling Downs | Q8 | 0 | 500 | 500 | 500 | 500 | 500 | 500 | 1840.9276 | 2085.8552 | 2085.8552 | 2085.8552 | 2085.8552 | 2085.8552 | 2085.8552 | 2085.8552 | 2085.8552 | 2085.8552 | 2085.8552 | 2085.8552 | 2085.8552 | 2085.8552
NSW | North West NSW | N1 | 0 | 0 | 0 | 0 | 0 | 0 | 0 | 0 | 0 | 0 | 0 | 0 | 0 | 0 | 0 | 0 | 0 | 0 | 0 | 0 | 0
NSW | New England | N2 | 0 | 0 | 0 | 0 | 0 | 0 | 0 | 0 | 0 | 0 | 0 | 0 | 0 | 0 | 0 | 0 | 0 | 0 | 0 | 0 | 0
NSW | Central-West Orana | N3 | 0 | 0 | 0 | 0 | 0 | 0 | 0 | 0 | 0 | 0 | 0 | 467.3291 | 467.3291 | 467.3291 | 467.3291 | 467.3291 | 467.3291 | 467.3291 | 467.3291 | 467.3291 | 467.3291
NSW | Southern NSW Tablelands | N4 | 0 | 227 | 227 | 227 | 227 | 227 | 227 | 227 | 228 | 228 | 228 | 228 | 228 | 228 | 228 | 228 | 228 | 228 | 228 | 228 | 228
NSW | Broken Hill | N5 | 0 | 0 | 0 | 0 | 0 | 0 | 0 | 0 | 0 | 0 | 0 | 0 | 0 | 0 | 0 | 0 | 0 | 0 | 0 | 0 | 0
NSW | South West NSW | N6 | 0 | 0 | 0 | 0 | 0 | 0 | 0 | 0 | 0 | 0 | 0 | 0 | 0 | 0 | 0 | 0 | 0 | 0 | 0 | 0 | 0
NSW | Wagga Wagga | N7 | 0 | 0 | 0 | 0 | 0 | 0 | 0 | 0 | 0 | 0 | 0 | 0 | 0 | 0 | 0 | 0 | 0 | 0 | 0 | 0 | 0
NSW | Tumut | N8 | 0 | 0 | 0 | 0 | 0 | 0 | 0 | 0 | 0 | 0 | 0 | 0 | 0 | 0 | 0 | 0 | 0 | 0 | 0 | 0 | 0
NSW | Cooma-Monaro | N9 | 0 | 0 | 0 | 0 | 0 | 0 | 0 | 0 | 0 | 0 | 0 | 200 | 200 | 200 | 200 | 200 | 200 | 200 | 200 | 200 | 200
VIC | Ovens Murray | V1 | 0 | 0 | 0 | 0 | 0 | 0 | 0 | 0 | 0 | 0 | 0 | 0 | 0 | 0 | 0 | 0 | 0 | 0 | 0 | 0 | 0
VIC | Murray River | V2 | 0 | 0 | 0 | 0 | 0 | 0 | 0 | 0 | 0 | 0 | 0 | 0 | 0 | 0 | 0 | 0 | 0 | 0 | 0 | 0 | 0
VIC | Western Victoria | V3 | 0 | 209 | 209 | 209 | 209 | 432.3038 | 432.3038 | 432.3038 | 432.3038 | 432.3038 | 432.3038 | 432.3038 | 432.3038 | 432.3038 | 432.3038 | 432.3038 | 432.3038 | 432.3038 | 432.3038 | 432.3038 | 432.3038
VIC | South West Victoria | V4 | 0 | 151.2 | 151.2 | 151.2 | 151.2 | 151.2 | 151.2 | 270 | 750 | 750 | 750 | 750 | 750 | 750 | 750 | 750 | 750 | 750 | 750 | 750 | 750
VIC | Gippsland | V5 | 0 | 0 | 0 | 0 | 219.8 | 476.4962 | 718.8 | 1080 | 1080 | 1080 | 1080 | 1080 | 1080 | 1080 | 1080 | 1080 | 1906.7016 | 1906.7016 | 2000 | 2000 | 2000
VIC | Central North Vic | V6 | 0 | 0 | 0 | 0 | 0 | 0 | 237.6962 | 237.6962 | 237.6962 | 237.6962 | 237.6962 | 237.6962 | 237.6962 | 237.6962 | 237.6962 | 237.6962 | 237.6962 | 237.6962 | 237.6962 | 237.6962 | 237.6962
SA | South East SA | S1 | 0 | 0 | 0 | 0 | 0 | 0 | 0 | 0 | 0 | 0 | 0 | 0 | 0 | 0 | 0 | 0 | 0 | 0 | 0 | 0 | 0
SA | Riverland | S2 | 0 | 0 | 0 | 0 | 0 | 0 | 0 | 0 | 0 | 0 | 0 | 0 | 0 | 0 | 0 | 0 | 0 | 0 | 0 | 0 | 0
SA | Mid-North SA | S3 | 0 | 0 | 0 | 0 | 0 | 0 | 0 | 0 | 0 | 0 | 0 | 50.7679 | 50.7679 | 50.7679 | 50.7679 | 50.7679 | 50.7679 | 50.7679 | 50.7679 | 50.7679 | 50.7679
SA | Yorke Peninsula | S4 | 0 | 0 | 0 | 0 | 0 | 0 | 0 | 0 | 0 | 0 | 0 | 0 | 0 | 0 | 0 | 0 | 0 | 0 | 0 | 0 | 0
SA | Northern SA | S5 | 0 | 0 | 0 | 0 | 0 | 0 | 0 | 0 | 0 | 0 | 0 | 0 | 0 | 0 | 0 | 0 | 0 | 0 | 0 | 0 | 0
SA | Leigh Creek | S6 | 0 | 0 | 0 | 0 | 0 | 0 | 0 | 0 | 0 | 0 | 0 | 0 | 0 | 0 | 0 | 0 | 0 | 0 | 0 | 0 | 0
SA | Roxby Downs | S7 | 0 | 0 | 0 | 0 | 0 | 0 | 0 | 0 | 0 | 0 | 0 | 0 | 0 | 0 | 0 | 0 | 0 | 0 | 0 | 0 | 0
SA | Eastern Eyre Peninsula | S8 | 0 | 0 | 0 | 0 | 0 | 0 | 0 | 0 | 0 | 0 | 0 | 0 | 0 | 0 | 0 | 0 | 0 | 0 | 0 | 0 | 0
SA | Western Eyre Peninsula | S9 | 0 | 0 | 0 | 0 | 0 | 0 | 0 | 0 | 0 | 0 | 0 | 0 | 0 | 0 | 0 | 0 | 0 | 0 | 0 | 0 | 0
TAS | North East Tasmania | T1 | 0 | 0 | 0 | 0 | 0 | 28.1283 | 28.1283 | 108.4759 | 246.8794 | 250 | 250 | 250 | 250 | 250 | 250 | 250 | 250 | 250 | 250 | 250 | 250
TAS | North West Tasmania | T2 | 0 | 0 | 0 | 0 | 0 | 0 | 89.1084 | 190 | 190 | 190 | 190 | 190 | 190 | 190 | 190 | 190 | 190 | 190 | 190 | 190 | 190
TAS | Tasmania Midlands | T3 | 0 | 0 | 113.7302 | 235.9874 | 366.5879 | 480 | 480 | 480 | 480 | 480 | 480 | 480 | 480 | 480 | 480 | 480 | 480 | 480 | 480 | 480 | 480
Shadow REZs |  |  | 0 | 0 | 0 | 0 | 0 | 0 | 0 | 0 | 0 | 0 | 0 | 0 | 0 | 0 | 5480 | 5480 | 5480 | 5480 | 5480 | 5480 | 5480
Total Capacity |  |  | 0 | 1087.2 | 1200.9302 | 1323.1874 | 2023.5486 | 2895.1283 | 3509.2366 | 5511.4036 | 6375.7346 | 6378.8552 | 6378.8552 | 7096.9521 | 7096.9521 | 7096.9521 | 12876.9521 | 13076.9521 | 13903.6537 | 13903.6537 | 13996.9521 | 13996.9521 | 13996.9521
Large-scale Solar and Wind (Utility)
Region | REZ Name | REZ Code | 2022 | 2023 | 2024 | 2025 | 2026 | 2027 | 2028 | 2029 | 2030 | 2031 | 2032 | 2033 | 2034 | 2035 | 2036 | 2037 | 2038 | 2039 | 2040 | 2041 | 2042
QLD | Far North QLD | Q1 | 0 | 55 | 55 | 55 | 404.9606 | 655 | 700 | 700 | 700 | 700 | 700 | 700 | 700 | 700 | 700 | 700 | 700 | 700 | 700 | 700 | 700
QLD | North Qld Clean Energy Hub | Q2 | 0 | 0 | 0 | 0 | 0 | 0 | 0 | 0 | 0 | 0 | 0 | 0 | 0 | 0 | 0 | 0 | 0 | 0 | 0 | 0 | 0
QLD | Northern Qld | Q3 | 0 | 0 | 0 | 0 | 0 | 0 | 1038.192 | 1038.192 | 1038.192 | 1038.192 | 1038.192 | 1038.192 | 1038.192 | 1038.192 | 1038.192 | 1038.192 | 1038.192 | 1038.192 | 1038.192 | 1038.192 | 1038.192
QLD | Isaac | Q4 | 0 | 355 | 355 | 355 | 355 | 355 | 355 | 355 | 355 | 355 | 355 | 355 | 355 | 355 | 355 | 355 | 355 | 355 | 355 | 355 | 355
QLD | Barcaldine | Q5 | 0 | 0 | 0 | 0 | 0 | 0 | 0 | 0 | 0 | 0 | 0 | 0 | 0 | 0 | 0 | 0 | 0 | 0 | 0 | 0 | 0
QLD | Fitzroy | Q6 | 0 | 0 | 0 | 0 | 0 | 406.808 | 406.808 | 406.808 | 406.808 | 406.808 | 406.808 | 406.808 | 406.808 | 406.808 | 406.808 | 406.808 | 406.808 | 406.808 | 406.808 | 406.808 | 406.808
QLD | Wide Bay | Q7 | 0 | 0 | 0 | 0 | 0 | 0 | 0 | 0 | 0 | 0 | 0 | 0 | 0 | 0 | 300 | 500 | 500 | 500 | 500 | 500 | 500
QLD | Darling Downs | Q8 | 0 | 500 | 500 | 500 | 500 | 500 | 684.5571 | 2086.2854 | 3000 | 3000 | 3000 | 3000 | 3000 | 3000 | 3000 | 3000 | 3000 | 3000 | 3000 | 3000 | 3000
NSW | North West NSW | N1 | 0 | 115 | 115 | 115 | 115 | 115 | 115 | 115 | 115 | 115 | 115 | 115 | 115 | 115 | 115 | 115 | 115 | 115 | 115 | 115 | 115
NSW | New England | N2 | 0 | 115 | 115 | 115 | 115 | 201.2839 | 288.5441 | 300 | 300 | 300 | 300 | 300 | 300 | 300 | 300 | 300 | 300 | 300 | 300 | 300 | 300
NSW | Central-West Orana | N3 | 0 | 150 | 150 | 150 | 150 | 150 | 232.6709 | 232.6709 | 232.6709 | 232.6709 | 232.6709 | 700 | 700 | 700 | 700 | 700 | 700 | 700 | 700 | 700 | 700
NSW | Southern NSW Tablelands | N4 | 0 | 227 | 227 | 227 | 227 | 227 | 227 | 227 | 228 | 228 | 228 | 228 | 228 | 228 | 228 | 228 | 228 | 228 | 228 | 228 | 228
NSW | Broken Hill | N5 | 0 | 0 | 0 | 0 | 0 | 0 | 0 | 0 | 0 | 0 | 0 | 0 | 0 | 0 | 0 | 0 | 0 | 0 | 0 | 0 | 0
NSW | South West NSW | N6 | 0 | 0 | 0 | 0 | 0 | 0 | 0 | 0 | 0 | 0 | 0 | 0 | 0 | 0 | 0 | 0 | 0 | 0 | 0 | 0 | 0
NSW | Wagga Wagga | N7 | 0 | 0 | 0 | 0 | 0 | 0 | 0 | 0 | 0 | 0 | 0 | 0 | 0 | 0 | 0 | 0 | 0 | 0 | 0 | 0 | 0
NSW | Tumut | N8 | 0 | 0 | 0 | 0 | 0 | 0 | 0 | 0 | 0 | 0 | 0 | 0 | 0 | 0 | 0 | 0 | 0 | 0 | 0 | 0 | 0
NSW | Cooma-Monaro | N9 | 0 | 0 | 0 | 0 | 0 | 0 | 0 | 0 | 0 | 0 | 0 | 200 | 200 | 200 | 200 | 200 | 200 | 200 | 200 | 200 | 200
VIC | Ovens Murray | V1 | 0 | 0 | 0 | 0 | 0 | 0 | 0 | 0 | 0 | 0 | 0 | 0 | 0 | 0 | 0 | 0 | 0 | 0 | 0 | 0 | 0
VIC | Murray River | V2 | 0 | 0 | 0 | 0 | 0 | 0 | 0 | 0 | 0 | 0 | 0 | 0 | 0 | 0 | 0 | 0 | 0 | 0 | 0 | 0 | 0
VIC | Western Victoria | V3 | 0 | 209 | 209 | 226.6962 | 226.6962 | 450 | 450 | 450 | 450 | 450 | 450 | 450 | 450 | 450 | 450 | 450 | 450 | 450 | 450 | 450 | 450
VIC | South West Victoria | V4 | 0 | 151.2 | 151.2 | 151.2 | 151.2 | 151.2 | 151.2 | 270 | 750 | 750 | 750 | 750 | 750 | 750 | 750 | 750 | 750 | 750 | 750 | 750 | 750
VIC | Gippsland | V5 | 0 | 0 | 0 | 0 | 219.8 | 476.4962 | 718.8 | 1080 | 1080 | 1080 | 1080 | 1080 | 1080 | 1080 | 1080 | 1080 | 1906.7016 | 1906.7016 | 2000 | 2000 | 2000
VIC | Central North Vic | V6 | 0 | 0 | 0 | 82.3038 | 242.3038 | 402.3038 | 800 | 800 | 800 | 800 | 800 | 800 | 800 | 800 | 800 | 800 | 800 | 800 | 800 | 800 | 800
SA | South East SA | S1 | 0 | 0 | 0 | 0 | 0 | 0 | 0 | 0 | 0 | 0 | 0 | 55 | 55 | 55 | 55 | 55 | 55 | 55 | 55 | 55 | 55
SA | Riverland | S2 | 0 | 0 | 0 | 0 | 0 | 0 | 0 | 0 | 0 | 0 | 0 | 200 | 200 | 200 | 200 | 200 | 200 | 200 | 200 | 200 | 200
SA | Mid-North SA | S3 | 0 | 0 | 0 | 0 | 0 | 0 | 0 | 0 | 0 | 0 | 0 | 50.7679 | 50.7679 | 50.7679 | 50.7679 | 50.7679 | 50.7679 | 50.7679 | 50.7679 | 50.7679 | 50.7679
SA | Yorke Peninsula | S4 | 0 | 0 | 0 | 0 | 0 | 0 | 0 | 0 | 0 | 0 | 0 | 0 | 0 | 0 | 0 | 0 | 0 | 0 | 0 | 0 | 0
SA | Northern SA | S5 | 0 | 0 | 0 | 0 | 0 | 0 | 0 | 0 | 0 | 0 | 0 | 0 | 0 | 0 | 0 | 0 | 0 | 0 | 0 | 0 | 0
SA | Leigh Creek | S6 | 0 | 0 | 0 | 0 | 0 | 0 | 0 | 0 | 0 | 0 | 0 | 0 | 0 | 0 | 0 | 0 | 0 | 0 | 0 | 0 | 0
SA | Roxby Downs | S7 | 0 | 0 | 0 | 0 | 0 | 0 | 0 | 0 | 0 | 42.536 | 467.4033 | 949.2321 | 949.2321 | 949.2321 | 949.2321 | 949.2321 | 949.2321 | 949.2321 | 949.2321 | 949.2321 | 949.2321
SA | Eastern Eyre Peninsula | S8 | 0 | 0 | 0 | 0 | 0 | 0 | 0 | 0 | 0 | 0 | 0 | 0 | 0 | 0 | 0 | 0 | 0 | 0 | 0 | 0 | 0
SA | Western Eyre Peninsula | S9 | 0 | 0 | 0 | 0 | 0 | 0 | 0 | 0 | 0 | 0 | 0 | 0 | 0 | 0 | 0 | 0 | 0 | 0 | 0 | 0 | 0
TAS | North East Tasmania | T1 | 0 | 0 | 0 | 0 | 0 | 28.1283 | 28.1283 | 108.4759 | 246.8794 | 250 | 250 | 250 | 250 | 250 | 250 | 250 | 250 | 250 | 250 | 250 | 250
TAS | North West Tasmania | T2 | 0 | 0 | 0 | 0 | 0 | 0 | 239.1084 | 340 | 340 | 340 | 340 | 340 | 340 | 340 | 340 | 340 | 340 | 340 | 340 | 340 | 340
TAS | Tasmania Midlands | T3 | 0 | 0 | 113.7302 | 235.9874 | 366.5879 | 480 | 480 | 480 | 480 | 480 | 480 | 480 | 480 | 480 | 480 | 480 | 480 | 480 | 480 | 480 | 480
Shadow REZs |  |  | 0 | 0 | 0 | 0 | 0 | 0 | 0 | 0 | 0 | 0 | 0 | 0 | 1812.5 | 1812.5 | 7292.5 | 7292.5 | 7292.5 | 7292.5 | 7292.5 | 7292.5 | 7292.5
Total Capacity |  |  | 0 | 1877.2 | 1990.9302 | 2213.1874 | 3073.5486 | 4598.2201 | 6915.0087 | 8989.4322 | 10522.5504 | 10568.2069 | 10993.0742 | 12448 | 14260.5 | 14260.5 | 20040.5 | 20240.5 | 21067.2016 | 21067.2016 | 21160.5 | 21160.5 | 21160.5

## REZCapacity_2
Installed capacity by REZ (MW) - Central with TRET (DP6)
Capacity installed at the beginning of each financial year, i.e. 1st July. Years are financial year ending. This includes the cumulative development of VRE capacity beyond existing and committed projects.
Large-scale Solar
Region | REZ Name | REZ Code | 2022 | 2023 | 2024 | 2025 | 2026 | 2027 | 2028 | 2029 | 2030 | 2031 | 2032 | 2033 | 2034 | 2035 | 2036 | 2037 | 2038 | 2039 | 2040 | 2041 | 2042
QLD | Far North QLD | Q1 | 0 | 55 | 55 | 55 | 55 | 55 | 55 | 55 | 55 | 55 | 55 | 55 | 55 | 55 | 55 | 55 | 55 | 55 | 55 | 55 | 55
QLD | North Qld Clean Energy Hub | Q2 | 0 | 0 | 0 | 0 | 0 | 0 | 0 | 0 | 0 | 0 | 0 | 0 | 0 | 0 | 0 | 0 | 0 | 0 | 0 | 0 | 0
QLD | Northern Qld | Q3 | 0 | 0 | 0 | 0 | 0 | 0 | 0 | 0 | 0 | 0 | 0 | 0 | 0 | 0 | 0 | 0 | 0 | 0 | 0 | 0 | 0
QLD | Isaac | Q4 | 0 | 355 | 355 | 355 | 355 | 355 | 450.5229 | 450.5229 | 450.5229 | 450.5229 | 450.5229 | 450.5229 | 450.5229 | 450.5229 | 450.5229 | 450.5229 | 450.5229 | 450.5229 | 450.5229 | 450.5229 | 450.5229
QLD | Barcaldine | Q5 | 0 | 0 | 0 | 0 | 0 | 0 | 0 | 0 | 0 | 0 | 0 | 0 | 0 | 0 | 0 | 0 | 0 | 0 | 0 | 0 | 0
QLD | Fitzroy | Q6 | 0 | 0 | 0 | 0 | 0 | 406.808 | 1349.4771 | 1349.4771 | 1349.4771 | 1349.4771 | 1349.4771 | 1349.4771 | 1349.4771 | 1349.4771 | 1349.4771 | 1349.4771 | 1349.4771 | 1349.4771 | 1349.4771 | 1349.4771 | 1349.4771
QLD | Wide Bay | Q7 | 0 | 0 | 0 | 0 | 0 | 0 | 0 | 0 | 0 | 0 | 0 | 0 | 0 | 0 | 200 | 200 | 200 | 200 | 200 | 200 | 200
QLD | Darling Downs | Q8 | 0 | 0 | 0 | 0 | 0 | 0 | 190.4147 | 278.9775 | 425.8947 | 425.8947 | 425.8947 | 425.8947 | 425.8947 | 425.8947 | 1025.8721 | 1025.8721 | 1025.8721 | 1025.8721 | 1266.3865 | 1266.3865 | 1266.3865
NSW | North West NSW | N1 | 0 | 115 | 115 | 115 | 115 | 115 | 115 | 115 | 115 | 115 | 115 | 1100 | 1100 | 1100 | 2100 | 2100 | 2867.6945 | 2867.6945 | 3209.4081 | 4853.569 | 4853.569
NSW | New England | N2 | 0 | 115 | 115 | 115 | 115 | 115 | 115 | 115 | 115 | 300 | 300 | 300 | 300 | 300 | 300 | 300 | 300 | 300 | 300 | 300 | 300
NSW | Central-West Orana | N3 | 0 | 150 | 150 | 150 | 150 | 150 | 150 | 150 | 150 | 275.4948 | 275.4948 | 1076.7816 | 1503.7215 | 1503.7215 | 2200 | 2200 | 2200 | 2200 | 2200 | 2200 | 2200
NSW | Southern NSW Tablelands | N4 | 0 | 0 | 0 | 0 | 0 | 0 | 0 | 0 | 0 | 0 | 0 | 0 | 0 | 0 | 0 | 0 | 0 | 0 | 0 | 0 | 0
NSW | Broken Hill | N5 | 0 | 0 | 0 | 0 | 0 | 0 | 0 | 0 | 0 | 0 | 0 | 0 | 0 | 0 | 0 | 0 | 0 | 0 | 0 | 0 | 0
NSW | South West NSW | N6 | 0 | 0 | 0 | 0 | 0 | 0 | 0 | 0 | 0 | 0 | 0 | 600 | 600 | 600 | 600 | 600 | 600 | 600 | 600 | 600 | 600
NSW | Wagga Wagga | N7 | 0 | 0 | 0 | 0 | 0 | 0 | 0 | 0 | 0 | 0 | 0 | 1000 | 1000 | 1000 | 1000 | 1000 | 1000 | 1000 | 1000 | 1000 | 1000
NSW | Tumut | N8 | 0 | 0 | 0 | 0 | 0 | 0 | 0 | 0 | 0 | 0 | 0 | 0 | 0 | 0 | 0 | 0 | 0 | 0 | 0 | 0 | 0
NSW | Cooma-Monaro | N9 | 0 | 0 | 0 | 0 | 0 | 0 | 0 | 0 | 0 | 0 | 0 | 0 | 0 | 0 | 0 | 0 | 0 | 0 | 0 | 0 | 0
VIC | Ovens Murray | V1 | 0 | 0 | 0 | 0 | 0 | 0 | 0 | 0 | 0 | 0 | 0 | 0 | 0 | 0 | 0 | 0 | 0 | 0 | 0 | 0 | 0
VIC | Murray River | V2 | 0 | 0 | 0 | 100 | 100 | 220 | 380 | 380 | 380 | 380 | 380 | 380 | 380 | 380 | 380 | 380 | 380 | 380 | 380 | 380 | 380
VIC | Western Victoria | V3 | 0 | 0 | 0 | 0 | 0 | 0 | 0 | 0 | 120 | 120 | 120 | 120 | 120 | 120 | 120 | 120 | 400 | 400 | 400 | 400 | 400
VIC | South West Victoria | V4 | 0 | 0 | 0 | 0 | 0 | 0 | 0 | 0 | 0 | 0 | 0 | 0 | 0 | 0 | 0 | 0 | 0 | 0 | 0 | 0 | 0
VIC | Gippsland | V5 | 0 | 0 | 0 | 0 | 0 | 0 | 0 | 0 | 0 | 0 | 0 | 0 | 0 | 0 | 0 | 0 | 0 | 0 | 0 | 0 | 0
VIC | Central North Vic | V6 | 0 | 0 | 0 | 0 | 160 | 200 | 200 | 360 | 400 | 400 | 400 | 400 | 400 | 400 | 400 | 400 | 400 | 400 | 400 | 400 | 400
SA | South East SA | S1 | 0 | 0 | 0 | 0 | 0 | 0 | 0 | 0 | 0 | 0 | 0 | 0 | 0 | 0 | 0 | 0 | 0 | 0 | 0 | 0 | 0
SA | Riverland | S2 | 0 | 0 | 0 | 0 | 0 | 0 | 0 | 0 | 0 | 0 | 0 | 197.522 | 197.522 | 197.522 | 1000 | 1000 | 1000 | 1000 | 1000 | 1000 | 1000
SA | Mid-North SA | S3 | 0 | 0 | 0 | 0 | 0 | 0 | 0 | 0 | 0 | 0 | 0 | 0 | 0 | 0 | 0 | 0 | 0 | 0 | 0 | 0 | 0
SA | Yorke Peninsula | S4 | 0 | 0 | 0 | 0 | 0 | 0 | 0 | 0 | 0 | 0 | 0 | 0 | 0 | 0 | 0 | 0 | 0 | 0 | 0 | 0 | 0
SA | Northern SA | S5 | 0 | 0 | 0 | 0 | 0 | 0 | 0 | 0 | 0 | 0 | 0 | 0 | 0 | 0 | 0 | 0 | 0 | 0 | 0 | 0 | 0
SA | Leigh Creek | S6 | 0 | 0 | 0 | 0 | 0 | 0 | 0 | 0 | 0 | 0 | 0 | 0 | 0 | 0 | 0 | 0 | 0 | 0 | 0 | 0 | 0
SA | Roxby Downs | S7 | 0 | 0 | 0 | 0 | 0 | 0 | 0 | 0 | 0 | 25.0707 | 25.0707 | 960 | 960 | 960 | 960 | 960 | 960 | 960 | 960 | 960 | 960
SA | Eastern Eyre Peninsula | S8 | 0 | 0 | 0 | 0 | 0 | 0 | 0 | 0 | 0 | 0 | 0 | 0 | 0 | 0 | 0 | 0 | 0 | 0 | 0 | 0 | 0
SA | Western Eyre Peninsula | S9 | 0 | 0 | 0 | 0 | 0 | 0 | 0 | 0 | 0 | 0 | 0 | 0 | 0 | 0 | 0 | 0 | 0 | 0 | 0 | 0 | 0
TAS | North East Tasmania | T1 | 0 | 0 | 0 | 0 | 0 | 0 | 0 | 0 | 0 | 0 | 0 | 0 | 0 | 0 | 0 | 0 | 0 | 0 | 0 | 0 | 0
TAS | North West Tasmania | T2 | 0 | 0 | 0 | 0 | 0 | 0 | 150 | 150 | 150 | 150 | 150 | 150 | 150 | 150 | 150 | 150 | 150 | 150 | 150 | 150 | 150
TAS | Tasmania Midlands | T3 | 0 | 0 | 0 | 0 | 0 | 0 | 0 | 0 | 0 | 0 | 0 | 0 | 0 | 0 | 0 | 0 | 0 | 0 | 0 | 0 | 0
Total Capacity |  |  | 0 | 790 | 790 | 890 | 1050 | 1616.808 | 3155.4147 | 3403.9775 | 3710.8947 | 4046.4602 | 4046.4602 | 8565.1983 | 8992.1382 | 8992.1382 | 12290.8721 | 12290.8721 | 13338.5666 | 13338.5666 | 13920.7946 | 15564.9555 | 15564.9555
Wind
Region | REZ Name | REZ Code | 2022 | 2023 | 2024 | 2025 | 2026 | 2027 | 2028 | 2029 | 2030 | 2031 | 2032 | 2033 | 2034 | 2035 | 2036 | 2037 | 2038 | 2039 | 2040 | 2041 | 2042
QLD | Far North QLD | Q1 | 0 | 0 | 0 | 0 | 349.9606 | 600 | 645 | 645 | 645 | 645 | 645 | 645 | 645 | 645 | 645 | 645 | 1287.5879 | 1287.5879 | 1468.2475 | 1468.2475 | 1468.2475
QLD | North Qld Clean Energy Hub | Q2 | 0 | 0 | 0 | 0 | 0 | 0 | 0 | 0 | 0 | 0 | 0 | 0 | 0 | 0 | 0 | 0 | 0 | 0 | 0 | 0 | 0
QLD | Northern Qld | Q3 | 0 | 0 | 0 | 0 | 0 | 0 | 0 | 0 | 0 | 0 | 0 | 0 | 0 | 0 | 0 | 0 | 0 | 0 | 0 | 0 | 0
QLD | Isaac | Q4 | 0 | 0 | 0 | 0 | 0 | 0 | 0 | 0 | 0 | 0 | 0 | 0 | 0 | 0 | 1000 | 1000 | 1000 | 1000 | 1000 | 1000 | 1000
QLD | Barcaldine | Q5 | 0 | 0 | 0 | 0 | 0 | 0 | 0 | 0 | 0 | 0 | 0 | 0 | 0 | 0 | 0 | 0 | 0 | 0 | 0 | 0 | 0
QLD | Fitzroy | Q6 | 0 | 0 | 0 | 0 | 0 | 0 | 0 | 353.4637 | 789.8271 | 789.8271 | 789.8271 | 789.8271 | 789.8271 | 789.8271 | 900 | 900 | 900 | 900 | 900 | 900 | 900
QLD | Wide Bay | Q7 | 0 | 0 | 0 | 0 | 0 | 0 | 0 | 0 | 0 | 0 | 0 | 0 | 0 | 0 | 300 | 300 | 300 | 300 | 300 | 300 | 300
QLD | Darling Downs | Q8 | 0 | 500 | 500 | 500 | 500 | 500 | 500 | 1400 | 1400 | 1400 | 1400 | 1400 | 1400 | 1400 | 1400 | 2930.3182 | 3974.1279 | 3974.1279 | 3974.1279 | 3974.1279 | 3974.1279
NSW | North West NSW | N1 | 0 | 0 | 0 | 0 | 0 | 0 | 0 | 0 | 0 | 0 | 0 | 0 | 0 | 0 | 0 | 0 | 0 | 0 | 0 | 0 | 0
NSW | New England | N2 | 0 | 0 | 0 | 0 | 0 | 0 | 0 | 0 | 0 | 0 | 0 | 0 | 0 | 0 | 1952.4867 | 1952.4867 | 3546.2707 | 3546.2707 | 3546.2707 | 3546.2707 | 3546.2707
NSW | Central-West Orana | N3 | 0 | 0 | 0 | 0 | 0 | 0 | 0 | 0 | 0 | 0 | 0 | 794.4752 | 794.4752 | 794.4752 | 800 | 800 | 800 | 800 | 800 | 800 | 800
NSW | Southern NSW Tablelands | N4 | 0 | 227 | 227 | 227 | 227 | 227 | 227 | 227 | 227 | 227 | 227 | 228 | 228 | 228 | 228 | 228 | 228 | 228 | 228 | 228 | 228
NSW | Broken Hill | N5 | 0 | 0 | 0 | 0 | 0 | 0 | 0 | 0 | 0 | 0 | 0 | 0 | 0 | 0 | 0 | 0 | 0 | 0 | 0 | 0 | 0
NSW | South West NSW | N6 | 0 | 0 | 0 | 0 | 0 | 0 | 0 | 0 | 0 | 0 | 0 | 0 | 0 | 0 | 0 | 0 | 0 | 0 | 0 | 0 | 0
NSW | Wagga Wagga | N7 | 0 | 0 | 0 | 0 | 0 | 0 | 0 | 0 | 0 | 0 | 0 | 0 | 0 | 0 | 0 | 0 | 0 | 0 | 0 | 0 | 0
NSW | Tumut | N8 | 0 | 0 | 0 | 0 | 0 | 0 | 0 | 0 | 0 | 0 | 0 | 0 | 0 | 0 | 0 | 0 | 0 | 0 | 0 | 0 | 0
NSW | Cooma-Monaro | N9 | 0 | 0 | 0 | 0 | 0 | 0 | 0 | 0 | 0 | 0 | 0 | 0 | 200 | 200 | 200 | 200 | 200 | 200 | 200 | 300 | 300
VIC | Ovens Murray | V1 | 0 | 0 | 0 | 0 | 0 | 0 | 0 | 0 | 0 | 0 | 0 | 0 | 0 | 0 | 0 | 0 | 0 | 0 | 0 | 0 | 0
VIC | Murray River | V2 | 0 | 0 | 0 | 0 | 0 | 0 | 0 | 0 | 0 | 0 | 0 | 0 | 0 | 0 | 0 | 0 | 0 | 0 | 0 | 0 | 0
VIC | Western Victoria | V3 | 0 | 209 | 209 | 209 | 428.8 | 450 | 450 | 450 | 700 | 700 | 700 | 700 | 700 | 700 | 700 | 700 | 700 | 700 | 700 | 700 | 700
VIC | South West Victoria | V4 | 0 | 151.2 | 151.2 | 151.2 | 151.2 | 500.8781 | 500.8781 | 531.9044 | 750 | 750 | 750 | 750 | 750 | 750 | 750 | 750 | 750 | 750 | 750 | 750 | 750
VIC | Gippsland | V5 | 0 | 0 | 0 | 0 | 0 | 0 | 189.1219 | 638.0956 | 650 | 650 | 650 | 650 | 650 | 650 | 650 | 650 | 650 | 650 | 650 | 650 | 650
VIC | Central North Vic | V6 | 0 | 0 | 0 | 0 | 0 | 109.1219 | 400 | 400 | 400 | 400 | 400 | 400 | 400 | 400 | 400 | 400 | 400 | 400 | 400 | 400 | 400
SA | South East SA | S1 | 0 | 0 | 0 | 0 | 0 | 0 | 0 | 0 | 0 | 0 | 0 | 0 | 0 | 0 | 55 | 55 | 593.3471 | 593.3471 | 800 | 800 | 800
SA | Riverland | S2 | 0 | 0 | 0 | 0 | 0 | 0 | 0 | 0 | 0 | 0 | 0 | 0 | 0 | 0 | 0 | 0 | 0 | 0 | 0 | 0 | 0
SA | Mid-North SA | S3 | 0 | 0 | 0 | 0 | 0 | 0 | 0 | 0 | 0 | 0 | 0 | 7.1593 | 7.1593 | 7.1593 | 225.4119 | 225.4119 | 245.661 | 245.661 | 245.661 | 324.0407 | 324.0407
SA | Yorke Peninsula | S4 | 0 | 0 | 0 | 0 | 0 | 0 | 0 | 0 | 0 | 0 | 0 | 0 | 0 | 0 | 0 | 63.3579 | 705.9224 | 705.9224 | 705.9224 | 889.4352 | 889.4352
SA | Northern SA | S5 | 0 | 0 | 0 | 0 | 0 | 0 | 0 | 0 | 0 | 0 | 0 | 0 | 0 | 0 | 0 | 0 | 0 | 0 | 0 | 0 | 0
SA | Leigh Creek | S6 | 0 | 0 | 0 | 0 | 0 | 0 | 0 | 0 | 0 | 0 | 0 | 0 | 0 | 0 | 0 | 0 | 0 | 0 | 0 | 0 | 0
SA | Roxby Downs | S7 | 0 | 0 | 0 | 0 | 0 | 0 | 0 | 0 | 0 | 0 | 0 | 0 | 0 | 0 | 0 | 0 | 0 | 0 | 0 | 0 | 0
SA | Eastern Eyre Peninsula | S8 | 0 | 0 | 0 | 0 | 0 | 0 | 0 | 0 | 0 | 0 | 0 | 0 | 0 | 0 | 0 | 0 | 0 | 0 | 0 | 0 | 0
SA | Western Eyre Peninsula | S9 | 0 | 0 | 0 | 0 | 0 | 0 | 0 | 0 | 0 | 0 | 0 | 0 | 0 | 0 | 0 | 0 | 0 | 0 | 0 | 0 | 0
TAS | North East Tasmania | T1 | 0 | 0 | 0 | 0 | 0 | 0 | 0 | 0 | 0 | 0 | 0 | 0 | 183.5532 | 250 | 250 | 250 | 250 | 250 | 250 | 250 | 250
TAS | North West Tasmania | T2 | 0 | 0 | 0 | 0 | 0 | 0 | 0 | 0 | 0 | 0 | 0 | 0 | 0 | 0 | 0 | 0 | 0 | 0 | 0 | 0 | 0
TAS | Tasmania Midlands | T3 | 0 | 0 | 113.7302 | 235.9874 | 366.5879 | 502.6465 | 580.7619 | 735.5696 | 839.9398 | 920.4357 | 1119.924 | 1222.6406 | 1222.6406 | 1247.0352 | 1560 | 1560 | 2200.955 | 2200.955 | 2200.955 | 2200.955 | 2200.955
Total Capacity |  |  | 0 | 1087.2 | 1200.9302 | 1323.1874 | 2023.5486 | 2889.6465 | 3492.7619 | 5381.0333 | 6401.7669 | 6482.2628 | 6681.7511 | 7587.1022 | 7970.6554 | 8061.4969 | 12015.8986 | 13609.5747 | 18731.8719 | 18731.8719 | 19119.1844 | 19481.077 | 19481.077
Large-scale Solar and Wind (Utility)
Region | REZ Name | REZ Code | 2022 | 2023 | 2024 | 2025 | 2026 | 2027 | 2028 | 2029 | 2030 | 2031 | 2032 | 2033 | 2034 | 2035 | 2036 | 2037 | 2038 | 2039 | 2040 | 2041 | 2042
QLD | Far North QLD | Q1 | 0 | 55 | 55 | 55 | 404.9606 | 655 | 700 | 700 | 700 | 700 | 700 | 700 | 700 | 700 | 700 | 700 | 1342.5879 | 1342.5879 | 1523.2475 | 1523.2475 | 1523.2475
QLD | North Qld Clean Energy Hub | Q2 | 0 | 0 | 0 | 0 | 0 | 0 | 0 | 0 | 0 | 0 | 0 | 0 | 0 | 0 | 0 | 0 | 0 | 0 | 0 | 0 | 0
QLD | Northern Qld | Q3 | 0 | 0 | 0 | 0 | 0 | 0 | 0 | 0 | 0 | 0 | 0 | 0 | 0 | 0 | 0 | 0 | 0 | 0 | 0 | 0 | 0
QLD | Isaac | Q4 | 0 | 355 | 355 | 355 | 355 | 355 | 450.5229 | 450.5229 | 450.5229 | 450.5229 | 450.5229 | 450.5229 | 450.5229 | 450.5229 | 1450.5229 | 1450.5229 | 1450.5229 | 1450.5229 | 1450.5229 | 1450.5229 | 1450.5229
QLD | Barcaldine | Q5 | 0 | 0 | 0 | 0 | 0 | 0 | 0 | 0 | 0 | 0 | 0 | 0 | 0 | 0 | 0 | 0 | 0 | 0 | 0 | 0 | 0
QLD | Fitzroy | Q6 | 0 | 0 | 0 | 0 | 0 | 406.808 | 1349.4771 | 1702.9408 | 2139.3042 | 2139.3042 | 2139.3042 | 2139.3042 | 2139.3042 | 2139.3042 | 2249.4771 | 2249.4771 | 2249.4771 | 2249.4771 | 2249.4771 | 2249.4771 | 2249.4771
QLD | Wide Bay | Q7 | 0 | 0 | 0 | 0 | 0 | 0 | 0 | 0 | 0 | 0 | 0 | 0 | 0 | 0 | 500 | 500 | 500 | 500 | 500 | 500 | 500
QLD | Darling Downs | Q8 | 0 | 500 | 500 | 500 | 500 | 500 | 690.4147 | 1678.9775 | 1825.8947 | 1825.8947 | 1825.8947 | 1825.8947 | 1825.8947 | 1825.8947 | 2425.8721 | 3956.1903 | 5000 | 5000 | 5240.5144 | 5240.5144 | 5240.5144
NSW | North West NSW | N1 | 0 | 115 | 115 | 115 | 115 | 115 | 115 | 115 | 115 | 115 | 115 | 1100 | 1100 | 1100 | 2100 | 2100 | 2867.6945 | 2867.6945 | 3209.4081 | 4853.569 | 4853.569
NSW | New England | N2 | 0 | 115 | 115 | 115 | 115 | 115 | 115 | 115 | 115 | 300 | 300 | 300 | 300 | 300 | 2252.4867 | 2252.4867 | 3846.2707 | 3846.2707 | 3846.2707 | 3846.2707 | 3846.2707
NSW | Central-West Orana | N3 | 0 | 150 | 150 | 150 | 150 | 150 | 150 | 150 | 150 | 275.4948 | 275.4948 | 1871.2569 | 2298.1967 | 2298.1967 | 3000 | 3000 | 3000 | 3000 | 3000 | 3000 | 3000
NSW | Southern NSW Tablelands | N4 | 0 | 227 | 227 | 227 | 227 | 227 | 227 | 227 | 227 | 227 | 227 | 228 | 228 | 228 | 228 | 228 | 228 | 228 | 228 | 228 | 228
NSW | Broken Hill | N5 | 0 | 0 | 0 | 0 | 0 | 0 | 0 | 0 | 0 | 0 | 0 | 0 | 0 | 0 | 0 | 0 | 0 | 0 | 0 | 0 | 0
NSW | South West NSW | N6 | 0 | 0 | 0 | 0 | 0 | 0 | 0 | 0 | 0 | 0 | 0 | 600 | 600 | 600 | 600 | 600 | 600 | 600 | 600 | 600 | 600
NSW | Wagga Wagga | N7 | 0 | 0 | 0 | 0 | 0 | 0 | 0 | 0 | 0 | 0 | 0 | 1000 | 1000 | 1000 | 1000 | 1000 | 1000 | 1000 | 1000 | 1000 | 1000
NSW | Tumut | N8 | 0 | 0 | 0 | 0 | 0 | 0 | 0 | 0 | 0 | 0 | 0 | 0 | 0 | 0 | 0 | 0 | 0 | 0 | 0 | 0 | 0
NSW | Cooma-Monaro | N9 | 0 | 0 | 0 | 0 | 0 | 0 | 0 | 0 | 0 | 0 | 0 | 0 | 200 | 200 | 200 | 200 | 200 | 200 | 200 | 300 | 300
VIC | Ovens Murray | V1 | 0 | 0 | 0 | 0 | 0 | 0 | 0 | 0 | 0 | 0 | 0 | 0 | 0 | 0 | 0 | 0 | 0 | 0 | 0 | 0 | 0
VIC | Murray River | V2 | 0 | 0 | 0 | 100 | 100 | 220 | 380 | 380 | 380 | 380 | 380 | 380 | 380 | 380 | 380 | 380 | 380 | 380 | 380 | 380 | 380
VIC | Western Victoria | V3 | 0 | 209 | 209 | 209 | 428.8 | 450 | 450 | 450 | 820 | 820 | 820 | 820 | 820 | 820 | 820 | 820 | 1100 | 1100 | 1100 | 1100 | 1100
VIC | South West Victoria | V4 | 0 | 151.2 | 151.2 | 151.2 | 151.2 | 500.8781 | 500.8781 | 531.9044 | 750 | 750 | 750 | 750 | 750 | 750 | 750 | 750 | 750 | 750 | 750 | 750 | 750
VIC | Gippsland | V5 | 0 | 0 | 0 | 0 | 0 | 0 | 189.1219 | 638.0956 | 650 | 650 | 650 | 650 | 650 | 650 | 650 | 650 | 650 | 650 | 650 | 650 | 650
VIC | Central North Vic | V6 | 0 | 0 | 0 | 0 | 160 | 309.1219 | 600 | 760 | 800 | 800 | 800 | 800 | 800 | 800 | 800 | 800 | 800 | 800 | 800 | 800 | 800
SA | South East SA | S1 | 0 | 0 | 0 | 0 | 0 | 0 | 0 | 0 | 0 | 0 | 0 | 0 | 0 | 0 | 55 | 55 | 593.3471 | 593.3471 | 800 | 800 | 800
SA | Riverland | S2 | 0 | 0 | 0 | 0 | 0 | 0 | 0 | 0 | 0 | 0 | 0 | 197.522 | 197.522 | 197.522 | 1000 | 1000 | 1000 | 1000 | 1000 | 1000 | 1000
SA | Mid-North SA | S3 | 0 | 0 | 0 | 0 | 0 | 0 | 0 | 0 | 0 | 0 | 0 | 7.1593 | 7.1593 | 7.1593 | 225.4119 | 225.4119 | 245.661 | 245.661 | 245.661 | 324.0407 | 324.0407
SA | Yorke Peninsula | S4 | 0 | 0 | 0 | 0 | 0 | 0 | 0 | 0 | 0 | 0 | 0 | 0 | 0 | 0 | 0 | 63.3579 | 705.9224 | 705.9224 | 705.9224 | 889.4352 | 889.4352
SA | Northern SA | S5 | 0 | 0 | 0 | 0 | 0 | 0 | 0 | 0 | 0 | 0 | 0 | 0 | 0 | 0 | 0 | 0 | 0 | 0 | 0 | 0 | 0
SA | Leigh Creek | S6 | 0 | 0 | 0 | 0 | 0 | 0 | 0 | 0 | 0 | 0 | 0 | 0 | 0 | 0 | 0 | 0 | 0 | 0 | 0 | 0 | 0
SA | Roxby Downs | S7 | 0 | 0 | 0 | 0 | 0 | 0 | 0 | 0 | 0 | 25.0707 | 25.0707 | 960 | 960 | 960 | 960 | 960 | 960 | 960 | 960 | 960 | 960
SA | Eastern Eyre Peninsula | S8 | 0 | 0 | 0 | 0 | 0 | 0 | 0 | 0 | 0 | 0 | 0 | 0 | 0 | 0 | 0 | 0 | 0 | 0 | 0 | 0 | 0
SA | Western Eyre Peninsula | S9 | 0 | 0 | 0 | 0 | 0 | 0 | 0 | 0 | 0 | 0 | 0 | 0 | 0 | 0 | 0 | 0 | 0 | 0 | 0 | 0 | 0
TAS | North East Tasmania | T1 | 0 | 0 | 0 | 0 | 0 | 0 | 0 | 0 | 0 | 0 | 0 | 0 | 183.5532 | 250 | 250 | 250 | 250 | 250 | 250 | 250 | 250
TAS | North West Tasmania | T2 | 0 | 0 | 0 | 0 | 0 | 0 | 150 | 150 | 150 | 150 | 150 | 150 | 150 | 150 | 150 | 150 | 150 | 150 | 150 | 150 | 150
TAS | Tasmania Midlands | T3 | 0 | 0 | 113.7302 | 235.9874 | 366.5879 | 502.6465 | 580.7619 | 735.5696 | 839.9398 | 920.4357 | 1119.924 | 1222.6406 | 1222.6406 | 1247.0352 | 1560 | 1560 | 2200.955 | 2200.955 | 2200.955 | 2200.955 | 2200.955
Total Capacity |  |  | 0 | 1877.2 | 1990.9302 | 2213.1874 | 3073.5486 | 4506.4545 | 6648.1766 | 8785.0108 | 10112.6616 | 10528.723 | 10728.2113 | 16152.3006 | 16962.7936 | 17053.635 | 24306.7708 | 25900.4469 | 32070.4385 | 32070.4385 | 33039.979 | 35046.0325 | 35046.0325

## REZGeneration_1
Annual as-generated generation by REZ (GWh) - Central with TRET (Counterfactual)
Years are financial year ending.
Large-scale Solar
Region | REZ Name | REZ Code | 2022 | 2023 | 2024 | 2025 | 2026 | 2027 | 2028 | 2029 | 2030 | 2031 | 2032 | 2033 | 2034 | 2035 | 2036 | 2037 | 2038 | 2039 | 2040 | 2041 | 2042
QLD | Far North QLD | Q1 | 0 | 140.8879 | 136.4075 | 139.1336 | 141.4809 | 138.7521 | 141.4105 | 120.7583 | 132.4248 | 124.082 | 118.5955 | 125.6791 | 126.7536 | 128.4319 | 140.9981 | 138.4301 | 140.6534 | 120.8234 | 132.7379 | 133.4909 | 130.3987
QLD | North Qld Clean Energy Hub | Q2 | 0 | 0 | 0 | 0 | 0 | 0 | 0 | 0 | 0 | 0 | 0 | 0 | 0 | 0 | 0 | 0 | 0 | 0 | 0 | 0 | 0
QLD | Northern Qld | Q3 | 0 | 0 | 0 | 0 | 0 | 0 | 2804.1286 | 2237.6515 | 2521.5223 | 2568.8976 | 2540.869 | 2692.2075 | 2679.4987 | 2685.7756 | 2746.67 | 2718.0167 | 2792.3288 | 2230.9326 | 2529.4445 | 2631.1595 | 2607.2454
QLD | Isaac | Q4 | 0 | 943.8288 | 939.864 | 931.4833 | 942.5551 | 948.5184 | 948.6625 | 776.5078 | 875.6631 | 834.7951 | 855.1411 | 860.5406 | 895.1178 | 892.4602 | 943.1131 | 940.4122 | 945.9594 | 776.763 | 876.7998 | 882.6435 | 914.8727
QLD | Barcaldine | Q5 | 0 | 0 | 0 | 0 | 0 | 0 | 0 | 0 | 0 | 0 | 0 | 0 | 0 | 0 | 0 | 0 | 0 | 0 | 0 | 0 | 0
QLD | Fitzroy | Q6 | 0 | 0 | 0 | 0 | 0 | 1120.2197 | 1092.3502 | 901.1918 | 1011.2604 | 996.6764 | 1064.6208 | 1050.5366 | 1063.4811 | 1097.0696 | 1119.6084 | 1116.021 | 1088.9656 | 902.138 | 1013.3422 | 1014.9185 | 1084.3193
QLD | Wide Bay | Q7 | 0 | 0 | 0 | 0 | 0 | 0 | 0 | 0 | 0 | 0 | 0 | 0 | 0 | 0 | 0 | 0 | 0 | 0 | 0 | 0 | 0
QLD | Darling Downs | Q8 | 0 | 0 | 0 | 0 | 0 | 0 | 489.8236 | 547.6856 | 2214.1636 | 2279.5045 | 2419.4297 | 2394.7248 | 2349.5107 | 2354.2895 | 2449.8998 | 2440.669 | 2408.598 | 2058.168 | 2220.635 | 2283.6458 | 2433.9747
NSW | North West NSW | N1 | 0 | 314.7508 | 315.5549 | 305.9138 | 327.1153 | 328.8207 | 318.7599 | 277.3019 | 291.3292 | 308.1046 | 320.6875 | 318.3106 | 315.906 | 307.7533 | 327.3721 | 329.0927 | 316.3464 | 278.2499 | 292.6406 | 307.4813 | 319.6384
NSW | New England | N2 | 0 | 289.6845 | 292.4204 | 274.3254 | 298.3382 | 513.0794 | 738.8435 | 646.6859 | 692.3333 | 722.0868 | 786.6446 | 767.9768 | 767.2178 | 723.3239 | 780.7286 | 765.8197 | 763.4758 | 651.0926 | 693.0074 | 718.5143 | 784.1394
NSW | Central-West Orana | N3 | 0 | 373.387 | 366.6412 | 363.2017 | 382.3104 | 378.3423 | 587.9882 | 508.4229 | 528.6187 | 564.8166 | 589.6812 | 587.6457 | 568.2349 | 561.9971 | 593.4367 | 587.6238 | 584.3632 | 512.3933 | 530.7743 | 564.8304 | 588.2955
NSW | Southern NSW Tablelands | N4 | 0 | 0 | 0 | 0 | 0 | 0 | 0 | 0 | 0 | 0 | 0 | 0 | 0 | 0 | 0 | 0 | 0 | 0 | 0 | 0 | 0
NSW | Broken Hill | N5 | 0 | 0 | 0 | 0 | 0 | 0 | 0 | 0 | 0 | 0 | 0 | 0 | 0 | 0 | 0 | 0 | 0 | 0 | 0 | 0 | 0
NSW | South West NSW | N6 | 0 | 0 | 0 | 0 | 0 | 0 | 0 | 0 | 0 | 0 | 0 | 0 | 0 | 0 | 0 | 0 | 0 | 0 | 0 | 0 | 0
NSW | Wagga Wagga | N7 | 0 | 0 | 0 | 0 | 0 | 0 | 0 | 0 | 0 | 0 | 0 | 0 | 0 | 0 | 0 | 0 | 0 | 0 | 0 | 0 | 0
NSW | Tumut | N8 | 0 | 0 | 0 | 0 | 0 | 0 | 0 | 0 | 0 | 0 | 0 | 0 | 0 | 0 | 0 | 0 | 0 | 0 | 0 | 0 | 0
NSW | Cooma-Monaro | N9 | 0 | 0 | 0 | 0 | 0 | 0 | 0 | 0 | 0 | 0 | 0 | 0 | 0 | 0 | 0 | 0 | 0 | 0 | 0 | 0 | 0
VIC | Ovens Murray | V1 | 0 | 0 | 0 | 0 | 0 | 0 | 0 | 0 | 0 | 0 | 0 | 0 | 0 | 0 | 0 | 0 | 0 | 0 | 0 | 0 | 0
VIC | Murray River | V2 | 0 | 0 | 0 | 0 | 0 | 0 | 0 | 0 | 0 | 0 | 0 | 0 | 0 | 0 | 0 | 0 | 0 | 0 | 0 | 0 | 0
VIC | Western Victoria | V3 | 0 | 0 | 0 | 39.1317 | 39.2565 | 40.1669 | 41.7065 | 36.6625 | 38.799 | 39.0676 | 38.8233 | 41.6102 | 40.4087 | 38.5199 | 39.5837 | 40.0836 | 41.7169 | 36.8583 | 38.6369 | 38.8636 | 38.6485
VIC | South West Victoria | V4 | 0 | 0 | 0 | 0 | 0 | 0 | 0 | 0 | 0 | 0 | 0 | 0 | 0 | 0 | 0 | 0 | 0 | 0 | 0 | 0 | 0
VIC | Gippsland | V5 | 0 | 0 | 0 | 0 | 0 | 0 | 0 | 0 | 0 | 0 | 0 | 0 | 0 | 0 | 0 | 0 | 0 | 0 | 0 | 0 | 0
VIC | Central North Vic | V6 | 0 | 0 | 0 | 172.4654 | 573.9632 | 971.3802 | 1280.6541 | 1154.0801 | 1193.1938 | 1177.9712 | 1149.209 | 1277.151 | 1199.7533 | 1164.8776 | 1337.454 | 1350.1698 | 1276.3543 | 1162.6644 | 1196.7952 | 1172.2795 | 1145.8491
SA | South East SA | S1 | 0 | 0 | 0 | 0 | 0 | 0 | 0 | 0 | 0 | 0 | 0 | 130.7293 | 128.0089 | 122.0206 | 123.611 | 124.3105 | 130.6511 | 118.7836 | 124.7586 | 123.4695 | 123.2466
SA | Riverland | S2 | 0 | 0 | 0 | 0 | 0 | 0 | 0 | 0 | 0 | 0 | 0 | 523.8717 | 500.3443 | 504.6467 | 509.6087 | 524.3704 | 523.8931 | 486.699 | 493.9216 | 490.1244 | 500.1811
SA | Mid-North SA | S3 | 0 | 0 | 0 | 0 | 0 | 0 | 0 | 0 | 0 | 0 | 0 | 0 | 0 | 0 | 0 | 0 | 0 | 0 | 0 | 0 | 0
SA | Yorke Peninsula | S4 | 0 | 0 | 0 | 0 | 0 | 0 | 0 | 0 | 0 | 0 | 0 | 0 | 0 | 0 | 0 | 0 | 0 | 0 | 0 | 0 | 0
SA | Northern SA | S5 | 0 | 0 | 0 | 0 | 0 | 0 | 0 | 0 | 0 | 0 | 0 | 0 | 0 | 0 | 0 | 0 | 0 | 0 | 0 | 0 | 0
SA | Leigh Creek | S6 | 0 | 0 | 0 | 0 | 0 | 0 | 0 | 0 | 0 | 0 | 0 | 0 | 0 | 0 | 0 | 0 | 0 | 0 | 0 | 0 | 0
SA | Roxby Downs | S7 | 0 | 0 | 0 | 0 | 0 | 0 | 0 | 0 | 0 | 116.39 | 1328.1851 | 2733.2974 | 2596.4672 | 2680.3052 | 2662.3512 | 2733.6211 | 2733.9453 | 2537.4269 | 2602.4962 | 2602.6288 | 2689.4917
SA | Eastern Eyre Peninsula | S8 | 0 | 0 | 0 | 0 | 0 | 0 | 0 | 0 | 0 | 0 | 0 | 0 | 0 | 0 | 0 | 0 | 0 | 0 | 0 | 0 | 0
SA | Western Eyre Peninsula | S9 | 0 | 0 | 0 | 0 | 0 | 0 | 0 | 0 | 0 | 0 | 0 | 0 | 0 | 0 | 0 | 0 | 0 | 0 | 0 | 0 | 0
TAS | North East Tasmania | T1 | 0 | 0 | 0 | 0 | 0 | 0 | 0 | 0 | 0 | 0 | 0 | 0 | 0 | 0 | 0 | 0 | 0 | 0 | 0 | 0 | 0
TAS | North West Tasmania | T2 | 0 | 0 | 0 | 0 | 0 | 0 | 304.7945 | 289.6701 | 299.0721 | 295.383 | 293.4725 | 304.3513 | 315.5627 | 288.3234 | 298.1963 | 287.007 | 304.7768 | 291.802 | 299.8615 | 294.9438 | 292.7055
TAS | Tasmania Midlands | T3 | 0 | 0 | 0 | 0 | 0 | 0 | 0 | 0 | 0 | 0 | 0 | 0 | 0 | 0 | 0 | 0 | 0 | 0 | 0 | 0 | 0
Shadow REZs |  |  | 0 | 0 | 0 | 0 | 0 | 0 | 0 | 0 | 0 | 0 | 0 | 0 | 3684.1985 | 3639.1272 | 3773.4559 | 3716.8106 | 3833.4787 | 3426.9696 | 3460.6103 | 3618.6313 | 3630.1024
Total Generation |  |  | 0 | 2062.539 | 2050.888 | 2225.6549 | 2705.0196 | 4439.2796 | 8749.1221 | 7496.6185 | 9798.3804 | 10027.7753 | 11505.3592 | 13808.6327 | 17230.4643 | 17188.9217 | 17846.0875 | 17812.4582 | 17885.5068 | 15591.7646 | 16506.4622 | 16877.625 | 17283.109
Wind
Region | REZ Name | REZ Code | 2022 | 2023 | 2024 | 2025 | 2026 | 2027 | 2028 | 2029 | 2030 | 2031 | 2032 | 2033 | 2034 | 2035 | 2036 | 2037 | 2038 | 2039 | 2040 | 2041 | 2042
QLD | Far North QLD | Q1 | 0 | 0 | 0 | 0 | 1806.2145 | 3123.9941 | 3075.1206 | 2881.1647 | 2871.6057 | 2801.6131 | 2743.2786 | 2785.524 | 2574.7993 | 2637.1741 | 3168.3868 | 3206.5833 | 3354.4236 | 3016.0039 | 3212.9686 | 3310.9642 | 3194.5327
QLD | North Qld Clean Energy Hub | Q2 | 0 | 0 | 0 | 0 | 0 | 0 | 0 | 0 | 0 | 0 | 0 | 0 | 0 | 0 | 0 | 0 | 0 | 0 | 0 | 0 | 0
QLD | Northern Qld | Q3 | 0 | 0 | 0 | 0 | 0 | 0 | 0 | 0 | 0 | 0 | 0 | 0 | 0 | 0 | 0 | 0 | 0 | 0 | 0 | 0 | 0
QLD | Isaac | Q4 | 0 | 0 | 0 | 0 | 0 | 0 | 0 | 0 | 0 | 0 | 0 | 0 | 0 | 0 | 0 | 0 | 0 | 0 | 0 | 0 | 0
QLD | Barcaldine | Q5 | 0 | 0 | 0 | 0 | 0 | 0 | 0 | 0 | 0 | 0 | 0 | 0 | 0 | 0 | 0 | 0 | 0 | 0 | 0 | 0 | 0
QLD | Fitzroy | Q6 | 0 | 0 | 0 | 0 | 0 | 0 | 0 | 0 | 0 | 0 | 0 | 0 | 0 | 0 | 0 | 0 | 0 | 0 | 0 | 0 | 0
QLD | Wide Bay | Q7 | 0 | 0 | 0 | 0 | 0 | 0 | 0 | 0 | 0 | 0 | 0 | 0 | 0 | 0 | 890.6229 | 1497.792 | 1385.6344 | 1410.4091 | 1437.9469 | 1457.7876 | 1393.1289
QLD | Darling Downs | Q8 | 0 | 1818.5557 | 1810.1897 | 1769.3487 | 1822.1126 | 1952.9295 | 1767.1586 | 6583.0494 | 7064.4857 | 6854.2477 | 6572.0358 | 6705.2597 | 6754.5114 | 6636.7531 | 7252.0814 | 7778.5272 | 7295.6723 | 7521.0358 | 7354.7097 | 7409.4377 | 7013.5818
NSW | North West NSW | N1 | 0 | 0 | 0 | 0 | 0 | 0 | 0 | 0 | 0 | 0 | 0 | 0 | 0 | 0 | 0 | 0 | 0 | 0 | 0 | 0 | 0
NSW | New England | N2 | 0 | 0 | 0 | 0 | 0 | 0 | 0 | 0 | 0 | 0 | 0 | 0 | 0 | 0 | 0 | 0 | 0 | 0 | 0 | 0 | 0
NSW | Central-West Orana | N3 | 0 | 0 | 0 | 0 | 0 | 0 | 0 | 0 | 0 | 0 | 0 | 1509.0585 | 1538.1632 | 1561.758 | 1580.5819 | 1563.1748 | 1514.8186 | 1613.771 | 1477.4308 | 1525.6462 | 1438.2309
NSW | Southern NSW Tablelands | N4 | 0 | 788.3961 | 818.4371 | 839.1141 | 851.1487 | 768.0656 | 783.3497 | 810.257 | 764.6012 | 819.5575 | 855.6413 | 778.7964 | 815.5358 | 840.112 | 842.8966 | 767.7395 | 778.8038 | 807.2126 | 765.0018 | 816.8945 | 857.2811
NSW | Broken Hill | N5 | 0 | 0 | 0 | 0 | 0 | 0 | 0 | 0 | 0 | 0 | 0 | 0 | 0 | 0 | 0 | 0 | 0 | 0 | 0 | 0 | 0
NSW | South West NSW | N6 | 0 | 0 | 0 | 0 | 0 | 0 | 0 | 0 | 0 | 0 | 0 | 0 | 0 | 0 | 0 | 0 | 0 | 0 | 0 | 0 | 0
NSW | Wagga Wagga | N7 | 0 | 0 | 0 | 0 | 0 | 0 | 0 | 0 | 0 | 0 | 0 | 0 | 0 | 0 | 0 | 0 | 0 | 0 | 0 | 0 | 0
NSW | Tumut | N8 | 0 | 0 | 0 | 0 | 0 | 0 | 0 | 0 | 0 | 0 | 0 | 0 | 0 | 0 | 0 | 0 | 0 | 0 | 0 | 0 | 0
NSW | Cooma-Monaro | N9 | 0 | 0 | 0 | 0 | 0 | 0 | 0 | 0 | 0 | 0 | 0 | 615.6366 | 652.2109 | 665.8051 | 680.5962 | 644.2189 | 618.8613 | 615.5405 | 604.8859 | 636.8645 | 676.6339
VIC | Ovens Murray | V1 | 0 | 0 | 0 | 0 | 0 | 0 | 0 | 0 | 0 | 0 | 0 | 0 | 0 | 0 | 0 | 0 | 0 | 0 | 0 | 0 | 0
VIC | Murray River | V2 | 0 | 0 | 0 | 0 | 0 | 0 | 0 | 0 | 0 | 0 | 0 | 0 | 0 | 0 | 0 | 0 | 0 | 0 | 0 | 0 | 0
VIC | Western Victoria | V3 | 0 | 684.7167 | 661.1325 | 653.2836 | 655.1583 | 1250.8745 | 1223.219 | 1173.1942 | 1154.8871 | 1172.416 | 1223.7278 | 1274.5786 | 1208.6171 | 1174.4967 | 1260.6976 | 1272.0701 | 1201.6456 | 1308.6338 | 1392.0056 | 1356.714 | 1463.3595
VIC | South West Victoria | V4 | 0 | 454.9068 | 466.3682 | 494.2653 | 509.4697 | 494.3681 | 445.9792 | 808.887 | 2348.7145 | 2276.2685 | 2610.1417 | 2225.1175 | 2127.2783 | 2256.3083 | 2372.1813 | 2350.1711 | 2103.4379 | 2228.339 | 2412.8006 | 2349.8157 | 2659.6665
VIC | Gippsland | V5 | 0 | 0 | 0 | 0 | 633.9547 | 1258.7196 | 1948.9316 | 2870.5777 | 2845.9776 | 2844.0603 | 3328.2698 | 2890.601 | 2701.9412 | 2979.5294 | 2983.578 | 2820.6851 | 4924.1824 | 5012.999 | 5236.648 | 5254.3467 | 6184.9035
VIC | Central North Vic | V6 | 0 | 0 | 0 | 0 | 0 | 0 | 591.5557 | 549.5202 | 529.4344 | 530.6343 | 547.0539 | 624.3824 | 557.3822 | 525.5076 | 584.2421 | 583.7236 | 616.586 | 614.534 | 621.9672 | 610.2363 | 656.6914
SA | South East SA | S1 | 0 | 0 | 0 | 0 | 0 | 0 | 0 | 0 | 0 | 0 | 0 | 0 | 0 | 0 | 0 | 0 | 0 | 0 | 0 | 0 | 0
SA | Riverland | S2 | 0 | 0 | 0 | 0 | 0 | 0 | 0 | 0 | 0 | 0 | 0 | 0 | 0 | 0 | 0 | 0 | 0 | 0 | 0 | 0 | 0
SA | Mid-North SA | S3 | 0 | 0 | 0 | 0 | 0 | 0 | 0 | 0 | 0 | 0 | 0 | 144.2163 | 145.2498 | 140.8896 | 170.2899 | 165.4664 | 153.5691 | 161.686 | 164.926 | 159.1648 | 167.6129
SA | Yorke Peninsula | S4 | 0 | 0 | 0 | 0 | 0 | 0 | 0 | 0 | 0 | 0 | 0 | 0 | 0 | 0 | 0 | 0 | 0 | 0 | 0 | 0 | 0
SA | Northern SA | S5 | 0 | 0 | 0 | 0 | 0 | 0 | 0 | 0 | 0 | 0 | 0 | 0 | 0 | 0 | 0 | 0 | 0 | 0 | 0 | 0 | 0
SA | Leigh Creek | S6 | 0 | 0 | 0 | 0 | 0 | 0 | 0 | 0 | 0 | 0 | 0 | 0 | 0 | 0 | 0 | 0 | 0 | 0 | 0 | 0 | 0
SA | Roxby Downs | S7 | 0 | 0 | 0 | 0 | 0 | 0 | 0 | 0 | 0 | 0 | 0 | 0 | 0 | 0 | 0 | 0 | 0 | 0 | 0 | 0 | 0
SA | Eastern Eyre Peninsula | S8 | 0 | 0 | 0 | 0 | 0 | 0 | 0 | 0 | 0 | 0 | 0 | 0 | 0 | 0 | 0 | 0 | 0 | 0 | 0 | 0 | 0
SA | Western Eyre Peninsula | S9 | 0 | 0 | 0 | 0 | 0 | 0 | 0 | 0 | 0 | 0 | 0 | 0 | 0 | 0 | 0 | 0 | 0 | 0 | 0 | 0 | 0
TAS | North East Tasmania | T1 | 0 | 0 | 0 | 0 | 0 | 108.0406 | 105.6016 | 398.6862 | 863.6318 | 881.63 | 980.3482 | 934.6171 | 894.0126 | 982.5654 | 929.5169 | 957.7585 | 939.154 | 922.7683 | 870.8942 | 877.3528 | 878.7954
TAS | North West Tasmania | T2 | 0 | 0 | 0 | 0 | 0 | 0 | 356.5697 | 766.8421 | 762.6841 | 720.4706 | 810.1269 | 757.9057 | 712.8304 | 756.944 | 790.6774 | 771.8876 | 760.0009 | 769.997 | 762.423 | 719.6264 | 711.6946
TAS | Tasmania Midlands | T3 | 0 | 0 | 497.2901 | 1101.6749 | 1722.0899 | 2289.9565 | 2201.6483 | 2189.046 | 2168.7839 | 2183.8312 | 2266.6888 | 2196.2839 | 2085.6339 | 2225.1528 | 2240.9118 | 2301.6924 | 2215.7199 | 2182.4811 | 2178.3812 | 2176.2852 | 2194.8514
Shadow REZs |  |  | 0 | 0 | 0 | 0 | 0 | 0 | 0 | 0 | 0 | 0 | 0 | 0 | 0 | 0 | 16758.4423 | 17023.4643 | 16060.7392 | 17404.6019 | 15772.1631 | 16168.8101 | 15157.095
Total Generation |  |  | 0 | 3746.5753 | 4253.4177 | 4857.6865 | 8000.1484 | 11246.9483 | 12499.1339 | 19031.2244 | 21374.8058 | 21084.7294 | 21937.3128 | 23441.9777 | 22768.1661 | 23382.9962 | 42505.703 | 43704.9548 | 43923.2492 | 45590.0131 | 44265.1527 | 44829.9467 | 44648.0595

## REZGeneration_2
Annual as-generated generation by REZ (GWh) - Central with TRET (DP6)
Years are financial year ending.
Large-scale Solar
Region | REZ Name | REZ Code | 2022 | 2023 | 2024 | 2025 | 2026 | 2027 | 2028 | 2029 | 2030 | 2031 | 2032 | 2033 | 2034 | 2035 | 2036 | 2037 | 2038 | 2039 | 2040 | 2041 | 2042
QLD | Far North QLD | Q1 | 0 | 140.8879 | 136.4075 | 139.1336 | 141.4809 | 138.7521 | 141.4105 | 120.7583 | 132.4248 | 129.5562 | 126.3696 | 138.1681 | 135.8283 | 137.2079 | 140.6853 | 138.4301 | 140.3909 | 120.8234 | 132.7379 | 133.193 | 130.0407
QLD | North Qld Clean Energy Hub | Q2 | 0 | 0 | 0 | 0 | 0 | 0 | 0 | 0 | 0 | 0 | 0 | 0 | 0 | 0 | 0 | 0 | 0 | 0 | 0 | 0 | 0
QLD | Northern Qld | Q3 | 0 | 0 | 0 | 0 | 0 | 0 | 0 | 0 | 0 | 0 | 0 | 0 | 0 | 0 | 0 | 0 | 0 | 0 | 0 | 0 | 0
QLD | Isaac | Q4 | 0 | 943.8288 | 939.864 | 931.4833 | 942.5551 | 948.5184 | 1203.9274 | 985.4495 | 1111.2853 | 1122.1446 | 1165.8918 | 1201.1605 | 1190.852 | 1180.443 | 1196.8846 | 1193.4571 | 1200.4969 | 985.7733 | 1112.159 | 1119.6013 | 1161.0455
QLD | Barcaldine | Q5 | 0 | 0 | 0 | 0 | 0 | 0 | 0 | 0 | 0 | 0 | 0 | 0 | 0 | 0 | 0 | 0 | 0 | 0 | 0 | 0 | 0
QLD | Fitzroy | Q6 | 0 | 0 | 0 | 0 | 0 | 1120.2197 | 3623.5808 | 2989.4636 | 3354.5871 | 3378.2099 | 3599.5461 | 3627.2142 | 3648.2269 | 3678.0671 | 3714.0026 | 3702.1025 | 3612.3533 | 2992.6023 | 3361.4928 | 3366.7218 | 3596.9405
QLD | Wide Bay | Q7 | 0 | 0 | 0 | 0 | 0 | 0 | 0 | 0 | 0 | 0 | 0 | 0 | 0 | 0 | 519.6239 | 519.4491 | 505.4621 | 418.674 | 469.7433 | 474.4359 | 515.0393
QLD | Darling Downs | Q8 | 0 | 0 | 0 | 0 | 0 | 0 | 505.3701 | 622.7315 | 1031.5659 | 1038.4963 | 1106.5519 | 1131.4912 | 1099.3168 | 1102.0401 | 2749.3279 | 2738.9689 | 2702.9782 | 2309.7184 | 3076.2983 | 3163.5887 | 3371.8428
NSW | North West NSW | N1 | 0 | 314.7508 | 315.5549 | 305.9138 | 327.1153 | 328.8207 | 318.7599 | 277.3019 | 291.3292 | 308.1046 | 320.6875 | 3044.3946 | 3021.7097 | 2943.727 | 5978.0988 | 6009.5181 | 7888.5643 | 6938.5721 | 8166.984 | 12977.2321 | 13490.32
NSW | New England | N2 | 0 | 289.6845 | 292.4204 | 274.3254 | 298.3382 | 293.1388 | 294.468 | 247.8963 | 265.3944 | 722.0868 | 786.6446 | 765.4286 | 767.2178 | 721.2707 | 780.7286 | 765.8197 | 763.4758 | 651.0926 | 692.4446 | 718.5143 | 784.1394
NSW | Central-West Orana | N3 | 0 | 373.387 | 366.6412 | 363.2017 | 382.3104 | 378.3423 | 379.0686 | 327.7738 | 340.7938 | 668.7729 | 698.2139 | 2719.5752 | 3672.4273 | 3632.1131 | 5611.1899 | 5556.2261 | 5525.3961 | 4844.8907 | 5018.6909 | 5340.705 | 5562.5781
NSW | Southern NSW Tablelands | N4 | 0 | 0 | 0 | 0 | 0 | 0 | 0 | 0 | 0 | 0 | 0 | 0 | 0 | 0 | 0 | 0 | 0 | 0 | 0 | 0 | 0
NSW | Broken Hill | N5 | 0 | 0 | 0 | 0 | 0 | 0 | 0 | 0 | 0 | 0 | 0 | 0 | 0 | 0 | 0 | 0 | 0 | 0 | 0 | 0 | 0
NSW | South West NSW | N6 | 0 | 0 | 0 | 0 | 0 | 0 | 0 | 0 | 0 | 0 | 0 | 1619.0437 | 1548.4246 | 1494.5487 | 1555.4744 | 1573.4834 | 1618.2149 | 1492.7924 | 1520.3299 | 1525.5472 | 1521.2539
NSW | Wagga Wagga | N7 | 0 | 0 | 0 | 0 | 0 | 0 | 0 | 0 | 0 | 0 | 0 | 2581.1888 | 2485.9567 | 2382.8886 | 2457.6795 | 2476.6368 | 2572.9517 | 2310.2305 | 2399.2401 | 2449.2744 | 2415.3013
NSW | Tumut | N8 | 0 | 0 | 0 | 0 | 0 | 0 | 0 | 0 | 0 | 0 | 0 | 0 | 0 | 0 | 0 | 0 | 0 | 0 | 0 | 0 | 0
NSW | Cooma-Monaro | N9 | 0 | 0 | 0 | 0 | 0 | 0 | 0 | 0 | 0 | 0 | 0 | 0 | 0 | 0 | 0 | 0 | 0 | 0 | 0 | 0 | 0
VIC | Ovens Murray | V1 | 0 | 0 | 0 | 0 | 0 | 0 | 0 | 0 | 0 | 0 | 0 | 0 | 0 | 0 | 0 | 0 | 0 | 0 | 0 | 0 | 0
VIC | Murray River | V2 | 0 | 0 | 0 | 253.5927 | 254.1785 | 576.3468 | 1025.6355 | 919.7125 | 952.2331 | 956.8141 | 950.926 | 1022.5941 | 972.7092 | 950.6992 | 972.9943 | 991.8193 | 1022.8277 | 925.9531 | 951.503 | 955.0896 | 948.4369
VIC | Western Victoria | V3 | 0 | 0 | 0 | 0 | 0 | 0 | 0 | 0 | 263.1015 | 264.9224 | 263.2657 | 276.1293 | 273.7007 | 259.7961 | 268.4221 | 271.812 | 942.9598 | 833.1372 | 873.3388 | 878.4642 | 872.6694
VIC | South West Victoria | V4 | 0 | 0 | 0 | 0 | 0 | 0 | 0 | 0 | 0 | 0 | 0 | 0 | 0 | 0 | 0 | 0 | 0 | 0 | 0 | 0 | 0
VIC | Gippsland | V5 | 0 | 0 | 0 | 0 | 0 | 0 | 0 | 0 | 0 | 0 | 0 | 0 | 0 | 0 | 0 | 0 | 0 | 0 | 0 | 0 | 0
VIC | Central North Vic | V6 | 0 | 0 | 0 | 0 | 379.004 | 482.9087 | 455.5025 | 738.8689 | 848.7894 | 837.9606 | 817.5004 | 904.0283 | 850.7371 | 823.2557 | 951.4102 | 960.4557 | 907.6637 | 827.072 | 851.3513 | 833.9118 | 815.1103
SA | South East SA | S1 | 0 | 0 | 0 | 0 | 0 | 0 | 0 | 0 | 0 | 0 | 0 | 0 | 0 | 0 | 0 | 0 | 0 | 0 | 0 | 0 | 0
SA | Riverland | S2 | 0 | 0 | 0 | 0 | 0 | 0 | 0 | 0 | 0 | 0 | 0 | 512.9546 | 492.1964 | 495.8816 | 2548.0437 | 2621.8521 | 2619.4657 | 2433.4952 | 2469.608 | 2450.622 | 2500.3132
SA | Mid-North SA | S3 | 0 | 0 | 0 | 0 | 0 | 0 | 0 | 0 | 0 | 0 | 0 | 0 | 0 | 0 | 0 | 0 | 0 | 0 | 0 | 0 | 0
SA | Yorke Peninsula | S4 | 0 | 0 | 0 | 0 | 0 | 0 | 0 | 0 | 0 | 0 | 0 | 0 | 0 | 0 | 0 | 0 | 0 | 0 | 0 | 0 | 0
SA | Northern SA | S5 | 0 | 0 | 0 | 0 | 0 | 0 | 0 | 0 | 0 | 0 | 0 | 0 | 0 | 0 | 0 | 0 | 0 | 0 | 0 | 0 | 0
SA | Leigh Creek | S6 | 0 | 0 | 0 | 0 | 0 | 0 | 0 | 0 | 0 | 0 | 0 | 0 | 0 | 0 | 0 | 0 | 0 | 0 | 0 | 0 | 0
SA | Roxby Downs | S7 | 0 | 0 | 0 | 0 | 0 | 0 | 0 | 0 | 0 | 68.6003 | 71.2416 | 2758.5965 | 2624.7193 | 2706.6799 | 2691.3561 | 2764.6306 | 2764.9585 | 2566.2109 | 2632.0183 | 2632.1524 | 2720.0007
SA | Eastern Eyre Peninsula | S8 | 0 | 0 | 0 | 0 | 0 | 0 | 0 | 0 | 0 | 0 | 0 | 0 | 0 | 0 | 0 | 0 | 0 | 0 | 0 | 0 | 0
SA | Western Eyre Peninsula | S9 | 0 | 0 | 0 | 0 | 0 | 0 | 0 | 0 | 0 | 0 | 0 | 0 | 0 | 0 | 0 | 0 | 0 | 0 | 0 | 0 | 0
TAS | North East Tasmania | T1 | 0 | 0 | 0 | 0 | 0 | 0 | 0 | 0 | 0 | 0 | 0 | 0 | 0 | 0 | 0 | 0 | 0 | 0 | 0 | 0 | 0
TAS | North West Tasmania | T2 | 0 | 0 | 0 | 0 | 0 | 0 | 304.7945 | 289.6701 | 299.0721 | 295.383 | 293.4725 | 304.3513 | 315.5627 | 288.3234 | 298.1963 | 287.007 | 304.7768 | 291.802 | 299.8615 | 294.9438 | 292.7055
TAS | Tasmania Midlands | T3 | 0 | 0 | 0 | 0 | 0 | 0 | 0 | 0 | 0 | 0 | 0 | 0 | 0 | 0 | 0 | 0 | 0 | 0 | 0 | 0 | 0
Total Generation |  |  | 0 | 2062.539 | 2050.888 | 2267.6505 | 2724.9823 | 4267.0476 | 8252.5177 | 7519.6264 | 8890.5766 | 9791.0516 | 10200.3115 | 22606.3189 | 23099.5855 | 22796.9422 | 32434.1182 | 32571.6685 | 35092.9363 | 30942.8401 | 34027.8016 | 39313.9972 | 40697.7374
Wind
Region | REZ Name | REZ Code | 2022 | 2023 | 2024 | 2025 | 2026 | 2027 | 2028 | 2029 | 2030 | 2031 | 2032 | 2033 | 2034 | 2035 | 2036 | 2037 | 2038 | 2039 | 2040 | 2041 | 2042
QLD | Far North QLD | Q1 | 0 | 0 | 0 | 0 | 1806.2145 | 3123.9941 | 3076.7237 | 2869.1826 | 2951.2572 | 2881.8464 | 2819.4198 | 2986.4792 | 2752.6321 | 2805.0168 | 3059.8684 | 3002.2292 | 5761.5965 | 5279.9734 | 6374.1723 | 6492.925 | 6300.0634
QLD | North Qld Clean Energy Hub | Q2 | 0 | 0 | 0 | 0 | 0 | 0 | 0 | 0 | 0 | 0 | 0 | 0 | 0 | 0 | 0 | 0 | 0 | 0 | 0 | 0 | 0
QLD | Northern Qld | Q3 | 0 | 0 | 0 | 0 | 0 | 0 | 0 | 0 | 0 | 0 | 0 | 0 | 0 | 0 | 0 | 0 | 0 | 0 | 0 | 0 | 0
QLD | Isaac | Q4 | 0 | 0 | 0 | 0 | 0 | 0 | 0 | 0 | 0 | 0 | 0 | 0 | 0 | 0 | 3579.7622 | 3675.8488 | 3533.4734 | 3499.5272 | 3420.7048 | 3521.8373 | 3675.681
QLD | Barcaldine | Q5 | 0 | 0 | 0 | 0 | 0 | 0 | 0 | 0 | 0 | 0 | 0 | 0 | 0 | 0 | 0 | 0 | 0 | 0 | 0 | 0 | 0
QLD | Fitzroy | Q6 | 0 | 0 | 0 | 0 | 0 | 0 | 0 | 1308.0938 | 2918.7766 | 2761.5547 | 2771.1786 | 2781.0513 | 2684.6381 | 2851.7343 | 3174.7199 | 3362.0278 | 3194.7084 | 3292.2569 | 3290.028 | 3212.4063 | 3147.0098
QLD | Wide Bay | Q7 | 0 | 0 | 0 | 0 | 0 | 0 | 0 | 0 | 0 | 0 | 0 | 0 | 0 | 0 | 885.885 | 925.4462 | 843.7384 | 876.7375 | 886.733 | 890.2323 | 834.0582
QLD | Darling Downs | Q8 | 0 | 1818.5557 | 1810.1897 | 1766.7244 | 1822.1126 | 1952.9295 | 1768.056 | 5142.8496 | 5067.8179 | 4972.3203 | 4762.8632 | 4888.3172 | 4970.5181 | 4873.795 | 5042.9509 | 10483.4743 | 13080.2381 | 13779.2934 | 13261.5104 | 13266.2036 | 12498.9508
NSW | North West NSW | N1 | 0 | 0 | 0 | 0 | 0 | 0 | 0 | 0 | 0 | 0 | 0 | 0 | 0 | 0 | 0 | 0 | 0 | 0 | 0 | 0 | 0
NSW | New England | N2 | 0 | 0 | 0 | 0 | 0 | 0 | 0 | 0 | 0 | 0 | 0 | 0 | 0 | 0 | 5793.9874 | 5944.0814 | 10094.4168 | 11556.4341 | 10639.1025 | 10691.9409 | 9644.9637
NSW | Central-West Orana | N3 | 0 | 0 | 0 | 0 | 0 | 0 | 0 | 0 | 0 | 0 | 0 | 2433.5913 | 2544.1996 | 2543.1779 | 2585.7755 | 2559.7403 | 2484.8808 | 2724.8064 | 2452.3562 | 2516.4281 | 2362.8109
NSW | Southern NSW Tablelands | N4 | 0 | 788.3961 | 818.4371 | 833.7164 | 851.1487 | 767.0524 | 784.2962 | 810.257 | 760.7347 | 814.7704 | 849.0336 | 741.1426 | 789.2134 | 798.2664 | 823.6971 | 740.0215 | 760.9634 | 804.8378 | 749.3444 | 791.904 | 830.4522
NSW | Broken Hill | N5 | 0 | 0 | 0 | 0 | 0 | 0 | 0 | 0 | 0 | 0 | 0 | 0 | 0 | 0 | 0 | 0 | 0 | 0 | 0 | 0 | 0
NSW | South West NSW | N6 | 0 | 0 | 0 | 0 | 0 | 0 | 0 | 0 | 0 | 0 | 0 | 0 | 0 | 0 | 0 | 0 | 0 | 0 | 0 | 0 | 0
NSW | Wagga Wagga | N7 | 0 | 0 | 0 | 0 | 0 | 0 | 0 | 0 | 0 | 0 | 0 | 0 | 0 | 0 | 0 | 0 | 0 | 0 | 0 | 0 | 0
NSW | Tumut | N8 | 0 | 0 | 0 | 0 | 0 | 0 | 0 | 0 | 0 | 0 | 0 | 0 | 0 | 0 | 0 | 0 | 0 | 0 | 0 | 0 | 0
NSW | Cooma-Monaro | N9 | 0 | 0 | 0 | 0 | 0 | 0 | 0 | 0 | 0 | 0 | 0 | 0 | 618.5905 | 617.1678 | 643.4793 | 606.259 | 566.3498 | 600.7271 | 573.9256 | 886.1055 | 934.2595
VIC | Ovens Murray | V1 | 0 | 0 | 0 | 0 | 0 | 0 | 0 | 0 | 0 | 0 | 0 | 0 | 0 | 0 | 0 | 0 | 0 | 0 | 0 | 0 | 0
VIC | Murray River | V2 | 0 | 0 | 0 | 0 | 0 | 0 | 0 | 0 | 0 | 0 | 0 | 0 | 0 | 0 | 0 | 0 | 0 | 0 | 0 | 0 | 0
VIC | Western Victoria | V3 | 0 | 696.2823 | 670.4889 | 704.8169 | 1505.5053 | 1489.1124 | 1468.4774 | 1439.0408 | 2198.6376 | 2151.2378 | 2304.6249 | 2067.1741 | 2072.4803 | 1995.1916 | 2338.4246 | 2239.0917 | 2255.9343 | 2435.2249 | 2412.5292 | 2303.2637 | 2505.839
VIC | South West Victoria | V4 | 0 | 455.5246 | 467.0985 | 493.7007 | 511.4031 | 1660.7649 | 1515.5294 | 1650.4634 | 2411.447 | 2353.0731 | 2661.804 | 2154.4567 | 2177.342 | 2279.7311 | 2494.8735 | 2473.9284 | 2240.827 | 2328.377 | 2479.4094 | 2382.0043 | 2709.6529
VIC | Gippsland | V5 | 0 | 0 | 0 | 0 | 0 | 0 | 520.6968 | 1729.8924 | 1737.2431 | 1728.7644 | 1995.8136 | 1732.1619 | 1652.407 | 1802.1613 | 1826.3285 | 1724.1181 | 1754.0169 | 1767.7697 | 1732.7292 | 1732.9991 | 1994.4464
VIC | Central North Vic | V6 | 0 | 0 | 0 | 0 | 0 | 290.9813 | 1135.1542 | 1023.6534 | 990.0933 | 976.1302 | 1019.401 | 1018.9382 | 974.2453 | 932.5675 | 1089.2818 | 1037.8366 | 1144.5208 | 1152.2678 | 1104.0403 | 1060.7629 | 1156.4485
SA | South East SA | S1 | 0 | 0 | 0 | 0 | 0 | 0 | 0 | 0 | 0 | 0 | 0 | 0 | 0 | 0 | 178.0129 | 179.5328 | 1809.8063 | 1955.726 | 2752.0249 | 2554.6658 | 2894.1959
SA | Riverland | S2 | 0 | 0 | 0 | 0 | 0 | 0 | 0 | 0 | 0 | 0 | 0 | 0 | 0 | 0 | 0 | 0 | 0 | 0 | 0 | 0 | 0
SA | Mid-North SA | S3 | 0 | 0 | 0 | 0 | 0 | 0 | 0 | 0 | 0 | 0 | 0 | 21.9345 | 22.102 | 22.2192 | 773.6412 | 756.9427 | 774.4265 | 820.7974 | 826.753 | 1053.5525 | 1115.7349
SA | Yorke Peninsula | S4 | 0 | 0 | 0 | 0 | 0 | 0 | 0 | 0 | 0 | 0 | 0 | 0 | 0 | 0 | 0 | 189.2569 | 1752.2802 | 1930.8418 | 2010.2673 | 2327.9261 | 2694.6292
SA | Northern SA | S5 | 0 | 0 | 0 | 0 | 0 | 0 | 0 | 0 | 0 | 0 | 0 | 0 | 0 | 0 | 0 | 0 | 0 | 0 | 0 | 0 | 0
SA | Leigh Creek | S6 | 0 | 0 | 0 | 0 | 0 | 0 | 0 | 0 | 0 | 0 | 0 | 0 | 0 | 0 | 0 | 0 | 0 | 0 | 0 | 0 | 0
SA | Roxby Downs | S7 | 0 | 0 | 0 | 0 | 0 | 0 | 0 | 0 | 0 | 0 | 0 | 0 | 0 | 0 | 0 | 0 | 0 | 0 | 0 | 0 | 0
SA | Eastern Eyre Peninsula | S8 | 0 | 0 | 0 | 0 | 0 | 0 | 0 | 0 | 0 | 0 | 0 | 0 | 0 | 0 | 0 | 0 | 0 | 0 | 0 | 0 | 0
SA | Western Eyre Peninsula | S9 | 0 | 0 | 0 | 0 | 0 | 0 | 0 | 0 | 0 | 0 | 0 | 0 | 0 | 0 | 0 | 0 | 0 | 0 | 0 | 0 | 0
TAS | North East Tasmania | T1 | 0 | 0 | 0 | 0 | 0 | 0 | 0 | 0 | 0 | 0 | 0 | 0 | 656.3954 | 982.5654 | 813.5028 | 873.5041 | 769.7299 | 821.2312 | 765.7885 | 762.7743 | 842.2461
TAS | North West Tasmania | T2 | 0 | 0 | 0 | 0 | 0 | 0 | 0 | 0 | 0 | 0 | 0 | 0 | 0 | 0 | 0 | 0 | 0 | 0 | 0 | 0 | 0
TAS | Tasmania Midlands | T3 | 0 | 0 | 497.2901 | 1101.6749 | 1722.0899 | 2397.9972 | 2663.8196 | 3354.5742 | 3795.0997 | 4178.1927 | 5198.4118 | 5501.9083 | 5180.6737 | 5647.5476 | 6525.4403 | 6934.24 | 8704.6989 | 9146.5318 | 8934.1526 | 8654.1584 | 9044.5819
Total Generation |  |  | 0 | 3758.7588 | 4263.5044 | 4900.6334 | 8218.4741 | 11682.8317 | 12932.7535 | 19328.0071 | 22831.1072 | 22817.8898 | 24382.5506 | 26327.1553 | 27095.4375 | 28151.1418 | 41629.6312 | 47707.5797 | 61526.6064 | 64773.3614 | 64665.5716 | 65102.0902 | 65186.0244

## Emissions_1
NEM Emissions (Mt CO2-e) - Central with TRET (Counterfactual)
Years are financial year ending.
Emissions | Total | 2022 | 2023 | 2024 | 2025 | 2026 | 2027 | 2028 | 2029 | 2030 | 2031 | 2032 | 2033 | 2034 | 2035 | 2036 | 2037 | 2038 | 2039 | 2040 | 2041 | 2042
NEM | 2115.1163 | 128.6999 | 128.0188 | 127.2865 | 122.9659 | 118.8092 | 113.8012 | 116.959 | 106.9043 | 103.4708 | 107.0361 | 101.7909 | 95.958 | 96.3925 | 95.1911 | 76.2674 | 75.248 | 79.9541 | 77.2282 | 78.9274 | 83.2038 | 81.0033

## Emissions_2
NEM Emissions (Mt CO2-e) - Central with TRET (DP6)
Years are financial year ending.
Emissions | Total | 2022 | 2023 | 2024 | 2025 | 2026 | 2027 | 2028 | 2029 | 2030 | 2031 | 2032 | 2033 | 2034 | 2035 | 2036 | 2037 | 2038 | 2039 | 2040 | 2041 | 2042
NEM | 1970.6604 | 128.6999 | 128.1027 | 127.2946 | 123.567 | 119.6974 | 113.9873 | 117.7705 | 107.0993 | 102.7398 | 105.9585 | 98.5007 | 90.8071 | 92.2757 | 90.02 | 69.3889 | 64.2714 | 58.4361 | 57.8757 | 58.66 | 59.0608 | 56.447

## VOMCost_1
VOM cost by technology ($000s) - Central with TRET (Counterfactual)
Real June 2019 dollars. Years are financial year ending. Some rounding errors may be present.
Region | Technology | 2022 | 2023 | 2024 | 2025 | 2026 | 2027 | 2028 | 2029 | 2030 | 2031 | 2032 | 2033 | 2034 | 2035 | 2036 | 2037 | 2038 | 2039 | 2040 | 2041 | 2042
NEM | Black Coal | 417047.8228 | 406451.5713 | 407396.768 | 393483.1484 | 385787.5787 | 369986.106 | 371609.383 | 340848.6812 | 337129.3099 | 355915.0011 | 354737.1545 | 294714.8857 | 298420.7531 | 299758.3257 | 203378.2194 | 188792.1032 | 162132.7234 | 162995.2426 | 163057.3431 | 163115.4983 | 163225.2797
NEM | Brown Coal | 136716.4191 | 142269.7675 | 141577.5093 | 137229.5425 | 129221.9357 | 123331.0792 | 132746.5286 | 120240.4505 | 111697.9141 | 110955.2285 | 94422.7506 | 89996.9189 | 89387.8838 | 86313.3425 | 85352.0056 | 87798.4757 | 92967.9097 | 90055.6155 | 91165.2776 | 96770.1008 | 89641.6029
NEM | CCGT | 19534.4065 | 19674.7616 | 18407.7611 | 18579.8546 | 17241.3351 | 16928.3643 | 17903.1261 | 18063.0458 | 17584.8897 | 17873.5569 | 16124.1531 | 64471.9116 | 62371.6631 | 60164.2719 | 64693.7106 | 73664.268 | 84204.9586 | 87571.982 | 78298.4659 | 77608.5352 | 77970.6331
NEM | Peaking Gas+Liquids | 1227.5737 | 1071.3471 | 1772.0935 | 2121.9918 | 2071.7303 | 1588.1514 | 1797.9619 | 2208.0074 | 2777.9626 | 2741.2655 | 2546.5154 | 70505.0921 | 72042.191 | 67142.2016 | 109812.7164 | 122067.2136 | 237941.5739 | 200053.1364 | 242656.332 | 286319.7455 | 280593.2071
NEM | Hydro | 116797.9251 | 96323.1962 | 95045.6278 | 116072.1206 | 98886.0792 | 107327.0517 | 66841.3828 | 112995.0477 | 106201.7724 | 84794.9314 | 93372.04 | 91902.5831 | 87991.7585 | 100916.5388 | 95057.3035 | 99781.8482 | 65032.6691 | 111076.4186 | 106972.6939 | 82865.6915 | 93290.1004
NEM | Dispatchable Storage | 164.5363 | 213.0971 | 283.5258 | 676.9765 | 365.1342 | 1309.1226 | 4885.2034 | 3515.1931 | 6439.5909 | 6437.3659 | 6602.8001 | 8300.9507 | 8289.5539 | 7491.2153 | 7975.635 | 6726.0421 | 3909.7674 | 2630.9504 | 3181.5997 | 3194.015 | 3133.5668
NEM | Wind | 78206.9861 | 81812.0474 | 83643.7007 | 86069.9731 | 99290.967 | 106685.1326 | 104935.1213 | 123638.1415 | 130267.1432 | 129540.612 | 136497.281 | 135098.2513 | 130528.2394 | 132971.3809 | 200220.7296 | 203233.4956 | 196739.8145 | 204273.1092 | 200086.7755 | 197616.092 | 200535.6378
NEM | Solar | 0 | 0 | 0 | 0 | 0 | 0 | 0 | 0 | 0 | 0 | 0 | 0 | 0 | 0 | 0 | 0 | 0 | 0 | 0 | 0 | 0
Total |  | 769695.6696 | 747815.7881 | 748126.9861 | 754233.6075 | 732864.7602 | 727155.0079 | 700718.7069 | 721508.5672 | 712098.5828 | 708257.9613 | 704302.6947 | 754990.5935 | 749032.0428 | 754757.2769 | 766490.3201 | 782063.4464 | 842929.4166 | 858656.4547 | 885418.4876 | 907489.6782 | 908390.0278
Region | Technology | 2022 | 2023 | 2024 | 2025 | 2026 | 2027 | 2028 | 2029 | 2030 | 2031 | 2032 | 2033 | 2034 | 2035 | 2036 | 2037 | 2038 | 2039 | 2040 | 2041 | 2042
NSW | Black Coal | 200282.9929 | 195456.4829 | 179473.6941 | 169612.2107 | 168193.879 | 159646.2331 | 171611.2994 | 158774.3288 | 157083.0123 | 177410.2007 | 174893.2226 | 114165.576 | 114165.576 | 114165.576 | 37219.5648 | 37117.872 | 37117.872 | 37117.872 | 37219.5648 | 37117.872 | 37117.872
NSW | Brown Coal | 0 | 0 | 0 | 0 | 0 | 0 | 0 | 0 | 0 | 0 | 0 | 0 | 0 | 0 | 0 | 0 | 0 | 0 | 0 | 0 | 0
NSW | CCGT | 259.8251 | 259.8251 | 781.6109 | 519.6502 | 519.6502 | 519.6502 | 521.0739 | 519.6502 | 519.6502 | 519.6502 | 521.0739 | 25654.5266 | 25654.5266 | 25631.909 | 23891.7952 | 24153.0794 | 25265.8868 | 25084.5749 | 25528.1983 | 25458.8608 | 25475.0756
NSW | Peaking Gas+Liquids | 138.7221 | 26.3249 | 200.1297 | 290.4139 | 282.7883 | 238.2308 | 233.4238 | 317.5113 | 976.4704 | 568.7768 | 810.3707 | 58154.7375 | 61375.1114 | 56123.4494 | 95374.1088 | 104016.3812 | 164891.252 | 137739.1557 | 165184.5006 | 183487.2633 | 194658.9069
NSW | Hydro | 16070.5172 | 13925.9158 | 13710.2822 | 21018.5515 | 13140.2787 | 16256.6311 | 6038.3435 | 25250.6841 | 22453.5993 | 13324.4789 | 15448.9766 | 13010.2804 | 12761.9401 | 19604.7678 | 19647.8738 | 21970.1117 | 8720.7819 | 28337.3429 | 23884.4904 | 14859.4167 | 16894.6359
NSW | Dispatchable Storage | 66.2721 | 72.076 | 83.3129 | 275.7201 | 88.2346 | 132.1986 | 88.89 | 113.2547 | 117.9829 | 270.216 | 134.0882 | 30.5999 | 20.6652 | 73.2057 | 1101.3856 | 1050.2525 | 472.7457 | 479.1315 | 311.1767 | 242.3181 | 223.5202
NSW | Wind | 12008.1097 | 13843.758 | 14260.7267 | 14374.997 | 15037.5432 | 14516.6163 | 13594.8864 | 14410.7262 | 13734.4683 | 14294.0759 | 14504.6428 | 20545.3765 | 21369.1696 | 21640.7138 | 77757.7544 | 78133.2797 | 73849.7266 | 79441.4887 | 72971.6568 | 74205.9673 | 70443.5715
NSW | Solar | 0 | 0 | 0 | 0 | 0 | 0 | 0 | 0 | 0 | 0 | 0 | 0 | 0 | 0 | 0 | 0 | 0 | 0 | 0 | 0 | 0
Total |  | 228826.4391 | 223584.3827 | 208509.7564 | 206091.5434 | 197262.374 | 191309.5601 | 192087.9172 | 199386.1553 | 194885.1835 | 206387.3984 | 206312.3749 | 231561.0971 | 235346.989 | 237239.6216 | 254992.4827 | 266440.9766 | 310318.265 | 308199.5656 | 325099.5876 | 335371.6981 | 344813.5821
Region | Technology | 2022 | 2023 | 2024 | 2025 | 2026 | 2027 | 2028 | 2029 | 2030 | 2031 | 2032 | 2033 | 2034 | 2035 | 2036 | 2037 | 2038 | 2039 | 2040 | 2041 | 2042
QLD | Black Coal | 216764.8299 | 210995.0884 | 227923.0738 | 223870.9378 | 217593.6997 | 210339.873 | 199998.0835 | 182074.3524 | 180046.2976 | 178504.8004 | 179843.9319 | 180549.3097 | 184255.1771 | 185592.7497 | 166158.6546 | 151674.2312 | 125014.8514 | 125877.3706 | 125837.7783 | 125997.6263 | 126107.4077
QLD | Brown Coal | 0 | 0 | 0 | 0 | 0 | 0 | 0 | 0 | 0 | 0 | 0 | 0 | 0 | 0 | 0 | 0 | 0 | 0 | 0 | 0 | 0
QLD | CCGT | 8811.4894 | 8811.4894 | 10084.4381 | 9582.4811 | 9582.4811 | 9582.4811 | 9608.7344 | 9228.8302 | 9228.8302 | 9228.8302 | 9254.1147 | 15870.0531 | 15269.4317 | 14682.618 | 24718.1142 | 33128.5096 | 55033.1528 | 58718.7206 | 52770.2676 | 52149.6743 | 52495.5575
QLD | Peaking Gas+Liquids | 31.2478 | 6.9256 | 42.2283 | 183.2203 | 111.6638 | 13.2433 | 2.6565 | 183.9381 | 100.2159 | 241.2958 | 41.0307 | 2107.8774 | 1319.4918 | 1294.0362 | 3407.986 | 6588.6427 | 27394.4585 | 35334.4781 | 37319.8656 | 37379.3244 | 41311.3946
QLD | Hydro | 5001.3709 | 4981.157 | 4960.9431 | 4940.7292 | 4920.5153 | 4900.3014 | 4880.0875 | 4859.8735 | 4839.6596 | 4819.4457 | 4799.2318 | 4779.0179 | 4758.804 | 4738.5901 | 4718.3762 | 4698.1623 | 1762.4792 | 1754.8633 | 1747.2474 | 1739.6316 | 1732.0157
QLD | Dispatchable Storage | 98.2642 | 141.0211 | 200.2129 | 401.2564 | 276.8996 | 1176.924 | 4796.3134 | 3401.9384 | 6321.608 | 6167.1499 | 6468.7119 | 8270.3508 | 8268.8887 | 7418.0096 | 6874.2495 | 5675.7896 | 3437.0217 | 2151.8189 | 2870.423 | 2951.6969 | 2910.0467
QLD | Wind | 6251.3884 | 11815.9818 | 11509.6507 | 11362.5825 | 17074.6074 | 21664.6273 | 20462.1868 | 33770.8174 | 34723.9852 | 34263.3185 | 33054.9859 | 33683.2854 | 33035.3321 | 33001.8003 | 39364.4086 | 43128.9938 | 41463.3151 | 41224.4193 | 41332.6618 | 41880.3669 | 39919.337
QLD | Solar | 0 | 0 | 0 | 0 | 0 | 0 | 0 | 0 | 0 | 0 | 0 | 0 | 0 | 0 | 0 | 0 | 0 | 0 | 0 | 0 | 0
Total |  | 236958.5907 | 236751.6633 | 254720.5469 | 250341.2073 | 249559.8668 | 247677.45 | 239748.0621 | 233519.75 | 235260.5965 | 233224.8406 | 233462.0069 | 245259.8943 | 246907.1254 | 246727.804 | 245241.7891 | 244894.3292 | 254105.2786 | 265061.6708 | 261878.2439 | 262098.3205 | 264475.7592
Region | Technology | 2022 | 2023 | 2024 | 2025 | 2026 | 2027 | 2028 | 2029 | 2030 | 2031 | 2032 | 2033 | 2034 | 2035 | 2036 | 2037 | 2038 | 2039 | 2040 | 2041 | 2042
VIC | Black Coal | 0 | 0 | 0 | 0 | 0 | 0 | 0 | 0 | 0 | 0 | 0 | 0 | 0 | 0 | 0 | 0 | 0 | 0 | 0 | 0 | 0
VIC | Brown Coal | 136716.4191 | 142269.7675 | 141577.5093 | 137229.5425 | 129221.9357 | 123331.0792 | 132746.5286 | 120240.4505 | 111697.9141 | 110955.2285 | 94422.7506 | 89996.9189 | 89387.8838 | 86313.3425 | 85352.0056 | 87798.4757 | 92967.9097 | 90055.6155 | 91165.2776 | 96770.1008 | 89641.6029
VIC | CCGT | 75.8647 | 35.2776 | 32.8856 | 42.3193 | 47.1745 | 24.9556 | 26.7087 | 22.6036 | 36.8966 | 83.562 | 94.5745 | 3309.9447 | 3024.4271 | 2045.8324 | 1654.2807 | 1099.3534 | 3905.919 | 3768.6865 | 0 | 0 | 0
VIC | Peaking Gas+Liquids | 328.8107 | 167.8503 | 112.1259 | 90.203 | 248.2366 | 84.1829 | 95.2975 | 124.2625 | 215.2859 | 259.3678 | 390.8949 | 1529.0434 | 984.9001 | 1849.3929 | 2292.2566 | 2447.0838 | 20195.0123 | 5851.8885 | 18748.2044 | 33852.8303 | 21951.2853
VIC | Hydro | 22716.2466 | 21016.7344 | 19881.5959 | 24998.4347 | 19338.8321 | 22257.1883 | 13454.1368 | 27117.9041 | 25453.3923 | 20013.6116 | 21803.5548 | 20163.8594 | 19061.3553 | 23975.6785 | 18550.647 | 21339.0716 | 12890.4275 | 25989.9758 | 24411.7285 | 19174.1927 | 20880.0133
VIC | Dispatchable Storage | 0 | 0 | 0 | 0 | 0 | 0 | 0 | 0 | 0 | 0 | 0 | 0 | 0 | 0 | 0 | 0 | 0 | 0 | 0 | 0 | 0
VIC | Wind | 35599.6627 | 34049.9015 | 34140.4254 | 34972.6623 | 38313.2459 | 40097.3563 | 41314.9775 | 43950.931 | 49216.8448 | 48591.7098 | 54491.0267 | 49235.292 | 46670.7324 | 48376.7445 | 51024.0513 | 50239.5856 | 52108.2087 | 54086.8731 | 56560.338 | 52787.7627 | 59991.7835
VIC | Solar | 0 | 0 | 0 | 0 | 0 | 0 | 0 | 0 | 0 | 0 | 0 | 0 | 0 | 0 | 0 | 0 | 0 | 0 | 0 | 0 | 0
Total |  | 195437.0038 | 197539.5312 | 195744.5421 | 197333.1618 | 187169.4248 | 185794.7622 | 187637.649 | 191456.1517 | 186620.3337 | 179903.4797 | 171202.8014 | 164235.0585 | 159129.2987 | 162560.9908 | 158873.2412 | 162923.5701 | 182067.4773 | 179753.0393 | 190885.5485 | 202584.8865 | 192464.685
Region | Technology | 2022 | 2023 | 2024 | 2025 | 2026 | 2027 | 2028 | 2029 | 2030 | 2031 | 2032 | 2033 | 2034 | 2035 | 2036 | 2037 | 2038 | 2039 | 2040 | 2041 | 2042
SA | Black Coal | 0 | 0 | 0 | 0 | 0 | 0 | 0 | 0 | 0 | 0 | 0 | 0 | 0 | 0 | 0 | 0 | 0 | 0 | 0 | 0 | 0
SA | Brown Coal | 0 | 0 | 0 | 0 | 0 | 0 | 0 | 0 | 0 | 0 | 0 | 0 | 0 | 0 | 0 | 0 | 0 | 0 | 0 | 0 | 0
SA | CCGT | 10387.2272 | 10568.1695 | 7508.8265 | 8435.4041 | 7092.0293 | 6801.2774 | 7746.6091 | 8291.9618 | 7799.5127 | 8041.5144 | 6254.39 | 19637.3872 | 18423.2777 | 17803.9125 | 14429.5205 | 15283.3256 | 0 | 0 | 0 | 0 | 0
SA | Peaking Gas+Liquids | 728.7932 | 870.2463 | 1417.6097 | 1558.1546 | 1429.0417 | 1252.4945 | 1466.584 | 1582.2955 | 1485.9903 | 1671.8251 | 1304.2191 | 8713.4338 | 8362.6877 | 7875.3231 | 8738.365 | 9015.1059 | 25460.8511 | 21127.6141 | 21403.7613 | 31600.3276 | 22671.6202
SA | Hydro | 0 | 0 | 0 | 0 | 0 | 0 | 0 | 0 | 0 | 0 | 0 | 0 | 0 | 0 | 0 | 0 | 0 | 0 | 0 | 0 | 0
SA | Dispatchable Storage | 0 | 0 | 0 | 0 | 0 | 0 | 0 | 0 | 0 | 0 | 0 | 0 | 0 | 0 | 0 | 0 | 0 | 0 | 0 | 0 | 0
SA | Wind | 18589.112 | 16548.6821 | 17034.7507 | 16483.5768 | 18021.2715 | 17658.1991 | 16348.2496 | 16292.6321 | 16235.3042 | 16028.5495 | 16861.4379 | 14857.6457 | 13516.3945 | 12767.648 | 14762.8985 | 14144.7729 | 12430.9881 | 12811.2909 | 12817.3621 | 12414.2342 | 13398.8836
SA | Solar | 0 | 0 | 0 | 0 | 0 | 0 | 0 | 0 | 0 | 0 | 0 | 0 | 0 | 0 | 0 | 0 | 0 | 0 | 0 | 0 | 0
Total |  | 29705.1324 | 27987.0979 | 25961.1869 | 26477.1354 | 26542.3424 | 25711.971 | 25561.4427 | 26166.8894 | 25520.8073 | 25741.889 | 24420.0471 | 43208.4667 | 40302.3598 | 38446.8836 | 37930.7839 | 38443.2044 | 37891.8392 | 33938.905 | 34221.1234 | 44014.5618 | 36070.5038
Region | Technology | 2022 | 2023 | 2024 | 2025 | 2026 | 2027 | 2028 | 2029 | 2030 | 2031 | 2032 | 2033 | 2034 | 2035 | 2036 | 2037 | 2038 | 2039 | 2040 | 2041 | 2042
TAS | Black Coal | 0 | 0 | 0 | 0 | 0 | 0 | 0 | 0 | 0 | 0 | 0 | 0 | 0 | 0 | 0 | 0 | 0 | 0 | 0 | 0 | 0
TAS | Brown Coal | 0 | 0 | 0 | 0 | 0 | 0 | 0 | 0 | 0 | 0 | 0 | 0 | 0 | 0 | 0 | 0 | 0 | 0 | 0 | 0 | 0
TAS | CCGT | 0 | 0 | 0 | 0 | 0 | 0 | 0 | 0 | 0 | 0 | 0 | 0 | 0 | 0 | 0 | 0 | 0 | 0 | 0 | 0 | 0
TAS | Peaking Gas+Liquids | 0 | 0 | 0 | 0 | 0 | 0 | 0 | 0 | 0 | 0 | 0 | 0 | 0 | 0 | 0 | 0 | 0 | 0 | 0 | 0 | 0
TAS | Hydro | 73009.7903 | 56399.389 | 56492.8067 | 65114.4051 | 61486.4531 | 63912.9309 | 42468.815 | 55766.586 | 53455.1212 | 46637.3951 | 51320.2767 | 53949.4254 | 51409.6591 | 52597.5025 | 52140.4064 | 51774.5026 | 41658.9806 | 54994.2367 | 56929.2275 | 47092.4505 | 53783.4355
TAS | VPP Battery | 0 | 0 | 0 | 0 | 0 | 0 | 0 | 0 | 0 | 0 | 0 | 0 | 0 | 0 | 0 | 0 | 0 | 0 | 0 | 0 | 0
TAS | Wind | 5758.7134 | 5553.724 | 6698.1471 | 8876.1545 | 10844.2991 | 12748.3336 | 13214.821 | 15213.0348 | 16356.5407 | 16362.9584 | 17585.1876 | 16776.6516 | 15936.6109 | 17184.4743 | 17311.6168 | 17586.8635 | 16887.576 | 16709.0372 | 16404.7568 | 16327.7609 | 16782.0621
TAS | Solar | 0 | 0 | 0 | 0 | 0 | 0 | 0 | 0 | 0 | 0 | 0 | 0 | 0 | 0 | 0 | 0 | 0 | 0 | 0 | 0 | 0
Total |  | 78768.5037 | 61953.113 | 63190.9538 | 73990.5596 | 72330.7522 | 76661.2645 | 55683.636 | 70979.6208 | 69811.6619 | 63000.3535 | 68905.4643 | 70726.077 | 67346.27 | 69781.9768 | 69452.0232 | 69361.3661 | 58546.5566 | 71703.2739 | 73333.9843 | 63420.2114 | 70565.4977

## VOMCost_2
VOM cost by technology ($000s) - Central with TRET (DP6)
Real June 2019 dollars. Years are financial year ending. Some rounding errors may be present.
Region | Technology | 2022 | 2023 | 2024 | 2025 | 2026 | 2027 | 2028 | 2029 | 2030 | 2031 | 2032 | 2033 | 2034 | 2035 | 2036 | 2037 | 2038 | 2039 | 2040 | 2041 | 2042
NEM | Black Coal | 417047.8228 | 404687.1055 | 405254.5269 | 389150.5758 | 374812.2328 | 359109.8379 | 367241.4019 | 331563.7268 | 327800.202 | 347622.7433 | 333249.5225 | 306363.9012 | 313530.1532 | 306319.8922 | 202164.5094 | 180260.3232 | 143536.624 | 147586.4541 | 149635.4318 | 146341.6119 | 143401.5987
NEM | Brown Coal | 136716.1378 | 143903.5866 | 143205.1884 | 145197.917 | 142773.6405 | 134386.4999 | 141344.0789 | 130563.7223 | 118822.1848 | 116353.2944 | 101476.8439 | 93723.1978 | 94813.3982 | 92721.8673 | 98121.2644 | 96981.0993 | 94064.8663 | 96161.4693 | 97948.9897 | 96475.8481 | 95893.2057
NEM | CCGT | 19534.4065 | 19675.1944 | 18408.9581 | 13983.9026 | 13989.6561 | 13976.1829 | 14014.6287 | 13604.2998 | 13612.3494 | 13617.845 | 13655.4608 | 20127.9114 | 16390.0143 | 13685.8696 | 23935.947 | 17957.9091 | 41635.5176 | 20429.6303 | 21462.5228 | 36930.0541 | 17207.6238
NEM | Peaking Gas+Liquids | 1227.5737 | 1054.7854 | 1743.2072 | 608.5476 | 321.8665 | 102.0643 | 99.3448 | 327.797 | 400.1176 | 380.1499 | 526.127 | 1982.8734 | 910.0274 | 1150.3161 | 1904.2389 | 2058.4878 | 14678.7759 | 5544.4337 | 3443.5142 | 12525.2606 | 1887.5814
NEM | Hydro | 116797.9251 | 96617.453 | 95299.0985 | 118976.122 | 100995.5674 | 113157.5967 | 68336.6966 | 117167.2585 | 110276.0295 | 86597.3429 | 111695.5135 | 118360.5809 | 114334.1901 | 123230.1431 | 117217.0622 | 131222.3201 | 85490.3029 | 136086.3114 | 124677.3201 | 101307.6027 | 122579.5646
NEM | Dispatchable Storage | 164.5363 | 230.6508 | 284.7293 | 1172.1244 | 374.4449 | 1503.8642 | 5099.187 | 3641.5858 | 5307.3246 | 5427.1996 | 5032.1568 | 14917.7357 | 13380.3726 | 9370.0797 | 12196.7358 | 11402.3622 | 12796.0639 | 8407.4948 | 9850.6017 | 10682.3387 | 10031.0496
NEM | Wind | 78206.9861 | 82014.6749 | 83842.9931 | 87113.0035 | 101157.9264 | 109419.1505 | 108030.0418 | 126627.5455 | 136844.4819 | 136555.1503 | 146185.6726 | 143815.9887 | 145100.0537 | 148516.0909 | 192956.2631 | 207281.1097 | 238896.4298 | 246055.237 | 242196.1786 | 237336.5118 | 240694.8941
NEM | Solar | 0 | 0 | 0 | 0 | 0 | 0 | 0 | 0 | 0 | 0 | 0 | 0 | 0 | 0 | 0 | 0 | 0 | 0 | 0 | 0 | 0
Total |  | 769695.3884 | 748183.4507 | 748038.7015 | 756202.1929 | 734425.3346 | 731655.1964 | 704165.3796 | 723495.9357 | 713062.6899 | 706553.7254 | 711821.2972 | 699292.189 | 698458.2095 | 694994.2589 | 648496.0208 | 647163.6114 | 631098.5803 | 660271.0306 | 649214.559 | 641599.228 | 631695.5178
Region | Technology | 2022 | 2023 | 2024 | 2025 | 2026 | 2027 | 2028 | 2029 | 2030 | 2031 | 2032 | 2033 | 2034 | 2035 | 2036 | 2037 | 2038 | 2039 | 2040 | 2041 | 2042
NSW | Black Coal | 200282.9929 | 194983.04 | 179100.7601 | 167896.8068 | 164059.0883 | 155229.2655 | 170290.6113 | 153113.9227 | 151712.7312 | 168427.1196 | 156763.2659 | 112312.6874 | 113258.4295 | 109571.2162 | 36196.9887 | 36616.341 | 35772.2069 | 36334.3509 | 37219.5648 | 36685.4199 | 34783.8564
NSW | Brown Coal | 0 | 0 | 0 | 0 | 0 | 0 | 0 | 0 | 0 | 0 | 0 | 0 | 0 | 0 | 0 | 0 | 0 | 0 | 0 | 0 | 0
NSW | CCGT | 259.8251 | 259.8251 | 781.6109 | 490.7808 | 490.7808 | 490.7808 | 492.1254 | 490.7808 | 490.7808 | 490.7808 | 492.1254 | 1690.9808 | 512.5974 | 515.0065 | 3373.3112 | 1624.0218 | 12436.0823 | 3761.2619 | 4672.3969 | 12011.2928 | 3775.0758
NSW | Peaking Gas+Liquids | 138.7221 | 10.0114 | 172.1542 | 264.5566 | 0.87762 | 0 | 0 | 6.1434 | 81.9071 | 26.4277 | 159.2614 | 415.8991 | 166.3938 | 251.1068 | 454.7757 | 834.5074 | 3106.437 | 1485.67 | 713.5392 | 2248.3448 | 307.9593
NSW | Hydro | 16070.5172 | 14220.1725 | 13762.2893 | 22152.9355 | 14054.1296 | 17684.8193 | 7522.9517 | 26122.9268 | 22955.0096 | 14672.1614 | 16840.3116 | 38243.8536 | 36042.8004 | 33853.6728 | 32575.6011 | 33979.2596 | 29096.9328 | 41054.2692 | 38594.1162 | 31998.8571 | 33658.6516
NSW | Dispatchable Storage | 66.2721 | 73.4736 | 84.5165 | 497.4353 | 90.5951 | 357.4175 | 257.1938 | 115.6377 | 95.4706 | 193.0341 | 190.6243 | 6223.9739 | 5175.5494 | 3429.8885 | 5359.7415 | 4992.1076 | 5768.0316 | 3708.593 | 4351.4789 | 4884.0207 | 4549.7452
NSW | Wind | 12008.1097 | 13843.758 | 14260.7267 | 14353.5185 | 15037.5432 | 14508.0173 | 13595.5956 | 14410.6069 | 13751.9012 | 14332.2799 | 14514.295 | 21354.5137 | 24482.4822 | 24415.7233 | 43196.2504 | 42602.4226 | 50966.3069 | 56619.8184 | 52453.7684 | 51552.3458 | 47842.5236
NSW | Solar | 0 | 0 | 0 | 0 | 0 | 0 | 0 | 0 | 0 | 0 | 0 | 0 | 0 | 0 | 0 | 0 | 0 | 0 | 0 | 0 | 0
Total |  | 228826.439 | 223390.2806 | 208162.0576 | 205656.0333 | 193733.0145 | 188270.3004 | 192158.4776 | 194260.0182 | 189087.8004 | 198141.8035 | 188959.8837 | 180241.9085 | 179638.2526 | 172036.6141 | 121156.6686 | 120648.6601 | 137145.9975 | 142963.9634 | 138004.8643 | 139380.281 | 124917.8119
Region | Technology | 2022 | 2023 | 2024 | 2025 | 2026 | 2027 | 2028 | 2029 | 2030 | 2031 | 2032 | 2033 | 2034 | 2035 | 2036 | 2037 | 2038 | 2039 | 2040 | 2041 | 2042
QLD | Black Coal | 216764.8299 | 209704.0655 | 226153.7668 | 221253.7691 | 210753.1445 | 203880.5725 | 196950.7906 | 178449.8041 | 176087.4707 | 179195.6238 | 176486.2566 | 194051.2137 | 200271.7237 | 196748.676 | 165967.5208 | 143643.9822 | 107764.4171 | 111252.1033 | 112415.867 | 109656.192 | 108617.7422
QLD | Brown Coal | 0 | 0 | 0 | 0 | 0 | 0 | 0 | 0 | 0 | 0 | 0 | 0 | 0 | 0 | 0 | 0 | 0 | 0 | 0 | 0 | 0
QLD | CCGT | 8811.4894 | 8811.4894 | 10084.4381 | 9804.7365 | 9804.7365 | 9804.7365 | 9831.5988 | 9425.8249 | 9425.8249 | 9425.8249 | 9451.6491 | 12025.8011 | 10906.4172 | 9460.0087 | 13938.5208 | 12782.0147 | 28408.3656 | 16467.651 | 16790.1259 | 24918.7613 | 13432.5479
QLD | Peaking Gas+Liquids | 31.2478 | 6.9256 | 38.0189 | 167.0843 | 24.3792 | 5.4224 | 1.3725 | 175.6864 | 76.6287 | 129.7214 | 18.7979 | 225.0493 | 111.3474 | 218.8616 | 216.983 | 352.4193 | 1657.86 | 1371.5022 | 429.0763 | 1411.65 | 179.4633
QLD | Hydro | 5001.3709 | 4981.157 | 4960.9431 | 4940.7292 | 4920.5153 | 4900.3014 | 4880.0875 | 4859.8735 | 4839.6596 | 4819.4457 | 4799.2318 | 4779.0179 | 4758.804 | 4738.5901 | 4718.3762 | 4698.1623 | 1762.4792 | 1754.8633 | 1747.2474 | 1739.6316 | 1732.0157
QLD | Dispatchable Storage | 98.2642 | 157.1773 | 200.2129 | 674.6891 | 283.8498 | 1146.4467 | 4841.9932 | 3525.9481 | 5211.8541 | 5234.1654 | 4841.5325 | 8693.7618 | 8204.8232 | 5940.1912 | 6836.9943 | 6410.2547 | 7028.0323 | 4698.9017 | 5499.1228 | 5798.318 | 5481.3044
QLD | Wind | 6251.3884 | 11815.9818 | 11509.6507 | 11353.6115 | 17074.6074 | 21664.6273 | 20469.6015 | 33383.5972 | 37722.5062 | 37183.9636 | 36195.6149 | 37329.312 | 36377.3157 | 36734.9229 | 52215.8567 | 69066.122 | 83117.9499 | 84082.0434 | 85480.8346 | 85947.3982 | 82973.144
QLD | Solar | 0 | 0 | 0 | 0 | 0 | 0 | 0 | 0 | 0 | 0 | 0 | 0 | 0 | 0 | 0 | 0 | 0 | 0 | 0 | 0 | 0
Total |  | 236958.5907 | 235476.7966 | 252947.0305 | 248194.6197 | 242861.2327 | 241402.1067 | 236975.4441 | 229820.7343 | 233363.9442 | 235988.7448 | 231793.0829 | 257104.1558 | 260630.4312 | 253841.2505 | 243894.2518 | 236952.9551 | 229739.1039 | 219627.0648 | 222362.2741 | 229471.9511 | 212416.2176
Region | Technology | 2022 | 2023 | 2024 | 2025 | 2026 | 2027 | 2028 | 2029 | 2030 | 2031 | 2032 | 2033 | 2034 | 2035 | 2036 | 2037 | 2038 | 2039 | 2040 | 2041 | 2042
VIC | Black Coal | 0 | 0 | 0 | 0 | 0 | 0 | 0 | 0 | 0 | 0 | 0 | 0 | 0 | 0 | 0 | 0 | 0 | 0 | 0 | 0 | 0
VIC | Brown Coal | 136716.1378 | 143903.5866 | 143205.1884 | 145197.917 | 142773.6405 | 134386.4999 | 141344.0789 | 130563.7223 | 118822.1848 | 116353.2944 | 101476.8439 | 93723.1978 | 94813.3982 | 92721.8673 | 98121.2644 | 96981.0993 | 94064.8663 | 96161.4693 | 97948.9897 | 96475.8481 | 95893.2057
VIC | CCGT | 75.8647 | 35.2635 | 33.2831 | 18.1819 | 23.9353 | 10.4621 | 10.6457 | 17.4907 | 25.5403 | 31.0359 | 31.4275 | 60.8939 | 31.5373 | 40.6509 | 73.7355 | 80.9766 | 791.0698 | 200.7174 | 0 | 0 | 0
VIC | Peaking Gas+Liquids | 328.8107 | 167.7309 | 111.9954 | 91.0678 | 182.0648 | 44.1653 | 44.7778 | 81.3182 | 137.3727 | 106.0192 | 212.1929 | 331.0753 | 69.6402 | 114.4375 | 330.8175 | 302.9943 | 2196.4841 | 953.4286 | 646.2976 | 1780.2184 | 415.9876
VIC | Hydro | 22716.2466 | 21016.7344 | 19881.5959 | 24998.4347 | 19338.8321 | 22257.1883 | 13454.1368 | 27117.9041 | 25453.3923 | 20013.6116 | 21803.5548 | 20163.8594 | 19061.3553 | 23975.6785 | 18550.647 | 21339.0716 | 12890.4275 | 25989.9758 | 24411.7285 | 19174.1927 | 20880.0133
VIC | Dispatchable Storage | 0 | 0 | 0 | 0 | 0 | 0 | 0 | 0 | 0 | 0 | 0 | 0 | 0 | 0 | 0 | 0 | 0 | 0 | 0 | 0 | 0
VIC | Wind | 35599.6627 | 34195.4437 | 34297.2272 | 35614.0658 | 39744.4826 | 42317.9811 | 43923.1671 | 46864.3632 | 52432.9078 | 51157.7774 | 56873.5143 | 48754.4326 | 48376.423 | 49340.6162 | 54522.9152 | 52884.9357 | 50469.9172 | 49337.1979 | 49258.3436 | 44994.6107 | 50649.5465
VIC | Solar | 0 | 0 | 0 | 0 | 0 | 0 | 0 | 0 | 0 | 0 | 0 | 0 | 0 | 0 | 0 | 0 | 0 | 0 | 0 | 0 | 0
Total |  | 195436.7225 | 199318.759 | 197529.29 | 205919.6672 | 202062.9553 | 199016.2967 | 198776.8063 | 204644.7984 | 196871.3978 | 187661.7385 | 180397.5335 | 163033.4591 | 162352.354 | 166193.2505 | 171599.3797 | 171589.0775 | 160412.7648 | 172642.789 | 172265.3594 | 162424.87 | 167838.7531
Region | Technology | 2022 | 2023 | 2024 | 2025 | 2026 | 2027 | 2028 | 2029 | 2030 | 2031 | 2032 | 2033 | 2034 | 2035 | 2036 | 2037 | 2038 | 2039 | 2040 | 2041 | 2042
SA | Black Coal | 0 | 0 | 0 | 0 | 0 | 0 | 0 | 0 | 0 | 0 | 0 | 0 | 0 | 0 | 0 | 0 | 0 | 0 | 0 | 0 | 0
SA | Brown Coal | 0 | 0 | 0 | 0 | 0 | 0 | 0 | 0 | 0 | 0 | 0 | 0 | 0 | 0 | 0 | 0 | 0 | 0 | 0 | 0 | 0
SA | CCGT | 10387.2272 | 10568.6164 | 7509.626 | 3670.2035 | 3670.2035 | 3670.2035 | 3680.2588 | 3670.2035 | 3670.2035 | 3670.2035 | 3680.2588 | 6350.2356 | 4939.4624 | 3670.2035 | 6550.3794 | 3470.896 | 0 | 0 | 0 | 0 | 0
SA | Peaking Gas+Liquids | 728.7932 | 870.1175 | 1421.0386 | 85.8389 | 114.5449 | 52.4766 | 53.1944 | 64.6491 | 104.2092 | 117.9816 | 135.8747 | 1008.4577 | 562.6461 | 565.9101 | 894.7628 | 567.5493 | 7684.2382 | 1703.8813 | 1652.9937 | 7079.1466 | 984.1712
SA | Hydro | 0 | 0 | 0 | 0 | 0 | 0 | 0 | 0 | 0 | 0 | 0 | 0 | 0 | 0 | 0 | 0 | 0 | 0 | 0 | 0 | 0
SA | Dispatchable Storage | 0 | 0 | 0 | 0 | 0 | 0 | 0 | 0 | 0 | 0 | 0 | 0 | 0 | 0 | 0 | 0 | 0 | 0 | 0 | 0 | 0
SA | Wind | 18589.112 | 16605.7675 | 17077.2414 | 16915.6532 | 18456.9942 | 18180.1912 | 16913.8241 | 16942.9762 | 16766.6447 | 16577.7156 | 17967.2295 | 15195.8516 | 13998.6444 | 13440.4325 | 16388.7675 | 14609.0347 | 21969.9785 | 22177.9024 | 22095.0131 | 22730.8615 | 25356.5587
SA | Solar | 0 | 0 | 0 | 0 | 0 | 0 | 0 | 0 | 0 | 0 | 0 | 0 | 0 | 0 | 0 | 0 | 0 | 0 | 0 | 0 | 0
Total |  | 29705.1324 | 28044.5014 | 26007.906 | 20671.6956 | 22241.7426 | 21902.8713 | 20647.2773 | 20677.8288 | 20541.0573 | 20365.9007 | 21783.363 | 22554.5448 | 19500.7529 | 17676.5461 | 23833.9096 | 18647.48 | 29654.2167 | 23881.7837 | 23748.0068 | 29810.0082 | 26340.7298
Region | Technology | 2022 | 2023 | 2024 | 2025 | 2026 | 2027 | 2028 | 2029 | 2030 | 2031 | 2032 | 2033 | 2034 | 2035 | 2036 | 2037 | 2038 | 2039 | 2040 | 2041 | 2042
TAS | Black Coal | 0 | 0 | 0 | 0 | 0 | 0 | 0 | 0 | 0 | 0 | 0 | 0 | 0 | 0 | 0 | 0 | 0 | 0 | 0 | 0 | 0
TAS | Brown Coal | 0 | 0 | 0 | 0 | 0 | 0 | 0 | 0 | 0 | 0 | 0 | 0 | 0 | 0 | 0 | 0 | 0 | 0 | 0 | 0 | 0
TAS | CCGT | 0 | 0 | 0 | 0 | 0 | 0 | 0 | 0 | 0 | 0 | 0 | 0 | 0 | 0 | 0 | 0 | 0 | 0 | 0 | 0 | 0
TAS | Peaking Gas+Liquids | 0 | 0 | 0 | 0 | 0 | 0 | 0 | 0 | 0 | 0 | 0 | 2.392 | 0 | 0 | 6.8999 | 1.0174 | 33.7566 | 29.9516 | 1.6075 | 5.9008 | 0
TAS | Hydro | 73009.7903 | 56399.389 | 56694.2702 | 66884.0226 | 62682.0905 | 68315.2877 | 42479.5207 | 59066.5541 | 57027.968 | 47092.1242 | 68252.4152 | 55173.85 | 54471.2304 | 60662.2017 | 61372.4379 | 71205.8266 | 41740.4634 | 67287.2032 | 59924.2279 | 48394.9213 | 66308.884
TAS | VPP Battery | 0 | 0 | 0 | 0 | 0 | 0 | 0 | 0 | 0 | 0 | 0 | 0 | 0 | 0 | 0 | 0 | 0 | 0 | 0 | 0 | 0
TAS | Wind | 5758.7134 | 5553.724 | 6698.1471 | 8876.1545 | 10844.2991 | 12748.3336 | 13127.8536 | 15026.002 | 16170.5221 | 17303.4138 | 20635.0189 | 21181.8788 | 21865.1884 | 24584.396 | 26632.4733 | 28118.5947 | 32372.2774 | 33838.275 | 32908.219 | 32111.2956 | 33873.1214
TAS | Solar | 0 | 0 | 0 | 0 | 0 | 0 | 0 | 0 | 0 | 0 | 0 | 0 | 0 | 0 | 0 | 0 | 0 | 0 | 0 | 0 | 0
Total |  | 78768.5037 | 61953.113 | 63392.4173 | 75760.1771 | 73526.3896 | 81063.6213 | 55607.3743 | 74092.556 | 73198.4901 | 64395.5379 | 88887.4341 | 76358.1208 | 76336.4189 | 85246.5976 | 88011.8111 | 99325.4387 | 74146.4974 | 101155.4298 | 92834.0544 | 80512.1177 | 100182.0054

## FOMCost_1
FOM cost by technology ($000s) - Central with TRET (Counterfactual)
Real June 2019 dollars. Years are financial year ending. Some rounding errors may be present.
Region | Technology | 2022 | 2023 | 2024 | 2025 | 2026 | 2027 | 2028 | 2029 | 2030 | 2031 | 2032 | 2033 | 2034 | 2035 | 2036 | 2037 | 2038 | 2039 | 2040 | 2041 | 2042
NEM | Black Coal | 1770652.2638 | 1521608.2889 | 888089.7748 | 2569565.9549 | 1419026.1319 | 1057101.3531 | 888089.7748 | 847828.3 | 776482.3 | 1421089.3797 | 1567093.1789 | 1177039.5389 | 620818.3 | 620818.3 | 382963.6488 | 344082.3 | 281924.8 | 281924.8 | 282697.1967 | 926531.8797 | 281924.8
NEM | Brown Coal | 685241 | 685241 | 687118.3726 | 685241 | 685241 | 1127170.2035 | 1531376.416 | 685241 | 631467 | 577693 | 521502.8712 | 462463 | 462463 | 462463 | 463730.0219 | 904392.2035 | 1304414.3274 | 462463 | 463730.0219 | 462463 | 462463
NEM | CCGT | 98720.8177 | 91542.753 | 89867.6931 | 89622.153 | 89622.153 | 89622.153 | 89867.6931 | 85514.203 | 85514.203 | 85514.203 | 85748.4885 | 85514.203 | 85514.203 | 85514.203 | 47339.546 | 47210.203 | 41565.773 | 41565.773 | 16139.7928 | 16095.695 | 16095.695
NEM | Peaking Gas+Liquids | 102587.4673 | 102587.4673 | 102868.5289 | 103933.9187 | 103933.9187 | 103933.9187 | 104218.6692 | 105240.3245 | 111221.0319 | 105433.8069 | 105722.6667 | 112985.0242 | 105994.9642 | 105259.1921 | 108235.1538 | 113239.5604 | 117327.6185 | 119837.9259 | 114231.3528 | 112103.6453 | 115524.2865
NEM | Hydro | 408726.67 | 408726.67 | 409846.4691 | 408726.67 | 408726.67 | 408726.67 | 409846.4691 | 408726.67 | 408726.67 | 408726.67 | 409846.4691 | 408726.67 | 408726.67 | 408726.67 | 409846.4691 | 408726.67 | 403613.518 | 403613.518 | 404719.3085 | 403613.518 | 403613.518
NEM | Dispatchable Storage | 50293.5 | 50467.482 | 50605.7491 | 62915.5732 | 88034.1964 | 88034.1964 | 88275.386 | 88034.1964 | 88034.1964 | 89614.865 | 95022.3575 | 101112.3251 | 105164.3006 | 112833.7478 | 135712.9207 | 141060.234 | 156663.0069 | 159522.9644 | 168342.9372 | 167882.9839 | 168193.527
NEM | Wind | 412630.0856 | 455166.546 | 460795.0052 | 464233.0628 | 490994.5668 | 524030.1621 | 548832.5737 | 624821.0692 | 653700.9706 | 651713.1407 | 653498.6562 | 683378.7491 | 670608.7151 | 670608.7151 | 1042629.6431 | 1336340.2559 | 1669562.8407 | 1924337.0234 | 1429316.688 | 1334382.5927 | 924304.741
NEM | Solar | 134511.1742 | 147596.0807 | 148000.4535 | 149107.0907 | 151524.7067 | 161758.2837 | 189321.2268 | 189948.243 | 200446.1275 | 201151.251 | 208764.7137 | 219959.9021 | 246549.2771 | 246549.2771 | 347017.9103 | 246549.2771 | 303339.2347 | 376047.0948 | 247224.7546 | 246549.2771 | 246549.2771
Total |  | 3663362.9786 | 3462936.288 | 2837192.0463 | 4533345.4233 | 3437103.3435 | 3560376.9405 | 3849828.2088 | 3035354.0061 | 2955592.4994 | 3540936.3163 | 3647199.4017 | 3251179.4125 | 2705839.43 | 2712773.1051 | 2937475.3137 | 3541600.7039 | 4278411.1192 | 3769312.0995 | 3126402.0525 | 3669622.5916 | 2618668.8446
Region | Technology | 2022 | 2023 | 2024 | 2025 | 2026 | 2027 | 2028 | 2029 | 2030 | 2031 | 2032 | 2033 | 2034 | 2035 | 2036 | 2037 | 2038 | 2039 | 2040 | 2041 | 2042
NSW | Black Coal | 1047997.716 | 526176.75 | 447676.1589 | 1490320.2566 | 446453 | 446453 | 447676.1589 | 446453 | 375107 | 375107 | 880397.4132 | 219443 | 219443 | 219443 | 71541.4685 | 71346 | 71346 | 71346 | 71541.4685 | 71346 | 71346
NSW | Brown Coal | 0 | 0 | 0 | 0 | 0 | 0 | 0 | 0 | 0 | 0 | 0 | 0 | 0 | 0 | 0 | 0 | 0 | 0 | 0 | 0 | 0
NSW | CCGT | 4694.8 | 4694.8 | 4707.6625 | 4694.8 | 4694.8 | 4694.8 | 4707.6625 | 4694.8 | 4694.8 | 4694.8 | 4707.6625 | 4694.8 | 4694.8 | 4694.8 | 4707.6625 | 4694.8 | 4694.8 | 4694.8 | 4707.6625 | 4694.8 | 4694.8
NSW | Peaking Gas+Liquids | 23071.8361 | 23071.8361 | 23135.0466 | 23071.8361 | 23071.8361 | 23071.8361 | 23135.0466 | 24378.2419 | 30358.9493 | 30358.9493 | 30442.1245 | 41455.7308 | 41455.7308 | 42490.1687 | 46507.8766 | 51635.036 | 51635.036 | 53037.0138 | 53922.8634 | 53775.5332 | 57196.1744
NSW | Hydro | 135226.3 | 135226.3 | 135596.783 | 135226.3 | 135226.3 | 135226.3 | 135596.783 | 135226.3 | 135226.3 | 135226.3 | 135596.783 | 135226.3 | 135226.3 | 135226.3 | 135596.783 | 135226.3 | 135226.3 | 135226.3 | 135596.783 | 135226.3 | 135226.3
NSW | Dispatchable Storage | 14203.2 | 14203.2 | 14242.1129 | 26651.2912 | 51445.44 | 51445.44 | 51586.3864 | 51445.44 | 51445.44 | 51445.44 | 51743.1539 | 51951.4096 | 54287.3839 | 55880.1249 | 56033.2212 | 55880.1249 | 55880.1249 | 55880.1249 | 56033.2212 | 55880.1249 | 55880.1249
NSW | Wind | 75120.0572 | 84505.7581 | 84737.2807 | 84505.7581 | 84505.7581 | 84505.7581 | 84737.2807 | 84505.7581 | 84547.1048 | 84547.1048 | 84778.7407 | 114336.5413 | 114336.5413 | 114336.5413 | 359946.1046 | 434218.1673 | 1075663.2898 | 406804.628 | 359946.1046 | 761933.8149 | 351855.9633
NSW | Solar | 47972.3469 | 54621.5244 | 54771.1724 | 54621.5244 | 54621.5244 | 56051.8613 | 59139.56 | 59167.8825 | 59167.8825 | 59167.8825 | 59329.9863 | 59167.8825 | 59167.8825 | 59167.8825 | 59329.9863 | 59167.8825 | 75082.4421 | 188665.7002 | 59329.9863 | 59167.8825 | 59167.8825
Total |  | 1348286.2562 | 842500.1686 | 764866.217 | 1819091.7664 | 800018.6586 | 801448.9955 | 806578.8782 | 805871.4225 | 740547.4766 | 740547.4766 | 1246995.864 | 626275.6641 | 628611.6384 | 631238.8174 | 733663.1026 | 812168.3107 | 1469527.9929 | 915654.5669 | 741078.0893 | 1142024.4555 | 735367.245
Region | Technology | 2022 | 2023 | 2024 | 2025 | 2026 | 2027 | 2028 | 2029 | 2030 | 2031 | 2032 | 2033 | 2034 | 2035 | 2036 | 2037 | 2038 | 2039 | 2040 | 2041 | 2042
QLD | Black Coal | 722654.5478 | 995431.5389 | 440413.6159 | 1079245.6982 | 972573.1319 | 610648.3531 | 440413.6159 | 401375.3 | 401375.3 | 1045982.3797 | 686695.7657 | 957596.5389 | 401375.3 | 401375.3 | 311422.1803 | 272736.3 | 210578.8 | 210578.8 | 211155.7282 | 855185.8797 | 210578.8
QLD | Brown Coal | 0 | 0 | 0 | 0 | 0 | 0 | 0 | 0 | 0 | 0 | 0 | 0 | 0 | 0 | 0 | 0 | 0 | 0 | 0 | 0 | 0
QLD | CCGT | 17038.923 | 17038.923 | 17085.605 | 17038.923 | 17038.923 | 17038.923 | 17085.605 | 12930.973 | 12930.973 | 12930.973 | 12966.4003 | 12930.973 | 12930.973 | 12930.973 | 12966.4003 | 12930.973 | 12930.973 | 12930.973 | 11432.1303 | 11400.895 | 11400.895
QLD | Peaking Gas+Liquids | 28890.735 | 28890.735 | 28969.8877 | 28890.735 | 28890.735 | 28890.735 | 28969.8877 | 28890.735 | 28890.735 | 28890.735 | 28969.8877 | 28890.735 | 24472.775 | 22702.565 | 22764.7638 | 22702.565 | 24625.1896 | 25733.5192 | 25804.022 | 25733.5192 | 25733.5192
QLD | Hydro | 9019.032 | 9019.032 | 9043.7417 | 9019.032 | 9019.032 | 9019.032 | 9043.7417 | 9019.032 | 9019.032 | 9019.032 | 9043.7417 | 9019.032 | 9019.032 | 9019.032 | 9043.7417 | 9019.032 | 3905.88 | 3905.88 | 3916.581 | 3905.88 | 3905.88
QLD | Dispatchable Storage | 33732.6 | 33906.582 | 33999.4767 | 33906.582 | 33906.582 | 33906.582 | 33999.4767 | 33906.582 | 33906.582 | 33906.582 | 33999.4767 | 33906.582 | 36069.7331 | 40622.0558 | 54387.1521 | 59956.667 | 72041.2993 | 72041.2993 | 72238.6727 | 72041.2993 | 72351.8424
QLD | Wind | 31002.1786 | 50577.8286 | 50716.398 | 50577.8286 | 64279.2425 | 74068.6086 | 76038.1716 | 128329.4776 | 137918.7081 | 137918.7081 | 138296.5676 | 137918.7081 | 137918.7081 | 137918.7081 | 150074.1368 | 157494.3581 | 157494.3581 | 157494.3581 | 157925.8495 | 157494.3581 | 157494.3581
QLD | Solar | 51485.1863 | 57920.9153 | 58079.6027 | 57920.9153 | 57920.9153 | 64306.5393 | 83728.677 | 84454.2915 | 94952.1759 | 94952.1759 | 95212.3189 | 94952.1759 | 94952.1759 | 94952.1759 | 195005.4746 | 94952.1759 | 135827.5739 | 94952.1759 | 95212.3189 | 94952.1759 | 94952.1759
Total |  | 893823.2026 | 1192785.5548 | 638308.3277 | 1276599.7141 | 1183628.5616 | 837878.773 | 689279.1756 | 698906.391 | 718993.5061 | 1363600.5857 | 1005184.1587 | 1275214.745 | 716738.6971 | 719520.8098 | 755663.8496 | 629792.071 | 617404.0739 | 577637.0056 | 577685.3027 | 1220714.0072 | 576417.4707
Region | Technology | 2022 | 2023 | 2024 | 2025 | 2026 | 2027 | 2028 | 2029 | 2030 | 2031 | 2032 | 2033 | 2034 | 2035 | 2036 | 2037 | 2038 | 2039 | 2040 | 2041 | 2042
VIC | Black Coal | 0 | 0 | 0 | 0 | 0 | 0 | 0 | 0 | 0 | 0 | 0 | 0 | 0 | 0 | 0 | 0 | 0 | 0 | 0 | 0 | 0
VIC | Brown Coal | 685241 | 685241 | 687118.3726 | 685241 | 685241 | 1127170.2035 | 1531376.416 | 685241 | 631467 | 577693 | 521502.8712 | 462463 | 462463 | 462463 | 463730.0219 | 904392.2035 | 1304414.3274 | 462463 | 463730.0219 | 462463 | 462463
VIC | CCGT | 23940 | 23940 | 24005.589 | 23940 | 23940 | 23940 | 24005.589 | 23940 | 23940 | 23940 | 24005.589 | 23940 | 23940 | 23940 | 24005.589 | 23940 | 23940 | 23940 | 0 | 0 | 0
VIC | Peaking Gas+Liquids | 28747 | 28747 | 28825.7589 | 28747 | 28747 | 28747 | 28825.7589 | 28747 | 28747 | 28747 | 28825.7589 | 28747 | 26174.9 | 26174.9 | 26246.6121 | 26174.9 | 26174.9 | 26174.9 | 19571.1732 | 19517.7 | 19517.7
VIC | Hydro | 130551.08 | 130551.08 | 130908.7542 | 130551.08 | 130551.08 | 130551.08 | 130908.7542 | 130551.08 | 130551.08 | 130551.08 | 130908.7542 | 130551.08 | 130551.08 | 130551.08 | 130908.7542 | 130551.08 | 130551.08 | 130551.08 | 130908.7542 | 130551.08 | 130551.08
VIC | Dispatchable Storage | 609.75 | 609.75 | 611.4205 | 609.75 | 928.4033 | 928.4033 | 930.9469 | 928.4033 | 928.4033 | 928.4033 | 3889.3329 | 9878.6674 | 9431.5174 | 11159.151 | 11726.8776 | 11694.8369 | 13858.5055 | 16718.4631 | 25147.1907 | 25078.4825 | 25078.4825
VIC | Wind | 182213.7686 | 195788.8781 | 196325.286 | 195788.8781 | 203831.3601 | 221639.6808 | 240119.865 | 257157.4066 | 275247.5026 | 275247.5026 | 276001.6053 | 275247.5026 | 272841.9526 | 272841.9526 | 273589.4648 | 272841.9526 | 300011.8597 | 969925.86 | 350966.4811 | 282946.0605 | 282946.0605
VIC | Solar | 25184.0611 | 25184.0611 | 25253.0585 | 26695.0711 | 29112.6871 | 31530.3031 | 34040.9271 | 33947.9191 | 33947.9191 | 33947.9191 | 34040.9271 | 33947.9191 | 60537.2941 | 60537.2941 | 60703.1497 | 60537.2941 | 60537.2941 | 60537.2941 | 60703.1497 | 60537.2941 | 60537.2941
Total |  | 1076486.6597 | 1090061.7692 | 1093048.2398 | 1091572.7792 | 1102351.5305 | 1564506.6707 | 1990208.2571 | 1160512.809 | 1124828.905 | 1071054.905 | 1019174.8387 | 964775.1691 | 985939.7441 | 987667.3777 | 990910.4693 | 1430132.2672 | 1859487.9668 | 1690310.5972 | 1051026.7708 | 981093.6171 | 981093.6171
Region | Technology | 2022 | 2023 | 2024 | 2025 | 2026 | 2027 | 2028 | 2029 | 2030 | 2031 | 2032 | 2033 | 2034 | 2035 | 2036 | 2037 | 2038 | 2039 | 2040 | 2041 | 2042
SA | Black Coal | 0 | 0 | 0 | 0 | 0 | 0 | 0 | 0 | 0 | 0 | 0 | 0 | 0 | 0 | 0 | 0 | 0 | 0 | 0 | 0 | 0
SA | Brown Coal | 0 | 0 | 0 | 0 | 0 | 0 | 0 | 0 | 0 | 0 | 0 | 0 | 0 | 0 | 0 | 0 | 0 | 0 | 0 | 0 | 0
SA | CCGT | 53047.0947 | 45869.03 | 44068.8367 | 43948.43 | 43948.43 | 43948.43 | 44068.8367 | 43948.43 | 43948.43 | 43948.43 | 44068.8367 | 43948.43 | 43948.43 | 43948.43 | 5659.8942 | 5644.43 | 0 | 0 | 0 | 0 | 0
SA | Peaking Gas+Liquids | 19184.7562 | 19184.7562 | 19237.3172 | 20531.2076 | 20531.2076 | 20531.2076 | 20587.4575 | 20531.2076 | 20531.2076 | 14743.9826 | 14784.3771 | 11198.4184 | 11198.4184 | 11198.4184 | 10015.3829 | 10033.9194 | 12199.3529 | 12199.3529 | 12232.7758 | 12199.3529 | 12199.3529
SA | Hydro | 0 | 0 | 0 | 0 | 0 | 0 | 0 | 0 | 0 | 0 | 0 | 0 | 0 | 0 | 0 | 0 | 0 | 0 | 0 | 0 | 0
SA | Dispatchable Storage | 1747.95 | 1747.95 | 1752.7389 | 1747.95 | 1753.7711 | 1753.7711 | 1758.576 | 1753.7711 | 1753.7711 | 3334.4397 | 5390.394 | 5375.6661 | 5375.6661 | 5172.4161 | 13565.6698 | 13528.6052 | 14883.0771 | 14883.0771 | 14923.8526 | 14883.0771 | 14883.0771
SA | Wind | 98041.5122 | 98041.5122 | 98310.1191 | 98041.5122 | 98041.5122 | 98041.5122 | 98310.1191 | 98041.5122 | 93883.3472 | 91775.6272 | 92027.0673 | 93651.7991 | 83287.3151 | 83287.3151 | 196625.2617 | 409561.5798 | 74169.1351 | 327887.9792 | 498083.5775 | 69784.1611 | 69784.1611
SA | Solar | 9869.58 | 9869.58 | 9896.6199 | 9869.58 | 9869.58 | 9869.58 | 9896.6199 | 9869.58 | 9869.58 | 10574.7035 | 17666.0387 | 29383.3546 | 29383.3546 | 29383.3546 | 29463.857 | 29383.3546 | 29383.3546 | 29383.3546 | 29463.857 | 29383.3546 | 29383.3546
Total |  | 181890.8931 | 174712.8284 | 173265.6318 | 174138.6798 | 174144.5009 | 174144.5009 | 174621.6092 | 174144.5009 | 169986.3359 | 164377.183 | 173936.7137 | 183557.6683 | 173193.1843 | 172989.9343 | 255330.0656 | 468151.889 | 130634.9197 | 384353.7639 | 554704.0629 | 126249.9457 | 126249.9457
Region | Technology | 2022 | 2023 | 2024 | 2025 | 2026 | 2027 | 2028 | 2029 | 2030 | 2031 | 2032 | 2033 | 2034 | 2035 | 2036 | 2037 | 2038 | 2039 | 2040 | 2041 | 2042
TAS | Black Coal | 0 | 0 | 0 | 0 | 0 | 0 | 0 | 0 | 0 | 0 | 0 | 0 | 0 | 0 | 0 | 0 | 0 | 0 | 0 | 0 | 0
TAS | Brown Coal | 0 | 0 | 0 | 0 | 0 | 0 | 0 | 0 | 0 | 0 | 0 | 0 | 0 | 0 | 0 | 0 | 0 | 0 | 0 | 0 | 0
TAS | CCGT | 0 | 0 | 0 | 0 | 0 | 0 | 0 | 0 | 0 | 0 | 0 | 0 | 0 | 0 | 0 | 0 | 0 | 0 | 0 | 0 | 0
TAS | Peaking Gas+Liquids | 2693.14 | 2693.14 | 2700.5185 | 2693.14 | 2693.14 | 2693.14 | 2700.5185 | 2693.14 | 2693.14 | 2693.14 | 2700.5185 | 2693.14 | 2693.14 | 2693.14 | 2700.5185 | 2693.14 | 2693.14 | 2693.14 | 2700.5185 | 877.54 | 877.54
TAS | Hydro | 133930.258 | 133930.258 | 134297.1902 | 133930.258 | 133930.258 | 133930.258 | 134297.1902 | 133930.258 | 133930.258 | 133930.258 | 134297.1902 | 133930.258 | 133930.258 | 133930.258 | 134297.1902 | 133930.258 | 133930.258 | 133930.258 | 134297.1902 | 133930.258 | 133930.258
TAS | VPP Battery | 0 | 0 | 0 | 0 | 0 | 0 | 0 | 0 | 0 | 0 | 0 | 0 | 0 | 0 | 0 | 0 | 0 | 0 | 0 | 0 | 0
TAS | Wind | 26252.569 | 26252.569 | 30705.9214 | 35319.0858 | 40336.6939 | 45774.6024 | 49627.1372 | 56786.9147 | 62104.3079 | 62224.198 | 62394.6753 | 62224.198 | 62224.198 | 62224.198 | 62394.6753 | 62224.198 | 62224.198 | 62224.198 | 62394.6753 | 62224.198 | 62224.198
TAS | Solar | 0 | 0 | 0 | 0 | 0 | 0 | 2515.4428 | 2508.57 | 2508.57 | 2508.57 | 2515.4428 | 2508.57 | 2508.57 | 2508.57 | 2515.4428 | 2508.57 | 2508.57 | 2508.57 | 2515.4428 | 2508.57 | 2508.57
Total |  | 162875.967 | 162875.967 | 167703.6301 | 171942.4838 | 176960.0919 | 182398.0004 | 189140.2887 | 195918.8827 | 201236.2759 | 201356.166 | 201907.8267 | 201356.166 | 201356.166 | 201356.166 | 201907.8267 | 201356.166 | 201356.166 | 201356.166 | 201907.8267 | 199540.566 | 199540.566

## FOMCost_2
FOM cost by technology ($000s) - Central with TRET (DP6)
Real June 2019 dollars. Years are financial year ending. Some rounding errors may be present.
Region | Technology | 2022 | 2023 | 2024 | 2025 | 2026 | 2027 | 2028 | 2029 | 2030 | 2031 | 2032 | 2033 | 2034 | 2035 | 2036 | 2037 | 2038 | 2039 | 2040 | 2041 | 2042
NEM | Black Coal | 1770652.2638 | 1521608.2889 | 888089.7748 | 2569565.9549 | 1419026.1319 | 1057101.3531 | 888089.7748 | 847828.3 | 776482.3 | 1421089.3797 | 1567093.1789 | 1177039.5389 | 620818.3 | 620818.3 | 382963.6488 | 344082.3 | 281924.8 | 281924.8 | 282697.1967 | 926531.8797 | 281924.8
NEM | Brown Coal | 685241 | 685241 | 687118.3726 | 685241 | 685241 | 1127170.2035 | 1531376.416 | 685241 | 631467 | 577693 | 521502.8712 | 462463 | 462463 | 462463 | 463730.0219 | 904392.2035 | 1304414.3274 | 462463 | 463730.0219 | 462463 | 462463
NEM | CCGT | 98720.8177 | 91542.753 | 89867.6931 | 89622.153 | 89622.153 | 89622.153 | 89867.6931 | 85514.203 | 85514.203 | 85514.203 | 85748.4885 | 85514.203 | 85514.203 | 85514.203 | 47339.546 | 47210.203 | 41565.773 | 41565.773 | 16139.7928 | 16095.695 | 16095.695
NEM | Peaking Gas+Liquids | 102587.4673 | 102587.4673 | 102868.5289 | 102587.4673 | 102587.4673 | 102587.4673 | 102868.5289 | 102587.4673 | 102587.4673 | 96800.2423 | 97065.4485 | 93254.6781 | 86264.6181 | 84494.4081 | 82753.6109 | 82527.5081 | 82527.5081 | 82527.5081 | 76078.172 | 74054.7081 | 74054.7081
NEM | Hydro | 408726.67 | 408726.67 | 409846.4691 | 408726.67 | 408726.67 | 408726.67 | 409846.4691 | 408726.67 | 408726.67 | 408726.67 | 430022.7957 | 428847.87 | 428847.87 | 428847.87 | 430022.7957 | 428847.87 | 423734.718 | 423734.718 | 424895.635 | 423734.718 | 423734.718
NEM | Dispatchable Storage | 50293.5 | 50467.482 | 50605.7491 | 62915.5732 | 87709.722 | 87709.722 | 87950.0226 | 87709.722 | 87709.722 | 87465.822 | 87705.4544 | 87465.822 | 98003.321 | 101793.8929 | 135579.9544 | 139812.3146 | 144038.7769 | 160590.8084 | 161030.7832 | 173151.4397 | 189271.645
NEM | Wind | 412630.0856 | 455166.546 | 460795.0052 | 464233.0628 | 491235.8412 | 524342.6057 | 548486.6625 | 619607.6893 | 654620.5997 | 655605.493 | 665086.9092 | 702987.194 | 706197.141 | 709687.2243 | 863394.0212 | 909484.8513 | 1084044.7003 | 1056140.3203 | 1049952.3115 | 1029711.0486 | 1027497.9426
NEM | Solar | 134511.1742 | 147596.0807 | 148000.4535 | 149136.4307 | 151554.0467 | 160392.4948 | 185156.8353 | 188458.7197 | 193182.4802 | 198910.8732 | 199455.8345 | 278821.8438 | 286462.9572 | 286462.9572 | 339036.1925 | 338109.8641 | 354252.7268 | 350328.3938 | 361206.4125 | 389645.7145 | 389645.7145
Total |  | 3663362.9786 | 3462936.288 | 2837192.0463 | 4532028.3119 | 3435703.0322 | 3557652.6695 | 3843642.4024 | 3025673.7713 | 2940290.4423 | 3531805.6832 | 3653680.9809 | 3316394.1499 | 2774571.4103 | 2780081.8554 | 2744819.7913 | 3194467.1147 | 3716503.3306 | 2859275.3216 | 2835730.3256 | 3495388.2036 | 2864688.2232
Region | Technology | 2022 | 2023 | 2024 | 2025 | 2026 | 2027 | 2028 | 2029 | 2030 | 2031 | 2032 | 2033 | 2034 | 2035 | 2036 | 2037 | 2038 | 2039 | 2040 | 2041 | 2042
NSW | Black Coal | 1047997.716 | 526176.75 | 447676.1589 | 1490320.2566 | 446453 | 446453 | 447676.1589 | 446453 | 375107 | 375107 | 880397.4132 | 219443 | 219443 | 219443 | 71541.4685 | 71346 | 71346 | 71346 | 71541.4685 | 71346 | 71346
NSW | Brown Coal | 0 | 0 | 0 | 0 | 0 | 0 | 0 | 0 | 0 | 0 | 0 | 0 | 0 | 0 | 0 | 0 | 0 | 0 | 0 | 0 | 0
NSW | CCGT | 4694.8 | 4694.8 | 4707.6625 | 4694.8 | 4694.8 | 4694.8 | 4707.6625 | 4694.8 | 4694.8 | 4694.8 | 4707.6625 | 4694.8 | 4694.8 | 4694.8 | 4707.6625 | 4694.8 | 4694.8 | 4694.8 | 4707.6625 | 4694.8 | 4694.8
NSW | Peaking Gas+Liquids | 23071.8361 | 23071.8361 | 23135.0466 | 23071.8361 | 23071.8361 | 23071.8361 | 23135.0466 | 23071.8361 | 23071.8361 | 23071.8361 | 23135.0466 | 23071.8361 | 23071.8361 | 23071.8361 | 22376.474 | 22315.3361 | 22315.3361 | 22315.3361 | 22376.474 | 22315.3361 | 22315.3361
NSW | Hydro | 135226.3 | 135226.3 | 135596.783 | 135226.3 | 135226.3 | 135226.3 | 135596.783 | 135226.3 | 135226.3 | 135226.3 | 135596.783 | 135226.3 | 135226.3 | 135226.3 | 135596.783 | 135226.3 | 135226.3 | 135226.3 | 135596.783 | 135226.3 | 135226.3
NSW | Dispatchable Storage | 14203.2 | 14203.2 | 14242.1129 | 26651.2912 | 51445.44 | 51445.44 | 51586.3864 | 51445.44 | 51445.44 | 51445.44 | 51586.3864 | 51445.44 | 58244.6216 | 60981.9256 | 78962.7557 | 79267.987 | 79691.8954 | 85640.344 | 85874.9751 | 94596.6183 | 94596.6183
NSW | Wind | 75120.0572 | 84505.7581 | 84737.2807 | 84505.7581 | 84505.7581 | 84505.7581 | 84737.2807 | 84505.7581 | 84505.7581 | 84505.7581 | 84737.2807 | 120012.3203 | 128940.2803 | 128940.2803 | 210490.8973 | 207785.1555 | 253408.4317 | 252033.8317 | 252724.3354 | 239979.7017 | 237766.5957
NSW | Solar | 47972.3469 | 54621.5244 | 54771.1724 | 54621.5244 | 54621.5244 | 54621.5244 | 54771.1724 | 54621.5244 | 54621.5244 | 59934.3177 | 60098.5213 | 121420.2484 | 129061.3618 | 129061.3618 | 159857.1049 | 159420.3369 | 172637.8716 | 168713.5386 | 175308.3088 | 204255.5291 | 204255.5291
Total |  | 1348286.2562 | 842500.1686 | 764866.217 | 1819091.7664 | 800018.6586 | 800018.6586 | 802210.4905 | 800018.6586 | 728672.6586 | 733985.4519 | 1240259.0937 | 675313.9449 | 698682.1998 | 701419.5038 | 683533.1459 | 680055.9155 | 739320.6348 | 739970.1504 | 748130.0073 | 772414.2852 | 770201.1792
Region | Technology | 2022 | 2023 | 2024 | 2025 | 2026 | 2027 | 2028 | 2029 | 2030 | 2031 | 2032 | 2033 | 2034 | 2035 | 2036 | 2037 | 2038 | 2039 | 2040 | 2041 | 2042
QLD | Black Coal | 722654.5478 | 995431.5389 | 440413.6159 | 1079245.6982 | 972573.1319 | 610648.3531 | 440413.6159 | 401375.3 | 401375.3 | 1045982.3797 | 686695.7657 | 957596.5389 | 401375.3 | 401375.3 | 311422.1803 | 272736.3 | 210578.8 | 210578.8 | 211155.7282 | 855185.8797 | 210578.8
QLD | Brown Coal | 0 | 0 | 0 | 0 | 0 | 0 | 0 | 0 | 0 | 0 | 0 | 0 | 0 | 0 | 0 | 0 | 0 | 0 | 0 | 0 | 0
QLD | CCGT | 17038.923 | 17038.923 | 17085.605 | 17038.923 | 17038.923 | 17038.923 | 17085.605 | 12930.973 | 12930.973 | 12930.973 | 12966.4003 | 12930.973 | 12930.973 | 12930.973 | 12966.4003 | 12930.973 | 12930.973 | 12930.973 | 11432.1303 | 11400.895 | 11400.895
QLD | Peaking Gas+Liquids | 28890.735 | 28890.735 | 28969.8877 | 28890.735 | 28890.735 | 28890.735 | 28969.8877 | 28890.735 | 28890.735 | 28890.735 | 28969.8877 | 28890.735 | 24472.775 | 22702.565 | 22764.7638 | 22702.565 | 22702.565 | 22702.565 | 22764.7638 | 22702.565 | 22702.565
QLD | Hydro | 9019.032 | 9019.032 | 9043.7417 | 9019.032 | 9019.032 | 9019.032 | 9043.7417 | 9019.032 | 9019.032 | 9019.032 | 9043.7417 | 9019.032 | 9019.032 | 9019.032 | 9043.7417 | 9019.032 | 3905.88 | 3905.88 | 3916.581 | 3905.88 | 3905.88
QLD | Dispatchable Storage | 33732.6 | 33906.582 | 33999.4767 | 33906.582 | 33906.582 | 33906.582 | 33999.4767 | 33906.582 | 33906.582 | 33906.582 | 33999.4767 | 33906.582 | 38092.0495 | 39511.1673 | 52461.5003 | 53050.1152 | 53050.1152 | 63653.698 | 63828.0917 | 65909.4683 | 65909.4683
QLD | Wind | 31002.1786 | 50577.8286 | 50716.398 | 50577.8286 | 64279.2425 | 74068.6086 | 76038.1716 | 124905.1496 | 141989.3452 | 141989.3452 | 142378.3571 | 141989.3452 | 141989.3452 | 141989.3452 | 197739.7195 | 257113.3941 | 323138.0492 | 323138.0492 | 331115.7961 | 330211.1081 | 330211.1081
QLD | Solar | 51485.1863 | 57920.9153 | 58079.6027 | 57920.9153 | 57920.9153 | 64306.5393 | 83820.8756 | 84982.0183 | 87288.1628 | 87288.1628 | 87527.3084 | 87288.1628 | 87288.1628 | 87288.1628 | 96950.9113 | 96686.0181 | 95380.5181 | 95380.5181 | 99427.5082 | 99155.8483 | 99155.8483
Total |  | 893823.2026 | 1192785.5548 | 638308.3277 | 1276599.7141 | 1183628.5616 | 837878.773 | 689371.3743 | 696009.7898 | 715400.1299 | 1360007.2096 | 1001580.9377 | 1271621.3689 | 715167.6374 | 714816.5452 | 703349.2172 | 724238.3974 | 721686.9005 | 732290.4833 | 743640.5994 | 1388471.6444 | 743864.5647
Region | Technology | 2022 | 2023 | 2024 | 2025 | 2026 | 2027 | 2028 | 2029 | 2030 | 2031 | 2032 | 2033 | 2034 | 2035 | 2036 | 2037 | 2038 | 2039 | 2040 | 2041 | 2042
VIC | Black Coal | 0 | 0 | 0 | 0 | 0 | 0 | 0 | 0 | 0 | 0 | 0 | 0 | 0 | 0 | 0 | 0 | 0 | 0 | 0 | 0 | 0
VIC | Brown Coal | 685241 | 685241 | 687118.3726 | 685241 | 685241 | 1127170.2035 | 1531376.416 | 685241 | 631467 | 577693 | 521502.8712 | 462463 | 462463 | 462463 | 463730.0219 | 904392.2035 | 1304414.3274 | 462463 | 463730.0219 | 462463 | 462463
VIC | CCGT | 23940 | 23940 | 24005.589 | 23940 | 23940 | 23940 | 24005.589 | 23940 | 23940 | 23940 | 24005.589 | 23940 | 23940 | 23940 | 24005.589 | 23940 | 23940 | 23940 | 0 | 0 | 0
VIC | Peaking Gas+Liquids | 28747 | 28747 | 28825.7589 | 28747 | 28747 | 28747 | 28825.7589 | 28747 | 28747 | 28747 | 28825.7589 | 28747 | 26174.9 | 26174.9 | 26246.6121 | 26174.9 | 26174.9 | 26174.9 | 19571.1732 | 19517.7 | 19517.7
VIC | Hydro | 130551.08 | 130551.08 | 130908.7542 | 130551.08 | 130551.08 | 130551.08 | 130908.7542 | 130551.08 | 130551.08 | 130551.08 | 130908.7542 | 130551.08 | 130551.08 | 130551.08 | 130908.7542 | 130551.08 | 130551.08 | 130551.08 | 130908.7542 | 130551.08 | 130551.08
VIC | Dispatchable Storage | 609.75 | 609.75 | 611.4205 | 609.75 | 609.75 | 609.75 | 611.4205 | 609.75 | 609.75 | 609.75 | 611.4205 | 609.75 | 162.6 | 0 | 0 | 0 | 0 | 0 | 0 | 0 | 7563.3137
VIC | Wind | 182213.7686 | 195788.8781 | 196325.286 | 195788.8781 | 204072.6346 | 222162.7306 | 240702.8856 | 257642.4851 | 275719.5136 | 275719.5136 | 276474.9095 | 275719.5136 | 273313.9636 | 273313.9636 | 274062.769 | 273313.9636 | 270234.8596 | 250990.4596 | 242856.5621 | 228983.1136 | 228983.1136
VIC | Solar | 25184.0611 | 25184.0611 | 25253.0585 | 26724.4111 | 29142.0271 | 31594.8511 | 34152.7245 | 36477.0271 | 38894.6431 | 38894.6431 | 39001.2037 | 38894.6431 | 38894.6431 | 38894.6431 | 39001.2037 | 38894.6431 | 43125.4711 | 43125.4711 | 43243.623 | 43125.4711 | 43125.4711
Total |  | 1076486.6597 | 1090061.7692 | 1093048.2398 | 1091602.1192 | 1102303.4917 | 1564775.6152 | 1990583.5488 | 1163208.3422 | 1129928.9867 | 1076154.9867 | 1021330.5072 | 960924.9867 | 955500.1867 | 955337.5867 | 957954.9499 | 1397266.7902 | 1798440.6381 | 937244.9107 | 900310.1344 | 884640.3647 | 892203.6784
Region | Technology | 2022 | 2023 | 2024 | 2025 | 2026 | 2027 | 2028 | 2029 | 2030 | 2031 | 2032 | 2033 | 2034 | 2035 | 2036 | 2037 | 2038 | 2039 | 2040 | 2041 | 2042
SA | Black Coal | 0 | 0 | 0 | 0 | 0 | 0 | 0 | 0 | 0 | 0 | 0 | 0 | 0 | 0 | 0 | 0 | 0 | 0 | 0 | 0 | 0
SA | Brown Coal | 0 | 0 | 0 | 0 | 0 | 0 | 0 | 0 | 0 | 0 | 0 | 0 | 0 | 0 | 0 | 0 | 0 | 0 | 0 | 0 | 0
SA | CCGT | 53047.0947 | 45869.03 | 44068.8367 | 43948.43 | 43948.43 | 43948.43 | 44068.8367 | 43948.43 | 43948.43 | 43948.43 | 44068.8367 | 43948.43 | 43948.43 | 43948.43 | 5659.8942 | 5644.43 | 0 | 0 | 0 | 0 | 0
SA | Peaking Gas+Liquids | 19184.7562 | 19184.7562 | 19237.3172 | 19184.7562 | 19184.7562 | 19184.7562 | 19237.3172 | 19184.7562 | 19184.7562 | 13397.5312 | 13434.2368 | 9851.967 | 9851.967 | 9851.967 | 8665.2426 | 8641.567 | 8641.567 | 8641.567 | 8665.2426 | 8641.567 | 8641.567
SA | Hydro | 0 | 0 | 0 | 0 | 0 | 0 | 0 | 0 | 0 | 0 | 0 | 0 | 0 | 0 | 0 | 0 | 0 | 0 | 0 | 0 | 0
SA | Dispatchable Storage | 1747.95 | 1747.95 | 1752.7389 | 1747.95 | 1747.95 | 1747.95 | 1752.7389 | 1747.95 | 1747.95 | 1504.05 | 1508.1707 | 1504.05 | 1504.05 | 1300.8 | 4155.6984 | 7407.8824 | 11210.4363 | 11210.4363 | 11241.1498 | 11210.4363 | 19767.3278
SA | Wind | 98041.5122 | 98041.5122 | 98310.1191 | 98041.5122 | 98041.5122 | 98041.5122 | 98310.1191 | 98041.5122 | 93883.3472 | 91775.6272 | 92027.0673 | 92040.2049 | 81675.7209 | 81675.7209 | 85046.3279 | 75480.4741 | 116846.3252 | 109560.9452 | 102508.6735 | 110120.0905 | 110120.0905
SA | Solar | 9869.58 | 9869.58 | 9896.6199 | 9869.58 | 9869.58 | 9869.58 | 9896.6199 | 9869.58 | 9869.58 | 10285.1797 | 10313.3582 | 28710.2195 | 28710.2195 | 28710.2195 | 40711.5297 | 40600.296 | 40600.296 | 40600.296 | 40711.5297 | 40600.296 | 40600.296
Total |  | 181890.8931 | 174712.8284 | 173265.6318 | 172792.2284 | 172792.2284 | 172792.2284 | 173265.6318 | 172792.2284 | 168634.0634 | 160910.8181 | 161351.6697 | 176054.8715 | 165690.3875 | 165487.1375 | 144238.6927 | 137774.6495 | 177298.6245 | 170013.2445 | 163126.5956 | 170572.3898 | 179129.2813
Region | Technology | 2022 | 2023 | 2024 | 2025 | 2026 | 2027 | 2028 | 2029 | 2030 | 2031 | 2032 | 2033 | 2034 | 2035 | 2036 | 2037 | 2038 | 2039 | 2040 | 2041 | 2042
TAS | Black Coal | 0 | 0 | 0 | 0 | 0 | 0 | 0 | 0 | 0 | 0 | 0 | 0 | 0 | 0 | 0 | 0 | 0 | 0 | 0 | 0 | 0
TAS | Brown Coal | 0 | 0 | 0 | 0 | 0 | 0 | 0 | 0 | 0 | 0 | 0 | 0 | 0 | 0 | 0 | 0 | 0 | 0 | 0 | 0 | 0
TAS | CCGT | 0 | 0 | 0 | 0 | 0 | 0 | 0 | 0 | 0 | 0 | 0 | 0 | 0 | 0 | 0 | 0 | 0 | 0 | 0 | 0 | 0
TAS | Peaking Gas+Liquids | 2693.14 | 2693.14 | 2700.5185 | 2693.14 | 2693.14 | 2693.14 | 2700.5185 | 2693.14 | 2693.14 | 2693.14 | 2700.5185 | 2693.14 | 2693.14 | 2693.14 | 2700.5185 | 2693.14 | 2693.14 | 2693.14 | 2700.5185 | 877.54 | 877.54
TAS | Hydro | 133930.258 | 133930.258 | 134297.1902 | 133930.258 | 133930.258 | 133930.258 | 134297.1902 | 133930.258 | 133930.258 | 133930.258 | 154473.5168 | 154051.458 | 154051.458 | 154051.458 | 154473.5168 | 154051.458 | 154051.458 | 154051.458 | 154473.5168 | 154051.458 | 154051.458
TAS | VPP Battery | 0 | 0 | 0 | 0 | 0 | 0 | 0 | 0 | 0 | 0 | 0 | 0 | 0 | 0 | 0 | 86.33 | 86.33 | 86.33 | 86.5665 | 1434.9169 | 1434.9169
TAS | Wind | 26252.569 | 26252.569 | 30705.9214 | 35319.0858 | 40336.6939 | 45563.9962 | 48698.2055 | 54512.7843 | 58522.6357 | 61615.2489 | 69469.2946 | 73225.81 | 80277.831 | 83767.9142 | 96054.3075 | 95791.864 | 120417.0346 | 120417.0346 | 120746.9443 | 120417.0346 | 120417.0346
TAS | Solar | 0 | 0 | 0 | 0 | 0 | 0 | 2515.4428 | 2508.57 | 2508.57 | 2508.57 | 2515.4428 | 2508.57 | 2508.57 | 2508.57 | 2515.4428 | 2508.57 | 2508.57 | 2508.57 | 2515.4428 | 2508.57 | 2508.57
Total |  | 162875.967 | 162875.967 | 167703.6301 | 171942.4838 | 176960.0919 | 182187.3942 | 188211.3569 | 193644.7523 | 197654.6037 | 200747.2169 | 229158.7727 | 232478.978 | 239530.999 | 243021.0822 | 255743.7855 | 255131.362 | 279756.5326 | 279756.5326 | 280522.9889 | 279289.5195 | 279289.5195

## FuelCost_1
Fuel cost by technology ($000s) - Central with TRET (Counterfactual)
Real June 2019 dollars. Years are financial year ending. Some rounding errors may be present.
Region | Technology | 2022 | 2023 | 2024 | 2025 | 2026 | 2027 | 2028 | 2029 | 2030 | 2031 | 2032 | 2033 | 2034 | 2035 | 2036 | 2037 | 2038 | 2039 | 2040 | 2041 | 2042
NEM | Black Coal | 1963956.3478 | 1932726.564 | 2067079.6829 | 1991277.1888 | 1962294.4962 | 1905437.2937 | 2063574.2514 | 1924734.7998 | 1878621.1511 | 2045158.0273 | 2089448.3967 | 1610786.7646 | 1640355.8478 | 1668561.0392 | 1047091.9127 | 972634.7664 | 833458.5704 | 833665.3822 | 829510.8925 | 828079.3167 | 828774.1529
NEM | Brown Coal | 260896.3273 | 271690.5879 | 270368.6742 | 262009.196 | 246265.5737 | 235241.2609 | 253365.3395 | 229231.9236 | 211626.6466 | 208575.8597 | 175599.2459 | 165278.3874 | 164161.5453 | 158501.1519 | 156727.8789 | 161239.6231 | 170776.0701 | 165396.5217 | 167429.8145 | 177789.4616 | 164646.9677
NEM | CCGT | 237815.0818 | 246248.706 | 236615.3779 | 237557.9412 | 233044.8944 | 235711.5877 | 250560.8176 | 258862.3909 | 255965.818 | 274338.7458 | 255537.36 | 1017258.4403 | 957949.6373 | 881413.9591 | 774179.268 | 844121.078 | 1063529.2203 | 1092209.6422 | 824867.2256 | 817167.0307 | 820945.8336
NEM | Peaking Gas+Liquids | 10454.7946 | 8599.6137 | 14182.5054 | 17164.874 | 18892.2644 | 14057.5426 | 16048.053 | 21037.3855 | 29934.7725 | 29201.7001 | 29891.0247 | 925689.2944 | 943106.1421 | 872107.3787 | 1435931.2947 | 1596965.3508 | 3110950.4214 | 2615320.1981 | 3163498.4646 | 3731517.9359 | 3668463.1623
NEM | Hydro | 0 | 0 | 0 | 0 | 0 | 0 | 0 | 0 | 0 | 0 | 0 | 0 | 0 | 0 | 0 | 0 | 0 | 0 | 0 | 0 | 0
NEM | Dispatchable Storage | 0 | 0 | 0 | 0 | 0 | 0 | 0 | 0 | 0 | 0 | 0 | 0 | 0 | 0 | 0 | 0 | 0 | 0 | 0 | 0 | 0
NEM | Wind | 0 | 0 | 0 | 0 | 0 | 0 | 0 | 0 | 0 | 0 | 0 | 0 | 0 | 0 | 0 | 0 | 0 | 0 | 0 | 0 | 0
NEM | Solar | 0 | 0 | 0 | 0 | 0 | 0 | 0 | 0 | 0 | 0 | 0 | 0 | 0 | 0 | 0 | 0 | 0 | 0 | 0 | 0 | 0
Total |  | 2473122.5515 | 2459265.4715 | 2588246.2404 | 2508009.1999 | 2460497.2287 | 2390447.6849 | 2583548.4615 | 2433866.4999 | 2376148.3883 | 2557274.333 | 2550476.0273 | 3719012.8868 | 3705573.1725 | 3580583.5288 | 3413930.3542 | 3574960.8184 | 5178714.2822 | 4706591.7443 | 4985306.3972 | 5554553.7448 | 5482830.1165
Region | Technology | 2022 | 2023 | 2024 | 2025 | 2026 | 2027 | 2028 | 2029 | 2030 | 2031 | 2032 | 2033 | 2034 | 2035 | 2036 | 2037 | 2038 | 2039 | 2040 | 2041 | 2042
NSW | Black Coal | 984176.9685 | 989101.5812 | 1040096.4147 | 971967.0056 | 966413.7944 | 936436.982 | 1133683.5395 | 1085372.0469 | 1043887.7889 | 1205457.8982 | 1235146.2587 | 746452.6133 | 754861.6175 | 767379.3406 | 285699.0353 | 288931.3726 | 289733.9598 | 286523.6112 | 284089.4633 | 282510.6754 | 282510.6754
NSW | Brown Coal | 0 | 0 | 0 | 0 | 0 | 0 | 0 | 0 | 0 | 0 | 0 | 0 | 0 | 0 | 0 | 0 | 0 | 0 | 0 | 0 | 0
NSW | CCGT | 2238.7848 | 2370.9647 | 7237.1704 | 4743.5191 | 5007.3242 | 5264.458 | 5386.0373 | 5568.7461 | 5717.7034 | 5937.7686 | 6151.3877 | 300211.9062 | 298258.2571 | 295870.6416 | 273449.7604 | 276749.5118 | 291202.9235 | 288994.8724 | 293641.2753 | 292843.7126 | 293030.2254
NSW | Peaking Gas+Liquids | 1417.1327 | 289.7196 | 2181.2871 | 3163.4102 | 3198.3178 | 2826.9653 | 2832.5317 | 4013.1996 | 12563.277 | 7621.5644 | 11180.189 | 799997.4645 | 838823.2668 | 762270.9033 | 1281294.598 | 1398640.783 | 2227498.4933 | 1860303.8667 | 2227096.5407 | 2473662.6409 | 2623878.2461
NSW | Hydro | 0 | 0 | 0 | 0 | 0 | 0 | 0 | 0 | 0 | 0 | 0 | 0 | 0 | 0 | 0 | 0 | 0 | 0 | 0 | 0 | 0
NSW | Dispatchable Storage | 0 | 0 | 0 | 0 | 0 | 0 | 0 | 0 | 0 | 0 | 0 | 0 | 0 | 0 | 0 | 0 | 0 | 0 | 0 | 0 | 0
NSW | Wind | 0 | 0 | 0 | 0 | 0 | 0 | 0 | 0 | 0 | 0 | 0 | 0 | 0 | 0 | 0 | 0 | 0 | 0 | 0 | 0 | 0
NSW | Solar | 0 | 0 | 0 | 0 | 0 | 0 | 0 | 0 | 0 | 0 | 0 | 0 | 0 | 0 | 0 | 0 | 0 | 0 | 0 | 0 | 0
Total |  | 987832.886 | 991762.2654 | 1049514.8722 | 979873.9349 | 974619.4365 | 944528.4053 | 1141902.1084 | 1094953.9926 | 1062168.7693 | 1219017.2312 | 1252477.8354 | 1846661.984 | 1891943.1414 | 1825520.8856 | 1840443.3937 | 1964321.6674 | 2808435.3765 | 2435822.3502 | 2804827.2792 | 3049017.029 | 3199419.1469
Region | Technology | 2022 | 2023 | 2024 | 2025 | 2026 | 2027 | 2028 | 2029 | 2030 | 2031 | 2032 | 2033 | 2034 | 2035 | 2036 | 2037 | 2038 | 2039 | 2040 | 2041 | 2042
QLD | Black Coal | 979779.3793 | 943624.9828 | 1026983.2682 | 1019310.1832 | 995880.7018 | 969000.3116 | 929890.7119 | 839362.7529 | 834733.3622 | 839700.1291 | 854302.1379 | 864334.1513 | 885494.2303 | 901181.6986 | 761392.8773 | 683703.3938 | 543724.6107 | 547141.7711 | 545421.4292 | 545568.6412 | 546263.4775
QLD | Brown Coal | 0 | 0 | 0 | 0 | 0 | 0 | 0 | 0 | 0 | 0 | 0 | 0 | 0 | 0 | 0 | 0 | 0 | 0 | 0 | 0 | 0
QLD | CCGT | 79796.9723 | 80105.8094 | 90807.804 | 86426.8167 | 86858.8458 | 87279.9495 | 87694.5603 | 83857.3306 | 83993.4088 | 84194.4467 | 84605.4043 | 155975.29 | 149098.0468 | 142096.6905 | 244188.0871 | 330065.9602 | 563331.5853 | 601645.6589 | 531225.9503 | 524323.318 | 527915.6082
QLD | Peaking Gas+Liquids | 284.8684 | 66.9975 | 419.4318 | 1894.2018 | 1273.0591 | 143.8846 | 29.2243 | 2173.9417 | 1209.6461 | 3036.208 | 528.5544 | 27247.3662 | 16880.0029 | 16561.2586 | 43065.0268 | 83162.8572 | 351018.4111 | 453871.5815 | 477568.3708 | 478714.8938 | 528953.2852
QLD | Hydro | 0 | 0 | 0 | 0 | 0 | 0 | 0 | 0 | 0 | 0 | 0 | 0 | 0 | 0 | 0 | 0 | 0 | 0 | 0 | 0 | 0
QLD | Dispatchable Storage | 0 | 0 | 0 | 0 | 0 | 0 | 0 | 0 | 0 | 0 | 0 | 0 | 0 | 0 | 0 | 0 | 0 | 0 | 0 | 0 | 0
QLD | Wind | 0 | 0 | 0 | 0 | 0 | 0 | 0 | 0 | 0 | 0 | 0 | 0 | 0 | 0 | 0 | 0 | 0 | 0 | 0 | 0 | 0
QLD | Solar | 0 | 0 | 0 | 0 | 0 | 0 | 0 | 0 | 0 | 0 | 0 | 0 | 0 | 0 | 0 | 0 | 0 | 0 | 0 | 0 | 0
Total |  | 1059861.22 | 1023797.7896 | 1118210.504 | 1107631.2017 | 1084012.6067 | 1056424.1458 | 1017614.4965 | 925394.0252 | 919936.4171 | 926930.7838 | 939436.0966 | 1047556.8076 | 1051472.28 | 1059839.6476 | 1048645.9912 | 1096932.2112 | 1458074.6071 | 1602659.0115 | 1554215.7503 | 1548606.8531 | 1603132.3709
Region | Technology | 2022 | 2023 | 2024 | 2025 | 2026 | 2027 | 2028 | 2029 | 2030 | 2031 | 2032 | 2033 | 2034 | 2035 | 2036 | 2037 | 2038 | 2039 | 2040 | 2041 | 2042
VIC | Black Coal | 0 | 0 | 0 | 0 | 0 | 0 | 0 | 0 | 0 | 0 | 0 | 0 | 0 | 0 | 0 | 0 | 0 | 0 | 0 | 0 | 0
VIC | Brown Coal | 260896.3273 | 271690.5879 | 270368.6742 | 262009.196 | 246265.5737 | 235241.2609 | 253365.3395 | 229231.9236 | 211626.6466 | 208575.8597 | 175599.2459 | 165278.3874 | 164161.5453 | 158501.1519 | 156727.8789 | 161239.6231 | 170776.0701 | 165396.5217 | 167429.8145 | 177789.4616 | 164646.9677
VIC | CCGT | 3033.038 | 1493.8373 | 1413.053 | 1792.6226 | 2109.6542 | 1173.4415 | 1281.4151 | 1124.3971 | 1884.5745 | 4432.6742 | 5183.4126 | 179823.4897 | 163240.7974 | 109633.4149 | 87898.9674 | 58478.7805 | 208994.7115 | 201569.1109 | 0 | 0 | 0
VIC | Peaking Gas+Liquids | 3254.5903 | 1728.9306 | 1152.7458 | 878.7118 | 2738.6857 | 909.0262 | 1058.7802 | 1506.5118 | 2701.4848 | 3312.3184 | 5294.6502 | 19336.4323 | 12207.6756 | 22702.8653 | 28298.4403 | 30126.9304 | 247767.3802 | 71922.1794 | 227590.0355 | 418731.8945 | 266622.7452
VIC | Hydro | 0 | 0 | 0 | 0 | 0 | 0 | 0 | 0 | 0 | 0 | 0 | 0 | 0 | 0 | 0 | 0 | 0 | 0 | 0 | 0 | 0
VIC | Dispatchable Storage | 0 | 0 | 0 | 0 | 0 | 0 | 0 | 0 | 0 | 0 | 0 | 0 | 0 | 0 | 0 | 0 | 0 | 0 | 0 | 0 | 0
VIC | Wind | 0 | 0 | 0 | 0 | 0 | 0 | 0 | 0 | 0 | 0 | 0 | 0 | 0 | 0 | 0 | 0 | 0 | 0 | 0 | 0 | 0
VIC | Solar | 0 | 0 | 0 | 0 | 0 | 0 | 0 | 0 | 0 | 0 | 0 | 0 | 0 | 0 | 0 | 0 | 0 | 0 | 0 | 0 | 0
Total |  | 267183.9556 | 274913.3558 | 272934.473 | 264680.5304 | 251113.9135 | 237323.7286 | 255705.5348 | 231862.8325 | 216212.7059 | 216320.8523 | 186077.3087 | 364438.3094 | 339610.0184 | 290837.432 | 272925.2866 | 249845.3341 | 627538.1618 | 438887.8121 | 395019.85 | 596521.3561 | 431269.7129
Region | Technology | 2022 | 2023 | 2024 | 2025 | 2026 | 2027 | 2028 | 2029 | 2030 | 2031 | 2032 | 2033 | 2034 | 2035 | 2036 | 2037 | 2038 | 2039 | 2040 | 2041 | 2042
SA | Black Coal | 0 | 0 | 0 | 0 | 0 | 0 | 0 | 0 | 0 | 0 | 0 | 0 | 0 | 0 | 0 | 0 | 0 | 0 | 0 | 0 | 0
SA | Brown Coal | 0 | 0 | 0 | 0 | 0 | 0 | 0 | 0 | 0 | 0 | 0 | 0 | 0 | 0 | 0 | 0 | 0 | 0 | 0 | 0 | 0
SA | CCGT | 152746.2867 | 162278.0946 | 137157.3504 | 144594.9828 | 139069.0703 | 141993.7387 | 156198.8049 | 168311.917 | 164370.1313 | 179773.8563 | 159597.1554 | 381247.7544 | 347352.536 | 333813.2121 | 168642.4531 | 178826.8255 | 0 | 0 | 0 | 0 | 0
SA | Peaking Gas+Liquids | 5498.2032 | 6513.966 | 10429.0407 | 11228.5501 | 11682.2018 | 10177.6665 | 12127.5168 | 13343.7325 | 13460.3646 | 15231.6093 | 12887.6311 | 79108.0314 | 75195.1968 | 70572.3516 | 83273.2295 | 85034.7802 | 284666.1369 | 229222.5705 | 231243.5177 | 360408.5067 | 249008.8858
SA | Hydro | 0 | 0 | 0 | 0 | 0 | 0 | 0 | 0 | 0 | 0 | 0 | 0 | 0 | 0 | 0 | 0 | 0 | 0 | 0 | 0 | 0
SA | Dispatchable Storage | 0 | 0 | 0 | 0 | 0 | 0 | 0 | 0 | 0 | 0 | 0 | 0 | 0 | 0 | 0 | 0 | 0 | 0 | 0 | 0 | 0
SA | Wind | 0 | 0 | 0 | 0 | 0 | 0 | 0 | 0 | 0 | 0 | 0 | 0 | 0 | 0 | 0 | 0 | 0 | 0 | 0 | 0 | 0
SA | Solar | 0 | 0 | 0 | 0 | 0 | 0 | 0 | 0 | 0 | 0 | 0 | 0 | 0 | 0 | 0 | 0 | 0 | 0 | 0 | 0 | 0
Total |  | 158244.4899 | 168792.0607 | 147586.3911 | 155823.5329 | 150751.2721 | 152171.4052 | 168326.3217 | 181655.6495 | 177830.496 | 195005.4656 | 172484.7865 | 460355.7858 | 422547.7328 | 404385.5636 | 251915.6827 | 263861.6058 | 284666.1369 | 229222.5705 | 231243.5177 | 360408.5067 | 249008.8858
Region | Technology | 2022 | 2023 | 2024 | 2025 | 2026 | 2027 | 2028 | 2029 | 2030 | 2031 | 2032 | 2033 | 2034 | 2035 | 2036 | 2037 | 2038 | 2039 | 2040 | 2041 | 2042
TAS | Black Coal | 0 | 0 | 0 | 0 | 0 | 0 | 0 | 0 | 0 | 0 | 0 | 0 | 0 | 0 | 0 | 0 | 0 | 0 | 0 | 0 | 0
TAS | Brown Coal | 0 | 0 | 0 | 0 | 0 | 0 | 0 | 0 | 0 | 0 | 0 | 0 | 0 | 0 | 0 | 0 | 0 | 0 | 0 | 0 | 0
TAS | CCGT | 0 | 0 | 0 | 0 | 0 | 0 | 0 | 0 | 0 | 0 | 0 | 0 | 0 | 0 | 0 | 0 | 0 | 0 | 0 | 0 | 0
TAS | Peaking Gas+Liquids | 0 | 0 | 0 | 0 | 0 | 0 | 0 | 0 | 0 | 0 | 0 | 0 | 0 | 0 | 0 | 0 | 0 | 0 | 0 | 0 | 0
TAS | Hydro | 0 | 0 | 0 | 0 | 0 | 0 | 0 | 0 | 0 | 0 | 0 | 0 | 0 | 0 | 0 | 0 | 0 | 0 | 0 | 0 | 0
TAS | VPP Battery | 0 | 0 | 0 | 0 | 0 | 0 | 0 | 0 | 0 | 0 | 0 | 0 | 0 | 0 | 0 | 0 | 0 | 0 | 0 | 0 | 0
TAS | Wind | 0 | 0 | 0 | 0 | 0 | 0 | 0 | 0 | 0 | 0 | 0 | 0 | 0 | 0 | 0 | 0 | 0 | 0 | 0 | 0 | 0
TAS | Solar | 0 | 0 | 0 | 0 | 0 | 0 | 0 | 0 | 0 | 0 | 0 | 0 | 0 | 0 | 0 | 0 | 0 | 0 | 0 | 0 | 0
Total |  | 0 | 0 | 0 | 0 | 0 | 0 | 0 | 0 | 0 | 0 | 0 | 0 | 0 | 0 | 0 | 0 | 0 | 0 | 0 | 0 | 0

## FuelCost_2
Fuel cost by technology ($000s) - Central with TRET (DP6)
Real June 2019 dollars. Years are financial year ending. Some rounding errors may be present.
Region | Technology | 2022 | 2023 | 2024 | 2025 | 2026 | 2027 | 2028 | 2029 | 2030 | 2031 | 2032 | 2033 | 2034 | 2035 | 2036 | 2037 | 2038 | 2039 | 2040 | 2041 | 2042
NEM | Black Coal | 1963956.3478 | 1923702.2404 | 2055526.6735 | 1968530.7276 | 1898341.5769 | 1838214.332 | 2038080.5175 | 1866390.8238 | 1816691.8755 | 1976489.423 | 1922529.9534 | 1667975.7054 | 1718430.0556 | 1695431.0343 | 1044335.3515 | 934076.7522 | 746029.7481 | 760219.9748 | 769378.2089 | 751955.0986 | 731087.0856
NEM | Brown Coal | 260896.4153 | 274837.5734 | 273530.7366 | 277405.2926 | 272617.407 | 256402.3034 | 269950.8491 | 249091.9043 | 225173.0349 | 218790.2855 | 188823.2522 | 172173.3589 | 174179.0591 | 170317.1099 | 180282.3468 | 178190.356 | 172819.4067 | 176683.4889 | 179977.2918 | 177268.4194 | 176190.0954
NEM | CCGT | 237815.0818 | 246250.9468 | 236669.6996 | 134451.3056 | 137748.0617 | 140090.3705 | 141708.8203 | 139723.8552 | 141734.7401 | 144405.5184 | 146961.3408 | 215879.5218 | 172516.2007 | 146246.8637 | 243926.8583 | 178509.1856 | 465569.6851 | 207403.839 | 206167.318 | 376407.4455 | 165736.1363
NEM | Peaking Gas+Liquids | 10454.7946 | 8417.0058 | 13873.0703 | 6152.1815 | 3366.4735 | 1001.0769 | 959.5957 | 3746.6095 | 4745.101 | 4412.2228 | 6857.5428 | 22073.6223 | 9619.139 | 13055.1908 | 21511.9459 | 24927.2549 | 163757.5416 | 66947.279 | 38402.0611 | 135700.2826 | 20620.5071
NEM | Hydro | 0 | 0 | 0 | 0 | 0 | 0 | 0 | 0 | 0 | 0 | 0 | 0 | 0 | 0 | 0 | 0 | 0 | 0 | 0 | 0 | 0
NEM | Dispatchable Storage | 0 | 0 | 0 | 0 | 0 | 0 | 0 | 0 | 0 | 0 | 0 | 0 | 0 | 0 | 0 | 0 | 0 | 0 | 0 | 0 | 0
NEM | Wind | 0 | 0 | 0 | 0 | 0 | 0 | 0 | 0 | 0 | 0 | 0 | 0 | 0 | 0 | 0 | 0 | 0 | 0 | 0 | 0 | 0
NEM | Solar | 0 | 0 | 0 | 0 | 0 | 0 | 0 | 0 | 0 | 0 | 0 | 0 | 0 | 0 | 0 | 0 | 0 | 0 | 0 | 0 | 0
Total |  | 2473122.6394 | 2453207.7664 | 2579600.18 | 2386539.5072 | 2312073.5191 | 2235708.0828 | 2450699.7826 | 2258953.1928 | 2188344.7515 | 2344097.4497 | 2265172.089 | 2078102.2084 | 2074744.4543 | 2025050.1988 | 1490056.5025 | 1315703.5487 | 1548176.3815 | 1211254.5816 | 1193924.8798 | 1441331.2461 | 1093633.8244
Region | Technology | 2022 | 2023 | 2024 | 2025 | 2026 | 2027 | 2028 | 2029 | 2030 | 2031 | 2032 | 2033 | 2034 | 2035 | 2036 | 2037 | 2038 | 2039 | 2040 | 2041 | 2042
NSW | Black Coal | 984176.9683 | 986060.3213 | 1037217.7503 | 961292.6642 | 935751.7839 | 901271.7448 | 1123147.2635 | 1044931.4861 | 1004195.1783 | 1135110.2119 | 1088021.3228 | 733644.3465 | 748094.4701 | 734355.4927 | 277849.6954 | 285027.3765 | 279229.9936 | 280475.3846 | 284089.4633 | 279219.2061 | 264746.0709
NSW | Brown Coal | 0 | 0 | 0 | 0 | 0 | 0 | 0 | 0 | 0 | 0 | 0 | 0 | 0 | 0 | 0 | 0 | 0 | 0 | 0 | 0 | 0
NSW | CCGT | 2238.7848 | 2370.9647 | 7237.1704 | 4479.9903 | 4729.1395 | 4971.9881 | 5086.813 | 5259.3714 | 5400.0532 | 5607.8926 | 5809.6439 | 19788.0312 | 5959.4318 | 5944.7509 | 38608.6992 | 18608.2795 | 143332.5315 | 43332.8217 | 53744.8265 | 138161.3887 | 43423.2794
NSW | Peaking Gas+Liquids | 1417.1326 | 109.9657 | 1882.2225 | 2875.3194 | 10.6067 | 0 | 0 | 82.1774 | 1062.1745 | 356.948 | 2194.0795 | 5710.4825 | 2287.8921 | 3444.7926 | 6130.6819 | 11227.0172 | 43099.816 | 20194.8637 | 9729.9565 | 31178.6896 | 4249.9717
NSW | Hydro | 0 | 0 | 0 | 0 | 0 | 0 | 0 | 0 | 0 | 0 | 0 | 0 | 0 | 0 | 0 | 0 | 0 | 0 | 0 | 0 | 0
NSW | Dispatchable Storage | 0 | 0 | 0 | 0 | 0 | 0 | 0 | 0 | 0 | 0 | 0 | 0 | 0 | 0 | 0 | 0 | 0 | 0 | 0 | 0 | 0
NSW | Wind | 0 | 0 | 0 | 0 | 0 | 0 | 0 | 0 | 0 | 0 | 0 | 0 | 0 | 0 | 0 | 0 | 0 | 0 | 0 | 0 | 0
NSW | Solar | 0 | 0 | 0 | 0 | 0 | 0 | 0 | 0 | 0 | 0 | 0 | 0 | 0 | 0 | 0 | 0 | 0 | 0 | 0 | 0 | 0
Total |  | 987832.8858 | 988541.2516 | 1046337.1432 | 968647.9738 | 940491.53 | 906243.7329 | 1128234.0764 | 1050273.0349 | 1010657.4061 | 1141075.0524 | 1096025.0462 | 759142.8603 | 756341.794 | 743745.0362 | 322589.0765 | 314862.6732 | 465662.341 | 344003.07 | 347564.2463 | 448559.2844 | 312419.322
Region | Technology | 2022 | 2023 | 2024 | 2025 | 2026 | 2027 | 2028 | 2029 | 2030 | 2031 | 2032 | 2033 | 2034 | 2035 | 2036 | 2037 | 2038 | 2039 | 2040 | 2041 | 2042
QLD | Black Coal | 979779.3795 | 937641.9191 | 1018308.9233 | 1007238.0634 | 962589.793 | 936942.5872 | 914933.254 | 821459.3377 | 812496.6972 | 841379.2111 | 834508.6306 | 934331.3589 | 970335.5855 | 961075.5416 | 766485.6561 | 649049.3757 | 466799.7545 | 479744.5902 | 485288.7456 | 472735.8926 | 466341.0147
QLD | Brown Coal | 0 | 0 | 0 | 0 | 0 | 0 | 0 | 0 | 0 | 0 | 0 | 0 | 0 | 0 | 0 | 0 | 0 | 0 | 0 | 0 | 0
QLD | CCGT | 79796.9723 | 80105.8094 | 90807.804 | 88127.5797 | 88532.9231 | 88928.0159 | 89336.3024 | 85194.5486 | 85307.8539 | 85475.248 | 85859.5432 | 107789.9637 | 97183.0889 | 85909.7862 | 124843.8837 | 114981.2635 | 279909.2425 | 153335.5961 | 152422.4915 | 238246.0567 | 122312.8569
QLD | Peaking Gas+Liquids | 284.8684 | 66.9974 | 376.6336 | 1703.4777 | 253.9434 | 59.6091 | 15.0986 | 2081.6821 | 927.4352 | 1632.4381 | 238.9915 | 2897.3153 | 1459.0074 | 3016.2299 | 2853.4421 | 4476.0076 | 21181.8681 | 17643.0709 | 5556.3337 | 18227.3271 | 2246.7339
QLD | Hydro | 0 | 0 | 0 | 0 | 0 | 0 | 0 | 0 | 0 | 0 | 0 | 0 | 0 | 0 | 0 | 0 | 0 | 0 | 0 | 0 | 0
QLD | Dispatchable Storage | 0 | 0 | 0 | 0 | 0 | 0 | 0 | 0 | 0 | 0 | 0 | 0 | 0 | 0 | 0 | 0 | 0 | 0 | 0 | 0 | 0
QLD | Wind | 0 | 0 | 0 | 0 | 0 | 0 | 0 | 0 | 0 | 0 | 0 | 0 | 0 | 0 | 0 | 0 | 0 | 0 | 0 | 0 | 0
QLD | Solar | 0 | 0 | 0 | 0 | 0 | 0 | 0 | 0 | 0 | 0 | 0 | 0 | 0 | 0 | 0 | 0 | 0 | 0 | 0 | 0 | 0
Total |  | 1059861.2202 | 1017814.726 | 1109493.3609 | 1097069.1208 | 1051376.6595 | 1025930.2122 | 1004284.655 | 908735.5684 | 898731.9863 | 928486.8972 | 920607.1653 | 1045018.638 | 1068977.6818 | 1050001.5577 | 894182.9819 | 768506.6468 | 767890.865 | 650723.2573 | 643267.5708 | 729209.2764 | 590900.6054
Region | Technology | 2022 | 2023 | 2024 | 2025 | 2026 | 2027 | 2028 | 2029 | 2030 | 2031 | 2032 | 2033 | 2034 | 2035 | 2036 | 2037 | 2038 | 2039 | 2040 | 2041 | 2042
VIC | Black Coal | 0 | 0 | 0 | 0 | 0 | 0 | 0 | 0 | 0 | 0 | 0 | 0 | 0 | 0 | 0 | 0 | 0 | 0 | 0 | 0 | 0
VIC | Brown Coal | 260896.4153 | 274837.5734 | 273530.7366 | 277405.2926 | 272617.407 | 256402.3034 | 269950.8491 | 249091.9043 | 225173.0349 | 218790.2855 | 188823.2522 | 172173.3589 | 174179.0591 | 170317.1099 | 180282.3468 | 178190.356 | 172819.4067 | 176683.4889 | 179977.2918 | 177268.4194 | 176190.0954
VIC | CCGT | 3033.038 | 1493.2419 | 1430.1338 | 770.1753 | 1070.3935 | 491.9429 | 510.7552 | 870.0606 | 1304.525 | 1646.3446 | 1722.4707 | 3308.2591 | 1702.196 | 2178.4283 | 3917.8817 | 4307.4537 | 42327.9112 | 10735.4212 | 0 | 0 | 0
VIC | Peaking Gas+Liquids | 3254.5903 | 1727.7094 | 1151.3429 | 872.4406 | 1981.3108 | 475.2099 | 485.6851 | 944.8429 | 1721.2657 | 1334.4672 | 2925.4322 | 4144.5415 | 861.7435 | 1425.3642 | 4049.0671 | 3681.1328 | 27167.8518 | 12211.3709 | 7903.2418 | 21795.817 | 5087.7316
VIC | Hydro | 0 | 0 | 0 | 0 | 0 | 0 | 0 | 0 | 0 | 0 | 0 | 0 | 0 | 0 | 0 | 0 | 0 | 0 | 0 | 0 | 0
VIC | Dispatchable Storage | 0 | 0 | 0 | 0 | 0 | 0 | 0 | 0 | 0 | 0 | 0 | 0 | 0 | 0 | 0 | 0 | 0 | 0 | 0 | 0 | 0
VIC | Wind | 0 | 0 | 0 | 0 | 0 | 0 | 0 | 0 | 0 | 0 | 0 | 0 | 0 | 0 | 0 | 0 | 0 | 0 | 0 | 0 | 0
VIC | Solar | 0 | 0 | 0 | 0 | 0 | 0 | 0 | 0 | 0 | 0 | 0 | 0 | 0 | 0 | 0 | 0 | 0 | 0 | 0 | 0 | 0
Total |  | 267184.0436 | 278058.5247 | 276112.2132 | 279047.9085 | 275669.1113 | 257369.4562 | 270947.2895 | 250906.8078 | 228198.8256 | 221771.0973 | 193471.155 | 179626.1595 | 176742.9986 | 173920.9024 | 188249.2956 | 186178.9424 | 242315.1697 | 199630.281 | 187880.5336 | 199064.2364 | 181277.827
Region | Technology | 2022 | 2023 | 2024 | 2025 | 2026 | 2027 | 2028 | 2029 | 2030 | 2031 | 2032 | 2033 | 2034 | 2035 | 2036 | 2037 | 2038 | 2039 | 2040 | 2041 | 2042
SA | Black Coal | 0 | 0 | 0 | 0 | 0 | 0 | 0 | 0 | 0 | 0 | 0 | 0 | 0 | 0 | 0 | 0 | 0 | 0 | 0 | 0 | 0
SA | Brown Coal | 0 | 0 | 0 | 0 | 0 | 0 | 0 | 0 | 0 | 0 | 0 | 0 | 0 | 0 | 0 | 0 | 0 | 0 | 0 | 0 | 0
SA | CCGT | 152746.2867 | 162280.9308 | 137194.5914 | 41073.5604 | 43415.6056 | 45698.4235 | 46774.9497 | 48399.8746 | 49722.3079 | 51676.0331 | 53569.6829 | 84993.2677 | 67671.4841 | 52213.8983 | 76556.3937 | 40612.1889 | 0 | 0 | 0 | 0 | 0
SA | Peaking Gas+Liquids | 5498.2032 | 6512.3333 | 10462.8714 | 700.9437 | 1120.6126 | 466.2579 | 458.812 | 637.9071 | 1034.2256 | 1088.3696 | 1499.0396 | 9284.9678 | 5010.496 | 5168.8041 | 8374.6478 | 5527.9506 | 71792.2088 | 16440.8061 | 15188.0126 | 64405.2969 | 9036.07
SA | Hydro | 0 | 0 | 0 | 0 | 0 | 0 | 0 | 0 | 0 | 0 | 0 | 0 | 0 | 0 | 0 | 0 | 0 | 0 | 0 | 0 | 0
SA | Dispatchable Storage | 0 | 0 | 0 | 0 | 0 | 0 | 0 | 0 | 0 | 0 | 0 | 0 | 0 | 0 | 0 | 0 | 0 | 0 | 0 | 0 | 0
SA | Wind | 0 | 0 | 0 | 0 | 0 | 0 | 0 | 0 | 0 | 0 | 0 | 0 | 0 | 0 | 0 | 0 | 0 | 0 | 0 | 0 | 0
SA | Solar | 0 | 0 | 0 | 0 | 0 | 0 | 0 | 0 | 0 | 0 | 0 | 0 | 0 | 0 | 0 | 0 | 0 | 0 | 0 | 0 | 0
Total |  | 158244.4899 | 168793.2642 | 147657.4627 | 41774.5041 | 44536.2183 | 46164.6814 | 47233.7617 | 49037.7817 | 50756.5335 | 52764.4027 | 55068.7225 | 94278.2355 | 72681.98 | 57382.7024 | 84931.0416 | 46140.1395 | 71792.2088 | 16440.8061 | 15188.0126 | 64405.2969 | 9036.07
Region | Technology | 2022 | 2023 | 2024 | 2025 | 2026 | 2027 | 2028 | 2029 | 2030 | 2031 | 2032 | 2033 | 2034 | 2035 | 2036 | 2037 | 2038 | 2039 | 2040 | 2041 | 2042
TAS | Black Coal | 0 | 0 | 0 | 0 | 0 | 0 | 0 | 0 | 0 | 0 | 0 | 0 | 0 | 0 | 0 | 0 | 0 | 0 | 0 | 0 | 0
TAS | Brown Coal | 0 | 0 | 0 | 0 | 0 | 0 | 0 | 0 | 0 | 0 | 0 | 0 | 0 | 0 | 0 | 0 | 0 | 0 | 0 | 0 | 0
TAS | CCGT | 0 | 0 | 0 | 0 | 0 | 0 | 0 | 0 | 0 | 0 | 0 | 0 | 0 | 0 | 0 | 0 | 0 | 0 | 0 | 0 | 0
TAS | Peaking Gas+Liquids | 0 | 0 | 0 | 0 | 0 | 0 | 0 | 0 | 0 | 0 | 0 | 36.3151 | 0 | 0 | 104.107 | 15.1467 | 515.797 | 457.1673 | 24.5164 | 93.1519 | 0
TAS | Hydro | 0 | 0 | 0 | 0 | 0 | 0 | 0 | 0 | 0 | 0 | 0 | 0 | 0 | 0 | 0 | 0 | 0 | 0 | 0 | 0 | 0
TAS | VPP Battery | 0 | 0 | 0 | 0 | 0 | 0 | 0 | 0 | 0 | 0 | 0 | 0 | 0 | 0 | 0 | 0 | 0 | 0 | 0 | 0 | 0
TAS | Wind | 0 | 0 | 0 | 0 | 0 | 0 | 0 | 0 | 0 | 0 | 0 | 0 | 0 | 0 | 0 | 0 | 0 | 0 | 0 | 0 | 0
TAS | Solar | 0 | 0 | 0 | 0 | 0 | 0 | 0 | 0 | 0 | 0 | 0 | 0 | 0 | 0 | 0 | 0 | 0 | 0 | 0 | 0 | 0
Total |  | 0 | 0 | 0 | 0 | 0 | 0 | 0 | 0 | 0 | 0 | 0 | 36.3151 | 0 | 0 | 104.107 | 15.1467 | 515.797 | 457.1673 | 24.5164 | 93.1519 | 0

## BuildCost_1
New generation build cost (CAPEX) by technology ($000s) - Central with TRET (Counterfactual)
Real June 2019 dollars. Years are financial year ending. The total capital costs are annualised for modelling purposes and presented here on an annualised basis. Some rounding errors may be present.
Region | Technology | 2022 | 2023 | 2024 | 2025 | 2026 | 2027 | 2028 | 2029 | 2030 | 2031 | 2032 | 2033 | 2034 | 2035 | 2036 | 2037 | 2038 | 2039 | 2040 | 2041 | 2042
NEM | Black Coal | 0 | 0 | 0 | 0 | 0 | 0 | 0 | 0 | 0 | 0 | 0 | 0 | 0 | 0 | 0 | 0 | 0 | 0 | 0 | 0 | 0
NEM | Brown Coal | 0 | 0 | 0 | 0 | 0 | 0 | 0 | 0 | 0 | 0 | 0 | 0 | 0 | 0 | 0 | 0 | 0 | 0 | 0 | 0 | 0
NEM | CCGT | 0 | 0 | 0 | 0 | 0 | 0 | 0 | 0 | 0 | 0 | 0 | 0 | 0 | 0 | 0 | 0 | 0 | 0 | 0 | 0 | 0
NEM | Peaking Gas+Liquids | 0 | 0 | 0 | 36031.8432 | 36031.8432 | 36031.8432 | 36031.8432 | 67461.2517 | 211127.5583 | 211127.5583 | 211127.5583 | 476485.7737 | 476485.7737 | 501147.8131 | 611773.1672 | 737868.0419 | 842521.5044 | 903277.9649 | 920752.6823 | 920752.6823 | 1001447.5073
NEM | Hydro | 0 | 0 | 0 | 0 | 0 | 0 | 0 | 0 | 0 | 0 | 0 | 0 | 0 | 0 | 0 | 0 | 0 | 0 | 0 | 0 | 0
NEM | Dispatchable Storage | 0 | 4777.3036 | 4777.3036 | 4777.3036 | 10138.7537 | 10138.7537 | 10138.7537 | 10138.7537 | 10138.7537 | 25921.7682 | 78886.4308 | 157858.9401 | 196683.7069 | 295797.8034 | 550495.6553 | 613439.4688 | 769405.3501 | 802197.2097 | 905767.5871 | 889984.5726 | 873640.5739
NEM | Wind | 0 | 156032.4354 | 172177.6019 | 189439.5725 | 287783.9544 | 409755.9123 | 496452.8023 | 769071.7423 | 885912.145 | 886329.6522 | 886329.6522 | 985420.0381 | 985420.0381 | 985420.0381 | 1717287.2245 | 1742441.1415 | 1845120.9539 | 1845120.9539 | 1856545.0835 | 1856545.0835 | 1856545.0835
NEM | Solar | 0 | 72661.4579 | 72661.4579 | 81406.0198 | 94351.6003 | 146218.6017 | 278009.403 | 283390.7396 | 331802.577 | 334967.064 | 366089.085 | 418159.1542 | 528917.7617 | 528917.7617 | 528917.7617 | 528917.7617 | 528917.7617 | 528917.7617 | 528917.7617 | 528917.7617 | 528917.7617
Total |  | 0 | 233471.197 | 249616.3635 | 311654.7391 | 428306.1516 | 602145.1109 | 820632.8021 | 1130062.4872 | 1438981.034 | 1458346.0427 | 1542432.7262 | 2037923.9061 | 2187507.2804 | 2311283.4163 | 3408473.8087 | 3622666.4139 | 3985965.5701 | 4079513.8903 | 4211983.1146 | 4196200.1001 | 4260550.9263
Region | Technology | 2022 | 2023 | 2024 | 2025 | 2026 | 2027 | 2028 | 2029 | 2030 | 2031 | 2032 | 2033 | 2034 | 2035 | 2036 | 2037 | 2038 | 2039 | 2040 | 2041 | 2042
NSW | Black Coal | 0 | 0 | 0 | 0 | 0 | 0 | 0 | 0 | 0 | 0 | 0 | 0 | 0 | 0 | 0 | 0 | 0 | 0 | 0 | 0 | 0
NSW | Brown Coal | 0 | 0 | 0 | 0 | 0 | 0 | 0 | 0 | 0 | 0 | 0 | 0 | 0 | 0 | 0 | 0 | 0 | 0 | 0 | 0 | 0
NSW | CCGT | 0 | 0 | 0 | 0 | 0 | 0 | 0 | 0 | 0 | 0 | 0 | 0 | 0 | 0 | 0 | 0 | 0 | 0 | 0 | 0 | 0
NSW | Peaking Gas+Liquids | 0 | 0 | 0 | 0 | 0 | 0 | 0 | 31429.4085 | 175095.7151 | 175095.7151 | 175095.7151 | 440453.9305 | 440453.9305 | 465115.9699 | 575741.324 | 700629.9661 | 700629.9661 | 733853.4 | 751328.1174 | 751328.1174 | 832022.9424
NSW | Hydro | 0 | 0 | 0 | 0 | 0 | 0 | 0 | 0 | 0 | 0 | 0 | 0 | 0 | 0 | 0 | 0 | 0 | 0 | 0 | 0 | 0
NSW | Dispatchable Storage | 0 | 0 | 0 | 0 | 0 | 0 | 0 | 0 | 0 | 0 | 1246.3181 | 4018.9027 | 22445.5378 | 41514.0867 | 41514.0867 | 41514.0867 | 41514.0867 | 41514.0867 | 41514.0867 | 41514.0867 | 40267.7686
NSW | Wind | 0 | 32459.581 | 32459.581 | 32459.581 | 32459.581 | 32459.581 | 32459.581 | 32459.581 | 32594.6782 | 32594.6782 | 32594.6782 | 125093.5595 | 125093.5595 | 125093.5595 | 818623.2502 | 818623.2502 | 818623.2502 | 818623.2502 | 818623.2502 | 818623.2502 | 818623.2502
NSW | Solar | 0 | 35435.7994 | 35435.7994 | 35435.7994 | 35435.7994 | 42264.3718 | 55541.0809 | 56388.4315 | 56388.4315 | 56388.4315 | 56388.4315 | 56388.4315 | 56388.4315 | 56388.4315 | 56388.4315 | 56388.4315 | 56388.4315 | 56388.4315 | 56388.4315 | 56388.4315 | 56388.4315
Total |  | 0 | 67895.3804 | 67895.3804 | 67895.3804 | 67895.3804 | 74723.9528 | 88000.6619 | 120277.421 | 264078.8248 | 264078.8248 | 265325.1429 | 625954.8242 | 644381.4593 | 688112.0476 | 1492267.0924 | 1617155.7345 | 1617155.7345 | 1650379.1685 | 1667853.8858 | 1667853.8858 | 1747302.3927
Region | Technology | 2022 | 2023 | 2024 | 2025 | 2026 | 2027 | 2028 | 2029 | 2030 | 2031 | 2032 | 2033 | 2034 | 2035 | 2036 | 2037 | 2038 | 2039 | 2040 | 2041 | 2042
QLD | Black Coal | 0 | 0 | 0 | 0 | 0 | 0 | 0 | 0 | 0 | 0 | 0 | 0 | 0 | 0 | 0 | 0 | 0 | 0 | 0 | 0 | 0
QLD | Brown Coal | 0 | 0 | 0 | 0 | 0 | 0 | 0 | 0 | 0 | 0 | 0 | 0 | 0 | 0 | 0 | 0 | 0 | 0 | 0 | 0 | 0
QLD | CCGT | 0 | 0 | 0 | 0 | 0 | 0 | 0 | 0 | 0 | 0 | 0 | 0 | 0 | 0 | 0 | 0 | 0 | 0 | 0 | 0 | 0
QLD | Peaking Gas+Liquids | 0 | 0 | 0 | 0 | 0 | 0 | 0 | 0 | 0 | 0 | 0 | 0 | 0 | 0 | 0 | 0 | 47833.9728 | 75366.9993 | 75366.9993 | 75366.9993 | 75366.9993
QLD | Hydro | 0 | 0 | 0 | 0 | 0 | 0 | 0 | 0 | 0 | 0 | 0 | 0 | 0 | 0 | 0 | 0 | 0 | 0 | 0 | 0 | 0
QLD | Dispatchable Storage | 0 | 4777.3036 | 4777.3036 | 4777.3036 | 4777.3036 | 4777.3036 | 4777.3036 | 4777.3036 | 4777.3036 | 4777.3036 | 4777.3036 | 0 | 20398.1317 | 78651.6287 | 221900.3109 | 284844.1244 | 398178.1333 | 398178.1333 | 398178.1333 | 398178.1333 | 400645.4841
QLD | Wind | 0 | 71581.516 | 71581.516 | 71581.516 | 120874.8314 | 155834.4446 | 162082.4905 | 344499.4833 | 377651.8107 | 377651.8107 | 377651.8107 | 377651.8107 | 377651.8107 | 377651.8107 | 415989.3063 | 441143.2234 | 441143.2234 | 441143.2234 | 441143.2234 | 441143.2234 | 441143.2234
QLD | Solar | 0 | 37225.6586 | 37225.6586 | 37225.6586 | 37225.6586 | 69655.9943 | 163794.4823 | 168328.4683 | 216740.3057 | 216740.3057 | 216740.3057 | 216740.3057 | 216740.3057 | 216740.3057 | 216740.3057 | 216740.3057 | 216740.3057 | 216740.3057 | 216740.3057 | 216740.3057 | 216740.3057
Total |  | 0 | 113584.4782 | 113584.4782 | 113584.4782 | 162877.7936 | 230267.7426 | 330654.2764 | 517605.2552 | 599169.42 | 599169.42 | 599169.42 | 594392.1164 | 614790.2481 | 673043.7451 | 854629.9229 | 942727.6534 | 1103895.6351 | 1131428.6617 | 1131428.6617 | 1131428.6617 | 1133896.0125
Region | Technology | 2022 | 2023 | 2024 | 2025 | 2026 | 2027 | 2028 | 2029 | 2030 | 2031 | 2032 | 2033 | 2034 | 2035 | 2036 | 2037 | 2038 | 2039 | 2040 | 2041 | 2042
VIC | Black Coal | 0 | 0 | 0 | 0 | 0 | 0 | 0 | 0 | 0 | 0 | 0 | 0 | 0 | 0 | 0 | 0 | 0 | 0 | 0 | 0 | 0
VIC | Brown Coal | 0 | 0 | 0 | 0 | 0 | 0 | 0 | 0 | 0 | 0 | 0 | 0 | 0 | 0 | 0 | 0 | 0 | 0 | 0 | 0 | 0
VIC | CCGT | 0 | 0 | 0 | 0 | 0 | 0 | 0 | 0 | 0 | 0 | 0 | 0 | 0 | 0 | 0 | 0 | 0 | 0 | 0 | 0 | 0
VIC | Peaking Gas+Liquids | 0 | 0 | 0 | 0 | 0 | 0 | 0 | 0 | 0 | 0 | 0 | 0 | 0 | 0 | 0 | 0 | 0 | 0 | 0 | 0 | 0
VIC | Hydro | 0 | 0 | 0 | 0 | 0 | 0 | 0 | 0 | 0 | 0 | 0 | 0 | 0 | 0 | 0 | 0 | 0 | 0 | 0 | 0 | 0
VIC | Dispatchable Storage | 0 | 0 | 0 | 0 | 5278.253 | 5278.253 | 5278.253 | 5278.253 | 5278.253 | 5278.253 | 39431.5659 | 120408.7943 | 120408.7943 | 142200.8449 | 143089.9426 | 143089.9426 | 167932.1986 | 200724.0583 | 304294.4357 | 304294.4357 | 304294.4357
VIC | Wind | 0 | 51991.3384 | 51991.3384 | 51991.3384 | 82701.001 | 149981.7832 | 217436.8699 | 282326.1366 | 347199.5849 | 347199.5849 | 347199.5849 | 347199.5849 | 347199.5849 | 347199.5849 | 347199.5849 | 347199.5849 | 449879.3974 | 449879.3974 | 461303.527 | 461303.527 | 461303.527
VIC | Solar | 0 | 0 | 0 | 8744.5618 | 21690.1424 | 34298.2357 | 46594.8022 | 46594.8022 | 46594.8022 | 46594.8022 | 46594.8022 | 46594.8022 | 157353.4097 | 157353.4097 | 157353.4097 | 157353.4097 | 157353.4097 | 157353.4097 | 157353.4097 | 157353.4097 | 157353.4097
Total |  | 0 | 51991.3384 | 51991.3384 | 60735.9002 | 109669.3964 | 189558.2718 | 269309.9252 | 334199.1918 | 399072.6402 | 399072.6402 | 433225.9531 | 514203.1815 | 624961.7889 | 646753.8395 | 647642.9372 | 647642.9372 | 775165.0057 | 807956.8654 | 922951.3724 | 922951.3724 | 922951.3724
Region | Technology | 2022 | 2023 | 2024 | 2025 | 2026 | 2027 | 2028 | 2029 | 2030 | 2031 | 2032 | 2033 | 2034 | 2035 | 2036 | 2037 | 2038 | 2039 | 2040 | 2041 | 2042
SA | Black Coal | 0 | 0 | 0 | 0 | 0 | 0 | 0 | 0 | 0 | 0 | 0 | 0 | 0 | 0 | 0 | 0 | 0 | 0 | 0 | 0 | 0
SA | Brown Coal | 0 | 0 | 0 | 0 | 0 | 0 | 0 | 0 | 0 | 0 | 0 | 0 | 0 | 0 | 0 | 0 | 0 | 0 | 0 | 0 | 0
SA | CCGT | 0 | 0 | 0 | 0 | 0 | 0 | 0 | 0 | 0 | 0 | 0 | 0 | 0 | 0 | 0 | 0 | 0 | 0 | 0 | 0 | 0
SA | Peaking Gas+Liquids | 0 | 0 | 0 | 36031.8432 | 36031.8432 | 36031.8432 | 36031.8432 | 36031.8432 | 36031.8432 | 36031.8432 | 36031.8432 | 36031.8432 | 36031.8432 | 36031.8432 | 36031.8432 | 37238.0758 | 94057.5655 | 94057.5655 | 94057.5655 | 94057.5655 | 94057.5655
SA | Hydro | 0 | 0 | 0 | 0 | 0 | 0 | 0 | 0 | 0 | 0 | 0 | 0 | 0 | 0 | 0 | 0 | 0 | 0 | 0 | 0 | 0
SA | Dispatchable Storage | 0 | 0 | 0 | 0 | 83.1971 | 83.1971 | 83.1971 | 83.1971 | 83.1971 | 15866.2116 | 33431.2431 | 33431.2431 | 33431.2431 | 33431.2431 | 143991.3151 | 143991.3151 | 161780.9314 | 161780.9314 | 161780.9314 | 145997.9169 | 128432.8854
SA | Wind | 0 | 0 | 0 | 0 | 0 | 0 | 0 | 0 | 0 | 0 | 0 | 6591.5047 | 6591.5047 | 6591.5047 | 6591.5047 | 6591.5047 | 6591.5047 | 6591.5047 | 6591.5047 | 6591.5047 | 6591.5047
SA | Solar | 0 | 0 | 0 | 0 | 0 | 0 | 0 | 0 | 0 | 3164.4871 | 34286.508 | 86356.5773 | 86356.5773 | 86356.5773 | 86356.5773 | 86356.5773 | 86356.5773 | 86356.5773 | 86356.5773 | 86356.5773 | 86356.5773
Total |  | 0 | 0 | 0 | 36031.8432 | 36115.0403 | 36115.0403 | 36115.0403 | 36115.0403 | 36115.0403 | 55062.5419 | 103749.5943 | 162411.1682 | 162411.1682 | 162411.1682 | 272971.2402 | 274177.4728 | 348786.5789 | 348786.5789 | 348786.5789 | 333003.5644 | 315438.5329
Region | Technology | 2022 | 2023 | 2024 | 2025 | 2026 | 2027 | 2028 | 2029 | 2030 | 2031 | 2032 | 2033 | 2034 | 2035 | 2036 | 2037 | 2038 | 2039 | 2040 | 2041 | 2042
TAS | Black Coal | 0 | 0 | 0 | 0 | 0 | 0 | 0 | 0 | 0 | 0 | 0 | 0 | 0 | 0 | 0 | 0 | 0 | 0 | 0 | 0 | 0
TAS | Brown Coal | 0 | 0 | 0 | 0 | 0 | 0 | 0 | 0 | 0 | 0 | 0 | 0 | 0 | 0 | 0 | 0 | 0 | 0 | 0 | 0 | 0
TAS | CCGT | 0 | 0 | 0 | 0 | 0 | 0 | 0 | 0 | 0 | 0 | 0 | 0 | 0 | 0 | 0 | 0 | 0 | 0 | 0 | 0 | 0
TAS | Peaking Gas+Liquids | 0 | 0 | 0 | 0 | 0 | 0 | 0 | 0 | 0 | 0 | 0 | 0 | 0 | 0 | 0 | 0 | 0 | 0 | 0 | 0 | 0
TAS | Hydro | 0 | 0 | 0 | 0 | 0 | 0 | 0 | 0 | 0 | 0 | 0 | 0 | 0 | 0 | 0 | 0 | 0 | 0 | 0 | 0 | 0
TAS | VPP Battery | 0 | 0 | 0 | 0 | 0 | 0 | 0 | 0 | 0 | 0 | 0 | 0 | 0 | 0 | 0 | 0 | 0 | 0 | 0 | 0 | 0
TAS | Wind | 0 | 0 | 16145.1665 | 33407.137 | 51748.5409 | 71480.1035 | 84473.8608 | 109786.5413 | 128466.0712 | 128883.5783 | 128883.5783 | 128883.5783 | 128883.5783 | 128883.5783 | 128883.5783 | 128883.5783 | 128883.5783 | 128883.5783 | 128883.5783 | 128883.5783 | 128883.5783
TAS | Solar | 0 | 0 | 0 | 0 | 0 | 0 | 12079.0376 | 12079.0376 | 12079.0376 | 12079.0376 | 12079.0376 | 12079.0376 | 12079.0376 | 12079.0376 | 12079.0376 | 12079.0376 | 12079.0376 | 12079.0376 | 12079.0376 | 12079.0376 | 12079.0376
Total |  | 0 | 0 | 16145.1665 | 33407.137 | 51748.5409 | 71480.1035 | 96552.8983 | 121865.5789 | 140545.1088 | 140962.6159 | 140962.6159 | 140962.6159 | 140962.6159 | 140962.6159 | 140962.6159 | 140962.6159 | 140962.6159 | 140962.6159 | 140962.6159 | 140962.6159 | 140962.6159

## BuildCost_2
New generation build cost (CAPEX) by technology ($000s) - Central with TRET (DP6)
Real June 2019 dollars. Years are financial year ending. The total capital costs are annualised for modelling purposes and presented here on an annualised basis. Some rounding errors may be present.
Region | Technology | 2022 | 2023 | 2024 | 2025 | 2026 | 2027 | 2028 | 2029 | 2030 | 2031 | 2032 | 2033 | 2034 | 2035 | 2036 | 2037 | 2038 | 2039 | 2040 | 2041 | 2042
NEM | Black Coal | 0 | 0 | 0 | 0 | 0 | 0 | 0 | 0 | 0 | 0 | 0 | 0 | 0 | 0 | 0 | 0 | 0 | 0 | 0 | 0 | 0
NEM | Brown Coal | 0 | 0 | 0 | 0 | 0 | 0 | 0 | 0 | 0 | 0 | 0 | 0 | 0 | 0 | 0 | 0 | 0 | 0 | 0 | 0 | 0
NEM | CCGT | 0 | 0 | 0 | 0 | 0 | 0 | 0 | 0 | 0 | 0 | 0 | 0 | 0 | 0 | 0 | 0 | 0 | 0 | 0 | 0 | 0
NEM | Peaking Gas+Liquids | 0 | 0 | 0 | 0 | 0 | 0 | 0 | 0 | 0 | 0 | 0 | 0 | 0 | 0 | 0 | 0 | 0 | 0 | 0 | 0 | 0
NEM | Hydro | 0 | 0 | 0 | 0 | 0 | 0 | 0 | 0 | 0 | 0 | 0 | 0 | 0 | 0 | 0 | 0 | 0 | 0 | 0 | 0 | 0
NEM | Dispatchable Storage | 0 | 4777.3036 | 4777.3036 | 4777.3036 | 4777.3036 | 4777.3036 | 4777.3036 | 4777.3036 | 4777.3036 | 4777.3036 | 4777.3036 | 0 | 137798.3013 | 189723.9522 | 540338.434 | 594034.4587 | 648420.4326 | 788256.3306 | 788256.3306 | 918812.701 | 1052409.7459
NEM | Wind | 0 | 156032.4354 | 172177.6019 | 189439.5725 | 288487.1388 | 410019.2213 | 494836.7233 | 751166.3699 | 889726.5927 | 900496.3577 | 927051.8392 | 1051860.0853 | 1103207.0834 | 1114845.3491 | 1620611.2491 | 1820961.5935 | 2461177.1172 | 2461177.1172 | 2508882.9524 | 2553324.7313 | 2553324.7313
NEM | Solar | 0 | 72661.4579 | 72661.4579 | 81314.0336 | 94259.6141 | 139613.1982 | 258863.8463 | 277466.1158 | 299930.9526 | 323852.1142 | 323852.1142 | 644480.266 | 673833.6156 | 673833.6156 | 888411.1641 | 888411.1641 | 955727.8344 | 955727.8344 | 992044.0326 | 1093162.5098 | 1093162.5098
Total |  | 0 | 233471.197 | 249616.3635 | 275530.9097 | 387524.0566 | 554409.7231 | 758477.8732 | 1033409.7893 | 1194434.849 | 1229125.7755 | 1255681.257 | 1696340.3512 | 1914839.0003 | 1978402.9168 | 3049360.8472 | 3303407.2162 | 4065325.3842 | 4205161.2822 | 4289183.3157 | 4565299.942 | 4698896.987
Region | Technology | 2022 | 2023 | 2024 | 2025 | 2026 | 2027 | 2028 | 2029 | 2030 | 2031 | 2032 | 2033 | 2034 | 2035 | 2036 | 2037 | 2038 | 2039 | 2040 | 2041 | 2042
NSW | Black Coal | 0 | 0 | 0 | 0 | 0 | 0 | 0 | 0 | 0 | 0 | 0 | 0 | 0 | 0 | 0 | 0 | 0 | 0 | 0 | 0 | 0
NSW | Brown Coal | 0 | 0 | 0 | 0 | 0 | 0 | 0 | 0 | 0 | 0 | 0 | 0 | 0 | 0 | 0 | 0 | 0 | 0 | 0 | 0 | 0
NSW | CCGT | 0 | 0 | 0 | 0 | 0 | 0 | 0 | 0 | 0 | 0 | 0 | 0 | 0 | 0 | 0 | 0 | 0 | 0 | 0 | 0 | 0
NSW | Peaking Gas+Liquids | 0 | 0 | 0 | 0 | 0 | 0 | 0 | 0 | 0 | 0 | 0 | 0 | 0 | 0 | 0 | 0 | 0 | 0 | 0 | 0 | 0
NSW | Hydro | 0 | 0 | 0 | 0 | 0 | 0 | 0 | 0 | 0 | 0 | 0 | 0 | 0 | 0 | 0 | 0 | 0 | 0 | 0 | 0 | 0
NSW | Dispatchable Storage | 0 | 0 | 0 | 0 | 0 | 0 | 0 | 0 | 0 | 0 | 0 | 0 | 84095.8597 | 117861.863 | 310387.7116 | 314442.7807 | 318886.0612 | 373553.224 | 373553.224 | 467046.0015 | 467046.0015
NSW | Wind | 0 | 32459.581 | 32459.581 | 32459.581 | 32459.581 | 32459.581 | 32459.581 | 32459.581 | 32459.581 | 32459.581 | 32459.581 | 142895.0743 | 170353.3369 | 170353.3369 | 421429.2218 | 421429.2218 | 621457.3167 | 621457.3167 | 621457.3167 | 634280.3352 | 634280.3352
NSW | Solar | 0 | 35435.7994 | 35435.7994 | 35435.7994 | 35435.7994 | 35435.7994 | 35435.7994 | 35435.7994 | 35435.7994 | 57491.8129 | 57491.8129 | 297467.4759 | 326820.8255 | 326820.8255 | 438692.5061 | 438692.5061 | 488184.248 | 488184.248 | 509791.4853 | 610909.9625 | 610909.9625
Total |  | 0 | 67895.3804 | 67895.3804 | 67895.3804 | 67895.3804 | 67895.3804 | 67895.3804 | 67895.3804 | 67895.3804 | 89951.3939 | 89951.3939 | 440362.5502 | 581270.0221 | 615036.0254 | 1170509.4395 | 1174564.5086 | 1428527.6259 | 1483194.7886 | 1504802.026 | 1712236.2992 | 1712236.2992
Region | Technology | 2022 | 2023 | 2024 | 2025 | 2026 | 2027 | 2028 | 2029 | 2030 | 2031 | 2032 | 2033 | 2034 | 2035 | 2036 | 2037 | 2038 | 2039 | 2040 | 2041 | 2042
QLD | Black Coal | 0 | 0 | 0 | 0 | 0 | 0 | 0 | 0 | 0 | 0 | 0 | 0 | 0 | 0 | 0 | 0 | 0 | 0 | 0 | 0 | 0
QLD | Brown Coal | 0 | 0 | 0 | 0 | 0 | 0 | 0 | 0 | 0 | 0 | 0 | 0 | 0 | 0 | 0 | 0 | 0 | 0 | 0 | 0 | 0
QLD | CCGT | 0 | 0 | 0 | 0 | 0 | 0 | 0 | 0 | 0 | 0 | 0 | 0 | 0 | 0 | 0 | 0 | 0 | 0 | 0 | 0 | 0
QLD | Peaking Gas+Liquids | 0 | 0 | 0 | 0 | 0 | 0 | 0 | 0 | 0 | 0 | 0 | 0 | 0 | 0 | 0 | 0 | 0 | 0 | 0 | 0 | 0
QLD | Hydro | 0 | 0 | 0 | 0 | 0 | 0 | 0 | 0 | 0 | 0 | 0 | 0 | 0 | 0 | 0 | 0 | 0 | 0 | 0 | 0 | 0
QLD | Dispatchable Storage | 0 | 4777.3036 | 4777.3036 | 4777.3036 | 4777.3036 | 4777.3036 | 4777.3036 | 4777.3036 | 4777.3036 | 4777.3036 | 4777.3036 | 0 | 53702.4415 | 71862.0892 | 192299.7068 | 198210.5653 | 198210.5653 | 283379.3006 | 283379.3006 | 308587.5873 | 308587.5873
QLD | Wind | 0 | 71581.516 | 71581.516 | 71581.516 | 120874.8314 | 155834.4446 | 162082.4905 | 332601.0682 | 391665.3321 | 391665.3321 | 391665.3321 | 391665.3321 | 391665.3321 | 391665.3321 | 571873.6557 | 764341.1409 | 975337.9431 | 975337.9431 | 997619.4925 | 997619.4925 | 997619.4925
QLD | Solar | 0 | 37225.6586 | 37225.6586 | 37225.6586 | 37225.6586 | 69655.9943 | 164245.457 | 170849.7064 | 181484.6769 | 181484.6769 | 181484.6769 | 181484.6769 | 181484.6769 | 181484.6769 | 232467.3108 | 232467.3108 | 232467.3108 | 232467.3108 | 247176.2715 | 247176.2715 | 247176.2715
Total |  | 0 | 113584.4782 | 113584.4782 | 113584.4782 | 162877.7936 | 230267.7426 | 331105.2512 | 508228.0782 | 577927.3127 | 577927.3127 | 577927.3127 | 573150.009 | 626852.4506 | 645012.0982 | 996640.6733 | 1195019.0169 | 1406015.8191 | 1491184.5544 | 1528175.0646 | 1553383.3513 | 1553383.3513
Region | Technology | 2022 | 2023 | 2024 | 2025 | 2026 | 2027 | 2028 | 2029 | 2030 | 2031 | 2032 | 2033 | 2034 | 2035 | 2036 | 2037 | 2038 | 2039 | 2040 | 2041 | 2042
VIC | Black Coal | 0 | 0 | 0 | 0 | 0 | 0 | 0 | 0 | 0 | 0 | 0 | 0 | 0 | 0 | 0 | 0 | 0 | 0 | 0 | 0 | 0
VIC | Brown Coal | 0 | 0 | 0 | 0 | 0 | 0 | 0 | 0 | 0 | 0 | 0 | 0 | 0 | 0 | 0 | 0 | 0 | 0 | 0 | 0 | 0
VIC | CCGT | 0 | 0 | 0 | 0 | 0 | 0 | 0 | 0 | 0 | 0 | 0 | 0 | 0 | 0 | 0 | 0 | 0 | 0 | 0 | 0 | 0
VIC | Peaking Gas+Liquids | 0 | 0 | 0 | 0 | 0 | 0 | 0 | 0 | 0 | 0 | 0 | 0 | 0 | 0 | 0 | 0 | 0 | 0 | 0 | 0 | 0
VIC | Hydro | 0 | 0 | 0 | 0 | 0 | 0 | 0 | 0 | 0 | 0 | 0 | 0 | 0 | 0 | 0 | 0 | 0 | 0 | 0 | 0 | 0
VIC | Dispatchable Storage | 0 | 0 | 0 | 0 | 0 | 0 | 0 | 0 | 0 | 0 | 0 | 0 | 0 | 0 | 0 | 0 | 0 | 0 | 0 | 0 | 62860.5161
VIC | Wind | 0 | 51991.3384 | 51991.3384 | 51991.3384 | 83404.1854 | 151009.281 | 218764.5114 | 283576.9068 | 348986.6143 | 348986.6143 | 348986.6143 | 348986.6143 | 348986.6143 | 348986.6143 | 348986.6143 | 348986.6143 | 348986.6143 | 348986.6143 | 348986.6143 | 348986.6143 | 348986.6143
VIC | Solar | 0 | 0 | 0 | 8652.5757 | 21598.1562 | 34521.4045 | 47103.5524 | 59101.5725 | 70931.4388 | 70931.4388 | 70931.4388 | 70931.4388 | 70931.4388 | 70931.4388 | 70931.4388 | 70931.4388 | 88756.3673 | 88756.3673 | 88756.3673 | 88756.3673 | 88756.3673
Total |  | 0 | 51991.3384 | 51991.3384 | 60643.914 | 105002.3416 | 185530.6855 | 265868.0638 | 342678.4793 | 419918.0531 | 419918.0531 | 419918.0531 | 419918.0531 | 419918.0531 | 419918.0531 | 419918.0531 | 419918.0531 | 437742.9816 | 437742.9816 | 437742.9816 | 437742.9816 | 500603.4977
Region | Technology | 2022 | 2023 | 2024 | 2025 | 2026 | 2027 | 2028 | 2029 | 2030 | 2031 | 2032 | 2033 | 2034 | 2035 | 2036 | 2037 | 2038 | 2039 | 2040 | 2041 | 2042
SA | Black Coal | 0 | 0 | 0 | 0 | 0 | 0 | 0 | 0 | 0 | 0 | 0 | 0 | 0 | 0 | 0 | 0 | 0 | 0 | 0 | 0 | 0
SA | Brown Coal | 0 | 0 | 0 | 0 | 0 | 0 | 0 | 0 | 0 | 0 | 0 | 0 | 0 | 0 | 0 | 0 | 0 | 0 | 0 | 0 | 0
SA | CCGT | 0 | 0 | 0 | 0 | 0 | 0 | 0 | 0 | 0 | 0 | 0 | 0 | 0 | 0 | 0 | 0 | 0 | 0 | 0 | 0 | 0
SA | Peaking Gas+Liquids | 0 | 0 | 0 | 0 | 0 | 0 | 0 | 0 | 0 | 0 | 0 | 0 | 0 | 0 | 0 | 0 | 0 | 0 | 0 | 0 | 0
SA | Hydro | 0 | 0 | 0 | 0 | 0 | 0 | 0 | 0 | 0 | 0 | 0 | 0 | 0 | 0 | 0 | 0 | 0 | 0 | 0 | 0 | 0
SA | Dispatchable Storage | 0 | 0 | 0 | 0 | 0 | 0 | 0 | 0 | 0 | 0 | 0 | 0 | 0 | 0 | 37651.0155 | 80630.566 | 130573.2594 | 130573.2594 | 130573.2594 | 130573.2594 | 201309.7882
SA | Wind | 0 | 0 | 0 | 0 | 0 | 0 | 0 | 0 | 0 | 0 | 0 | 929.5338 | 929.5338 | 929.5338 | 35529.2834 | 43412.1426 | 192631.2078 | 192631.2078 | 218055.4937 | 249674.254 | 249674.254
SA | Solar | 0 | 0 | 0 | 0 | 0 | 0 | 0 | 0 | 0 | 1865.148 | 1865.148 | 82517.6368 | 82517.6368 | 82517.6368 | 134240.8709 | 134240.8709 | 134240.8709 | 134240.8709 | 134240.8709 | 134240.8709 | 134240.8709
Total |  | 0 | 0 | 0 | 0 | 0 | 0 | 0 | 0 | 0 | 1865.148 | 1865.148 | 83447.1707 | 83447.1707 | 83447.1707 | 207421.1699 | 258283.5794 | 457445.3381 | 457445.3381 | 482869.6239 | 514488.3843 | 585224.9131
Region | Technology | 2022 | 2023 | 2024 | 2025 | 2026 | 2027 | 2028 | 2029 | 2030 | 2031 | 2032 | 2033 | 2034 | 2035 | 2036 | 2037 | 2038 | 2039 | 2040 | 2041 | 2042
TAS | Black Coal | 0 | 0 | 0 | 0 | 0 | 0 | 0 | 0 | 0 | 0 | 0 | 0 | 0 | 0 | 0 | 0 | 0 | 0 | 0 | 0 | 0
TAS | Brown Coal | 0 | 0 | 0 | 0 | 0 | 0 | 0 | 0 | 0 | 0 | 0 | 0 | 0 | 0 | 0 | 0 | 0 | 0 | 0 | 0 | 0
TAS | CCGT | 0 | 0 | 0 | 0 | 0 | 0 | 0 | 0 | 0 | 0 | 0 | 0 | 0 | 0 | 0 | 0 | 0 | 0 | 0 | 0 | 0
TAS | Peaking Gas+Liquids | 0 | 0 | 0 | 0 | 0 | 0 | 0 | 0 | 0 | 0 | 0 | 0 | 0 | 0 | 0 | 0 | 0 | 0 | 0 | 0 | 0
TAS | Hydro | 0 | 0 | 0 | 0 | 0 | 0 | 0 | 0 | 0 | 0 | 0 | 0 | 0 | 0 | 0 | 0 | 0 | 0 | 0 | 0 | 0
TAS | VPP Battery | 0 | 0 | 0 | 0 | 0 | 0 | 0 | 0 | 0 | 0 | 0 | 0 | 0 | 0 | 0 | 750.5467 | 750.5467 | 750.5467 | 750.5467 | 12605.8528 | 12605.8528
TAS | Wind | 0 | 0 | 16145.1665 | 33407.137 | 51748.5409 | 70715.9146 | 81530.1404 | 102528.8138 | 116615.0652 | 127384.8302 | 153940.3117 | 167383.5307 | 191272.2662 | 202910.5319 | 242792.4738 | 242792.4738 | 322764.0353 | 322764.0353 | 322764.0353 | 322764.0353 | 322764.0353
TAS | Solar | 0 | 0 | 0 | 0 | 0 | 0 | 12079.0376 | 12079.0376 | 12079.0376 | 12079.0376 | 12079.0376 | 12079.0376 | 12079.0376 | 12079.0376 | 12079.0376 | 12079.0376 | 12079.0376 | 12079.0376 | 12079.0376 | 12079.0376 | 12079.0376
Total |  | 0 | 0 | 16145.1665 | 33407.137 | 51748.5409 | 70715.9146 | 93609.1779 | 114607.8514 | 128694.1028 | 139463.8677 | 166019.3493 | 179462.5683 | 203351.3038 | 214989.5694 | 254871.5114 | 255622.0581 | 335593.6196 | 335593.6196 | 335593.6196 | 347448.9257 | 347448.9257

## RehabCost_1
Rehabilitation cost by technology ($000s) - Central with TRET (Counterfactual)
Real June 2019 dollars. Years are financial year ending. Some rounding errors may be present.
Region | Technology | 2022 | 2023 | 2024 | 2025 | 2026 | 2027 | 2028 | 2029 | 2030 | 2031 | 2032 | 2033 | 2034 | 2035 | 2036 | 2037 | 2038 | 2039 | 2040 | 2041 | 2042
NEM | Black Coal | 0 | 81274.3363 | 243823.0088 | 0 | 0 | 0 | 0 | 113784.0708 | 214564.2478 | 0 | 0 | 468140.177 | 0 | 0 | 718465.1327 | 113784.0708 | 186930.9735 | 0 | 0 | 0 | 0
NEM | Brown Coal | 0 | 0 | 0 | 0 | 0 | 0 | 0 | 0 | 56892.0354 | 56892.0354 | 60955.7522 | 60955.7522 | 0 | 0 | 0 | 0 | 0 | 0 | 0 | 0 | 0
NEM | CCGT | 0 | 31696.9912 | 23772.7434 | 0 | 0 | 0 | 0 | 50847.2566 | 0 | 0 | 0 | 0 | 0 | 0 | 105656.6372 | 0 | 69865.4513 | 0 | 84974.3504 | 0 | 0
NEM | Peaking Gas+Liquids | 0 | 0 | 0 | 0 | 0 | 0 | 0 | 0 | 0 | 17486.6814 | 0 | 10713.2782 | 21121.1681 | 5348.8673 | 5943.1858 | 0 | 0 | 0 | 20115.3982 | 5486.0177 | 0
NEM | Hydro | 0 | 0 | 0 | 0 | 0 | 0 | 0 | 0 | 0 | 0 | 0 | 0 | 0 | 0 | 0 | 0 | 9436.108 | 0 | 0 | 0 | 0
NEM | Dispatchable Storage | 0 | 0 | 0 | 0 | 0 | 0 | 0 | 0 | 0 | 0 | 0 | 0 | 0 | 0 | 0 | 0 | 0 | 0 | 0 | 0 | 0
NEM | Wind | 0 | 0 | 0 | 0 | 0 | 0 | 0 | 0 | 991.119 | 502.3854 | 0 | 0 | 3043.8001 | 0 | 879.1744 | 573.3746 | 1454.7333 | 0 | 2352.0089 | 4740.989 | 527.5046
NEM | Solar | 0 | 0 | 0 | 0 | 0 | 0 | 0 | 0 | 0 | 0 | 0 | 0 | 0 | 0 | 0 | 0 | 0 | 0 | 0 | 0 | 0
Total |  | 0 | 112971.3274 | 267595.7522 | 0 | 0 | 0 | 0 | 164631.3274 | 272447.4022 | 74881.1022 | 60955.7522 | 539809.2074 | 24164.9683 | 5348.8673 | 830944.1302 | 114357.4454 | 267687.2661 | 0 | 107441.7576 | 10227.0067 | 527.5046
Region | Technology | 2022 | 2023 | 2024 | 2025 | 2026 | 2027 | 2028 | 2029 | 2030 | 2031 | 2032 | 2033 | 2034 | 2035 | 2036 | 2037 | 2038 | 2039 | 2040 | 2041 | 2042
NSW | Black Coal | 0 | 81274.3363 | 243823.0088 | 0 | 0 | 0 | 0 | 0 | 214564.2478 | 0 | 0 | 468140.177 | 0 | 0 | 445383.3628 | 0 | 0 | 0 | 0 | 0 | 0
NSW | Brown Coal | 0 | 0 | 0 | 0 | 0 | 0 | 0 | 0 | 0 | 0 | 0 | 0 | 0 | 0 | 0 | 0 | 0 | 0 | 0 | 0 | 0
NSW | CCGT | 0 | 0 | 0 | 0 | 0 | 0 | 0 | 0 | 0 | 0 | 0 | 0 | 0 | 0 | 0 | 0 | 0 | 0 | 0 | 0 | 0
NSW | Peaking Gas+Liquids | 0 | 0 | 0 | 0 | 0 | 0 | 0 | 0 | 0 | 0 | 0 | 0 | 0 | 0 | 2285.8407 | 0 | 0 | 0 | 0 | 0 | 0
NSW | Hydro | 0 | 0 | 0 | 0 | 0 | 0 | 0 | 0 | 0 | 0 | 0 | 0 | 0 | 0 | 0 | 0 | 0 | 0 | 0 | 0 | 0
NSW | Dispatchable Storage | 0 | 0 | 0 | 0 | 0 | 0 | 0 | 0 | 0 | 0 | 0 | 0 | 0 | 0 | 0 | 0 | 0 | 0 | 0 | 0 | 0
NSW | Wind | 0 | 0 | 0 | 0 | 0 | 0 | 0 | 0 | 0 | 0 | 0 | 0 | 0 | 0 | 0 | 0 | 0 | 0 | 0 | 1166.4078 | 527.5046
NSW | Solar | 0 | 0 | 0 | 0 | 0 | 0 | 0 | 0 | 0 | 0 | 0 | 0 | 0 | 0 | 0 | 0 | 0 | 0 | 0 | 0 | 0
Total |  | 0 | 81274.3363 | 243823.0088 | 0 | 0 | 0 | 0 | 0 | 214564.2478 | 0 | 0 | 468140.177 | 0 | 0 | 447669.2035 | 0 | 0 | 0 | 0 | 1166.4078 | 527.5046
Region | Technology | 2022 | 2023 | 2024 | 2025 | 2026 | 2027 | 2028 | 2029 | 2030 | 2031 | 2032 | 2033 | 2034 | 2035 | 2036 | 2037 | 2038 | 2039 | 2040 | 2041 | 2042
QLD | Black Coal | 0 | 0 | 0 | 0 | 0 | 0 | 0 | 113784.0708 | 0 | 0 | 0 | 0 | 0 | 0 | 273081.7699 | 113784.0708 | 186930.9735 | 0 | 0 | 0 | 0
QLD | Brown Coal | 0 | 0 | 0 | 0 | 0 | 0 | 0 | 0 | 0 | 0 | 0 | 0 | 0 | 0 | 0 | 0 | 0 | 0 | 0 | 0 | 0
QLD | CCGT | 0 | 0 | 0 | 0 | 0 | 0 | 0 | 50847.2566 | 0 | 0 | 0 | 0 | 0 | 0 | 0 | 0 | 0 | 0 | 18938.9522 | 0 | 0
QLD | Peaking Gas+Liquids | 0 | 0 | 0 | 0 | 0 | 0 | 0 | 0 | 0 | 0 | 0 | 0 | 13349.3097 | 5348.8673 | 0 | 0 | 0 | 0 | 0 | 0 | 0
QLD | Hydro | 0 | 0 | 0 | 0 | 0 | 0 | 0 | 0 | 0 | 0 | 0 | 0 | 0 | 0 | 0 | 0 | 9436.108 | 0 | 0 | 0 | 0
QLD | Dispatchable Storage | 0 | 0 | 0 | 0 | 0 | 0 | 0 | 0 | 0 | 0 | 0 | 0 | 0 | 0 | 0 | 0 | 0 | 0 | 0 | 0 | 0
QLD | Wind | 0 | 0 | 0 | 0 | 0 | 0 | 0 | 0 | 0 | 0 | 0 | 0 | 0 | 0 | 0 | 0 | 0 | 0 | 0 | 0 | 0
QLD | Solar | 0 | 0 | 0 | 0 | 0 | 0 | 0 | 0 | 0 | 0 | 0 | 0 | 0 | 0 | 0 | 0 | 0 | 0 | 0 | 0 | 0
Total |  | 0 | 0 | 0 | 0 | 0 | 0 | 0 | 164631.3274 | 0 | 0 | 0 | 0 | 13349.3097 | 5348.8673 | 273081.7699 | 113784.0708 | 196367.0815 | 0 | 18938.9522 | 0 | 0
Region | Technology | 2022 | 2023 | 2024 | 2025 | 2026 | 2027 | 2028 | 2029 | 2030 | 2031 | 2032 | 2033 | 2034 | 2035 | 2036 | 2037 | 2038 | 2039 | 2040 | 2041 | 2042
VIC | Black Coal | 0 | 0 | 0 | 0 | 0 | 0 | 0 | 0 | 0 | 0 | 0 | 0 | 0 | 0 | 0 | 0 | 0 | 0 | 0 | 0 | 0
VIC | Brown Coal | 0 | 0 | 0 | 0 | 0 | 0 | 0 | 0 | 56892.0354 | 56892.0354 | 60955.7522 | 60955.7522 | 0 | 0 | 0 | 0 | 0 | 0 | 0 | 0 | 0
VIC | CCGT | 0 | 0 | 0 | 0 | 0 | 0 | 0 | 0 | 0 | 0 | 0 | 0 | 0 | 0 | 0 | 0 | 0 | 0 | 66035.3982 | 0 | 0
VIC | Peaking Gas+Liquids | 0 | 0 | 0 | 0 | 0 | 0 | 0 | 0 | 0 | 0 | 0 | 0 | 7771.8584 | 0 | 0 | 0 | 0 | 0 | 20115.3982 | 0 | 0
VIC | Hydro | 0 | 0 | 0 | 0 | 0 | 0 | 0 | 0 | 0 | 0 | 0 | 0 | 0 | 0 | 0 | 0 | 0 | 0 | 0 | 0 | 0
VIC | Dispatchable Storage | 0 | 0 | 0 | 0 | 0 | 0 | 0 | 0 | 0 | 0 | 0 | 0 | 0 | 0 | 0 | 0 | 0 | 0 | 0 | 0 | 0
VIC | Wind | 0 | 0 | 0 | 0 | 0 | 0 | 0 | 0 | 0 | 0 | 0 | 0 | 573.3746 | 0 | 0 | 0 | 733.9195 | 0 | 1732.7643 | 3148.6458 | 0
VIC | Solar | 0 | 0 | 0 | 0 | 0 | 0 | 0 | 0 | 0 | 0 | 0 | 0 | 0 | 0 | 0 | 0 | 0 | 0 | 0 | 0 | 0
Total |  | 0 | 0 | 0 | 0 | 0 | 0 | 0 | 0 | 56892.0354 | 56892.0354 | 60955.7522 | 60955.7522 | 8345.233 | 0 | 0 | 0 | 733.9195 | 0 | 87883.5608 | 3148.6458 | 0
Region | Technology | 2022 | 2023 | 2024 | 2025 | 2026 | 2027 | 2028 | 2029 | 2030 | 2031 | 2032 | 2033 | 2034 | 2035 | 2036 | 2037 | 2038 | 2039 | 2040 | 2041 | 2042
SA | Black Coal | 0 | 0 | 0 | 0 | 0 | 0 | 0 | 0 | 0 | 0 | 0 | 0 | 0 | 0 | 0 | 0 | 0 | 0 | 0 | 0 | 0
SA | Brown Coal | 0 | 0 | 0 | 0 | 0 | 0 | 0 | 0 | 0 | 0 | 0 | 0 | 0 | 0 | 0 | 0 | 0 | 0 | 0 | 0 | 0
SA | CCGT | 0 | 31696.9912 | 23772.7434 | 0 | 0 | 0 | 0 | 0 | 0 | 0 | 0 | 0 | 0 | 0 | 105656.6372 | 0 | 69865.4513 | 0 | 0 | 0 | 0
SA | Peaking Gas+Liquids | 0 | 0 | 0 | 0 | 0 | 0 | 0 | 0 | 0 | 17486.6814 | 0 | 10713.2782 | 0 | 0 | 3657.3451 | 0 | 0 | 0 | 0 | 0 | 0
SA | Hydro | 0 | 0 | 0 | 0 | 0 | 0 | 0 | 0 | 0 | 0 | 0 | 0 | 0 | 0 | 0 | 0 | 0 | 0 | 0 | 0 | 0
SA | Dispatchable Storage | 0 | 0 | 0 | 0 | 0 | 0 | 0 | 0 | 0 | 0 | 0 | 0 | 0 | 0 | 0 | 0 | 0 | 0 | 0 | 0 | 0
SA | Wind | 0 | 0 | 0 | 0 | 0 | 0 | 0 | 0 | 991.119 | 502.3854 | 0 | 0 | 2470.4255 | 0 | 879.1744 | 573.3746 | 720.8138 | 0 | 619.2446 | 425.9354 | 0
SA | Solar | 0 | 0 | 0 | 0 | 0 | 0 | 0 | 0 | 0 | 0 | 0 | 0 | 0 | 0 | 0 | 0 | 0 | 0 | 0 | 0 | 0
Total |  | 0 | 31696.9912 | 23772.7434 | 0 | 0 | 0 | 0 | 0 | 991.119 | 17989.0668 | 0 | 10713.2782 | 2470.4255 | 0 | 110193.1567 | 573.3746 | 70586.2651 | 0 | 619.2446 | 425.9354 | 0
Region | Technology | 2022 | 2023 | 2024 | 2025 | 2026 | 2027 | 2028 | 2029 | 2030 | 2031 | 2032 | 2033 | 2034 | 2035 | 2036 | 2037 | 2038 | 2039 | 2040 | 2041 | 2042
TAS | Black Coal | 0 | 0 | 0 | 0 | 0 | 0 | 0 | 0 | 0 | 0 | 0 | 0 | 0 | 0 | 0 | 0 | 0 | 0 | 0 | 0 | 0
TAS | Brown Coal | 0 | 0 | 0 | 0 | 0 | 0 | 0 | 0 | 0 | 0 | 0 | 0 | 0 | 0 | 0 | 0 | 0 | 0 | 0 | 0 | 0
TAS | CCGT | 0 | 0 | 0 | 0 | 0 | 0 | 0 | 0 | 0 | 0 | 0 | 0 | 0 | 0 | 0 | 0 | 0 | 0 | 0 | 0 | 0
TAS | Peaking Gas+Liquids | 0 | 0 | 0 | 0 | 0 | 0 | 0 | 0 | 0 | 0 | 0 | 0 | 0 | 0 | 0 | 0 | 0 | 0 | 0 | 5486.0177 | 0
TAS | Hydro | 0 | 0 | 0 | 0 | 0 | 0 | 0 | 0 | 0 | 0 | 0 | 0 | 0 | 0 | 0 | 0 | 0 | 0 | 0 | 0 | 0
TAS | Dispatchable Storage | 0 | 0 | 0 | 0 | 0 | 0 | 0 | 0 | 0 | 0 | 0 | 0 | 0 | 0 | 0 | 0 | 0 | 0 | 0 | 0 | 0
TAS | Wind | 0 | 0 | 0 | 0 | 0 | 0 | 0 | 0 | 0 | 0 | 0 | 0 | 0 | 0 | 1.0921e-07 | 0 | 0 | 0 | 0 | 0 | 0
TAS | Solar | 0 | 0 | 0 | 0 | 0 | 0 | 0 | 0 | 0 | 0 | 0 | 0 | 0 | 0 | 0 | 0 | 0 | 0 | 0 | 0 | 0
Total |  | 0 | 0 | 0 | 0 | 0 | 0 | 0 | 0 | 0 | 0 | 0 | 0 | 0 | 0 | 1.0921e-07 | 0 | 0 | 0 | 0 | 5486.0177 | 0

## RehabCost_2
Rehabilitation cost by technology ($000s) - Central with TRET (DP6)
Real June 2019 dollars. Years are financial year ending. Some rounding errors may be present.
Region | Technology | 2022 | 2023 | 2024 | 2025 | 2026 | 2027 | 2028 | 2029 | 2030 | 2031 | 2032 | 2033 | 2034 | 2035 | 2036 | 2037 | 2038 | 2039 | 2040 | 2041 | 2042
NEM | Black Coal | 0 | 81274.3363 | 243823.0088 | 0 | 0 | 0 | 0 | 113784.0708 | 214564.2478 | 0 | 0 | 468140.177 | 0 | 0 | 718465.1327 | 113784.0708 | 186930.9735 | 0 | 0 | 0 | 0
NEM | Brown Coal | 0 | 0 | 0 | 0 | 0 | 0 | 0 | 0 | 56892.0354 | 56892.0354 | 60955.7522 | 60955.7522 | 0 | 0 | 0 | 0 | 0 | 0 | 0 | 0 | 0
NEM | CCGT | 0 | 31696.9912 | 23772.7434 | 0 | 0 | 0 | 0 | 50847.2566 | 0 | 0 | 0 | 0 | 0 | 0 | 105656.6372 | 0 | 69865.4513 | 0 | 84974.3504 | 0 | 0
NEM | Peaking Gas+Liquids | 0 | 0 | 0 | 0 | 0 | 0 | 0 | 0 | 0 | 17486.6814 | 0 | 10713.2782 | 21121.1681 | 5348.8673 | 5943.1858 | 0 | 0 | 0 | 20115.3982 | 5486.0177 | 0
NEM | Hydro | 0 | 0 | 0 | 0 | 0 | 0 | 0 | 0 | 0 | 0 | 0 | 0 | 0 | 0 | 0 | 0 | 9436.108 | 0 | 0 | 0 | 0
NEM | Dispatchable Storage | 0 | 0 | 0 | 0 | 0 | 0 | 0 | 0 | 0 | 0 | 0 | 0 | 0 | 0 | 0 | 0 | 0 | 0 | 0 | 0 | 0
NEM | Wind | 0 | 0 | 0 | 0 | 0 | 0 | 0 | 0 | 991.119 | 502.3854 | 0 | 0 | 3043.8001 | 0 | 1658.9639 | 3290.6242 | 6287.2438 | 6651.1456 | 5664.9412 | 7511.7536 | 527.5046
NEM | Solar | 0 | 0 | 0 | 0 | 0 | 0 | 0 | 0 | 0 | 0 | 0 | 0 | 0 | 0 | 2642.984 | 0 | 1528.999 | 3282.9792 | 0 | 0 | 0
Total |  | 0 | 112971.3274 | 267595.7522 | 0 | 0 | 0 | 0 | 164631.3274 | 272447.4022 | 74881.1022 | 60955.7522 | 539809.2074 | 24164.9683 | 5348.8673 | 834366.9036 | 117074.695 | 274048.7756 | 9934.1248 | 110754.6899 | 12997.7713 | 527.5046
Region | Technology | 2022 | 2023 | 2024 | 2025 | 2026 | 2027 | 2028 | 2029 | 2030 | 2031 | 2032 | 2033 | 2034 | 2035 | 2036 | 2037 | 2038 | 2039 | 2040 | 2041 | 2042
NSW | Black Coal | 0 | 81274.3363 | 243823.0088 | 0 | 0 | 0 | 0 | 0 | 214564.2478 | 0 | 0 | 468140.177 | 0 | 0 | 445383.3628 | 0 | 0 | 0 | 0 | 0 | 0
NSW | Brown Coal | 0 | 0 | 0 | 0 | 0 | 0 | 0 | 0 | 0 | 0 | 0 | 0 | 0 | 0 | 0 | 0 | 0 | 0 | 0 | 0 | 0
NSW | CCGT | 0 | 0 | 0 | 0 | 0 | 0 | 0 | 0 | 0 | 0 | 0 | 0 | 0 | 0 | 0 | 0 | 0 | 0 | 0 | 0 | 0
NSW | Peaking Gas+Liquids | 0 | 0 | 0 | 0 | 0 | 0 | 0 | 0 | 0 | 0 | 0 | 0 | 0 | 0 | 2285.8407 | 0 | 0 | 0 | 0 | 0 | 0
NSW | Hydro | 0 | 0 | 0 | 0 | 0 | 0 | 0 | 0 | 0 | 0 | 0 | 0 | 0 | 0 | 0 | 0 | 0 | 0 | 0 | 0 | 0
NSW | Dispatchable Storage | 0 | 0 | 0 | 0 | 0 | 0 | 0 | 0 | 0 | 0 | 0 | 0 | 0 | 0 | 0 | 0 | 0 | 0 | 0 | 0 | 0
NSW | Wind | 0 | 0 | 0 | 0 | 0 | 0 | 0 | 0 | 0 | 0 | 0 | 0 | 0 | 0 | 0 | 507.8461 | 4832.5105 | 327.6426 | 0 | 3937.1724 | 527.5046
NSW | Solar | 0 | 0 | 0 | 0 | 0 | 0 | 0 | 0 | 0 | 0 | 0 | 0 | 0 | 0 | 0 | 0 | 436.8569 | 3282.9792 | 0 | 0 | 0
Total |  | 0 | 81274.3363 | 243823.0088 | 0 | 0 | 0 | 0 | 0 | 214564.2478 | 0 | 0 | 468140.177 | 0 | 0 | 447669.2035 | 507.8461 | 5269.3673 | 3610.6219 | 0 | 3937.1724 | 527.5046
Region | Technology | 2022 | 2023 | 2024 | 2025 | 2026 | 2027 | 2028 | 2029 | 2030 | 2031 | 2032 | 2033 | 2034 | 2035 | 2036 | 2037 | 2038 | 2039 | 2040 | 2041 | 2042
QLD | Black Coal | 0 | 0 | 0 | 0 | 0 | 0 | 0 | 113784.0708 | 0 | 0 | 0 | 0 | 0 | 0 | 273081.7699 | 113784.0708 | 186930.9735 | 0 | 0 | 0 | 0
QLD | Brown Coal | 0 | 0 | 0 | 0 | 0 | 0 | 0 | 0 | 0 | 0 | 0 | 0 | 0 | 0 | 0 | 0 | 0 | 0 | 0 | 0 | 0
QLD | CCGT | 0 | 0 | 0 | 0 | 0 | 0 | 0 | 50847.2566 | 0 | 0 | 0 | 0 | 0 | 0 | 0 | 0 | 0 | 0 | 18938.9522 | 0 | 0
QLD | Peaking Gas+Liquids | 0 | 0 | 0 | 0 | 0 | 0 | 0 | 0 | 0 | 0 | 0 | 0 | 13349.3097 | 5348.8673 | 0 | 0 | 0 | 0 | 0 | 0 | 0
QLD | Hydro | 0 | 0 | 0 | 0 | 0 | 0 | 0 | 0 | 0 | 0 | 0 | 0 | 0 | 0 | 0 | 0 | 9436.108 | 0 | 0 | 0 | 0
QLD | Dispatchable Storage | 0 | 0 | 0 | 0 | 0 | 0 | 0 | 0 | 0 | 0 | 0 | 0 | 0 | 0 | 0 | 0 | 0 | 0 | 0 | 0 | 0
QLD | Wind | 0 | 0 | 0 | 0 | 0 | 0 | 0 | 0 | 0 | 0 | 0 | 0 | 0 | 0 | 0 | 0 | 0 | 0 | 0 | 0 | 0
QLD | Solar | 0 | 0 | 0 | 0 | 0 | 0 | 0 | 0 | 0 | 0 | 0 | 0 | 0 | 0 | 2642.984 | 0 | 1092.1421 | 0 | 0 | 0 | 0
Total |  | 0 | 0 | 0 | 0 | 0 | 0 | 0 | 164631.3274 | 0 | 0 | 0 | 0 | 13349.3097 | 5348.8673 | 275724.7539 | 113784.0708 | 197459.2236 | 0 | 18938.9522 | 0 | 0
Region | Technology | 2022 | 2023 | 2024 | 2025 | 2026 | 2027 | 2028 | 2029 | 2030 | 2031 | 2032 | 2033 | 2034 | 2035 | 2036 | 2037 | 2038 | 2039 | 2040 | 2041 | 2042
VIC | Black Coal | 0 | 0 | 0 | 0 | 0 | 0 | 0 | 0 | 0 | 0 | 0 | 0 | 0 | 0 | 0 | 0 | 0 | 0 | 0 | 0 | 0
VIC | Brown Coal | 0 | 0 | 0 | 0 | 0 | 0 | 0 | 0 | 56892.0354 | 56892.0354 | 60955.7522 | 60955.7522 | 0 | 0 | 0 | 0 | 0 | 0 | 0 | 0 | 0
VIC | CCGT | 0 | 0 | 0 | 0 | 0 | 0 | 0 | 0 | 0 | 0 | 0 | 0 | 0 | 0 | 0 | 0 | 0 | 0 | 66035.3982 | 0 | 0
VIC | Peaking Gas+Liquids | 0 | 0 | 0 | 0 | 0 | 0 | 0 | 0 | 0 | 0 | 0 | 0 | 7771.8584 | 0 | 0 | 0 | 0 | 0 | 20115.3982 | 0 | 0
VIC | Hydro | 0 | 0 | 0 | 0 | 0 | 0 | 0 | 0 | 0 | 0 | 0 | 0 | 0 | 0 | 0 | 0 | 0 | 0 | 0 | 0 | 0
VIC | Dispatchable Storage | 0 | 0 | 0 | 0 | 0 | 0 | 0 | 0 | 0 | 0 | 0 | 0 | 0 | 0 | 0 | 0 | 0 | 0 | 0 | 0 | 0
VIC | Wind | 0 | 0 | 0 | 0 | 0 | 0 | 0 | 0 | 0 | 0 | 0 | 0 | 573.3746 | 0 | 0 | 0 | 733.9195 | 4586.9969 | 2096.9129 | 3148.6458 | 0
VIC | Solar | 0 | 0 | 0 | 0 | 0 | 0 | 0 | 0 | 0 | 0 | 0 | 0 | 0 | 0 | 0 | 0 | 0 | 0 | 0 | 0 | 0
Total |  | 0 | 0 | 0 | 0 | 0 | 0 | 0 | 0 | 56892.0354 | 56892.0354 | 60955.7522 | 60955.7522 | 8345.233 | 0 | 0 | 0 | 733.9195 | 4586.9969 | 88247.7093 | 3148.6458 | 0
Region | Technology | 2022 | 2023 | 2024 | 2025 | 2026 | 2027 | 2028 | 2029 | 2030 | 2031 | 2032 | 2033 | 2034 | 2035 | 2036 | 2037 | 2038 | 2039 | 2040 | 2041 | 2042
SA | Black Coal | 0 | 0 | 0 | 0 | 0 | 0 | 0 | 0 | 0 | 0 | 0 | 0 | 0 | 0 | 0 | 0 | 0 | 0 | 0 | 0 | 0
SA | Brown Coal | 0 | 0 | 0 | 0 | 0 | 0 | 0 | 0 | 0 | 0 | 0 | 0 | 0 | 0 | 0 | 0 | 0 | 0 | 0 | 0 | 0
SA | CCGT | 0 | 31696.9912 | 23772.7434 | 0 | 0 | 0 | 0 | 0 | 0 | 0 | 0 | 0 | 0 | 0 | 105656.6372 | 0 | 69865.4513 | 0 | 0 | 0 | 0
SA | Peaking Gas+Liquids | 0 | 0 | 0 | 0 | 0 | 0 | 0 | 0 | 0 | 17486.6814 | 0 | 10713.2782 | 0 | 0 | 3657.3451 | 0 | 0 | 0 | 0 | 0 | 0
SA | Hydro | 0 | 0 | 0 | 0 | 0 | 0 | 0 | 0 | 0 | 0 | 0 | 0 | 0 | 0 | 0 | 0 | 0 | 0 | 0 | 0 | 0
SA | Dispatchable Storage | 0 | 0 | 0 | 0 | 0 | 0 | 0 | 0 | 0 | 0 | 0 | 0 | 0 | 0 | 0 | 0 | 0 | 0 | 0 | 0 | 0
SA | Wind | 0 | 0 | 0 | 0 | 0 | 0 | 0 | 0 | 991.119 | 502.3854 | 0 | 0 | 2470.4255 | 0 | 1658.9639 | 2782.7781 | 720.8138 | 1736.506 | 3568.0283 | 425.9354 | 0
SA | Solar | 0 | 0 | 0 | 0 | 0 | 0 | 0 | 0 | 0 | 0 | 0 | 0 | 0 | 0 | 0 | 0 | 0 | 0 | 0 | 0 | 0
Total |  | 0 | 31696.9912 | 23772.7434 | 0 | 0 | 0 | 0 | 0 | 991.119 | 17989.0668 | 0 | 10713.2782 | 2470.4255 | 0 | 110972.9462 | 2782.7781 | 70586.2651 | 1736.506 | 3568.0283 | 425.9354 | 0
Region | Technology | 2022 | 2023 | 2024 | 2025 | 2026 | 2027 | 2028 | 2029 | 2030 | 2031 | 2032 | 2033 | 2034 | 2035 | 2036 | 2037 | 2038 | 2039 | 2040 | 2041 | 2042
TAS | Black Coal | 0 | 0 | 0 | 0 | 0 | 0 | 0 | 0 | 0 | 0 | 0 | 0 | 0 | 0 | 0 | 0 | 0 | 0 | 0 | 0 | 0
TAS | Brown Coal | 0 | 0 | 0 | 0 | 0 | 0 | 0 | 0 | 0 | 0 | 0 | 0 | 0 | 0 | 0 | 0 | 0 | 0 | 0 | 0 | 0
TAS | CCGT | 0 | 0 | 0 | 0 | 0 | 0 | 0 | 0 | 0 | 0 | 0 | 0 | 0 | 0 | 0 | 0 | 0 | 0 | 0 | 0 | 0
TAS | Peaking Gas+Liquids | 0 | 0 | 0 | 0 | 0 | 0 | 0 | 0 | 0 | 0 | 0 | 0 | 0 | 0 | 0 | 0 | 0 | 0 | 0 | 5486.0177 | 0
TAS | Hydro | 0 | 0 | 0 | 0 | 0 | 0 | 0 | 0 | 0 | 0 | 0 | 0 | 0 | 0 | 0 | 0 | 0 | 0 | 0 | 0 | 0
TAS | Dispatchable Storage | 0 | 0 | 0 | 0 | 0 | 0 | 0 | 0 | 0 | 0 | 0 | 0 | 0 | 0 | 0 | 0 | 0 | 0 | 0 | 0 | 0
TAS | Wind | 0 | 0 | 0 | 0 | 0 | 0 | 0 | 0 | 0 | 0 | 0 | 0 | 0 | 0 | 0 | 0 | 0 | 0 | 0 | 0 | 0
TAS | Solar | 0 | 0 | 0 | 0 | 0 | 0 | 0 | 0 | 0 | 0 | 0 | 0 | 0 | 0 | 0 | 0 | 0 | 0 | 0 | 0 | 0
Total |  | 0 | 0 | 0 | 0 | 0 | 0 | 0 | 0 | 0 | 0 | 0 | 0 | 0 | 0 | 0 | 0 | 0 | 0 | 0 | 5486.0177 | 0

## DSPCost_1
DSP and USE cost by region ($000s) - Central with TRET (Counterfactual)
Real June 2019 dollars. Years are financial year ending. Some rounding errors may be present.
Region | Aggregation | 2022 | 2023 | 2024 | 2025 | 2026 | 2027 | 2028 | 2029 | 2030 | 2031 | 2032 | 2033 | 2034 | 2035 | 2036 | 2037 | 2038 | 2039 | 2040 | 2041 | 2042
NSW | DSP + USE | 0 | 0 | 9984.9184 | 20099.7425 | 0 | 0 | 3017.8257 | 6169.2656 | 14334.5992 | 0 | 4108.823 | 4374.8218 | 7524.1645 | 18720.5838 | 17556.379 | 33007.682 | 13767.4278 | 25788.3713 | 29066.2946 | 10369.2796 | 32867.8295
QLD | DSP + USE | 0 | 0 | 0 | 0 | 0 | 0 | 0 | 0 | 0 | 0 | 0 | 0 | 4407.3882 | 26.7026 | 9695.4628 | 7621.3104 | 0 | 21158.1972 | 17465.1091 | 16103.2921 | 0
VIC | DSP + USE | 840.4334 | 0 | 0 | 0 | 6496.8517 | 0 | 0 | 0 | 5591.2324 | 0 | 0 | 0 | 0 | 0 | 12362.3727 | 2623.9526 | 0 | 14383.4144 | 18528.8293 | 0 | 24920.3822
SA | DSP + USE | 1191.3168 | 0 | 0 | 0 | 3524.7587 | 0 | 0 | 0 | 3122.8386 | 0 | 0 | 0 | 0 | 0 | 5710.1935 | 10536.8319 | 10555.8644 | 6589.051 | 6858.5013 | 0 | 11223.6692
TAS | DSP + USE | 0 | 0 | 0 | 0 | 0 | 0 | 0 | 0 | 0 | 0 | 0 | 0 | 0 | 0 | 0 | 0 | 0 | 0 | 0 | 0 | 0
NEM | Total | 2031.7502 | 0 | 9984.9184 | 20099.7425 | 10021.6104 | 0 | 3017.8257 | 6169.2656 | 23048.6702 | 0 | 4108.823 | 4374.8218 | 11931.5528 | 18747.2865 | 45324.408 | 53789.7768 | 24323.2922 | 67919.034 | 71918.7344 | 26472.5717 | 69011.8808
*DSP may include unserved energy below the current reliability standard

## DSPCost_2
DSP and USE cost by region ($000s) - Central with TRET (DP6)
Real June 2019 dollars. Years are financial year ending. Some rounding errors may be present.
Region | Aggregation | 2022 | 2023 | 2024 | 2025 | 2026 | 2027 | 2028 | 2029 | 2030 | 2031 | 2032 | 2033 | 2034 | 2035 | 2036 | 2037 | 2038 | 2039 | 2040 | 2041 | 2042
NSW | DSP + USE | 0 | 0 | 6580.1426 | 9080.6682 | 0 | 0 | 0 | 0 | 0 | 0 | 0 | 0 | 4636.5955 | 17427.6897 | 15621.1054 | 5501.2803 | 0 | 0 | 0 | 18426.2789 | 0
QLD | DSP + USE | 0 | 0 | 0 | 0 | 0 | 0 | 0 | 0 | 0 | 0 | 0 | 0 | 4407.3882 | 10175.5967 | 13997.3375 | 4783.8668 | 0 | 0 | 0 | 5335.7598 | 0
VIC | DSP + USE | 840.4334 | 0 | 0 | 0 | 0 | 0 | 0 | 0 | 0 | 0 | 0 | 0 | 0 | 0 | 0 | 0 | 0 | 0 | 0 | 0 | 0
SA | DSP + USE | 1191.3168 | 0 | 0 | 0 | 0 | 0 | 0 | 0 | 0 | 0 | 0 | 0 | 0 | 0 | 2855.0967 | 0 | 10632.164 | 0 | 0 | 0 | 0
TAS | DSP + USE | 0 | 0 | 0 | 0 | 0 | 0 | 0 | 0 | 0 | 0 | 0 | 0 | 0 | 0 | 0 | 0 | 0 | 0 | 0 | 0 | 0
NEM | Total | 2031.7502 | 0 | 6580.1426 | 9080.6682 | 0 | 0 | 0 | 0 | 0 | 0 | 0 | 0 | 9043.9837 | 27603.2864 | 32473.5396 | 10285.1471 | 10632.164 | 0 | 0 | 23762.0386 | 0
*DSP may include unserved energy below the current reliability standard

## REZTxCost_1
REZ transmission expansion cost by region ($000s) - Central with TRET (Counterfactual)
Real June 2019 dollars. Years are financial year ending. As with the total capital costs, the REZ transmission expansion costs are annualised for modelling purposes. Some rounding errors may be present.
Region | Aggregation | 2022 | 2023 | 2024 | 2025 | 2026 | 2027 | 2028 | 2029 | 2030 | 2031 | 2032 | 2033 | 2034 | 2035 | 2036 | 2037 | 2038 | 2039 | 2040 | 2041 | 2042
NSW | REZ Transmission | 0 | 0 | 0 | 0 | 0 | 0 | 0 | 0 | 0 | 0 | 0 | 0 | 0 | 0 | 0 | 0 | 0 | 0 | 0 | 0 | 0
QLD | REZ Transmission | 0 | 0 | 0 | 0 | 0 | 0 | 0 | 0 | 0 | 0 | 0 | 0 | 0 | 0 | 0 | 0 | 0 | 0 | 0 | 0 | 0
VIC | REZ Transmission | 0 | 0 | 0 | 0 | 0 | 0 | 0 | 0 | 0 | 0 | 0 | 0 | 0 | 0 | 0 | 0 | 0 | 0 | 0 | 0 | 0
SA | REZ Transmission | 0 | 0 | 0 | 0 | 0 | 0 | 0 | 0 | 0 | 0 | 0 | 0 | 0 | 0 | 0 | 0 | 0 | 0 | 0 | 0 | 0
TAS | REZ Transmission | 0 | 0 | 0 | 0 | 0 | 0 | 0 | 0 | 0 | 0 | 0 | 0 | 0 | 0 | 0 | 0 | 0 | 0 | 0 | 0 | 0
NEM | Total | 0 | 0 | 0 | 0 | 0 | 0 | 0 | 0 | 0 | 0 | 0 | 0 | 0 | 0 | 0 | 0 | 0 | 0 | 0 | 0 | 0

## REZTxCost_2
REZ transmission expansion cost by region ($000s) - Central with TRET (DP6)
Real June 2019 dollars. Years are financial year ending. As with the total capital costs, the REZ transmission expansion costs are annualised for modelling purposes. Some rounding errors may be present.
Region | Aggregation | 2022 | 2023 | 2024 | 2025 | 2026 | 2027 | 2028 | 2029 | 2030 | 2031 | 2032 | 2033 | 2034 | 2035 | 2036 | 2037 | 2038 | 2039 | 2040 | 2041 | 2042
NSW | REZ Transmission | 0 | 419.475 | 419.475 | 419.475 | 419.475 | 419.475 | 419.475 | 419.475 | 419.475 | 419.475 | 419.475 | 0 | 0 | 0 | 54601.2898 | 54601.2898 | 120640.0353 | 120640.0353 | 130196.0575 | 177864.1162 | 177864.1162
QLD | REZ Transmission | 0 | 0 | 0 | 0 | 0 | 0 | 0 | 10614.1608 | 23717.7183 | 23717.7183 | 23717.7183 | 23717.7183 | 23717.7183 | 23717.7183 | 57055.1 | 57055.1 | 122285.8899 | 122285.8899 | 147070.1951 | 147070.1951 | 147070.1951
VIC | REZ Transmission | 0 | 0 | 0 | 0 | 0 | 0 | 0 | 0 | 6087.61 | 6087.61 | 6087.61 | 6087.61 | 6087.61 | 6087.61 | 0 | 0 | 0 | 0 | 0 | 0 | 0
SA | REZ Transmission | 0 | 0 | 0 | 0 | 0 | 0 | 0 | 0 | 0 | 0 | 0 | 0 | 0 | 0 | 7620.8017 | 8936.7458 | 34195.3462 | 34195.3462 | 38448.6762 | 45481.8009 | 45481.8009
TAS | REZ Transmission | 0 | 0 | 0 | 0 | 0 | 442.0371 | 1966.7712 | 4988.4626 | 7025.6647 | 8596.8647 | 1950.4159 | 3955.3421 | 3955.3421 | 4431.5008 | 0 | 0 | 12510.8006 | 12510.8006 | 12510.8006 | 12510.8006 | 12510.8006
NEM | Total | 0 | 419.475 | 419.475 | 419.475 | 419.475 | 861.5121 | 2386.2462 | 16022.0984 | 37250.468 | 38821.668 | 32175.2192 | 33760.6704 | 33760.6704 | 34236.829 | 119277.1915 | 120593.1356 | 289632.0721 | 289632.0721 | 328225.7294 | 382926.9127 | 382926.9127

## ICTxCost_1
Interconnector cost by link ($000s) - Central with TRET (Counterfactual)
Real June 2019 dollars. Years are financial year ending. As with the total capital costs, the interconnector transmission expansion costs are annualised for modelling purposes. For the second table, interconnector cost has been split between regions according to loss allocations. Some rounding errors may be present.
Region | Aggregation | 2022 | 2023 | 2024 | 2025 | 2026 | 2027 | 2028 | 2029 | 2030 | 2031 | 2032 | 2033 | 2034 | 2035 | 2036 | 2037 | 2038 | 2039 | 2040 | 2041 | 2042
NEM | QNI Option 1A | 0 | 16180.9745 | 16180.9745 | 16180.9745 | 16180.9745 | 16180.9745 | 16180.9745 | 16180.9745 | 16180.9745 | 16180.9745 | 16180.9745 | 16180.9745 | 16180.9745 | 16180.9745 | 16180.9745 | 16180.9745 | 16180.9745 | 16180.9745 | 16180.9745 | 16180.9745 | 16180.9745
NEM | VNI Option 1 | 0 | 0 | 0 | 0 | 0 | 0 | 0 | 0 | 0 | 0 | 0 | 0 | 0 | 0 | 0 | 0 | 0 | 0 | 0 | 0 | 0
NEM | EnergyConnect | 0 | 0 | 0 | 0 | 0 | 0 | 0 | 0 | 0 | 0 | 0 | 0 | 0 | 0 | 0 | 0 | 0 | 0 | 0 | 0 | 0
NEM | Humelink | 0 | 0 | 0 | 0 | 0 | 0 | 0 | 0 | 0 | 0 | 0 | 0 | 0 | 0 | 0 | 0 | 0 | 0 | 0 | 0 | 0
NEM | QNI Option 2E | 0 | 0 | 0 | 0 | 0 | 0 | 0 | 0 | 0 | 0 | 0 | 0 | 0 | 0 | 0 | 0 | 0 | 0 | 0 | 0 | 0
NEM | QNI Option 3E | 0 | 0 | 0 | 0 | 0 | 0 | 0 | 0 | 0 | 0 | 0 | 0 | 0 | 0 | 0 | 0 | 0 | 0 | 0 | 0 | 0
NEM | VNI Option 6 | 0 | 0 | 0 | 0 | 0 | 0 | 0 | 0 | 0 | 0 | 0 | 0 | 0 | 0 | 0 | 0 | 0 | 0 | 0 | 0 | 0
NEM | VNI Option 7 | 0 | 0 | 0 | 0 | 0 | 0 | 0 | 0 | 0 | 0 | 0 | 0 | 0 | 0 | 0 | 0 | 0 | 0 | 0 | 0 | 0
NEM | VIC-TAS Option 3 | 0 | 0 | 0 | 0 | 0 | 0 | 0 | 0 | 0 | 0 | 0 | 0 | 0 | 0 | 0 | 0 | 0 | 0 | 0 | 0 | 0
NEM | VIC-TAS Option 4 | 0 | 0 | 0 | 0 | 0 | 0 | 0 | 0 | 0 | 0 | 0 | 0 | 0 | 0 | 0 | 0 | 0 | 0 | 0 | 0 | 0
Total |  | 0 | 16180.9745 | 16180.9745 | 16180.9745 | 16180.9745 | 16180.9745 | 16180.9745 | 16180.9745 | 16180.9745 | 16180.9745 | 16180.9745 | 16180.9745 | 16180.9745 | 16180.9745 | 16180.9745 | 16180.9745 | 16180.9745 | 16180.9745 | 16180.9745 | 16180.9745 | 16180.9745
Region | Aggregation | 2022 | 2023 | 2024 | 2025 | 2026 | 2027 | 2028 | 2029 | 2030 | 2031 | 2032 | 2033 | 2034 | 2035 | 2036 | 2037 | 2038 | 2039 | 2040 | 2041 | 2042
NSW | IC Transmission | 0 | 9061.3457 | 9061.3457 | 9061.3457 | 9061.3457 | 9061.3457 | 9061.3457 | 9061.3457 | 9061.3457 | 9061.3457 | 9061.3457 | 9061.3457 | 9061.3457 | 9061.3457 | 9061.3457 | 9061.3457 | 9061.3457 | 9061.3457 | 9061.3457 | 9061.3457 | 9061.3457
QLD | IC Transmission | 0 | 7119.6288 | 7119.6288 | 7119.6288 | 7119.6288 | 7119.6288 | 7119.6288 | 7119.6288 | 7119.6288 | 7119.6288 | 7119.6288 | 7119.6288 | 7119.6288 | 7119.6288 | 7119.6288 | 7119.6288 | 7119.6288 | 7119.6288 | 7119.6288 | 7119.6288 | 7119.6288
VIC | IC Transmission | 0 | 0 | 0 | 0 | 0 | 0 | 0 | 0 | 0 | 0 | 0 | 0 | 0 | 0 | 0 | 0 | 0 | 0 | 0 | 0 | 0
SA | IC Transmission | 0 | 0 | 0 | 0 | 0 | 0 | 0 | 0 | 0 | 0 | 0 | 0 | 0 | 0 | 0 | 0 | 0 | 0 | 0 | 0 | 0
TAS | IC Transmission | 0 | 0 | 0 | 0 | 0 | 0 | 0 | 0 | 0 | 0 | 0 | 0 | 0 | 0 | 0 | 0 | 0 | 0 | 0 | 0 | 0
Total |  | 0 | 16180.9745 | 16180.9745 | 16180.9745 | 16180.9745 | 16180.9745 | 16180.9745 | 16180.9745 | 16180.9745 | 16180.9745 | 16180.9745 | 16180.9745 | 16180.9745 | 16180.9745 | 16180.9745 | 16180.9745 | 16180.9745 | 16180.9745 | 16180.9745 | 16180.9745 | 16180.9745

## ICTxCost_2
Interconnector cost by link ($000s) - Central with TRET (DP6)
Real June 2019 dollars. Years are financial year ending. As with the total capital costs, the interconnector transmission expansion costs are annualised for modelling purposes. For the second table, interconnector cost has been split between regions according to loss allocations. Early works (NPV) represents the net present value of the cost of early works on interconnectors, as detailed in the 2020 ISP report. Some rounding errors may be present.
Region | Aggregation | Early works (NPV) | 2022 | 2023 | 2024 | 2025 | 2026 | 2027 | 2028 | 2029 | 2030 | 2031 | 2032 | 2033 | 2034 | 2035 | 2036 | 2037 | 2038 | 2039 | 2040 | 2041 | 2042
NEM | QNI Option 1A | 0 | 0 | 16180.9745 | 16180.9745 | 16180.9745 | 16180.9745 | 16180.9745 | 16180.9745 | 16180.9745 | 16180.9745 | 16180.9745 | 16180.9745 | 16180.9745 | 16180.9745 | 16180.9745 | 16180.9745 | 16180.9745 | 16180.9745 | 16180.9745 | 16180.9745 | 16180.9745 | 16180.9745
NEM | VNI Option 1 | 0 | 0 | 7618.8445 | 7618.8445 | 7618.8445 | 7618.8445 | 7618.8445 | 7618.8445 | 7618.8445 | 7618.8445 | 7618.8445 | 7618.8445 | 7618.8445 | 7618.8445 | 7618.8445 | 7618.8445 | 7618.8445 | 7618.8445 | 7618.8445 | 7618.8445 | 7618.8445 | 7618.8445
NEM | EnergyConnect | 0 | 0 | 0 | 0 | 129495.243 | 129495.243 | 129495.243 | 129495.243 | 129495.243 | 129495.243 | 129495.243 | 129495.243 | 129495.243 | 129495.243 | 129495.243 | 129495.243 | 129495.243 | 129495.243 | 129495.243 | 129495.243 | 129495.243 | 129495.243
NEM | Humelink | 0 | 0 | 0 | 0 | 0 | 152376.8896 | 152376.8896 | 152376.8896 | 152376.8896 | 152376.8896 | 152376.8896 | 152376.8896 | 152376.8896 | 152376.8896 | 152376.8896 | 152376.8896 | 152376.8896 | 152376.8896 | 152376.8896 | 152376.8896 | 152376.8896 | 152376.8896
NEM | QNI Option 2E | 0 | 0 | 0 | 0 | 0 | 0 | 0 | 0 | 0 | 0 | 0 | 0 | 153465.296 | 153465.296 | 153465.296 | 153465.296 | 153465.296 | 153465.296 | 153465.296 | 153465.296 | 153465.296 | 153465.296
NEM | QNI Option 3E | 0 | 0 | 0 | 0 | 0 | 0 | 0 | 0 | 0 | 0 | 0 | 0 | 0 | 0 | 0 | 83081.6851 | 83081.6851 | 83081.6851 | 83081.6851 | 83081.6851 | 83081.6851 | 83081.6851
NEM | VNI Option 6 | 0 | 0 | 0 | 0 | 0 | 0 | 0 | 0 | 0 | 0 | 0 | 0 | 0 | 0 | 0 | 125529.5329 | 125529.5329 | 125529.5329 | 125529.5329 | 125529.5329 | 125529.5329 | 125529.5329
NEM | VNI Option 7 | 0 | 0 | 0 | 0 | 0 | 0 | 0 | 0 | 0 | 0 | 0 | 0 | 0 | 0 | 0 | 0 | 0 | 0 | 0 | 0 | 0 | 0
NEM | VIC-TAS Option 3 | 0 | 0 | 0 | 0 | 0 | 0 | 0 | 0 | 0 | 0 | 0 | 133873.9816 | 133873.9816 | 133873.9816 | 133873.9816 | 133873.9816 | 133873.9816 | 133873.9816 | 133873.9816 | 133873.9816 | 133873.9816 | 133873.9816
NEM | VIC-TAS Option 4 | 0 | 0 | 0 | 0 | 0 | 0 | 0 | 0 | 0 | 0 | 0 | 0 | 0 | 0 | 0 | 95054.155 | 95054.155 | 95054.155 | 95054.155 | 95054.155 | 95054.155 | 95054.155
Total |  | 0 | 0 | 23799.819 | 23799.819 | 153295.062 | 305671.9516 | 305671.9516 | 305671.9516 | 305671.9516 | 305671.9516 | 305671.9516 | 439545.9332 | 593011.2292 | 593011.2292 | 593011.2292 | 896676.6022 | 896676.6022 | 896676.6022 | 896676.6022 | 896676.6022 | 896676.6022 | 896676.6022
Region | Aggregation | Early works (NPV) | 2022 | 2023 | 2024 | 2025 | 2026 | 2027 | 2028 | 2029 | 2030 | 2031 | 2032 | 2033 | 2034 | 2035 | 2036 | 2037 | 2038 | 2039 | 2040 | 2041 | 2042
NSW | IC Transmission | 0 | 0 | 12566.0142 | 12566.0142 | 82493.4454 | 149539.2768 | 149539.2768 | 149539.2768 | 149539.2768 | 149539.2768 | 149539.2768 | 149539.2768 | 237014.4956 | 237014.4956 | 237014.4956 | 321659.8578 | 321659.8578 | 321659.8578 | 321659.8578 | 321659.8578 | 321659.8578 | 321659.8578
QLD | IC Transmission | 0 | 0 | 7119.6288 | 7119.6288 | 7119.6288 | 7119.6288 | 7119.6288 | 7119.6288 | 7119.6288 | 7119.6288 | 7119.6288 | 7119.6288 | 73109.706 | 73109.706 | 73109.706 | 115481.3654 | 115481.3654 | 115481.3654 | 115481.3654 | 115481.3654 | 115481.3654 | 115481.3654
VIC | IC Transmission | 0 | 0 | 4114.176 | 4114.176 | 4114.176 | 89445.2342 | 89445.2342 | 89445.2342 | 89445.2342 | 89445.2342 | 89445.2342 | 156382.225 | 156382.225 | 156382.225 | 156382.225 | 285503.4989 | 285503.4989 | 285503.4989 | 285503.4989 | 285503.4989 | 285503.4989 | 285503.4989
SA | IC Transmission | 0 | 0 | 0 | 0 | 59567.8118 | 59567.8118 | 59567.8118 | 59567.8118 | 59567.8118 | 59567.8118 | 59567.8118 | 59567.8118 | 59567.8118 | 59567.8118 | 59567.8118 | 59567.8118 | 59567.8118 | 59567.8118 | 59567.8118 | 59567.8118 | 59567.8118 | 59567.8118
TAS | IC Transmission | 0 | 0 | 0 | 0 | 0 | 0 | 0 | 0 | 0 | 0 | 0 | 66936.9908 | 66936.9908 | 66936.9908 | 66936.9908 | 114464.0683 | 114464.0683 | 114464.0683 | 114464.0683 | 114464.0683 | 114464.0683 | 114464.0683
Total |  | 0 | 0 | 23799.819 | 23799.819 | 153295.062 | 305671.9516 | 305671.9516 | 305671.9516 | 305671.9516 | 305671.9516 | 305671.9516 | 439545.9332 | 593011.2292 | 593011.2292 | 593011.2292 | 896676.6022 | 896676.6022 | 896676.6022 | 896676.6022 | 896676.6022 | 896676.6022 | 896676.6022