## Disclaimer
Disclaimer
This generation outcomes workbook contains data provided by or collected from third parties,
and conclusions, opinions, assumptions or forecasts that are based on that data.
AEMO has made every effort to ensure the quality of the information in this workbook but cannot guarantee
that the information, forecasts and assumptions in it are accurate, complete or appropriate for your
circumstances. This generation outcomes workbook does not include all of the information that an investor,
participant or potential participant in the electricity or gas market might require, and does not amount to a
recommendation of any investment.
Anyone proposing to use the information in this workbook should independently verify and check its
accuracy, completeness and suitability for purpose, and obtain independent and specific advice from
appropriate experts.
This dataset or the information in it may be subsequently updated or amended. This work does
not constitute legal or business advice, and should not be relied on as a substitute for obtaining detailed
legal advice about the National Electricity Law, the National Electricity Rules, or any other applicable
laws, procedures or policies.
Accordingly, to the maximum extent permitted by law, AEMO and its officers, employees and
consultants involved in the preparation of this document:
• make no representation or warranty, express or implied, as to the currency, accuracy, reliability or
completeness of the information in this workbook; and
• are not liable (whether by reason of negligence or otherwise) for any statements, opinions,
information or other matters contained in or derived from this publication, or any omissions from it,
or in respect of a person’s use of the information in this workbook.

## Index
2020 ISP Comparison Workbook
Version History
Version Number | Description
v1.0 | Initial release
About
This workbook presents the data and comparison for the below cases for the 2020 ISP. For a complete description of the scenarios and sensitivities, please see the 2020 ISP report.
Case 1 | Central with TRET (Counterfactual)
Case 2 | Central with TRET (DP8)
Index Table
Tab Name | Content Description
Summary_1 | Summary (calculated) of Case 1
Summary_2 | Summary (calculated) of Case 2
Comparison 1 vs 2 | Summary (calculated) of the comparison of Case 1 versus Case 2
Capacity_1 | Installed capacity by technology (for each case)
Capacity_2
Retirements_1 | Coal retirement data (for each case)
Retirements_2
Generation_1 | Annual as-generated generation by technology (for each case)
Generation_2
StorageCapacity_1 | Installed capacity of storage (for each case)
StorageCapacity_2
StorageGeneration_1 | Generation of storage (for each case)
StorageGeneration_2
DispatchableCapacity_1 | Dispatchable capacity built (for each case)
DispatchableCapacity_2
REZCapacity_1 | Installed capacity by REZ and technology (for each case)
REZCapacity_2
REZGeneration_1 | Annual as-generated generation by REZ and technology (for each case)
REZGeneration_2
VOMCost_1 | Additional cost for running units by technology (for each case)
VOMCost_2
FOMCost_1 | Annual fixed cost for keeping plants in service by technology (for each case)
FOMCost_2
FuelCost_1 | Fuel costs by technology (for each case)
FuelCost_2
BuildCost_1 | New generation build cost by technology (for each case)
BuildCost_2
RehabCost_1 | Rehabilitation cost by technology (for each case)
RehabCost_2
DSPCost_1 | DSP and USE cost by region (for each case)
DSPCost_2
REZTxCost_1 | REZ transmission expansion cost by region (for each case)
REZTxCost_2
ICTxCost_1 | Interconnector cost by augmentation and by region (for each case)
ICTxCost_2

## Summary_1
Case 1 Summary - Central with TRET (Counterfactual)
Notes
1. The discount rate used for calculation is 5.9%
NEM discounted total system costs by year
Select region | NEM
|  | Real June 2019 dollars ($m) | NPV | 2021-22 | 2022-23 | 2023-24 | 2024-25 | 2025-26 | 2026-27 | 2027-28 | 2028-29 | 2029-30 | 2030-31 | 2031-32 | 2032-33 | 2033-34 | 2034-35 | 2035-36 | 2036-37 | 2037-38 | 2038-39 | 2039-40 | 2040-41 | 2041-42
|  | Capex | 16189.3713 | 0 | 233.4712 | 249.6164 | 311.6547 | 428.3062 | 602.1451 | 820.6328 | 1130.0625 | 1438.981 | 1458.346 | 1542.4327 | 2037.9239 | 2187.5073 | 2311.2834 | 3408.4738 | 3622.6664 | 3985.9656 | 4079.5139 | 4211.9831 | 4196.2001 | 4260.5509
|  | FOM | 36199.6706 | 3663.363 | 3462.9363 | 2837.192 | 4533.3454 | 3437.1033 | 3560.3769 | 3849.8282 | 3035.354 | 2955.5925 | 3540.9363 | 3647.1994 | 3251.1794 | 2705.8394 | 2712.7731 | 2937.4753 | 3541.6007 | 4278.4111 | 3769.3121 | 3126.4021 | 3669.6226 | 2618.6688
|  | Fuel | 32595.0773 | 2473.1226 | 2459.2655 | 2588.2462 | 2508.0092 | 2460.4972 | 2390.4477 | 2583.5485 | 2433.8665 | 2376.1484 | 2557.2743 | 2550.476 | 3719.0129 | 3705.5732 | 3580.5835 | 3413.9304 | 3574.9608 | 5178.7143 | 4706.5917 | 4985.3064 | 5554.5537 | 5482.8301
|  | VOM | 8030.9325 | 769.6957 | 747.8158 | 748.127 | 754.2336 | 732.8648 | 727.155 | 700.7187 | 721.5086 | 712.0986 | 708.258 | 704.3027 | 754.9906 | 749.032 | 754.7573 | 766.4903 | 782.0634 | 842.9294 | 858.6565 | 885.4185 | 907.4897 | 908.39
|  | REZ | 0 | 0 | 0 | 0 | 0 | 0 | 0 | 0 | 0 | 0 | 0 | 0 | 0 | 0 | 0 | 0 | 0 | 0 | 0 | 0 | 0 | 0
|  | DSP+USE | 177.747 | 2.0318 | 0 | 9.9849 | 20.0997 | 10.0216 | 0 | 3.0178 | 6.1693 | 23.0487 | 0 | 4.1088 | 4.3748 | 11.9316 | 18.7473 | 45.3244 | 53.7898 | 24.3233 | 67.919 | 71.9187 | 26.4726 | 69.0119
|  | Rehab | 1329.0957 | 0 | 112.9713 | 267.5958 | 0 | 0 | 0 | 0 | 164.6313 | 272.4474 | 74.8811 | 60.9558 | 539.8092 | 24.165 | 5.3489 | 830.9441 | 114.3574 | 267.6873 | 0 | 107.4418 | 10.227 | 0.5275
|  | Interconnectors | 157.5471 | 0 | 16.181 | 16.181 | 16.181 | 16.181 | 16.181 | 16.181 | 16.181 | 16.181 | 16.181 | 16.181 | 16.181 | 16.181 | 16.181 | 16.181 | 16.181 | 16.181 | 16.181 | 16.181 | 16.181 | 16.181
|  | NPV and annual costs | 94679.4415 | 6908.2129 | 7032.641 | 6716.9433 | 8143.5237 | 7084.9741 | 7296.3057 | 7973.927 | 7507.7731 | 7794.4976 | 8355.8767 | 8525.6564 | 10323.4718 | 9400.2294 | 9399.6745 | 11418.8193 | 11705.6196 | 14594.2119 | 13498.1742 | 13404.6515 | 14380.7467 | 13356.1603
*Net present value as at 1 July 2019
Note: DSP may include unserved energy below the current reliability standard
NEM capacity by year
Select region | NEM
|  | Capacity (MW) | 2021-22 | 2022-23 | 2023-24 | 2024-25 | 2025-26 | 2026-27 | 2027-28 | 2028-29 | 2029-30 | 2030-31 | 2031-32 | 2032-33 | 2033-34 | 2034-35 | 2035-36 | 2036-37 | 2037-38 | 2038-39 | 2039-40 | 2040-41 | 2041-42
|  | Black Coal | 18336 | 17861 | 16386 | 16386 | 16386 | 16386 | 16386 | 15686 | 14366 | 14366 | 14366 | 11486 | 11486 | 11486 | 7066 | 6366 | 5216 | 5216 | 5216 | 5216 | 5216
|  | Brown Coal | 4820 | 4820 | 4820 | 4820 | 4820 | 4820 | 4820 | 4820 | 4470 | 4120 | 3745 | 3370 | 3370 | 3370 | 3370 | 3370 | 3370 | 3370 | 3370 | 3370 | 3370
|  | CCGT | 4285.9 | 4045.9 | 3865.9 | 3865.9 | 3865.9 | 3865.9 | 3865.9 | 3480.9 | 3480.9 | 3480.9 | 3480.9 | 3480.9 | 3480.9 | 3480.9 | 2680.9 | 2680.9 | 2151.9 | 2151.9 | 1508.5 | 1508.5 | 1508.5
|  | Peaking Gas+Liquids | 6812.873 | 6812.873 | 6812.873 | 7125.0791 | 7125.0791 | 7125.0791 | 7125.0791 | 7395.8312 | 8635.3304 | 8252.8304 | 8252.8304 | 10318.2938 | 9856.2938 | 9953.6806 | 10786.7979 | 11886.3781 | 12809.2913 | 13342.4319 | 13055.4897 | 12935.4897 | 13644.4162
|  | Hydro | 6906.5 | 6906.5 | 6906.5 | 6906.5 | 6906.5 | 6906.5 | 6906.5 | 6906.5 | 6906.5 | 6906.5 | 6906.5 | 6906.5 | 6906.5 | 6906.5 | 6906.5 | 6906.5 | 6820.1 | 6820.1 | 6820.1 | 6820.1 | 6820.1
|  | Dispatchable Storage | 1211.1822 | 1231.1619 | 1231.3446 | 3322.0266 | 3420.3345 | 3480.4068 | 3548.5299 | 3622.1398 | 3767.28 | 4001.7686 | 4504.5958 | 4980.3562 | 5366.7906 | 6239.814 | 8214.9251 | 8793.2019 | 9875.7637 | 10156.9714 | 10853.0345 | 10917.1095 | 11012.6146
|  | Behind the Meter Storage | 444.7287 | 522.1652 | 606.7287 | 693.7488 | 759.2616 | 795.595 | 833.399 | 870.6424 | 1032.3762 | 1000.6238 | 1005.4321 | 1040.1259 | 1076.1938 | 1176.5966 | 1328.6811 | 1416.3921 | 1516.1836 | 1633.7332 | 1766.3699 | 1829.9223 | 1887.2111
|  | Wind | 9005.458 | 10092.658 | 10206.3882 | 10328.6454 | 11029.0066 | 11900.5863 | 12514.6946 | 14516.8616 | 15290.4426 | 15247.5632 | 15247.5632 | 15965.6601 | 15686.9601 | 15686.9601 | 21386.4601 | 21533.9601 | 22227.4617 | 22227.4617 | 22105.4027 | 21671.3027 | 21623.0027
|  | Solar | 5151.711 | 5941.711 | 5941.711 | 6041.711 | 6201.711 | 6854.8029 | 8557.4831 | 8629.7397 | 9298.5268 | 9341.0628 | 9765.93 | 10502.7589 | 12315.2589 | 12315.2589 | 12315.2589 | 12315.2589 | 12315.2589 | 12315.2589 | 12315.2589 | 12315.2589 | 12315.2589
|  | Distributed PV | 11182.5634 | 11767.3114 | 12110.0151 | 12385.4875 | 12632.6732 | 12874.148 | 13113.8285 | 13473.7679 | 13740.9594 | 13981.9581 | 14271.833 | 14866.7191 | 15608.3889 | 16750.1885 | 18549.4629 | 19428.9402 | 20238.2583 | 20882.5426 | 21502.9137 | 22672.4336 | 23854.5037
|  | Dispatchable Capacity | 42854.4498 | 42201.3436 | 40586.1713 | 43030.3827 | 43166.0343 | 43267.6076 | 43375.7297 | 42680.7288 | 42439.2396 | 41984.8632 | 42158.7584 | 41487.2907 | 41454.2837 | 42473.1016 | 40105.9347 | 41133.9775 | 41425.7314 | 42289.2375 | 42109.7526 | 42106.7558 | 42964.0048
|  | DSP | 481.9947 | 523.9087 | 563.5537 | 604.8769 | 642.2207 | 683.7217 | 723.7206 | 769.3578 | 813.2293 | 856.8643 | 902.9323 | 945.2407 | 987.7993 | 1036.2071 | 1080.8117 | 1130.9974 | 1182.6764 | 1231.8342 | 1286.6284 | 1339.5566 | 1392.374
NEM generation by year
Select region | NEM
|  | As-generated generation (GWh) | 2021-22 | 2022-23 | 2023-24 | 2024-25 | 2025-26 | 2026-27 | 2027-28 | 2028-29 | 2029-30 | 2030-31 | 2031-32 | 2032-33 | 2033-34 | 2034-35 | 2035-36 | 2036-37 | 2037-38 | 2038-39 | 2039-40 | 2040-41 | 2041-42
|  | Black Coal | 97441.0801 | 94965.3204 | 95186.1607 | 91935.3151 | 90137.2847 | 86445.3519 | 86824.6222 | 79637.5423 | 78768.5303 | 83157.7105 | 82882.5127 | 68858.6182 | 69724.475 | 70036.992 | 47518.2756 | 44110.3045 | 37881.4774 | 38083.0006 | 38097.5101 | 38111.0977 | 38136.7476
|  | Brown Coal | 31943.0886 | 33240.5999 | 33078.8573 | 32062.9772 | 30192.041 | 28815.6727 | 31015.5441 | 28093.5632 | 26097.6435 | 25924.1188 | 22061.3903 | 21027.3175 | 20885.0196 | 20166.6688 | 19942.0574 | 20513.6625 | 21721.4742 | 21041.0317 | 21300.2985 | 22609.8366 | 20944.2997
|  | CCGT | 3143.0283 | 3138.9782 | 2998.1318 | 3030.4013 | 2849.4938 | 2792.2341 | 2932.6817 | 2955.5622 | 2876.0455 | 2968.4692 | 2709.1843 | 10491.3472 | 10020.2328 | 9419.2382 | 9114.488 | 10152.1018 | 12368.9002 | 12778.8541 | 10453.7338 | 10361.6202 | 10409.9644
|  | Peaking Gas+Liquids | 112.3664 | 96.7669 | 159.9942 | 192.2254 | 188.8045 | 143.8443 | 162.429 | 199.8118 | 251.5997 | 248.4637 | 229.9266 | 6602.1929 | 6725.719 | 6327.1128 | 9922.3382 | 10988.2914 | 21199.4816 | 17929.9102 | 21691.3171 | 25553.6171 | 24948.6198
|  | Hydro | 15998.527 | 13157.2159 | 12989.3736 | 15833.2418 | 13544.3903 | 14661.8551 | 9123.1527 | 15471.0291 | 14537.1658 | 11610.1417 | 12787.8379 | 12580.1589 | 12053.6655 | 13802.5018 | 12478.0573 | 13138.6262 | 8650.8326 | 14890.1536 | 14462.6393 | 11184.9615 | 12614.9782
|  | Dispatchable Storage | 176.1226 | 189.9927 | 169.1953 | 260.0669 | 473.7897 | 651.8695 | 945.0582 | 668.2607 | 889.2951 | 2175.7271 | 2164.4989 | 2547.6864 | 3018.4845 | 3764.8106 | 8549.9455 | 9000.7646 | 8747.4117 | 8375.3001 | 8899.7942 | 8702.695 | 9176.2808
|  | Behind the Meter Storage | 307.8815 | 349.5679 | 405.8046 | 466.0259 | 512.881 | 557.6824 | 589.0446 | 618.9552 | 689.9672 | 735.5756 | 736.7638 | 751.0907 | 775.1096 | 827.3416 | 915.6105 | 1017.6304 | 1099.4949 | 1182.6554 | 1259.4802 | 1340.918 | 1398.4534
|  | Wind | 29308.9544 | 30389.2771 | 31045.338 | 31910.8152 | 36634.6977 | 39189.0862 | 38506.1744 | 45030.9086 | 47341.4373 | 47119.671 | 49645.5324 | 48685.5394 | 47026.6077 | 47900.7629 | 68871.1292 | 69836.7257 | 67724.5608 | 70217.0744 | 69019.1847 | 68017.3146 | 69325.3926
|  | Solar | 12774.5275 | 15384.0507 | 14970.4559 | 15061.3888 | 15895.3551 | 17811.8804 | 22133.8878 | 19196.0615 | 22100.6654 | 22608.8915 | 24327.3618 | 27194.621 | 30140.8278 | 29945.9619 | 31088.0927 | 31132.9409 | 31236.7153 | 27347.6963 | 28928.7687 | 29434.7493 | 30058.8937
|  | Distributed PV | 15453.3412 | 16385.4373 | 17152.0833 | 17654.0411 | 18090.5305 | 18517.819 | 18972.1167 | 19452.2496 | 19949.297 | 20396.7077 | 20892.9265 | 21567.867 | 22539.4136 | 23894.5703 | 25982.2296 | 27828.6794 | 29023.3593 | 30089.5636 | 31081.7733 | 32341.6811 | 33986.6993
Load (GWh)
|  | Dispatchable Storage Load | -216.1534 | -270.7265 | -239.5855 | -394.9431 | -602.1062 | -888.7218 | -1397.4541 | -960.905 | -1380.575 | -2826.0738 | -2779.5682 | -3251.9692 | -3808.6025 | -4764.3618 | -11344.8161 | -11885.2083 | -11196.5904 | -10776.5919 | -11327.003 | -11005.4161 | -11605.2254
|  | Behind the Meter Storage Load | -362.042 | -411.0272 | -477.0041 | -548.0732 | -603.0302 | -655.6623 | -692.6181 | -727.6645 | -811.3993 | -864.8503 | -866.4242 | -883.1899 | -911.1896 | -973.0341 | -1076.5687 | -1196.4549 | -1292.9028 | -1390.5291 | -1481.3138 | -1576.6785 | -1644.6122
|  | DSP | 0.13821 | 0 | 0.14155 | 0.58213 | 0.60344 | 0 | 0.20529 | 0.22468 | 1.5679 | 0 | 0.27951 | 0.29761 | 0.81167 | 1.2753 | 3.0833 | 3.6592 | 1.6546 | 4.6203 | 4.666 | 1.8009 | 4.6947
NEM generation by technology type
Select region | NEM
|  | As-generated generation (GWh) | 2021-22: 2021-22; 2022-23: 2031-32; 2023-24: 2041-42
|  | Black Coal | 2021-22: 97441.0801; 2022-23: 82882.5127; 2023-24: 38136.7476
|  | Brown Coal | 2021-22: 31943.0886; 2022-23: 22061.3903; 2023-24: 20944.2997
|  | CCGT | 2021-22: 3143.0283; 2022-23: 2709.1843; 2023-24: 10409.9644
|  | Peaking Gas+Liquids | 2021-22: 112.3664; 2022-23: 229.9266; 2023-24: 24948.6198
|  | Hydro | 2021-22: 15998.527; 2022-23: 12787.8379; 2023-24: 12614.9782
|  | Dispatchable Storage | 2021-22: 176.1226; 2022-23: 2164.4989; 2023-24: 9176.2808
|  | Behind the Meter Storage | 2021-22: 307.8815; 2022-23: 736.7638; 2023-24: 1398.4534
|  | Wind | 2021-22: 29308.9544; 2022-23: 49645.5324; 2023-24: 69325.3926
|  | Solar | 2021-22: 12774.5275; 2022-23: 24327.3618; 2023-24: 30058.8937
|  | Distributed PV | 2021-22: 15453.3412; 2022-23: 20892.9265; 2023-24: 33986.6993
Load (GWh)
|  | Dispatchable Storage Load | 2021-22: -216.1534; 2022-23: -2779.5682; 2023-24: -11605.2254
|  | Behind the Meter Storage Load | 2021-22: -362.042; 2022-23: -866.4242; 2023-24: -1644.6122
|  | DSP | 2021-22: 0.13821; 2022-23: 0.27951; 2023-24: 4.6947
NEM storage capacity by year
Select region | NEM
|  | Capacity (MW) | 2021-22 | 2022-23 | 2023-24 | 2024-25 | 2025-26 | 2026-27 | 2027-28 | 2028-29 | 2029-30 | 2030-31 | 2031-32 | 2032-33 | 2033-34 | 2034-35 | 2035-36 | 2036-37 | 2037-38 | 2038-39 | 2039-40 | 2040-41 | 2041-42
|  | Shallow Storage | 401.1822 | 401.1619 | 401.3446 | 452.0266 | 511.1397 | 571.212 | 639.3352 | 712.9451 | 858.0852 | 1092.5739 | 1413.8439 | 1520.3759 | 1782.402 | 1842.4228 | 1983.8036 | 2070.7468 | 2160.1891 | 2265.3995 | 2384.5604 | 2448.6354 | 2544.1404
|  | Medium Storage | 810 | 830 | 830 | 830 | 869.1947 | 869.1947 | 869.1947 | 869.1947 | 869.1947 | 869.1947 | 1050.7519 | 1203.1961 | 1327.6045 | 2140.6071 | 3974.3374 | 4465.671 | 5458.7905 | 5634.7878 | 6090.5617 | 6090.5617 | 6090.5617
|  | Deep Storage | 0 | 0 | 0 | 2040 | 2040 | 2040 | 2040 | 2040 | 2040 | 2040 | 2040 | 2256.7841 | 2256.7841 | 2256.7841 | 2256.7841 | 2256.7841 | 2256.7841 | 2256.7841 | 2377.9125 | 2377.9125 | 2377.9125
|  | Behind the Meter Storage | 444.7287 | 522.1652 | 606.7287 | 693.7488 | 759.2616 | 795.595 | 833.399 | 870.6424 | 1032.3762 | 1000.6238 | 1005.4321 | 1040.1259 | 1076.1938 | 1176.5966 | 1328.6811 | 1416.3921 | 1516.1836 | 1633.7332 | 1766.3699 | 1829.9223 | 1887.2111
NEM storage generation by year
Select region | NEM
|  | As-generated generation (GWh) | 2021-22 | 2022-23 | 2023-24 | 2024-25 | 2025-26 | 2026-27 | 2027-28 | 2028-29 | 2029-30 | 2030-31 | 2031-32 | 2032-33 | 2033-34 | 2034-35 | 2035-36 | 2036-37 | 2037-38 | 2038-39 | 2039-40 | 2040-41 | 2041-42
|  | Shallow Storage | 166.8417 | 160.1087 | 138.685 | 174.3909 | 199.0739 | 244.2618 | 343.4448 | 266.596 | 406.6837 | 641.3419 | 763.979 | 810.2107 | 844.5635 | 804.2991 | 1062.55 | 1110.2435 | 952.6449 | 1013.0919 | 991.324 | 988.1472 | 1071.6747
|  | Medium Storage | 9.2809 | 29.884 | 30.5103 | 53.9723 | 71.8216 | 126.6054 | 280.007 | 205.6042 | 330.8193 | 424.7286 | 823.7215 | 1129.0498 | 1524.1723 | 2270.157 | 5266.0954 | 5823.7616 | 6550.8299 | 5989.241 | 6624.3946 | 6612.1082 | 6995.4614
|  | Deep Storage | 0 | 0 | 0 | 31.7037 | 202.8942 | 281.0023 | 321.6065 | 196.0605 | 151.792 | 1109.6566 | 576.7985 | 608.4259 | 649.7487 | 690.3544 | 2221.3001 | 2066.7595 | 1243.9369 | 1372.9672 | 1284.0756 | 1102.4395 | 1109.1447
|  | Behind the Meter Storage | 307.8815 | 349.5679 | 405.8046 | 466.0259 | 512.881 | 557.6824 | 589.0446 | 618.9552 | 689.9672 | 735.5756 | 736.7638 | 751.0907 | 775.1096 | 827.3416 | 915.6105 | 1017.6304 | 1099.4949 | 1182.6554 | 1259.4802 | 1340.918 | 1398.4534
NEM dispatchable capacity built by year vs cumulative coal retirements
Select region | NEM
|  | Capacity Built (MW) | 2021-22 | 2022-23 | 2023-24 | 2024-25 | 2025-26 | 2026-27 | 2027-28 | 2028-29 | 2029-30 | 2030-31 | 2031-32 | 2032-33 | 2033-34 | 2034-35 | 2035-36 | 2036-37 | 2037-38 | 2038-39 | 2039-40 | 2040-41 | 2041-42
|  | CCGT | 0 | 0 | 0 | 0 | 0 | 0 | 0 | 0 | 0 | 0 | 0 | 0 | 0 | 0 | 0 | 0 | 0 | 0 | 0 | 0 | 0
|  | Peaking Gas+Liquids | 0 | 0 | 0 | 312.2061 | 312.2061 | 312.2061 | 312.2061 | 582.9582 | 1822.4574 | 1822.4574 | 1822.4574 | 4122.2608 | 4122.2608 | 4336.6476 | 5299.7649 | 6399.3451 | 7322.2583 | 7855.3989 | 8008.4567 | 8008.4567 | 8717.3832
|  | Hydro | 0 | 0 | 0 | 0 | 0 | 0 | 0 | 0 | 0 | 0 | 0 | 0 | 0 | 0 | 0 | 0 | 0 | 0 | 0 | 0 | 0
|  | Shallow Storage | 40.9056 | 40.8853 | 41.068 | 91.75 | 150.8631 | 210.9354 | 279.0586 | 352.6685 | 497.8086 | 762.2973 | 1083.5673 | 1190.0993 | 1507.1254 | 1612.1462 | 1753.527 | 1840.4702 | 1929.9125 | 2035.1229 | 2154.2838 | 2218.3588 | 2313.8638
|  | Medium Storage | 0 | 20 | 20 | 20 | 59.1947 | 59.1947 | 59.1947 | 59.1947 | 59.1947 | 59.1947 | 240.7519 | 393.1961 | 517.6045 | 1330.6071 | 3164.3374 | 3655.671 | 4648.7905 | 4824.7878 | 5280.5617 | 5280.5617 | 5280.5617
|  | Deep Storage | 0 | 0 | 0 | 2040 | 2040 | 2040 | 2040 | 2040 | 2040 | 2040 | 2040 | 2256.7841 | 2256.7841 | 2256.7841 | 2256.7841 | 2256.7841 | 2256.7841 | 2256.7841 | 2377.9125 | 2377.9125 | 2377.9125
|  | DSP | -60.5153 | -18.6013 | 21.0437 | 62.3669 | 99.7107 | 141.2117 | 181.2106 | 226.8478 | 270.7193 | 314.3543 | 360.4223 | 402.7307 | 445.2893 | 493.6971 | 538.3017 | 588.4874 | 640.1664 | 689.3242 | 744.1184 | 797.0466 | 849.864
|  | New Interconnectors | 0 | 185 | 185 | 185 | 185 | 185 | 185 | 185 | 185 | 185 | 185 | 185 | 185 | 185 | 185 | 185 | 185 | 185 | 185 | 185 | 185
|  | Retired Coal | 0 | 475 | 1950 | 1950 | 1950 | 1950 | 1950 | 2650 | 4320 | 4670 | 5045 | 8300 | 8300 | 8300 | 12720 | 13420 | 14570 | 14570 | 14570 | 14570 | 14570
|  | Retired Dispatchable | 0 | 740 | 2420 | 2420 | 2420 | 2420 | 2420 | 3505 | 5175 | 5937.5 | 6312.5 | 9801.84 | 10318.84 | 10480.84 | 15830.84 | 16530.84 | 18296.24 | 18296.24 | 19379.64 | 19499.64 | 19499.64
Note: Capacity built in 2021-22 includes all capacity built since 2019-20
Emissions trajectory
|  | Emissions (Mt CO2-e) | Total | 2021-22 | 2022-23 | 2023-24 | 2024-25 | 2025-26 | 2026-27 | 2027-28 | 2028-29 | 2029-30 | 2030-31 | 2031-32 | 2032-33 | 2033-34 | 2034-35 | 2035-36 | 2036-37 | 2037-38 | 2038-39 | 2039-40 | 2040-41 | 2041-42
|  | Central with TRET (Counterfactual) | 2115.1163 | 128.6999 | 128.0188 | 127.2865 | 122.9659 | 118.8092 | 113.8012 | 116.959 | 106.9043 | 103.4708 | 107.0361 | 101.7909 | 95.958 | 96.3925 | 95.1911 | 76.2674 | 75.248 | 79.9541 | 77.2282 | 78.9274 | 83.2038 | 81.0033
NEM relative change in capacity by year
Select region | NEM
|  | Capacity (MW) | 2021-22 | 2022-23 | 2023-24 | 2024-25 | 2025-26 | 2026-27 | 2027-28 | 2028-29 | 2029-30 | 2030-31 | 2031-32 | 2032-33 | 2033-34 | 2034-35 | 2035-36 | 2036-37 | 2037-38 | 2038-39 | 2039-40 | 2040-41 | 2041-42
|  | Black Coal | 0 | -475 | -1950 | -1950 | -1950 | -1950 | -1950 | -2650 | -3970 | -3970 | -3970 | -6850 | -6850 | -6850 | -11270 | -11970 | -13120 | -13120 | -13120 | -13120 | -13120
|  | Brown Coal | 0 | 0 | 0 | 0 | 0 | 0 | 0 | 0 | -350 | -700 | -1075 | -1450 | -1450 | -1450 | -1450 | -1450 | -1450 | -1450 | -1450 | -1450 | -1450
|  | CCGT | 0 | -240 | -420 | -420 | -420 | -420 | -420 | -805 | -805 | -805 | -805 | -805 | -805 | -805 | -1605 | -1605 | -2134 | -2134 | -2777.4 | -2777.4 | -2777.4
|  | Peaking Gas+Liquids | 0 | 0 | 0 | 312.2061 | 312.2061 | 312.2061 | 312.2061 | 582.9582 | 1822.4574 | 1439.9574 | 1439.9574 | 3505.4208 | 3043.4208 | 3140.8076 | 3973.9249 | 5073.5051 | 5996.4183 | 6529.5589 | 6242.6167 | 6122.6167 | 6831.5432
|  | Hydro | 0 | 0 | 0 | 0 | 0 | 0 | 0 | 0 | 0 | 0 | 0 | 0 | 0 | 0 | 0 | 0 | -86.4 | -86.4 | -86.4 | -86.4 | -86.4
|  | Dispatchable Storage | 13.4703 | 33.45 | 33.6327 | 2124.3147 | 2222.6225 | 2282.6949 | 2350.818 | 2424.4279 | 2569.5681 | 2804.0567 | 3306.8839 | 3782.6442 | 4169.0787 | 5042.102 | 7017.2132 | 7595.49 | 8678.0517 | 8959.2595 | 9655.3226 | 9719.3976 | 9814.9027
|  | Behind the Meter Storage | 53.881 | 131.3176 | 215.8811 | 302.9011 | 368.414 | 404.7474 | 442.5513 | 479.7948 | 641.5285 | 609.7762 | 614.5845 | 649.2783 | 685.3461 | 785.7489 | 937.8335 | 1025.5445 | 1125.336 | 1242.8856 | 1375.5222 | 1439.0746 | 1496.3634
|  | Wind | 0 | 1087.2 | 1200.9302 | 1323.1874 | 2023.5486 | 2895.1283 | 3509.2366 | 5511.4036 | 6284.9846 | 6242.1052 | 6242.1052 | 6960.2021 | 6681.5021 | 6681.5021 | 12381.0021 | 12528.5021 | 13222.0037 | 13222.0037 | 13099.9447 | 12665.8447 | 12617.5447
|  | Solar | 0 | 790 | 790 | 890 | 1050 | 1703.0919 | 3405.7721 | 3478.0287 | 4146.8158 | 4189.3518 | 4614.219 | 5351.0479 | 7163.5479 | 7163.5479 | 7163.5479 | 7163.5479 | 7163.5479 | 7163.5479 | 7163.5479 | 7163.5479 | 7163.5479
|  | Distributed PV | 604.985 | 1189.733 | 1532.4367 | 1807.9092 | 2055.0949 | 2296.5696 | 2536.2501 | 2896.1895 | 3163.3811 | 3404.3797 | 3694.2547 | 4289.1407 | 5030.8105 | 6172.6101 | 7971.8845 | 8851.3619 | 9660.6799 | 10304.9643 | 10925.3353 | 12094.8553 | 13276.9253
|  | Dispatchable Capacity | 52.9549 | -600.1513 | -2215.3236 | 228.8878 | 364.5394 | 466.1127 | 574.2347 | -120.7661 | -362.2553 | -816.6317 | -642.7365 | -1314.2042 | -1347.2112 | -328.3933 | -2695.5602 | -1667.5174 | -1375.7636 | -512.2574 | -691.7423 | -694.7391 | 162.5099
|  | DSP | 39.4847 | 81.3987 | 121.0437 | 162.3669 | 199.7107 | 241.2117 | 281.2106 | 326.8478 | 370.7193 | 414.3543 | 460.4223 | 502.7307 | 545.2893 | 593.6971 | 638.3017 | 688.4874 | 740.1664 | 789.3242 | 844.1184 | 897.0466 | 949.864
NEM relative change in generation by year
Select region | NEM
|  | As-generated generation (GWh) | 2021-22 | 2022-23 | 2023-24 | 2024-25 | 2025-26 | 2026-27 | 2027-28 | 2028-29 | 2029-30 | 2030-31 | 2031-32 | 2032-33 | 2033-34 | 2034-35 | 2035-36 | 2036-37 | 2037-38 | 2038-39 | 2039-40 | 2040-41 | 2041-42
|  | Black Coal | 0 | -2475.7597 | -2254.9194 | -5505.765 | -7303.7954 | -10995.7282 | -10616.4579 | -17803.5378 | -18672.5498 | -14283.3696 | -14558.5674 | -28582.4619 | -27716.6051 | -27404.0881 | -49922.8045 | -53330.7756 | -59559.6027 | -59358.0795 | -59343.57 | -59329.9824 | -59304.3325
|  | Brown Coal | 0 | 1297.5113 | 1135.7687 | 119.8886 | -1751.0475 | -3127.4159 | -927.5445 | -3849.5254 | -5845.4451 | -6018.9698 | -9881.6983 | -10915.7711 | -11058.069 | -11776.4198 | -12001.0312 | -11429.426 | -10221.6143 | -10902.0569 | -10642.7901 | -9333.2519 | -10998.7888
|  | CCGT | 0 | -4.0501 | -144.8965 | -112.627 | -293.5345 | -350.7942 | -210.3466 | -187.4661 | -266.9828 | -174.559 | -433.844 | 7348.3189 | 6877.2045 | 6276.2099 | 5971.4597 | 7009.0735 | 9225.8719 | 9635.8258 | 7310.7055 | 7218.5919 | 7266.9361
|  | Peaking Gas+Liquids | 0 | -15.5994 | 47.6278 | 79.8591 | 76.4382 | 31.4779 | 50.0626 | 87.4454 | 139.2333 | 136.0974 | 117.5602 | 6489.8266 | 6613.3526 | 6214.7465 | 9809.9718 | 10875.9251 | 21087.1152 | 17817.5438 | 21578.9507 | 25441.2507 | 24836.2534
|  | Hydro | 0 | -2841.3112 | -3009.1534 | -165.2853 | -2454.1368 | -1336.672 | -6875.3743 | -527.4979 | -1461.3612 | -4388.3853 | -3210.6892 | -3418.3681 | -3944.8615 | -2196.0252 | -3520.4697 | -2859.9009 | -7347.6945 | -1108.3735 | -1535.8877 | -4813.5656 | -3383.5489
|  | Dispatchable Storage | 0 | 13.8701 | -6.9273 | 83.9443 | 297.6671 | 475.7469 | 768.9356 | 492.1382 | 713.1725 | 1999.6045 | 1988.3764 | 2371.5639 | 2842.3619 | 3588.688 | 8373.8229 | 8824.642 | 8571.2891 | 8199.1775 | 8723.6716 | 8526.5724 | 9000.1583
|  | Behind the Meter Storage | 0 | 41.6864 | 97.9231 | 158.1444 | 204.9995 | 249.8009 | 281.1631 | 311.0737 | 382.0858 | 427.6941 | 428.8823 | 443.2092 | 467.2281 | 519.4601 | 607.7291 | 709.7489 | 791.6134 | 874.774 | 951.5987 | 1033.0365 | 1090.5719
|  | Wind | 0 | 1080.3227 | 1736.3836 | 2601.8608 | 7325.7433 | 9880.1318 | 9197.22 | 15721.9541 | 18032.4829 | 17810.7166 | 20336.578 | 19376.585 | 17717.6533 | 18591.8085 | 39562.1748 | 40527.7713 | 38415.6064 | 40908.12 | 39710.2303 | 38708.3602 | 40016.4382
|  | Solar | 0 | 2609.5231 | 2195.9284 | 2286.8613 | 3120.8276 | 5037.3529 | 9359.3602 | 6421.5339 | 9326.1378 | 9834.3639 | 11552.8343 | 14420.0935 | 17366.3003 | 17171.4344 | 18313.5652 | 18358.4133 | 18462.1878 | 14573.1688 | 16154.2411 | 16660.2218 | 17284.3662
|  | Distributed PV | 0 | 932.0961 | 1698.7421 | 2200.6999 | 2637.1893 | 3064.4777 | 3518.7755 | 3998.9083 | 4495.9558 | 4943.3665 | 5439.5852 | 6114.5258 | 7086.0724 | 8441.2291 | 10528.8883 | 12375.3381 | 13570.018 | 14636.2224 | 15628.4321 | 16888.3398 | 18533.358
|  | DSP | 0 | -0.13821 | 0.0033321 | 0.44392 | 0.46522 | -0.13821 | 0.06708 | 0.086467 | 1.4297 | -0.13821 | 0.1413 | 0.15939 | 0.67346 | 1.1371 | 2.9451 | 3.521 | 1.5164 | 4.4821 | 4.5278 | 1.6626 | 4.5565

## Summary_2
Case 2 Summary - Central with TRET (DP8)
Notes
1. The discount rate used for calculation is 5.9%
NEM discounted total system costs by year
Select region | NEM
|  | Real June 2019 dollars ($m) | NPV | Early works (NPV) | 2021-22 | 2022-23 | 2023-24 | 2024-25 | 2025-26 | 2026-27 | 2027-28 | 2028-29 | 2029-30 | 2030-31 | 2031-32 | 2032-33 | 2033-34 | 2034-35 | 2035-36 | 2036-37 | 2037-38 | 2038-39 | 2039-40 | 2040-41 | 2041-42
|  | Capex | 15192.7457 |  | 0 | 233.4712 | 249.6164 | 275.5309 | 387.7088 | 554.986 | 756.5845 | 1030.9955 | 1192.6906 | 1205.582 | 1232.1375 | 1666.1632 | 1864.2338 | 1946.5671 | 3041.6693 | 3295.8588 | 4052.1041 | 4188.446 | 4273.9056 | 4551.7404 | 4684.2297
|  | FOM | 35491.7731 |  | 3663.363 | 3462.9363 | 2837.192 | 4532.0283 | 3435.7212 | 3557.6826 | 3843.8886 | 3026.4707 | 2940.8898 | 3526.6254 | 3648.4865 | 3304.5238 | 2758.3761 | 2765.4773 | 2745.391 | 3194.6332 | 3714.3248 | 2856.7053 | 2833.6448 | 3493.135 | 2862.3012
|  | Fuel | 22199.7816 |  | 2473.1226 | 2453.2078 | 2579.6002 | 2386.5395 | 2311.923 | 2235.2109 | 2401.6156 | 2168.1937 | 2090.9701 | 2299.5233 | 2203.7125 | 2064.4907 | 2074.401 | 2007.5231 | 1489.1396 | 1316.2006 | 1554.2478 | 1219.0588 | 1194.4186 | 1442.8971 | 1094.5389
|  | VOM | 7553.741 |  | 769.6954 | 748.1835 | 748.0387 | 756.2022 | 734.381 | 731.6234 | 711.3975 | 733.94 | 722.691 | 713.8114 | 722.8054 | 698.4868 | 701.2421 | 696.8514 | 649.6195 | 648.437 | 632.3886 | 661.7731 | 650.0077 | 642.6651 | 632.6797
|  | REZ | 688.5522 |  | 0 | 0.41947 | 0.41948 | 0.41947 | 0.41947 | 0.86151 | 3.6833 | 18.6026 | 33.1418 | 33.4124 | 26.766 | 28.3865 | 28.8276 | 28.8276 | 115.7708 | 117.0218 | 292.6695 | 292.6695 | 334.3538 | 387.2567 | 387.2567
|  | DSP+USE | 54.2806 |  | 2.0318 | 0 | 6.5801 | 9.0807 | 0 | 0 | 0 | 0 | 0 | 0 | 0 | 0 | 9.044 | 26.8832 | 32.4735 | 10.2851 | 11.3827 | 0 | 0 | 24.2501 | 0
|  | Rehab | 1338.4318 |  | 0 | 112.9713 | 267.5958 | 0 | 0 | 0 | 0 | 164.6313 | 272.4474 | 74.8811 | 60.9558 | 539.8092 | 24.165 | 5.3489 | 834.3669 | 117.0747 | 274.0488 | 9.9341 | 110.7547 | 12.9978 | 0.5275
|  | Interconnectors | 4679.1056 | 0 | 0 | 23.7998 | 23.7998 | 153.2951 | 305.672 | 305.672 | 431.2015 | 431.2015 | 431.2015 | 431.2015 | 565.0755 | 718.5408 | 718.5408 | 718.5408 | 896.6766 | 896.6766 | 896.6766 | 896.6766 | 896.6766 | 896.6766 | 896.6766
|  | NPV and annual costs | 87198.4117 | 0 | 6908.2128 | 7034.9893 | 6712.8425 | 8113.0961 | 7175.8254 | 7386.0362 | 8148.3711 | 7574.0353 | 7684.0322 | 8285.0371 | 8459.9392 | 9020.401 | 8178.8304 | 8196.0194 | 9805.1072 | 9596.1879 | 11427.8429 | 10125.2635 | 10293.7617 | 11451.6188 | 10558.2103
*Net present value as at 1 July 2019
Note 1 : DSP may include unserved energy below the current reliability standard
Note 2: Early works (NPV) represents the net present value of the cost of early works on interconnectors, as detailed in the 2020 ISP report
NEM capacity by year
Select region | NEM
|  | Capacity (MW) | 2021-22 | 2022-23 | 2023-24 | 2024-25 | 2025-26 | 2026-27 | 2027-28 | 2028-29 | 2029-30 | 2030-31 | 2031-32 | 2032-33 | 2033-34 | 2034-35 | 2035-36 | 2036-37 | 2037-38 | 2038-39 | 2039-40 | 2040-41 | 2041-42
|  | Black Coal | 18336 | 17861 | 16386 | 16386 | 16386 | 16386 | 16386 | 15686 | 14366 | 14366 | 14366 | 11486 | 11486 | 11486 | 7066 | 6366 | 5216 | 5216 | 5216 | 5216 | 5216
|  | Brown Coal | 4820 | 4820 | 4820 | 4820 | 4820 | 4820 | 4820 | 4820 | 4470 | 4120 | 3745 | 3370 | 3370 | 3370 | 3370 | 3370 | 3370 | 3370 | 3370 | 3370 | 3370
|  | CCGT | 4285.9 | 4045.9 | 3865.9 | 3865.9 | 3865.9 | 3865.9 | 3865.9 | 3480.9 | 3480.9 | 3480.9 | 3480.9 | 3480.9 | 3480.9 | 3480.9 | 2680.9 | 2680.9 | 2151.9 | 2151.9 | 1508.5 | 1508.5 | 1508.5
|  | Peaking Gas+Liquids | 6812.873 | 6812.873 | 6812.873 | 6812.873 | 6812.873 | 6812.873 | 6812.873 | 6812.873 | 6812.873 | 6430.373 | 6430.373 | 6196.033 | 5734.033 | 5617.033 | 5487.033 | 5487.033 | 5487.033 | 5487.033 | 5047.033 | 4927.033 | 4927.033
|  | Hydro | 6906.5 | 6906.5 | 6906.5 | 6906.5 | 6906.5 | 6906.5 | 6906.5 | 6906.5 | 6906.5 | 6906.5 | 7296.5 | 7296.5 | 7296.5 | 7296.5 | 7296.5 | 7296.5 | 7210.1 | 7210.1 | 7210.1 | 7210.1 | 7210.1
|  | Dispatchable Storage | 1211.1822 | 1231.1619 | 1231.3446 | 3322.0266 | 3380.4308 | 3440.5031 | 3508.6263 | 3582.2362 | 3727.3763 | 3739.6628 | 3795.3277 | 3863.8022 | 5043.1379 | 5727.0821 | 7944.8413 | 8612.0889 | 9223.6831 | 10993.1735 | 11112.3343 | 11888.9498 | 13904.8083
|  | Behind the Meter Storage | 444.7287 | 522.1652 | 606.7287 | 693.7488 | 759.2616 | 795.595 | 833.399 | 870.6424 | 1032.3762 | 1000.6238 | 1005.4321 | 1040.1259 | 1076.1938 | 1176.5966 | 1328.6811 | 1416.3921 | 1516.1836 | 1633.7332 | 1766.3699 | 1829.9223 | 1887.2111
|  | Wind | 9005.458 | 10092.658 | 10206.3882 | 10328.6454 | 11029.0066 | 11895.1045 | 12564.6707 | 14494.656 | 15405.6954 | 15373.5619 | 15573.0502 | 16214.7356 | 16315.3322 | 16408.6333 | 20528.8861 | 21802.5265 | 26281.0071 | 25672.0071 | 25531.6203 | 25215.144 | 25166.844
|  | Solar | 5151.711 | 5941.711 | 5941.711 | 6041.711 | 6201.711 | 6768.519 | 8156.7116 | 8316.7116 | 8666.7 | 8816.7 | 8816.7 | 13803.7134 | 14023.3674 | 14023.3674 | 17176.258 | 17176.258 | 18114.8415 | 17964.5415 | 18585.5454 | 20183.4531 | 20183.4531
|  | Distributed PV | 11182.5634 | 11767.3114 | 12110.0151 | 12385.4875 | 12632.6732 | 12874.148 | 13113.8285 | 13473.7679 | 13740.9594 | 13981.9581 | 14271.833 | 14866.7191 | 15608.3889 | 16750.1885 | 18549.4629 | 19428.9402 | 20238.2583 | 20882.5426 | 21502.9137 | 22672.4336 | 23854.5037
|  | Dispatchable Capacity | 42854.4498 | 42201.3436 | 40586.1713 | 42718.1765 | 42813.9245 | 42915.4978 | 43023.6199 | 42057.867 | 40576.8786 | 39900.3001 | 40017.033 | 36638.476 | 37398.3702 | 38013.7222 | 34926.086 | 34943.5193 | 33841.3926 | 35660.0406 | 34750.5957 | 35460.1394 | 37528.8154
|  | DSP | 481.9947 | 523.9087 | 563.5537 | 604.8769 | 642.2207 | 683.7217 | 723.7206 | 769.3578 | 813.2293 | 856.8643 | 902.9323 | 945.2407 | 987.7993 | 1036.2071 | 1080.8117 | 1130.9974 | 1182.6764 | 1231.8342 | 1286.6284 | 1339.5566 | 1392.374
NEM generation by year
Select region | NEM
|  | As-generated generation (GWh) | 2021-22 | 2022-23 | 2023-24 | 2024-25 | 2025-26 | 2026-27 | 2027-28 | 2028-29 | 2029-30 | 2030-31 | 2031-32 | 2032-33 | 2033-34 | 2034-35 | 2035-36 | 2036-37 | 2037-38 | 2038-39 | 2039-40 | 2040-41 | 2041-42
|  | Black Coal | 97441.0801 | 94553.062 | 94685.6371 | 90923.0317 | 87568.8713 | 83883.2722 | 83722.9399 | 73061.9802 | 71968.1964 | 78859.1369 | 74970.9608 | 70530.9533 | 72481.2655 | 70427.3233 | 47212.0507 | 42111.3777 | 33529.6519 | 34462.8233 | 34933.5284 | 34196.1297 | 33501.9512
|  | Brown Coal | 31943.0229 | 33622.3333 | 33459.1562 | 33924.747 | 33352.7193 | 31419.6372 | 35390.7681 | 34484.6835 | 31864.4276 | 29669.0596 | 26479.1643 | 23125.6403 | 23501.4465 | 23213.4657 | 22915.7406 | 22616.192 | 22006.9971 | 22481.7178 | 22891.584 | 22558.3355 | 22429.0995
|  | CCGT | 3143.0283 | 3139.0214 | 2998.6431 | 1929.7401 | 1932.1551 | 1926.5079 | 1927.5113 | 1875.8678 | 1875.4865 | 1873.74 | 1886.9278 | 2798.0594 | 2339.4903 | 1885.3746 | 3215.9877 | 2427.0852 | 5810.6711 | 2868.5664 | 2864.7708 | 4939.1936 | 2305.7506
|  | Peaking Gas+Liquids | 112.3664 | 94.9534 | 157.2595 | 57.7463 | 29.803 | 9.4162 | 2.0608 | 24.3566 | 21.4405 | 17.747 | 47.7969 | 167.3916 | 83.7793 | 98.7613 | 176.3555 | 200.1219 | 1439.5429 | 538.3681 | 331.1177 | 1198.6419 | 181.1665
|  | Hydro | 15998.527 | 13174.8794 | 13020.0932 | 16143.7496 | 13763.1179 | 15355.4802 | 9389.4729 | 16718.5404 | 15795.5712 | 12053.6774 | 15902.8627 | 14253.27 | 13987.2693 | 15948.106 | 14507.7849 | 16524.5784 | 9881.8574 | 17348.6613 | 15758.9035 | 12393.7752 | 15334.8027
|  | Dispatchable Storage | 175.5282 | 192.6524 | 168.3484 | 299.1991 | 713.74 | 1015.3827 | 2329.2246 | 1780.3985 | 1703.5105 | 2006.0964 | 1625.3423 | 4754.2779 | 5777.1362 | 6368.5005 | 10565.046 | 10978.6054 | 12055.8487 | 12759.9479 | 12452.7977 | 14598.454 | 16113.44
|  | Behind the Meter Storage | 307.8815 | 349.5679 | 405.8046 | 466.0259 | 512.881 | 557.6824 | 589.0446 | 618.9552 | 689.9672 | 735.5756 | 736.7638 | 751.0907 | 775.1096 | 827.3416 | 915.6105 | 1017.6304 | 1099.4949 | 1182.6554 | 1259.4802 | 1340.918 | 1398.4534
|  | Wind | 29308.9544 | 30463.6819 | 31118.575 | 32295.0536 | 37296.8974 | 40123.2635 | 40431.7283 | 47568.2538 | 51095.6937 | 50646.9416 | 54375.8684 | 51517.7563 | 51803.8166 | 53254.1231 | 68901.5008 | 73728.3597 | 84244.3128 | 86540.2361 | 85255.9015 | 83448.4284 | 84823.1317
|  | Solar | 12774.5275 | 15384.0507 | 14970.4559 | 15103.3844 | 15926.0178 | 17660.5486 | 21339.8334 | 18737.4065 | 20895.4121 | 21477.6166 | 22081.2747 | 36300.1244 | 35797.5132 | 35382.7062 | 45018.4911 | 45251.5371 | 47688.326 | 41656.2921 | 45474.1549 | 50794.9973 | 52393.5577
|  | Distributed PV | 15453.3412 | 16385.4373 | 17152.0833 | 17654.0411 | 18090.5305 | 18517.819 | 18972.1167 | 19452.2496 | 19949.297 | 20396.7077 | 20892.9265 | 21567.867 | 22539.4136 | 23894.5703 | 25982.2296 | 27828.6794 | 29023.3593 | 30089.5636 | 31081.7733 | 32341.6811 | 33986.6993
Load (GWh)
|  | Dispatchable Storage Load | -215.4236 | -296.8112 | -242.6308 | -538.6725 | -986.293 | -1477.8729 | -3565.491 | -2786.3848 | -2739.5077 | -2954.7873 | -2477.0644 | -8165.2606 | -9287.9656 | -9246.6111 | -14960.3964 | -15404.72 | -17101.1734 | -17433.5084 | -17064.9895 | -19879.7319 | -21756.8703
|  | Behind the Meter Storage Load | -362.042 | -411.0272 | -477.0041 | -548.0732 | -603.0302 | -655.6623 | -692.6181 | -727.6645 | -811.3993 | -864.8503 | -866.4242 | -883.1899 | -911.1896 | -973.0341 | -1076.5687 | -1196.4549 | -1292.9028 | -1390.5291 | -1481.3138 | -1576.6785 | -1644.6122
|  | DSP | 0.13821 | 0 | 0.14155 | 0.58213 | 0.60344 | 0 | 0.20529 | 0.22468 | 1.5679 | 0 | 0.27951 | 0.29761 | 0.81167 | 1.2753 | 3.0833 | 3.6592 | 1.6546 | 4.6203 | 4.666 | 1.8009 | 4.6947
NEM generation by technology type
Select region | NEM
|  | As-generated generation (GWh) | 2021-22: 2021-22; 2022-23: 2031-32; 2023-24: 2041-42
|  | Black Coal | 2021-22: 97441.0801; 2022-23: 74970.9608; 2023-24: 33501.9512
|  | Brown Coal | 2021-22: 31943.0229; 2022-23: 26479.1643; 2023-24: 22429.0995
|  | CCGT | 2021-22: 3143.0283; 2022-23: 1886.9278; 2023-24: 2305.7506
|  | Peaking Gas+Liquids | 2021-22: 112.3664; 2022-23: 47.7969; 2023-24: 181.1665
|  | Hydro | 2021-22: 15998.527; 2022-23: 15902.8627; 2023-24: 15334.8027
|  | Dispatchable Storage | 2021-22: 175.5282; 2022-23: 1625.3423; 2023-24: 16113.44
|  | Behind the Meter Storage | 2021-22: 307.8815; 2022-23: 736.7638; 2023-24: 1398.4534
|  | Wind | 2021-22: 29308.9544; 2022-23: 54375.8684; 2023-24: 84823.1317
|  | Solar | 2021-22: 12774.5275; 2022-23: 22081.2747; 2023-24: 52393.5577
|  | Distributed PV | 2021-22: 15453.3412; 2022-23: 20892.9265; 2023-24: 33986.6993
Load (GWh)
|  | Dispatchable Storage Load | 2021-22: -215.4236; 2022-23: -2477.0644; 2023-24: -21756.8703
|  | Behind the Meter Storage Load | 2021-22: -362.042; 2022-23: -866.4242; 2023-24: -1644.6122
|  | DSP | 2021-22: 0.13821; 2022-23: 0.27951; 2023-24: 4.6947
NEM storage capacity by year
Select region | NEM
|  | Capacity (MW) | 2021-22 | 2022-23 | 2023-24 | 2024-25 | 2025-26 | 2026-27 | 2027-28 | 2028-29 | 2029-30 | 2030-31 | 2031-32 | 2032-33 | 2033-34 | 2034-35 | 2035-36 | 2036-37 | 2037-38 | 2038-39 | 2039-40 | 2040-41 | 2041-42
|  | Shallow Storage | 401.1822 | 401.1619 | 401.3446 | 452.0266 | 510.4308 | 570.5031 | 638.6263 | 712.2362 | 857.3763 | 869.6628 | 925.3277 | 993.8022 | 1001.556 | 1061.5768 | 1202.9576 | 1469.7425 | 1559.1849 | 3167.3267 | 3286.4875 | 3350.5625 | 5366.4211
|  | Medium Storage | 810 | 830 | 830 | 830 | 830 | 830 | 830 | 830 | 830 | 830 | 830 | 830 | 2001.5819 | 2625.5054 | 4701.8837 | 5098.7211 | 5620.873 | 5782.2215 | 5782.2215 | 6421.8094 | 6421.8094
|  | Deep Storage | 0 | 0 | 0 | 2040 | 2040 | 2040 | 2040 | 2040 | 2040 | 2040 | 2040 | 2040 | 2040 | 2040 | 2040 | 2043.6253 | 2043.6253 | 2043.6253 | 2043.6253 | 2116.5779 | 2116.5779
|  | Behind the Meter Storage | 444.7287 | 522.1652 | 606.7287 | 693.7488 | 759.2616 | 795.595 | 833.399 | 870.6424 | 1032.3762 | 1000.6238 | 1005.4321 | 1040.1259 | 1076.1938 | 1176.5966 | 1328.6811 | 1416.3921 | 1516.1836 | 1633.7332 | 1766.3699 | 1829.9223 | 1887.2111
NEM storage generation by year
Select region | NEM
|  | As-generated generation (GWh) | 2021-22 | 2022-23 | 2023-24 | 2024-25 | 2025-26 | 2026-27 | 2027-28 | 2028-29 | 2029-30 | 2030-31 | 2031-32 | 2032-33 | 2033-34 | 2034-35 | 2035-36 | 2036-37 | 2037-38 | 2038-39 | 2039-40 | 2040-41 | 2041-42
|  | Shallow Storage | 166.2474 | 161.7006 | 137.6576 | 138.4056 | 218.8071 | 266.987 | 322.8993 | 354.7986 | 445.2497 | 489.9689 | 428.0266 | 632.038 | 675.3329 | 725.8814 | 807.983 | 966.0667 | 1021.0374 | 1858.7595 | 1923.4117 | 1964.5757 | 2999.3415
|  | Medium Storage | 9.2809 | 30.9517 | 30.6908 | 82.9103 | 39.7853 | 97.8922 | 302.8426 | 228.2553 | 279.0134 | 336.4971 | 359.0478 | 854.6123 | 2010.3365 | 2428.9041 | 6736.1021 | 7129.8068 | 7821.1838 | 7525.781 | 7711.4184 | 9500.3517 | 9664.7678
|  | Deep Storage | 0 | 0 | 0 | 77.8831 | 455.1476 | 650.5036 | 1703.4827 | 1197.3446 | 979.2475 | 1179.6304 | 838.2679 | 3267.6276 | 3091.4668 | 3213.715 | 3020.9609 | 2882.7319 | 3213.6275 | 3375.4075 | 2817.9676 | 3133.5267 | 3449.3307
|  | Behind the Meter Storage | 307.8815 | 349.5679 | 405.8046 | 466.0259 | 512.881 | 557.6824 | 589.0446 | 618.9552 | 689.9672 | 735.5756 | 736.7638 | 751.0907 | 775.1096 | 827.3416 | 915.6105 | 1017.6304 | 1099.4949 | 1182.6554 | 1259.4802 | 1340.918 | 1398.4534
NEM dispatchable capacity built by year vs cumulative coal retirements
Select region | NEM
|  | Capacity Built (MW) | 2021-22 | 2022-23 | 2023-24 | 2024-25 | 2025-26 | 2026-27 | 2027-28 | 2028-29 | 2029-30 | 2030-31 | 2031-32 | 2032-33 | 2033-34 | 2034-35 | 2035-36 | 2036-37 | 2037-38 | 2038-39 | 2039-40 | 2040-41 | 2041-42
|  | CCGT | 0 | 0 | 0 | 0 | 0 | 0 | 0 | 0 | 0 | 0 | 0 | 0 | 0 | 0 | 0 | 0 | 0 | 0 | 0 | 0 | 0
|  | Peaking Gas+Liquids | 0 | 0 | 0 | 0 | 0 | 0 | 0 | 0 | 0 | 0 | 0 | 0 | 0 | 0 | 0 | 0 | 0 | 0 | 0 | 0 | 0
|  | Hydro | 0 | 0 | 0 | 0 | 0 | 0 | 0 | 0 | 0 | 0 | 390 | 390 | 390 | 390 | 390 | 390 | 390 | 390 | 390 | 390 | 390
|  | Shallow Storage | 40.9056 | 40.8853 | 41.068 | 91.75 | 150.1542 | 210.2265 | 278.3497 | 351.9596 | 497.0997 | 539.3862 | 595.0511 | 663.5256 | 726.2794 | 831.3002 | 972.681 | 1239.4659 | 1328.9083 | 2937.0501 | 3056.2109 | 3120.2859 | 5136.1445
|  | Medium Storage | 0 | 20 | 20 | 20 | 20 | 20 | 20 | 20 | 20 | 20 | 20 | 20 | 1191.5819 | 1815.5054 | 3891.8837 | 4288.7211 | 4810.873 | 4972.2215 | 4972.2215 | 5611.8094 | 5611.8094
|  | Deep Storage | 0 | 0 | 0 | 2040 | 2040 | 2040 | 2040 | 2040 | 2040 | 2040 | 2040 | 2040 | 2040 | 2040 | 2040 | 2043.6253 | 2043.6253 | 2043.6253 | 2043.6253 | 2116.5779 | 2116.5779
|  | DSP | -60.5153 | -18.6013 | 21.0437 | 62.3669 | 99.7107 | 141.2117 | 181.2106 | 226.8478 | 270.7193 | 314.3543 | 360.4223 | 402.7307 | 445.2893 | 493.6971 | 538.3017 | 588.4874 | 640.1664 | 689.3242 | 744.1184 | 797.0466 | 849.864
|  | New Interconnectors | 0 | 270 | 270 | 1170 | 1170 | 1170 | 3035 | 3035 | 3035 | 3035 | 3785 | 4607.5 | 4607.5 | 4607.5 | 6812.5 | 6812.5 | 6812.5 | 6812.5 | 6812.5 | 6812.5 | 6812.5
|  | Retired Coal | 0 | 475 | 1950 | 1950 | 1950 | 1950 | 1950 | 2650 | 4320 | 4670 | 5045 | 8300 | 8300 | 8300 | 12720 | 13420 | 14570 | 14570 | 14570 | 14570 | 14570
|  | Retired Dispatchable | 0 | 740 | 2420 | 2420 | 2420 | 2420 | 2420 | 3505 | 5175 | 5937.5 | 6312.5 | 9801.84 | 10318.84 | 10480.84 | 15830.84 | 16530.84 | 18296.24 | 18296.24 | 19379.64 | 19499.64 | 19499.64
Note: Capacity built in 2021-22 includes all capacity built since 2019-20
Emissions trajectory
|  | Emissions (Mt CO2-e) | Total | 2021-22 | 2022-23 | 2023-24 | 2024-25 | 2025-26 | 2026-27 | 2027-28 | 2028-29 | 2029-30 | 2030-31 | 2031-32 | 2032-33 | 2033-34 | 2034-35 | 2035-36 | 2036-37 | 2037-38 | 2038-39 | 2039-40 | 2040-41 | 2041-42
|  | Central with TRET (DP8) | 1976.8233 | 128.6999 | 128.1027 | 127.2946 | 123.567 | 119.6871 | 113.9932 | 118.7591 | 107.9293 | 103.4539 | 106.7855 | 99.1149 | 91.2812 | 93.1782 | 90.7645 | 69.3566 | 64.2226 | 58.495 | 57.9205 | 58.6474 | 59.0928 | 56.4774
NEM relative change in capacity by year
Select region | NEM
|  | Capacity (MW) | 2021-22 | 2022-23 | 2023-24 | 2024-25 | 2025-26 | 2026-27 | 2027-28 | 2028-29 | 2029-30 | 2030-31 | 2031-32 | 2032-33 | 2033-34 | 2034-35 | 2035-36 | 2036-37 | 2037-38 | 2038-39 | 2039-40 | 2040-41 | 2041-42
|  | Black Coal | 0 | -475 | -1950 | -1950 | -1950 | -1950 | -1950 | -2650 | -3970 | -3970 | -3970 | -6850 | -6850 | -6850 | -11270 | -11970 | -13120 | -13120 | -13120 | -13120 | -13120
|  | Brown Coal | 0 | 0 | 0 | 0 | 0 | 0 | 0 | 0 | -350 | -700 | -1075 | -1450 | -1450 | -1450 | -1450 | -1450 | -1450 | -1450 | -1450 | -1450 | -1450
|  | CCGT | 0 | -240 | -420 | -420 | -420 | -420 | -420 | -805 | -805 | -805 | -805 | -805 | -805 | -805 | -1605 | -1605 | -2134 | -2134 | -2777.4 | -2777.4 | -2777.4
|  | Peaking Gas+Liquids | 0 | 0 | 0 | 0 | 0 | 0 | 0 | 0 | 0 | -382.5 | -382.5 | -616.84 | -1078.84 | -1195.84 | -1325.84 | -1325.84 | -1325.84 | -1325.84 | -1765.84 | -1885.84 | -1885.84
|  | Hydro | 0 | 0 | 0 | 0 | 0 | 0 | 0 | 0 | 0 | 0 | 390 | 390 | 390 | 390 | 390 | 390 | 303.6 | 303.6 | 303.6 | 303.6 | 303.6
|  | Dispatchable Storage | 13.4703 | 33.45 | 33.6327 | 2124.3147 | 2182.7189 | 2242.7912 | 2310.9144 | 2384.5243 | 2529.6644 | 2541.9509 | 2597.6158 | 2666.0903 | 3845.426 | 4529.3702 | 6747.1294 | 7414.377 | 8025.9712 | 9795.4615 | 9914.6224 | 10691.2379 | 12707.0964
|  | Behind the Meter Storage | 53.881 | 131.3176 | 215.8811 | 302.9011 | 368.414 | 404.7474 | 442.5513 | 479.7948 | 641.5285 | 609.7762 | 614.5845 | 649.2783 | 685.3461 | 785.7489 | 937.8335 | 1025.5445 | 1125.336 | 1242.8856 | 1375.5222 | 1439.0746 | 1496.3634
|  | Wind | 0 | 1087.2 | 1200.9302 | 1323.1874 | 2023.5486 | 2889.6465 | 3559.2127 | 5489.198 | 6400.2374 | 6368.1039 | 6567.5922 | 7209.2776 | 7309.8742 | 7403.1753 | 11523.4281 | 12797.0685 | 17275.5491 | 16666.5491 | 16526.1623 | 16209.686 | 16161.386
|  | Solar | 0 | 790 | 790 | 890 | 1050 | 1616.808 | 3005.0006 | 3165.0006 | 3514.989 | 3664.989 | 3664.989 | 8652.0024 | 8871.6564 | 8871.6564 | 12024.547 | 12024.547 | 12963.1305 | 12812.8305 | 13433.8344 | 15031.7421 | 15031.7421
|  | Distributed PV | 604.985 | 1189.733 | 1532.4367 | 1807.9092 | 2055.0949 | 2296.5696 | 2536.2501 | 2896.1895 | 3163.3811 | 3404.3797 | 3694.2547 | 4289.1407 | 5030.8105 | 6172.6101 | 7971.8845 | 8851.3619 | 9660.6799 | 10304.9643 | 10925.3353 | 12094.8553 | 13276.9253
|  | Dispatchable Capacity | 52.9549 | -600.1513 | -2215.3236 | -83.3184 | 12.4296 | 114.0029 | 222.1249 | -743.6279 | -2224.6163 | -2901.1948 | -2784.4619 | -6163.0189 | -5403.1248 | -4787.7727 | -7875.4089 | -7857.9756 | -8960.1024 | -7141.4543 | -8050.8992 | -7341.3555 | -5272.6796
|  | DSP | 39.4847 | 81.3987 | 121.0437 | 162.3669 | 199.7107 | 241.2117 | 281.2106 | 326.8478 | 370.7193 | 414.3543 | 460.4223 | 502.7307 | 545.2893 | 593.6971 | 638.3017 | 688.4874 | 740.1664 | 789.3242 | 844.1184 | 897.0466 | 949.864
NEM relative change in generation by year
Select region | NEM
|  | As-generated generation (GWh) | 2021-22 | 2022-23 | 2023-24 | 2024-25 | 2025-26 | 2026-27 | 2027-28 | 2028-29 | 2029-30 | 2030-31 | 2031-32 | 2032-33 | 2033-34 | 2034-35 | 2035-36 | 2036-37 | 2037-38 | 2038-39 | 2039-40 | 2040-41 | 2041-42
|  | Black Coal | 0 | -2888.0181 | -2755.443 | -6518.0484 | -9872.2088 | -13557.8079 | -13718.1402 | -24379.0999 | -25472.8837 | -18581.9432 | -22470.1193 | -26910.1268 | -24959.8146 | -27013.7568 | -50229.0294 | -55329.7024 | -63911.4282 | -62978.2568 | -62507.5517 | -63244.9504 | -63939.1289
|  | Brown Coal | 0 | 1679.3105 | 1516.1333 | 1981.7241 | 1409.6965 | -523.3857 | 3447.7452 | 2541.6606 | -78.5952 | -2273.9633 | -5463.8586 | -8817.3826 | -8441.5764 | -8729.5572 | -9027.2822 | -9326.8308 | -9936.0258 | -9461.305 | -9051.4389 | -9384.6874 | -9513.9233
|  | CCGT | 0 | -4.0068 | -144.3852 | -1213.2882 | -1210.8732 | -1216.5204 | -1215.517 | -1267.1605 | -1267.5418 | -1269.2882 | -1256.1005 | -344.9689 | -803.5379 | -1257.6537 | 72.9594 | -715.943 | 2667.6428 | -274.4618 | -278.2575 | 1796.1653 | -837.2777
|  | Peaking Gas+Liquids | 0 | -17.413 | 44.8932 | -54.62 | -82.5633 | -102.9502 | -110.3056 | -88.0098 | -90.9258 | -94.6193 | -64.5695 | 55.0252 | -28.5871 | -13.6051 | 63.9892 | 87.7555 | 1327.1765 | 426.0017 | 218.7513 | 1086.2756 | 68.8001
|  | Hydro | 0 | -2823.6476 | -2978.4338 | 145.2226 | -2235.4092 | -643.0468 | -6609.0541 | 720.0133 | -202.9559 | -3944.8496 | -95.6643 | -1745.257 | -2011.2577 | -50.421 | -1490.7422 | 526.0514 | -6116.6696 | 1350.1342 | -239.6235 | -3604.7519 | -663.7244
|  | Dispatchable Storage | 0 | 17.1241 | -7.1799 | 123.6708 | 538.2117 | 839.8545 | 2153.6964 | 1604.8702 | 1527.9823 | 1830.5682 | 1449.8141 | 4578.7497 | 5601.608 | 6192.9723 | 10389.5178 | 10803.0771 | 11880.3205 | 12584.4197 | 12277.2695 | 14422.9258 | 15937.9117
|  | Behind the Meter Storage | 0 | 41.6864 | 97.9231 | 158.1444 | 204.9995 | 249.8009 | 281.1631 | 311.0737 | 382.0858 | 427.6941 | 428.8823 | 443.2092 | 467.2281 | 519.4601 | 607.7291 | 709.7489 | 791.6134 | 874.774 | 951.5987 | 1033.0365 | 1090.5719
|  | Wind | 0 | 1154.7275 | 1809.6206 | 2986.0992 | 7987.943 | 10814.3091 | 11122.7739 | 18259.2994 | 21786.7393 | 21337.9872 | 25066.914 | 22208.8018 | 22494.8622 | 23945.1687 | 39592.5464 | 44419.4053 | 54935.3583 | 57231.2817 | 55946.9471 | 54139.474 | 55514.1773
|  | Solar | 0 | 2609.5231 | 2195.9284 | 2328.8569 | 3151.4903 | 4886.0211 | 8565.3059 | 5962.879 | 8120.8845 | 8703.0891 | 9306.7472 | 23525.5968 | 23022.9857 | 22608.1787 | 32243.9636 | 32477.0096 | 34913.7985 | 28881.7645 | 32699.6273 | 38020.4697 | 39619.0302
|  | Distributed PV | 0 | 932.0961 | 1698.7421 | 2200.6999 | 2637.1893 | 3064.4777 | 3518.7755 | 3998.9083 | 4495.9558 | 4943.3665 | 5439.5852 | 6114.5258 | 7086.0724 | 8441.2291 | 10528.8883 | 12375.3381 | 13570.018 | 14636.2224 | 15628.4321 | 16888.3398 | 18533.358
|  | DSP | 0 | -0.13821 | 0.0033321 | 0.44392 | 0.46522 | -0.13821 | 0.06708 | 0.086467 | 1.4297 | -0.13821 | 0.1413 | 0.15939 | 0.67346 | 1.1371 | 2.9451 | 3.521 | 1.5164 | 4.4821 | 4.5278 | 1.6626 | 4.5565

## Comparison 1 vs 2
Comparison - Central with TRET (Counterfactual) vs. Central with TRET (DP8)
Notes
1. The discount rate used for calculation is 5.9%
2. The top-most chart showing the difference in annual net market benefits presents Case 2 minus Case 1. A positive value indicates the net benefits of Case 2, while a negative value indicates the net benefits of Case 1
3. All other charts present Case 1 minus Case 2
Case 1 | Central with TRET (Counterfactual)
Case 2 | Central with TRET (DP8)
NEM difference in annual net market benefits
Select region | NEM
|  | Real June 2019 dollars ($m) | NPV | Early works (NPV) | 2021-22 | 2022-23 | 2023-24 | 2024-25 | 2025-26 | 2026-27 | 2027-28 | 2028-29 | 2029-30 | 2030-31 | 2031-32 | 2032-33 | 2033-34 | 2034-35 | 2035-36 | 2036-37 | 2037-38 | 2038-39 | 2039-40 | 2040-41 | 2041-42
|  | Capex | 996.6256 |  | 0 | 0 | 0 | 36.1238 | 40.5974 | 47.1591 | 64.0483 | 99.067 | 246.2904 | 252.764 | 310.2952 | 371.7607 | 323.2735 | 364.7163 | 366.8045 | 326.8076 | -66.1385 | -108.9321 | -61.9225 | -355.5403 | -423.6788
|  | FOM | 707.8975 |  | -3.0013e-11 | -3.8335e-09 | -3.5925e-11 | 1.3171 | 1.3822 | 2.6944 | 5.9396 | 8.8833 | 14.7027 | 14.3109 | -1.2871 | -53.3443 | -52.5367 | -52.7042 | 192.0843 | 346.9675 | 564.0863 | 912.6068 | 292.7573 | 176.4876 | -243.6323
|  | Fuel | 10395.2957 |  | -8.7989e-05 | 6.0577 | 8.6461 | 121.4697 | 148.5742 | 155.2368 | 181.9328 | 265.6728 | 285.1783 | 257.7511 | 346.7635 | 1654.5222 | 1631.1722 | 1573.0604 | 1924.7907 | 2258.7602 | 3624.4665 | 3487.5329 | 3790.8878 | 4111.6566 | 4388.2912
|  | VOM | 477.1915 |  | 0.00028129 | -0.36766 | 0.088285 | -1.9686 | -1.5163 | -4.4683 | -10.6788 | -12.4314 | -10.5924 | -5.5534 | -18.5027 | 56.5038 | 47.7899 | 57.9059 | 116.8708 | 133.6264 | 210.5408 | 196.8833 | 235.4108 | 264.8246 | 275.7104
|  | REZ | -688.5522 |  | 0 | -0.41947 | -0.41948 | -0.41947 | -0.41947 | -0.86151 | -3.6833 | -18.6026 | -33.1418 | -33.4124 | -26.766 | -28.3865 | -28.8276 | -28.8276 | -115.7708 | -117.0218 | -292.6695 | -292.6695 | -334.3538 | -387.2567 | -387.2567
|  | DSP+USE | 123.4664 |  | 4.1105e-08 | 0 | 3.4048 | 11.0191 | 10.0216 | 0 | 3.0178 | 6.1693 | 23.0487 | 0 | 4.1088 | 4.3748 | 2.8876 | -8.1359 | 12.8509 | 43.5046 | 12.9406 | 67.919 | 71.9187 | 2.2224 | 69.0119
|  | Rehab | -9.3361 |  | 0 | 0 | 0 | 0 | 0 | 0 | 0 | 0 | 1.6254e-09 | -1.6255e-09 | 0 | 0 | 0 | 0 | -3.4228 | -2.7172 | -6.3615 | -9.9341 | -3.3129 | -2.7708 | 0
|  | Interconnectors | -4521.5585 | 0 | 0 | -7.6188 | -7.6188 | -137.1141 | -289.491 | -289.491 | -415.0205 | -415.0205 | -415.0205 | -415.0205 | -548.8945 | -702.3598 | -702.3598 | -702.3598 | -880.4956 | -880.4956 | -880.4956 | -880.4956 | -880.4956 | -880.4956 | -880.4956
|  | Net benefits | 7481.0299 | 0 | 0.00019335 | -2.3483 | 4.1008 | 30.4276 | -90.8514 | -89.7305 | -174.4441 | -66.2622 | 110.4654 | 70.8397 | 65.7172 | 1303.0708 | 1221.399 | 1203.6551 | 1613.7121 | 2109.4317 | 3166.369 | 3372.9107 | 3110.8898 | 2929.1279 | 2797.95
*Net present value as at 1 July 2019
Note 1: DSP may include unserved energy below the current reliability standard
Note 2: Early works (NPV) represents the net present value of the cost of early works on interconnectors, as detailed in the 2020 ISP report
NEM difference in capacity by year
Select region | NEM
|  | Capacity (MW) | 2021-22 | 2022-23 | 2023-24 | 2024-25 | 2025-26 | 2026-27 | 2027-28 | 2028-29 | 2029-30 | 2030-31 | 2031-32 | 2032-33 | 2033-34 | 2034-35 | 2035-36 | 2036-37 | 2037-38 | 2038-39 | 2039-40 | 2040-41 | 2041-42
|  | Black Coal | 0 | 0 | 0 | 0 | 0 | 0 | 0 | 0 | 0 | 0 | 0 | 0 | 0 | 0 | 0 | 0 | 0 | 0 | 0 | 0 | 0
|  | Brown Coal | 0 | 0 | 0 | 0 | 0 | 0 | 0 | 0 | -9.9999e-09 | 0 | 0 | 0 | 0 | 0 | 0 | 0 | 0 | 0 | 0 | 0 | 0
|  | CCGT | 0 | 0 | 0 | 0 | 0 | 0 | 0 | 0 | 0 | 0 | 0 | 0 | 0 | 0 | 0 | 0 | 0 | 0 | 0 | 0 | 0
|  | Peaking Gas+Liquids | 0 | 0 | 0 | 312.2061 | 312.2061 | 312.2061 | 312.2061 | 582.9582 | 1822.4574 | 1822.4574 | 1822.4574 | 4122.2608 | 4122.2608 | 4336.6476 | 5299.7649 | 6399.3451 | 7322.2583 | 7855.3989 | 8008.4567 | 8008.4567 | 8717.3832
|  | Hydro | 0 | 0 | 0 | 0 | 0 | 0 | 0 | 0 | 0 | 0 | -390 | -390 | -390 | -390 | -390 | -390 | -390 | -390 | -390 | -390 | -390
|  | Dispatchable Storage | 0 | 0 | 0 | 0 | 39.9037 | 39.9037 | 39.9037 | 39.9037 | 39.9037 | 262.1058 | 709.268 | 1116.5539 | 323.6527 | 512.7318 | 270.0838 | 181.113 | 652.0805 | -836.202 | -259.2998 | -971.8402 | -2892.1937
|  | Behind the Meter Storage | 0 | 0 | 0 | 0 | 0 | 0 | 0 | 0 | 0 | 0 | 0 | 0 | 0 | 0 | 0 | 0 | 0 | 0 | 0 | 0 | 0
|  | Wind | 0 | 0 | 0 | 0 | 0 | 5.4818 | -49.9761 | 22.2056 | -115.2528 | -125.9988 | -325.487 | -249.0755 | -628.3721 | -721.6732 | 857.574 | -268.5664 | -4053.5454 | -3444.5454 | -3426.2176 | -3543.8413 | -3543.8413
|  | Solar | 0 | 0 | 0 | 0 | 0 | 86.2839 | 400.7715 | 313.028 | 631.8268 | 524.3628 | 949.23 | -3300.9545 | -1708.1085 | -1708.1085 | -4860.9991 | -4860.9991 | -5799.5826 | -5649.2826 | -6270.2865 | -7868.1942 | -7868.1942
|  | Distributed PV | 0 | 0 | 0 | 0 | 0 | 0 | 0 | 0 | 0 | 0 | 0 | 0 | 0 | 0 | 0 | 0 | 0 | 0 | 0 | 0 | 0
|  | Dispatchable Capacity | 0 | 0 | 0 | 312.2061 | 352.1098 | 352.1098 | 352.1098 | 622.8619 | 1862.361 | 2084.5632 | 2141.7254 | 4848.8147 | 4055.9135 | 4459.3794 | 5179.8487 | 6190.4582 | 7584.3388 | 6629.1968 | 7359.1569 | 6646.6165 | 5435.1895
|  | DSP | 0 | 0 | 0 | 0 | 0 | 0 | 0 | 0 | 0 | 0 | 0 | 0 | 0 | 0 | 0 | 0 | 0 | 0 | 0 | 0 | 0
NEM difference in generation by year
Select region | NEM
|  | As-generated generation (GWh) | 2021-22 | 2022-23 | 2023-24 | 2024-25 | 2025-26 | 2026-27 | 2027-28 | 2028-29 | 2029-30 | 2030-31 | 2031-32 | 2032-33 | 2033-34 | 2034-35 | 2035-36 | 2036-37 | 2037-38 | 2038-39 | 2039-40 | 2040-41 | 2041-42
|  | Black Coal | 2.6566e-06 | 412.2584 | 500.5236 | 1012.2833 | 2568.4134 | 2562.0797 | 3101.6823 | 6575.5621 | 6800.3339 | 4298.5736 | 7911.5519 | -1672.3351 | -2756.7905 | -390.3313 | 306.2249 | 1998.9268 | 4351.8255 | 3620.1773 | 3163.9816 | 3914.968 | 4634.7964
|  | Brown Coal | 0.06572 | -381.7334 | -380.2989 | -1861.7698 | -3160.6783 | -2603.9644 | -4375.224 | -6391.1203 | -5766.7841 | -3744.9408 | -4417.774 | -2098.3228 | -2616.4269 | -3046.7969 | -2973.6833 | -2102.5295 | -285.5228 | -1440.6862 | -1591.2855 | 51.5012 | -1484.7998
|  | CCGT | 4.1975e-08 | -0.043254 | -0.51136 | 1100.6612 | 917.3387 | 865.7261 | 1005.1704 | 1079.6944 | 1000.559 | 1094.7292 | 822.2565 | 7693.2878 | 7680.7425 | 7533.8636 | 5898.5003 | 7725.0166 | 6558.2291 | 9910.2876 | 7588.963 | 5422.4266 | 8104.2138
|  | Peaking Gas+Liquids | 8.3669e-08 | 1.8136 | 2.7347 | 134.4791 | 159.0015 | 134.4281 | 160.3682 | 175.4552 | 230.1591 | 230.7167 | 182.1297 | 6434.8014 | 6641.9397 | 6228.3516 | 9745.9826 | 10788.1696 | 19759.9387 | 17391.5421 | 21360.1994 | 24354.9752 | 24767.4533
|  | Hydro | 9.3092e-08 | -17.6636 | -30.7196 | -310.5078 | -218.7276 | -693.6251 | -266.3202 | -1247.5112 | -1258.4053 | -443.5357 | -3115.0249 | -1673.1112 | -1933.6038 | -2145.6042 | -2029.7276 | -3385.9522 | -1231.0248 | -2458.5077 | -1296.2642 | -1208.8137 | -2719.8245
|  | Dispatchable Storage | 0.59434 | -2.6597 | 0.84691 | -39.1322 | -239.9503 | -363.5132 | -1384.1665 | -1112.1377 | -814.2155 | 169.6307 | 539.1566 | -2206.5915 | -2758.6518 | -2603.69 | -2015.1006 | -1977.8408 | -3308.437 | -4384.6479 | -3553.0036 | -5895.7591 | -6937.1591
|  | Behind the Meter Storage | 0 | 0 | 0 | 0 | 0 | 0 | 0 | 0 | 0 | 0 | 0 | 0 | 0 | 0 | 0 | 0 | 0 | 0 | 0 | 0 | 0
|  | Wind | 2.0977e-07 | -74.4048 | -73.237 | -384.2384 | -662.1997 | -934.1773 | -1925.5539 | -2537.3452 | -3754.2564 | -3527.2706 | -4730.3361 | -2832.2168 | -4777.2088 | -5353.3602 | -30.3716 | -3891.634 | -16519.752 | -16323.1617 | -16236.7168 | -15431.1138 | -15497.7391
|  | Solar | 0 | 0 | 0 | -41.9956 | -30.6627 | 151.3318 | 794.0544 | 458.6549 | 1205.2533 | 1131.2748 | 2246.0871 | -9105.5033 | -5656.6854 | -5436.7443 | -13930.3984 | -14118.5962 | -16451.6107 | -14308.5958 | -16545.3862 | -21360.248 | -22334.664
|  | Distributed PV | 0 | 0 | 0 | 0 | 0 | 0 | 0 | 0 | 0 | 0 | 0 | 0 | 0 | 0 | 0 | 0 | 0 | 0 | 0 | 0 | 0
Load (GWh)
|  | Dispatchable Storage Load | 0.72973 | -26.0846 | -3.0453 | -143.7294 | -384.1868 | -589.1511 | -2168.0369 | -1825.4798 | -1358.9327 | -128.7135 | 302.5037 | -4913.2914 | -5479.363 | -4482.2493 | -3615.5803 | -3519.5118 | -5904.5829 | -6656.9165 | -5737.9865 | -8874.3158 | -10151.6449 |  |  | #REF!
|  | Behind the Meter Storage Load | 0 | 0 | 0 | 0 | 0 | 0 | 0 | 0 | 0 | 0 | 0 | 0 | 0 | 0 | 0 | 0 | 0 | 0 | 0 | 0 | 0
|  | DSP | 0 | 0 | 0 | 0 | 0 | 0 | 0 | 0 | 0 | 0 | 0 | 0 | 0 | 0 | 0 | 0 | 0 | 0 | 0 | 0 | 0
NEM differences in generation by technology type
Select region | NEM
|  | As-generated generation (GWh) | 2021-22: 2021-22; 2022-23: 2031-32; 2023-24: 2041-42
|  | Black Coal | 2021-22: 2.6566e-06; 2022-23: 7911.5519; 2023-24: 4634.7964
|  | Brown Coal | 2021-22: 0.06572; 2022-23: -4417.774; 2023-24: -1484.7998
|  | CCGT | 2021-22: 4.1975e-08; 2022-23: 822.2565; 2023-24: 8104.2138
|  | Peaking Gas+Liquids | 2021-22: 8.3669e-08; 2022-23: 182.1297; 2023-24: 24767.4533
|  | Hydro | 2021-22: 9.3092e-08; 2022-23: -3115.0249; 2023-24: -2719.8245
|  | Dispatchable Storage | 2021-22: 0.59434; 2022-23: 539.1566; 2023-24: -6937.1591
|  | Behind the Meter Storage | 2021-22: 0; 2022-23: 0; 2023-24: 0
|  | Wind | 2021-22: 2.0977e-07; 2022-23: -4730.3361; 2023-24: -15497.7391
|  | Solar | 2021-22: 0; 2022-23: 2246.0871; 2023-24: -22334.664
|  | Distributed PV | 2021-22: 0; 2022-23: 0; 2023-24: 0
Load (GWh)
|  | Dispatchable Storage Load | 2021-22: 0.72973; 2022-23: 302.5037; 2023-24: -10151.6449
|  | Behind the Meter Storage Load | 2021-22: 0; 2022-23: 0; 2023-24: 0
|  | DSP | 2021-22: 0; 2022-23: 0; 2023-24: 0
NEM differences in storage capacity by year
Select region | NEM
|  | Capacity (MW) | 2021-22 | 2022-23 | 2023-24 | 2024-25 | 2025-26 | 2026-27 | 2027-28 | 2028-29 | 2029-30 | 2030-31 | 2031-32 | 2032-33 | 2033-34 | 2034-35 | 2035-36 | 2036-37 | 2037-38 | 2038-39 | 2039-40 | 2040-41 | 2041-42
|  | Shallow Storage | 0 | 0 | 0 | 0 | 0.70892 | 0.70892 | 0.70892 | 0.70892 | 0.70892 | 222.9111 | 488.5162 | 526.5737 | 780.846 | 780.846 | 780.846 | 601.0043 | 601.0043 | -901.9272 | -901.9272 | -901.9272 | -2822.2807
|  | Medium Storage | 0 | 0 | 0 | 0 | 39.1947 | 39.1947 | 39.1947 | 39.1947 | 39.1947 | 39.1947 | 220.7519 | 373.1961 | -673.9773 | -484.8983 | -727.5463 | -633.05 | -162.0825 | -147.4336 | 308.3402 | -331.2477 | -331.2477
|  | Deep Storage | 0 | 0 | 0 | 0 | 0 | 0 | 0 | 0 | 0 | 0 | 0 | 216.7841 | 216.7841 | 216.7841 | 216.7841 | 213.1588 | 213.1588 | 213.1588 | 334.2872 | 261.3346 | 261.3346
|  | Behind the Meter Storage | 0 | 0 | 0 | 0 | 0 | 0 | 0 | 0 | 0 | 0 | 0 | 0 | 0 | 0 | 0 | 0 | 0 | 0 | 0 | 0 | 0
NEM differences in storage generation by year
Select region | NEM
|  | As-generated generation (GWh) | 2021-22 | 2022-23 | 2023-24 | 2024-25 | 2025-26 | 2026-27 | 2027-28 | 2028-29 | 2029-30 | 2030-31 | 2031-32 | 2032-33 | 2033-34 | 2034-35 | 2035-36 | 2036-37 | 2037-38 | 2038-39 | 2039-40 | 2040-41 | 2041-42
|  | Shallow Storage | 0.59434 | -1.592 | 1.0274 | 35.9853 | -19.7332 | -22.7252 | 20.5454 | -88.2025 | -38.566 | 151.373 | 335.9524 | 178.1727 | 169.2307 | 78.4177 | 254.5669 | 144.1768 | -68.3925 | -845.6676 | -932.0878 | -976.4285 | -1927.6668
|  | Medium Storage | 7.2288e-09 | -1.0677 | -0.18052 | -28.938 | 32.0363 | 28.7133 | -22.8356 | -22.6511 | 51.806 | 88.2315 | 464.6737 | 274.4374 | -486.1642 | -158.7471 | -1470.0067 | -1306.0452 | -1270.3539 | -1536.54 | -1087.0238 | -2888.2435 | -2669.3064
|  | Deep Storage | 0 | 0 | 0 | -46.1794 | -252.2534 | -369.5013 | -1381.8763 | -1001.2841 | -827.4555 | -69.9739 | -261.4695 | -2659.2016 | -2441.7182 | -2523.3606 | -799.6608 | -815.9724 | -1969.6906 | -2002.4403 | -1533.892 | -2031.0871 | -2340.186
|  | Behind the Meter Storage | 0 | 0 | 0 | 0 | 0 | 0 | 0 | 0 | 0 | 0 | 0 | 0 | 0 | 0 | 0 | 0 | 0 | 0 | 0 | 0 | 0
NEM differences in dispatchable capacity built by year vs cumulative coal retirements
Select region | NEM
|  | Capacity Built (MW) | 2021-22 | 2022-23 | 2023-24 | 2024-25 | 2025-26 | 2026-27 | 2027-28 | 2028-29 | 2029-30 | 2030-31 | 2031-32 | 2032-33 | 2033-34 | 2034-35 | 2035-36 | 2036-37 | 2037-38 | 2038-39 | 2039-40 | 2040-41 | 2041-42
|  | CCGT | 0 | 0 | 0 | 0 | 0 | 0 | 0 | 0 | 0 | 0 | 0 | 0 | 0 | 0 | 0 | 0 | 0 | 0 | 0 | 0 | 0
|  | Peaking Gas+Liquids | 0 | 0 | 0 | 312.2061 | 312.2061 | 312.2061 | 312.2061 | 582.9582 | 1822.4574 | 1822.4574 | 1822.4574 | 4122.2608 | 4122.2608 | 4336.6476 | 5299.7649 | 6399.3451 | 7322.2583 | 7855.3989 | 8008.4567 | 8008.4567 | 8717.3832
|  | Hydro | 0 | 0 | 0 | 0 | 0 | 0 | 0 | 0 | 0 | 0 | -390 | -390 | -390 | -390 | -390 | -390 | -390 | -390 | -390 | -390 | -390
|  | Shallow Storage | 0 | 0 | 0 | 0 | 0.70892 | 0.70892 | 0.70892 | 0.70892 | 0.70892 | 222.9111 | 488.5162 | 526.5737 | 780.846 | 780.846 | 780.846 | 601.0043 | 601.0043 | -901.9272 | -901.9272 | -901.9272 | -2822.2807
|  | Medium Storage | 0 | 0 | 0 | 0 | 39.1947 | 39.1947 | 39.1947 | 39.1947 | 39.1947 | 39.1947 | 220.7519 | 373.1961 | -673.9773 | -484.8983 | -727.5463 | -633.05 | -162.0825 | -147.4336 | 308.3402 | -331.2477 | -331.2477
|  | Deep Storage | 0 | 0 | 0 | 0 | 0 | 0 | 0 | 0 | 0 | 0 | 0 | 216.7841 | 216.7841 | 216.7841 | 216.7841 | 213.1588 | 213.1588 | 213.1588 | 334.2872 | 261.3346 | 261.3346
|  | DSP | 0 | 0 | 0 | 0 | 0 | 0 | 0 | 0 | 0 | 0 | 0 | 0 | 0 | 0 | 0 | 0 | 0 | 0 | 0 | 0 | 0
|  | New Interconnectors | 0 | -85 | -85 | -985 | -985 | -985 | -2850 | -2850 | -2850 | -2850 | -3600 | -4422.5 | -4422.5 | -4422.5 | -6627.5 | -6627.5 | -6627.5 | -6627.5 | -6627.5 | -6627.5 | -6627.5
|  | Retired Coal | 0 | 0 | 0 | 0 | 0 | 0 | 0 | 0 | 9.9999e-09 | 0 | 0 | 0 | 0 | 0 | 0 | 0 | 0 | 0 | 0 | 0 | 0
|  | Retired Dispatchable | 0 | 0 | 0 | 0 | 0 | 0 | 0 | 0 | 9.9999e-09 | 0 | 0 | 0 | 0 | 0 | 0 | 0 | 0 | 0 | 0 | 0 | 0
Note: Capacity built in 2021-22 includes all capacity built since 2019-20
Emissions trajectory comparison
|  | Emissions (Mt CO2-e) | Total | 2021-22 | 2022-23 | 2023-24 | 2024-25 | 2025-26 | 2026-27 | 2027-28 | 2028-29 | 2029-30 | 2030-31 | 2031-32 | 2032-33 | 2033-34 | 2034-35 | 2035-36 | 2036-37 | 2037-38 | 2038-39 | 2039-40 | 2040-41 | 2041-42
|  | Central with TRET (Counterfactual) | 2115.1163 | 128.6999 | 128.0188 | 127.2865 | 122.9659 | 118.8092 | 113.8012 | 116.959 | 106.9043 | 103.4708 | 107.0361 | 101.7909 | 95.958 | 96.3925 | 95.1911 | 76.2674 | 75.248 | 79.9541 | 77.2282 | 78.9274 | 83.2038 | 81.0033
|  | Central with TRET (DP8) | 1976.8233 | 128.6999 | 128.1027 | 127.2946 | 123.567 | 119.6871 | 113.9932 | 118.7591 | 107.9293 | 103.4539 | 106.7855 | 99.1149 | 91.2812 | 93.1782 | 90.7645 | 69.3566 | 64.2226 | 58.495 | 57.9205 | 58.6474 | 59.0928 | 56.4774

## Capacity_1
Installed capacity by technology (MW) - Central with TRET (Counterfactual)
Capacity calculated on 1 July. Years are financial year ending. In early study years some wind and solar projects enter later in the financial year and are reflected in the following financial year's capacity.
Region | Technology | Existing+Committed in 2021 | 2022 | 2023 | 2024 | 2025 | 2026 | 2027 | 2028 | 2029 | 2030 | 2031 | 2032 | 2033 | 2034 | 2035 | 2036 | 2037 | 2038 | 2039 | 2040 | 2041 | 2042
NEM | Black Coal | 18336 | 18336 | 17861 | 16386 | 16386 | 16386 | 16386 | 16386 | 15686 | 14366 | 14366 | 14366 | 11486 | 11486 | 11486 | 7066 | 6366 | 5216 | 5216 | 5216 | 5216 | 5216
NEM | Brown Coal | 4820 | 4820 | 4820 | 4820 | 4820 | 4820 | 4820 | 4820 | 4820 | 4470 | 4120 | 3745 | 3370 | 3370 | 3370 | 3370 | 3370 | 3370 | 3370 | 3370 | 3370 | 3370
NEM | CCGT | 4285.9 | 4285.9 | 4045.9 | 3865.9 | 3865.9 | 3865.9 | 3865.9 | 3865.9 | 3480.9 | 3480.9 | 3480.9 | 3480.9 | 3480.9 | 3480.9 | 3480.9 | 2680.9 | 2680.9 | 2151.9 | 2151.9 | 1508.5 | 1508.5 | 1508.5
NEM | Peaking Gas+Liquids | 6812.873 | 6812.873 | 6812.873 | 6812.873 | 7125.0791 | 7125.0791 | 7125.0791 | 7125.0791 | 7395.8312 | 8635.3304 | 8252.8304 | 8252.8304 | 10318.2938 | 9856.2938 | 9953.6806 | 10786.7979 | 11886.3781 | 12809.2913 | 13342.4319 | 13055.4897 | 12935.4897 | 13644.4162
NEM | Hydro | 6906.5 | 6906.5 | 6906.5 | 6906.5 | 6906.5 | 6906.5 | 6906.5 | 6906.5 | 6906.5 | 6906.5 | 6906.5 | 6906.5 | 6906.5 | 6906.5 | 6906.5 | 6906.5 | 6906.5 | 6820.1 | 6820.1 | 6820.1 | 6820.1 | 6820.1
NEM | Dispatchable Storage | 1197.7119 | 1211.1822 | 1231.1619 | 1231.3446 | 3322.0266 | 3420.3345 | 3480.4068 | 3548.5299 | 3622.1398 | 3767.28 | 4001.7686 | 4504.5958 | 4980.3562 | 5366.7906 | 6239.814 | 8214.9251 | 8793.2019 | 9875.7637 | 10156.9714 | 10853.0345 | 10917.1095 | 11012.6146
NEM | Behind the Meter Storage | 390.8477 | 444.7287 | 522.1652 | 606.7287 | 693.7488 | 759.2616 | 795.595 | 833.399 | 870.6424 | 1032.3762 | 1000.6238 | 1005.4321 | 1040.1259 | 1076.1938 | 1176.5966 | 1328.6811 | 1416.3921 | 1516.1836 | 1633.7332 | 1766.3699 | 1829.9223 | 1887.2111
NEM | Wind | 9005.458 | 9005.458 | 10092.658 | 10206.3882 | 10328.6454 | 11029.0066 | 11900.5863 | 12514.6946 | 14516.8616 | 15290.4426 | 15247.5632 | 15247.5632 | 15965.6601 | 15686.9601 | 15686.9601 | 21386.4601 | 21533.9601 | 22227.4617 | 22227.4617 | 22105.4027 | 21671.3027 | 21623.0027
NEM | Solar | 5151.711 | 5151.711 | 5941.711 | 5941.711 | 6041.711 | 6201.711 | 6854.8029 | 8557.4831 | 8629.7397 | 9298.5268 | 9341.0628 | 9765.93 | 10502.7589 | 12315.2589 | 12315.2589 | 12315.2589 | 12315.2589 | 12315.2589 | 12315.2589 | 12315.2589 | 12315.2589 | 12315.2589
NEM | Distributed PV | 10577.5784 | 11182.5634 | 11767.3114 | 12110.0151 | 12385.4875 | 12632.6732 | 12874.148 | 13113.8285 | 13473.7679 | 13740.9594 | 13981.9581 | 14271.833 | 14866.7191 | 15608.3889 | 16750.1885 | 18549.4629 | 19428.9402 | 20238.2583 | 20882.5426 | 21502.9137 | 22672.4336 | 23854.5037
Total |  | 67484.58 | 68156.9163 | 70001.2805 | 68887.4606 | 71875.0985 | 73146.466 | 75009.018 | 77671.4143 | 79402.3827 | 80988.3153 | 80699.2068 | 81546.5845 | 82917.3139 | 85153.2861 | 87365.8986 | 92604.986 | 94697.5314 | 96540.2174 | 98116.3998 | 98513.0694 | 99256.1168 | 101251.6072
NEM | DSP | 442.51 | 481.9947 | 523.9087 | 563.5537 | 604.8769 | 642.2207 | 683.7217 | 723.7206 | 769.3578 | 813.2293 | 856.8643 | 902.9323 | 945.2407 | 987.7993 | 1036.2071 | 1080.8117 | 1130.9974 | 1182.6764 | 1231.8342 | 1286.6284 | 1339.5566 | 1392.374
Total including DSP |  | 67927.09 | 68638.9109 | 70525.1892 | 69451.0143 | 72479.9754 | 73788.6867 | 75692.7397 | 78395.1349 | 80171.7404 | 81801.5446 | 81556.0711 | 82449.5168 | 83862.5546 | 86141.0854 | 88402.1057 | 93685.7977 | 95828.5289 | 97722.8939 | 99348.2339 | 99799.6978 | 100595.6734 | 102643.9812
Region | Technology | Existing+Committed in 2021 | 2022 | 2023 | 2024 | 2025 | 2026 | 2027 | 2028 | 2029 | 2030 | 2031 | 2032 | 2033 | 2034 | 2035 | 2036 | 2037 | 2038 | 2039 | 2040 | 2041 | 2042
NSW | Black Coal | 10210 | 10210 | 9735 | 8260 | 8260 | 8260 | 8260 | 8260 | 8260 | 6940 | 6940 | 6940 | 4060 | 4060 | 4060 | 1320 | 1320 | 1320 | 1320 | 1320 | 1320 | 1320
NSW | Brown Coal | 0 | 0 | 0 | 0 | 0 | 0 | 0 | 0 | 0 | 0 | 0 | 0 | 0 | 0 | 0 | 0 | 0 | 0 | 0 | 0 | 0 | 0
NSW | CCGT | 440 | 440 | 440 | 440 | 440 | 440 | 440 | 440 | 440 | 440 | 440 | 440 | 440 | 440 | 440 | 440 | 440 | 440 | 440 | 440 | 440 | 440
NSW | Peaking Gas+Liquids | 1561.233 | 1561.233 | 1561.233 | 1561.233 | 1561.233 | 1561.233 | 1561.233 | 1561.233 | 1831.9851 | 3071.4842 | 3071.4842 | 3071.4842 | 5371.2876 | 5371.2876 | 5585.6745 | 6498.7918 | 7587.7288 | 7587.7288 | 7878.2881 | 8031.346 | 8031.346 | 8740.2725
NSW | Hydro | 2285 | 2285 | 2285 | 2285 | 2285 | 2285 | 2285 | 2285 | 2285 | 2285 | 2285 | 2285 | 2285 | 2285 | 2285 | 2285 | 2285 | 2285 | 2285 | 2285 | 2285 | 2285
NSW | Dispatchable Storage | 273.3575 | 280.5403 | 282.7449 | 284.5264 | 2347.1685 | 2372.8062 | 2399.0398 | 2428.929 | 2462.4971 | 2527.943 | 2544.5716 | 2587.8199 | 2655.1418 | 2936.4209 | 3152.9575 | 3211.3363 | 3245.6324 | 3282.7365 | 3325.4075 | 3372.9803 | 3397.4955 | 3420.2447
NSW | Behind the Meter Storage | 133.43 | 162.1612 | 200.7871 | 242.6292 | 287.5949 | 319.6657 | 337.6342 | 356.018 | 376.3052 | 451.1476 | 434.2345 | 439.4556 | 453.6777 | 468.9166 | 509.2789 | 571.5192 | 605.359 | 646.613 | 694.0331 | 746.6493 | 770.3946 | 791.5885
NSW | Wind | 1639.46 | 1639.46 | 1866.46 | 1866.46 | 1866.46 | 1866.46 | 1866.46 | 1866.46 | 1866.46 | 1867.46 | 1867.46 | 1867.46 | 2534.7891 | 2534.7891 | 2534.7891 | 8014.7891 | 8014.7891 | 8014.7891 | 8014.7891 | 8014.7891 | 7907.9891 | 7859.6891
NSW | Solar | 1837.317 | 1837.317 | 2217.317 | 2217.317 | 2217.317 | 2217.317 | 2303.6009 | 2473.532 | 2484.9879 | 2484.9879 | 2484.9879 | 2484.9879 | 2484.9879 | 2484.9879 | 2484.9879 | 2484.9879 | 2484.9879 | 2484.9879 | 2484.9879 | 2484.9879 | 2484.9879 | 2484.9879
NSW | Distributed PV | 2774.0673 | 2995.2711 | 3223.0557 | 3332.0398 | 3405.5028 | 3462.2765 | 3514.9687 | 3565.9122 | 3675.5033 | 3739.6814 | 3790.33 | 3864.5318 | 4068.6881 | 4333.8378 | 4732.2988 | 5364.0737 | 5619.4347 | 5879.2098 | 6075.6052 | 6261.2729 | 6640.7335 | 7018.6874
Total |  | 21153.8648 | 21410.9826 | 21811.5977 | 20489.2054 | 22670.2762 | 22784.7584 | 22967.9365 | 23237.0842 | 23682.7386 | 23807.7041 | 23858.0683 | 23980.7395 | 24353.5723 | 24915.2399 | 25784.9867 | 30190.498 | 31602.9319 | 31941.0651 | 32518.111 | 32957.0255 | 33277.9466 | 34360.47
NSW | DSP | 93.24 | 108.9702 | 125.7417 | 141.5464 | 157.576 | 172.5971 | 189.7623 | 205.2943 | 224.6814 | 243.7857 | 261.3059 | 279.5118 | 297.6069 | 315.4147 | 337.184 | 354.2201 | 374.2368 | 395.7139 | 418.2215 | 438.9016 | 460.7186 | 481.5922
Total including DSP |  | 21247.1048 | 21519.9528 | 21937.3394 | 20630.7518 | 22827.8522 | 22957.3555 | 23157.6988 | 23442.3785 | 23907.42 | 24051.4898 | 24119.3742 | 24260.2512 | 24651.1792 | 25230.6545 | 26122.1707 | 30544.718 | 31977.1687 | 32336.779 | 32936.3325 | 33395.9272 | 33738.6652 | 34842.0622
Region | Technology | Existing+Committed in 2021 | 2022 | 2023 | 2024 | 2025 | 2026 | 2027 | 2028 | 2029 | 2030 | 2031 | 2032 | 2033 | 2034 | 2035 | 2036 | 2037 | 2038 | 2039 | 2040 | 2041 | 2042
QLD | Black Coal | 8126 | 8126 | 8126 | 8126 | 8126 | 8126 | 8126 | 8126 | 7426 | 7426 | 7426 | 7426 | 7426 | 7426 | 7426 | 5746 | 5046 | 3896 | 3896 | 3896 | 3896 | 3896
QLD | Brown Coal | 0 | 0 | 0 | 0 | 0 | 0 | 0 | 0 | 0 | 0 | 0 | 0 | 0 | 0 | 0 | 0 | 0 | 0 | 0 | 0 | 0 | 0
QLD | CCGT | 1596.9 | 1596.9 | 1596.9 | 1596.9 | 1596.9 | 1596.9 | 1596.9 | 1596.9 | 1211.9 | 1211.9 | 1211.9 | 1211.9 | 1211.9 | 1211.9 | 1211.9 | 1211.9 | 1211.9 | 1211.9 | 1211.9 | 1068.5 | 1068.5 | 1068.5
QLD | Peaking Gas+Liquids | 1909.5 | 1909.5 | 1909.5 | 1909.5 | 1909.5 | 1909.5 | 1909.5 | 1909.5 | 1909.5 | 1909.5 | 1909.5 | 1909.5 | 1909.5 | 1617.5 | 1500.5 | 1500.5 | 1500.5 | 1921.3069 | 2163.8882 | 2163.8882 | 2163.8882 | 2163.8882
QLD | Hydro | 152.4 | 152.4 | 152.4 | 152.4 | 152.4 | 152.4 | 152.4 | 152.4 | 152.4 | 152.4 | 152.4 | 152.4 | 152.4 | 152.4 | 152.4 | 152.4 | 152.4 | 66 | 66 | 66 | 66 | 66
QLD | Dispatchable Storage | 583.674 | 586.9254 | 608.0057 | 608.6776 | 618.8948 | 631.27 | 643.4023 | 658.2581 | 674.4049 | 706.7889 | 715.7206 | 727.3907 | 741.6597 | 880.7141 | 1424.4088 | 2235.2163 | 2748.3343 | 3461.5659 | 3485.1418 | 3512.7276 | 3527.9057 | 3578.1868
QLD | Behind the Meter Storage | 54.6962 | 67.7015 | 84.5788 | 101.7764 | 123.7188 | 142.1521 | 151.4657 | 163.1725 | 174.0412 | 212.5046 | 206.3421 | 207.6225 | 214.9695 | 224.6887 | 243.6396 | 273.1083 | 296.0428 | 316.302 | 342.8319 | 373.8223 | 389.2353 | 403.6621
QLD | Wind | 676.608 | 676.608 | 1176.608 | 1176.608 | 1176.608 | 1526.5686 | 1776.608 | 1821.608 | 3162.5356 | 3407.4632 | 3407.4632 | 3407.4632 | 3407.4632 | 3407.4632 | 3407.4632 | 3707.4632 | 3907.4632 | 3907.4632 | 3907.4632 | 3907.4632 | 3907.4632 | 3907.4632
QLD | Solar | 1971.857 | 1971.857 | 2381.857 | 2381.857 | 2381.857 | 2381.857 | 2788.665 | 4011.4141 | 4072.2147 | 4741.0018 | 4741.0018 | 4741.0018 | 4741.0018 | 4741.0018 | 4741.0018 | 4741.0018 | 4741.0018 | 4741.0018 | 4741.0018 | 4741.0018 | 4741.0018 | 4741.0018
QLD | Distributed PV | 3808.1364 | 3976.2113 | 4157.0767 | 4294.1895 | 4423.783 | 4551.5261 | 4678.5652 | 4805.5071 | 4947.5708 | 5078.0609 | 5205.5887 | 5341.7383 | 5516.6815 | 5747.3816 | 5997.5074 | 6405.7786 | 6685.8792 | 6929.5972 | 7149.0334 | 7368.3152 | 7708.6309 | 8053.9151
Total |  | 18879.7717 | 19064.1032 | 20192.9262 | 20347.9084 | 20509.6617 | 21018.1738 | 21823.5061 | 23244.7599 | 23730.5674 | 24845.6195 | 24975.9164 | 25125.0164 | 25321.5757 | 25409.0494 | 26104.8209 | 25973.3682 | 26289.5212 | 26451.1369 | 26963.2602 | 27097.7183 | 27468.625 | 27878.6172
QLD | DSP | 202.14 | 209.0765 | 217.4208 | 224.6334 | 231.458 | 238.3062 | 245.3805 | 254.1702 | 261.4568 | 268.4465 | 275.7043 | 284.2854 | 291.6903 | 299.8223 | 307.888 | 317.3999 | 325.4331 | 334.8069 | 343.0265 | 353.8067 | 362.9769 | 371.5053
Total including DSP |  | 19081.9117 | 19273.1798 | 20410.347 | 20572.5418 | 20741.1197 | 21256.4801 | 22068.8866 | 23498.93 | 23992.0241 | 25114.066 | 25251.6207 | 25409.3019 | 25613.266 | 25708.8717 | 26412.7088 | 26290.7681 | 26614.9543 | 26785.9438 | 27306.2867 | 27451.525 | 27831.6018 | 28250.1225
Region | Technology | Existing+Committed in 2021 | 2022 | 2023 | 2024 | 2025 | 2026 | 2027 | 2028 | 2029 | 2030 | 2031 | 2032 | 2033 | 2034 | 2035 | 2036 | 2037 | 2038 | 2039 | 2040 | 2041 | 2042
VIC | Black Coal | 0 | 0 | 0 | 0 | 0 | 0 | 0 | 0 | 0 | 0 | 0 | 0 | 0 | 0 | 0 | 0 | 0 | 0 | 0 | 0 | 0 | 0
VIC | Brown Coal | 4820 | 4820 | 4820 | 4820 | 4820 | 4820 | 4820 | 4820 | 4820 | 4470 | 4120 | 3745 | 3370 | 3370 | 3370 | 3370 | 3370 | 3370 | 3370 | 3370 | 3370 | 3370
VIC | CCGT | 500 | 500 | 500 | 500 | 500 | 500 | 500 | 500 | 500 | 500 | 500 | 500 | 500 | 500 | 500 | 500 | 500 | 500 | 500 | 0 | 0 | 0
VIC | Peaking Gas+Liquids | 1900 | 1900 | 1900 | 1900 | 1900 | 1900 | 1900 | 1900 | 1900 | 1900 | 1900 | 1900 | 1900 | 1730 | 1730 | 1730 | 1730 | 1730 | 1730 | 1290 | 1290 | 1290
VIC | Hydro | 2206 | 2206 | 2206 | 2206 | 2206 | 2206 | 2206 | 2206 | 2206 | 2206 | 2206 | 2206 | 2206 | 2206 | 2206 | 2206 | 2206 | 2206 | 2206 | 2206 | 2206 | 2206
VIC | Dispatchable Storage | 90.5549 | 93.4473 | 94.2705 | 95.4481 | 106.5904 | 159.1568 | 173.7514 | 189.8766 | 206.6768 | 242.3598 | 253.5023 | 447.8238 | 836.289 | 797.3643 | 926.7632 | 1002.5221 | 1025.5767 | 1184.3979 | 1389.5523 | 1999.3155 | 2018.8228 | 2036.5572
VIC | Behind the Meter Storage | 62.2196 | 73.7891 | 90.5201 | 111.424 | 135.2607 | 154.8694 | 168.9215 | 180.9192 | 190.6962 | 233.2042 | 228.6419 | 229.8086 | 242.8211 | 253.1668 | 287.711 | 335.3744 | 358.9041 | 387.9311 | 420.7677 | 457.5845 | 477.5778 | 495.0885
VIC | Wind | 3976.73 | 3976.73 | 4336.93 | 4336.93 | 4336.93 | 4556.73 | 5036.73 | 5516.73 | 5996.73 | 6476.73 | 6476.73 | 6476.73 | 6476.73 | 6424.23 | 6424.23 | 6424.23 | 6424.23 | 7183.7316 | 7183.7316 | 7118.3726 | 6830.0726 | 6830.0726
VIC | Solar | 964.537 | 964.537 | 964.537 | 964.537 | 1064.537 | 1224.537 | 1384.537 | 1544.537 | 1544.537 | 1544.537 | 1544.537 | 1544.537 | 1544.537 | 3357.037 | 3357.037 | 3357.037 | 3357.037 | 3357.037 | 3357.037 | 3357.037 | 3357.037 | 3357.037
VIC | Distributed PV | 2472.7929 | 2639.3976 | 2788.9801 | 2877.1261 | 2943.0625 | 3000.3354 | 3056.8613 | 3113.3849 | 3209.9198 | 3275.6588 | 3333.0128 | 3403.6891 | 3596.3023 | 3810.4505 | 4248.6525 | 4869.6991 | 5160.5205 | 5410.6877 | 5598.9511 | 5777.224 | 6136.5116 | 6494.9195
Total |  | 16992.8344 | 17173.9011 | 17701.2377 | 17811.4653 | 18012.3806 | 18521.6286 | 19246.8012 | 19971.4478 | 20574.5598 | 20848.4898 | 20562.424 | 20453.5884 | 20672.6794 | 22448.2486 | 23050.3937 | 23794.8626 | 24132.2683 | 25329.7853 | 25756.0397 | 25575.5335 | 25686.0218 | 26079.6747
VIC | DSP | 84.63 | 97.378 | 109.5824 | 121.8787 | 136.0346 | 147.3209 | 160.0883 | 172.6159 | 186.5326 | 199.0557 | 213.2594 | 227.5032 | 239.8286 | 252.8366 | 266.4402 | 280.3259 | 296.9903 | 312.2446 | 326.1545 | 344.6726 | 361.8003 | 378.9913
Total including DSP |  | 17077.4644 | 17271.279 | 17810.8202 | 17933.3439 | 18148.4152 | 18668.9495 | 19406.8895 | 20144.0636 | 20761.0925 | 21047.5455 | 20775.6834 | 20681.0916 | 20912.508 | 22701.0852 | 23316.8338 | 24075.1885 | 24429.2585 | 25642.0299 | 26082.1943 | 25920.2062 | 26047.8222 | 26458.666
Region | Technology | Existing+Committed in 2021 | 2022 | 2023 | 2024 | 2025 | 2026 | 2027 | 2028 | 2029 | 2030 | 2031 | 2032 | 2033 | 2034 | 2035 | 2036 | 2037 | 2038 | 2039 | 2040 | 2041 | 2042
SA | Black Coal | 0 | 0 | 0 | 0 | 0 | 0 | 0 | 0 | 0 | 0 | 0 | 0 | 0 | 0 | 0 | 0 | 0 | 0 | 0 | 0 | 0 | 0
SA | Brown Coal | 0 | 0 | 0 | 0 | 0 | 0 | 0 | 0 | 0 | 0 | 0 | 0 | 0 | 0 | 0 | 0 | 0 | 0 | 0 | 0 | 0 | 0
SA | CCGT | 1749 | 1749 | 1509 | 1329 | 1329 | 1329 | 1329 | 1329 | 1329 | 1329 | 1329 | 1329 | 1329 | 1329 | 1329 | 529 | 529 | 0 | 0 | 0 | 0 | 0
SA | Peaking Gas+Liquids | 1264.14 | 1264.14 | 1264.14 | 1264.14 | 1576.3461 | 1576.3461 | 1576.3461 | 1576.3461 | 1576.3461 | 1576.3461 | 1193.8461 | 1193.8461 | 959.5061 | 959.5061 | 959.5061 | 879.5061 | 890.1493 | 1392.2556 | 1392.2556 | 1392.2556 | 1392.2556 | 1392.2556
SA | Hydro | 0 | 0 | 0 | 0 | 0 | 0 | 0 | 0 | 0 | 0 | 0 | 0 | 0 | 0 | 0 | 0 | 0 | 0 | 0 | 0 | 0 | 0
SA | Dispatchable Storage | 248.2312 | 248.0625 | 243.8874 | 240.4284 | 245.9801 | 252.4753 | 258.3124 | 264.1151 | 269.6958 | 278.0827 | 475.0654 | 727.5936 | 731.5841 | 735.3893 | 716.1529 | 1742.9666 | 1749.0271 | 1920.6012 | 1928.3758 | 1937.2987 | 1941.1964 | 1945.0729
SA | Behind the Meter Storage | 132.9247 | 132.25 | 135.694 | 138.5621 | 132.6474 | 126.6399 | 120.8369 | 115.716 | 111.32 | 113.493 | 110.2187 | 107.4376 | 106.4297 | 106.586 | 110.4775 | 119.5263 | 125.2094 | 132.4334 | 140.9554 | 150.7375 | 154.255 | 157.6818
SA | Wind | 2139.71 | 2139.71 | 2139.71 | 2139.71 | 2139.71 | 2139.71 | 2139.71 | 2139.71 | 2139.71 | 2048.96 | 2002.96 | 2002.96 | 2053.7279 | 1827.5279 | 1827.5279 | 1747.0279 | 1694.5279 | 1628.5279 | 1628.5279 | 1571.8279 | 1532.8279 | 1532.8279
SA | Solar | 378 | 378 | 378 | 378 | 378 | 378 | 378 | 378 | 378 | 378 | 420.536 | 845.4033 | 1582.2321 | 1582.2321 | 1582.2321 | 1582.2321 | 1582.2321 | 1582.2321 | 1582.2321 | 1582.2321 | 1582.2321 | 1582.2321
SA | Distributed PV | 1342.1589 | 1384.0843 | 1403.1452 | 1409.3369 | 1414.9248 | 1420.4186 | 1425.932 | 1431.5212 | 1441.0022 | 1447.5714 | 1453.3798 | 1461.8403 | 1480.204 | 1504.1572 | 1539.9833 | 1645.4404 | 1688.523 | 1733.6951 | 1767.5065 | 1799.2902 | 1874.0314 | 1959.0678
Total |  | 7254.1648 | 7295.2468 | 7073.5766 | 6899.1775 | 7216.6085 | 7222.59 | 7228.1374 | 7234.4083 | 7245.0742 | 7171.4533 | 6985.006 | 7668.0809 | 8242.6839 | 8044.3987 | 8064.8798 | 8245.6994 | 8258.6689 | 8389.7453 | 8439.8533 | 8433.6419 | 8476.7984 | 8569.138
SA | DSP | 32.99 | 37.0359 | 41.3702 | 45.5242 | 49.726 | 53.825 | 58.1257 | 61.8148 | 66.1765 | 70.8127 | 75.3244 | 80.2075 | 84.595 | 88.0512 | 92.8604 | 97.1121 | 102.3988 | 107.7343 | 112.0587 | 116.6412 | 121.3224 | 127.2525
Total including DSP |  | 7287.1548 | 7332.2827 | 7114.9469 | 6944.7017 | 7266.3345 | 7276.415 | 7286.2632 | 7296.2232 | 7311.2507 | 7242.266 | 7060.3304 | 7748.2884 | 8327.2789 | 8132.4498 | 8157.7402 | 8342.8115 | 8361.0677 | 8497.4796 | 8551.912 | 8550.2831 | 8598.1207 | 8696.3905
Region | Technology | Existing+Committed in 2021 | 2022 | 2023 | 2024 | 2025 | 2026 | 2027 | 2028 | 2029 | 2030 | 2031 | 2032 | 2033 | 2034 | 2035 | 2036 | 2037 | 2038 | 2039 | 2040 | 2041 | 2042
TAS | Black Coal | 0 | 0 | 0 | 0 | 0 | 0 | 0 | 0 | 0 | 0 | 0 | 0 | 0 | 0 | 0 | 0 | 0 | 0 | 0 | 0 | 0 | 0
TAS | Brown Coal | 0 | 0 | 0 | 0 | 0 | 0 | 0 | 0 | 0 | 0 | 0 | 0 | 0 | 0 | 0 | 0 | 0 | 0 | 0 | 0 | 0 | 0
TAS | CCGT | 0 | 0 | 0 | 0 | 0 | 0 | 0 | 0 | 0 | 0 | 0 | 0 | 0 | 0 | 0 | 0 | 0 | 0 | 0 | 0 | 0 | 0
TAS | Peaking Gas+Liquids | 178 | 178 | 178 | 178 | 178 | 178 | 178 | 178 | 178 | 178 | 178 | 178 | 178 | 178 | 178 | 178 | 178 | 178 | 178 | 178 | 58 | 58
TAS | Hydro | 2263.1 | 2263.1 | 2263.1 | 2263.1 | 2263.1 | 2263.1 | 2263.1 | 2263.1 | 2263.1 | 2263.1 | 2263.1 | 2263.1 | 2263.1 | 2263.1 | 2263.1 | 2263.1 | 2263.1 | 2263.1 | 2263.1 | 2263.1 | 2263.1 | 2263.1
TAS | Dispatchable Storage | 1.8943 | 2.2067 | 2.2535 | 2.264 | 3.3928 | 4.6261 | 5.9009 | 7.3512 | 8.8652 | 12.1055 | 12.9087 | 13.9678 | 15.6816 | 16.9021 | 19.5316 | 22.8838 | 24.6314 | 26.4621 | 28.494 | 30.7124 | 31.6893 | 32.553
TAS | Behind the Meter Storage | 7.5773 | 8.8269 | 10.5852 | 12.3369 | 14.527 | 15.9345 | 16.7368 | 17.5732 | 18.2798 | 22.0268 | 21.1867 | 21.1079 | 22.2279 | 22.8357 | 25.4896 | 29.1529 | 30.8769 | 32.9041 | 35.1451 | 37.5764 | 38.4595 | 39.1902
TAS | Wind | 572.95 | 572.95 | 572.95 | 686.6802 | 808.9374 | 939.5379 | 1081.0783 | 1170.1866 | 1351.4259 | 1489.8294 | 1492.95 | 1492.95 | 1492.95 | 1492.95 | 1492.95 | 1492.95 | 1492.95 | 1492.95 | 1492.95 | 1492.95 | 1492.95 | 1492.95
TAS | Solar | 0 | 0 | 0 | 0 | 0 | 0 | 0 | 150 | 150 | 150 | 150 | 150 | 150 | 150 | 150 | 150 | 150 | 150 | 150 | 150 | 150 | 150
TAS | Distributed PV | 180.4228 | 187.599 | 195.0536 | 197.3229 | 198.2143 | 198.1166 | 197.8208 | 197.5031 | 199.7718 | 199.9869 | 199.6467 | 200.0335 | 204.8431 | 212.5619 | 231.7463 | 264.4712 | 274.5829 | 285.0686 | 291.4464 | 296.8113 | 312.5262 | 327.914
Total |  | 3203.9444 | 3212.6826 | 3221.9422 | 3339.704 | 3466.1715 | 3599.3151 | 3742.6368 | 3983.7141 | 4169.4427 | 4315.0486 | 4317.7921 | 4319.1593 | 4326.8026 | 4336.3496 | 4360.8176 | 4400.5579 | 4414.1412 | 4428.4848 | 4439.1355 | 4449.1501 | 4346.725 | 4363.7072
TAS | DSP | 29.51 | 29.534 | 29.7935 | 29.971 | 30.0823 | 30.1714 | 30.3648 | 29.8254 | 30.5104 | 31.1286 | 31.2702 | 31.4243 | 31.5199 | 31.6745 | 31.8346 | 31.7536 | 31.9385 | 32.1768 | 32.373 | 32.6063 | 32.7384 | 33.0328
Total including DSP |  | 3233.4544 | 3242.2166 | 3251.7358 | 3369.675 | 3496.2538 | 3629.4866 | 3773.0016 | 4013.5396 | 4199.9531 | 4346.1773 | 4349.0623 | 4350.5836 | 4358.3224 | 4368.0241 | 4392.6522 | 4432.3116 | 4446.0797 | 4460.6616 | 4471.5085 | 4481.7564 | 4379.4635 | 4396.74

## Capacity_2
Installed capacity by technology (MW) - Central with TRET (DP8)
Capacity calculated on 1 July. Years are financial year ending. In early study years some wind and solar projects enter later in the financial year and are reflected in the following financial year's capacity.
Region | Technology | Existing+Committed in 2021 | 2022 | 2023 | 2024 | 2025 | 2026 | 2027 | 2028 | 2029 | 2030 | 2031 | 2032 | 2033 | 2034 | 2035 | 2036 | 2037 | 2038 | 2039 | 2040 | 2041 | 2042
NEM | Black Coal | 18336 | 18336 | 17861 | 16386 | 16386 | 16386 | 16386 | 16386 | 15686 | 14366 | 14366 | 14366 | 11486 | 11486 | 11486 | 7066 | 6366 | 5216 | 5216 | 5216 | 5216 | 5216
NEM | Brown Coal | 4820 | 4820 | 4820 | 4820 | 4820 | 4820 | 4820 | 4820 | 4820 | 4470 | 4120 | 3745 | 3370 | 3370 | 3370 | 3370 | 3370 | 3370 | 3370 | 3370 | 3370 | 3370
NEM | CCGT | 4285.9 | 4285.9 | 4045.9 | 3865.9 | 3865.9 | 3865.9 | 3865.9 | 3865.9 | 3480.9 | 3480.9 | 3480.9 | 3480.9 | 3480.9 | 3480.9 | 3480.9 | 2680.9 | 2680.9 | 2151.9 | 2151.9 | 1508.5 | 1508.5 | 1508.5
NEM | Peaking Gas+Liquids | 6812.873 | 6812.873 | 6812.873 | 6812.873 | 6812.873 | 6812.873 | 6812.873 | 6812.873 | 6812.873 | 6812.873 | 6430.373 | 6430.373 | 6196.033 | 5734.033 | 5617.033 | 5487.033 | 5487.033 | 5487.033 | 5487.033 | 5047.033 | 4927.033 | 4927.033
NEM | Hydro | 6906.5 | 6906.5 | 6906.5 | 6906.5 | 6906.5 | 6906.5 | 6906.5 | 6906.5 | 6906.5 | 6906.5 | 6906.5 | 7296.5 | 7296.5 | 7296.5 | 7296.5 | 7296.5 | 7296.5 | 7210.1 | 7210.1 | 7210.1 | 7210.1 | 7210.1
NEM | Dispatchable Storage | 1197.7119 | 1211.1822 | 1231.1619 | 1231.3446 | 3322.0266 | 3380.4308 | 3440.5031 | 3508.6263 | 3582.2362 | 3727.3763 | 3739.6628 | 3795.3277 | 3863.8022 | 5043.1379 | 5727.0821 | 7944.8413 | 8612.0889 | 9223.6831 | 10993.1735 | 11112.3343 | 11888.9498 | 13904.8083
NEM | Behind the Meter Storage | 390.8477 | 444.7287 | 522.1652 | 606.7287 | 693.7488 | 759.2616 | 795.595 | 833.399 | 870.6424 | 1032.3762 | 1000.6238 | 1005.4321 | 1040.1259 | 1076.1938 | 1176.5966 | 1328.6811 | 1416.3921 | 1516.1836 | 1633.7332 | 1766.3699 | 1829.9223 | 1887.2111
NEM | Wind | 9005.458 | 9005.458 | 10092.658 | 10206.3882 | 10328.6454 | 11029.0066 | 11895.1045 | 12564.6707 | 14494.656 | 15405.6954 | 15373.5619 | 15573.0502 | 16214.7356 | 16315.3322 | 16408.6333 | 20528.8861 | 21802.5265 | 26281.0071 | 25672.0071 | 25531.6203 | 25215.144 | 25166.844
NEM | Solar | 5151.711 | 5151.711 | 5941.711 | 5941.711 | 6041.711 | 6201.711 | 6768.519 | 8156.7116 | 8316.7116 | 8666.7 | 8816.7 | 8816.7 | 13803.7134 | 14023.3674 | 14023.3674 | 17176.258 | 17176.258 | 18114.8415 | 17964.5415 | 18585.5454 | 20183.4531 | 20183.4531
NEM | Distributed PV | 10577.5784 | 11182.5634 | 11767.3114 | 12110.0151 | 12385.4875 | 12632.6732 | 12874.148 | 13113.8285 | 13473.7679 | 13740.9594 | 13981.9581 | 14271.833 | 14866.7191 | 15608.3889 | 16750.1885 | 18549.4629 | 19428.9402 | 20238.2583 | 20882.5426 | 21502.9137 | 22672.4336 | 23854.5037
Total |  | 67484.58 | 68156.9163 | 70001.2805 | 68887.4606 | 71562.8924 | 72794.3562 | 74565.1426 | 76968.5091 | 78444.2872 | 78609.3804 | 78216.2796 | 78781.1161 | 81618.5293 | 83433.8531 | 85336.3008 | 91428.5624 | 93636.6388 | 98809.0067 | 100581.0309 | 100850.4165 | 104021.5358 | 107228.4533
NEM | DSP | 442.51 | 481.9947 | 523.9087 | 563.5537 | 604.8769 | 642.2207 | 683.7217 | 723.7206 | 769.3578 | 813.2293 | 856.8643 | 902.9323 | 945.2407 | 987.7993 | 1036.2071 | 1080.8117 | 1130.9974 | 1182.6764 | 1231.8342 | 1286.6284 | 1339.5566 | 1392.374
Total including DSP |  | 67927.09 | 68638.9109 | 70525.1892 | 69451.0143 | 72167.7692 | 73436.5769 | 75248.8643 | 77692.2297 | 79213.645 | 79422.6096 | 79073.1439 | 79684.0484 | 82563.77 | 84421.6524 | 86372.5079 | 92509.3741 | 94767.6362 | 99991.6831 | 101812.8651 | 102137.0449 | 105361.0924 | 108620.8273
Region | Technology | Existing+Committed in 2021 | 2022 | 2023 | 2024 | 2025 | 2026 | 2027 | 2028 | 2029 | 2030 | 2031 | 2032 | 2033 | 2034 | 2035 | 2036 | 2037 | 2038 | 2039 | 2040 | 2041 | 2042
NSW | Black Coal | 10210 | 10210 | 9735 | 8260 | 8260 | 8260 | 8260 | 8260 | 8260 | 6940 | 6940 | 6940 | 4060 | 4060 | 4060 | 1320 | 1320 | 1320 | 1320 | 1320 | 1320 | 1320
NSW | Brown Coal | 0 | 0 | 0 | 0 | 0 | 0 | 0 | 0 | 0 | 0 | 0 | 0 | 0 | 0 | 0 | 0 | 0 | 0 | 0 | 0 | 0 | 0
NSW | CCGT | 440 | 440 | 440 | 440 | 440 | 440 | 440 | 440 | 440 | 440 | 440 | 440 | 440 | 440 | 440 | 440 | 440 | 440 | 440 | 440 | 440 | 440
NSW | Peaking Gas+Liquids | 1561.233 | 1561.233 | 1561.233 | 1561.233 | 1561.233 | 1561.233 | 1561.233 | 1561.233 | 1561.233 | 1561.233 | 1561.233 | 1561.233 | 1561.233 | 1561.233 | 1561.233 | 1511.233 | 1511.233 | 1511.233 | 1511.233 | 1511.233 | 1511.233 | 1511.233
NSW | Hydro | 2285 | 2285 | 2285 | 2285 | 2285 | 2285 | 2285 | 2285 | 2285 | 2285 | 2285 | 2285 | 2285 | 2285 | 2285 | 2285 | 2285 | 2285 | 2285 | 2285 | 2285 | 2285
NSW | Dispatchable Storage | 273.3575 | 280.5403 | 282.7449 | 284.5264 | 2347.1685 | 2372.8062 | 2399.0398 | 2428.929 | 2462.4971 | 2527.943 | 2544.5716 | 2570.8023 | 2600.0667 | 3327.1066 | 3831.7161 | 4877.0443 | 4995.5552 | 5070.9641 | 5528.4547 | 5576.0275 | 6114.3391 | 6137.0884
NSW | Behind the Meter Storage | 133.43 | 162.1612 | 200.7871 | 242.6292 | 287.5949 | 319.6657 | 337.6342 | 356.018 | 376.3052 | 451.1476 | 434.2345 | 439.4556 | 453.6777 | 468.9166 | 509.2789 | 571.5192 | 605.359 | 646.613 | 694.0331 | 746.6493 | 770.3946 | 791.5885
NSW | Wind | 1639.46 | 1639.46 | 1866.46 | 1866.46 | 1866.46 | 1866.46 | 1866.46 | 1866.46 | 1866.46 | 1866.46 | 1866.46 | 1866.46 | 2363.6318 | 2563.6318 | 2563.6318 | 4927.3232 | 4880.8232 | 5948.881 | 5918.881 | 5918.881 | 5658.381 | 5610.081
NSW | Solar | 1837.317 | 1837.317 | 2217.317 | 2217.317 | 2217.317 | 2217.317 | 2217.317 | 2217.317 | 2217.317 | 2217.317 | 2217.317 | 2217.317 | 5269.335 | 5488.9889 | 5488.9889 | 7852.317 | 7852.317 | 8840.9005 | 8690.6005 | 9113.4659 | 10711.3736 | 10711.3736
NSW | Distributed PV | 2774.0673 | 2995.2711 | 3223.0557 | 3332.0398 | 3405.5028 | 3462.2765 | 3514.9687 | 3565.9122 | 3675.5033 | 3739.6814 | 3790.33 | 3864.5318 | 4068.6881 | 4333.8378 | 4732.2988 | 5364.0737 | 5619.4347 | 5879.2098 | 6075.6052 | 6261.2729 | 6640.7335 | 7018.6874
Total |  | 21153.8648 | 21410.9826 | 21811.5977 | 20489.2054 | 22670.2762 | 22784.7584 | 22881.6526 | 22980.8692 | 23144.3156 | 22028.782 | 22079.1461 | 22184.7997 | 23101.6324 | 24528.7147 | 25472.1476 | 29148.5104 | 29509.7221 | 31942.8014 | 32463.8075 | 33172.5297 | 35451.4549 | 35825.0518
NSW | DSP | 93.24 | 108.9702 | 125.7417 | 141.5464 | 157.576 | 172.5971 | 189.7623 | 205.2943 | 224.6814 | 243.7857 | 261.3059 | 279.5118 | 297.6069 | 315.4147 | 337.184 | 354.2201 | 374.2368 | 395.7139 | 418.2215 | 438.9016 | 460.7186 | 481.5922
Total including DSP |  | 21247.1048 | 21519.9528 | 21937.3394 | 20630.7518 | 22827.8522 | 22957.3555 | 23071.4149 | 23186.1635 | 23368.997 | 22272.5677 | 22340.4521 | 22464.3115 | 23399.2393 | 24844.1293 | 25809.3316 | 29502.7305 | 29883.9589 | 32338.5153 | 32882.029 | 33611.4313 | 35912.1735 | 36306.644
Region | Technology | Existing+Committed in 2021 | 2022 | 2023 | 2024 | 2025 | 2026 | 2027 | 2028 | 2029 | 2030 | 2031 | 2032 | 2033 | 2034 | 2035 | 2036 | 2037 | 2038 | 2039 | 2040 | 2041 | 2042
QLD | Black Coal | 8126 | 8126 | 8126 | 8126 | 8126 | 8126 | 8126 | 8126 | 7426 | 7426 | 7426 | 7426 | 7426 | 7426 | 7426 | 5746 | 5046 | 3896 | 3896 | 3896 | 3896 | 3896
QLD | Brown Coal | 0 | 0 | 0 | 0 | 0 | 0 | 0 | 0 | 0 | 0 | 0 | 0 | 0 | 0 | 0 | 0 | 0 | 0 | 0 | 0 | 0 | 0
QLD | CCGT | 1596.9 | 1596.9 | 1596.9 | 1596.9 | 1596.9 | 1596.9 | 1596.9 | 1596.9 | 1211.9 | 1211.9 | 1211.9 | 1211.9 | 1211.9 | 1211.9 | 1211.9 | 1211.9 | 1211.9 | 1211.9 | 1211.9 | 1068.5 | 1068.5 | 1068.5
QLD | Peaking Gas+Liquids | 1909.5 | 1909.5 | 1909.5 | 1909.5 | 1909.5 | 1909.5 | 1909.5 | 1909.5 | 1909.5 | 1909.5 | 1909.5 | 1909.5 | 1909.5 | 1617.5 | 1500.5 | 1500.5 | 1500.5 | 1500.5 | 1500.5 | 1500.5 | 1500.5 | 1500.5
QLD | Hydro | 152.4 | 152.4 | 152.4 | 152.4 | 152.4 | 152.4 | 152.4 | 152.4 | 152.4 | 152.4 | 152.4 | 152.4 | 152.4 | 152.4 | 152.4 | 152.4 | 152.4 | 66 | 66 | 66 | 66 | 66
QLD | Dispatchable Storage | 583.674 | 586.9254 | 608.0057 | 608.6776 | 618.8948 | 631.27 | 643.4023 | 658.2581 | 674.4049 | 706.7889 | 715.7206 | 727.3907 | 741.6597 | 1227.8544 | 1410.7193 | 2174.96 | 2292.3712 | 2310.5845 | 3583.6208 | 3611.2066 | 3752.176 | 3766.7589
QLD | Behind the Meter Storage | 54.6962 | 67.7015 | 84.5788 | 101.7764 | 123.7188 | 142.1521 | 151.4657 | 163.1725 | 174.0412 | 212.5046 | 206.3421 | 207.6225 | 214.9695 | 224.6887 | 243.6396 | 273.1083 | 296.0428 | 316.302 | 342.8319 | 373.8223 | 389.2353 | 403.6621
QLD | Wind | 676.608 | 676.608 | 1176.608 | 1176.608 | 1176.608 | 1526.5686 | 1776.608 | 1821.608 | 3119.7194 | 3534.0262 | 3534.0262 | 3534.0262 | 3534.0262 | 3534.0262 | 3534.0262 | 4921.608 | 6436.315 | 8119.1467 | 8119.1467 | 8315.9802 | 8315.9802 | 8315.9802
QLD | Solar | 1971.857 | 1971.857 | 2381.857 | 2381.857 | 2381.857 | 2381.857 | 2788.665 | 4016.8576 | 4016.8576 | 4206.846 | 4206.846 | 4206.846 | 4206.846 | 4206.846 | 4206.846 | 4971.404 | 4971.404 | 4921.404 | 4921.404 | 5119.5425 | 5119.5425 | 5119.5425
QLD | Distributed PV | 3808.1364 | 3976.2113 | 4157.0767 | 4294.1895 | 4423.783 | 4551.5261 | 4678.5652 | 4805.5071 | 4947.5708 | 5078.0609 | 5205.5887 | 5341.7383 | 5516.6815 | 5747.3816 | 5997.5074 | 6405.7786 | 6685.8792 | 6929.5972 | 7149.0334 | 7368.3152 | 7708.6309 | 8053.9151
Total |  | 18879.7717 | 19064.1032 | 20192.9262 | 20347.9084 | 20509.6617 | 21018.1738 | 21823.5061 | 23250.2034 | 23632.3941 | 24438.0267 | 24568.3236 | 24717.4236 | 24913.9829 | 25348.5969 | 25683.5385 | 27357.6588 | 28592.8121 | 29271.4343 | 30790.4367 | 31319.8668 | 31816.5649 | 32190.8588
QLD | DSP | 202.14 | 209.0765 | 217.4208 | 224.6334 | 231.458 | 238.3062 | 245.3805 | 254.1702 | 261.4568 | 268.4465 | 275.7043 | 284.2854 | 291.6903 | 299.8223 | 307.888 | 317.3999 | 325.4331 | 334.8069 | 343.0265 | 353.8067 | 362.9769 | 371.5053
Total including DSP |  | 19081.9117 | 19273.1798 | 20410.347 | 20572.5418 | 20741.1197 | 21256.4801 | 22068.8866 | 23504.3736 | 23893.8509 | 24706.4732 | 24844.0279 | 25001.7091 | 25205.6732 | 25648.4193 | 25991.4264 | 27675.0588 | 28918.2452 | 29606.2412 | 31133.4632 | 31673.6734 | 32179.5417 | 32562.364
Region | Technology | Existing+Committed in 2021 | 2022 | 2023 | 2024 | 2025 | 2026 | 2027 | 2028 | 2029 | 2030 | 2031 | 2032 | 2033 | 2034 | 2035 | 2036 | 2037 | 2038 | 2039 | 2040 | 2041 | 2042
VIC | Black Coal | 0 | 0 | 0 | 0 | 0 | 0 | 0 | 0 | 0 | 0 | 0 | 0 | 0 | 0 | 0 | 0 | 0 | 0 | 0 | 0 | 0 | 0
VIC | Brown Coal | 4820 | 4820 | 4820 | 4820 | 4820 | 4820 | 4820 | 4820 | 4820 | 4470 | 4120 | 3745 | 3370 | 3370 | 3370 | 3370 | 3370 | 3370 | 3370 | 3370 | 3370 | 3370
VIC | CCGT | 500 | 500 | 500 | 500 | 500 | 500 | 500 | 500 | 500 | 500 | 500 | 500 | 500 | 500 | 500 | 500 | 500 | 500 | 500 | 0 | 0 | 0
VIC | Peaking Gas+Liquids | 1900 | 1900 | 1900 | 1900 | 1900 | 1900 | 1900 | 1900 | 1900 | 1900 | 1900 | 1900 | 1900 | 1730 | 1730 | 1730 | 1730 | 1730 | 1730 | 1290 | 1290 | 1290
VIC | Hydro | 2206 | 2206 | 2206 | 2206 | 2206 | 2206 | 2206 | 2206 | 2206 | 2206 | 2206 | 2206 | 2206 | 2206 | 2206 | 2206 | 2206 | 2206 | 2206 | 2206 | 2206 | 2206
VIC | Dispatchable Storage | 90.5549 | 93.4473 | 94.2705 | 95.4481 | 106.5904 | 119.9621 | 134.5567 | 150.6819 | 167.4821 | 203.165 | 214.3076 | 227.0719 | 246.3088 | 207.384 | 220.4609 | 263.2545 | 286.3091 | 311.9815 | 341.1385 | 373.9994 | 393.5067 | 1338.4539
VIC | Behind the Meter Storage | 62.2196 | 73.7891 | 90.5201 | 111.424 | 135.2607 | 154.8694 | 168.9215 | 180.9192 | 190.6962 | 233.2042 | 228.6419 | 229.8086 | 242.8211 | 253.1668 | 287.711 | 335.3744 | 358.9041 | 387.9311 | 420.7677 | 457.5845 | 477.5778 | 495.0885
VIC | Wind | 3976.73 | 3976.73 | 4336.93 | 4336.93 | 4336.93 | 4556.73 | 5036.73 | 5516.73 | 5996.73 | 6476.73 | 6476.73 | 6476.73 | 6476.73 | 6424.23 | 6424.23 | 6424.23 | 6424.23 | 6357.03 | 5937.03 | 5745.03 | 5456.73 | 5456.73
VIC | Solar | 964.537 | 964.537 | 964.537 | 964.537 | 1064.537 | 1224.537 | 1384.537 | 1544.537 | 1704.537 | 1864.537 | 1864.537 | 1864.537 | 1864.537 | 1864.537 | 1864.537 | 1864.537 | 1864.537 | 1864.537 | 1864.537 | 1864.537 | 1864.537 | 1864.537
VIC | Distributed PV | 2472.7929 | 2639.3976 | 2788.9801 | 2877.1261 | 2943.0625 | 3000.3354 | 3056.8613 | 3113.3849 | 3209.9198 | 3275.6588 | 3333.0128 | 3403.6891 | 3596.3023 | 3810.4505 | 4248.6525 | 4869.6991 | 5160.5205 | 5410.6877 | 5598.9511 | 5777.224 | 6136.5116 | 6494.9195
Total |  | 16992.8344 | 17173.9011 | 17701.2377 | 17811.4653 | 18012.3806 | 18482.4339 | 19207.6064 | 19932.253 | 20695.3651 | 21129.295 | 20843.2293 | 20552.8366 | 20402.6992 | 20365.7683 | 20851.5914 | 21563.095 | 21900.5007 | 22138.1673 | 21968.4243 | 21084.3749 | 21194.8632 | 22515.7289
VIC | DSP | 84.63 | 97.378 | 109.5824 | 121.8787 | 136.0346 | 147.3209 | 160.0883 | 172.6159 | 186.5326 | 199.0557 | 213.2594 | 227.5032 | 239.8286 | 252.8366 | 266.4402 | 280.3259 | 296.9903 | 312.2446 | 326.1545 | 344.6726 | 361.8003 | 378.9913
Total including DSP |  | 17077.4644 | 17271.279 | 17810.8202 | 17933.3439 | 18148.4152 | 18629.7548 | 19367.6947 | 20104.8689 | 20881.8977 | 21328.3508 | 21056.4887 | 20780.3397 | 20642.5278 | 20618.6049 | 21118.0315 | 21843.4209 | 22197.4909 | 22450.4119 | 22294.5789 | 21429.0475 | 21556.6635 | 22894.7202
Region | Technology | Existing+Committed in 2021 | 2022 | 2023 | 2024 | 2025 | 2026 | 2027 | 2028 | 2029 | 2030 | 2031 | 2032 | 2033 | 2034 | 2035 | 2036 | 2037 | 2038 | 2039 | 2040 | 2041 | 2042
SA | Black Coal | 0 | 0 | 0 | 0 | 0 | 0 | 0 | 0 | 0 | 0 | 0 | 0 | 0 | 0 | 0 | 0 | 0 | 0 | 0 | 0 | 0 | 0
SA | Brown Coal | 0 | 0 | 0 | 0 | 0 | 0 | 0 | 0 | 0 | 0 | 0 | 0 | 0 | 0 | 0 | 0 | 0 | 0 | 0 | 0 | 0 | 0
SA | CCGT | 1749 | 1749 | 1509 | 1329 | 1329 | 1329 | 1329 | 1329 | 1329 | 1329 | 1329 | 1329 | 1329 | 1329 | 1329 | 529 | 529 | 0 | 0 | 0 | 0 | 0
SA | Peaking Gas+Liquids | 1264.14 | 1264.14 | 1264.14 | 1264.14 | 1264.14 | 1264.14 | 1264.14 | 1264.14 | 1264.14 | 1264.14 | 881.64 | 881.64 | 647.3 | 647.3 | 647.3 | 567.3 | 567.3 | 567.3 | 567.3 | 567.3 | 567.3 | 567.3
SA | Hydro | 0 | 0 | 0 | 0 | 0 | 0 | 0 | 0 | 0 | 0 | 0 | 0 | 0 | 0 | 0 | 0 | 0 | 0 | 0 | 0 | 0 | 0
SA | Dispatchable Storage | 248.2312 | 248.0625 | 243.8874 | 240.4284 | 245.9801 | 251.7664 | 257.6035 | 263.4061 | 268.9869 | 277.3738 | 252.1543 | 256.095 | 260.0855 | 263.8908 | 244.6543 | 606.6987 | 1009.5966 | 1500.0656 | 1507.8402 | 1516.7631 | 1520.6608 | 2553.3763
SA | Behind the Meter Storage | 132.9247 | 132.25 | 135.694 | 138.5621 | 132.6474 | 126.6399 | 120.8369 | 115.716 | 111.32 | 113.493 | 110.2187 | 107.4376 | 106.4297 | 106.586 | 110.4775 | 119.5263 | 125.2094 | 132.4334 | 140.9554 | 150.7375 | 154.255 | 157.6818
SA | Wind | 2139.71 | 2139.71 | 2139.71 | 2139.71 | 2139.71 | 2139.71 | 2139.71 | 2139.71 | 2139.71 | 2048.96 | 2002.96 | 2002.96 | 2042.96 | 1816.76 | 1816.76 | 1872.7749 | 1678.2084 | 2820.8512 | 2661.8512 | 2516.6309 | 2748.9546 | 2748.9546
SA | Solar | 378 | 378 | 378 | 378 | 378 | 378 | 378 | 378 | 378 | 378 | 378 | 378 | 2312.9954 | 2312.9954 | 2312.9954 | 2338 | 2338 | 2338 | 2338 | 2338 | 2338 | 2338
SA | Distributed PV | 1342.1589 | 1384.0843 | 1403.1452 | 1409.3369 | 1414.9248 | 1420.4186 | 1425.932 | 1431.5212 | 1441.0022 | 1447.5714 | 1453.3798 | 1461.8403 | 1480.204 | 1504.1572 | 1539.9833 | 1645.4404 | 1688.523 | 1733.6951 | 1767.5065 | 1799.2902 | 1874.0314 | 1959.0678
Total |  | 7254.1648 | 7295.2468 | 7073.5766 | 6899.1775 | 6904.4023 | 6909.6749 | 6915.2224 | 6921.4933 | 6932.1591 | 6858.5383 | 6407.3528 | 6416.9729 | 8178.9746 | 7980.6894 | 8001.1705 | 7678.7402 | 7935.8374 | 9092.3454 | 8983.4534 | 8888.7216 | 9203.2018 | 10324.3805
SA | DSP | 32.99 | 37.0359 | 41.3702 | 45.5242 | 49.726 | 53.825 | 58.1257 | 61.8148 | 66.1765 | 70.8127 | 75.3244 | 80.2075 | 84.595 | 88.0512 | 92.8604 | 97.1121 | 102.3988 | 107.7343 | 112.0587 | 116.6412 | 121.3224 | 127.2525
Total including DSP |  | 7287.1548 | 7332.2827 | 7114.9469 | 6944.7017 | 6954.1284 | 6963.5 | 6973.3481 | 6983.3081 | 6998.3356 | 6929.3509 | 6482.6772 | 6497.1805 | 8263.5697 | 8068.7406 | 8094.0309 | 7775.8524 | 8038.2361 | 9200.0797 | 9095.5121 | 9005.3628 | 9324.5242 | 10451.633
Region | Technology | Existing+Committed in 2021 | 2022 | 2023 | 2024 | 2025 | 2026 | 2027 | 2028 | 2029 | 2030 | 2031 | 2032 | 2033 | 2034 | 2035 | 2036 | 2037 | 2038 | 2039 | 2040 | 2041 | 2042
TAS | Black Coal | 0 | 0 | 0 | 0 | 0 | 0 | 0 | 0 | 0 | 0 | 0 | 0 | 0 | 0 | 0 | 0 | 0 | 0 | 0 | 0 | 0 | 0
TAS | Brown Coal | 0 | 0 | 0 | 0 | 0 | 0 | 0 | 0 | 0 | 0 | 0 | 0 | 0 | 0 | 0 | 0 | 0 | 0 | 0 | 0 | 0 | 0
TAS | CCGT | 0 | 0 | 0 | 0 | 0 | 0 | 0 | 0 | 0 | 0 | 0 | 0 | 0 | 0 | 0 | 0 | 0 | 0 | 0 | 0 | 0 | 0
TAS | Peaking Gas+Liquids | 178 | 178 | 178 | 178 | 178 | 178 | 178 | 178 | 178 | 178 | 178 | 178 | 178 | 178 | 178 | 178 | 178 | 178 | 178 | 178 | 58 | 58
TAS | Hydro | 2263.1 | 2263.1 | 2263.1 | 2263.1 | 2263.1 | 2263.1 | 2263.1 | 2263.1 | 2263.1 | 2263.1 | 2263.1 | 2653.1 | 2653.1 | 2653.1 | 2653.1 | 2653.1 | 2653.1 | 2653.1 | 2653.1 | 2653.1 | 2653.1 | 2653.1
TAS | Dispatchable Storage | 1.8943 | 2.2067 | 2.2535 | 2.264 | 3.3928 | 4.6261 | 5.9009 | 7.3512 | 8.8652 | 12.1055 | 12.9087 | 13.9678 | 15.6816 | 16.9021 | 19.5316 | 22.8838 | 28.2567 | 30.0874 | 32.1193 | 34.3377 | 108.2671 | 109.1309
TAS | Behind the Meter Storage | 7.5773 | 8.8269 | 10.5852 | 12.3369 | 14.527 | 15.9345 | 16.7368 | 17.5732 | 18.2798 | 22.0268 | 21.1867 | 21.1079 | 22.2279 | 22.8357 | 25.4896 | 29.1529 | 30.8769 | 32.9041 | 35.1451 | 37.5764 | 38.4595 | 39.1902
TAS | Wind | 572.95 | 572.95 | 572.95 | 686.6802 | 808.9374 | 939.5379 | 1075.5965 | 1220.1627 | 1372.0366 | 1479.5192 | 1493.3857 | 1692.874 | 1797.3876 | 1976.6842 | 2069.9852 | 2382.95 | 2382.95 | 3035.0982 | 3035.0982 | 3035.0982 | 3035.0982 | 3035.0982
TAS | Solar | 0 | 0 | 0 | 0 | 0 | 0 | 0 | 0 | 0 | 0 | 150 | 150 | 150 | 150 | 150 | 150 | 150 | 150 | 150 | 150 | 150 | 150
TAS | Distributed PV | 180.4228 | 187.599 | 195.0536 | 197.3229 | 198.2143 | 198.1166 | 197.8208 | 197.5031 | 199.7718 | 199.9869 | 199.6467 | 200.0335 | 204.8431 | 212.5619 | 231.7463 | 264.4712 | 274.5829 | 285.0686 | 291.4464 | 296.8113 | 312.5262 | 327.914
Total |  | 3203.9444 | 3212.6826 | 3221.9422 | 3339.704 | 3466.1715 | 3599.3151 | 3737.155 | 3883.6902 | 4040.0534 | 4154.7384 | 4318.2278 | 4909.0832 | 5021.2402 | 5210.0838 | 5327.8528 | 5680.5579 | 5697.7665 | 6364.2583 | 6374.909 | 6384.9236 | 6355.4511 | 6372.4333
TAS | DSP | 29.51 | 29.534 | 29.7935 | 29.971 | 30.0823 | 30.1714 | 30.3648 | 29.8254 | 30.5104 | 31.1286 | 31.2702 | 31.4243 | 31.5199 | 31.6745 | 31.8346 | 31.7536 | 31.9385 | 32.1768 | 32.373 | 32.6063 | 32.7384 | 33.0328
Total including DSP |  | 3233.4544 | 3242.2166 | 3251.7358 | 3369.675 | 3496.2538 | 3629.4866 | 3767.5199 | 3913.5157 | 4070.5638 | 4185.8671 | 4349.498 | 4940.5076 | 5052.76 | 5241.7583 | 5359.6874 | 5712.3116 | 5729.705 | 6396.4351 | 6407.282 | 6417.5299 | 6388.1895 | 6405.4661

## Retirements_1
Remaining capacity of Coal (MW) - Central with TRET (Counterfactual)
Capacity calculated on 1 July. Years are financial year ending.
Region | Technology | 2022 | 2023 | 2024 | 2025 | 2026 | 2027 | 2028 | 2029 | 2030 | 2031 | 2032 | 2033 | 2034 | 2035 | 2036 | 2037 | 2038 | 2039 | 2040 | 2041 | 2042
NSW | Black Coal | 10210 | 9735 | 8260 | 8260 | 8260 | 8260 | 8260 | 8260 | 6940 | 6940 | 6940 | 4060 | 4060 | 4060 | 1320 | 1320 | 1320 | 1320 | 1320 | 1320 | 1320
QLD | Black Coal | 8126 | 8126 | 8126 | 8126 | 8126 | 8126 | 8126 | 7426 | 7426 | 7426 | 7426 | 7426 | 7426 | 7426 | 5746 | 5046 | 3896 | 3896 | 3896 | 3896 | 3896
VIC | Brown Coal | 4820 | 4820 | 4820 | 4820 | 4820 | 4820 | 4820 | 4820 | 4470 | 4120 | 3745 | 3370 | 3370 | 3370 | 3370 | 3370 | 3370 | 3370 | 3370 | 3370 | 3370
SA | 0 | 0 | 0 | 0 | 0 | 0 | 0 | 0 | 0 | 0 | 0 | 0 | 0 | 0 | 0 | 0 | 0 | 0 | 0 | 0 | 0 | 0
TAS | 0 | 0 | 0 | 0 | 0 | 0 | 0 | 0 | 0 | 0 | 0 | 0 | 0 | 0 | 0 | 0 | 0 | 0 | 0 | 0 | 0 | 0
NEM | Total | 23156 | 22681 | 21206 | 21206 | 21206 | 21206 | 21206 | 20506 | 18836 | 18486 | 18111 | 14856 | 14856 | 14856 | 10436 | 9736 | 8586 | 8586 | 8586 | 8586 | 8586
Cumulative Coal Retirement
Region | Technology | 2022 | 2023 | 2024 | 2025 | 2026 | 2027 | 2028 | 2029 | 2030 | 2031 | 2032 | 2033 | 2034 | 2035 | 2036 | 2037 | 2038 | 2039 | 2040 | 2041 | 2042
NSW | Black Coal | 0 | 475 | 1950 | 1950 | 1950 | 1950 | 1950 | 1950 | 3270 | 3270 | 3270 | 6150 | 6150 | 6150 | 8890 | 8890 | 8890 | 8890 | 8890 | 8890 | 8890
QLD | Black Coal | 0 | 0 | 0 | 0 | 0 | 0 | 0 | 700 | 700 | 700 | 700 | 700 | 700 | 700 | 2380 | 3080 | 4230 | 4230 | 4230 | 4230 | 4230
VIC | Brown Coal | 0 | 0 | 0 | 0 | 0 | 0 | 0 | 0 | 350 | 700 | 1075 | 1450 | 1450 | 1450 | 1450 | 1450 | 1450 | 1450 | 1450 | 1450 | 1450
SA | 0 | 0 | 0 | 0 | 0 | 0 | 0 | 0 | 0 | 0 | 0 | 0 | 0 | 0 | 0 | 0 | 0 | 0 | 0 | 0 | 0 | 0
TAS | 0 | 0 | 0 | 0 | 0 | 0 | 0 | 0 | 0 | 0 | 0 | 0 | 0 | 0 | 0 | 0 | 0 | 0 | 0 | 0 | 0 | 0
NEM | Total | 0 | 475 | 1950 | 1950 | 1950 | 1950 | 1950 | 2650 | 4320 | 4670 | 5045 | 8300 | 8300 | 8300 | 12720 | 13420 | 14570 | 14570 | 14570 | 14570 | 14570

## Retirements_2
Remaining capacity of Coal (MW) - Central with TRET (DP8)
Capacity calculated on 1 July. Years are financial year ending.
Region | Technology | 2022 | 2023 | 2024 | 2025 | 2026 | 2027 | 2028 | 2029 | 2030 | 2031 | 2032 | 2033 | 2034 | 2035 | 2036 | 2037 | 2038 | 2039 | 2040 | 2041 | 2042
NSW | Black Coal | 10210 | 9735 | 8260 | 8260 | 8260 | 8260 | 8260 | 8260 | 6940 | 6940 | 6940 | 4060 | 4060 | 4060 | 1320 | 1320 | 1320 | 1320 | 1320 | 1320 | 1320
QLD | Black Coal | 8126 | 8126 | 8126 | 8126 | 8126 | 8126 | 8126 | 7426 | 7426 | 7426 | 7426 | 7426 | 7426 | 7426 | 5746 | 5046 | 3896 | 3896 | 3896 | 3896 | 3896
VIC | Brown Coal | 4820 | 4820 | 4820 | 4820 | 4820 | 4820 | 4820 | 4820 | 4470 | 4120 | 3745 | 3370 | 3370 | 3370 | 3370 | 3370 | 3370 | 3370 | 3370 | 3370 | 3370
SA | 0 | 0 | 0 | 0 | 0 | 0 | 0 | 0 | 0 | 0 | 0 | 0 | 0 | 0 | 0 | 0 | 0 | 0 | 0 | 0 | 0 | 0
TAS | 0 | 0 | 0 | 0 | 0 | 0 | 0 | 0 | 0 | 0 | 0 | 0 | 0 | 0 | 0 | 0 | 0 | 0 | 0 | 0 | 0 | 0
NEM | Total | 23156 | 22681 | 21206 | 21206 | 21206 | 21206 | 21206 | 20506 | 18836 | 18486 | 18111 | 14856 | 14856 | 14856 | 10436 | 9736 | 8586 | 8586 | 8586 | 8586 | 8586
Cumulative Coal Retirement
Region | Technology | 2022 | 2023 | 2024 | 2025 | 2026 | 2027 | 2028 | 2029 | 2030 | 2031 | 2032 | 2033 | 2034 | 2035 | 2036 | 2037 | 2038 | 2039 | 2040 | 2041 | 2042
NSW | Black Coal | 0 | 475 | 1950 | 1950 | 1950 | 1950 | 1950 | 1950 | 3270 | 3270 | 3270 | 6150 | 6150 | 6150 | 8890 | 8890 | 8890 | 8890 | 8890 | 8890 | 8890
QLD | Black Coal | 0 | 0 | 0 | 0 | 0 | 0 | 0 | 700 | 700 | 700 | 700 | 700 | 700 | 700 | 2380 | 3080 | 4230 | 4230 | 4230 | 4230 | 4230
VIC | Brown Coal | 0 | 0 | 0 | 0 | 0 | 0 | 0 | 0 | 350 | 700 | 1075 | 1450 | 1450 | 1450 | 1450 | 1450 | 1450 | 1450 | 1450 | 1450 | 1450
SA | 0 | 0 | 0 | 0 | 0 | 0 | 0 | 0 | 0 | 0 | 0 | 0 | 0 | 0 | 0 | 0 | 0 | 0 | 0 | 0 | 0 | 0
TAS | 0 | 0 | 0 | 0 | 0 | 0 | 0 | 0 | 0 | 0 | 0 | 0 | 0 | 0 | 0 | 0 | 0 | 0 | 0 | 0 | 0 | 0
NEM | Total | 0 | 475 | 1950 | 1950 | 1950 | 1950 | 1950 | 2650 | 4320 | 4670 | 5045 | 8300 | 8300 | 8300 | 12720 | 13420 | 14570 | 14570 | 14570 | 14570 | 14570

## Generation_1
Annual as-generated generation by technology (GWh) - Central with TRET (Counterfactual)
Years are financial year ending.
Region | Technology | 2022 | 2023 | 2024 | 2025 | 2026 | 2027 | 2028 | 2029 | 2030 | 2031 | 2032 | 2033 | 2034 | 2035 | 2036 | 2037 | 2038 | 2039 | 2040 | 2041 | 2042
NEM | Black Coal | 97441.0801 | 94965.3204 | 95186.1607 | 91935.3151 | 90137.2847 | 86445.3519 | 86824.6222 | 79637.5423 | 78768.5303 | 83157.7105 | 82882.5127 | 68858.6182 | 69724.475 | 70036.992 | 47518.2756 | 44110.3045 | 37881.4774 | 38083.0006 | 38097.5101 | 38111.0977 | 38136.7476
NEM | Brown Coal | 31943.0886 | 33240.5999 | 33078.8573 | 32062.9772 | 30192.041 | 28815.6727 | 31015.5441 | 28093.5632 | 26097.6435 | 25924.1188 | 22061.3903 | 21027.3175 | 20885.0196 | 20166.6688 | 19942.0574 | 20513.6625 | 21721.4742 | 21041.0317 | 21300.2985 | 22609.8366 | 20944.2997
NEM | CCGT | 3143.0283 | 3138.9782 | 2998.1318 | 3030.4013 | 2849.4938 | 2792.2341 | 2932.6817 | 2955.5622 | 2876.0455 | 2968.4692 | 2709.1843 | 10491.3472 | 10020.2328 | 9419.2382 | 9114.488 | 10152.1018 | 12368.9002 | 12778.8541 | 10453.7338 | 10361.6202 | 10409.9644
NEM | Peaking Gas+Liquids | 112.3664 | 96.7669 | 159.9942 | 192.2254 | 188.8045 | 143.8443 | 162.429 | 199.8118 | 251.5997 | 248.4637 | 229.9266 | 6602.1929 | 6725.719 | 6327.1128 | 9922.3382 | 10988.2914 | 21199.4816 | 17929.9102 | 21691.3171 | 25553.6171 | 24948.6198
NEM | Hydro | 15998.527 | 13157.2159 | 12989.3736 | 15833.2418 | 13544.3903 | 14661.8551 | 9123.1527 | 15471.0291 | 14537.1658 | 11610.1417 | 12787.8379 | 12580.1589 | 12053.6655 | 13802.5018 | 12478.0573 | 13138.6262 | 8650.8326 | 14890.1536 | 14462.6393 | 11184.9615 | 12614.9782
NEM | Dispatchable Storage | 176.1226 | 189.9927 | 169.1953 | 260.0669 | 473.7897 | 651.8695 | 945.0582 | 668.2607 | 889.2951 | 2175.7271 | 2164.4989 | 2547.6864 | 3018.4845 | 3764.8106 | 8549.9455 | 9000.7646 | 8747.4117 | 8375.3001 | 8899.7942 | 8702.695 | 9176.2808
NEM | Behind the Meter Storage | 307.8815 | 349.5679 | 405.8046 | 466.0259 | 512.881 | 557.6824 | 589.0446 | 618.9552 | 689.9672 | 735.5756 | 736.7638 | 751.0907 | 775.1096 | 827.3416 | 915.6105 | 1017.6304 | 1099.4949 | 1182.6554 | 1259.4802 | 1340.918 | 1398.4534
NEM | Wind | 29308.9544 | 30389.2771 | 31045.338 | 31910.8152 | 36634.6977 | 39189.0862 | 38506.1744 | 45030.9086 | 47341.4373 | 47119.671 | 49645.5324 | 48685.5394 | 47026.6077 | 47900.7629 | 68871.1292 | 69836.7257 | 67724.5608 | 70217.0744 | 69019.1847 | 68017.3146 | 69325.3926
NEM | Solar | 12774.5275 | 15384.0507 | 14970.4559 | 15061.3888 | 15895.3551 | 17811.8804 | 22133.8878 | 19196.0615 | 22100.6654 | 22608.8915 | 24327.3618 | 27194.621 | 30140.8278 | 29945.9619 | 31088.0927 | 31132.9409 | 31236.7153 | 27347.6963 | 28928.7687 | 29434.7493 | 30058.8937
NEM | Distributed PV | 15453.3412 | 16385.4373 | 17152.0833 | 17654.0411 | 18090.5305 | 18517.819 | 18972.1167 | 19452.2496 | 19949.297 | 20396.7077 | 20892.9265 | 21567.867 | 22539.4136 | 23894.5703 | 25982.2296 | 27828.6794 | 29023.3593 | 30089.5636 | 31081.7733 | 32341.6811 | 33986.6993
Total excluding storage |  | 206174.9135 | 206757.6463 | 207580.3949 | 207680.406 | 207532.5978 | 208377.7436 | 209670.6085 | 210036.7282 | 211922.3845 | 214034.1742 | 215536.6724 | 217007.6622 | 219115.9612 | 221493.8088 | 224916.6679 | 227701.3323 | 229806.8014 | 232377.2844 | 235035.2254 | 237614.8781 | 240425.5953
NEM | DSP | 0.13821 | 0 | 0.14155 | 0.58213 | 0.60344 | 0 | 0.20529 | 0.22468 | 1.5679 | 0 | 0.27951 | 0.29761 | 0.81167 | 1.2753 | 3.0833 | 3.6592 | 1.6546 | 4.6203 | 4.666 | 1.8009 | 4.6947
Total including DSP |  | 206175.0518 | 206757.6463 | 207580.5364 | 207680.9881 | 207533.2012 | 208377.7436 | 209670.8138 | 210036.9529 | 211923.9524 | 214034.1742 | 215536.9519 | 217007.9598 | 219116.7728 | 221495.0841 | 224919.7512 | 227704.9915 | 229808.456 | 232381.9047 | 235039.8914 | 237616.679 | 240430.29
Region | Technology | 2022 | 2023 | 2024 | 2025 | 2026 | 2027 | 2028 | 2029 | 2030 | 2031 | 2032 | 2033 | 2034 | 2035 | 2036 | 2037 | 2038 | 2039 | 2040 | 2041 | 2042
NSW | Black Coal | 46795.0918 | 45667.4026 | 41933.1061 | 39629.0212 | 39297.6353 | 37300.5217 | 40096.098 | 37096.8058 | 36701.6384 | 41450.9815 | 40862.9025 | 26674.2 | 26674.2 | 26674.2 | 8696.16 | 8672.4 | 8672.4 | 8672.4 | 8696.16 | 8672.4 | 8672.4
NSW | Brown Coal | 0 | 0 | 0 | 0 | 0 | 0 | 0 | 0 | 0 | 0 | 0 | 0 | 0 | 0 | 0 | 0 | 0 | 0 | 0 | 0 | 0
NSW | CCGT | 34.6896 | 34.6896 | 104.3539 | 69.3792 | 69.3792 | 69.3792 | 69.5693 | 69.3792 | 69.3792 | 69.3792 | 69.5693 | 3425.1704 | 3425.1704 | 3422.1507 | 3189.8258 | 3224.7102 | 3373.2826 | 3349.0754 | 3408.3042 | 3399.0468 | 3401.2117
NSW | Peaking Gas+Liquids | 13.6326 | 2.8669 | 19.4067 | 28.1406 | 27.4834 | 23.1434 | 22.753 | 30.3723 | 89.6613 | 52.7541 | 73.0846 | 5488.5321 | 5767.932 | 5333.8119 | 8607.2593 | 9337.8325 | 14452.8684 | 12192.5587 | 14532.2199 | 16043.6323 | 17005.4798
NSW | Hydro | 2200.252 | 1869.9172 | 1847.5454 | 2812.2049 | 1798.3902 | 2186.455 | 793.9693 | 3451.2533 | 3064.8133 | 1819.6688 | 2113.4456 | 1772.9941 | 1748.211 | 2663.903 | 2147.9985 | 2479.4842 | 936.8754 | 3556.0336 | 3080.6937 | 1869.0334 | 2149.846
NSW | Dispatchable Storage | 26.6351 | 26.7605 | 10.7043 | 60.0529 | 227.8574 | 315.8443 | 408.7942 | 235.9638 | 211.8978 | 1309.3034 | 748.4173 | 354.5347 | 322.3085 | 342.5404 | 2252.6457 | 2091.0028 | 1125.1984 | 1319.5525 | 941.0156 | 841.5113 | 757.0194
NSW | Behind the Meter Storage | 107.7652 | 129.1563 | 157.8533 | 188.5235 | 214.1412 | 236.8803 | 249.0902 | 265.3246 | 298.6179 | 318.9155 | 321.2268 | 325.5928 | 337.0477 | 357.798 | 396.898 | 439.5639 | 469.7602 | 503.9533 | 532.0632 | 563.0129 | 586.9408
NSW | Wind | 4881.3247 | 5470.2151 | 5628.1674 | 5668.4691 | 5919.8996 | 5706.2054 | 5373.3551 | 5700.7768 | 5415.3643 | 5642.7027 | 5689.068 | 7467.2772 | 7766.5893 | 7854.9672 | 24871.0486 | 24946.958 | 23603.4956 | 25379.2914 | 23347.2861 | 23715.5206 | 22531.4144
NSW | Solar | 4527.9495 | 5709.0314 | 5521.1756 | 5431.847 | 5727.075 | 5994.1561 | 6420.1774 | 5704.9196 | 5917.314 | 6083.8065 | 6256.5389 | 6437.8423 | 6190.6269 | 6038.2983 | 6438.5392 | 6444.2028 | 6413.011 | 5739.3971 | 5936.8998 | 6072.82 | 6241.192
NSW | Distributed PV | 4163.2051 | 4499.8067 | 4762.0763 | 4903.2931 | 5009.9936 | 5105.8322 | 5206.8626 | 5330.0009 | 5464.1479 | 5566.1473 | 5684.4338 | 5888.3742 | 6222.0125 | 6689.2694 | 7413.6695 | 8026.3537 | 8387.2983 | 8716.162 | 9011.0835 | 9400.8923 | 9925.4109
Total excluding storage |  | 62616.1453 | 63253.9295 | 59815.8315 | 58542.3552 | 57849.8563 | 56385.693 | 57982.7846 | 57383.5078 | 56722.3184 | 60685.4401 | 60749.0427 | 57154.3902 | 57794.7421 | 58676.6005 | 61364.501 | 63131.9414 | 65839.2313 | 67604.9182 | 68012.6471 | 69173.3455 | 69926.9547
NSW | DSP | 0 | 0 | 0.14155 | 0.58213 | 0 | 0 | 0.20529 | 0.22468 | 0.97514 | 0 | 0.27951 | 0.29761 | 0.51185 | 1.2735 | 1.1943 | 2.2454 | 0.93656 | 1.7543 | 1.9773 | 0.70539 | 2.2359
Total including DSP |  | 62616.1453 | 63253.9295 | 59815.9731 | 58542.9374 | 57849.8563 | 56385.693 | 57982.9899 | 57383.7325 | 56723.2935 | 60685.4401 | 60749.3222 | 57154.6879 | 57795.2539 | 58677.874 | 61365.6953 | 63134.1868 | 65840.1679 | 67606.6725 | 68014.6244 | 69174.0509 | 69929.1906
Region | Technology | 2022 | 2023 | 2024 | 2025 | 2026 | 2027 | 2028 | 2029 | 2030 | 2031 | 2032 | 2033 | 2034 | 2035 | 2036 | 2037 | 2038 | 2039 | 2040 | 2041 | 2042
QLD | Black Coal | 50645.9883 | 49297.9178 | 53253.0546 | 52306.2939 | 50839.6495 | 49144.8301 | 46728.5242 | 42540.7365 | 42066.892 | 41706.7291 | 42019.6103 | 42184.4182 | 43050.275 | 43362.792 | 38822.1156 | 35437.9045 | 29209.0774 | 29410.6006 | 29401.3501 | 29438.6977 | 29464.3476
QLD | Brown Coal | 0 | 0 | 0 | 0 | 0 | 0 | 0 | 0 | 0 | 0 | 0 | 0 | 0 | 0 | 0 | 0 | 0 | 0 | 0 | 0 | 0
QLD | CCGT | 1176.4338 | 1176.4338 | 1346.3869 | 1279.37 | 1279.37 | 1279.37 | 1282.8751 | 1232.1536 | 1232.1536 | 1232.1536 | 1235.5293 | 2118.8322 | 2038.6424 | 1960.2961 | 3300.1488 | 4423.032 | 7347.5504 | 7839.6156 | 7045.4296 | 6962.5733 | 7008.7527
QLD | Peaking Gas+Liquids | 2.9204 | 0.64725 | 3.9466 | 17.1234 | 10.4359 | 1.2377 | 0.24827 | 17.1905 | 9.366 | 22.551 | 3.8346 | 196.9979 | 123.317 | 120.938 | 318.5034 | 615.761 | 2546.4862 | 3275.1841 | 3466.584 | 3469.29 | 3832.7118
QLD | Hydro | 685.1193 | 682.3503 | 679.5812 | 676.8122 | 674.0432 | 671.2742 | 668.5051 | 665.7361 | 662.9671 | 660.198 | 657.429 | 654.66 | 651.891 | 649.1219 | 646.3529 | 643.5839 | 241.4355 | 240.3922 | 239.349 | 238.3057 | 237.2624
QLD | Dispatchable Storage | 16.8767 | 37.4264 | 37.8369 | 58.0113 | 60.2312 | 116.0876 | 300.5958 | 244.6831 | 411.332 | 457.45 | 482.9985 | 595.6366 | 863.5371 | 1366.3785 | 3242.5627 | 3806.0365 | 4519.5238 | 3719.8518 | 3994.1687 | 4230.4082 | 4308.9333
QLD | Behind the Meter Storage | 48.7846 | 59.6306 | 72.973 | 88.0623 | 103.077 | 115.0753 | 123.6567 | 132.834 | 150.027 | 164.1096 | 164.5179 | 168.272 | 175.2361 | 186.6232 | 205.6042 | 229.5435 | 247.4726 | 266.7541 | 283.3279 | 307.0152 | 322.2739
QLD | Wind | 2306.7854 | 4232.842 | 4120.3903 | 4068.9805 | 6046.6102 | 7638.9428 | 7211.6629 | 11799.0612 | 12117.7523 | 11967.3807 | 11545.3398 | 11764.9018 | 11537.1077 | 11528.6112 | 13733.8357 | 15040.9547 | 14457.6151 | 14375.6414 | 14411.511 | 14601.5367 | 13918.2956
QLD | Solar | 5005.2818 | 6213.3796 | 6131.1274 | 6118.8457 | 6224.2793 | 7377.5486 | 10613.3719 | 8842.0661 | 11373.5712 | 11646.5415 | 11998.4401 | 12282.2829 | 12180.1671 | 12204.0929 | 12552.4072 | 12497.2682 | 12515.9595 | 10358.2127 | 11504.5834 | 11773.1977 | 12146.7721
QLD | Distributed PV | 5730.5623 | 6067.0459 | 6369.913 | 6610.1034 | 6851.4888 | 7092.358 | 7345.7689 | 7582.8204 | 7831.6134 | 8075.698 | 8337.6671 | 8604.3111 | 8945.3855 | 9342.7222 | 9876.1313 | 10406.2581 | 10828.6763 | 11211.6405 | 11596.0981 | 12025.4846 | 12557.771
Total excluding storage |  | 65553.0912 | 67670.6167 | 71904.4001 | 71077.529 | 71925.8768 | 73205.5614 | 73850.9563 | 72679.7645 | 75294.3155 | 75311.2519 | 75797.8502 | 77806.404 | 78526.7857 | 79168.5743 | 79249.4948 | 79064.7623 | 77146.8004 | 76711.2871 | 77664.905 | 78509.0857 | 79165.9132
QLD | DSP | 0 | 0 | 0 | 0 | 0 | 0 | 0 | 0 | 0 | 0 | 0 | 0 | 0.29982 | 0.0018165 | 0.65956 | 0.51846 | 0 | 1.4393 | 1.1881 | 1.0955 | 0
Total including DSP |  | 65553.0912 | 67670.6167 | 71904.4001 | 71077.529 | 71925.8768 | 73205.5614 | 73850.9563 | 72679.7645 | 75294.3155 | 75311.2519 | 75797.8502 | 77806.404 | 78527.0855 | 79168.5761 | 79250.1544 | 79065.2808 | 77146.8004 | 76712.7265 | 77666.0931 | 78510.1811 | 79165.9132
Region | Technology | 2022 | 2023 | 2024 | 2025 | 2026 | 2027 | 2028 | 2029 | 2030 | 2031 | 2032 | 2033 | 2034 | 2035 | 2036 | 2037 | 2038 | 2039 | 2040 | 2041 | 2042
VIC | Black Coal | 0 | 0 | 0 | 0 | 0 | 0 | 0 | 0 | 0 | 0 | 0 | 0 | 0 | 0 | 0 | 0 | 0 | 0 | 0 | 0 | 0
VIC | Brown Coal | 31943.0886 | 33240.5999 | 33078.8573 | 32062.9772 | 30192.041 | 28815.6727 | 31015.5441 | 28093.5632 | 26097.6435 | 25924.1188 | 22061.3903 | 21027.3175 | 20885.0196 | 20166.6688 | 19942.0574 | 20513.6625 | 21721.4742 | 21041.0317 | 21300.2985 | 22609.8366 | 20944.2997
VIC | CCGT | 32.0104 | 14.885 | 13.8758 | 17.8562 | 19.9049 | 10.5298 | 11.2695 | 9.5374 | 15.5682 | 35.2582 | 39.9048 | 1396.6011 | 1276.1296 | 863.2204 | 698.0087 | 463.8622 | 1648.0671 | 1590.1631 | 0 | 0 | 0
VIC | Peaking Gas+Liquids | 30.73 | 15.6869 | 10.4791 | 8.4302 | 23.1997 | 7.8676 | 8.9063 | 11.6133 | 20.1202 | 24.24 | 36.5322 | 142.9013 | 92.0467 | 172.8405 | 214.2296 | 228.6994 | 1887.3843 | 546.9055 | 1752.1686 | 3163.8159 | 2051.522
VIC | Hydro | 3111.8146 | 2879.0047 | 2723.5063 | 3424.4431 | 2649.1551 | 3048.9299 | 1843.0324 | 3714.7814 | 3486.7661 | 2741.5906 | 2986.7883 | 2762.1725 | 2611.1446 | 3284.3395 | 2541.1845 | 2923.1605 | 1765.812 | 3560.2707 | 3344.0724 | 2626.6017 | 2860.2758
VIC | Dispatchable Storage | 38.6604 | 33.092 | 29.7916 | 44.6359 | 87.7415 | 111.6765 | 122.5878 | 84.8275 | 145.4544 | 173.0258 | 568.8368 | 1251.5423 | 1469.2273 | 1703.4121 | 1779.7456 | 1818.0656 | 1802.9634 | 2077.4115 | 2712.3552 | 2461.2239 | 2856.5241
VIC | Behind the Meter Storage | 45.6645 | 54.6954 | 66.4458 | 81.4292 | 93.4683 | 105.7173 | 116.7378 | 124.2719 | 142.705 | 153.7022 | 154.031 | 160.8358 | 166.9423 | 183.8204 | 208.5421 | 235.3066 | 259.416 | 281.7409 | 304.3651 | 325.1451 | 339.6403
VIC | Wind | 13136.4069 | 12530.3506 | 12564.1179 | 12870.615 | 14102.7903 | 14743.7152 | 15177.5565 | 16142.1077 | 18040.2063 | 17811.1406 | 19975.9622 | 18044.2821 | 17104.8741 | 17732.5079 | 18701.5496 | 18412.4135 | 19110.4712 | 19833.7105 | 20738.1702 | 19349.3763 | 21993.798
VIC | Solar | 2277.0261 | 2452.2246 | 2345.6044 | 2531.7307 | 2978.881 | 3448.1432 | 3784.6479 | 3419.8071 | 3529.9705 | 3510.705 | 3479.081 | 3773.6257 | 7260.2557 | 7135.6649 | 7532.7196 | 7532.1229 | 7606.7046 | 6871.0561 | 6993.2873 | 7120.4184 | 7097.3451
VIC | Distributed PV | 3376.7382 | 3585.3319 | 3761.162 | 3873.9467 | 3959.436 | 4044.565 | 4135.1102 | 4245.9057 | 4352.9021 | 4446.465 | 4549.318 | 4733.4618 | 4997.9919 | 5429.3217 | 6117.9547 | 6699.7666 | 7043.2805 | 7334.0129 | 7590.6479 | 7945.1944 | 8397.7795
Total excluding storage |  | 53907.8148 | 54718.0836 | 54497.6027 | 54789.9991 | 53925.408 | 54119.4232 | 55976.0669 | 55637.3158 | 55543.1767 | 54493.5182 | 53128.9769 | 51880.362 | 54227.4622 | 54784.5637 | 55747.7041 | 56773.6876 | 60783.194 | 60777.1504 | 61718.645 | 62815.2434 | 63345.0201
VIC | DSP | 0.057172 | 0 | 0 | 0 | 0.44196 | 0 | 0 | 0 | 0.38036 | 0 | 0 | 0 | 0 | 0 | 0.84098 | 0.1785 | 0 | 0.97846 | 1.034 | 0 | 1.6953
Total including DSP |  | 53907.8719 | 54718.0836 | 54497.6027 | 54789.9991 | 53925.8499 | 54119.4232 | 55976.0669 | 55637.3158 | 55543.5571 | 54493.5182 | 53128.9769 | 51880.362 | 54227.4622 | 54784.5637 | 55748.5451 | 56773.8661 | 60783.194 | 60778.1288 | 61719.679 | 62815.2434 | 63346.7153
Region | Technology | 2022 | 2023 | 2024 | 2025 | 2026 | 2027 | 2028 | 2029 | 2030 | 2031 | 2032 | 2033 | 2034 | 2035 | 2036 | 2037 | 2038 | 2039 | 2040 | 2041 | 2042
SA | Black Coal | 0 | 0 | 0 | 0 | 0 | 0 | 0 | 0 | 0 | 0 | 0 | 0 | 0 | 0 | 0 | 0 | 0 | 0 | 0 | 0 | 0
SA | Brown Coal | 0 | 0 | 0 | 0 | 0 | 0 | 0 | 0 | 0 | 0 | 0 | 0 | 0 | 0 | 0 | 0 | 0 | 0 | 0 | 0 | 0
SA | CCGT | 1899.8944 | 1912.9697 | 1533.5151 | 1663.7959 | 1480.8398 | 1432.9551 | 1568.9679 | 1644.492 | 1558.9445 | 1631.6782 | 1364.1808 | 3550.7434 | 3280.2904 | 3173.5709 | 1926.5047 | 2040.4974 | 0 | 0 | 0 | 0 | 0
SA | Peaking Gas+Liquids | 65.0835 | 77.5659 | 126.1618 | 138.5312 | 127.6856 | 111.5957 | 130.5214 | 140.6357 | 132.4522 | 148.9186 | 116.4751 | 773.7617 | 742.4233 | 699.5225 | 782.3459 | 805.9985 | 2312.7427 | 1915.2619 | 1940.3445 | 2876.8789 | 2058.9062
SA | Hydro | 0 | 0 | 0 | 0 | 0 | 0 | 0 | 0 | 0 | 0 | 0 | 0 | 0 | 0 | 0 | 0 | 0 | 0 | 0 | 0 | 0
SA | Dispatchable Storage | 93.472 | 92.6491 | 90.4314 | 96.6694 | 96.9405 | 107.1555 | 110.1423 | 100.7603 | 117.6195 | 231.6312 | 360.7281 | 342.6362 | 358.6407 | 348.1942 | 1270.1672 | 1280.4754 | 1289.1379 | 1253.5837 | 1247.9726 | 1161.8341 | 1249.4169
SA | Behind the Meter Storage | 99.7285 | 99.1403 | 100.538 | 98.5405 | 91.7342 | 88.549 | 87.1752 | 83.5907 | 83.7598 | 83.1008 | 81.5113 | 80.4158 | 79.6424 | 81.4403 | 84.9621 | 91.3048 | 98.9494 | 104.7718 | 112.3235 | 117.0965 | 120.3568
SA | Wind | 6859.4509 | 6106.5248 | 6285.8859 | 6082.5006 | 6649.9157 | 6515.9406 | 6032.5644 | 6012.0414 | 5990.8872 | 5914.5939 | 6221.9328 | 5481.0839 | 4986.1469 | 4709.9003 | 5445.8611 | 5217.8187 | 4585.5448 | 4725.7968 | 4728.0046 | 4579.3066 | 4942.5614
SA | Solar | 964.2702 | 1009.4151 | 972.5485 | 978.9654 | 965.1199 | 992.0325 | 1010.8962 | 939.5985 | 980.7376 | 1072.4554 | 2299.8293 | 4396.5189 | 4194.2154 | 4279.5823 | 4266.2304 | 4372.34 | 4396.2634 | 4087.2284 | 4194.1367 | 4173.3695 | 4280.8791
SA | Distributed PV | 1950.948 | 1992.5043 | 2012.0027 | 2017.9049 | 2021.0277 | 2026.9583 | 2036.4898 | 2044.5876 | 2050.932 | 2058.8058 | 2071.5617 | 2088.6352 | 2113.9359 | 2156.9268 | 2266.7204 | 2362.4792 | 2418.5825 | 2471.9855 | 2520.5219 | 2594.0085 | 2711.6847
Total excluding storage |  | 11739.647 | 11098.9797 | 10930.114 | 10881.6981 | 11244.5887 | 11079.4822 | 10779.4397 | 10781.3552 | 10713.9535 | 10826.4519 | 12073.9798 | 16290.7432 | 15317.0119 | 15019.503 | 14687.6626 | 14799.1338 | 13713.1334 | 13200.2726 | 13383.0077 | 14223.5635 | 13994.0314
SA | DSP | 0.081042 | 0 | 0 | 0 | 0.16148 | 0 | 0 | 0 | 0.21244 | 0 | 0 | 0 | 0 | 0 | 0.38845 | 0.71679 | 0.71809 | 0.44823 | 0.46656 | 0 | 0.76351
Total including DSP |  | 11739.728 | 11098.9797 | 10930.114 | 10881.6981 | 11244.7502 | 11079.4822 | 10779.4397 | 10781.3552 | 10714.1659 | 10826.4519 | 12073.9798 | 16290.7432 | 15317.0119 | 15019.503 | 14688.051 | 14799.8506 | 13713.8515 | 13200.7208 | 13383.4743 | 14223.5635 | 13994.7949
Region | Technology | 2022 | 2023 | 2024 | 2025 | 2026 | 2027 | 2028 | 2029 | 2030 | 2031 | 2032 | 2033 | 2034 | 2035 | 2036 | 2037 | 2038 | 2039 | 2040 | 2041 | 2042
TAS | Black Coal | 0 | 0 | 0 | 0 | 0 | 0 | 0 | 0 | 0 | 0 | 0 | 0 | 0 | 0 | 0 | 0 | 0 | 0 | 0 | 0 | 0
TAS | Brown Coal | 0 | 0 | 0 | 0 | 0 | 0 | 0 | 0 | 0 | 0 | 0 | 0 | 0 | 0 | 0 | 0 | 0 | 0 | 0 | 0 | 0
TAS | CCGT | 0 | 0 | 0 | 0 | 0 | 0 | 0 | 0 | 0 | 0 | 0 | 0 | 0 | 0 | 0 | 0 | 0 | 0 | 0 | 0 | 0
TAS | Peaking Gas+Liquids | 0 | 0 | 0 | 0 | 0 | 0 | 0 | 0 | 0 | 0 | 0 | 0 | 0 | 0 | 0 | 0 | 0 | 0 | 0 | 0 | 0
TAS | Hydro | 10001.3411 | 7725.9437 | 7738.7406 | 8919.7815 | 8422.8018 | 8755.196 | 5817.6459 | 7639.2584 | 7322.6193 | 6388.6843 | 7030.1749 | 7390.3322 | 7042.4191 | 7205.1373 | 7142.5214 | 7092.3976 | 5706.7097 | 7533.4571 | 7798.5243 | 6451.0206 | 7367.5939
TAS | Dispatchable Storage | 0.47845 | 0.064611 | 0.43111 | 0.69748 | 1.0191 | 1.1055 | 2.9381 | 2.0261 | 2.9912 | 4.3167 | 3.5182 | 3.3367 | 4.7709 | 4.2853 | 4.8243 | 5.1842 | 10.5882 | 4.9006 | 4.2821 | 7.7175 | 4.387
TAS | Behind the Meter Storage | 5.9386 | 6.9452 | 7.9943 | 9.4704 | 10.4603 | 11.4605 | 12.3846 | 12.934 | 14.8574 | 15.7476 | 15.4769 | 15.9743 | 16.241 | 17.6596 | 19.6042 | 21.9116 | 23.8967 | 25.4354 | 27.4005 | 28.6482 | 29.2415
TAS | Wind | 2124.9865 | 2049.3447 | 2446.7765 | 3220.25 | 3915.4819 | 4584.2823 | 4711.0354 | 5376.9215 | 5777.2273 | 5783.8531 | 6213.2295 | 5927.9945 | 5631.8896 | 6074.7763 | 6118.8342 | 6218.5807 | 5967.434 | 5902.6343 | 5794.2128 | 5771.5744 | 5939.3233
TAS | Solar | 0 | 0 | 0 | 0 | 0 | 0 | 304.7945 | 289.6701 | 299.0721 | 295.383 | 293.4725 | 304.3513 | 315.5627 | 288.3234 | 298.1963 | 287.007 | 304.7768 | 291.802 | 299.8615 | 294.9438 | 292.7055
TAS | Distributed PV | 231.8876 | 240.7485 | 246.9294 | 248.793 | 248.5843 | 248.1054 | 247.8851 | 248.935 | 249.7017 | 249.5917 | 249.9459 | 253.0847 | 260.0879 | 276.3302 | 307.7536 | 333.8218 | 345.5217 | 355.7626 | 363.422 | 376.1013 | 394.0532
Total excluding storage |  | 12358.2153 | 10016.0368 | 10432.4465 | 12388.8245 | 12586.868 | 13587.5837 | 11081.361 | 13554.7849 | 13648.6204 | 12717.5121 | 13786.8228 | 13875.7628 | 13249.9593 | 13844.5672 | 13867.3055 | 13931.8072 | 12324.4422 | 14083.6561 | 14256.0206 | 12893.6401 | 13993.6759
TAS | DSP | 0 | 0 | 0 | 0 | 0 | 0 | 0 | 0 | 0 | 0 | 0 | 0 | 0 | 0 | 0 | 0 | 0 | 0 | 0 | 0 | 0
Total including DSP |  | 12358.2153 | 10016.0368 | 10432.4465 | 12388.8245 | 12586.868 | 13587.5837 | 11081.361 | 13554.7849 | 13648.6204 | 12717.5121 | 13786.8228 | 13875.7628 | 13249.9593 | 13844.5672 | 13867.3055 | 13931.8072 | 12324.4422 | 14083.6561 | 14256.0206 | 12893.6401 | 13993.6759
Pump Load (GWh) - Central with TRET (Counterfactual)
Region | Technology | 2022 | 2023 | 2024 | 2025 | 2026 | 2027 | 2028 | 2029 | 2030 | 2031 | 2032 | 2033 | 2034 | 2035 | 2036 | 2037 | 2038 | 2039 | 2040 | 2041 | 2042
NEM | Dispatchable Storage Load | -216.1534 | -270.7265 | -239.5855 | -394.9431 | -602.1062 | -888.7218 | -1397.4541 | -960.905 | -1380.575 | -2826.0738 | -2779.5682 | -3251.9692 | -3808.6025 | -4764.3618 | -11344.8161 | -11885.2083 | -11196.5904 | -10776.5919 | -11327.003 | -11005.4161 | -11605.2254
NEM | Behind the Meter Storage Load | -362.042 | -411.0272 | -477.0041 | -548.0732 | -603.0302 | -655.6623 | -692.6181 | -727.6645 | -811.3993 | -864.8503 | -866.4242 | -883.1899 | -911.1896 | -973.0341 | -1076.5687 | -1196.4549 | -1292.9028 | -1390.5291 | -1481.3138 | -1576.6785 | -1644.6122
Total |  | -578.1953 | -681.7538 | -716.5896 | -943.0163 | -1205.1364 | -1544.3841 | -2090.0722 | -1688.5695 | -2191.9743 | -3690.9241 | -3645.9924 | -4135.1591 | -4719.7921 | -5737.3959 | -12421.3848 | -13081.6632 | -12489.4932 | -12167.121 | -12808.3168 | -12582.0946 | -13249.8376
Region | Technology | 2022 | 2023 | 2024 | 2025 | 2026 | 2027 | 2028 | 2029 | 2030 | 2031 | 2032 | 2033 | 2034 | 2035 | 2036 | 2037 | 2038 | 2039 | 2040 | 2041 | 2042
NSW | Dispatchable Storage Load | -33.4645 | -70.344 | -44.3048 | -147.4617 | -300.5244 | -453.1038 | -560.1957 | -316.1136 | -283.562 | -1704.3825 | -966.6576 | -445.7893 | -394.2076 | -450.727 | -3461.0977 | -3233.8356 | -1705.3515 | -2022.015 | -1397.8434 | -1242.4135 | -1129.2083
NSW | Behind the Meter Storage Load | -126.7308 | -151.8506 | -185.5915 | -221.7396 | -251.8382 | -278.5625 | -292.8722 | -311.8426 | -351.1708 | -374.9339 | -377.7894 | -382.8413 | -396.3183 | -420.8658 | -466.7881 | -516.9409 | -552.3713 | -592.3792 | -625.7635 | -661.9492 | -690.3156
Total |  | -160.1953 | -222.1947 | -229.8963 | -369.2013 | -552.3626 | -731.6662 | -853.0679 | -627.9562 | -634.7329 | -2079.3164 | -1344.447 | -828.6306 | -790.5259 | -871.5928 | -3927.8858 | -3750.7765 | -2257.7228 | -2614.3942 | -2023.6069 | -1904.3627 | -1819.5239
Region | Technology | 2022 | 2023 | 2024 | 2025 | 2026 | 2027 | 2028 | 2029 | 2030 | 2031 | 2032 | 2033 | 2034 | 2035 | 2036 | 2037 | 2038 | 2039 | 2040 | 2041 | 2042
QLD | Dispatchable Storage Load | -21.2509 | -47.0823 | -48.2031 | -74.9113 | -75.8088 | -168.7253 | -552.0454 | -418.0636 | -775.5588 | -627.0755 | -661.4338 | -819.5698 | -1153.7028 | -1764.4958 | -4103.7988 | -4795.2324 | -5661.8932 | -4633.1941 | -4993.9451 | -5289.059 | -5384.8592
QLD | Behind the Meter Storage Load | -57.3817 | -70.1114 | -85.8021 | -103.5549 | -121.2202 | -135.2853 | -145.3923 | -156.1935 | -176.4285 | -192.9279 | -193.514 | -197.8554 | -206.0545 | -219.4688 | -241.8053 | -269.8765 | -290.9889 | -313.6826 | -333.2055 | -360.9549 | -379.0815
Total |  | -78.6326 | -117.1937 | -134.0052 | -178.4662 | -197.0289 | -304.0106 | -697.4377 | -574.2572 | -951.9873 | -820.0034 | -854.9478 | -1017.4253 | -1359.7574 | -1983.9647 | -4345.6041 | -5065.1089 | -5952.8821 | -4946.8767 | -5327.1506 | -5650.0139 | -5763.9407
Region | Technology | 2022 | 2023 | 2024 | 2025 | 2026 | 2027 | 2028 | 2029 | 2030 | 2031 | 2032 | 2033 | 2034 | 2035 | 2036 | 2037 | 2038 | 2039 | 2040 | 2041 | 2042
VIC | Dispatchable Storage Load | -46.9644 | -40.1813 | -36.1358 | -53.9039 | -106.58 | -135.2829 | -148.0469 | -102.2166 | -175.1249 | -206.9678 | -704.3703 | -1562.3839 | -1816.957 | -2117.813 | -2209.8117 | -2268.6637 | -2231.4093 | -2575.6547 | -3394.2179 | -3035.2257 | -3549.0195
VIC | Behind the Meter Storage Load | -53.677 | -64.3205 | -78.0409 | -95.7414 | -109.8075 | -124.2051 | -137.2845 | -146.1805 | -167.8887 | -180.7695 | -181.0783 | -189.1504 | -196.1173 | -216.1502 | -245.0283 | -276.5053 | -305.0903 | -331.4167 | -358.1006 | -382.412 | -399.3077
Total |  | -100.6415 | -104.5018 | -114.1767 | -149.6453 | -216.3875 | -259.4881 | -285.3314 | -248.3971 | -343.0136 | -387.7373 | -885.4486 | -1751.5344 | -2013.0743 | -2333.9632 | -2454.84 | -2545.1691 | -2536.4996 | -2907.0713 | -3752.3185 | -3417.6377 | -3948.3272
Region | Technology | 2022 | 2023 | 2024 | 2025 | 2026 | 2027 | 2028 | 2029 | 2030 | 2031 | 2032 | 2033 | 2034 | 2035 | 2036 | 2037 | 2038 | 2039 | 2040 | 2041 | 2042
SA | Dispatchable Storage Load | -113.9057 | -113.0428 | -110.4397 | -117.8453 | -117.9939 | -130.2956 | -133.7227 | -122.1277 | -142.7821 | -282.5974 | -442.9358 | -420.2967 | -438.1578 | -426.2841 | -1564.4321 | -1581.3217 | -1585.5365 | -1539.962 | -1535.8898 | -1429.7085 | -1536.9773
SA | Behind the Meter Storage Load | -117.2759 | -116.5834 | -118.186 | -115.91 | -107.8791 | -104.1498 | -102.5154 | -98.2487 | -98.4564 | -97.7194 | -95.858 | -94.5692 | -93.6309 | -95.7966 | -99.9186 | -107.3934 | -116.3666 | -123.1572 | -132.047 | -137.7027 | -141.5459
Total |  | -231.1816 | -229.6261 | -228.6257 | -233.7553 | -225.8729 | -234.4454 | -236.2381 | -220.3764 | -241.2385 | -380.3168 | -538.7937 | -514.8658 | -531.7887 | -522.0807 | -1664.3507 | -1688.7151 | -1701.9031 | -1663.1192 | -1667.9368 | -1567.4111 | -1678.5232
Region | Technology | 2022 | 2023 | 2024 | 2025 | 2026 | 2027 | 2028 | 2029 | 2030 | 2031 | 2032 | 2033 | 2034 | 2035 | 2036 | 2037 | 2038 | 2039 | 2040 | 2041 | 2042
TAS | Dispatchable Storage Load | -0.5678 | -0.076126 | -0.50206 | -0.8208 | -1.1991 | -1.3142 | -3.4434 | -2.3835 | -3.5473 | -5.0506 | -4.1707 | -3.9295 | -5.5773 | -5.0418 | -5.6757 | -6.1548 | -12.4 | -5.7661 | -5.1069 | -9.0094 | -5.1611
TAS | Behind the Meter Storage Load | -6.9765 | -8.1613 | -9.3837 | -11.1273 | -12.2852 | -13.4596 | -14.5538 | -15.1992 | -17.4548 | -18.4996 | -18.1846 | -18.7735 | -19.0687 | -20.7527 | -23.0284 | -25.7388 | -28.0856 | -29.8935 | -32.1972 | -33.6597 | -34.3616
Total |  | -7.5443 | -8.2375 | -9.8858 | -11.9481 | -13.4844 | -14.7738 | -17.9972 | -17.5826 | -21.0021 | -23.5503 | -22.3553 | -22.703 | -24.6459 | -25.7945 | -28.7041 | -31.8936 | -40.4856 | -35.6596 | -37.304 | -42.6692 | -39.5226

## Generation_2
Annual as-generated generation by technology (GWh) - Central with TRET (DP8)
Years are financial year ending.
Region | Technology | 2022 | 2023 | 2024 | 2025 | 2026 | 2027 | 2028 | 2029 | 2030 | 2031 | 2032 | 2033 | 2034 | 2035 | 2036 | 2037 | 2038 | 2039 | 2040 | 2041 | 2042
NEM | Black Coal | 97441.0801 | 94553.062 | 94685.6371 | 90923.0317 | 87568.8713 | 83883.2722 | 83722.9399 | 73061.9802 | 71968.1964 | 78859.1369 | 74970.9608 | 70530.9533 | 72481.2655 | 70427.3233 | 47212.0507 | 42111.3777 | 33529.6519 | 34462.8233 | 34933.5284 | 34196.1297 | 33501.9512
NEM | Brown Coal | 31943.0229 | 33622.3333 | 33459.1562 | 33924.747 | 33352.7193 | 31419.6372 | 35390.7681 | 34484.6835 | 31864.4276 | 29669.0596 | 26479.1643 | 23125.6403 | 23501.4465 | 23213.4657 | 22915.7406 | 22616.192 | 22006.9971 | 22481.7178 | 22891.584 | 22558.3355 | 22429.0995
NEM | CCGT | 3143.0283 | 3139.0214 | 2998.6431 | 1929.7401 | 1932.1551 | 1926.5079 | 1927.5113 | 1875.8678 | 1875.4865 | 1873.74 | 1886.9278 | 2798.0594 | 2339.4903 | 1885.3746 | 3215.9877 | 2427.0852 | 5810.6711 | 2868.5664 | 2864.7708 | 4939.1936 | 2305.7506
NEM | Peaking Gas+Liquids | 112.3664 | 94.9534 | 157.2595 | 57.7463 | 29.803 | 9.4162 | 2.0608 | 24.3566 | 21.4405 | 17.747 | 47.7969 | 167.3916 | 83.7793 | 98.7613 | 176.3555 | 200.1219 | 1439.5429 | 538.3681 | 331.1177 | 1198.6419 | 181.1665
NEM | Hydro | 15998.527 | 13174.8794 | 13020.0932 | 16143.7496 | 13763.1179 | 15355.4802 | 9389.4729 | 16718.5404 | 15795.5712 | 12053.6774 | 15902.8627 | 14253.27 | 13987.2693 | 15948.106 | 14507.7849 | 16524.5784 | 9881.8574 | 17348.6613 | 15758.9035 | 12393.7752 | 15334.8027
NEM | Dispatchable Storage | 175.5282 | 192.6524 | 168.3484 | 299.1991 | 713.74 | 1015.3827 | 2329.2246 | 1780.3985 | 1703.5105 | 2006.0964 | 1625.3423 | 4754.2779 | 5777.1362 | 6368.5005 | 10565.046 | 10978.6054 | 12055.8487 | 12759.9479 | 12452.7977 | 14598.454 | 16113.44
NEM | Behind the Meter Storage | 307.8815 | 349.5679 | 405.8046 | 466.0259 | 512.881 | 557.6824 | 589.0446 | 618.9552 | 689.9672 | 735.5756 | 736.7638 | 751.0907 | 775.1096 | 827.3416 | 915.6105 | 1017.6304 | 1099.4949 | 1182.6554 | 1259.4802 | 1340.918 | 1398.4534
NEM | Wind | 29308.9544 | 30463.6819 | 31118.575 | 32295.0536 | 37296.8974 | 40123.2635 | 40431.7283 | 47568.2538 | 51095.6937 | 50646.9416 | 54375.8684 | 51517.7563 | 51803.8166 | 53254.1231 | 68901.5008 | 73728.3597 | 84244.3128 | 86540.2361 | 85255.9015 | 83448.4284 | 84823.1317
NEM | Solar | 12774.5275 | 15384.0507 | 14970.4559 | 15103.3844 | 15926.0178 | 17660.5486 | 21339.8334 | 18737.4065 | 20895.4121 | 21477.6166 | 22081.2747 | 36300.1244 | 35797.5132 | 35382.7062 | 45018.4911 | 45251.5371 | 47688.326 | 41656.2921 | 45474.1549 | 50794.9973 | 52393.5577
NEM | Distributed PV | 15453.3412 | 16385.4373 | 17152.0833 | 17654.0411 | 18090.5305 | 18517.819 | 18972.1167 | 19452.2496 | 19949.297 | 20396.7077 | 20892.9265 | 21567.867 | 22539.4136 | 23894.5703 | 25982.2296 | 27828.6794 | 29023.3593 | 30089.5636 | 31081.7733 | 32341.6811 | 33986.6993
Total excluding storage |  | 206174.8478 | 206817.4195 | 207561.9034 | 208031.4939 | 207960.1125 | 208895.9447 | 211176.4313 | 211923.3384 | 213465.525 | 214994.6271 | 216637.7821 | 220261.0623 | 222533.9944 | 224104.4305 | 227930.1409 | 230687.9314 | 233624.7184 | 235986.2287 | 238591.7341 | 241871.1827 | 244956.1591
NEM | DSP | 0.13821 | 0 | 0.14155 | 0.58213 | 0.60344 | 0 | 0.20529 | 0.22468 | 1.5679 | 0 | 0.27951 | 0.29761 | 0.81167 | 1.2753 | 3.0833 | 3.6592 | 1.6546 | 4.6203 | 4.666 | 1.8009 | 4.6947
Total including DSP |  | 206174.986 | 206817.4195 | 207562.045 | 208032.076 | 207960.716 | 208895.9447 | 211176.6366 | 211923.563 | 213467.0929 | 214994.6271 | 216638.0616 | 220261.3599 | 222534.8061 | 224105.7058 | 227933.2242 | 230691.5906 | 233626.373 | 235990.8491 | 238596.4001 | 241872.9835 | 244960.8538
Region | Technology | 2022 | 2023 | 2024 | 2025 | 2026 | 2027 | 2028 | 2029 | 2030 | 2031 | 2032 | 2033 | 2034 | 2035 | 2036 | 2037 | 2038 | 2039 | 2040 | 2041 | 2042
NSW | Black Coal | 46795.0918 | 45556.785 | 41845.972 | 39228.2259 | 38330.6181 | 36251.5214 | 38116.7214 | 32275.9682 | 31955.1279 | 38269.6803 | 34683.3431 | 25769.5509 | 26379.6132 | 25051.2318 | 8443.7344 | 8557.1214 | 8352.9759 | 8476.138 | 8696.16 | 8556.7633 | 8119.4552
NSW | Brown Coal | 0 | 0 | 0 | 0 | 0 | 0 | 0 | 0 | 0 | 0 | 0 | 0 | 0 | 0 | 0 | 0 | 0 | 0 | 0 | 0 | 0
NSW | CCGT | 34.6896 | 34.6896 | 104.3539 | 65.5248 | 65.5248 | 65.5248 | 65.7043 | 65.5248 | 65.5248 | 65.5248 | 65.7043 | 280.8405 | 71.6093 | 65.5248 | 445.8829 | 219.0756 | 1668.0909 | 535.7939 | 629.5933 | 1604.9298 | 510.4895
NSW | Peaking Gas+Liquids | 13.6326 | 1.0763 | 16.7571 | 25.8498 | 0.11717 | 0 | 0 | 0.82021 | 8.6406 | 2.9519 | 17.6511 | 45.682 | 20.1522 | 30.8717 | 47.7497 | 85.1624 | 368.5732 | 157.099 | 79.0169 | 259.0019 | 34.8872
NSW | Hydro | 2200.252 | 1887.5807 | 1850.6673 | 2880.2994 | 1853.2466 | 2272.2285 | 1058.8229 | 3737.2503 | 3326.7972 | 2084.6978 | 2388.739 | 3249.0355 | 3146.1166 | 3472.7931 | 2914.218 | 3204.4643 | 2156.7382 | 4333.9608 | 3973.6071 | 2899.8049 | 3159.8081
NSW | Dispatchable Storage | 26.6351 | 27.1574 | 11.6423 | 123.533 | 511.8792 | 737.1755 | 1842.756 | 1341.5365 | 1146.9958 | 1398.5786 | 1039.8495 | 3846.8784 | 4385.8893 | 4911.5376 | 7079.844 | 7012.5622 | 7557.2708 | 7903.0585 | 7448.4689 | 9012.8693 | 9512.9794
NSW | Behind the Meter Storage | 107.7652 | 129.1563 | 157.8533 | 188.5235 | 214.1412 | 236.8803 | 249.0902 | 265.3246 | 298.6179 | 318.9155 | 321.2268 | 325.5928 | 337.0477 | 357.798 | 396.898 | 439.5639 | 469.7602 | 503.9533 | 532.0632 | 563.0129 | 586.9408
NSW | Wind | 4881.3247 | 5470.2151 | 5628.1674 | 5661.2452 | 5919.8996 | 5703.164 | 5373.636 | 5698.7279 | 5422.6531 | 5657.7148 | 5690.7572 | 6774.7742 | 7690.0619 | 7713.4935 | 15203.2531 | 14962.0156 | 17253.5479 | 19110.9699 | 17713.8523 | 17337.4631 | 16084.2624
NSW | Solar | 4527.9495 | 5709.0314 | 5521.1756 | 5431.847 | 5727.075 | 5774.2156 | 5766.8822 | 5125.4809 | 5302.5502 | 5437.8332 | 5561.9202 | 13858.1696 | 13929.6412 | 13561.3052 | 20638.0723 | 20671.0953 | 23267.0401 | 20313.9724 | 22192.5678 | 27365.3839 | 28183.0004
NSW | Distributed PV | 4163.2051 | 4499.8067 | 4762.0763 | 4903.2931 | 5009.9936 | 5105.8322 | 5206.8626 | 5330.0009 | 5464.1479 | 5566.1473 | 5684.4338 | 5888.3742 | 6222.0125 | 6689.2694 | 7413.6695 | 8026.3537 | 8387.2983 | 8716.162 | 9011.0835 | 9400.8923 | 9925.4109
Total excluding storage |  | 62616.1453 | 63159.1849 | 59729.1696 | 58196.2852 | 56906.4749 | 55172.4866 | 55588.6295 | 52233.7732 | 51545.4417 | 57084.5501 | 54092.5487 | 55866.4268 | 57459.2069 | 56584.4895 | 55106.5798 | 55725.2883 | 61454.2645 | 61644.096 | 62295.8808 | 67424.2392 | 66017.3134
NSW | DSP | 0 | 0 | 0.14155 | 0.58213 | 0 | 0 | 0.20529 | 0.22468 | 0.97514 | 0 | 0.27951 | 0.29761 | 0.51185 | 1.2735 | 1.1943 | 2.2454 | 0.93656 | 1.7543 | 1.9773 | 0.70539 | 2.2359
Total including DSP |  | 62616.1453 | 63159.1849 | 59729.3111 | 58196.8673 | 56906.4749 | 55172.4866 | 55588.8348 | 52233.9979 | 51546.4169 | 57084.5501 | 54092.8282 | 55866.7244 | 57459.7187 | 56585.7631 | 55107.7741 | 55727.5337 | 61455.201 | 61645.8503 | 62297.8581 | 67424.9446 | 66019.5493
Region | Technology | 2022 | 2023 | 2024 | 2025 | 2026 | 2027 | 2028 | 2029 | 2030 | 2031 | 2032 | 2033 | 2034 | 2035 | 2036 | 2037 | 2038 | 2039 | 2040 | 2041 | 2042
QLD | Black Coal | 50645.9883 | 48996.277 | 52839.6651 | 51694.8059 | 49238.2532 | 47631.7507 | 45606.2184 | 40786.0121 | 40013.0685 | 40589.4566 | 40287.6177 | 44761.4024 | 46101.6523 | 45376.0915 | 38768.3163 | 33554.2563 | 25176.676 | 25986.6853 | 26237.3684 | 25639.3664 | 25382.496
QLD | Brown Coal | 0 | 0 | 0 | 0 | 0 | 0 | 0 | 0 | 0 | 0 | 0 | 0 | 0 | 0 | 0 | 0 | 0 | 0 | 0 | 0 | 0
QLD | CCGT | 1176.4338 | 1176.4338 | 1346.3869 | 1309.0436 | 1309.0436 | 1309.0436 | 1312.63 | 1258.4546 | 1258.4546 | 1258.4546 | 1261.9024 | 1587.2356 | 1475.3151 | 1260.5392 | 1858.3313 | 1709.5975 | 3806.1377 | 2241.695 | 2235.1775 | 3334.2638 | 1795.2611
QLD | Peaking Gas+Liquids | 2.9204 | 0.64725 | 3.5532 | 15.6154 | 2.2784 | 0.50677 | 0.12827 | 16.307 | 7.1755 | 12.2004 | 1.6675 | 23.4036 | 12.5118 | 20.6285 | 20.8591 | 34.0384 | 158.4179 | 130.6 | 40.175 | 132.0011 | 16.8637
QLD | Hydro | 685.1193 | 682.3503 | 679.5812 | 676.8122 | 674.0432 | 671.2742 | 668.5051 | 665.7361 | 662.9671 | 660.198 | 657.429 | 654.66 | 651.891 | 649.1219 | 646.3529 | 643.5839 | 241.4355 | 240.3922 | 239.349 | 238.3057 | 237.2624
QLD | Dispatchable Storage | 16.8767 | 38.4153 | 38.0195 | 74.115 | 62.4606 | 115.7295 | 315.0573 | 261.8066 | 361.7621 | 373.6632 | 385.281 | 617.4672 | 1100.731 | 1157.6414 | 2793.4005 | 2836.5568 | 2846.8114 | 3237.2873 | 3365.1646 | 3754.3924 | 3823.8167
QLD | Behind the Meter Storage | 48.7846 | 59.6306 | 72.973 | 88.0623 | 103.077 | 115.0753 | 123.6567 | 132.834 | 150.027 | 164.1096 | 164.5179 | 168.272 | 175.2361 | 186.6232 | 205.6042 | 229.5435 | 247.4726 | 266.7541 | 283.3279 | 307.0152 | 322.2739
QLD | Wind | 2306.7854 | 4232.842 | 4120.3903 | 4065.8538 | 6046.6102 | 7638.9428 | 7214.4812 | 11861.0936 | 13261.0518 | 13062.2483 | 12721.3414 | 13131.5943 | 12802.6206 | 12950.435 | 18189.8463 | 23965.5668 | 28785.7156 | 29101.7645 | 29647.1185 | 29826.7084 | 28811.509
QLD | Solar | 5005.2818 | 6213.3796 | 6131.1274 | 6118.8457 | 6224.2793 | 7377.5486 | 10610.5535 | 8780.0338 | 10230.2717 | 10403.3918 | 10889.4606 | 11138.6315 | 11022.1823 | 11031.7118 | 13335.9472 | 13299.8128 | 13030.0368 | 10854.717 | 12529.4555 | 12720.9951 | 13381.1678
QLD | Distributed PV | 5730.5623 | 6067.0459 | 6369.913 | 6610.1034 | 6851.4888 | 7092.358 | 7345.7689 | 7582.8204 | 7831.6134 | 8075.698 | 8337.6671 | 8604.3111 | 8945.3855 | 9342.7222 | 9876.1313 | 10406.2581 | 10828.6763 | 11211.6405 | 11596.0981 | 12025.4846 | 12557.771
Total excluding storage |  | 65553.0912 | 67368.9758 | 71490.6172 | 70491.0799 | 70345.9968 | 71721.4247 | 72758.2855 | 70950.4576 | 73264.6026 | 74061.6476 | 74157.0857 | 79901.2386 | 81011.5585 | 80631.2501 | 82695.7844 | 83613.1138 | 82027.0957 | 79767.4944 | 82524.7419 | 83917.125 | 82182.3311
QLD | DSP | 0 | 0 | 0 | 0 | 0 | 0 | 0 | 0 | 0 | 0 | 0 | 0 | 0.29982 | 0.0018165 | 0.65956 | 0.51846 | 0 | 1.4393 | 1.1881 | 1.0955 | 0
Total including DSP |  | 65553.0912 | 67368.9758 | 71490.6172 | 70491.0799 | 70345.9968 | 71721.4247 | 72758.2855 | 70950.4576 | 73264.6026 | 74061.6476 | 74157.0857 | 79901.2386 | 81011.8584 | 80631.252 | 82696.4439 | 83613.6323 | 82027.0957 | 79768.9338 | 82525.93 | 83918.2204 | 82182.3311
Region | Technology | 2022 | 2023 | 2024 | 2025 | 2026 | 2027 | 2028 | 2029 | 2030 | 2031 | 2032 | 2033 | 2034 | 2035 | 2036 | 2037 | 2038 | 2039 | 2040 | 2041 | 2042
VIC | Black Coal | 0 | 0 | 0 | 0 | 0 | 0 | 0 | 0 | 0 | 0 | 0 | 0 | 0 | 0 | 0 | 0 | 0 | 0 | 0 | 0 | 0
VIC | Brown Coal | 31943.0229 | 33622.3333 | 33459.1562 | 33924.747 | 33352.7193 | 31419.6372 | 35390.7681 | 34484.6835 | 31864.4276 | 29669.0596 | 26479.1643 | 23125.6403 | 23501.4465 | 23213.4657 | 22915.7406 | 22616.192 | 22006.9971 | 22481.7178 | 22891.584 | 22558.3355 | 22429.0995
VIC | CCGT | 32.0104 | 14.8791 | 14.0435 | 7.6717 | 10.0867 | 4.4395 | 0.17695 | 4.3884 | 4.0071 | 2.2606 | 10.3211 | 21.6142 | 10.7645 | 11.8106 | 31.2261 | 35.0081 | 336.4426 | 91.0776 | 0 | 0 | 0
VIC | Peaking Gas+Liquids | 30.73 | 15.6758 | 10.4669 | 8.511 | 17.0185 | 4.1662 | 0 | 4.0694 | 1.9841 | 0.24662 | 18.553 | 26.0674 | 3.8103 | 7.5169 | 30.6049 | 28.8657 | 213.7289 | 93.7606 | 62.5969 | 165.1023 | 39.5555
VIC | Hydro | 3111.8146 | 2879.0047 | 2723.5063 | 3424.4431 | 2649.1551 | 3048.9299 | 1843.0324 | 3714.7814 | 3486.7661 | 2741.5906 | 2986.7883 | 2762.1725 | 2611.1446 | 3284.3395 | 2541.1845 | 2923.1605 | 1765.812 | 3560.2707 | 3344.0724 | 2626.6017 | 2860.2758
VIC | Dispatchable Storage | 38.5825 | 33.5202 | 28.948 | 37.4683 | 53.9526 | 67.1859 | 77.155 | 84.6992 | 102.6062 | 125.0939 | 103.7618 | 156.0501 | 151.2549 | 172.5625 | 188.7377 | 213.5611 | 230.3592 | 244.4015 | 254.2927 | 270.1744 | 741.7233
VIC | Behind the Meter Storage | 45.6645 | 54.6954 | 66.4458 | 81.4292 | 93.4683 | 105.7173 | 116.7378 | 124.2719 | 142.705 | 153.7022 | 154.031 | 160.8358 | 166.9423 | 183.8204 | 208.5421 | 235.3066 | 259.416 | 281.7409 | 304.3651 | 325.1451 | 339.6403
VIC | Wind | 13136.4069 | 12583.6907 | 12621.6758 | 13105.7662 | 14604.1551 | 15488.2331 | 16583.2231 | 18079.4312 | 20146.3157 | 19630.506 | 21973.6782 | 18478.7203 | 18370.6862 | 18902.6741 | 20062.7786 | 19543.9207 | 18556.3207 | 18154.1151 | 18178.0101 | 16584.3346 | 18657.5747
VIC | Solar | 2277.0261 | 2452.2246 | 2345.6044 | 2573.7263 | 3009.5437 | 3516.7519 | 3951.5015 | 3892.2933 | 4381.8525 | 4384.9433 | 4364.7771 | 4685.7827 | 4488.4825 | 4359.7108 | 4535.3836 | 4614.4017 | 4693.3261 | 4251.7757 | 4378.1176 | 4374.3712 | 4348.5805
VIC | Distributed PV | 3376.7382 | 3585.3319 | 3761.162 | 3873.9467 | 3959.436 | 4044.565 | 4135.1102 | 4245.9057 | 4352.9021 | 4446.465 | 4549.318 | 4733.4618 | 4997.9919 | 5429.3217 | 6117.9547 | 6699.7666 | 7043.2805 | 7334.0129 | 7590.6479 | 7945.1944 | 8397.7795
Total excluding storage |  | 53907.749 | 55153.14 | 54935.6149 | 56918.8119 | 57602.1146 | 57526.7227 | 61903.8123 | 64425.553 | 64238.2552 | 60875.0717 | 60382.6001 | 53833.4592 | 53984.3264 | 55208.8393 | 56234.873 | 56461.3153 | 54615.9078 | 55966.7304 | 56445.0288 | 54253.9398 | 56732.8655
VIC | DSP | 0.057172 | 0 | 0 | 0 | 0.44196 | 0 | 0 | 0 | 0.38036 | 0 | 0 | 0 | 0 | 0 | 0.84098 | 0.1785 | 0 | 0.97846 | 1.034 | 0 | 1.6953
Total including DSP |  | 53907.8062 | 55153.14 | 54935.6149 | 56918.8119 | 57602.5565 | 57526.7227 | 61903.8123 | 64425.553 | 64238.6355 | 60875.0717 | 60382.6001 | 53833.4592 | 53984.3264 | 55208.8393 | 56235.714 | 56461.4938 | 54615.9078 | 55967.7089 | 56446.0629 | 54253.9398 | 56734.5607
Region | Technology | 2022 | 2023 | 2024 | 2025 | 2026 | 2027 | 2028 | 2029 | 2030 | 2031 | 2032 | 2033 | 2034 | 2035 | 2036 | 2037 | 2038 | 2039 | 2040 | 2041 | 2042
SA | Black Coal | 0 | 0 | 0 | 0 | 0 | 0 | 0 | 0 | 0 | 0 | 0 | 0 | 0 | 0 | 0 | 0 | 0 | 0 | 0 | 0 | 0
SA | Brown Coal | 0 | 0 | 0 | 0 | 0 | 0 | 0 | 0 | 0 | 0 | 0 | 0 | 0 | 0 | 0 | 0 | 0 | 0 | 0 | 0 | 0
SA | CCGT | 1899.8944 | 1913.0189 | 1533.8587 | 547.5 | 547.5 | 547.5 | 549 | 547.5 | 547.5 | 547.5 | 549 | 908.3691 | 781.8014 | 547.5 | 880.5475 | 463.404 | 0 | 0 | 0 | 0 | 0
SA | Peaking Gas+Liquids | 65.0835 | 77.5541 | 126.4824 | 7.7702 | 10.3889 | 4.7432 | 1.9325 | 3.1599 | 3.6403 | 2.3482 | 9.9253 | 72.0327 | 47.3049 | 39.7441 | 76.3282 | 51.9603 | 695.6681 | 154.1093 | 149.1787 | 641.9852 | 89.8602
SA | Hydro | 0 | 0 | 0 | 0 | 0 | 0 | 0 | 0 | 0 | 0 | 0 | 0 | 0 | 0 | 0 | 0 | 0 | 0 | 0 | 0 | 0
SA | Dispatchable Storage | 92.9746 | 93.4906 | 89.3071 | 63.1434 | 84.1085 | 94.7281 | 91.722 | 91.9774 | 91.1447 | 105.6212 | 90.8592 | 123.5934 | 128.8046 | 117.9987 | 487.2779 | 890.5875 | 1393.6456 | 1350.3819 | 1359.517 | 1351.5175 | 1840.4007
SA | Behind the Meter Storage | 99.7285 | 99.1403 | 100.538 | 98.5405 | 91.7342 | 88.549 | 87.1752 | 83.5907 | 83.7598 | 83.1008 | 81.5113 | 80.4158 | 79.6424 | 81.4403 | 84.9621 | 91.3048 | 98.9494 | 104.7718 | 112.3235 | 117.0965 | 120.3568
SA | Wind | 6859.4509 | 6127.5895 | 6301.5651 | 6241.9384 | 6810.7505 | 6708.6414 | 6244.5579 | 6262.4096 | 6189.3736 | 6120.3586 | 6635.614 | 5591.5714 | 5163.9661 | 4947.2933 | 5934.3931 | 5271.3786 | 8051.0531 | 8109.026 | 7977.2136 | 8232.2033 | 9175.8438
SA | Solar | 964.2702 | 1009.4151 | 972.5485 | 978.9654 | 965.1199 | 992.0325 | 1010.8962 | 939.5985 | 980.7376 | 956.0654 | 971.6443 | 6313.1893 | 6041.6446 | 6141.655 | 6210.8917 | 6379.2202 | 6393.1462 | 5944.0249 | 6074.1525 | 6039.3033 | 6188.1035
SA | Distributed PV | 1950.948 | 1992.5043 | 2012.0027 | 2017.9049 | 2021.0277 | 2026.9583 | 2036.4898 | 2044.5876 | 2050.932 | 2058.8058 | 2071.5617 | 2088.6352 | 2113.9359 | 2156.9268 | 2266.7204 | 2362.4792 | 2418.5825 | 2471.9855 | 2520.5219 | 2594.0085 | 2711.6847
Total excluding storage |  | 11739.647 | 11120.0819 | 10946.4575 | 9794.079 | 10354.7871 | 10279.8755 | 9842.8764 | 9797.2556 | 9772.1835 | 9685.0779 | 10237.7453 | 14973.7978 | 14148.653 | 13833.1193 | 15368.881 | 14528.4423 | 17558.4499 | 16679.1457 | 16721.0666 | 17507.5004 | 18165.4922
SA | DSP | 0.081042 | 0 | 0 | 0 | 0.16148 | 0 | 0 | 0 | 0.21244 | 0 | 0 | 0 | 0 | 0 | 0.38845 | 0.71679 | 0.71809 | 0.44823 | 0.46656 | 0 | 0.76351
Total including DSP |  | 11739.728 | 11120.0819 | 10946.4575 | 9794.079 | 10354.9485 | 10279.8755 | 9842.8764 | 9797.2556 | 9772.3959 | 9685.0779 | 10237.7453 | 14973.7978 | 14148.653 | 13833.1193 | 15369.2694 | 14529.1591 | 17559.168 | 16679.594 | 16721.5332 | 17507.5004 | 18166.2557
Region | Technology | 2022 | 2023 | 2024 | 2025 | 2026 | 2027 | 2028 | 2029 | 2030 | 2031 | 2032 | 2033 | 2034 | 2035 | 2036 | 2037 | 2038 | 2039 | 2040 | 2041 | 2042
TAS | Black Coal | 0 | 0 | 0 | 0 | 0 | 0 | 0 | 0 | 0 | 0 | 0 | 0 | 0 | 0 | 0 | 0 | 0 | 0 | 0 | 0 | 0
TAS | Brown Coal | 0 | 0 | 0 | 0 | 0 | 0 | 0 | 0 | 0 | 0 | 0 | 0 | 0 | 0 | 0 | 0 | 0 | 0 | 0 | 0 | 0
TAS | CCGT | 0 | 0 | 0 | 0 | 0 | 0 | 0 | 0 | 0 | 0 | 0 | 0 | 0 | 0 | 0 | 0 | 0 | 0 | 0 | 0 | 0
TAS | Peaking Gas+Liquids | 0 | 0 | 0 | 0 | 0 | 0 | 0 | 0 | 0 | 0 | 0 | 0.2058 | 0 | 0 | 0.81369 | 0.095082 | 3.1548 | 2.7992 | 0.15023 | 0.55148 | 0
TAS | Hydro | 10001.3411 | 7725.9437 | 7766.3384 | 9162.1949 | 8586.673 | 9363.0477 | 5819.1124 | 8600.7725 | 8319.0408 | 6567.191 | 9869.9064 | 7587.402 | 7578.1172 | 8541.8515 | 8406.0295 | 9753.3698 | 5717.8717 | 9214.0376 | 8201.8751 | 6629.0629 | 9077.4564
TAS | Dispatchable Storage | 0.45935 | 0.068926 | 0.43159 | 0.93941 | 1.3391 | 0.56383 | 2.5343 | 0.37869 | 1.0017 | 3.1394 | 5.5908 | 10.2889 | 10.4565 | 8.7603 | 15.7859 | 25.3379 | 27.7617 | 24.8187 | 25.3545 | 209.5004 | 194.5199
TAS | Behind the Meter Storage | 5.9386 | 6.9452 | 7.9943 | 9.4704 | 10.4603 | 11.4605 | 12.3846 | 12.934 | 14.8574 | 15.7476 | 15.4769 | 15.9743 | 16.241 | 17.6596 | 19.6042 | 21.9116 | 23.8967 | 25.4354 | 27.4005 | 28.6482 | 29.2415
TAS | Wind | 2124.9865 | 2049.3447 | 2446.7765 | 3220.25 | 3915.4819 | 4584.2823 | 5015.83 | 5666.5916 | 6076.2994 | 6176.1139 | 7354.4775 | 7541.096 | 7776.4818 | 8740.2272 | 9511.2298 | 9985.478 | 11597.6754 | 12064.3607 | 11739.707 | 11467.719 | 12093.9418
TAS | Solar | 0 | 0 | 0 | 0 | 0 | 0 | 0 | 0 | 0 | 295.383 | 293.4725 | 304.3513 | 315.5627 | 288.3234 | 298.1963 | 287.007 | 304.7768 | 291.802 | 299.8615 | 294.9438 | 292.7055
TAS | Distributed PV | 231.8876 | 240.7485 | 246.9294 | 248.793 | 248.5843 | 248.1054 | 247.8851 | 248.935 | 249.7017 | 249.5917 | 249.9459 | 253.0847 | 260.0879 | 276.3302 | 307.7536 | 333.8218 | 345.5217 | 355.7626 | 363.422 | 376.1013 | 394.0532
Total excluding storage |  | 12358.2153 | 10016.0368 | 10460.0443 | 12631.2379 | 12750.7393 | 14195.4353 | 11082.8275 | 14516.2991 | 14645.0419 | 13288.2797 | 17767.8023 | 15686.1399 | 15930.2496 | 17846.7322 | 18524.0228 | 20359.7717 | 17969.0005 | 21928.7622 | 20605.0158 | 18768.3784 | 21858.1569
TAS | DSP | 0 | 0 | 0 | 0 | 0 | 0 | 0 | 0 | 0 | 0 | 0 | 0 | 0 | 0 | 0 | 0 | 0 | 0 | 0 | 0 | 0
Total including DSP |  | 12358.2153 | 10016.0368 | 10460.0443 | 12631.2379 | 12750.7393 | 14195.4353 | 11082.8275 | 14516.2991 | 14645.0419 | 13288.2797 | 17767.8023 | 15686.1399 | 15930.2496 | 17846.7322 | 18524.0228 | 20359.7717 | 17969.0005 | 21928.7622 | 20605.0158 | 18768.3784 | 21858.1569
Pump Load (GWh) - Central with TRET (DP8)
Region | Technology | 2022 | 2023 | 2024 | 2025 | 2026 | 2027 | 2028 | 2029 | 2030 | 2031 | 2032 | 2033 | 2034 | 2035 | 2036 | 2037 | 2038 | 2039 | 2040 | 2041 | 2042
NEM | Dispatchable Storage Load | -215.4236 | -296.8112 | -242.6308 | -538.6725 | -986.293 | -1477.8729 | -3565.491 | -2786.3848 | -2739.5077 | -2954.7873 | -2477.0644 | -8165.2606 | -9287.9656 | -9246.6111 | -14960.3964 | -15404.72 | -17101.1734 | -17433.5084 | -17064.9895 | -19879.7319 | -21756.8703
NEM | Behind the Meter Storage Load | -362.042 | -411.0272 | -477.0041 | -548.0732 | -603.0302 | -655.6623 | -692.6181 | -727.6645 | -811.3993 | -864.8503 | -866.4242 | -883.1899 | -911.1896 | -973.0341 | -1076.5687 | -1196.4549 | -1292.9028 | -1390.5291 | -1481.3138 | -1576.6785 | -1644.6122
Total |  | -577.4656 | -707.8384 | -719.6349 | -1086.7457 | -1589.3231 | -2133.5352 | -4258.1091 | -3514.0493 | -3550.907 | -3819.6377 | -3343.4886 | -9048.4505 | -10199.1552 | -10219.6452 | -16036.9651 | -16601.175 | -18394.0762 | -18824.0375 | -18546.3033 | -21456.4104 | -23401.4825
Region | Technology | 2022 | 2023 | 2024 | 2025 | 2026 | 2027 | 2028 | 2029 | 2030 | 2031 | 2032 | 2033 | 2034 | 2035 | 2036 | 2037 | 2038 | 2039 | 2040 | 2041 | 2042
NSW | Dispatchable Storage Load | -33.4645 | -93.4764 | -49.4802 | -317.7561 | -738.8804 | -1113.43 | -2791.0226 | -2129.2632 | -1840.9807 | -2167.9649 | -1713.9918 | -6968.6947 | -7500.1624 | -7404.6084 | -10583.1642 | -10433.0419 | -11481.4574 | -11398.6134 | -10834.9086 | -12927.6259 | -13553.245
NSW | Behind the Meter Storage Load | -126.7308 | -151.8506 | -185.5915 | -221.7396 | -251.8382 | -278.5625 | -292.8722 | -311.8426 | -351.1708 | -374.9339 | -377.7894 | -382.8413 | -396.3183 | -420.8658 | -466.7881 | -516.9409 | -552.3713 | -592.3792 | -625.7635 | -661.9492 | -690.3156
Total |  | -160.1953 | -245.327 | -235.0716 | -539.4957 | -990.7185 | -1391.9925 | -3083.8947 | -2441.1057 | -2192.1515 | -2542.8987 | -2091.7812 | -7351.536 | -7896.4807 | -7825.4742 | -11049.9523 | -10949.9828 | -12033.8287 | -11990.9926 | -11460.6721 | -13589.5751 | -14243.5605
Region | Technology | 2022 | 2023 | 2024 | 2025 | 2026 | 2027 | 2028 | 2029 | 2030 | 2031 | 2032 | 2033 | 2034 | 2035 | 2036 | 2037 | 2038 | 2039 | 2040 | 2041 | 2042
QLD | Dispatchable Storage Load | -21.2509 | -48.4799 | -48.4244 | -97.771 | -78.604 | -167.9075 | -568.2514 | -444.217 | -664.5014 | -507.5872 | -522.8493 | -850.6144 | -1441.9384 | -1486.7657 | -3538.9541 | -3590.6204 | -3601.5668 | -4056.7525 | -4224.4439 | -4713.3491 | -4796.1403
QLD | Behind the Meter Storage Load | -57.3817 | -70.1114 | -85.8021 | -103.5549 | -121.2202 | -135.2853 | -145.3923 | -156.1935 | -176.4285 | -192.9279 | -193.514 | -197.8554 | -206.0545 | -219.4688 | -241.8053 | -269.8765 | -290.9889 | -313.6826 | -333.2055 | -360.9549 | -379.0815
Total |  | -78.6326 | -118.5914 | -134.2265 | -201.3259 | -199.8242 | -303.1928 | -713.6437 | -600.4105 | -840.9299 | -700.515 | -716.3633 | -1048.4698 | -1647.9929 | -1706.2346 | -3780.7594 | -3860.4969 | -3892.5557 | -4370.4351 | -4557.6495 | -5074.3041 | -5175.2219
Region | Technology | 2022 | 2023 | 2024 | 2025 | 2026 | 2027 | 2028 | 2029 | 2030 | 2031 | 2032 | 2033 | 2034 | 2035 | 2036 | 2037 | 2038 | 2039 | 2040 | 2041 | 2042
VIC | Dispatchable Storage Load | -46.8693 | -40.6993 | -35.1049 | -45.1809 | -64.8417 | -80.7101 | -91.9657 | -100.9607 | -122.2159 | -148.3142 | -123.5787 | -184.7342 | -178.2554 | -203.0047 | -222.0241 | -251.8849 | -270.6564 | -287.196 | -299.9946 | -316.9827 | -898.9791
VIC | Behind the Meter Storage Load | -53.677 | -64.3205 | -78.0409 | -95.7414 | -109.8075 | -124.2051 | -137.2845 | -146.1805 | -167.8887 | -180.7695 | -181.0783 | -189.1504 | -196.1173 | -216.1502 | -245.0283 | -276.5053 | -305.0903 | -331.4167 | -358.1006 | -382.412 | -399.3077
Total |  | -100.5464 | -105.0198 | -113.1458 | -140.9222 | -174.6492 | -204.9153 | -229.2502 | -247.1412 | -290.1046 | -329.0837 | -304.6569 | -373.8846 | -374.3727 | -419.1549 | -467.0524 | -528.3902 | -575.7467 | -618.6127 | -658.0951 | -699.3947 | -1298.2868
Region | Technology | 2022 | 2023 | 2024 | 2025 | 2026 | 2027 | 2028 | 2029 | 2030 | 2031 | 2032 | 2033 | 2034 | 2035 | 2036 | 2037 | 2038 | 2039 | 2040 | 2041 | 2042
SA | Dispatchable Storage Load | -113.2936 | -114.0743 | -109.1187 | -76.8592 | -102.3913 | -115.1483 | -111.283 | -111.4781 | -110.6232 | -127.2554 | -110.0358 | -149.1448 | -155.3087 | -141.9262 | -597.684 | -1098.5462 | -1714.1112 | -1661.3114 | -1675.0622 | -1661.5304 | -2266.8053
SA | Behind the Meter Storage Load | -117.2759 | -116.5834 | -118.186 | -115.91 | -107.8791 | -104.1498 | -102.5154 | -98.2487 | -98.4564 | -97.7194 | -95.858 | -94.5692 | -93.6309 | -95.7966 | -99.9186 | -107.3934 | -116.3666 | -123.1572 | -132.047 | -137.7027 | -141.5459
Total |  | -230.5694 | -230.6577 | -227.3046 | -192.7691 | -210.2704 | -219.2981 | -213.7984 | -209.7268 | -209.0795 | -224.9748 | -205.8938 | -243.714 | -248.9395 | -237.7228 | -697.6026 | -1205.9396 | -1830.4778 | -1784.4686 | -1807.1093 | -1799.2331 | -2408.3512
Region | Technology | 2022 | 2023 | 2024 | 2025 | 2026 | 2027 | 2028 | 2029 | 2030 | 2031 | 2032 | 2033 | 2034 | 2035 | 2036 | 2037 | 2038 | 2039 | 2040 | 2041 | 2042
TAS | Dispatchable Storage Load | -0.54533 | -0.081201 | -0.50263 | -1.1054 | -1.5756 | -0.67691 | -2.9683 | -0.46587 | -1.1866 | -3.6657 | -6.6088 | -12.0726 | -12.3006 | -10.3061 | -18.57 | -30.6267 | -33.3816 | -29.6351 | -30.5802 | -260.2437 | -241.7006
TAS | Behind the Meter Storage Load | -6.9765 | -8.1613 | -9.3837 | -11.1273 | -12.2852 | -13.4596 | -14.5538 | -15.1992 | -17.4548 | -18.4996 | -18.1846 | -18.7735 | -19.0687 | -20.7527 | -23.0284 | -25.7388 | -28.0856 | -29.8935 | -32.1972 | -33.6597 | -34.3616
Total |  | -7.5219 | -8.2425 | -9.8863 | -12.2327 | -13.8608 | -14.1365 | -17.5221 | -15.665 | -18.6414 | -22.1654 | -24.7934 | -30.8461 | -31.3693 | -31.0587 | -41.5984 | -56.3655 | -61.4672 | -59.5286 | -62.7773 | -293.9035 | -276.0622

## StorageCapacity_1
Installed capacity of Storage (MW) - Central with TRET (Counterfactual)
Capacity calculated on 1 July. Years are financial year ending. Existing and new storages are grouped according to depth. For storage depth classifications, please refer to the 2020 ISP report.
Region | Technology | 2022 | 2023 | 2024 | 2025 | 2026 | 2027 | 2028 | 2029 | 2030 | 2031 | 2032 | 2033 | 2034 | 2035 | 2036 | 2037 | 2038 | 2039 | 2040 | 2041 | 2042
NEM | Shallow Storage | 401.1822 | 401.1619 | 401.3446 | 452.0266 | 511.1397 | 571.212 | 639.3352 | 712.9451 | 858.0852 | 1092.5739 | 1413.8439 | 1520.3759 | 1782.402 | 1842.4228 | 1983.8036 | 2070.7468 | 2160.1891 | 2265.3995 | 2384.5604 | 2448.6354 | 2544.1404
NEM | Medium Storage | 810 | 830 | 830 | 830 | 869.1947 | 869.1947 | 869.1947 | 869.1947 | 869.1947 | 869.1947 | 1050.7519 | 1203.1961 | 1327.6045 | 2140.6071 | 3974.3374 | 4465.671 | 5458.7905 | 5634.7878 | 6090.5617 | 6090.5617 | 6090.5617
NEM | Deep Storage | 0 | 0 | 0 | 2040 | 2040 | 2040 | 2040 | 2040 | 2040 | 2040 | 2040 | 2256.7841 | 2256.7841 | 2256.7841 | 2256.7841 | 2256.7841 | 2256.7841 | 2256.7841 | 2377.9125 | 2377.9125 | 2377.9125
NEM | Behind the Meter Storage | 444.7287 | 522.1652 | 606.7287 | 693.7488 | 759.2616 | 795.595 | 833.399 | 870.6424 | 1032.3762 | 1000.6238 | 1005.4321 | 1040.1259 | 1076.1938 | 1176.5966 | 1328.6811 | 1416.3921 | 1516.1836 | 1633.7332 | 1766.3699 | 1829.9223 | 1887.2111
Total Storage Capacity |  | 1655.9109 | 1753.3271 | 1838.0733 | 4015.7754 | 4179.5961 | 4276.0018 | 4381.9289 | 4492.7823 | 4799.6562 | 5002.3925 | 5510.0279 | 6020.4821 | 6442.9844 | 7416.4105 | 9543.6062 | 10209.594 | 11391.9473 | 11790.7047 | 12619.4044 | 12747.0318 | 12899.8257
Region | Technology | 2022 | 2023 | 2024 | 2025 | 2026 | 2027 | 2028 | 2029 | 2030 | 2031 | 2032 | 2033 | 2034 | 2035 | 2036 | 2037 | 2038 | 2039 | 2040 | 2041 | 2042
NSW | Shallow Storage | 40.5403 | 42.7449 | 44.5264 | 67.1685 | 92.8062 | 119.0398 | 148.929 | 182.4971 | 247.943 | 264.5716 | 307.8199 | 375.1418 | 656.4209 | 699.5866 | 757.9655 | 792.2615 | 829.3656 | 872.0366 | 919.6094 | 944.1246 | 966.8738
NSW | Medium Storage | 240 | 240 | 240 | 240 | 240 | 240 | 240 | 240 | 240 | 240 | 240 | 240 | 240 | 413.3709 | 413.3709 | 413.3709 | 413.3709 | 413.3709 | 413.3709 | 413.3709 | 413.3709
NSW | Deep Storage | 0 | 0 | 0 | 2040 | 2040 | 2040 | 2040 | 2040 | 2040 | 2040 | 2040 | 2040 | 2040 | 2040 | 2040 | 2040 | 2040 | 2040 | 2040 | 2040 | 2040
NSW | Behind the Meter Storage | 162.1612 | 200.7871 | 242.6292 | 287.5949 | 319.6657 | 337.6342 | 356.018 | 376.3052 | 451.1476 | 434.2345 | 439.4556 | 453.6777 | 468.9166 | 509.2789 | 571.5192 | 605.359 | 646.613 | 694.0331 | 746.6493 | 770.3946 | 791.5885
Total Storage Capacity |  | 442.7014 | 483.532 | 527.1556 | 2634.7634 | 2692.4719 | 2736.6739 | 2784.947 | 2838.8023 | 2979.0906 | 2978.8061 | 3027.2755 | 3108.8195 | 3405.3374 | 3662.2364 | 3782.8555 | 3850.9914 | 3929.3495 | 4019.4406 | 4119.6296 | 4167.8901 | 4211.8332
Region | Technology | 2022 | 2023 | 2024 | 2025 | 2026 | 2027 | 2028 | 2029 | 2030 | 2031 | 2032 | 2033 | 2034 | 2035 | 2036 | 2037 | 2038 | 2039 | 2040 | 2041 | 2042
QLD | Shallow Storage | 16.9254 | 18.0057 | 18.6776 | 28.8948 | 41.27 | 53.4023 | 68.2581 | 84.4049 | 116.7889 | 125.7206 | 137.3907 | 151.6597 | 166.3057 | 186.6908 | 214.3783 | 236.1627 | 254.3759 | 277.9518 | 305.5377 | 320.7157 | 370.9969
QLD | Medium Storage | 570 | 590 | 590 | 590 | 590 | 590 | 590 | 590 | 590 | 590 | 590 | 590 | 714.4084 | 1237.718 | 2020.8379 | 2512.1716 | 3207.19 | 3207.19 | 3207.19 | 3207.19 | 3207.19
QLD | Deep Storage | 0 | 0 | 0 | 0 | 0 | 0 | 0 | 0 | 0 | 0 | 0 | 0 | 0 | 0 | 0 | 0 | 0 | 0 | 0 | 0 | 0
QLD | Behind the Meter Storage | 67.7015 | 84.5788 | 101.7764 | 123.7188 | 142.1521 | 151.4657 | 163.1725 | 174.0412 | 212.5046 | 206.3421 | 207.6225 | 214.9695 | 224.6887 | 243.6396 | 273.1083 | 296.0428 | 316.302 | 342.8319 | 373.8223 | 389.2353 | 403.6621
Total Storage Capacity |  | 654.6269 | 692.5845 | 710.454 | 742.6137 | 773.4221 | 794.868 | 821.4307 | 848.4462 | 919.2935 | 922.0627 | 935.0131 | 956.6292 | 1105.4028 | 1668.0484 | 2508.3246 | 3044.377 | 3777.8679 | 3827.9737 | 3886.5499 | 3917.1409 | 3981.8489
Region | Technology | 2022 | 2023 | 2024 | 2025 | 2026 | 2027 | 2028 | 2029 | 2030 | 2031 | 2032 | 2033 | 2034 | 2035 | 2036 | 2037 | 2038 | 2039 | 2040 | 2041 | 2042
VIC | Shallow Storage | 93.4473 | 94.2705 | 95.4481 | 106.5904 | 119.9621 | 134.5567 | 150.6819 | 167.4821 | 203.165 | 214.3076 | 227.0719 | 246.3088 | 207.384 | 220.4609 | 263.2545 | 286.3091 | 311.9815 | 341.1385 | 373.9994 | 393.5067 | 411.2411
VIC | Medium Storage | 0 | 0 | 0 | 0 | 39.1947 | 39.1947 | 39.1947 | 39.1947 | 39.1947 | 39.1947 | 220.7519 | 373.1961 | 373.1961 | 489.5182 | 522.4835 | 522.4835 | 655.6323 | 831.6297 | 1287.4036 | 1287.4036 | 1287.4036
VIC | Deep Storage | 0 | 0 | 0 | 0 | 0 | 0 | 0 | 0 | 0 | 0 | 0 | 216.7841 | 216.7841 | 216.7841 | 216.7841 | 216.7841 | 216.7841 | 216.7841 | 337.9125 | 337.9125 | 337.9125
VIC | Behind the Meter Storage | 73.7891 | 90.5201 | 111.424 | 135.2607 | 154.8694 | 168.9215 | 180.9192 | 190.6962 | 233.2042 | 228.6419 | 229.8086 | 242.8211 | 253.1668 | 287.711 | 335.3744 | 358.9041 | 387.9311 | 420.7677 | 457.5845 | 477.5778 | 495.0885
Total Storage Capacity |  | 167.2364 | 184.7906 | 206.8722 | 241.8511 | 314.0262 | 342.6729 | 370.7959 | 397.373 | 475.564 | 482.1443 | 677.6324 | 1079.1101 | 1050.5311 | 1214.4742 | 1337.8964 | 1384.4808 | 1572.329 | 1810.32 | 2456.8999 | 2496.4006 | 2531.6457
Region | Technology | 2022 | 2023 | 2024 | 2025 | 2026 | 2027 | 2028 | 2029 | 2030 | 2031 | 2032 | 2033 | 2034 | 2035 | 2036 | 2037 | 2038 | 2039 | 2040 | 2041 | 2042
SA | Shallow Storage | 248.0625 | 243.8874 | 240.4284 | 245.9801 | 252.4753 | 258.3124 | 264.1151 | 269.6958 | 278.0827 | 475.0654 | 727.5936 | 731.5841 | 735.3893 | 716.1529 | 725.3216 | 731.3821 | 738.004 | 745.7785 | 754.7014 | 758.5991 | 762.4756
SA | Medium Storage | 0 | 0 | 0 | 0 | 0 | 0 | 0 | 0 | 0 | 0 | 0 | 0 | 0 | 0 | 1017.6451 | 1017.6451 | 1182.5973 | 1182.5973 | 1182.5973 | 1182.5973 | 1182.5973
SA | Deep Storage | 0 | 0 | 0 | 0 | 0 | 0 | 0 | 0 | 0 | 0 | 0 | 0 | 0 | 0 | 0 | 0 | 0 | 0 | 0 | 0 | 0
SA | Behind the Meter Storage | 132.25 | 135.694 | 138.5621 | 132.6474 | 126.6399 | 120.8369 | 115.716 | 111.32 | 113.493 | 110.2187 | 107.4376 | 106.4297 | 106.586 | 110.4775 | 119.5263 | 125.2094 | 132.4334 | 140.9554 | 150.7375 | 154.255 | 157.6818
Total Storage Capacity |  | 380.3125 | 379.5814 | 378.9906 | 378.6275 | 379.1152 | 379.1493 | 379.831 | 381.0158 | 391.5758 | 585.284 | 835.0312 | 838.0138 | 841.9754 | 826.6304 | 1862.4929 | 1874.2365 | 2053.0346 | 2069.3312 | 2088.0362 | 2095.4514 | 2102.7547
Region | Technology | 2022 | 2023 | 2024 | 2025 | 2026 | 2027 | 2028 | 2029 | 2030 | 2031 | 2032 | 2033 | 2034 | 2035 | 2036 | 2037 | 2038 | 2039 | 2040 | 2041 | 2042
TAS | Shallow Storage | 2.2067 | 2.2535 | 2.264 | 3.3928 | 4.6261 | 5.9009 | 7.3512 | 8.8652 | 12.1055 | 12.9087 | 13.9678 | 15.6816 | 16.9021 | 19.5316 | 22.8838 | 24.6314 | 26.4621 | 28.494 | 30.7124 | 31.6893 | 32.553
TAS | Medium Storage | 0 | 0 | 0 | 0 | 0 | 0 | 0 | 0 | 0 | 0 | 0 | 0 | 0 | 0 | 0 | 0 | 0 | 0 | 0 | 0 | 0
TAS | Deep Storage | 0 | 0 | 0 | 0 | 0 | 0 | 0 | 0 | 0 | 0 | 0 | 0 | 0 | 0 | 0 | 0 | 0 | 0 | 0 | 0 | 0
TAS | Behind the Meter Storage | 8.8269 | 10.5852 | 12.3369 | 14.527 | 15.9345 | 16.7368 | 17.5732 | 18.2798 | 22.0268 | 21.1867 | 21.1079 | 22.2279 | 22.8357 | 25.4896 | 29.1529 | 30.8769 | 32.9041 | 35.1451 | 37.5764 | 38.4595 | 39.1902
Total Storage Capacity |  | 11.0336 | 12.8387 | 14.601 | 17.9198 | 20.5606 | 22.6377 | 24.9244 | 27.145 | 34.1323 | 34.0954 | 35.0758 | 37.9095 | 39.7378 | 45.0212 | 52.0367 | 55.5083 | 59.3662 | 63.6391 | 68.2888 | 70.1488 | 71.7432

## StorageCapacity_2
Installed capacity of Storage (MW) - Central with TRET (DP8)
Capacity calculated on 1 July. Years are financial year ending. Existing and new storages are grouped according to depth. For storage depth classifications, please refer to the 2020 ISP report.
Region | Technology | 2022 | 2023 | 2024 | 2025 | 2026 | 2027 | 2028 | 2029 | 2030 | 2031 | 2032 | 2033 | 2034 | 2035 | 2036 | 2037 | 2038 | 2039 | 2040 | 2041 | 2042
NEM | Shallow Storage | 401.1822 | 401.1619 | 401.3446 | 452.0266 | 510.4308 | 570.5031 | 638.6263 | 712.2362 | 857.3763 | 869.6628 | 925.3277 | 993.8022 | 1001.556 | 1061.5768 | 1202.9576 | 1469.7425 | 1559.1849 | 3167.3267 | 3286.4875 | 3350.5625 | 5366.4211
NEM | Medium Storage | 810 | 830 | 830 | 830 | 830 | 830 | 830 | 830 | 830 | 830 | 830 | 830 | 2001.5819 | 2625.5054 | 4701.8837 | 5098.7211 | 5620.873 | 5782.2215 | 5782.2215 | 6421.8094 | 6421.8094
NEM | Deep Storage | 0 | 0 | 0 | 2040 | 2040 | 2040 | 2040 | 2040 | 2040 | 2040 | 2040 | 2040 | 2040 | 2040 | 2040 | 2043.6253 | 2043.6253 | 2043.6253 | 2043.6253 | 2116.5779 | 2116.5779
NEM | Behind the Meter Storage | 444.7287 | 522.1652 | 606.7287 | 693.7488 | 759.2616 | 795.595 | 833.399 | 870.6424 | 1032.3762 | 1000.6238 | 1005.4321 | 1040.1259 | 1076.1938 | 1176.5966 | 1328.6811 | 1416.3921 | 1516.1836 | 1633.7332 | 1766.3699 | 1829.9223 | 1887.2111
Total Storage Capacity |  | 1655.9109 | 1753.3271 | 1838.0733 | 4015.7754 | 4139.6924 | 4236.0981 | 4342.0253 | 4452.8786 | 4759.7525 | 4740.2866 | 4800.7599 | 4903.9282 | 6119.3317 | 6903.6787 | 9273.5224 | 10028.481 | 10739.8667 | 12626.9067 | 12878.7042 | 13718.8721 | 15792.0194
Region | Technology | 2022 | 2023 | 2024 | 2025 | 2026 | 2027 | 2028 | 2029 | 2030 | 2031 | 2032 | 2033 | 2034 | 2035 | 2036 | 2037 | 2038 | 2039 | 2040 | 2041 | 2042
NSW | Shallow Storage | 40.5403 | 42.7449 | 44.5264 | 67.1685 | 92.8062 | 119.0398 | 148.929 | 182.4971 | 247.943 | 264.5716 | 290.8023 | 320.0667 | 347.0734 | 390.2391 | 448.618 | 567.1289 | 604.233 | 900.3751 | 947.9479 | 972.463 | 995.2123
NSW | Medium Storage | 240 | 240 | 240 | 240 | 240 | 240 | 240 | 240 | 240 | 240 | 240 | 240 | 940.0331 | 1401.477 | 2388.4263 | 2388.4263 | 2426.7311 | 2588.0796 | 2588.0796 | 3101.8761 | 3101.8761
NSW | Deep Storage | 0 | 0 | 0 | 2040 | 2040 | 2040 | 2040 | 2040 | 2040 | 2040 | 2040 | 2040 | 2040 | 2040 | 2040 | 2040 | 2040 | 2040 | 2040 | 2040 | 2040
NSW | Behind the Meter Storage | 162.1612 | 200.7871 | 242.6292 | 287.5949 | 319.6657 | 337.6342 | 356.018 | 376.3052 | 451.1476 | 434.2345 | 439.4556 | 453.6777 | 468.9166 | 509.2789 | 571.5192 | 605.359 | 646.613 | 694.0331 | 746.6493 | 770.3946 | 791.5885
Total Storage Capacity |  | 442.7014 | 483.532 | 527.1556 | 2634.7634 | 2692.4719 | 2736.6739 | 2784.947 | 2838.8023 | 2979.0906 | 2978.8061 | 3010.2579 | 3053.7444 | 3796.0231 | 4340.995 | 5448.5635 | 5600.9142 | 5717.5771 | 6222.4878 | 6322.6768 | 6884.7338 | 6928.6768
Region | Technology | 2022 | 2023 | 2024 | 2025 | 2026 | 2027 | 2028 | 2029 | 2030 | 2031 | 2032 | 2033 | 2034 | 2035 | 2036 | 2037 | 2038 | 2039 | 2040 | 2041 | 2042
QLD | Shallow Storage | 16.9254 | 18.0057 | 18.6776 | 28.8948 | 41.27 | 53.4023 | 68.2581 | 84.4049 | 116.7889 | 125.7206 | 137.3907 | 151.6597 | 166.3057 | 186.6908 | 214.3783 | 331.7896 | 350.0029 | 1623.0391 | 1650.625 | 1665.803 | 1680.3858
QLD | Medium Storage | 570 | 590 | 590 | 590 | 590 | 590 | 590 | 590 | 590 | 590 | 590 | 590 | 1061.5488 | 1224.0284 | 1960.5816 | 1960.5816 | 1960.5816 | 1960.5816 | 1960.5816 | 2086.373 | 2086.373
QLD | Deep Storage | 0 | 0 | 0 | 0 | 0 | 0 | 0 | 0 | 0 | 0 | 0 | 0 | 0 | 0 | 0 | 0 | 0 | 0 | 0 | 0 | 0
QLD | Behind the Meter Storage | 67.7015 | 84.5788 | 101.7764 | 123.7188 | 142.1521 | 151.4657 | 163.1725 | 174.0412 | 212.5046 | 206.3421 | 207.6225 | 214.9695 | 224.6887 | 243.6396 | 273.1083 | 296.0428 | 316.302 | 342.8319 | 373.8223 | 389.2353 | 403.6621
Total Storage Capacity |  | 654.6269 | 692.5845 | 710.454 | 742.6137 | 773.4221 | 794.868 | 821.4307 | 848.4462 | 919.2935 | 922.0627 | 935.0131 | 956.6292 | 1452.5431 | 1654.3588 | 2448.0683 | 2588.414 | 2626.8865 | 3926.4526 | 3985.0288 | 4141.4113 | 4170.421
Region | Technology | 2022 | 2023 | 2024 | 2025 | 2026 | 2027 | 2028 | 2029 | 2030 | 2031 | 2032 | 2033 | 2034 | 2035 | 2036 | 2037 | 2038 | 2039 | 2040 | 2041 | 2042
VIC | Shallow Storage | 93.4473 | 94.2705 | 95.4481 | 106.5904 | 119.9621 | 134.5567 | 150.6819 | 167.4821 | 203.165 | 214.3076 | 227.0719 | 246.3088 | 207.384 | 220.4609 | 263.2545 | 286.3091 | 311.9815 | 341.1385 | 373.9994 | 393.5067 | 1338.4539
VIC | Medium Storage | 0 | 0 | 0 | 0 | 0 | 0 | 0 | 0 | 0 | 0 | 0 | 0 | 0 | 0 | 0 | 0 | 0 | 0 | 0 | 0 | 0
VIC | Deep Storage | 0 | 0 | 0 | 0 | 0 | 0 | 0 | 0 | 0 | 0 | 0 | 0 | 0 | 0 | 0 | 0 | 0 | 0 | 0 | 0 | 0
VIC | Behind the Meter Storage | 73.7891 | 90.5201 | 111.424 | 135.2607 | 154.8694 | 168.9215 | 180.9192 | 190.6962 | 233.2042 | 228.6419 | 229.8086 | 242.8211 | 253.1668 | 287.711 | 335.3744 | 358.9041 | 387.9311 | 420.7677 | 457.5845 | 477.5778 | 495.0885
Total Storage Capacity |  | 167.2364 | 184.7906 | 206.8722 | 241.8511 | 274.8314 | 303.4781 | 331.6011 | 358.1782 | 436.3692 | 442.9495 | 456.8805 | 489.1299 | 460.5509 | 508.1719 | 598.6288 | 645.2132 | 699.9126 | 761.9062 | 831.5839 | 871.0845 | 1833.5424
Region | Technology | 2022 | 2023 | 2024 | 2025 | 2026 | 2027 | 2028 | 2029 | 2030 | 2031 | 2032 | 2033 | 2034 | 2035 | 2036 | 2037 | 2038 | 2039 | 2040 | 2041 | 2042
SA | Shallow Storage | 248.0625 | 243.8874 | 240.4284 | 245.9801 | 251.7664 | 257.6035 | 263.4061 | 268.9869 | 277.3738 | 252.1543 | 256.095 | 260.0855 | 263.8908 | 244.6543 | 253.823 | 259.8835 | 266.5054 | 274.28 | 283.2029 | 287.1005 | 1319.8161
SA | Medium Storage | 0 | 0 | 0 | 0 | 0 | 0 | 0 | 0 | 0 | 0 | 0 | 0 | 0 | 0 | 352.8757 | 749.7131 | 1233.5602 | 1233.5602 | 1233.5602 | 1233.5602 | 1233.5602
SA | Deep Storage | 0 | 0 | 0 | 0 | 0 | 0 | 0 | 0 | 0 | 0 | 0 | 0 | 0 | 0 | 0 | 0 | 0 | 0 | 0 | 0 | 0
SA | Behind the Meter Storage | 132.25 | 135.694 | 138.5621 | 132.6474 | 126.6399 | 120.8369 | 115.716 | 111.32 | 113.493 | 110.2187 | 107.4376 | 106.4297 | 106.586 | 110.4775 | 119.5263 | 125.2094 | 132.4334 | 140.9554 | 150.7375 | 154.255 | 157.6818
Total Storage Capacity |  | 380.3125 | 379.5814 | 378.9906 | 378.6275 | 378.4063 | 378.4404 | 379.1221 | 380.3069 | 390.8668 | 362.373 | 363.5326 | 366.5152 | 370.4768 | 355.1318 | 726.225 | 1134.806 | 1632.499 | 1648.7956 | 1667.5006 | 1674.9158 | 2711.0581
Region | Technology | 2022 | 2023 | 2024 | 2025 | 2026 | 2027 | 2028 | 2029 | 2030 | 2031 | 2032 | 2033 | 2034 | 2035 | 2036 | 2037 | 2038 | 2039 | 2040 | 2041 | 2042
TAS | Shallow Storage | 2.2067 | 2.2535 | 2.264 | 3.3928 | 4.6261 | 5.9009 | 7.3512 | 8.8652 | 12.1055 | 12.9087 | 13.9678 | 15.6816 | 16.9021 | 19.5316 | 22.8838 | 24.6314 | 26.4621 | 28.494 | 30.7124 | 31.6893 | 32.553
TAS | Medium Storage | 0 | 0 | 0 | 0 | 0 | 0 | 0 | 0 | 0 | 0 | 0 | 0 | 0 | 0 | 0 | 0 | 0 | 0 | 0 | 0 | 0
TAS | Deep Storage | 0 | 0 | 0 | 0 | 0 | 0 | 0 | 0 | 0 | 0 | 0 | 0 | 0 | 0 | 0 | 3.6253 | 3.6253 | 3.6253 | 3.6253 | 76.5779 | 76.5779
TAS | Behind the Meter Storage | 8.8269 | 10.5852 | 12.3369 | 14.527 | 15.9345 | 16.7368 | 17.5732 | 18.2798 | 22.0268 | 21.1867 | 21.1079 | 22.2279 | 22.8357 | 25.4896 | 29.1529 | 30.8769 | 32.9041 | 35.1451 | 37.5764 | 38.4595 | 39.1902
Total Storage Capacity |  | 11.0336 | 12.8387 | 14.601 | 17.9198 | 20.5606 | 22.6377 | 24.9244 | 27.145 | 34.1323 | 34.0954 | 35.0758 | 37.9095 | 39.7378 | 45.0212 | 52.0367 | 59.1336 | 62.9915 | 67.2644 | 71.9141 | 146.7267 | 148.321

## StorageGeneration_1
Generation by Storage (GWh) - Central with TRET (Counterfactual)
Capacity calculated on 1 July. Years are financial year ending. Existing and new storages are group according to depth. For storage depth classifications, please refer to the 2020 ISP report.
Region | Technology | 2022 | 2023 | 2024 | 2025 | 2026 | 2027 | 2028 | 2029 | 2030 | 2031 | 2032 | 2033 | 2034 | 2035 | 2036 | 2037 | 2038 | 2039 | 2040 | 2041 | 2042
NEM | Shallow Storage | 166.8417 | 160.1087 | 138.685 | 174.3909 | 199.0739 | 244.2618 | 343.4448 | 266.596 | 406.6837 | 641.3419 | 763.979 | 810.2107 | 844.5635 | 804.2991 | 1062.55 | 1110.2435 | 952.6449 | 1013.0919 | 991.324 | 988.1472 | 1071.6747
NEM | Medium Storage | 9.2809 | 29.884 | 30.5103 | 53.9723 | 71.8216 | 126.6054 | 280.007 | 205.6042 | 330.8193 | 424.7286 | 823.7215 | 1129.0498 | 1524.1723 | 2270.157 | 5266.0954 | 5823.7616 | 6550.8299 | 5989.241 | 6624.3946 | 6612.1082 | 6995.4614
NEM | Deep Storage | 0 | 0 | 0 | 31.7037 | 202.8942 | 281.0023 | 321.6065 | 196.0605 | 151.792 | 1109.6566 | 576.7985 | 608.4259 | 649.7487 | 690.3544 | 2221.3001 | 2066.7595 | 1243.9369 | 1372.9672 | 1284.0756 | 1102.4395 | 1109.1447
NEM | Behind the Meter Storage | 307.8815 | 349.5679 | 405.8046 | 466.0259 | 512.881 | 557.6824 | 589.0446 | 618.9552 | 689.9672 | 735.5756 | 736.7638 | 751.0907 | 775.1096 | 827.3416 | 915.6105 | 1017.6304 | 1099.4949 | 1182.6554 | 1259.4802 | 1340.918 | 1398.4534
Total Storage Generation |  | 484.0041 | 539.5606 | 574.9999 | 726.0928 | 986.6707 | 1209.5519 | 1534.1028 | 1287.2159 | 1579.2623 | 2911.3027 | 2901.2627 | 3298.7771 | 3793.5941 | 4592.1521 | 9465.556 | 10018.395 | 9846.9066 | 9557.9555 | 10159.2744 | 10043.6129 | 10574.7342
Region | Technology | 2022 | 2023 | 2024 | 2025 | 2026 | 2027 | 2028 | 2029 | 2030 | 2031 | 2032 | 2033 | 2034 | 2035 | 2036 | 2037 | 2038 | 2039 | 2040 | 2041 | 2042
NSW | Shallow Storage | 22.897 | 22.695 | 6.0049 | 13.468 | 20.5787 | 27.3853 | 82.1738 | 34.1686 | 53.8317 | 184.405 | 164.0554 | 225.7535 | 229.5074 | 171.4625 | 370.1652 | 378.3217 | 242.1392 | 301.0702 | 233.5645 | 230.2831 | 233.2666
NSW | Medium Storage | 3.7382 | 4.0655 | 4.6994 | 14.8811 | 4.3844 | 7.4568 | 5.0139 | 5.7347 | 6.2741 | 15.2418 | 7.5634 | 1.4827 | 0.78525 | 21.1186 | 189.0644 | 183.5421 | 95.8921 | 96.6282 | 75.6385 | 65.5029 | 70.7873
NSW | Deep Storage | 0 | 0 | 0 | 31.7037 | 202.8942 | 281.0023 | 321.6065 | 196.0605 | 151.792 | 1109.6566 | 576.7985 | 127.2986 | 92.0159 | 149.9593 | 1693.4161 | 1529.139 | 787.1671 | 921.854 | 631.8126 | 545.7253 | 452.9655
NSW | Behind the Meter Storage | 107.7652 | 129.1563 | 157.8533 | 188.5235 | 214.1412 | 236.8803 | 249.0902 | 265.3246 | 298.6179 | 318.9155 | 321.2268 | 325.5928 | 337.0477 | 357.798 | 396.898 | 439.5639 | 469.7602 | 503.9533 | 532.0632 | 563.0129 | 586.9408
Total Storage Generation |  | 134.4003 | 155.9169 | 168.5576 | 248.5764 | 441.9986 | 552.7247 | 657.8844 | 501.2883 | 510.5158 | 1628.2189 | 1069.6441 | 680.1275 | 659.3563 | 700.3384 | 2649.5437 | 2530.5667 | 1594.9586 | 1823.5058 | 1473.0788 | 1404.5242 | 1343.9603
Region | Technology | 2022 | 2023 | 2024 | 2025 | 2026 | 2027 | 2028 | 2029 | 2030 | 2031 | 2032 | 2033 | 2034 | 2035 | 2036 | 2037 | 2038 | 2039 | 2040 | 2041 | 2042
QLD | Shallow Storage | 11.334 | 11.6079 | 12.026 | 18.9201 | 27.2156 | 37.4212 | 65.337 | 69.9156 | 122.718 | 88.7717 | 97.1523 | 107.998 | 117.9353 | 132.4888 | 154.9212 | 167.1988 | 177.1195 | 181.9004 | 203.999 | 215.3509 | 248.7301
QLD | Medium Storage | 5.5427 | 25.8185 | 25.8109 | 39.0912 | 33.0156 | 78.6664 | 235.2587 | 174.7674 | 288.6141 | 368.6782 | 385.8462 | 487.6385 | 745.6017 | 1233.8897 | 3087.6415 | 3638.8377 | 4342.4043 | 3537.9514 | 3790.1697 | 4015.0572 | 4060.2032
QLD | Deep Storage | 0 | 0 | 0 | 0 | 0 | 0 | 0 | 0 | 0 | 0 | 0 | 0 | 0 | 0 | 0 | 0 | 0 | 0 | 0 | 0 | 0
QLD | Behind the Meter Storage | 48.7846 | 59.6306 | 72.973 | 88.0623 | 103.077 | 115.0753 | 123.6567 | 132.834 | 150.027 | 164.1096 | 164.5179 | 168.272 | 175.2361 | 186.6232 | 205.6042 | 229.5435 | 247.4726 | 266.7541 | 283.3279 | 307.0152 | 322.2739
Total Storage Generation |  | 65.6613 | 97.057 | 110.81 | 146.0736 | 163.3081 | 231.1629 | 424.2524 | 377.517 | 561.3591 | 621.5595 | 647.5163 | 763.9085 | 1038.7732 | 1553.0018 | 3448.1668 | 4035.58 | 4766.9964 | 3986.6059 | 4277.4966 | 4537.4234 | 4631.2073
Region | Technology | 2022 | 2023 | 2024 | 2025 | 2026 | 2027 | 2028 | 2029 | 2030 | 2031 | 2032 | 2033 | 2034 | 2035 | 2036 | 2037 | 2038 | 2039 | 2040 | 2041 | 2042
VIC | Shallow Storage | 38.6604 | 33.092 | 29.7916 | 44.6359 | 53.32 | 71.1942 | 82.8535 | 59.7253 | 109.5233 | 132.2173 | 138.5248 | 130.4863 | 133.7092 | 147.8683 | 193.7007 | 209.8319 | 203.4532 | 207.8144 | 230.8975 | 230.7833 | 259.8011
VIC | Medium Storage | 0 | 0 | 0 | 0 | 34.4215 | 40.4822 | 39.7343 | 25.1022 | 35.9311 | 40.8086 | 430.3119 | 639.9285 | 777.7853 | 1015.1487 | 1058.1609 | 1070.6134 | 1142.7404 | 1418.484 | 1829.1947 | 1673.7264 | 1940.5438
VIC | Deep Storage | 0 | 0 | 0 | 0 | 0 | 0 | 0 | 0 | 0 | 0 | 0 | 481.1274 | 557.7328 | 540.3951 | 527.884 | 537.6204 | 456.7698 | 451.1131 | 652.263 | 556.7142 | 656.1792
VIC | Behind the Meter Storage | 45.6645 | 54.6954 | 66.4458 | 81.4292 | 93.4683 | 105.7173 | 116.7378 | 124.2719 | 142.705 | 153.7022 | 154.031 | 160.8358 | 166.9423 | 183.8204 | 208.5421 | 235.3066 | 259.416 | 281.7409 | 304.3651 | 325.1451 | 339.6403
Total Storage Generation |  | 84.3249 | 87.7874 | 96.2374 | 126.0651 | 181.2098 | 217.3937 | 239.3256 | 209.0994 | 288.1595 | 326.728 | 722.8677 | 1412.378 | 1636.1696 | 1887.2325 | 1988.2878 | 2053.3722 | 2062.3793 | 2359.1524 | 3016.7203 | 2786.369 | 3196.1644
Region | Technology | 2022 | 2023 | 2024 | 2025 | 2026 | 2027 | 2028 | 2029 | 2030 | 2031 | 2032 | 2033 | 2034 | 2035 | 2036 | 2037 | 2038 | 2039 | 2040 | 2041 | 2042
SA | Shallow Storage | 93.472 | 92.6491 | 90.4314 | 96.6694 | 96.9405 | 107.1555 | 110.1423 | 100.7603 | 117.6195 | 231.6312 | 360.7281 | 342.6362 | 358.6407 | 348.1942 | 338.9386 | 349.7069 | 319.3449 | 317.4063 | 318.5809 | 304.0124 | 325.4898
SA | Medium Storage | 0 | 0 | 0 | 0 | 0 | 0 | 0 | 0 | 0 | 0 | 0 | 0 | 0 | 0 | 931.2286 | 930.7685 | 969.793 | 936.1774 | 929.3917 | 857.8217 | 923.9271
SA | Deep Storage | 0 | 0 | 0 | 0 | 0 | 0 | 0 | 0 | 0 | 0 | 0 | 0 | 0 | 0 | 0 | 0 | 0 | 0 | 0 | 0 | 0
SA | Behind the Meter Storage | 99.7285 | 99.1403 | 100.538 | 98.5405 | 91.7342 | 88.549 | 87.1752 | 83.5907 | 83.7598 | 83.1008 | 81.5113 | 80.4158 | 79.6424 | 81.4403 | 84.9621 | 91.3048 | 98.9494 | 104.7718 | 112.3235 | 117.0965 | 120.3568
Total Storage Generation |  | 193.2005 | 191.7894 | 190.9694 | 195.2099 | 188.6747 | 195.7045 | 197.3176 | 184.3511 | 201.3794 | 314.732 | 442.2394 | 423.0521 | 438.2831 | 429.6345 | 1355.1293 | 1371.7802 | 1388.0874 | 1358.3555 | 1360.2961 | 1278.9306 | 1369.7737
Region | Technology | 2022 | 2023 | 2024 | 2025 | 2026 | 2027 | 2028 | 2029 | 2030 | 2031 | 2032 | 2033 | 2034 | 2035 | 2036 | 2037 | 2038 | 2039 | 2040 | 2041 | 2042
TAS | Shallow Storage | 0.47845 | 0.064611 | 0.43111 | 0.69748 | 1.0191 | 1.1055 | 2.9381 | 2.0261 | 2.9912 | 4.3167 | 3.5182 | 3.3367 | 4.7709 | 4.2853 | 4.8243 | 5.1842 | 10.5882 | 4.9006 | 4.2821 | 7.7175 | 4.387
TAS | Medium Storage | 0 | 0 | 0 | 0 | 0 | 0 | 0 | 0 | 0 | 0 | 0 | 0 | 0 | 0 | 0 | 0 | 0 | 0 | 0 | 0 | 0
TAS | Deep Storage | 0 | 0 | 0 | 0 | 0 | 0 | 0 | 0 | 0 | 0 | 0 | 0 | 0 | 0 | 0 | 0 | 0 | 0 | 0 | 0 | 0
TAS | Behind the Meter Storage | 5.9386 | 6.9452 | 7.9943 | 9.4704 | 10.4603 | 11.4605 | 12.3846 | 12.934 | 14.8574 | 15.7476 | 15.4769 | 15.9743 | 16.241 | 17.6596 | 19.6042 | 21.9116 | 23.8967 | 25.4354 | 27.4005 | 28.6482 | 29.2415
Total Storage Generation |  | 6.4171 | 7.0098 | 8.4254 | 10.1679 | 11.4793 | 12.566 | 15.3228 | 14.9601 | 17.8486 | 20.0643 | 18.9951 | 19.311 | 21.0119 | 21.9449 | 24.4285 | 27.0959 | 34.4849 | 30.3359 | 31.6826 | 36.3657 | 33.6285

## StorageGeneration_2
Generation by Storage (GWh) - Central with TRET (DP8)
Capacity calculated on 1 July. Years are financial year ending. Existing and new storages are group according to depth. For storage depth classifications, please refer to the 2020 ISP report.
Region | Technology | 2022 | 2023 | 2024 | 2025 | 2026 | 2027 | 2028 | 2029 | 2030 | 2031 | 2032 | 2033 | 2034 | 2035 | 2036 | 2037 | 2038 | 2039 | 2040 | 2041 | 2042
NEM | Shallow Storage | 166.2474 | 161.7006 | 137.6576 | 138.4056 | 218.8071 | 266.987 | 322.8993 | 354.7986 | 445.2497 | 489.9689 | 428.0266 | 632.038 | 675.3329 | 725.8814 | 807.983 | 966.0667 | 1021.0374 | 1858.7595 | 1923.4117 | 1964.5757 | 2999.3415
NEM | Medium Storage | 9.2809 | 30.9517 | 30.6908 | 82.9103 | 39.7853 | 97.8922 | 302.8426 | 228.2553 | 279.0134 | 336.4971 | 359.0478 | 854.6123 | 2010.3365 | 2428.9041 | 6736.1021 | 7129.8068 | 7821.1838 | 7525.781 | 7711.4184 | 9500.3517 | 9664.7678
NEM | Deep Storage | 0 | 0 | 0 | 77.8831 | 455.1476 | 650.5036 | 1703.4827 | 1197.3446 | 979.2475 | 1179.6304 | 838.2679 | 3267.6276 | 3091.4668 | 3213.715 | 3020.9609 | 2882.7319 | 3213.6275 | 3375.4075 | 2817.9676 | 3133.5267 | 3449.3307
NEM | Behind the Meter Storage | 307.8815 | 349.5679 | 405.8046 | 466.0259 | 512.881 | 557.6824 | 589.0446 | 618.9552 | 689.9672 | 735.5756 | 736.7638 | 751.0907 | 775.1096 | 827.3416 | 915.6105 | 1017.6304 | 1099.4949 | 1182.6554 | 1259.4802 | 1340.918 | 1398.4534
Total Storage Generation |  | 483.4097 | 542.2203 | 574.1529 | 765.2249 | 1226.621 | 1573.0651 | 2918.2692 | 2399.3536 | 2393.4778 | 2741.672 | 2362.1061 | 5505.3686 | 6552.2459 | 7195.8421 | 11480.6566 | 11996.2358 | 13155.3436 | 13942.6034 | 13712.278 | 15939.372 | 17511.8933
Region | Technology | 2022 | 2023 | 2024 | 2025 | 2026 | 2027 | 2028 | 2029 | 2030 | 2031 | 2032 | 2033 | 2034 | 2035 | 2036 | 2037 | 2038 | 2039 | 2040 | 2041 | 2042
NSW | Shallow Storage | 22.897 | 23.0131 | 6.875 | 17.701 | 51.6214 | 66.5114 | 87.7063 | 105.4153 | 135.0502 | 167.9215 | 132.8041 | 235.0001 | 265.147 | 293.8138 | 325.7736 | 391.9122 | 410.287 | 566.4522 | 599.1416 | 610.4267 | 632.0343
NSW | Medium Storage | 3.7382 | 4.1444 | 4.7672 | 27.9488 | 5.1101 | 20.1605 | 51.567 | 38.7767 | 32.6981 | 51.0267 | 68.7775 | 344.2507 | 1029.2754 | 1404.0088 | 3733.1095 | 3746.8096 | 3943.1234 | 3969.4509 | 4039.171 | 5458.6742 | 5606.4499
NSW | Deep Storage | 0 | 0 | 0 | 77.8831 | 455.1476 | 650.5036 | 1703.4827 | 1197.3446 | 979.2475 | 1179.6304 | 838.2679 | 3267.6276 | 3091.4668 | 3213.715 | 3020.9609 | 2873.8403 | 3203.8604 | 3367.1555 | 2810.1563 | 2943.7684 | 3274.4951
NSW | Behind the Meter Storage | 107.7652 | 129.1563 | 157.8533 | 188.5235 | 214.1412 | 236.8803 | 249.0902 | 265.3246 | 298.6179 | 318.9155 | 321.2268 | 325.5928 | 337.0477 | 357.798 | 396.898 | 439.5639 | 469.7602 | 503.9533 | 532.0632 | 563.0129 | 586.9408
Total Storage Generation |  | 134.4003 | 156.3138 | 169.4956 | 312.0565 | 726.0204 | 974.0558 | 2091.8463 | 1606.8611 | 1445.6137 | 1717.4941 | 1361.0763 | 4172.4712 | 4722.937 | 5269.3356 | 7476.742 | 7452.1261 | 8027.031 | 8407.0118 | 7980.5321 | 9575.8823 | 10099.9202
Region | Technology | 2022 | 2023 | 2024 | 2025 | 2026 | 2027 | 2028 | 2029 | 2030 | 2031 | 2032 | 2033 | 2034 | 2035 | 2036 | 2037 | 2038 | 2039 | 2040 | 2041 | 2042
QLD | Shallow Storage | 11.334 | 11.6079 | 12.0959 | 19.1535 | 27.7854 | 37.9978 | 63.7817 | 72.328 | 115.4469 | 88.1928 | 95.0106 | 107.1057 | 119.6699 | 132.746 | 155.7405 | 220.5985 | 231.0695 | 897.1889 | 913.831 | 923.3745 | 939.6658
QLD | Medium Storage | 5.5427 | 26.8074 | 25.9236 | 54.9615 | 34.6752 | 77.7316 | 251.2755 | 189.4786 | 246.3152 | 285.4704 | 290.2703 | 510.3616 | 981.0611 | 1024.8953 | 2637.66 | 2615.9583 | 2615.7419 | 2340.0985 | 2451.3336 | 2831.0179 | 2884.151
QLD | Deep Storage | 0 | 0 | 0 | 0 | 0 | 0 | 0 | 0 | 0 | 0 | 0 | 0 | 0 | 0 | 0 | 0 | 0 | 0 | 0 | 0 | 0
QLD | Behind the Meter Storage | 48.7846 | 59.6306 | 72.973 | 88.0623 | 103.077 | 115.0753 | 123.6567 | 132.834 | 150.027 | 164.1096 | 164.5179 | 168.272 | 175.2361 | 186.6232 | 205.6042 | 229.5435 | 247.4726 | 266.7541 | 283.3279 | 307.0152 | 322.2739
Total Storage Generation |  | 65.6613 | 98.046 | 110.9925 | 162.1773 | 165.5375 | 230.8047 | 438.714 | 394.6406 | 511.7891 | 537.7728 | 549.7988 | 785.7392 | 1275.9671 | 1344.2646 | 2999.0047 | 3066.1002 | 3094.284 | 3504.0414 | 3648.4925 | 4061.4076 | 4146.0907
Region | Technology | 2022 | 2023 | 2024 | 2025 | 2026 | 2027 | 2028 | 2029 | 2030 | 2031 | 2032 | 2033 | 2034 | 2035 | 2036 | 2037 | 2038 | 2039 | 2040 | 2041 | 2042
VIC | Shallow Storage | 38.5825 | 33.5202 | 28.948 | 37.4683 | 53.9526 | 67.1859 | 77.155 | 84.6992 | 102.6062 | 125.0939 | 103.7618 | 156.0501 | 151.2549 | 172.5625 | 188.7377 | 213.5611 | 230.3592 | 244.4015 | 254.2927 | 270.1744 | 741.7233
VIC | Medium Storage | 0 | 0 | 0 | 0 | 0 | 0 | 0 | 0 | 0 | 0 | 0 | 0 | 0 | 0 | 0 | 0 | 0 | 0 | 0 | 0 | 0
VIC | Deep Storage | 0 | 0 | 0 | 0 | 0 | 0 | 0 | 0 | 0 | 0 | 0 | 0 | 0 | 0 | 0 | 0 | 0 | 0 | 0 | 0 | 0
VIC | Behind the Meter Storage | 45.6645 | 54.6954 | 66.4458 | 81.4292 | 93.4683 | 105.7173 | 116.7378 | 124.2719 | 142.705 | 153.7022 | 154.031 | 160.8358 | 166.9423 | 183.8204 | 208.5421 | 235.3066 | 259.416 | 281.7409 | 304.3651 | 325.1451 | 339.6403
Total Storage Generation |  | 84.2471 | 88.2156 | 95.3938 | 118.8975 | 147.421 | 172.9031 | 193.8928 | 208.9711 | 245.3113 | 278.7961 | 257.7927 | 316.8859 | 318.1972 | 356.383 | 397.2798 | 448.8677 | 489.7752 | 526.1424 | 558.6578 | 595.3195 | 1081.3636
Region | Technology | 2022 | 2023 | 2024 | 2025 | 2026 | 2027 | 2028 | 2029 | 2030 | 2031 | 2032 | 2033 | 2034 | 2035 | 2036 | 2037 | 2038 | 2039 | 2040 | 2041 | 2042
SA | Shallow Storage | 92.9746 | 93.4906 | 89.3071 | 63.1434 | 84.1085 | 94.7281 | 91.722 | 91.9774 | 91.1447 | 105.6212 | 90.8592 | 123.5934 | 128.8046 | 117.9987 | 121.9453 | 123.5486 | 131.3271 | 134.1502 | 138.6032 | 140.8578 | 666.2338
SA | Medium Storage | 0 | 0 | 0 | 0 | 0 | 0 | 0 | 0 | 0 | 0 | 0 | 0 | 0 | 0 | 365.3326 | 767.0389 | 1262.3185 | 1216.2317 | 1220.9139 | 1210.6597 | 1174.1669
SA | Deep Storage | 0 | 0 | 0 | 0 | 0 | 0 | 0 | 0 | 0 | 0 | 0 | 0 | 0 | 0 | 0 | 0 | 0 | 0 | 0 | 0 | 0
SA | Behind the Meter Storage | 99.7285 | 99.1403 | 100.538 | 98.5405 | 91.7342 | 88.549 | 87.1752 | 83.5907 | 83.7598 | 83.1008 | 81.5113 | 80.4158 | 79.6424 | 81.4403 | 84.9621 | 91.3048 | 98.9494 | 104.7718 | 112.3235 | 117.0965 | 120.3568
Total Storage Generation |  | 192.7031 | 192.6308 | 189.8451 | 161.6838 | 175.8427 | 183.2771 | 178.8973 | 175.5681 | 174.9045 | 188.722 | 172.3705 | 204.0092 | 208.447 | 199.439 | 572.24 | 981.8923 | 1492.595 | 1455.1537 | 1471.8405 | 1468.614 | 1960.7575
Region | Technology | 2022 | 2023 | 2024 | 2025 | 2026 | 2027 | 2028 | 2029 | 2030 | 2031 | 2032 | 2033 | 2034 | 2035 | 2036 | 2037 | 2038 | 2039 | 2040 | 2041 | 2042
TAS | Shallow Storage | 0.45935 | 0.068926 | 0.43159 | 0.93941 | 1.3391 | 0.56383 | 2.5343 | 0.37869 | 1.0017 | 3.1394 | 5.5908 | 10.2889 | 10.4565 | 8.7603 | 15.7859 | 16.4463 | 17.9946 | 16.5668 | 17.5433 | 19.7421 | 19.6844
TAS | Medium Storage | 0 | 0 | 0 | 0 | 0 | 0 | 0 | 0 | 0 | 0 | 0 | 0 | 0 | 0 | 0 | 0 | 0 | 0 | 0 | 0 | 0
TAS | Deep Storage | 0 | 0 | 0 | 0 | 0 | 0 | 0 | 0 | 0 | 0 | 0 | 0 | 0 | 0 | 0 | 8.8916 | 9.7671 | 8.252 | 7.8112 | 189.7583 | 174.8355
TAS | Behind the Meter Storage | 5.9386 | 6.9452 | 7.9943 | 9.4704 | 10.4603 | 11.4605 | 12.3846 | 12.934 | 14.8574 | 15.7476 | 15.4769 | 15.9743 | 16.241 | 17.6596 | 19.6042 | 21.9116 | 23.8967 | 25.4354 | 27.4005 | 28.6482 | 29.2415
Total Storage Generation |  | 6.398 | 7.0141 | 8.4259 | 10.4098 | 11.7994 | 12.0243 | 14.9189 | 13.3127 | 15.8591 | 18.887 | 21.0677 | 26.2632 | 26.6975 | 26.42 | 35.3901 | 47.2495 | 51.6584 | 50.2541 | 52.7551 | 238.1486 | 223.7614

## DispatchableCapacity_1
Dispatchable Capacity built (MW) - Central with TRET (Counterfactual)
Capacity calculated on 1 July. Years are financial year ending. Capacity built in 2022 includes all capacity built since 2019-20. For storage depth classifications, please refer to the 2020 ISP report.
Region | Technology | 2022 | 2023 | 2024 | 2025 | 2026 | 2027 | 2028 | 2029 | 2030 | 2031 | 2032 | 2033 | 2034 | 2035 | 2036 | 2037 | 2038 | 2039 | 2040 | 2041 | 2042
NEM | CCGT | 0 | 0 | 0 | 0 | 0 | 0 | 0 | 0 | 0 | 0 | 0 | 0 | 0 | 0 | 0 | 0 | 0 | 0 | 0 | 0 | 0
NEM | Peaking Gas+Liquids | 0 | 0 | 0 | 312.2061 | 312.2061 | 312.2061 | 312.2061 | 582.9582 | 1822.4574 | 1822.4574 | 1822.4574 | 4122.2608 | 4122.2608 | 4336.6476 | 5299.7649 | 6399.3451 | 7322.2583 | 7855.3989 | 8008.4567 | 8008.4567 | 8717.3832
NEM | Hydro | 0 | 0 | 0 | 0 | 0 | 0 | 0 | 0 | 0 | 0 | 0 | 0 | 0 | 0 | 0 | 0 | 0 | 0 | 0 | 0 | 0
NEM | Shallow Storage | 40.9056 | 40.8853 | 41.068 | 91.75 | 150.8631 | 210.9354 | 279.0586 | 352.6685 | 497.8086 | 762.2973 | 1083.5673 | 1190.0993 | 1507.1254 | 1612.1462 | 1753.527 | 1840.4702 | 1929.9125 | 2035.1229 | 2154.2838 | 2218.3588 | 2313.8638
NEM | Medium Storage | 0 | 20 | 20 | 20 | 59.1947 | 59.1947 | 59.1947 | 59.1947 | 59.1947 | 59.1947 | 240.7519 | 393.1961 | 517.6045 | 1330.6071 | 3164.3374 | 3655.671 | 4648.7905 | 4824.7878 | 5280.5617 | 5280.5617 | 5280.5617
NEM | Deep Storage | 0 | 0 | 0 | 2040 | 2040 | 2040 | 2040 | 2040 | 2040 | 2040 | 2040 | 2256.7841 | 2256.7841 | 2256.7841 | 2256.7841 | 2256.7841 | 2256.7841 | 2256.7841 | 2377.9125 | 2377.9125 | 2377.9125
NEM | DSP | -60.5153 | -18.6013 | 21.0437 | 62.3669 | 99.7107 | 141.2117 | 181.2106 | 226.8478 | 270.7193 | 314.3543 | 360.4223 | 402.7307 | 445.2893 | 493.6971 | 538.3017 | 588.4874 | 640.1664 | 689.3242 | 744.1184 | 797.0466 | 849.864
NEM | New Interconnectors | 0 | 185 | 185 | 185 | 185 | 185 | 185 | 185 | 185 | 185 | 185 | 185 | 185 | 185 | 185 | 185 | 185 | 185 | 185 | 185 | 185
NEM | Retired Dispatchable | 0 | 740 | 2420 | 2420 | 2420 | 2420 | 2420 | 3505 | 5175 | 5937.5 | 6312.5 | 9801.84 | 10318.84 | 10480.84 | 15830.84 | 16530.84 | 18296.24 | 18296.24 | 19379.64 | 19499.64 | 19499.64
Total Dispatchable Capacity Built |  | -19.6098 | 42.284 | 82.1117 | 2526.3231 | 2661.9747 | 2763.548 | 2871.6701 | 3261.6692 | 4690.18 | 4998.3036 | 5547.1988 | 8365.0711 | 8849.0641 | 10029.882 | 13012.7151 | 14740.7579 | 16797.9118 | 17661.4179 | 18565.333 | 18682.3362 | 19539.5852
Region | Technology | 2022 | 2023 | 2024 | 2025 | 2026 | 2027 | 2028 | 2029 | 2030 | 2031 | 2032 | 2033 | 2034 | 2035 | 2036 | 2037 | 2038 | 2039 | 2040 | 2041 | 2042
NSW | CCGT | 0 | 0 | 0 | 0 | 0 | 0 | 0 | 0 | 0 | 0 | 0 | 0 | 0 | 0 | 0 | 0 | 0 | 0 | 0 | 0 | 0
NSW | Peaking Gas+Liquids | 0 | 0 | 0 | 0 | 0 | 0 | 0 | 270.7521 | 1510.2512 | 1510.2512 | 1510.2512 | 3810.0546 | 3810.0546 | 4024.4415 | 4987.5588 | 6076.4958 | 6076.4958 | 6367.0551 | 6520.113 | 6520.113 | 7229.0395
NSW | Hydro | 0 | 0 | 0 | 0 | 0 | 0 | 0 | 0 | 0 | 0 | 0 | 0 | 0 | 0 | 0 | 0 | 0 | 0 | 0 | 0 | 0
NSW | Shallow Storage | 13.1237 | 15.3282 | 17.1098 | 39.7518 | 65.3895 | 91.6231 | 121.5123 | 155.0804 | 220.5264 | 237.1549 | 280.4033 | 347.7252 | 629.0042 | 672.1699 | 730.5488 | 764.8448 | 801.949 | 844.62 | 892.1928 | 916.7079 | 939.4572
NSW | Medium Storage | 0 | 0 | 0 | 0 | 0 | 0 | 0 | 0 | 0 | 0 | 0 | 0 | 0 | 173.3709 | 173.3709 | 173.3709 | 173.3709 | 173.3709 | 173.3709 | 173.3709 | 173.3709
NSW | Deep Storage | 0 | 0 | 0 | 2040 | 2040 | 2040 | 2040 | 2040 | 2040 | 2040 | 2040 | 2040 | 2040 | 2040 | 2040 | 2040 | 2040 | 2040 | 2040 | 2040 | 2040
NSW | DSP | 15.7302 | 32.5017 | 48.3064 | 64.336 | 79.3571 | 96.5223 | 112.0543 | 131.4414 | 150.5457 | 168.0659 | 186.2718 | 204.3669 | 222.1747 | 243.944 | 260.9801 | 280.9968 | 302.4739 | 324.9815 | 345.6616 | 367.4786 | 388.3522
NSW | New Interconnectors | 0 | 185 | 185 | 185 | 185 | 185 | 185 | 185 | 185 | 185 | 185 | 185 | 185 | 185 | 185 | 185 | 185 | 185 | 185 | 185 | 185
NSW | Retired Dispatchable | 0 | 500 | 2000 | 2000 | 2000 | 2000 | 2000 | 2000 | 3320 | 3320 | 3320 | 6200 | 6200 | 6200 | 8990 | 8990 | 8990 | 8990 | 8990 | 8990 | 8990
Total Dispatchable Capacity Built |  | 28.8539 | 47.8299 | 65.4161 | 2144.0878 | 2184.7466 | 2228.1454 | 2273.5666 | 2597.2739 | 3921.3233 | 3955.4721 | 4016.9263 | 6402.1468 | 6701.2335 | 7153.9263 | 8192.4585 | 9335.7083 | 9394.2896 | 9750.0275 | 9971.3382 | 10017.6704 | 10770.2197
Region | Technology | 2022 | 2023 | 2024 | 2025 | 2026 | 2027 | 2028 | 2029 | 2030 | 2031 | 2032 | 2033 | 2034 | 2035 | 2036 | 2037 | 2038 | 2039 | 2040 | 2041 | 2042
QLD | CCGT | 0 | 0 | 0 | 0 | 0 | 0 | 0 | 0 | 0 | 0 | 0 | 0 | 0 | 0 | 0 | 0 | 0 | 0 | 0 | 0 | 0
QLD | Peaking Gas+Liquids | 0 | 0 | 0 | 0 | 0 | 0 | 0 | 0 | 0 | 0 | 0 | 0 | 0 | 0 | 0 | 0 | 420.8069 | 663.3882 | 663.3882 | 663.3882 | 663.3882
QLD | Hydro | 0 | 0 | 0 | 0 | 0 | 0 | 0 | 0 | 0 | 0 | 0 | 0 | 0 | 0 | 0 | 0 | 0 | 0 | 0 | 0 | 0
QLD | Shallow Storage | 5.9759 | 7.0562 | 7.7281 | 17.9454 | 30.3205 | 42.4528 | 57.3086 | 73.4554 | 105.8394 | 114.7712 | 126.4412 | 140.7102 | 155.3562 | 175.7413 | 203.4289 | 225.2132 | 243.4265 | 267.0024 | 294.5882 | 309.7662 | 360.0474
QLD | Medium Storage | 0 | 20 | 20 | 20 | 20 | 20 | 20 | 20 | 20 | 20 | 20 | 20 | 144.4084 | 667.718 | 1450.8379 | 1942.1716 | 2637.19 | 2637.19 | 2637.19 | 2637.19 | 2637.19
QLD | Deep Storage | 0 | 0 | 0 | 0 | 0 | 0 | 0 | 0 | 0 | 0 | 0 | 0 | 0 | 0 | 0 | 0 | 0 | 0 | 0 | 0 | 0
QLD | DSP | 6.9365 | 15.2808 | 22.4934 | 29.318 | 36.1662 | 43.2405 | 52.0302 | 59.3168 | 66.3065 | 73.5643 | 82.1454 | 89.5503 | 97.6823 | 105.748 | 115.2599 | 123.2931 | 132.6669 | 140.8865 | 151.6667 | 160.8369 | 169.3653
QLD | New Interconnectors | 0 | 185 | 185 | 185 | 185 | 185 | 185 | 185 | 185 | 185 | 185 | 185 | 185 | 185 | 185 | 185 | 185 | 185 | 185 | 185 | 185
QLD | Retired Dispatchable | 0 | 0 | 0 | 0 | 0 | 0 | 0 | 1085 | 1085 | 1085 | 1085 | 1085 | 1377 | 1494 | 3174 | 3874 | 5110.4 | 5110.4 | 5253.8 | 5253.8 | 5253.8
Total Dispatchable Capacity Built |  | 12.9124 | 42.337 | 50.2215 | 67.2634 | 86.4867 | 105.6933 | 129.3388 | 152.7722 | 192.146 | 208.3355 | 228.5866 | 250.2605 | 397.4469 | 949.2073 | 1769.5267 | 2290.6779 | 3434.0902 | 3708.467 | 3746.833 | 3771.1812 | 3829.9908
Region | Technology | 2022 | 2023 | 2024 | 2025 | 2026 | 2027 | 2028 | 2029 | 2030 | 2031 | 2032 | 2033 | 2034 | 2035 | 2036 | 2037 | 2038 | 2039 | 2040 | 2041 | 2042
VIC | CCGT | 0 | 0 | 0 | 0 | 0 | 0 | 0 | 0 | 0 | 0 | 0 | 0 | 0 | 0 | 0 | 0 | 0 | 0 | 0 | 0 | 0
VIC | Peaking Gas+Liquids | 0 | 0 | 0 | 0 | 0 | 0 | 0 | 0 | 0 | 0 | 0 | 0 | 0 | 0 | 0 | 0 | 0 | 0 | 0 | 0 | 0
VIC | Hydro | 0 | 0 | 0 | 0 | 0 | 0 | 0 | 0 | 0 | 0 | 0 | 0 | 0 | 0 | 0 | 0 | 0 | 0 | 0 | 0 | 0
VIC | Shallow Storage | 5.003 | 5.8262 | 7.0038 | 18.1461 | 31.5177 | 46.1123 | 62.2375 | 79.0377 | 114.7207 | 125.8632 | 138.6276 | 157.8644 | 173.9397 | 207.0166 | 249.8102 | 272.8648 | 298.5371 | 327.6942 | 360.5551 | 380.0624 | 397.7968
VIC | Medium Storage | 0 | 0 | 0 | 0 | 39.1947 | 39.1947 | 39.1947 | 39.1947 | 39.1947 | 39.1947 | 220.7519 | 373.1961 | 373.1961 | 489.5182 | 522.4835 | 522.4835 | 655.6323 | 831.6297 | 1287.4036 | 1287.4036 | 1287.4036
VIC | Deep Storage | 0 | 0 | 0 | 0 | 0 | 0 | 0 | 0 | 0 | 0 | 0 | 216.7841 | 216.7841 | 216.7841 | 216.7841 | 216.7841 | 216.7841 | 216.7841 | 337.9125 | 337.9125 | 337.9125
VIC | DSP | -87.252 | -75.0476 | -62.7513 | -48.5954 | -37.3091 | -24.5417 | -12.0141 | 1.9026 | 14.4257 | 28.6294 | 42.8732 | 55.1986 | 68.2066 | 81.8102 | 95.6959 | 112.3603 | 127.6146 | 141.5245 | 160.0426 | 177.1703 | 194.3613
VIC | New Interconnectors | 0 | 0 | 0 | 0 | 0 | 0 | 0 | 0 | 0 | 0 | 0 | 0 | 0 | 0 | 0 | 0 | 0 | 0 | 0 | 0 | 0
VIC | Retired Dispatchable | 0 | 0 | 0 | 0 | 0 | 0 | 0 | 0 | 350 | 700 | 1075 | 1450 | 1675 | 1695 | 1695 | 1695 | 1695 | 1695 | 2635 | 2635 | 2635
Total Dispatchable Capacity Built |  | -82.2491 | -69.2214 | -55.7475 | -30.4493 | 33.4034 | 60.7654 | 89.4182 | 120.1351 | 168.3412 | 193.6873 | 402.2526 | 803.0433 | 832.1266 | 995.129 | 1084.7736 | 1124.4927 | 1298.5681 | 1517.6325 | 2145.9138 | 2182.5488 | 2217.4741
Region | Technology | 2022 | 2023 | 2024 | 2025 | 2026 | 2027 | 2028 | 2029 | 2030 | 2031 | 2032 | 2033 | 2034 | 2035 | 2036 | 2037 | 2038 | 2039 | 2040 | 2041 | 2042
SA | CCGT | 0 | 0 | 0 | 0 | 0 | 0 | 0 | 0 | 0 | 0 | 0 | 0 | 0 | 0 | 0 | 0 | 0 | 0 | 0 | 0 | 0
SA | Peaking Gas+Liquids | 0 | 0 | 0 | 312.2061 | 312.2061 | 312.2061 | 312.2061 | 312.2061 | 312.2061 | 312.2061 | 312.2061 | 312.2061 | 312.2061 | 312.2061 | 312.2061 | 322.8493 | 824.9556 | 824.9556 | 824.9556 | 824.9556 | 824.9556
SA | Hydro | 0 | 0 | 0 | 0 | 0 | 0 | 0 | 0 | 0 | 0 | 0 | 0 | 0 | 0 | 0 | 0 | 0 | 0 | 0 | 0 | 0
SA | Shallow Storage | 16.2629 | 12.0878 | 8.6288 | 14.1805 | 20.6758 | 26.5128 | 32.3155 | 37.8963 | 46.2832 | 273.2658 | 525.794 | 529.7845 | 533.5897 | 539.3533 | 548.522 | 554.5825 | 561.2044 | 568.9789 | 577.9018 | 581.7995 | 585.6761
SA | Medium Storage | 0 | 0 | 0 | 0 | 0 | 0 | 0 | 0 | 0 | 0 | 0 | 0 | 0 | 0 | 1017.6451 | 1017.6451 | 1182.5973 | 1182.5973 | 1182.5973 | 1182.5973 | 1182.5973
SA | Deep Storage | 0 | 0 | 0 | 0 | 0 | 0 | 0 | 0 | 0 | 0 | 0 | 0 | 0 | 0 | 0 | 0 | 0 | 0 | 0 | 0 | 0
SA | DSP | 4.0459 | 8.3802 | 12.5342 | 16.736 | 20.835 | 25.1357 | 28.8248 | 33.1865 | 37.8227 | 42.3344 | 47.2175 | 51.605 | 55.0612 | 59.8704 | 64.1221 | 69.4088 | 74.7443 | 79.0687 | 83.6512 | 88.3324 | 94.2625
SA | New Interconnectors | 0 | 0 | 0 | 0 | 0 | 0 | 0 | 0 | 0 | 0 | 0 | 0 | 0 | 0 | 0 | 0 | 0 | 0 | 0 | 0 | 0
SA | Retired Dispatchable | 0 | 240 | 420 | 420 | 420 | 420 | 420 | 420 | 420 | 832.5 | 832.5 | 1066.84 | 1066.84 | 1091.84 | 1971.84 | 1971.84 | 2500.84 | 2500.84 | 2500.84 | 2500.84 | 2500.84
Total Dispatchable Capacity Built |  | 20.3088 | 20.4681 | 21.1631 | 343.1227 | 353.7169 | 363.8547 | 373.3464 | 383.2889 | 396.312 | 627.8064 | 885.2177 | 893.5956 | 900.857 | 911.4298 | 1942.4953 | 1964.4856 | 2643.5015 | 2655.6005 | 2669.1059 | 2677.6847 | 2687.4914
Region | Technology | 2022 | 2023 | 2024 | 2025 | 2026 | 2027 | 2028 | 2029 | 2030 | 2031 | 2032 | 2033 | 2034 | 2035 | 2036 | 2037 | 2038 | 2039 | 2040 | 2041 | 2042
TAS | CCGT | 0 | 0 | 0 | 0 | 0 | 0 | 0 | 0 | 0 | 0 | 0 | 0 | 0 | 0 | 0 | 0 | 0 | 0 | 0 | 0 | 0
TAS | Peaking Gas+Liquids | 0 | 0 | 0 | 0 | 0 | 0 | 0 | 0 | 0 | 0 | 0 | 0 | 0 | 0 | 0 | 0 | 0 | 0 | 0 | 0 | 0
TAS | Hydro | 0 | 0 | 0 | 0 | 0 | 0 | 0 | 0 | 0 | 0 | 0 | 0 | 0 | 0 | 0 | 0 | 0 | 0 | 0 | 0 | 0
TAS | Shallow Storage | 0.54014 | 0.58687 | 0.59745 | 1.7262 | 2.9596 | 4.2343 | 5.6846 | 7.1986 | 10.439 | 11.2421 | 12.3012 | 14.015 | 15.2355 | 17.865 | 21.2172 | 22.9649 | 24.7955 | 26.8274 | 29.0459 | 30.0227 | 30.8864
TAS | Medium Storage | 0 | 0 | 0 | 0 | 0 | 0 | 0 | 0 | 0 | 0 | 0 | 0 | 0 | 0 | 0 | 0 | 0 | 0 | 0 | 0 | 0
TAS | Deep Storage | 0 | 0 | 0 | 0 | 0 | 0 | 0 | 0 | 0 | 0 | 0 | 0 | 0 | 0 | 0 | 0 | 0 | 0 | 0 | 0 | 0
TAS | DSP | 0.024008 | 0.28353 | 0.46102 | 0.57228 | 0.66143 | 0.85484 | 0.31543 | 1.0004 | 1.6186 | 1.7602 | 1.9143 | 2.0099 | 2.1645 | 2.3246 | 2.2436 | 2.4285 | 2.6668 | 2.863 | 3.0963 | 3.2284 | 3.5228
TAS | New Interconnectors | 0 | 0 | 0 | 0 | 0 | 0 | 0 | 0 | 0 | 0 | 0 | 0 | 0 | 0 | 0 | 0 | 0 | 0 | 0 | 0 | 0
TAS | Retired Dispatchable | 0 | 0 | 0 | 0 | 0 | 0 | 0 | 0 | 0 | 0 | 0 | 0 | 0 | 0 | 0 | 0 | 0 | 0 | 0 | 120 | 120
Total Dispatchable Capacity Built |  | 0.56415 | 0.8704 | 1.0585 | 2.2985 | 3.621 | 5.0892 | 6 | 8.199 | 12.0576 | 13.0023 | 14.2156 | 16.0249 | 17.4 | 20.1897 | 23.4609 | 25.3934 | 27.4623 | 29.6904 | 32.1421 | 33.2511 | 34.4092

## DispatchableCapacity_2
Dispatchable Capacity built (MW) - Central with TRET (DP8)
Capacity calculated on 1 July. Years are financial year ending. Capacity built in 2022 includes all capacity built since 2019-20. For storage depth classifications, please refer to the 2020 ISP report.
Region | Technology | 2022 | 2023 | 2024 | 2025 | 2026 | 2027 | 2028 | 2029 | 2030 | 2031 | 2032 | 2033 | 2034 | 2035 | 2036 | 2037 | 2038 | 2039 | 2040 | 2041 | 2042
NEM | CCGT | 0 | 0 | 0 | 0 | 0 | 0 | 0 | 0 | 0 | 0 | 0 | 0 | 0 | 0 | 0 | 0 | 0 | 0 | 0 | 0 | 0
NEM | Peaking Gas+Liquids | 0 | 0 | 0 | 0 | 0 | 0 | 0 | 0 | 0 | 0 | 0 | 0 | 0 | 0 | 0 | 0 | 0 | 0 | 0 | 0 | 0
NEM | Hydro | 0 | 0 | 0 | 0 | 0 | 0 | 0 | 0 | 0 | 0 | 390 | 390 | 390 | 390 | 390 | 390 | 390 | 390 | 390 | 390 | 390
NEM | Shallow Storage | 40.9056 | 40.8853 | 41.068 | 91.75 | 150.1542 | 210.2265 | 278.3497 | 351.9596 | 497.0997 | 539.3862 | 595.0511 | 663.5256 | 726.2794 | 831.3002 | 972.681 | 1239.4659 | 1328.9083 | 2937.0501 | 3056.2109 | 3120.2859 | 5136.1445
NEM | Medium Storage | 0 | 20 | 20 | 20 | 20 | 20 | 20 | 20 | 20 | 20 | 20 | 20 | 1191.5819 | 1815.5054 | 3891.8837 | 4288.7211 | 4810.873 | 4972.2215 | 4972.2215 | 5611.8094 | 5611.8094
NEM | Deep Storage | 0 | 0 | 0 | 2040 | 2040 | 2040 | 2040 | 2040 | 2040 | 2040 | 2040 | 2040 | 2040 | 2040 | 2040 | 2043.6253 | 2043.6253 | 2043.6253 | 2043.6253 | 2116.5779 | 2116.5779
NEM | DSP | -60.5153 | -18.6013 | 21.0437 | 62.3669 | 99.7107 | 141.2117 | 181.2106 | 226.8478 | 270.7193 | 314.3543 | 360.4223 | 402.7307 | 445.2893 | 493.6971 | 538.3017 | 588.4874 | 640.1664 | 689.3242 | 744.1184 | 797.0466 | 849.864
NEM | New Interconnectors | 0 | 270 | 270 | 1170 | 1170 | 1170 | 3035 | 3035 | 3035 | 3035 | 3785 | 4607.5 | 4607.5 | 4607.5 | 6812.5 | 6812.5 | 6812.5 | 6812.5 | 6812.5 | 6812.5 | 6812.5
NEM | Retired Dispatchable | 0 | 740 | 2420 | 2420 | 2420 | 2420 | 2420 | 3505 | 5175 | 5937.5 | 6312.5 | 9801.84 | 10318.84 | 10480.84 | 15830.84 | 16530.84 | 18296.24 | 18296.24 | 19379.64 | 19499.64 | 19499.64
Total Dispatchable Capacity Built |  | -19.6098 | 42.284 | 82.1117 | 2214.1169 | 2309.8649 | 2411.4382 | 2519.5603 | 2638.8074 | 2827.819 | 2913.7405 | 3405.4734 | 3516.2564 | 4793.1505 | 5570.5026 | 7832.8664 | 8550.2997 | 9213.573 | 11032.221 | 11206.1761 | 12035.7198 | 14104.3958
Region | Technology | 2022 | 2023 | 2024 | 2025 | 2026 | 2027 | 2028 | 2029 | 2030 | 2031 | 2032 | 2033 | 2034 | 2035 | 2036 | 2037 | 2038 | 2039 | 2040 | 2041 | 2042
NSW | CCGT | 0 | 0 | 0 | 0 | 0 | 0 | 0 | 0 | 0 | 0 | 0 | 0 | 0 | 0 | 0 | 0 | 0 | 0 | 0 | 0 | 0
NSW | Peaking Gas+Liquids | 0 | 0 | 0 | 0 | 0 | 0 | 0 | 0 | 0 | 0 | 0 | 0 | 0 | 0 | 0 | 0 | 0 | 0 | 0 | 0 | 0
NSW | Hydro | 0 | 0 | 0 | 0 | 0 | 0 | 0 | 0 | 0 | 0 | 0 | 0 | 0 | 0 | 0 | 0 | 0 | 0 | 0 | 0 | 0
NSW | Shallow Storage | 13.1237 | 15.3282 | 17.1098 | 39.7518 | 65.3895 | 91.6231 | 121.5123 | 155.0804 | 220.5264 | 237.1549 | 263.3857 | 292.6501 | 319.6568 | 362.8225 | 421.2014 | 539.7122 | 576.8164 | 872.9584 | 920.5312 | 945.0464 | 967.7956
NSW | Medium Storage | 0 | 0 | 0 | 0 | 0 | 0 | 0 | 0 | 0 | 0 | 0 | 0 | 700.0331 | 1161.477 | 2148.4263 | 2148.4263 | 2186.7311 | 2348.0796 | 2348.0796 | 2861.8761 | 2861.8761
NSW | Deep Storage | 0 | 0 | 0 | 2040 | 2040 | 2040 | 2040 | 2040 | 2040 | 2040 | 2040 | 2040 | 2040 | 2040 | 2040 | 2040 | 2040 | 2040 | 2040 | 2040 | 2040
NSW | DSP | 15.7302 | 32.5017 | 48.3064 | 64.336 | 79.3571 | 96.5223 | 112.0543 | 131.4414 | 150.5457 | 168.0659 | 186.2718 | 204.3669 | 222.1747 | 243.944 | 260.9801 | 280.9968 | 302.4739 | 324.9815 | 345.6616 | 367.4786 | 388.3522
NSW | New Interconnectors | 0 | 270 | 270 | 1170 | 1170 | 1170 | 3035 | 3035 | 3035 | 3035 | 3035 | 3857.5 | 3857.5 | 3857.5 | 5312.5 | 5312.5 | 5312.5 | 5312.5 | 5312.5 | 5312.5 | 5312.5
NSW | Retired Dispatchable | 0 | 500 | 2000 | 2000 | 2000 | 2000 | 2000 | 2000 | 3320 | 3320 | 3320 | 6200 | 6200 | 6200 | 8990 | 8990 | 8990 | 8990 | 8990 | 8990 | 8990
Total Dispatchable Capacity Built |  | 28.8539 | 47.8299 | 65.4161 | 2144.0878 | 2184.7466 | 2228.1454 | 2273.5666 | 2326.5219 | 2411.0721 | 2445.2209 | 2489.6574 | 2537.017 | 3281.8646 | 3808.2434 | 4870.6078 | 5009.1353 | 5106.0214 | 5586.0195 | 5654.2725 | 6214.4011 | 6258.0239
Region | Technology | 2022 | 2023 | 2024 | 2025 | 2026 | 2027 | 2028 | 2029 | 2030 | 2031 | 2032 | 2033 | 2034 | 2035 | 2036 | 2037 | 2038 | 2039 | 2040 | 2041 | 2042
QLD | CCGT | 0 | 0 | 0 | 0 | 0 | 0 | 0 | 0 | 0 | 0 | 0 | 0 | 0 | 0 | 0 | 0 | 0 | 0 | 0 | 0 | 0
QLD | Peaking Gas+Liquids | 0 | 0 | 0 | 0 | 0 | 0 | 0 | 0 | 0 | 0 | 0 | 0 | 0 | 0 | 0 | 0 | 0 | 0 | 0 | 0 | 0
QLD | Hydro | 0 | 0 | 0 | 0 | 0 | 0 | 0 | 0 | 0 | 0 | 0 | 0 | 0 | 0 | 0 | 0 | 0 | 0 | 0 | 0 | 0
QLD | Shallow Storage | 5.9759 | 7.0562 | 7.7281 | 17.9454 | 30.3205 | 42.4528 | 57.3086 | 73.4554 | 105.8394 | 114.7712 | 126.4412 | 140.7102 | 155.3562 | 175.7413 | 203.4289 | 320.8401 | 339.0534 | 1612.0896 | 1639.6755 | 1654.8535 | 1669.4364
QLD | Medium Storage | 0 | 20 | 20 | 20 | 20 | 20 | 20 | 20 | 20 | 20 | 20 | 20 | 491.5488 | 654.0284 | 1390.5816 | 1390.5816 | 1390.5816 | 1390.5816 | 1390.5816 | 1516.373 | 1516.373
QLD | Deep Storage | 0 | 0 | 0 | 0 | 0 | 0 | 0 | 0 | 0 | 0 | 0 | 0 | 0 | 0 | 0 | 0 | 0 | 0 | 0 | 0 | 0
QLD | DSP | 6.9365 | 15.2808 | 22.4934 | 29.318 | 36.1662 | 43.2405 | 52.0302 | 59.3168 | 66.3065 | 73.5643 | 82.1454 | 89.5503 | 97.6823 | 105.748 | 115.2599 | 123.2931 | 132.6669 | 140.8865 | 151.6667 | 160.8369 | 169.3653
QLD | New Interconnectors | 0 | 185 | 185 | 185 | 185 | 185 | 185 | 185 | 185 | 185 | 185 | 1007.5 | 1007.5 | 1007.5 | 2462.5 | 2462.5 | 2462.5 | 2462.5 | 2462.5 | 2462.5 | 2462.5
QLD | Retired Dispatchable | 0 | 0 | 0 | 0 | 0 | 0 | 0 | 1085 | 1085 | 1085 | 1085 | 1085 | 1377 | 1494 | 3174 | 3874 | 5110.4 | 5110.4 | 5253.8 | 5253.8 | 5253.8
Total Dispatchable Capacity Built |  | 12.9124 | 42.337 | 50.2215 | 67.2634 | 86.4867 | 105.6933 | 129.3388 | 152.7722 | 192.146 | 208.3355 | 228.5866 | 250.2605 | 744.5873 | 935.5177 | 1709.2704 | 1834.7149 | 1862.3019 | 3143.5578 | 3181.9238 | 3332.0634 | 3355.1747
Region | Technology | 2022 | 2023 | 2024 | 2025 | 2026 | 2027 | 2028 | 2029 | 2030 | 2031 | 2032 | 2033 | 2034 | 2035 | 2036 | 2037 | 2038 | 2039 | 2040 | 2041 | 2042
VIC | CCGT | 0 | 0 | 0 | 0 | 0 | 0 | 0 | 0 | 0 | 0 | 0 | 0 | 0 | 0 | 0 | 0 | 0 | 0 | 0 | 0 | 0
VIC | Peaking Gas+Liquids | 0 | 0 | 0 | 0 | 0 | 0 | 0 | 0 | 0 | 0 | 0 | 0 | 0 | 0 | 0 | 0 | 0 | 0 | 0 | 0 | 0
VIC | Hydro | 0 | 0 | 0 | 0 | 0 | 0 | 0 | 0 | 0 | 0 | 0 | 0 | 0 | 0 | 0 | 0 | 0 | 0 | 0 | 0 | 0
VIC | Shallow Storage | 5.003 | 5.8262 | 7.0038 | 18.1461 | 31.5177 | 46.1123 | 62.2375 | 79.0377 | 114.7207 | 125.8632 | 138.6276 | 157.8644 | 173.9397 | 207.0166 | 249.8102 | 272.8648 | 298.5371 | 327.6942 | 360.5551 | 380.0624 | 1325.0096
VIC | Medium Storage | 0 | 0 | 0 | 0 | 0 | 0 | 0 | 0 | 0 | 0 | 0 | 0 | 0 | 0 | 0 | 0 | 0 | 0 | 0 | 0 | 0
VIC | Deep Storage | 0 | 0 | 0 | 0 | 0 | 0 | 0 | 0 | 0 | 0 | 0 | 0 | 0 | 0 | 0 | 0 | 0 | 0 | 0 | 0 | 0
VIC | DSP | -87.252 | -75.0476 | -62.7513 | -48.5954 | -37.3091 | -24.5417 | -12.0141 | 1.9026 | 14.4257 | 28.6294 | 42.8732 | 55.1986 | 68.2066 | 81.8102 | 95.6959 | 112.3603 | 127.6146 | 141.5245 | 160.0426 | 177.1703 | 194.3613
VIC | New Interconnectors | 0 | 85 | 85 | 85 | 85 | 85 | 1950 | 1950 | 1950 | 1950 | 2700 | 2700 | 2700 | 2700 | 3450 | 3450 | 3450 | 3450 | 3450 | 3450 | 3450
VIC | Retired Dispatchable | 0 | 0 | 0 | 0 | 0 | 0 | 0 | 0 | 350 | 700 | 1075 | 1450 | 1675 | 1695 | 1695 | 1695 | 1695 | 1695 | 2635 | 2635 | 2635
Total Dispatchable Capacity Built |  | -82.2491 | -69.2214 | -55.7475 | -30.4493 | -5.7914 | 21.5707 | 50.2234 | 80.9404 | 129.1464 | 154.4926 | 181.5008 | 213.063 | 242.1463 | 288.8267 | 345.5061 | 385.2251 | 426.1517 | 469.2187 | 520.5977 | 557.2327 | 1519.3709
Region | Technology | 2022 | 2023 | 2024 | 2025 | 2026 | 2027 | 2028 | 2029 | 2030 | 2031 | 2032 | 2033 | 2034 | 2035 | 2036 | 2037 | 2038 | 2039 | 2040 | 2041 | 2042
SA | CCGT | 0 | 0 | 0 | 0 | 0 | 0 | 0 | 0 | 0 | 0 | 0 | 0 | 0 | 0 | 0 | 0 | 0 | 0 | 0 | 0 | 0
SA | Peaking Gas+Liquids | 0 | 0 | 0 | 0 | 0 | 0 | 0 | 0 | 0 | 0 | 0 | 0 | 0 | 0 | 0 | 0 | 0 | 0 | 0 | 0 | 0
SA | Hydro | 0 | 0 | 0 | 0 | 0 | 0 | 0 | 0 | 0 | 0 | 0 | 0 | 0 | 0 | 0 | 0 | 0 | 0 | 0 | 0 | 0
SA | Shallow Storage | 16.2629 | 12.0878 | 8.6288 | 14.1805 | 19.9668 | 25.8039 | 31.6066 | 37.1874 | 45.5742 | 50.3547 | 54.2954 | 58.2859 | 62.0912 | 67.8547 | 77.0234 | 83.0839 | 89.7058 | 97.4804 | 106.4033 | 110.301 | 1143.0165
SA | Medium Storage | 0 | 0 | 0 | 0 | 0 | 0 | 0 | 0 | 0 | 0 | 0 | 0 | 0 | 0 | 352.8757 | 749.7131 | 1233.5602 | 1233.5602 | 1233.5602 | 1233.5602 | 1233.5602
SA | Deep Storage | 0 | 0 | 0 | 0 | 0 | 0 | 0 | 0 | 0 | 0 | 0 | 0 | 0 | 0 | 0 | 0 | 0 | 0 | 0 | 0 | 0
SA | DSP | 4.0459 | 8.3802 | 12.5342 | 16.736 | 20.835 | 25.1357 | 28.8248 | 33.1865 | 37.8227 | 42.3344 | 47.2175 | 51.605 | 55.0612 | 59.8704 | 64.1221 | 69.4088 | 74.7443 | 79.0687 | 83.6512 | 88.3324 | 94.2625
SA | New Interconnectors | 0 | 0 | 0 | 900 | 900 | 900 | 900 | 900 | 900 | 900 | 900 | 900 | 900 | 900 | 900 | 900 | 900 | 900 | 900 | 900 | 900
SA | Retired Dispatchable | 0 | 240 | 420 | 420 | 420 | 420 | 420 | 420 | 420 | 832.5 | 832.5 | 1066.84 | 1066.84 | 1091.84 | 1971.84 | 1971.84 | 2500.84 | 2500.84 | 2500.84 | 2500.84 | 2500.84
Total Dispatchable Capacity Built |  | 20.3088 | 20.4681 | 21.1631 | 30.9165 | 40.8019 | 50.9397 | 60.4314 | 70.3739 | 83.3969 | 92.6892 | 101.513 | 109.8909 | 117.1523 | 127.7251 | 494.0213 | 902.2058 | 1398.0103 | 1410.1093 | 1423.6147 | 1432.1935 | 2470.8392
Region | Technology | 2022 | 2023 | 2024 | 2025 | 2026 | 2027 | 2028 | 2029 | 2030 | 2031 | 2032 | 2033 | 2034 | 2035 | 2036 | 2037 | 2038 | 2039 | 2040 | 2041 | 2042
TAS | CCGT | 0 | 0 | 0 | 0 | 0 | 0 | 0 | 0 | 0 | 0 | 0 | 0 | 0 | 0 | 0 | 0 | 0 | 0 | 0 | 0 | 0
TAS | Peaking Gas+Liquids | 0 | 0 | 0 | 0 | 0 | 0 | 0 | 0 | 0 | 0 | 0 | 0 | 0 | 0 | 0 | 0 | 0 | 0 | 0 | 0 | 0
TAS | Hydro | 0 | 0 | 0 | 0 | 0 | 0 | 0 | 0 | 0 | 0 | 390 | 390 | 390 | 390 | 390 | 390 | 390 | 390 | 390 | 390 | 390
TAS | Shallow Storage | 0.54014 | 0.58687 | 0.59745 | 1.7262 | 2.9596 | 4.2343 | 5.6846 | 7.1986 | 10.439 | 11.2421 | 12.3012 | 14.015 | 15.2355 | 17.865 | 21.2172 | 22.9649 | 24.7955 | 26.8274 | 29.0459 | 30.0227 | 30.8864
TAS | Medium Storage | 0 | 0 | 0 | 0 | 0 | 0 | 0 | 0 | 0 | 0 | 0 | 0 | 0 | 0 | 0 | 0 | 0 | 0 | 0 | 0 | 0
TAS | Deep Storage | 0 | 0 | 0 | 0 | 0 | 0 | 0 | 0 | 0 | 0 | 0 | 0 | 0 | 0 | 0 | 3.6253 | 3.6253 | 3.6253 | 3.6253 | 76.5779 | 76.5779
TAS | DSP | 0.024008 | 0.28353 | 0.46102 | 0.57228 | 0.66143 | 0.85484 | 0.31543 | 1.0004 | 1.6186 | 1.7602 | 1.9143 | 2.0099 | 2.1645 | 2.3246 | 2.2436 | 2.4285 | 2.6668 | 2.863 | 3.0963 | 3.2284 | 3.5228
TAS | New Interconnectors | 0 | 0 | 0 | 0 | 0 | 0 | 0 | 0 | 0 | 0 | 750 | 750 | 750 | 750 | 1500 | 1500 | 1500 | 1500 | 1500 | 1500 | 1500
TAS | Retired Dispatchable | 0 | 0 | 0 | 0 | 0 | 0 | 0 | 0 | 0 | 0 | 0 | 0 | 0 | 0 | 0 | 0 | 0 | 0 | 0 | 120 | 120
Total Dispatchable Capacity Built |  | 0.56415 | 0.8704 | 1.0585 | 2.2985 | 3.621 | 5.0892 | 6 | 8.199 | 12.0576 | 13.0023 | 404.2156 | 406.0249 | 407.4 | 410.1897 | 413.4609 | 419.0187 | 421.0876 | 423.3157 | 425.7674 | 499.829 | 500.9871

## REZCapacity_1
Installed capacity by REZ (MW) - Central with TRET (Counterfactual)
Capacity installed at the beginning of each financial year, i.e. 1st July. Years are financial year ending. This includes the cumulative development of VRE capacity beyond existing and committed projects.
Large-scale Solar
Region | REZ Name | REZ Code | 2022 | 2023 | 2024 | 2025 | 2026 | 2027 | 2028 | 2029 | 2030 | 2031 | 2032 | 2033 | 2034 | 2035 | 2036 | 2037 | 2038 | 2039 | 2040 | 2041 | 2042
QLD | Far North QLD | Q1 | 0 | 55 | 55 | 55 | 55 | 55 | 55 | 55 | 55 | 55 | 55 | 55 | 55 | 55 | 55 | 55 | 55 | 55 | 55 | 55 | 55
QLD | North Qld Clean Energy Hub | Q2 | 0 | 0 | 0 | 0 | 0 | 0 | 0 | 0 | 0 | 0 | 0 | 0 | 0 | 0 | 0 | 0 | 0 | 0 | 0 | 0 | 0
QLD | Northern Qld | Q3 | 0 | 0 | 0 | 0 | 0 | 0 | 1038.192 | 1038.192 | 1038.192 | 1038.192 | 1038.192 | 1038.192 | 1038.192 | 1038.192 | 1038.192 | 1038.192 | 1038.192 | 1038.192 | 1038.192 | 1038.192 | 1038.192
QLD | Isaac | Q4 | 0 | 355 | 355 | 355 | 355 | 355 | 355 | 355 | 355 | 355 | 355 | 355 | 355 | 355 | 355 | 355 | 355 | 355 | 355 | 355 | 355
QLD | Barcaldine | Q5 | 0 | 0 | 0 | 0 | 0 | 0 | 0 | 0 | 0 | 0 | 0 | 0 | 0 | 0 | 0 | 0 | 0 | 0 | 0 | 0 | 0
QLD | Fitzroy | Q6 | 0 | 0 | 0 | 0 | 0 | 406.808 | 406.808 | 406.808 | 406.808 | 406.808 | 406.808 | 406.808 | 406.808 | 406.808 | 406.808 | 406.808 | 406.808 | 406.808 | 406.808 | 406.808 | 406.808
QLD | Wide Bay | Q7 | 0 | 0 | 0 | 0 | 0 | 0 | 0 | 0 | 0 | 0 | 0 | 0 | 0 | 0 | 0 | 0 | 0 | 0 | 0 | 0 | 0
QLD | Darling Downs | Q8 | 0 | 0 | 0 | 0 | 0 | 0 | 184.5571 | 245.3577 | 914.1448 | 914.1448 | 914.1448 | 914.1448 | 914.1448 | 914.1448 | 914.1448 | 914.1448 | 914.1448 | 914.1448 | 914.1448 | 914.1448 | 914.1448
NSW | North West NSW | N1 | 0 | 115 | 115 | 115 | 115 | 115 | 115 | 115 | 115 | 115 | 115 | 115 | 115 | 115 | 115 | 115 | 115 | 115 | 115 | 115 | 115
NSW | New England | N2 | 0 | 115 | 115 | 115 | 115 | 201.2839 | 288.5441 | 300 | 300 | 300 | 300 | 300 | 300 | 300 | 300 | 300 | 300 | 300 | 300 | 300 | 300
NSW | Central-West Orana | N3 | 0 | 150 | 150 | 150 | 150 | 150 | 232.6709 | 232.6709 | 232.6709 | 232.6709 | 232.6709 | 232.6709 | 232.6709 | 232.6709 | 232.6709 | 232.6709 | 232.6709 | 232.6709 | 232.6709 | 232.6709 | 232.6709
NSW | Southern NSW Tablelands | N4 | 0 | 0 | 0 | 0 | 0 | 0 | 0 | 0 | 0 | 0 | 0 | 0 | 0 | 0 | 0 | 0 | 0 | 0 | 0 | 0 | 0
NSW | Broken Hill | N5 | 0 | 0 | 0 | 0 | 0 | 0 | 0 | 0 | 0 | 0 | 0 | 0 | 0 | 0 | 0 | 0 | 0 | 0 | 0 | 0 | 0
NSW | South West NSW | N6 | 0 | 0 | 0 | 0 | 0 | 0 | 0 | 0 | 0 | 0 | 0 | 0 | 0 | 0 | 0 | 0 | 0 | 0 | 0 | 0 | 0
NSW | Wagga Wagga | N7 | 0 | 0 | 0 | 0 | 0 | 0 | 0 | 0 | 0 | 0 | 0 | 0 | 0 | 0 | 0 | 0 | 0 | 0 | 0 | 0 | 0
NSW | Tumut | N8 | 0 | 0 | 0 | 0 | 0 | 0 | 0 | 0 | 0 | 0 | 0 | 0 | 0 | 0 | 0 | 0 | 0 | 0 | 0 | 0 | 0
NSW | Cooma-Monaro | N9 | 0 | 0 | 0 | 0 | 0 | 0 | 0 | 0 | 0 | 0 | 0 | 0 | 0 | 0 | 0 | 0 | 0 | 0 | 0 | 0 | 0
VIC | Ovens Murray | V1 | 0 | 0 | 0 | 0 | 0 | 0 | 0 | 0 | 0 | 0 | 0 | 0 | 0 | 0 | 0 | 0 | 0 | 0 | 0 | 0 | 0
VIC | Murray River | V2 | 0 | 0 | 0 | 0 | 0 | 0 | 0 | 0 | 0 | 0 | 0 | 0 | 0 | 0 | 0 | 0 | 0 | 0 | 0 | 0 | 0
VIC | Western Victoria | V3 | 0 | 0 | 0 | 17.6962 | 17.6962 | 17.6962 | 17.6962 | 17.6962 | 17.6962 | 17.6962 | 17.6962 | 17.6962 | 17.6962 | 17.6962 | 17.6962 | 17.6962 | 17.6962 | 17.6962 | 17.6962 | 17.6962 | 17.6962
VIC | South West Victoria | V4 | 0 | 0 | 0 | 0 | 0 | 0 | 0 | 0 | 0 | 0 | 0 | 0 | 0 | 0 | 0 | 0 | 0 | 0 | 0 | 0 | 0
VIC | Gippsland | V5 | 0 | 0 | 0 | 0 | 0 | 0 | 0 | 0 | 0 | 0 | 0 | 0 | 0 | 0 | 0 | 0 | 0 | 0 | 0 | 0 | 0
VIC | Central North Vic | V6 | 0 | 0 | 0 | 82.3038 | 242.3038 | 402.3038 | 562.3038 | 562.3038 | 562.3038 | 562.3038 | 562.3038 | 562.3038 | 562.3038 | 562.3038 | 562.3038 | 562.3038 | 562.3038 | 562.3038 | 562.3038 | 562.3038 | 562.3038
SA | South East SA | S1 | 0 | 0 | 0 | 0 | 0 | 0 | 0 | 0 | 0 | 0 | 0 | 55 | 55 | 55 | 55 | 55 | 55 | 55 | 55 | 55 | 55
SA | Riverland | S2 | 0 | 0 | 0 | 0 | 0 | 0 | 0 | 0 | 0 | 0 | 0 | 200 | 200 | 200 | 200 | 200 | 200 | 200 | 200 | 200 | 200
SA | Mid-North SA | S3 | 0 | 0 | 0 | 0 | 0 | 0 | 0 | 0 | 0 | 0 | 0 | 0 | 0 | 0 | 0 | 0 | 0 | 0 | 0 | 0 | 0
SA | Yorke Peninsula | S4 | 0 | 0 | 0 | 0 | 0 | 0 | 0 | 0 | 0 | 0 | 0 | 0 | 0 | 0 | 0 | 0 | 0 | 0 | 0 | 0 | 0
SA | Northern SA | S5 | 0 | 0 | 0 | 0 | 0 | 0 | 0 | 0 | 0 | 0 | 0 | 0 | 0 | 0 | 0 | 0 | 0 | 0 | 0 | 0 | 0
SA | Leigh Creek | S6 | 0 | 0 | 0 | 0 | 0 | 0 | 0 | 0 | 0 | 0 | 0 | 0 | 0 | 0 | 0 | 0 | 0 | 0 | 0 | 0 | 0
SA | Roxby Downs | S7 | 0 | 0 | 0 | 0 | 0 | 0 | 0 | 0 | 0 | 42.536 | 467.4033 | 949.2321 | 949.2321 | 949.2321 | 949.2321 | 949.2321 | 949.2321 | 949.2321 | 949.2321 | 949.2321 | 949.2321
SA | Eastern Eyre Peninsula | S8 | 0 | 0 | 0 | 0 | 0 | 0 | 0 | 0 | 0 | 0 | 0 | 0 | 0 | 0 | 0 | 0 | 0 | 0 | 0 | 0 | 0
SA | Western Eyre Peninsula | S9 | 0 | 0 | 0 | 0 | 0 | 0 | 0 | 0 | 0 | 0 | 0 | 0 | 0 | 0 | 0 | 0 | 0 | 0 | 0 | 0 | 0
TAS | North East Tasmania | T1 | 0 | 0 | 0 | 0 | 0 | 0 | 0 | 0 | 0 | 0 | 0 | 0 | 0 | 0 | 0 | 0 | 0 | 0 | 0 | 0 | 0
TAS | North West Tasmania | T2 | 0 | 0 | 0 | 0 | 0 | 0 | 150 | 150 | 150 | 150 | 150 | 150 | 150 | 150 | 150 | 150 | 150 | 150 | 150 | 150 | 150
TAS | Tasmania Midlands | T3 | 0 | 0 | 0 | 0 | 0 | 0 | 0 | 0 | 0 | 0 | 0 | 0 | 0 | 0 | 0 | 0 | 0 | 0 | 0 | 0 | 0
Shadow REZs |  |  | 0 | 0 | 0 | 0 | 0 | 0 | 0 | 0 | 0 | 0 | 0 | 0 | 1812.5 | 1812.5 | 1812.5 | 1812.5 | 1812.5 | 1812.5 | 1812.5 | 1812.5 | 1812.5
Total Capacity |  |  | 0 | 790 | 790 | 890 | 1050 | 1703.0919 | 3405.7721 | 3478.0287 | 4146.8158 | 4189.3518 | 4614.219 | 5351.0479 | 7163.5479 | 7163.5479 | 7163.5479 | 7163.5479 | 7163.5479 | 7163.5479 | 7163.5479 | 7163.5479 | 7163.5479
Wind
Region | REZ Name | REZ Code | 2022 | 2023 | 2024 | 2025 | 2026 | 2027 | 2028 | 2029 | 2030 | 2031 | 2032 | 2033 | 2034 | 2035 | 2036 | 2037 | 2038 | 2039 | 2040 | 2041 | 2042
QLD | Far North QLD | Q1 | 0 | 0 | 0 | 0 | 349.9606 | 600 | 645 | 645 | 645 | 645 | 645 | 645 | 645 | 645 | 645 | 645 | 645 | 645 | 645 | 645 | 645
QLD | North Qld Clean Energy Hub | Q2 | 0 | 0 | 0 | 0 | 0 | 0 | 0 | 0 | 0 | 0 | 0 | 0 | 0 | 0 | 0 | 0 | 0 | 0 | 0 | 0 | 0
QLD | Northern Qld | Q3 | 0 | 0 | 0 | 0 | 0 | 0 | 0 | 0 | 0 | 0 | 0 | 0 | 0 | 0 | 0 | 0 | 0 | 0 | 0 | 0 | 0
QLD | Isaac | Q4 | 0 | 0 | 0 | 0 | 0 | 0 | 0 | 0 | 0 | 0 | 0 | 0 | 0 | 0 | 0 | 0 | 0 | 0 | 0 | 0 | 0
QLD | Barcaldine | Q5 | 0 | 0 | 0 | 0 | 0 | 0 | 0 | 0 | 0 | 0 | 0 | 0 | 0 | 0 | 0 | 0 | 0 | 0 | 0 | 0 | 0
QLD | Fitzroy | Q6 | 0 | 0 | 0 | 0 | 0 | 0 | 0 | 0 | 0 | 0 | 0 | 0 | 0 | 0 | 0 | 0 | 0 | 0 | 0 | 0 | 0
QLD | Wide Bay | Q7 | 0 | 0 | 0 | 0 | 0 | 0 | 0 | 0 | 0 | 0 | 0 | 0 | 0 | 0 | 300 | 500 | 500 | 500 | 500 | 500 | 500
QLD | Darling Downs | Q8 | 0 | 500 | 500 | 500 | 500 | 500 | 500 | 1840.9276 | 2085.8552 | 2085.8552 | 2085.8552 | 2085.8552 | 2085.8552 | 2085.8552 | 2085.8552 | 2085.8552 | 2085.8552 | 2085.8552 | 2085.8552 | 2085.8552 | 2085.8552
NSW | North West NSW | N1 | 0 | 0 | 0 | 0 | 0 | 0 | 0 | 0 | 0 | 0 | 0 | 0 | 0 | 0 | 0 | 0 | 0 | 0 | 0 | 0 | 0
NSW | New England | N2 | 0 | 0 | 0 | 0 | 0 | 0 | 0 | 0 | 0 | 0 | 0 | 0 | 0 | 0 | 0 | 0 | 0 | 0 | 0 | 0 | 0
NSW | Central-West Orana | N3 | 0 | 0 | 0 | 0 | 0 | 0 | 0 | 0 | 0 | 0 | 0 | 467.3291 | 467.3291 | 467.3291 | 467.3291 | 467.3291 | 467.3291 | 467.3291 | 467.3291 | 467.3291 | 467.3291
NSW | Southern NSW Tablelands | N4 | 0 | 227 | 227 | 227 | 227 | 227 | 227 | 227 | 228 | 228 | 228 | 228 | 228 | 228 | 228 | 228 | 228 | 228 | 228 | 228 | 228
NSW | Broken Hill | N5 | 0 | 0 | 0 | 0 | 0 | 0 | 0 | 0 | 0 | 0 | 0 | 0 | 0 | 0 | 0 | 0 | 0 | 0 | 0 | 0 | 0
NSW | South West NSW | N6 | 0 | 0 | 0 | 0 | 0 | 0 | 0 | 0 | 0 | 0 | 0 | 0 | 0 | 0 | 0 | 0 | 0 | 0 | 0 | 0 | 0
NSW | Wagga Wagga | N7 | 0 | 0 | 0 | 0 | 0 | 0 | 0 | 0 | 0 | 0 | 0 | 0 | 0 | 0 | 0 | 0 | 0 | 0 | 0 | 0 | 0
NSW | Tumut | N8 | 0 | 0 | 0 | 0 | 0 | 0 | 0 | 0 | 0 | 0 | 0 | 0 | 0 | 0 | 0 | 0 | 0 | 0 | 0 | 0 | 0
NSW | Cooma-Monaro | N9 | 0 | 0 | 0 | 0 | 0 | 0 | 0 | 0 | 0 | 0 | 0 | 200 | 200 | 200 | 200 | 200 | 200 | 200 | 200 | 200 | 200
VIC | Ovens Murray | V1 | 0 | 0 | 0 | 0 | 0 | 0 | 0 | 0 | 0 | 0 | 0 | 0 | 0 | 0 | 0 | 0 | 0 | 0 | 0 | 0 | 0
VIC | Murray River | V2 | 0 | 0 | 0 | 0 | 0 | 0 | 0 | 0 | 0 | 0 | 0 | 0 | 0 | 0 | 0 | 0 | 0 | 0 | 0 | 0 | 0
VIC | Western Victoria | V3 | 0 | 209 | 209 | 209 | 209 | 432.3038 | 432.3038 | 432.3038 | 432.3038 | 432.3038 | 432.3038 | 432.3038 | 432.3038 | 432.3038 | 432.3038 | 432.3038 | 432.3038 | 432.3038 | 432.3038 | 432.3038 | 432.3038
VIC | South West Victoria | V4 | 0 | 151.2 | 151.2 | 151.2 | 151.2 | 151.2 | 151.2 | 270 | 750 | 750 | 750 | 750 | 750 | 750 | 750 | 750 | 750 | 750 | 750 | 750 | 750
VIC | Gippsland | V5 | 0 | 0 | 0 | 0 | 219.8 | 476.4962 | 718.8 | 1080 | 1080 | 1080 | 1080 | 1080 | 1080 | 1080 | 1080 | 1080 | 1906.7016 | 1906.7016 | 2000 | 2000 | 2000
VIC | Central North Vic | V6 | 0 | 0 | 0 | 0 | 0 | 0 | 237.6962 | 237.6962 | 237.6962 | 237.6962 | 237.6962 | 237.6962 | 237.6962 | 237.6962 | 237.6962 | 237.6962 | 237.6962 | 237.6962 | 237.6962 | 237.6962 | 237.6962
SA | South East SA | S1 | 0 | 0 | 0 | 0 | 0 | 0 | 0 | 0 | 0 | 0 | 0 | 0 | 0 | 0 | 0 | 0 | 0 | 0 | 0 | 0 | 0
SA | Riverland | S2 | 0 | 0 | 0 | 0 | 0 | 0 | 0 | 0 | 0 | 0 | 0 | 0 | 0 | 0 | 0 | 0 | 0 | 0 | 0 | 0 | 0
SA | Mid-North SA | S3 | 0 | 0 | 0 | 0 | 0 | 0 | 0 | 0 | 0 | 0 | 0 | 50.7679 | 50.7679 | 50.7679 | 50.7679 | 50.7679 | 50.7679 | 50.7679 | 50.7679 | 50.7679 | 50.7679
SA | Yorke Peninsula | S4 | 0 | 0 | 0 | 0 | 0 | 0 | 0 | 0 | 0 | 0 | 0 | 0 | 0 | 0 | 0 | 0 | 0 | 0 | 0 | 0 | 0
SA | Northern SA | S5 | 0 | 0 | 0 | 0 | 0 | 0 | 0 | 0 | 0 | 0 | 0 | 0 | 0 | 0 | 0 | 0 | 0 | 0 | 0 | 0 | 0
SA | Leigh Creek | S6 | 0 | 0 | 0 | 0 | 0 | 0 | 0 | 0 | 0 | 0 | 0 | 0 | 0 | 0 | 0 | 0 | 0 | 0 | 0 | 0 | 0
SA | Roxby Downs | S7 | 0 | 0 | 0 | 0 | 0 | 0 | 0 | 0 | 0 | 0 | 0 | 0 | 0 | 0 | 0 | 0 | 0 | 0 | 0 | 0 | 0
SA | Eastern Eyre Peninsula | S8 | 0 | 0 | 0 | 0 | 0 | 0 | 0 | 0 | 0 | 0 | 0 | 0 | 0 | 0 | 0 | 0 | 0 | 0 | 0 | 0 | 0
SA | Western Eyre Peninsula | S9 | 0 | 0 | 0 | 0 | 0 | 0 | 0 | 0 | 0 | 0 | 0 | 0 | 0 | 0 | 0 | 0 | 0 | 0 | 0 | 0 | 0
TAS | North East Tasmania | T1 | 0 | 0 | 0 | 0 | 0 | 28.1283 | 28.1283 | 108.4759 | 246.8794 | 250 | 250 | 250 | 250 | 250 | 250 | 250 | 250 | 250 | 250 | 250 | 250
TAS | North West Tasmania | T2 | 0 | 0 | 0 | 0 | 0 | 0 | 89.1084 | 190 | 190 | 190 | 190 | 190 | 190 | 190 | 190 | 190 | 190 | 190 | 190 | 190 | 190
TAS | Tasmania Midlands | T3 | 0 | 0 | 113.7302 | 235.9874 | 366.5879 | 480 | 480 | 480 | 480 | 480 | 480 | 480 | 480 | 480 | 480 | 480 | 480 | 480 | 480 | 480 | 480
Shadow REZs |  |  | 0 | 0 | 0 | 0 | 0 | 0 | 0 | 0 | 0 | 0 | 0 | 0 | 0 | 0 | 5480 | 5480 | 5480 | 5480 | 5480 | 5480 | 5480
Total Capacity |  |  | 0 | 1087.2 | 1200.9302 | 1323.1874 | 2023.5486 | 2895.1283 | 3509.2366 | 5511.4036 | 6375.7346 | 6378.8552 | 6378.8552 | 7096.9521 | 7096.9521 | 7096.9521 | 12876.9521 | 13076.9521 | 13903.6537 | 13903.6537 | 13996.9521 | 13996.9521 | 13996.9521
Large-scale Solar and Wind (Utility)
Region | REZ Name | REZ Code | 2022 | 2023 | 2024 | 2025 | 2026 | 2027 | 2028 | 2029 | 2030 | 2031 | 2032 | 2033 | 2034 | 2035 | 2036 | 2037 | 2038 | 2039 | 2040 | 2041 | 2042
QLD | Far North QLD | Q1 | 0 | 55 | 55 | 55 | 404.9606 | 655 | 700 | 700 | 700 | 700 | 700 | 700 | 700 | 700 | 700 | 700 | 700 | 700 | 700 | 700 | 700
QLD | North Qld Clean Energy Hub | Q2 | 0 | 0 | 0 | 0 | 0 | 0 | 0 | 0 | 0 | 0 | 0 | 0 | 0 | 0 | 0 | 0 | 0 | 0 | 0 | 0 | 0
QLD | Northern Qld | Q3 | 0 | 0 | 0 | 0 | 0 | 0 | 1038.192 | 1038.192 | 1038.192 | 1038.192 | 1038.192 | 1038.192 | 1038.192 | 1038.192 | 1038.192 | 1038.192 | 1038.192 | 1038.192 | 1038.192 | 1038.192 | 1038.192
QLD | Isaac | Q4 | 0 | 355 | 355 | 355 | 355 | 355 | 355 | 355 | 355 | 355 | 355 | 355 | 355 | 355 | 355 | 355 | 355 | 355 | 355 | 355 | 355
QLD | Barcaldine | Q5 | 0 | 0 | 0 | 0 | 0 | 0 | 0 | 0 | 0 | 0 | 0 | 0 | 0 | 0 | 0 | 0 | 0 | 0 | 0 | 0 | 0
QLD | Fitzroy | Q6 | 0 | 0 | 0 | 0 | 0 | 406.808 | 406.808 | 406.808 | 406.808 | 406.808 | 406.808 | 406.808 | 406.808 | 406.808 | 406.808 | 406.808 | 406.808 | 406.808 | 406.808 | 406.808 | 406.808
QLD | Wide Bay | Q7 | 0 | 0 | 0 | 0 | 0 | 0 | 0 | 0 | 0 | 0 | 0 | 0 | 0 | 0 | 300 | 500 | 500 | 500 | 500 | 500 | 500
QLD | Darling Downs | Q8 | 0 | 500 | 500 | 500 | 500 | 500 | 684.5571 | 2086.2854 | 3000 | 3000 | 3000 | 3000 | 3000 | 3000 | 3000 | 3000 | 3000 | 3000 | 3000 | 3000 | 3000
NSW | North West NSW | N1 | 0 | 115 | 115 | 115 | 115 | 115 | 115 | 115 | 115 | 115 | 115 | 115 | 115 | 115 | 115 | 115 | 115 | 115 | 115 | 115 | 115
NSW | New England | N2 | 0 | 115 | 115 | 115 | 115 | 201.2839 | 288.5441 | 300 | 300 | 300 | 300 | 300 | 300 | 300 | 300 | 300 | 300 | 300 | 300 | 300 | 300
NSW | Central-West Orana | N3 | 0 | 150 | 150 | 150 | 150 | 150 | 232.6709 | 232.6709 | 232.6709 | 232.6709 | 232.6709 | 700 | 700 | 700 | 700 | 700 | 700 | 700 | 700 | 700 | 700
NSW | Southern NSW Tablelands | N4 | 0 | 227 | 227 | 227 | 227 | 227 | 227 | 227 | 228 | 228 | 228 | 228 | 228 | 228 | 228 | 228 | 228 | 228 | 228 | 228 | 228
NSW | Broken Hill | N5 | 0 | 0 | 0 | 0 | 0 | 0 | 0 | 0 | 0 | 0 | 0 | 0 | 0 | 0 | 0 | 0 | 0 | 0 | 0 | 0 | 0
NSW | South West NSW | N6 | 0 | 0 | 0 | 0 | 0 | 0 | 0 | 0 | 0 | 0 | 0 | 0 | 0 | 0 | 0 | 0 | 0 | 0 | 0 | 0 | 0
NSW | Wagga Wagga | N7 | 0 | 0 | 0 | 0 | 0 | 0 | 0 | 0 | 0 | 0 | 0 | 0 | 0 | 0 | 0 | 0 | 0 | 0 | 0 | 0 | 0
NSW | Tumut | N8 | 0 | 0 | 0 | 0 | 0 | 0 | 0 | 0 | 0 | 0 | 0 | 0 | 0 | 0 | 0 | 0 | 0 | 0 | 0 | 0 | 0
NSW | Cooma-Monaro | N9 | 0 | 0 | 0 | 0 | 0 | 0 | 0 | 0 | 0 | 0 | 0 | 200 | 200 | 200 | 200 | 200 | 200 | 200 | 200 | 200 | 200
VIC | Ovens Murray | V1 | 0 | 0 | 0 | 0 | 0 | 0 | 0 | 0 | 0 | 0 | 0 | 0 | 0 | 0 | 0 | 0 | 0 | 0 | 0 | 0 | 0
VIC | Murray River | V2 | 0 | 0 | 0 | 0 | 0 | 0 | 0 | 0 | 0 | 0 | 0 | 0 | 0 | 0 | 0 | 0 | 0 | 0 | 0 | 0 | 0
VIC | Western Victoria | V3 | 0 | 209 | 209 | 226.6962 | 226.6962 | 450 | 450 | 450 | 450 | 450 | 450 | 450 | 450 | 450 | 450 | 450 | 450 | 450 | 450 | 450 | 450
VIC | South West Victoria | V4 | 0 | 151.2 | 151.2 | 151.2 | 151.2 | 151.2 | 151.2 | 270 | 750 | 750 | 750 | 750 | 750 | 750 | 750 | 750 | 750 | 750 | 750 | 750 | 750
VIC | Gippsland | V5 | 0 | 0 | 0 | 0 | 219.8 | 476.4962 | 718.8 | 1080 | 1080 | 1080 | 1080 | 1080 | 1080 | 1080 | 1080 | 1080 | 1906.7016 | 1906.7016 | 2000 | 2000 | 2000
VIC | Central North Vic | V6 | 0 | 0 | 0 | 82.3038 | 242.3038 | 402.3038 | 800 | 800 | 800 | 800 | 800 | 800 | 800 | 800 | 800 | 800 | 800 | 800 | 800 | 800 | 800
SA | South East SA | S1 | 0 | 0 | 0 | 0 | 0 | 0 | 0 | 0 | 0 | 0 | 0 | 55 | 55 | 55 | 55 | 55 | 55 | 55 | 55 | 55 | 55
SA | Riverland | S2 | 0 | 0 | 0 | 0 | 0 | 0 | 0 | 0 | 0 | 0 | 0 | 200 | 200 | 200 | 200 | 200 | 200 | 200 | 200 | 200 | 200
SA | Mid-North SA | S3 | 0 | 0 | 0 | 0 | 0 | 0 | 0 | 0 | 0 | 0 | 0 | 50.7679 | 50.7679 | 50.7679 | 50.7679 | 50.7679 | 50.7679 | 50.7679 | 50.7679 | 50.7679 | 50.7679
SA | Yorke Peninsula | S4 | 0 | 0 | 0 | 0 | 0 | 0 | 0 | 0 | 0 | 0 | 0 | 0 | 0 | 0 | 0 | 0 | 0 | 0 | 0 | 0 | 0
SA | Northern SA | S5 | 0 | 0 | 0 | 0 | 0 | 0 | 0 | 0 | 0 | 0 | 0 | 0 | 0 | 0 | 0 | 0 | 0 | 0 | 0 | 0 | 0
SA | Leigh Creek | S6 | 0 | 0 | 0 | 0 | 0 | 0 | 0 | 0 | 0 | 0 | 0 | 0 | 0 | 0 | 0 | 0 | 0 | 0 | 0 | 0 | 0
SA | Roxby Downs | S7 | 0 | 0 | 0 | 0 | 0 | 0 | 0 | 0 | 0 | 42.536 | 467.4033 | 949.2321 | 949.2321 | 949.2321 | 949.2321 | 949.2321 | 949.2321 | 949.2321 | 949.2321 | 949.2321 | 949.2321
SA | Eastern Eyre Peninsula | S8 | 0 | 0 | 0 | 0 | 0 | 0 | 0 | 0 | 0 | 0 | 0 | 0 | 0 | 0 | 0 | 0 | 0 | 0 | 0 | 0 | 0
SA | Western Eyre Peninsula | S9 | 0 | 0 | 0 | 0 | 0 | 0 | 0 | 0 | 0 | 0 | 0 | 0 | 0 | 0 | 0 | 0 | 0 | 0 | 0 | 0 | 0
TAS | North East Tasmania | T1 | 0 | 0 | 0 | 0 | 0 | 28.1283 | 28.1283 | 108.4759 | 246.8794 | 250 | 250 | 250 | 250 | 250 | 250 | 250 | 250 | 250 | 250 | 250 | 250
TAS | North West Tasmania | T2 | 0 | 0 | 0 | 0 | 0 | 0 | 239.1084 | 340 | 340 | 340 | 340 | 340 | 340 | 340 | 340 | 340 | 340 | 340 | 340 | 340 | 340
TAS | Tasmania Midlands | T3 | 0 | 0 | 113.7302 | 235.9874 | 366.5879 | 480 | 480 | 480 | 480 | 480 | 480 | 480 | 480 | 480 | 480 | 480 | 480 | 480 | 480 | 480 | 480
Shadow REZs |  |  | 0 | 0 | 0 | 0 | 0 | 0 | 0 | 0 | 0 | 0 | 0 | 0 | 1812.5 | 1812.5 | 7292.5 | 7292.5 | 7292.5 | 7292.5 | 7292.5 | 7292.5 | 7292.5
Total Capacity |  |  | 0 | 1877.2 | 1990.9302 | 2213.1874 | 3073.5486 | 4598.2201 | 6915.0087 | 8989.4322 | 10522.5504 | 10568.2069 | 10993.0742 | 12448 | 14260.5 | 14260.5 | 20040.5 | 20240.5 | 21067.2016 | 21067.2016 | 21160.5 | 21160.5 | 21160.5

## REZCapacity_2
Installed capacity by REZ (MW) - Central with TRET (DP8)
Capacity installed at the beginning of each financial year, i.e. 1st July. Years are financial year ending. This includes the cumulative development of VRE capacity beyond existing and committed projects.
Large-scale Solar
Region | REZ Name | REZ Code | 2022 | 2023 | 2024 | 2025 | 2026 | 2027 | 2028 | 2029 | 2030 | 2031 | 2032 | 2033 | 2034 | 2035 | 2036 | 2037 | 2038 | 2039 | 2040 | 2041 | 2042
QLD | Far North QLD | Q1 | 0 | 55 | 55 | 55 | 55 | 55 | 55 | 55 | 55 | 55 | 55 | 55 | 55 | 55 | 55 | 55 | 55 | 55 | 55 | 55 | 55
QLD | North Qld Clean Energy Hub | Q2 | 0 | 0 | 0 | 0 | 0 | 0 | 0 | 0 | 0 | 0 | 0 | 0 | 0 | 0 | 0 | 0 | 0 | 0 | 0 | 0 | 0
QLD | Northern Qld | Q3 | 0 | 0 | 0 | 0 | 0 | 0 | 0 | 0 | 0 | 0 | 0 | 0 | 0 | 0 | 0 | 0 | 0 | 0 | 0 | 0 | 0
QLD | Isaac | Q4 | 0 | 355 | 355 | 355 | 355 | 355 | 383.1487 | 383.1487 | 383.1487 | 383.1487 | 383.1487 | 383.1487 | 383.1487 | 383.1487 | 383.1487 | 383.1487 | 383.1487 | 383.1487 | 383.1487 | 383.1487 | 383.1487
QLD | Barcaldine | Q5 | 0 | 0 | 0 | 0 | 0 | 0 | 0 | 0 | 0 | 0 | 0 | 0 | 0 | 0 | 0 | 0 | 0 | 0 | 0 | 0 | 0
QLD | Fitzroy | Q6 | 0 | 0 | 0 | 0 | 0 | 406.808 | 1416.8513 | 1416.8513 | 1416.8513 | 1416.8513 | 1416.8513 | 1416.8513 | 1416.8513 | 1416.8513 | 1416.8513 | 1416.8513 | 1416.8513 | 1416.8513 | 1416.8513 | 1416.8513 | 1416.8513
QLD | Wide Bay | Q7 | 0 | 0 | 0 | 0 | 0 | 0 | 0 | 0 | 0 | 0 | 0 | 0 | 0 | 0 | 200 | 200 | 200 | 200 | 200 | 200 | 200
QLD | Darling Downs | Q8 | 0 | 0 | 0 | 0 | 0 | 0 | 190.0006 | 190.0006 | 379.989 | 379.989 | 379.989 | 379.989 | 379.989 | 379.989 | 1065.547 | 1065.547 | 1065.547 | 1065.547 | 1263.6855 | 1263.6855 | 1263.6855
NSW | North West NSW | N1 | 0 | 115 | 115 | 115 | 115 | 115 | 115 | 115 | 115 | 115 | 115 | 1100 | 1100 | 1100 | 2100 | 2100 | 3108.5835 | 3108.5835 | 3531.4489 | 5129.3566 | 5129.3566
NSW | New England | N2 | 0 | 115 | 115 | 115 | 115 | 115 | 115 | 115 | 115 | 115 | 115 | 115 | 115 | 115 | 115 | 115 | 115 | 115 | 115 | 115 | 115
NSW | Central-West Orana | N3 | 0 | 150 | 150 | 150 | 150 | 150 | 150 | 150 | 150 | 150 | 150 | 617.018 | 836.6719 | 836.6719 | 2200 | 2200 | 2200 | 2200 | 2200 | 2200 | 2200
NSW | Southern NSW Tablelands | N4 | 0 | 0 | 0 | 0 | 0 | 0 | 0 | 0 | 0 | 0 | 0 | 0 | 0 | 0 | 0 | 0 | 0 | 0 | 0 | 0 | 0
NSW | Broken Hill | N5 | 0 | 0 | 0 | 0 | 0 | 0 | 0 | 0 | 0 | 0 | 0 | 0 | 0 | 0 | 0 | 0 | 0 | 0 | 0 | 0 | 0
NSW | South West NSW | N6 | 0 | 0 | 0 | 0 | 0 | 0 | 0 | 0 | 0 | 0 | 0 | 600 | 600 | 600 | 600 | 600 | 600 | 600 | 600 | 600 | 600
NSW | Wagga Wagga | N7 | 0 | 0 | 0 | 0 | 0 | 0 | 0 | 0 | 0 | 0 | 0 | 1000 | 1000 | 1000 | 1000 | 1000 | 1000 | 1000 | 1000 | 1000 | 1000
NSW | Tumut | N8 | 0 | 0 | 0 | 0 | 0 | 0 | 0 | 0 | 0 | 0 | 0 | 0 | 0 | 0 | 0 | 0 | 0 | 0 | 0 | 0 | 0
NSW | Cooma-Monaro | N9 | 0 | 0 | 0 | 0 | 0 | 0 | 0 | 0 | 0 | 0 | 0 | 0 | 0 | 0 | 0 | 0 | 0 | 0 | 0 | 0 | 0
VIC | Ovens Murray | V1 | 0 | 0 | 0 | 0 | 0 | 0 | 0 | 0 | 0 | 0 | 0 | 0 | 0 | 0 | 0 | 0 | 0 | 0 | 0 | 0 | 0
VIC | Murray River | V2 | 0 | 0 | 0 | 100 | 161.8459 | 321.8459 | 380 | 380 | 380 | 380 | 380 | 380 | 380 | 380 | 380 | 380 | 380 | 380 | 380 | 380 | 380
VIC | Western Victoria | V3 | 0 | 0 | 0 | 0 | 0 | 0 | 101.8459 | 240 | 400 | 400 | 400 | 400 | 400 | 400 | 400 | 400 | 400 | 400 | 400 | 400 | 400
VIC | South West Victoria | V4 | 0 | 0 | 0 | 0 | 0 | 0 | 0 | 0 | 0 | 0 | 0 | 0 | 0 | 0 | 0 | 0 | 0 | 0 | 0 | 0 | 0
VIC | Gippsland | V5 | 0 | 0 | 0 | 0 | 0 | 0 | 0 | 0 | 0 | 0 | 0 | 0 | 0 | 0 | 0 | 0 | 0 | 0 | 0 | 0 | 0
VIC | Central North Vic | V6 | 0 | 0 | 0 | 0 | 98.1541 | 98.1541 | 98.1541 | 120 | 120 | 120 | 120 | 120 | 120 | 120 | 120 | 120 | 120 | 120 | 120 | 120 | 120
SA | South East SA | S1 | 0 | 0 | 0 | 0 | 0 | 0 | 0 | 0 | 0 | 0 | 0 | 0 | 0 | 0 | 0 | 0 | 0 | 0 | 0 | 0 | 0
SA | Riverland | S2 | 0 | 0 | 0 | 0 | 0 | 0 | 0 | 0 | 0 | 0 | 0 | 974.9954 | 974.9954 | 974.9954 | 1000 | 1000 | 1000 | 1000 | 1000 | 1000 | 1000
SA | Mid-North SA | S3 | 0 | 0 | 0 | 0 | 0 | 0 | 0 | 0 | 0 | 0 | 0 | 0 | 0 | 0 | 0 | 0 | 0 | 0 | 0 | 0 | 0
SA | Yorke Peninsula | S4 | 0 | 0 | 0 | 0 | 0 | 0 | 0 | 0 | 0 | 0 | 0 | 0 | 0 | 0 | 0 | 0 | 0 | 0 | 0 | 0 | 0
SA | Northern SA | S5 | 0 | 0 | 0 | 0 | 0 | 0 | 0 | 0 | 0 | 0 | 0 | 0 | 0 | 0 | 0 | 0 | 0 | 0 | 0 | 0 | 0
SA | Leigh Creek | S6 | 0 | 0 | 0 | 0 | 0 | 0 | 0 | 0 | 0 | 0 | 0 | 0 | 0 | 0 | 0 | 0 | 0 | 0 | 0 | 0 | 0
SA | Roxby Downs | S7 | 0 | 0 | 0 | 0 | 0 | 0 | 0 | 0 | 0 | 0 | 0 | 960 | 960 | 960 | 960 | 960 | 960 | 960 | 960 | 960 | 960
SA | Eastern Eyre Peninsula | S8 | 0 | 0 | 0 | 0 | 0 | 0 | 0 | 0 | 0 | 0 | 0 | 0 | 0 | 0 | 0 | 0 | 0 | 0 | 0 | 0 | 0
SA | Western Eyre Peninsula | S9 | 0 | 0 | 0 | 0 | 0 | 0 | 0 | 0 | 0 | 0 | 0 | 0 | 0 | 0 | 0 | 0 | 0 | 0 | 0 | 0 | 0
TAS | North East Tasmania | T1 | 0 | 0 | 0 | 0 | 0 | 0 | 0 | 0 | 0 | 0 | 0 | 0 | 0 | 0 | 0 | 0 | 0 | 0 | 0 | 0 | 0
TAS | North West Tasmania | T2 | 0 | 0 | 0 | 0 | 0 | 0 | 0 | 0 | 0 | 150 | 150 | 150 | 150 | 150 | 150 | 150 | 150 | 150 | 150 | 150 | 150
TAS | Tasmania Midlands | T3 | 0 | 0 | 0 | 0 | 0 | 0 | 0 | 0 | 0 | 0 | 0 | 0 | 0 | 0 | 0 | 0 | 0 | 0 | 0 | 0 | 0
Total Capacity |  |  | 0 | 790 | 790 | 890 | 1050 | 1616.808 | 3005.0006 | 3165.0006 | 3514.989 | 3664.989 | 3664.989 | 8652.0024 | 8871.6564 | 8871.6564 | 12145.547 | 12145.547 | 13154.1305 | 13154.1305 | 13775.1344 | 15373.0421 | 15373.0421
Wind
Region | REZ Name | REZ Code | 2022 | 2023 | 2024 | 2025 | 2026 | 2027 | 2028 | 2029 | 2030 | 2031 | 2032 | 2033 | 2034 | 2035 | 2036 | 2037 | 2038 | 2039 | 2040 | 2041 | 2042
QLD | Far North QLD | Q1 | 0 | 0 | 0 | 0 | 349.9606 | 600 | 645 | 645 | 645 | 645 | 645 | 645 | 645 | 645 | 645 | 645 | 1308.0857 | 1308.0857 | 1504.9192 | 1504.9192 | 1504.9192
QLD | North Qld Clean Energy Hub | Q2 | 0 | 0 | 0 | 0 | 0 | 0 | 0 | 0 | 0 | 0 | 0 | 0 | 0 | 0 | 0 | 0 | 0 | 0 | 0 | 0 | 0
QLD | Northern Qld | Q3 | 0 | 0 | 0 | 0 | 0 | 0 | 0 | 0 | 0 | 0 | 0 | 0 | 0 | 0 | 0 | 0 | 0 | 0 | 0 | 0 | 0
QLD | Isaac | Q4 | 0 | 0 | 0 | 0 | 0 | 0 | 0 | 0 | 0 | 0 | 0 | 0 | 0 | 0 | 1000 | 1000 | 1000 | 1000 | 1000 | 1000 | 1000
QLD | Barcaldine | Q5 | 0 | 0 | 0 | 0 | 0 | 0 | 0 | 0 | 0 | 0 | 0 | 0 | 0 | 0 | 0 | 0 | 0 | 0 | 0 | 0 | 0
QLD | Fitzroy | Q6 | 0 | 0 | 0 | 0 | 0 | 0 | 0 | 398.1114 | 812.4182 | 812.4182 | 812.4182 | 812.4182 | 812.4182 | 812.4182 | 900 | 900 | 900 | 900 | 900 | 900 | 900
QLD | Wide Bay | Q7 | 0 | 0 | 0 | 0 | 0 | 0 | 0 | 0 | 0 | 0 | 0 | 0 | 0 | 0 | 300 | 300 | 300 | 300 | 300 | 300 | 300
QLD | Darling Downs | Q8 | 0 | 500 | 500 | 500 | 500 | 500 | 500 | 1400 | 1400 | 1400 | 1400 | 1400 | 1400 | 1400 | 1400 | 2914.707 | 3934.453 | 3934.453 | 3934.453 | 3934.453 | 3934.453
NSW | North West NSW | N1 | 0 | 0 | 0 | 0 | 0 | 0 | 0 | 0 | 0 | 0 | 0 | 0 | 0 | 0 | 0 | 0 | 0 | 0 | 0 | 0 | 0
NSW | New England | N2 | 0 | 0 | 0 | 0 | 0 | 0 | 0 | 0 | 0 | 0 | 0 | 185 | 185 | 185 | 2059.8632 | 2059.8632 | 3570.401 | 3570.401 | 3570.401 | 3570.401 | 3570.401
NSW | Central-West Orana | N3 | 0 | 0 | 0 | 0 | 0 | 0 | 0 | 0 | 0 | 0 | 0 | 311.1718 | 311.1718 | 311.1718 | 800 | 800 | 800 | 800 | 800 | 800 | 800
NSW | Southern NSW Tablelands | N4 | 0 | 227 | 227 | 227 | 227 | 227 | 227 | 227 | 227 | 227 | 227 | 228 | 228 | 228 | 228 | 228 | 228 | 228 | 228 | 228 | 228
NSW | Broken Hill | N5 | 0 | 0 | 0 | 0 | 0 | 0 | 0 | 0 | 0 | 0 | 0 | 0 | 0 | 0 | 0 | 0 | 0 | 0 | 0 | 0 | 0
NSW | South West NSW | N6 | 0 | 0 | 0 | 0 | 0 | 0 | 0 | 0 | 0 | 0 | 0 | 0 | 0 | 0 | 0 | 0 | 0 | 0 | 0 | 0 | 0
NSW | Wagga Wagga | N7 | 0 | 0 | 0 | 0 | 0 | 0 | 0 | 0 | 0 | 0 | 0 | 0 | 0 | 0 | 0 | 0 | 0 | 0 | 0 | 0 | 0
NSW | Tumut | N8 | 0 | 0 | 0 | 0 | 0 | 0 | 0 | 0 | 0 | 0 | 0 | 0 | 0 | 0 | 0 | 0 | 0 | 0 | 0 | 0 | 0
NSW | Cooma-Monaro | N9 | 0 | 0 | 0 | 0 | 0 | 0 | 0 | 0 | 0 | 0 | 0 | 0 | 200 | 200 | 200 | 200 | 200 | 200 | 200 | 300 | 300
VIC | Ovens Murray | V1 | 0 | 0 | 0 | 0 | 0 | 0 | 0 | 0 | 0 | 0 | 0 | 0 | 0 | 0 | 0 | 0 | 0 | 0 | 0 | 0 | 0
VIC | Murray River | V2 | 0 | 0 | 0 | 0 | 0 | 0 | 0 | 0 | 0 | 0 | 0 | 0 | 0 | 0 | 0 | 0 | 0 | 0 | 0 | 0 | 0
VIC | Western Victoria | V3 | 0 | 209 | 209 | 209 | 428.8 | 450 | 700 | 700 | 1050 | 1050 | 1050 | 1050 | 1050 | 1050 | 1050 | 1050 | 1050 | 1050 | 1050 | 1050 | 1050
VIC | South West Victoria | V4 | 0 | 151.2 | 151.2 | 151.2 | 151.2 | 440 | 440 | 750 | 750 | 750 | 750 | 750 | 750 | 750 | 750 | 750 | 750 | 750 | 750 | 750 | 750
VIC | Gippsland | V5 | 0 | 0 | 0 | 0 | 0 | 0 | 0 | 170 | 300 | 300 | 300 | 300 | 300 | 300 | 300 | 300 | 300 | 300 | 300 | 300 | 300
VIC | Central North Vic | V6 | 0 | 0 | 0 | 0 | 0 | 170 | 400 | 400 | 400 | 400 | 400 | 400 | 400 | 400 | 400 | 400 | 400 | 400 | 400 | 400 | 400
SA | South East SA | S1 | 0 | 0 | 0 | 0 | 0 | 0 | 0 | 0 | 0 | 0 | 0 | 0 | 0 | 0 | 55 | 55 | 618.5204 | 618.5204 | 800 | 800 | 800
SA | Riverland | S2 | 0 | 0 | 0 | 0 | 0 | 0 | 0 | 0 | 0 | 0 | 0 | 0 | 0 | 0 | 0 | 0 | 0 | 0 | 0 | 0 | 0
SA | Mid-North SA | S3 | 0 | 0 | 0 | 0 | 0 | 0 | 0 | 0 | 0 | 0 | 0 | 40 | 40 | 40 | 192.9149 | 192.9149 | 289.119 | 289.119 | 289.119 | 333.0377 | 333.0377
SA | Yorke Peninsula | S4 | 0 | 0 | 0 | 0 | 0 | 0 | 0 | 0 | 0 | 0 | 0 | 0 | 0 | 0 | 0 | 60.2335 | 609.1519 | 609.1519 | 609.1519 | 836.557 | 836.557
SA | Northern SA | S5 | 0 | 0 | 0 | 0 | 0 | 0 | 0 | 0 | 0 | 0 | 0 | 0 | 0 | 0 | 0 | 0 | 0 | 0 | 0 | 0 | 0
SA | Leigh Creek | S6 | 0 | 0 | 0 | 0 | 0 | 0 | 0 | 0 | 0 | 0 | 0 | 0 | 0 | 0 | 0 | 0 | 0 | 0 | 0 | 0 | 0
SA | Roxby Downs | S7 | 0 | 0 | 0 | 0 | 0 | 0 | 0 | 0 | 0 | 0 | 0 | 0 | 0 | 0 | 0 | 0 | 0 | 0 | 0 | 0 | 0
SA | Eastern Eyre Peninsula | S8 | 0 | 0 | 0 | 0 | 0 | 0 | 0 | 0 | 0 | 0 | 0 | 0 | 0 | 0 | 0 | 0 | 0 | 0 | 0 | 0 | 0
SA | Western Eyre Peninsula | S9 | 0 | 0 | 0 | 0 | 0 | 0 | 0 | 0 | 0 | 0 | 0 | 0 | 0 | 0 | 0 | 0 | 0 | 0 | 0 | 0 | 0
TAS | North East Tasmania | T1 | 0 | 0 | 0 | 0 | 0 | 0 | 0 | 0 | 0 | 0 | 0 | 0 | 156.6989 | 250 | 250 | 250 | 250 | 250 | 250 | 250 | 250
TAS | North West Tasmania | T2 | 0 | 0 | 0 | 0 | 0 | 0 | 0 | 0 | 0 | 0 | 0 | 0 | 0 | 0 | 0 | 0 | 0 | 0 | 0 | 0 | 0
TAS | Tasmania Midlands | T3 | 0 | 0 | 113.7302 | 235.9874 | 366.5879 | 502.6465 | 647.2127 | 799.0866 | 906.5692 | 920.4357 | 1119.924 | 1224.4376 | 1247.0352 | 1247.0352 | 1560 | 1560 | 2212.1482 | 2212.1482 | 2212.1482 | 2212.1482 | 2212.1482
Total Capacity |  |  | 0 | 1087.2 | 1200.9302 | 1323.1874 | 2023.5486 | 2889.6465 | 3559.2127 | 5489.198 | 6490.9874 | 6504.8539 | 6704.3422 | 7346.0276 | 7725.3242 | 7818.6253 | 12090.7781 | 13665.7185 | 18719.8791 | 18719.8791 | 19098.1923 | 19469.516 | 19469.516
Large-scale Solar and Wind (Utility)
Region | REZ Name | REZ Code | 2022 | 2023 | 2024 | 2025 | 2026 | 2027 | 2028 | 2029 | 2030 | 2031 | 2032 | 2033 | 2034 | 2035 | 2036 | 2037 | 2038 | 2039 | 2040 | 2041 | 2042
QLD | Far North QLD | Q1 | 0 | 55 | 55 | 55 | 404.9606 | 655 | 700 | 700 | 700 | 700 | 700 | 700 | 700 | 700 | 700 | 700 | 1363.0857 | 1363.0857 | 1559.9192 | 1559.9192 | 1559.9192
QLD | North Qld Clean Energy Hub | Q2 | 0 | 0 | 0 | 0 | 0 | 0 | 0 | 0 | 0 | 0 | 0 | 0 | 0 | 0 | 0 | 0 | 0 | 0 | 0 | 0 | 0
QLD | Northern Qld | Q3 | 0 | 0 | 0 | 0 | 0 | 0 | 0 | 0 | 0 | 0 | 0 | 0 | 0 | 0 | 0 | 0 | 0 | 0 | 0 | 0 | 0
QLD | Isaac | Q4 | 0 | 355 | 355 | 355 | 355 | 355 | 383.1487 | 383.1487 | 383.1487 | 383.1487 | 383.1487 | 383.1487 | 383.1487 | 383.1487 | 1383.1487 | 1383.1487 | 1383.1487 | 1383.1487 | 1383.1487 | 1383.1487 | 1383.1487
QLD | Barcaldine | Q5 | 0 | 0 | 0 | 0 | 0 | 0 | 0 | 0 | 0 | 0 | 0 | 0 | 0 | 0 | 0 | 0 | 0 | 0 | 0 | 0 | 0
QLD | Fitzroy | Q6 | 0 | 0 | 0 | 0 | 0 | 406.808 | 1416.8513 | 1814.9627 | 2229.2695 | 2229.2695 | 2229.2695 | 2229.2695 | 2229.2695 | 2229.2695 | 2316.8513 | 2316.8513 | 2316.8513 | 2316.8513 | 2316.8513 | 2316.8513 | 2316.8513
QLD | Wide Bay | Q7 | 0 | 0 | 0 | 0 | 0 | 0 | 0 | 0 | 0 | 0 | 0 | 0 | 0 | 0 | 500 | 500 | 500 | 500 | 500 | 500 | 500
QLD | Darling Downs | Q8 | 0 | 500 | 500 | 500 | 500 | 500 | 690.0006 | 1590.0006 | 1779.989 | 1779.989 | 1779.989 | 1779.989 | 1779.989 | 1779.989 | 2465.547 | 3980.2539 | 5000 | 5000 | 5198.1385 | 5198.1385 | 5198.1385
NSW | North West NSW | N1 | 0 | 115 | 115 | 115 | 115 | 115 | 115 | 115 | 115 | 115 | 115 | 1100 | 1100 | 1100 | 2100 | 2100 | 3108.5835 | 3108.5835 | 3531.4489 | 5129.3566 | 5129.3566
NSW | New England | N2 | 0 | 115 | 115 | 115 | 115 | 115 | 115 | 115 | 115 | 115 | 115 | 300 | 300 | 300 | 2174.8632 | 2174.8632 | 3685.401 | 3685.401 | 3685.401 | 3685.401 | 3685.401
NSW | Central-West Orana | N3 | 0 | 150 | 150 | 150 | 150 | 150 | 150 | 150 | 150 | 150 | 150 | 928.1898 | 1147.8437 | 1147.8437 | 3000 | 3000 | 3000 | 3000 | 3000 | 3000 | 3000
NSW | Southern NSW Tablelands | N4 | 0 | 227 | 227 | 227 | 227 | 227 | 227 | 227 | 227 | 227 | 227 | 228 | 228 | 228 | 228 | 228 | 228 | 228 | 228 | 228 | 228
NSW | Broken Hill | N5 | 0 | 0 | 0 | 0 | 0 | 0 | 0 | 0 | 0 | 0 | 0 | 0 | 0 | 0 | 0 | 0 | 0 | 0 | 0 | 0 | 0
NSW | South West NSW | N6 | 0 | 0 | 0 | 0 | 0 | 0 | 0 | 0 | 0 | 0 | 0 | 600 | 600 | 600 | 600 | 600 | 600 | 600 | 600 | 600 | 600
NSW | Wagga Wagga | N7 | 0 | 0 | 0 | 0 | 0 | 0 | 0 | 0 | 0 | 0 | 0 | 1000 | 1000 | 1000 | 1000 | 1000 | 1000 | 1000 | 1000 | 1000 | 1000
NSW | Tumut | N8 | 0 | 0 | 0 | 0 | 0 | 0 | 0 | 0 | 0 | 0 | 0 | 0 | 0 | 0 | 0 | 0 | 0 | 0 | 0 | 0 | 0
NSW | Cooma-Monaro | N9 | 0 | 0 | 0 | 0 | 0 | 0 | 0 | 0 | 0 | 0 | 0 | 0 | 200 | 200 | 200 | 200 | 200 | 200 | 200 | 300 | 300
VIC | Ovens Murray | V1 | 0 | 0 | 0 | 0 | 0 | 0 | 0 | 0 | 0 | 0 | 0 | 0 | 0 | 0 | 0 | 0 | 0 | 0 | 0 | 0 | 0
VIC | Murray River | V2 | 0 | 0 | 0 | 100 | 161.8459 | 321.8459 | 380 | 380 | 380 | 380 | 380 | 380 | 380 | 380 | 380 | 380 | 380 | 380 | 380 | 380 | 380
VIC | Western Victoria | V3 | 0 | 209 | 209 | 209 | 428.8 | 450 | 801.8459 | 940 | 1450 | 1450 | 1450 | 1450 | 1450 | 1450 | 1450 | 1450 | 1450 | 1450 | 1450 | 1450 | 1450
VIC | South West Victoria | V4 | 0 | 151.2 | 151.2 | 151.2 | 151.2 | 440 | 440 | 750 | 750 | 750 | 750 | 750 | 750 | 750 | 750 | 750 | 750 | 750 | 750 | 750 | 750
VIC | Gippsland | V5 | 0 | 0 | 0 | 0 | 0 | 0 | 0 | 170 | 300 | 300 | 300 | 300 | 300 | 300 | 300 | 300 | 300 | 300 | 300 | 300 | 300
VIC | Central North Vic | V6 | 0 | 0 | 0 | 0 | 98.1541 | 268.1541 | 498.1541 | 520 | 520 | 520 | 520 | 520 | 520 | 520 | 520 | 520 | 520 | 520 | 520 | 520 | 520
SA | South East SA | S1 | 0 | 0 | 0 | 0 | 0 | 0 | 0 | 0 | 0 | 0 | 0 | 0 | 0 | 0 | 55 | 55 | 618.5204 | 618.5204 | 800 | 800 | 800
SA | Riverland | S2 | 0 | 0 | 0 | 0 | 0 | 0 | 0 | 0 | 0 | 0 | 0 | 974.9954 | 974.9954 | 974.9954 | 1000 | 1000 | 1000 | 1000 | 1000 | 1000 | 1000
SA | Mid-North SA | S3 | 0 | 0 | 0 | 0 | 0 | 0 | 0 | 0 | 0 | 0 | 0 | 40 | 40 | 40 | 192.9149 | 192.9149 | 289.119 | 289.119 | 289.119 | 333.0377 | 333.0377
SA | Yorke Peninsula | S4 | 0 | 0 | 0 | 0 | 0 | 0 | 0 | 0 | 0 | 0 | 0 | 0 | 0 | 0 | 0 | 60.2335 | 609.1519 | 609.1519 | 609.1519 | 836.557 | 836.557
SA | Northern SA | S5 | 0 | 0 | 0 | 0 | 0 | 0 | 0 | 0 | 0 | 0 | 0 | 0 | 0 | 0 | 0 | 0 | 0 | 0 | 0 | 0 | 0
SA | Leigh Creek | S6 | 0 | 0 | 0 | 0 | 0 | 0 | 0 | 0 | 0 | 0 | 0 | 0 | 0 | 0 | 0 | 0 | 0 | 0 | 0 | 0 | 0
SA | Roxby Downs | S7 | 0 | 0 | 0 | 0 | 0 | 0 | 0 | 0 | 0 | 0 | 0 | 960 | 960 | 960 | 960 | 960 | 960 | 960 | 960 | 960 | 960
SA | Eastern Eyre Peninsula | S8 | 0 | 0 | 0 | 0 | 0 | 0 | 0 | 0 | 0 | 0 | 0 | 0 | 0 | 0 | 0 | 0 | 0 | 0 | 0 | 0 | 0
SA | Western Eyre Peninsula | S9 | 0 | 0 | 0 | 0 | 0 | 0 | 0 | 0 | 0 | 0 | 0 | 0 | 0 | 0 | 0 | 0 | 0 | 0 | 0 | 0 | 0
TAS | North East Tasmania | T1 | 0 | 0 | 0 | 0 | 0 | 0 | 0 | 0 | 0 | 0 | 0 | 0 | 156.6989 | 250 | 250 | 250 | 250 | 250 | 250 | 250 | 250
TAS | North West Tasmania | T2 | 0 | 0 | 0 | 0 | 0 | 0 | 0 | 0 | 0 | 150 | 150 | 150 | 150 | 150 | 150 | 150 | 150 | 150 | 150 | 150 | 150
TAS | Tasmania Midlands | T3 | 0 | 0 | 113.7302 | 235.9874 | 366.5879 | 502.6465 | 647.2127 | 799.0866 | 906.5692 | 920.4357 | 1119.924 | 1224.4376 | 1247.0352 | 1247.0352 | 1560 | 1560 | 2212.1482 | 2212.1482 | 2212.1482 | 2212.1482 | 2212.1482
Total Capacity |  |  | 0 | 1877.2 | 1990.9302 | 2213.1874 | 3073.5486 | 4506.4545 | 6564.2134 | 8654.1987 | 10005.9764 | 10169.8429 | 10369.3312 | 15998.0301 | 16596.9806 | 16690.2816 | 24236.3251 | 25811.2655 | 31874.0096 | 31874.0096 | 32873.3266 | 34842.5581 | 34842.5581

## REZGeneration_1
Annual as-generated generation by REZ (GWh) - Central with TRET (Counterfactual)
Years are financial year ending.
Large-scale Solar
Region | REZ Name | REZ Code | 2022 | 2023 | 2024 | 2025 | 2026 | 2027 | 2028 | 2029 | 2030 | 2031 | 2032 | 2033 | 2034 | 2035 | 2036 | 2037 | 2038 | 2039 | 2040 | 2041 | 2042
QLD | Far North QLD | Q1 | 0 | 140.8879 | 136.4075 | 139.1336 | 141.4809 | 138.7521 | 141.4105 | 120.7583 | 132.4248 | 124.082 | 118.5955 | 125.6791 | 126.7536 | 128.4319 | 140.9981 | 138.4301 | 140.6534 | 120.8234 | 132.7379 | 133.4909 | 130.3987
QLD | North Qld Clean Energy Hub | Q2 | 0 | 0 | 0 | 0 | 0 | 0 | 0 | 0 | 0 | 0 | 0 | 0 | 0 | 0 | 0 | 0 | 0 | 0 | 0 | 0 | 0
QLD | Northern Qld | Q3 | 0 | 0 | 0 | 0 | 0 | 0 | 2804.1286 | 2237.6515 | 2521.5223 | 2568.8976 | 2540.869 | 2692.2075 | 2679.4987 | 2685.7756 | 2746.67 | 2718.0167 | 2792.3288 | 2230.9326 | 2529.4445 | 2631.1595 | 2607.2454
QLD | Isaac | Q4 | 0 | 943.8288 | 939.864 | 931.4833 | 942.5551 | 948.5184 | 948.6625 | 776.5078 | 875.6631 | 834.7951 | 855.1411 | 860.5406 | 895.1178 | 892.4602 | 943.1131 | 940.4122 | 945.9594 | 776.763 | 876.7998 | 882.6435 | 914.8727
QLD | Barcaldine | Q5 | 0 | 0 | 0 | 0 | 0 | 0 | 0 | 0 | 0 | 0 | 0 | 0 | 0 | 0 | 0 | 0 | 0 | 0 | 0 | 0 | 0
QLD | Fitzroy | Q6 | 0 | 0 | 0 | 0 | 0 | 1120.2197 | 1092.3502 | 901.1918 | 1011.2604 | 996.6764 | 1064.6208 | 1050.5366 | 1063.4811 | 1097.0696 | 1119.6084 | 1116.021 | 1088.9656 | 902.138 | 1013.3422 | 1014.9185 | 1084.3193
QLD | Wide Bay | Q7 | 0 | 0 | 0 | 0 | 0 | 0 | 0 | 0 | 0 | 0 | 0 | 0 | 0 | 0 | 0 | 0 | 0 | 0 | 0 | 0 | 0
QLD | Darling Downs | Q8 | 0 | 0 | 0 | 0 | 0 | 0 | 489.8236 | 547.6856 | 2214.1636 | 2279.5045 | 2419.4297 | 2394.7248 | 2349.5107 | 2354.2895 | 2449.8998 | 2440.669 | 2408.598 | 2058.168 | 2220.635 | 2283.6458 | 2433.9747
NSW | North West NSW | N1 | 0 | 314.7508 | 315.5549 | 305.9138 | 327.1153 | 328.8207 | 318.7599 | 277.3019 | 291.3292 | 308.1046 | 320.6875 | 318.3106 | 315.906 | 307.7533 | 327.3721 | 329.0927 | 316.3464 | 278.2499 | 292.6406 | 307.4813 | 319.6384
NSW | New England | N2 | 0 | 289.6845 | 292.4204 | 274.3254 | 298.3382 | 513.0794 | 738.8435 | 646.6859 | 692.3333 | 722.0868 | 786.6446 | 767.9768 | 767.2178 | 723.3239 | 780.7286 | 765.8197 | 763.4758 | 651.0926 | 693.0074 | 718.5143 | 784.1394
NSW | Central-West Orana | N3 | 0 | 373.387 | 366.6412 | 363.2017 | 382.3104 | 378.3423 | 587.9882 | 508.4229 | 528.6187 | 564.8166 | 589.6812 | 587.6457 | 568.2349 | 561.9971 | 593.4367 | 587.6238 | 584.3632 | 512.3933 | 530.7743 | 564.8304 | 588.2955
NSW | Southern NSW Tablelands | N4 | 0 | 0 | 0 | 0 | 0 | 0 | 0 | 0 | 0 | 0 | 0 | 0 | 0 | 0 | 0 | 0 | 0 | 0 | 0 | 0 | 0
NSW | Broken Hill | N5 | 0 | 0 | 0 | 0 | 0 | 0 | 0 | 0 | 0 | 0 | 0 | 0 | 0 | 0 | 0 | 0 | 0 | 0 | 0 | 0 | 0
NSW | South West NSW | N6 | 0 | 0 | 0 | 0 | 0 | 0 | 0 | 0 | 0 | 0 | 0 | 0 | 0 | 0 | 0 | 0 | 0 | 0 | 0 | 0 | 0
NSW | Wagga Wagga | N7 | 0 | 0 | 0 | 0 | 0 | 0 | 0 | 0 | 0 | 0 | 0 | 0 | 0 | 0 | 0 | 0 | 0 | 0 | 0 | 0 | 0
NSW | Tumut | N8 | 0 | 0 | 0 | 0 | 0 | 0 | 0 | 0 | 0 | 0 | 0 | 0 | 0 | 0 | 0 | 0 | 0 | 0 | 0 | 0 | 0
NSW | Cooma-Monaro | N9 | 0 | 0 | 0 | 0 | 0 | 0 | 0 | 0 | 0 | 0 | 0 | 0 | 0 | 0 | 0 | 0 | 0 | 0 | 0 | 0 | 0
VIC | Ovens Murray | V1 | 0 | 0 | 0 | 0 | 0 | 0 | 0 | 0 | 0 | 0 | 0 | 0 | 0 | 0 | 0 | 0 | 0 | 0 | 0 | 0 | 0
VIC | Murray River | V2 | 0 | 0 | 0 | 0 | 0 | 0 | 0 | 0 | 0 | 0 | 0 | 0 | 0 | 0 | 0 | 0 | 0 | 0 | 0 | 0 | 0
VIC | Western Victoria | V3 | 0 | 0 | 0 | 39.1317 | 39.2565 | 40.1669 | 41.7065 | 36.6625 | 38.799 | 39.0676 | 38.8233 | 41.6102 | 40.4087 | 38.5199 | 39.5837 | 40.0836 | 41.7169 | 36.8583 | 38.6369 | 38.8636 | 38.6485
VIC | South West Victoria | V4 | 0 | 0 | 0 | 0 | 0 | 0 | 0 | 0 | 0 | 0 | 0 | 0 | 0 | 0 | 0 | 0 | 0 | 0 | 0 | 0 | 0
VIC | Gippsland | V5 | 0 | 0 | 0 | 0 | 0 | 0 | 0 | 0 | 0 | 0 | 0 | 0 | 0 | 0 | 0 | 0 | 0 | 0 | 0 | 0 | 0
VIC | Central North Vic | V6 | 0 | 0 | 0 | 172.4654 | 573.9632 | 971.3802 | 1280.6541 | 1154.0801 | 1193.1938 | 1177.9712 | 1149.209 | 1277.151 | 1199.7533 | 1164.8776 | 1337.454 | 1350.1698 | 1276.3543 | 1162.6644 | 1196.7952 | 1172.2795 | 1145.8491
SA | South East SA | S1 | 0 | 0 | 0 | 0 | 0 | 0 | 0 | 0 | 0 | 0 | 0 | 130.7293 | 128.0089 | 122.0206 | 123.611 | 124.3105 | 130.6511 | 118.7836 | 124.7586 | 123.4695 | 123.2466
SA | Riverland | S2 | 0 | 0 | 0 | 0 | 0 | 0 | 0 | 0 | 0 | 0 | 0 | 523.8717 | 500.3443 | 504.6467 | 509.6087 | 524.3704 | 523.8931 | 486.699 | 493.9216 | 490.1244 | 500.1811
SA | Mid-North SA | S3 | 0 | 0 | 0 | 0 | 0 | 0 | 0 | 0 | 0 | 0 | 0 | 0 | 0 | 0 | 0 | 0 | 0 | 0 | 0 | 0 | 0
SA | Yorke Peninsula | S4 | 0 | 0 | 0 | 0 | 0 | 0 | 0 | 0 | 0 | 0 | 0 | 0 | 0 | 0 | 0 | 0 | 0 | 0 | 0 | 0 | 0
SA | Northern SA | S5 | 0 | 0 | 0 | 0 | 0 | 0 | 0 | 0 | 0 | 0 | 0 | 0 | 0 | 0 | 0 | 0 | 0 | 0 | 0 | 0 | 0
SA | Leigh Creek | S6 | 0 | 0 | 0 | 0 | 0 | 0 | 0 | 0 | 0 | 0 | 0 | 0 | 0 | 0 | 0 | 0 | 0 | 0 | 0 | 0 | 0
SA | Roxby Downs | S7 | 0 | 0 | 0 | 0 | 0 | 0 | 0 | 0 | 0 | 116.39 | 1328.1851 | 2733.2974 | 2596.4672 | 2680.3052 | 2662.3512 | 2733.6211 | 2733.9453 | 2537.4269 | 2602.4962 | 2602.6288 | 2689.4917
SA | Eastern Eyre Peninsula | S8 | 0 | 0 | 0 | 0 | 0 | 0 | 0 | 0 | 0 | 0 | 0 | 0 | 0 | 0 | 0 | 0 | 0 | 0 | 0 | 0 | 0
SA | Western Eyre Peninsula | S9 | 0 | 0 | 0 | 0 | 0 | 0 | 0 | 0 | 0 | 0 | 0 | 0 | 0 | 0 | 0 | 0 | 0 | 0 | 0 | 0 | 0
TAS | North East Tasmania | T1 | 0 | 0 | 0 | 0 | 0 | 0 | 0 | 0 | 0 | 0 | 0 | 0 | 0 | 0 | 0 | 0 | 0 | 0 | 0 | 0 | 0
TAS | North West Tasmania | T2 | 0 | 0 | 0 | 0 | 0 | 0 | 304.7945 | 289.6701 | 299.0721 | 295.383 | 293.4725 | 304.3513 | 315.5627 | 288.3234 | 298.1963 | 287.007 | 304.7768 | 291.802 | 299.8615 | 294.9438 | 292.7055
TAS | Tasmania Midlands | T3 | 0 | 0 | 0 | 0 | 0 | 0 | 0 | 0 | 0 | 0 | 0 | 0 | 0 | 0 | 0 | 0 | 0 | 0 | 0 | 0 | 0
Shadow REZs |  |  | 0 | 0 | 0 | 0 | 0 | 0 | 0 | 0 | 0 | 0 | 0 | 0 | 3684.1985 | 3639.1272 | 3773.4559 | 3716.8106 | 3833.4787 | 3426.9696 | 3460.6103 | 3618.6313 | 3630.1024
Total Generation |  |  | 0 | 2062.539 | 2050.888 | 2225.6549 | 2705.0196 | 4439.2796 | 8749.1221 | 7496.6185 | 9798.3804 | 10027.7753 | 11505.3592 | 13808.6327 | 17230.4643 | 17188.9217 | 17846.0875 | 17812.4582 | 17885.5068 | 15591.7646 | 16506.4622 | 16877.625 | 17283.109
Wind
Region | REZ Name | REZ Code | 2022 | 2023 | 2024 | 2025 | 2026 | 2027 | 2028 | 2029 | 2030 | 2031 | 2032 | 2033 | 2034 | 2035 | 2036 | 2037 | 2038 | 2039 | 2040 | 2041 | 2042
QLD | Far North QLD | Q1 | 0 | 0 | 0 | 0 | 1806.2145 | 3123.9941 | 3075.1206 | 2881.1647 | 2871.6057 | 2801.6131 | 2743.2786 | 2785.524 | 2574.7993 | 2637.1741 | 3168.3868 | 3206.5833 | 3354.4236 | 3016.0039 | 3212.9686 | 3310.9642 | 3194.5327
QLD | North Qld Clean Energy Hub | Q2 | 0 | 0 | 0 | 0 | 0 | 0 | 0 | 0 | 0 | 0 | 0 | 0 | 0 | 0 | 0 | 0 | 0 | 0 | 0 | 0 | 0
QLD | Northern Qld | Q3 | 0 | 0 | 0 | 0 | 0 | 0 | 0 | 0 | 0 | 0 | 0 | 0 | 0 | 0 | 0 | 0 | 0 | 0 | 0 | 0 | 0
QLD | Isaac | Q4 | 0 | 0 | 0 | 0 | 0 | 0 | 0 | 0 | 0 | 0 | 0 | 0 | 0 | 0 | 0 | 0 | 0 | 0 | 0 | 0 | 0
QLD | Barcaldine | Q5 | 0 | 0 | 0 | 0 | 0 | 0 | 0 | 0 | 0 | 0 | 0 | 0 | 0 | 0 | 0 | 0 | 0 | 0 | 0 | 0 | 0
QLD | Fitzroy | Q6 | 0 | 0 | 0 | 0 | 0 | 0 | 0 | 0 | 0 | 0 | 0 | 0 | 0 | 0 | 0 | 0 | 0 | 0 | 0 | 0 | 0
QLD | Wide Bay | Q7 | 0 | 0 | 0 | 0 | 0 | 0 | 0 | 0 | 0 | 0 | 0 | 0 | 0 | 0 | 890.6229 | 1497.792 | 1385.6344 | 1410.4091 | 1437.9469 | 1457.7876 | 1393.1289
QLD | Darling Downs | Q8 | 0 | 1818.5557 | 1810.1897 | 1769.3487 | 1822.1126 | 1952.9295 | 1767.1586 | 6583.0494 | 7064.4857 | 6854.2477 | 6572.0358 | 6705.2597 | 6754.5114 | 6636.7531 | 7252.0814 | 7778.5272 | 7295.6723 | 7521.0358 | 7354.7097 | 7409.4377 | 7013.5818
NSW | North West NSW | N1 | 0 | 0 | 0 | 0 | 0 | 0 | 0 | 0 | 0 | 0 | 0 | 0 | 0 | 0 | 0 | 0 | 0 | 0 | 0 | 0 | 0
NSW | New England | N2 | 0 | 0 | 0 | 0 | 0 | 0 | 0 | 0 | 0 | 0 | 0 | 0 | 0 | 0 | 0 | 0 | 0 | 0 | 0 | 0 | 0
NSW | Central-West Orana | N3 | 0 | 0 | 0 | 0 | 0 | 0 | 0 | 0 | 0 | 0 | 0 | 1509.0585 | 1538.1632 | 1561.758 | 1580.5819 | 1563.1748 | 1514.8186 | 1613.771 | 1477.4308 | 1525.6462 | 1438.2309
NSW | Southern NSW Tablelands | N4 | 0 | 788.3961 | 818.4371 | 839.1141 | 851.1487 | 768.0656 | 783.3497 | 810.257 | 764.6012 | 819.5575 | 855.6413 | 778.7964 | 815.5358 | 840.112 | 842.8966 | 767.7395 | 778.8038 | 807.2126 | 765.0018 | 816.8945 | 857.2811
NSW | Broken Hill | N5 | 0 | 0 | 0 | 0 | 0 | 0 | 0 | 0 | 0 | 0 | 0 | 0 | 0 | 0 | 0 | 0 | 0 | 0 | 0 | 0 | 0
NSW | South West NSW | N6 | 0 | 0 | 0 | 0 | 0 | 0 | 0 | 0 | 0 | 0 | 0 | 0 | 0 | 0 | 0 | 0 | 0 | 0 | 0 | 0 | 0
NSW | Wagga Wagga | N7 | 0 | 0 | 0 | 0 | 0 | 0 | 0 | 0 | 0 | 0 | 0 | 0 | 0 | 0 | 0 | 0 | 0 | 0 | 0 | 0 | 0
NSW | Tumut | N8 | 0 | 0 | 0 | 0 | 0 | 0 | 0 | 0 | 0 | 0 | 0 | 0 | 0 | 0 | 0 | 0 | 0 | 0 | 0 | 0 | 0
NSW | Cooma-Monaro | N9 | 0 | 0 | 0 | 0 | 0 | 0 | 0 | 0 | 0 | 0 | 0 | 615.6366 | 652.2109 | 665.8051 | 680.5962 | 644.2189 | 618.8613 | 615.5405 | 604.8859 | 636.8645 | 676.6339
VIC | Ovens Murray | V1 | 0 | 0 | 0 | 0 | 0 | 0 | 0 | 0 | 0 | 0 | 0 | 0 | 0 | 0 | 0 | 0 | 0 | 0 | 0 | 0 | 0
VIC | Murray River | V2 | 0 | 0 | 0 | 0 | 0 | 0 | 0 | 0 | 0 | 0 | 0 | 0 | 0 | 0 | 0 | 0 | 0 | 0 | 0 | 0 | 0
VIC | Western Victoria | V3 | 0 | 684.7167 | 661.1325 | 653.2836 | 655.1583 | 1250.8745 | 1223.219 | 1173.1942 | 1154.8871 | 1172.416 | 1223.7278 | 1274.5786 | 1208.6171 | 1174.4967 | 1260.6976 | 1272.0701 | 1201.6456 | 1308.6338 | 1392.0056 | 1356.714 | 1463.3595
VIC | South West Victoria | V4 | 0 | 454.9068 | 466.3682 | 494.2653 | 509.4697 | 494.3681 | 445.9792 | 808.887 | 2348.7145 | 2276.2685 | 2610.1417 | 2225.1175 | 2127.2783 | 2256.3083 | 2372.1813 | 2350.1711 | 2103.4379 | 2228.339 | 2412.8006 | 2349.8157 | 2659.6665
VIC | Gippsland | V5 | 0 | 0 | 0 | 0 | 633.9547 | 1258.7196 | 1948.9316 | 2870.5777 | 2845.9776 | 2844.0603 | 3328.2698 | 2890.601 | 2701.9412 | 2979.5294 | 2983.578 | 2820.6851 | 4924.1824 | 5012.999 | 5236.648 | 5254.3467 | 6184.9035
VIC | Central North Vic | V6 | 0 | 0 | 0 | 0 | 0 | 0 | 591.5557 | 549.5202 | 529.4344 | 530.6343 | 547.0539 | 624.3824 | 557.3822 | 525.5076 | 584.2421 | 583.7236 | 616.586 | 614.534 | 621.9672 | 610.2363 | 656.6914
SA | South East SA | S1 | 0 | 0 | 0 | 0 | 0 | 0 | 0 | 0 | 0 | 0 | 0 | 0 | 0 | 0 | 0 | 0 | 0 | 0 | 0 | 0 | 0
SA | Riverland | S2 | 0 | 0 | 0 | 0 | 0 | 0 | 0 | 0 | 0 | 0 | 0 | 0 | 0 | 0 | 0 | 0 | 0 | 0 | 0 | 0 | 0
SA | Mid-North SA | S3 | 0 | 0 | 0 | 0 | 0 | 0 | 0 | 0 | 0 | 0 | 0 | 144.2163 | 145.2498 | 140.8896 | 170.2899 | 165.4664 | 153.5691 | 161.686 | 164.926 | 159.1648 | 167.6129
SA | Yorke Peninsula | S4 | 0 | 0 | 0 | 0 | 0 | 0 | 0 | 0 | 0 | 0 | 0 | 0 | 0 | 0 | 0 | 0 | 0 | 0 | 0 | 0 | 0
SA | Northern SA | S5 | 0 | 0 | 0 | 0 | 0 | 0 | 0 | 0 | 0 | 0 | 0 | 0 | 0 | 0 | 0 | 0 | 0 | 0 | 0 | 0 | 0
SA | Leigh Creek | S6 | 0 | 0 | 0 | 0 | 0 | 0 | 0 | 0 | 0 | 0 | 0 | 0 | 0 | 0 | 0 | 0 | 0 | 0 | 0 | 0 | 0
SA | Roxby Downs | S7 | 0 | 0 | 0 | 0 | 0 | 0 | 0 | 0 | 0 | 0 | 0 | 0 | 0 | 0 | 0 | 0 | 0 | 0 | 0 | 0 | 0
SA | Eastern Eyre Peninsula | S8 | 0 | 0 | 0 | 0 | 0 | 0 | 0 | 0 | 0 | 0 | 0 | 0 | 0 | 0 | 0 | 0 | 0 | 0 | 0 | 0 | 0
SA | Western Eyre Peninsula | S9 | 0 | 0 | 0 | 0 | 0 | 0 | 0 | 0 | 0 | 0 | 0 | 0 | 0 | 0 | 0 | 0 | 0 | 0 | 0 | 0 | 0
TAS | North East Tasmania | T1 | 0 | 0 | 0 | 0 | 0 | 108.0406 | 105.6016 | 398.6862 | 863.6318 | 881.63 | 980.3482 | 934.6171 | 894.0126 | 982.5654 | 929.5169 | 957.7585 | 939.154 | 922.7683 | 870.8942 | 877.3528 | 878.7954
TAS | North West Tasmania | T2 | 0 | 0 | 0 | 0 | 0 | 0 | 356.5697 | 766.8421 | 762.6841 | 720.4706 | 810.1269 | 757.9057 | 712.8304 | 756.944 | 790.6774 | 771.8876 | 760.0009 | 769.997 | 762.423 | 719.6264 | 711.6946
TAS | Tasmania Midlands | T3 | 0 | 0 | 497.2901 | 1101.6749 | 1722.0899 | 2289.9565 | 2201.6483 | 2189.046 | 2168.7839 | 2183.8312 | 2266.6888 | 2196.2839 | 2085.6339 | 2225.1528 | 2240.9118 | 2301.6924 | 2215.7199 | 2182.4811 | 2178.3812 | 2176.2852 | 2194.8514
Shadow REZs |  |  | 0 | 0 | 0 | 0 | 0 | 0 | 0 | 0 | 0 | 0 | 0 | 0 | 0 | 0 | 16758.4423 | 17023.4643 | 16060.7392 | 17404.6019 | 15772.1631 | 16168.8101 | 15157.095
Total Generation |  |  | 0 | 3746.5753 | 4253.4177 | 4857.6865 | 8000.1484 | 11246.9483 | 12499.1339 | 19031.2244 | 21374.8058 | 21084.7294 | 21937.3128 | 23441.9777 | 22768.1661 | 23382.9962 | 42505.703 | 43704.9548 | 43923.2492 | 45590.0131 | 44265.1527 | 44829.9467 | 44648.0595

## REZGeneration_2
Annual as-generated generation by REZ (GWh) - Central with TRET (DP8)
Years are financial year ending.
Large-scale Solar
Region | REZ Name | REZ Code | 2022 | 2023 | 2024 | 2025 | 2026 | 2027 | 2028 | 2029 | 2030 | 2031 | 2032 | 2033 | 2034 | 2035 | 2036 | 2037 | 2038 | 2039 | 2040 | 2041 | 2042
QLD | Far North QLD | Q1 | 0 | 140.8879 | 136.4075 | 139.1336 | 141.4809 | 138.7521 | 141.4105 | 120.7583 | 132.4248 | 130.621 | 127.0112 | 138.2041 | 136.1534 | 137.2079 | 140.6853 | 138.4301 | 140.6534 | 120.8234 | 132.4441 | 133.193 | 130.3987
QLD | North Qld Clean Energy Hub | Q2 | 0 | 0 | 0 | 0 | 0 | 0 | 0 | 0 | 0 | 0 | 0 | 0 | 0 | 0 | 0 | 0 | 0 | 0 | 0 | 0 | 0
QLD | Northern Qld | Q3 | 0 | 0 | 0 | 0 | 0 | 0 | 0 | 0 | 0 | 0 | 0 | 0 | 0 | 0 | 0 | 0 | 0 | 0 | 0 | 0 | 0
QLD | Isaac | Q4 | 0 | 943.8288 | 939.864 | 931.4833 | 942.5551 | 948.5184 | 1023.8841 | 838.0788 | 945.0963 | 942.0227 | 980.0132 | 1022.905 | 1012.7641 | 1002.4956 | 1017.8946 | 1014.9796 | 1020.9666 | 838.3542 | 946.3232 | 952.6303 | 987.415
QLD | Barcaldine | Q5 | 0 | 0 | 0 | 0 | 0 | 0 | 0 | 0 | 0 | 0 | 0 | 0 | 0 | 0 | 0 | 0 | 0 | 0 | 0 | 0 | 0
QLD | Fitzroy | Q6 | 0 | 0 | 0 | 0 | 0 | 1120.2197 | 3804.4922 | 3138.716 | 3522.0687 | 3538.6196 | 3770.0922 | 3808.307 | 3828.4981 | 3858.027 | 3899.4284 | 3886.9342 | 3792.7042 | 3142.0114 | 3529.3192 | 3534.8092 | 3776.5219
QLD | Wide Bay | Q7 | 0 | 0 | 0 | 0 | 0 | 0 | 0 | 0 | 0 | 0 | 0 | 0 | 0 | 0 | 519.6239 | 519.4491 | 505.4621 | 418.674 | 469.7433 | 475.9165 | 515.0393
QLD | Darling Downs | Q8 | 0 | 0 | 0 | 0 | 0 | 0 | 504.2711 | 424.118 | 920.3769 | 949.2118 | 1012.3074 | 1009.5317 | 978.8577 | 987.9152 | 2855.6561 | 2844.8965 | 2807.5138 | 2399.0451 | 3069.7369 | 3156.8412 | 3364.6511
NSW | North West NSW | N1 | 0 | 314.7508 | 315.5549 | 305.9138 | 327.1153 | 328.8207 | 318.7599 | 277.3019 | 291.3292 | 308.1046 | 320.6875 | 3044.7097 | 3021.7097 | 2943.727 | 5978.0988 | 6009.5181 | 8551.2112 | 7521.4188 | 8986.4815 | 13714.6195 | 14256.8619
NSW | New England | N2 | 0 | 289.6845 | 292.4204 | 274.3254 | 298.3382 | 293.1388 | 294.468 | 247.8963 | 265.3944 | 276.7999 | 301.5471 | 290.6852 | 290.9403 | 274.006 | 298.6279 | 293.5642 | 292.6657 | 249.5855 | 265.6528 | 275.4305 | 300.5868
NSW | Central-West Orana | N3 | 0 | 373.387 | 366.6412 | 363.2017 | 382.3104 | 378.3423 | 379.0686 | 327.7738 | 340.7938 | 364.1301 | 380.16 | 1558.3725 | 2043.3417 | 2020.9108 | 5611.1899 | 5556.2261 | 5525.3961 | 4844.8907 | 5018.6909 | 5340.705 | 5562.5781
NSW | Southern NSW Tablelands | N4 | 0 | 0 | 0 | 0 | 0 | 0 | 0 | 0 | 0 | 0 | 0 | 0 | 0 | 0 | 0 | 0 | 0 | 0 | 0 | 0 | 0
NSW | Broken Hill | N5 | 0 | 0 | 0 | 0 | 0 | 0 | 0 | 0 | 0 | 0 | 0 | 0 | 0 | 0 | 0 | 0 | 0 | 0 | 0 | 0 | 0
NSW | South West NSW | N6 | 0 | 0 | 0 | 0 | 0 | 0 | 0 | 0 | 0 | 0 | 0 | 1619.0437 | 1548.4246 | 1494.5487 | 1555.4744 | 1573.4834 | 1618.2149 | 1492.7924 | 1520.3299 | 1525.5472 | 1521.9876
NSW | Wagga Wagga | N7 | 0 | 0 | 0 | 0 | 0 | 0 | 0 | 0 | 0 | 0 | 0 | 2581.4493 | 2485.9567 | 2382.8886 | 2457.6795 | 2476.6368 | 2572.9517 | 2310.2305 | 2399.2401 | 2449.2744 | 2415.3013
NSW | Tumut | N8 | 0 | 0 | 0 | 0 | 0 | 0 | 0 | 0 | 0 | 0 | 0 | 0 | 0 | 0 | 0 | 0 | 0 | 0 | 0 | 0 | 0
NSW | Cooma-Monaro | N9 | 0 | 0 | 0 | 0 | 0 | 0 | 0 | 0 | 0 | 0 | 0 | 0 | 0 | 0 | 0 | 0 | 0 | 0 | 0 | 0 | 0
VIC | Ovens Murray | V1 | 0 | 0 | 0 | 0 | 0 | 0 | 0 | 0 | 0 | 0 | 0 | 0 | 0 | 0 | 0 | 0 | 0 | 0 | 0 | 0 | 0
VIC | Murray River | V2 | 0 | 0 | 0 | 253.5927 | 411.3775 | 843.1585 | 1025.6355 | 919.7125 | 952.2331 | 956.8141 | 950.926 | 1022.5941 | 975.2886 | 948.1379 | 972.9943 | 991.8193 | 1022.8277 | 925.9531 | 952.1285 | 955.0896 | 948.4369
VIC | Western Victoria | V3 | 0 | 0 | 0 | 0 | 0 | 0 | 240.0315 | 497.2267 | 877.005 | 883.0748 | 877.5524 | 940.5486 | 923.3272 | 872.8223 | 894.7402 | 906.0398 | 942.9598 | 833.1372 | 873.3388 | 878.4642 | 873.6021
VIC | South West Victoria | V4 | 0 | 0 | 0 | 0 | 0 | 0 | 0 | 0 | 0 | 0 | 0 | 0 | 0 | 0 | 0 | 0 | 0 | 0 | 0 | 0 | 0
VIC | Gippsland | V5 | 0 | 0 | 0 | 0 | 0 | 0 | 0 | 0 | 0 | 0 | 0 | 0 | 0 | 0 | 0 | 0 | 0 | 0 | 0 | 0 | 0
VIC | Central North Vic | V6 | 0 | 0 | 0 | 0 | 232.5049 | 236.9973 | 223.5472 | 246.2896 | 254.6368 | 251.3882 | 245.2501 | 267.7755 | 253.9715 | 245.6104 | 285.423 | 288.1367 | 272.3839 | 248.1216 | 255.4054 | 250.1735 | 243.7964
SA | South East SA | S1 | 0 | 0 | 0 | 0 | 0 | 0 | 0 | 0 | 0 | 0 | 0 | 0 | 0 | 0 | 0 | 0 | 0 | 0 | 0 | 0 | 0
SA | Riverland | S2 | 0 | 0 | 0 | 0 | 0 | 0 | 0 | 0 | 0 | 0 | 0 | 2543.3944 | 2449.5513 | 2462.2251 | 2548.0437 | 2621.8521 | 2619.4657 | 2433.4952 | 2469.1739 | 2450.0041 | 2500.9053
SA | Mid-North SA | S3 | 0 | 0 | 0 | 0 | 0 | 0 | 0 | 0 | 0 | 0 | 0 | 0 | 0 | 0 | 0 | 0 | 0 | 0 | 0 | 0 | 0
SA | Yorke Peninsula | S4 | 0 | 0 | 0 | 0 | 0 | 0 | 0 | 0 | 0 | 0 | 0 | 0 | 0 | 0 | 0 | 0 | 0 | 0 | 0 | 0 | 0
SA | Northern SA | S5 | 0 | 0 | 0 | 0 | 0 | 0 | 0 | 0 | 0 | 0 | 0 | 0 | 0 | 0 | 0 | 0 | 0 | 0 | 0 | 0 | 0
SA | Leigh Creek | S6 | 0 | 0 | 0 | 0 | 0 | 0 | 0 | 0 | 0 | 0 | 0 | 0 | 0 | 0 | 0 | 0 | 0 | 0 | 0 | 0 | 0
SA | Roxby Downs | S7 | 0 | 0 | 0 | 0 | 0 | 0 | 0 | 0 | 0 | 0 | 0 | 2761.1745 | 2622.6984 | 2706.8201 | 2692.1886 | 2764.6306 | 2764.9585 | 2566.2109 | 2632.0183 | 2632.1524 | 2719.2385
SA | Eastern Eyre Peninsula | S8 | 0 | 0 | 0 | 0 | 0 | 0 | 0 | 0 | 0 | 0 | 0 | 0 | 0 | 0 | 0 | 0 | 0 | 0 | 0 | 0 | 0
SA | Western Eyre Peninsula | S9 | 0 | 0 | 0 | 0 | 0 | 0 | 0 | 0 | 0 | 0 | 0 | 0 | 0 | 0 | 0 | 0 | 0 | 0 | 0 | 0 | 0
TAS | North East Tasmania | T1 | 0 | 0 | 0 | 0 | 0 | 0 | 0 | 0 | 0 | 0 | 0 | 0 | 0 | 0 | 0 | 0 | 0 | 0 | 0 | 0 | 0
TAS | North West Tasmania | T2 | 0 | 0 | 0 | 0 | 0 | 0 | 0 | 0 | 0 | 295.383 | 293.4725 | 304.3513 | 315.5627 | 288.3234 | 298.1963 | 287.007 | 304.7768 | 291.802 | 299.8615 | 294.9438 | 292.7055
TAS | Tasmania Midlands | T3 | 0 | 0 | 0 | 0 | 0 | 0 | 0 | 0 | 0 | 0 | 0 | 0 | 0 | 0 | 0 | 0 | 0 | 0 | 0 | 0 | 0
Total Generation |  |  | 0 | 2062.539 | 2050.888 | 2267.6505 | 2735.6823 | 4287.9478 | 7955.5684 | 7037.8719 | 8501.3591 | 8896.1698 | 9259.0196 | 22913.0466 | 22887.0459 | 22625.666 | 32025.9449 | 32173.6037 | 34755.1121 | 30636.546 | 33819.8884 | 39019.7942 | 40410.0264
Wind
Region | REZ Name | REZ Code | 2022 | 2023 | 2024 | 2025 | 2026 | 2027 | 2028 | 2029 | 2030 | 2031 | 2032 | 2033 | 2034 | 2035 | 2036 | 2037 | 2038 | 2039 | 2040 | 2041 | 2042
QLD | Far North QLD | Q1 | 0 | 0 | 0 | 0 | 1806.2145 | 3123.9941 | 3076.5787 | 2880.7164 | 2959.526 | 2879.7147 | 2825.5076 | 2987.9913 | 2765.9236 | 2819.0237 | 3062.7062 | 3009.3049 | 5849.9272 | 5353.0182 | 6516.0312 | 6641.601 | 6452.7523
QLD | North Qld Clean Energy Hub | Q2 | 0 | 0 | 0 | 0 | 0 | 0 | 0 | 0 | 0 | 0 | 0 | 0 | 0 | 0 | 0 | 0 | 0 | 0 | 0 | 0 | 0
QLD | Northern Qld | Q3 | 0 | 0 | 0 | 0 | 0 | 0 | 0 | 0 | 0 | 0 | 0 | 0 | 0 | 0 | 0 | 0 | 0 | 0 | 0 | 0 | 0
QLD | Isaac | Q4 | 0 | 0 | 0 | 0 | 0 | 0 | 0 | 0 | 0 | 0 | 0 | 0 | 0 | 0 | 3585.5883 | 3677.1209 | 3534.7601 | 3501.609 | 3419.4461 | 3524.8354 | 3677.9287
QLD | Barcaldine | Q5 | 0 | 0 | 0 | 0 | 0 | 0 | 0 | 0 | 0 | 0 | 0 | 0 | 0 | 0 | 0 | 0 | 0 | 0 | 0 | 0 | 0
QLD | Fitzroy | Q6 | 0 | 0 | 0 | 0 | 0 | 0 | 0 | 1476.0898 | 3005.7157 | 2842.3272 | 2849.4971 | 2861.3372 | 2763.5205 | 2941.8067 | 3178.9821 | 3362.9286 | 3195.5536 | 3293.8633 | 3292.1236 | 3215.2563 | 3150.0823
QLD | Wide Bay | Q7 | 0 | 0 | 0 | 0 | 0 | 0 | 0 | 0 | 0 | 0 | 0 | 0 | 0 | 0 | 887.5961 | 926.7732 | 844.3654 | 878.2453 | 887.5072 | 891.6546 | 834.9169
QLD | Darling Downs | Q8 | 0 | 1818.5557 | 1810.1897 | 1766.7244 | 1822.1126 | 1952.9295 | 1792.0272 | 5152.354 | 5075.7843 | 4976.4522 | 4762.7596 | 4898.4762 | 4981.4774 | 4885.8835 | 5051.0549 | 10451.1235 | 12953.066 | 13647.1778 | 13131.116 | 13138.5032 | 12385.2261
NSW | North West NSW | N1 | 0 | 0 | 0 | 0 | 0 | 0 | 0 | 0 | 0 | 0 | 0 | 0 | 0 | 0 | 0 | 0 | 0 | 0 | 0 | 0 | 0
NSW | New England | N2 | 0 | 0 | 0 | 0 | 0 | 0 | 0 | 0 | 0 | 0 | 0 | 534.9325 | 512.7238 | 537.5472 | 6138.36 | 6272.6419 | 10162.9904 | 11625.6465 | 10699.0297 | 10772 | 9715.9274
NSW | Central-West Orana | N3 | 0 | 0 | 0 | 0 | 0 | 0 | 0 | 0 | 0 | 0 | 0 | 955.4307 | 998.245 | 999.97 | 2591.2491 | 2566.1892 | 2483.1317 | 2722.2547 | 2450.3241 | 2519.7993 | 2361.9877
NSW | Southern NSW Tablelands | N4 | 0 | 788.3961 | 818.4371 | 833.7164 | 851.1487 | 767.0524 | 784.2962 | 809.2475 | 760.7347 | 814.974 | 847.6396 | 745.1214 | 795.0472 | 807.31 | 827.6187 | 752.1358 | 761.3646 | 804.4747 | 749.3033 | 789.6339 | 828.2425
NSW | Broken Hill | N5 | 0 | 0 | 0 | 0 | 0 | 0 | 0 | 0 | 0 | 0 | 0 | 0 | 0 | 0 | 0 | 0 | 0 | 0 | 0 | 0 | 0
NSW | South West NSW | N6 | 0 | 0 | 0 | 0 | 0 | 0 | 0 | 0 | 0 | 0 | 0 | 0 | 0 | 0 | 0 | 0 | 0 | 0 | 0 | 0 | 0
NSW | Wagga Wagga | N7 | 0 | 0 | 0 | 0 | 0 | 0 | 0 | 0 | 0 | 0 | 0 | 0 | 0 | 0 | 0 | 0 | 0 | 0 | 0 | 0 | 0
NSW | Tumut | N8 | 0 | 0 | 0 | 0 | 0 | 0 | 0 | 0 | 0 | 0 | 0 | 0 | 0 | 0 | 0 | 0 | 0 | 0 | 0 | 0 | 0
NSW | Cooma-Monaro | N9 | 0 | 0 | 0 | 0 | 0 | 0 | 0 | 0 | 0 | 0 | 0 | 0 | 622.6013 | 624.321 | 645.1521 | 608.6959 | 566.3129 | 601.5727 | 573.314 | 888.6288 | 934.3753
VIC | Ovens Murray | V1 | 0 | 0 | 0 | 0 | 0 | 0 | 0 | 0 | 0 | 0 | 0 | 0 | 0 | 0 | 0 | 0 | 0 | 0 | 0 | 0 | 0
VIC | Murray River | V2 | 0 | 0 | 0 | 0 | 0 | 0 | 0 | 0 | 0 | 0 | 0 | 0 | 0 | 0 | 0 | 0 | 0 | 0 | 0 | 0 | 0
VIC | Western Victoria | V3 | 0 | 696.2823 | 670.4889 | 704.8169 | 1504.9355 | 1494.7213 | 2426.4845 | 2471.8571 | 3574.1329 | 3459.7555 | 3808.7749 | 3207.0732 | 3195.3452 | 3223.4395 | 3398.3347 | 3254.7327 | 3213.7176 | 3485.9707 | 3488.8911 | 3320.2403 | 3670.4981
VIC | South West Victoria | V4 | 0 | 455.5246 | 467.0985 | 493.7007 | 511.3944 | 1459.6247 | 1341.7534 | 2358.6076 | 2461.9194 | 2397.523 | 2734.1964 | 2203.0226 | 2239.5419 | 2368.2973 | 2499.6014 | 2479.9563 | 2254.3781 | 2329.1119 | 2480.8576 | 2392.277 | 2717.9406
VIC | Gippsland | V5 | 0 | 0 | 0 | 0 | 0 | 0 | 0 | 465.9564 | 810.4911 | 804.2532 | 918.0675 | 808.3489 | 768.5745 | 835.2842 | 847.0829 | 798.9109 | 820.3629 | 826.1944 | 806.6426 | 804.7807 | 918.3339
VIC | Central North Vic | V6 | 0 | 0 | 0 | 0 | 0 | 453.7961 | 1201.8752 | 1154.1257 | 1136.1697 | 1100.9769 | 1186.2528 | 1124.1512 | 1067.0909 | 1048.0867 | 1092.6459 | 1050.6929 | 1152.641 | 1160.5942 | 1113.0721 | 1068.102 | 1164.9005
SA | South East SA | S1 | 0 | 0 | 0 | 0 | 0 | 0 | 0 | 0 | 0 | 0 | 0 | 0 | 0 | 0 | 179.0039 | 180.766 | 1888.4317 | 2038.4966 | 2753.0436 | 2562.6724 | 2901.8228
SA | Riverland | S2 | 0 | 0 | 0 | 0 | 0 | 0 | 0 | 0 | 0 | 0 | 0 | 0 | 0 | 0 | 0 | 0 | 0 | 0 | 0 | 0 | 0
SA | Mid-North SA | S3 | 0 | 0 | 0 | 0 | 0 | 0 | 0 | 0 | 0 | 0 | 0 | 121.0125 | 122.628 | 122.397 | 664.0091 | 650.1427 | 913.3507 | 966.6197 | 973.5139 | 1085.2036 | 1148.5987
SA | Yorke Peninsula | S4 | 0 | 0 | 0 | 0 | 0 | 0 | 0 | 0 | 0 | 0 | 0 | 0 | 0 | 0 | 0 | 180.5637 | 1515.5265 | 1674.8357 | 1742.7634 | 2188.0306 | 2535.3848
SA | Northern SA | S5 | 0 | 0 | 0 | 0 | 0 | 0 | 0 | 0 | 0 | 0 | 0 | 0 | 0 | 0 | 0 | 0 | 0 | 0 | 0 | 0 | 0
SA | Leigh Creek | S6 | 0 | 0 | 0 | 0 | 0 | 0 | 0 | 0 | 0 | 0 | 0 | 0 | 0 | 0 | 0 | 0 | 0 | 0 | 0 | 0 | 0
SA | Roxby Downs | S7 | 0 | 0 | 0 | 0 | 0 | 0 | 0 | 0 | 0 | 0 | 0 | 0 | 0 | 0 | 0 | 0 | 0 | 0 | 0 | 0 | 0
SA | Eastern Eyre Peninsula | S8 | 0 | 0 | 0 | 0 | 0 | 0 | 0 | 0 | 0 | 0 | 0 | 0 | 0 | 0 | 0 | 0 | 0 | 0 | 0 | 0 | 0
SA | Western Eyre Peninsula | S9 | 0 | 0 | 0 | 0 | 0 | 0 | 0 | 0 | 0 | 0 | 0 | 0 | 0 | 0 | 0 | 0 | 0 | 0 | 0 | 0 | 0
TAS | North East Tasmania | T1 | 0 | 0 | 0 | 0 | 0 | 0 | 0 | 0 | 0 | 0 | 0 | 0 | 560.3633 | 982.5654 | 813.7004 | 881.1291 | 769.847 | 823.5437 | 768.9648 | 766.9985 | 843.6811
TAS | North West Tasmania | T2 | 0 | 0 | 0 | 0 | 0 | 0 | 0 | 0 | 0 | 0 | 0 | 0 | 0 | 0 | 0 | 0 | 0 | 0 | 0 | 0 | 0
TAS | Tasmania Midlands | T3 | 0 | 0 | 497.2901 | 1101.6749 | 1722.0899 | 2397.9972 | 2968.6141 | 3644.2443 | 4094.1718 | 4178.1927 | 5198.4118 | 5501.9083 | 5276.7058 | 5647.5476 | 6566.7765 | 6924.7739 | 8821.0661 | 9217.4989 | 9004.9522 | 8730.9814 | 9125.8485
Total Generation |  |  | 0 | 3758.7588 | 4263.5044 | 4900.6334 | 8217.8955 | 11650.1153 | 13591.6294 | 20413.1989 | 23878.6456 | 23454.1692 | 25131.1074 | 25948.806 | 26669.7884 | 27843.4799 | 42029.4624 | 48028.582 | 61700.7936 | 64950.7281 | 64850.8964 | 65301.1991 | 65368.4481

## Emissions_1
NEM Emissions (Mt CO2-e) - Central with TRET (Counterfactual)
Years are financial year ending.
Emissions | Total | 2022 | 2023 | 2024 | 2025 | 2026 | 2027 | 2028 | 2029 | 2030 | 2031 | 2032 | 2033 | 2034 | 2035 | 2036 | 2037 | 2038 | 2039 | 2040 | 2041 | 2042
NEM | 2115.1163 | 128.6999 | 128.0188 | 127.2865 | 122.9659 | 118.8092 | 113.8012 | 116.959 | 106.9043 | 103.4708 | 107.0361 | 101.7909 | 95.958 | 96.3925 | 95.1911 | 76.2674 | 75.248 | 79.9541 | 77.2282 | 78.9274 | 83.2038 | 81.0033

## Emissions_2
NEM Emissions (Mt CO2-e) - Central with TRET (DP8)
Years are financial year ending.
Emissions | Total | 2022 | 2023 | 2024 | 2025 | 2026 | 2027 | 2028 | 2029 | 2030 | 2031 | 2032 | 2033 | 2034 | 2035 | 2036 | 2037 | 2038 | 2039 | 2040 | 2041 | 2042
NEM | 1976.8233 | 128.6999 | 128.1027 | 127.2946 | 123.567 | 119.6871 | 113.9932 | 118.7591 | 107.9293 | 103.4539 | 106.7855 | 99.1149 | 91.2812 | 93.1782 | 90.7645 | 69.3566 | 64.2226 | 58.495 | 57.9205 | 58.6474 | 59.0928 | 56.4774

## VOMCost_1
VOM cost by technology ($000s) - Central with TRET (Counterfactual)
Real June 2019 dollars. Years are financial year ending. Some rounding errors may be present.
Region | Technology | 2022 | 2023 | 2024 | 2025 | 2026 | 2027 | 2028 | 2029 | 2030 | 2031 | 2032 | 2033 | 2034 | 2035 | 2036 | 2037 | 2038 | 2039 | 2040 | 2041 | 2042
NEM | Black Coal | 417047.8228 | 406451.5713 | 407396.768 | 393483.1484 | 385787.5787 | 369986.106 | 371609.383 | 340848.6812 | 337129.3099 | 355915.0011 | 354737.1545 | 294714.8857 | 298420.7531 | 299758.3257 | 203378.2194 | 188792.1032 | 162132.7234 | 162995.2426 | 163057.3431 | 163115.4983 | 163225.2797
NEM | Brown Coal | 136716.4191 | 142269.7675 | 141577.5093 | 137229.5425 | 129221.9357 | 123331.0792 | 132746.5286 | 120240.4505 | 111697.9141 | 110955.2285 | 94422.7506 | 89996.9189 | 89387.8838 | 86313.3425 | 85352.0056 | 87798.4757 | 92967.9097 | 90055.6155 | 91165.2776 | 96770.1008 | 89641.6029
NEM | CCGT | 19534.4065 | 19674.7616 | 18407.7611 | 18579.8546 | 17241.3351 | 16928.3643 | 17903.1261 | 18063.0458 | 17584.8897 | 17873.5569 | 16124.1531 | 64471.9116 | 62371.6631 | 60164.2719 | 64693.7106 | 73664.268 | 84204.9586 | 87571.982 | 78298.4659 | 77608.5352 | 77970.6331
NEM | Peaking Gas+Liquids | 1227.5737 | 1071.3471 | 1772.0935 | 2121.9918 | 2071.7303 | 1588.1514 | 1797.9619 | 2208.0074 | 2777.9626 | 2741.2655 | 2546.5154 | 70505.0921 | 72042.191 | 67142.2016 | 109812.7164 | 122067.2136 | 237941.5739 | 200053.1364 | 242656.332 | 286319.7455 | 280593.2071
NEM | Hydro | 116797.9251 | 96323.1962 | 95045.6278 | 116072.1206 | 98886.0792 | 107327.0517 | 66841.3828 | 112995.0477 | 106201.7724 | 84794.9314 | 93372.04 | 91902.5831 | 87991.7585 | 100916.5388 | 95057.3035 | 99781.8482 | 65032.6691 | 111076.4186 | 106972.6939 | 82865.6915 | 93290.1004
NEM | Dispatchable Storage | 164.5363 | 213.0971 | 283.5258 | 676.9765 | 365.1342 | 1309.1226 | 4885.2034 | 3515.1931 | 6439.5909 | 6437.3659 | 6602.8001 | 8300.9507 | 8289.5539 | 7491.2153 | 7975.635 | 6726.0421 | 3909.7674 | 2630.9504 | 3181.5997 | 3194.015 | 3133.5668
NEM | Wind | 78206.9861 | 81812.0474 | 83643.7007 | 86069.9731 | 99290.967 | 106685.1326 | 104935.1213 | 123638.1415 | 130267.1432 | 129540.612 | 136497.281 | 135098.2513 | 130528.2394 | 132971.3809 | 200220.7296 | 203233.4956 | 196739.8145 | 204273.1092 | 200086.7755 | 197616.092 | 200535.6378
NEM | Solar | 0 | 0 | 0 | 0 | 0 | 0 | 0 | 0 | 0 | 0 | 0 | 0 | 0 | 0 | 0 | 0 | 0 | 0 | 0 | 0 | 0
Total |  | 769695.6696 | 747815.7881 | 748126.9861 | 754233.6075 | 732864.7602 | 727155.0079 | 700718.7069 | 721508.5672 | 712098.5828 | 708257.9613 | 704302.6947 | 754990.5935 | 749032.0428 | 754757.2769 | 766490.3201 | 782063.4464 | 842929.4166 | 858656.4547 | 885418.4876 | 907489.6782 | 908390.0278
Region | Technology | 2022 | 2023 | 2024 | 2025 | 2026 | 2027 | 2028 | 2029 | 2030 | 2031 | 2032 | 2033 | 2034 | 2035 | 2036 | 2037 | 2038 | 2039 | 2040 | 2041 | 2042
NSW | Black Coal | 200282.9929 | 195456.4829 | 179473.6941 | 169612.2107 | 168193.879 | 159646.2331 | 171611.2994 | 158774.3288 | 157083.0123 | 177410.2007 | 174893.2226 | 114165.576 | 114165.576 | 114165.576 | 37219.5648 | 37117.872 | 37117.872 | 37117.872 | 37219.5648 | 37117.872 | 37117.872
NSW | Brown Coal | 0 | 0 | 0 | 0 | 0 | 0 | 0 | 0 | 0 | 0 | 0 | 0 | 0 | 0 | 0 | 0 | 0 | 0 | 0 | 0 | 0
NSW | CCGT | 259.8251 | 259.8251 | 781.6109 | 519.6502 | 519.6502 | 519.6502 | 521.0739 | 519.6502 | 519.6502 | 519.6502 | 521.0739 | 25654.5266 | 25654.5266 | 25631.909 | 23891.7952 | 24153.0794 | 25265.8868 | 25084.5749 | 25528.1983 | 25458.8608 | 25475.0756
NSW | Peaking Gas+Liquids | 138.7221 | 26.3249 | 200.1297 | 290.4139 | 282.7883 | 238.2308 | 233.4238 | 317.5113 | 976.4704 | 568.7768 | 810.3707 | 58154.7375 | 61375.1114 | 56123.4494 | 95374.1088 | 104016.3812 | 164891.252 | 137739.1557 | 165184.5006 | 183487.2633 | 194658.9069
NSW | Hydro | 16070.5172 | 13925.9158 | 13710.2822 | 21018.5515 | 13140.2787 | 16256.6311 | 6038.3435 | 25250.6841 | 22453.5993 | 13324.4789 | 15448.9766 | 13010.2804 | 12761.9401 | 19604.7678 | 19647.8738 | 21970.1117 | 8720.7819 | 28337.3429 | 23884.4904 | 14859.4167 | 16894.6359
NSW | Dispatchable Storage | 66.2721 | 72.076 | 83.3129 | 275.7201 | 88.2346 | 132.1986 | 88.89 | 113.2547 | 117.9829 | 270.216 | 134.0882 | 30.5999 | 20.6652 | 73.2057 | 1101.3856 | 1050.2525 | 472.7457 | 479.1315 | 311.1767 | 242.3181 | 223.5202
NSW | Wind | 12008.1097 | 13843.758 | 14260.7267 | 14374.997 | 15037.5432 | 14516.6163 | 13594.8864 | 14410.7262 | 13734.4683 | 14294.0759 | 14504.6428 | 20545.3765 | 21369.1696 | 21640.7138 | 77757.7544 | 78133.2797 | 73849.7266 | 79441.4887 | 72971.6568 | 74205.9673 | 70443.5715
NSW | Solar | 0 | 0 | 0 | 0 | 0 | 0 | 0 | 0 | 0 | 0 | 0 | 0 | 0 | 0 | 0 | 0 | 0 | 0 | 0 | 0 | 0
Total |  | 228826.4391 | 223584.3827 | 208509.7564 | 206091.5434 | 197262.374 | 191309.5601 | 192087.9172 | 199386.1553 | 194885.1835 | 206387.3984 | 206312.3749 | 231561.0971 | 235346.989 | 237239.6216 | 254992.4827 | 266440.9766 | 310318.265 | 308199.5656 | 325099.5876 | 335371.6981 | 344813.5821
Region | Technology | 2022 | 2023 | 2024 | 2025 | 2026 | 2027 | 2028 | 2029 | 2030 | 2031 | 2032 | 2033 | 2034 | 2035 | 2036 | 2037 | 2038 | 2039 | 2040 | 2041 | 2042
QLD | Black Coal | 216764.8299 | 210995.0884 | 227923.0738 | 223870.9378 | 217593.6997 | 210339.873 | 199998.0835 | 182074.3524 | 180046.2976 | 178504.8004 | 179843.9319 | 180549.3097 | 184255.1771 | 185592.7497 | 166158.6546 | 151674.2312 | 125014.8514 | 125877.3706 | 125837.7783 | 125997.6263 | 126107.4077
QLD | Brown Coal | 0 | 0 | 0 | 0 | 0 | 0 | 0 | 0 | 0 | 0 | 0 | 0 | 0 | 0 | 0 | 0 | 0 | 0 | 0 | 0 | 0
QLD | CCGT | 8811.4894 | 8811.4894 | 10084.4381 | 9582.4811 | 9582.4811 | 9582.4811 | 9608.7344 | 9228.8302 | 9228.8302 | 9228.8302 | 9254.1147 | 15870.0531 | 15269.4317 | 14682.618 | 24718.1142 | 33128.5096 | 55033.1528 | 58718.7206 | 52770.2676 | 52149.6743 | 52495.5575
QLD | Peaking Gas+Liquids | 31.2478 | 6.9256 | 42.2283 | 183.2203 | 111.6638 | 13.2433 | 2.6565 | 183.9381 | 100.2159 | 241.2958 | 41.0307 | 2107.8774 | 1319.4918 | 1294.0362 | 3407.986 | 6588.6427 | 27394.4585 | 35334.4781 | 37319.8656 | 37379.3244 | 41311.3946
QLD | Hydro | 5001.3709 | 4981.157 | 4960.9431 | 4940.7292 | 4920.5153 | 4900.3014 | 4880.0875 | 4859.8735 | 4839.6596 | 4819.4457 | 4799.2318 | 4779.0179 | 4758.804 | 4738.5901 | 4718.3762 | 4698.1623 | 1762.4792 | 1754.8633 | 1747.2474 | 1739.6316 | 1732.0157
QLD | Dispatchable Storage | 98.2642 | 141.0211 | 200.2129 | 401.2564 | 276.8996 | 1176.924 | 4796.3134 | 3401.9384 | 6321.608 | 6167.1499 | 6468.7119 | 8270.3508 | 8268.8887 | 7418.0096 | 6874.2495 | 5675.7896 | 3437.0217 | 2151.8189 | 2870.423 | 2951.6969 | 2910.0467
QLD | Wind | 6251.3884 | 11815.9818 | 11509.6507 | 11362.5825 | 17074.6074 | 21664.6273 | 20462.1868 | 33770.8174 | 34723.9852 | 34263.3185 | 33054.9859 | 33683.2854 | 33035.3321 | 33001.8003 | 39364.4086 | 43128.9938 | 41463.3151 | 41224.4193 | 41332.6618 | 41880.3669 | 39919.337
QLD | Solar | 0 | 0 | 0 | 0 | 0 | 0 | 0 | 0 | 0 | 0 | 0 | 0 | 0 | 0 | 0 | 0 | 0 | 0 | 0 | 0 | 0
Total |  | 236958.5907 | 236751.6633 | 254720.5469 | 250341.2073 | 249559.8668 | 247677.45 | 239748.0621 | 233519.75 | 235260.5965 | 233224.8406 | 233462.0069 | 245259.8943 | 246907.1254 | 246727.804 | 245241.7891 | 244894.3292 | 254105.2786 | 265061.6708 | 261878.2439 | 262098.3205 | 264475.7592
Region | Technology | 2022 | 2023 | 2024 | 2025 | 2026 | 2027 | 2028 | 2029 | 2030 | 2031 | 2032 | 2033 | 2034 | 2035 | 2036 | 2037 | 2038 | 2039 | 2040 | 2041 | 2042
VIC | Black Coal | 0 | 0 | 0 | 0 | 0 | 0 | 0 | 0 | 0 | 0 | 0 | 0 | 0 | 0 | 0 | 0 | 0 | 0 | 0 | 0 | 0
VIC | Brown Coal | 136716.4191 | 142269.7675 | 141577.5093 | 137229.5425 | 129221.9357 | 123331.0792 | 132746.5286 | 120240.4505 | 111697.9141 | 110955.2285 | 94422.7506 | 89996.9189 | 89387.8838 | 86313.3425 | 85352.0056 | 87798.4757 | 92967.9097 | 90055.6155 | 91165.2776 | 96770.1008 | 89641.6029
VIC | CCGT | 75.8647 | 35.2776 | 32.8856 | 42.3193 | 47.1745 | 24.9556 | 26.7087 | 22.6036 | 36.8966 | 83.562 | 94.5745 | 3309.9447 | 3024.4271 | 2045.8324 | 1654.2807 | 1099.3534 | 3905.919 | 3768.6865 | 0 | 0 | 0
VIC | Peaking Gas+Liquids | 328.8107 | 167.8503 | 112.1259 | 90.203 | 248.2366 | 84.1829 | 95.2975 | 124.2625 | 215.2859 | 259.3678 | 390.8949 | 1529.0434 | 984.9001 | 1849.3929 | 2292.2566 | 2447.0838 | 20195.0123 | 5851.8885 | 18748.2044 | 33852.8303 | 21951.2853
VIC | Hydro | 22716.2466 | 21016.7344 | 19881.5959 | 24998.4347 | 19338.8321 | 22257.1883 | 13454.1368 | 27117.9041 | 25453.3923 | 20013.6116 | 21803.5548 | 20163.8594 | 19061.3553 | 23975.6785 | 18550.647 | 21339.0716 | 12890.4275 | 25989.9758 | 24411.7285 | 19174.1927 | 20880.0133
VIC | Dispatchable Storage | 0 | 0 | 0 | 0 | 0 | 0 | 0 | 0 | 0 | 0 | 0 | 0 | 0 | 0 | 0 | 0 | 0 | 0 | 0 | 0 | 0
VIC | Wind | 35599.6627 | 34049.9015 | 34140.4254 | 34972.6623 | 38313.2459 | 40097.3563 | 41314.9775 | 43950.931 | 49216.8448 | 48591.7098 | 54491.0267 | 49235.292 | 46670.7324 | 48376.7445 | 51024.0513 | 50239.5856 | 52108.2087 | 54086.8731 | 56560.338 | 52787.7627 | 59991.7835
VIC | Solar | 0 | 0 | 0 | 0 | 0 | 0 | 0 | 0 | 0 | 0 | 0 | 0 | 0 | 0 | 0 | 0 | 0 | 0 | 0 | 0 | 0
Total |  | 195437.0038 | 197539.5312 | 195744.5421 | 197333.1618 | 187169.4248 | 185794.7622 | 187637.649 | 191456.1517 | 186620.3337 | 179903.4797 | 171202.8014 | 164235.0585 | 159129.2987 | 162560.9908 | 158873.2412 | 162923.5701 | 182067.4773 | 179753.0393 | 190885.5485 | 202584.8865 | 192464.685
Region | Technology | 2022 | 2023 | 2024 | 2025 | 2026 | 2027 | 2028 | 2029 | 2030 | 2031 | 2032 | 2033 | 2034 | 2035 | 2036 | 2037 | 2038 | 2039 | 2040 | 2041 | 2042
SA | Black Coal | 0 | 0 | 0 | 0 | 0 | 0 | 0 | 0 | 0 | 0 | 0 | 0 | 0 | 0 | 0 | 0 | 0 | 0 | 0 | 0 | 0
SA | Brown Coal | 0 | 0 | 0 | 0 | 0 | 0 | 0 | 0 | 0 | 0 | 0 | 0 | 0 | 0 | 0 | 0 | 0 | 0 | 0 | 0 | 0
SA | CCGT | 10387.2272 | 10568.1695 | 7508.8265 | 8435.4041 | 7092.0293 | 6801.2774 | 7746.6091 | 8291.9618 | 7799.5127 | 8041.5144 | 6254.39 | 19637.3872 | 18423.2777 | 17803.9125 | 14429.5205 | 15283.3256 | 0 | 0 | 0 | 0 | 0
SA | Peaking Gas+Liquids | 728.7932 | 870.2463 | 1417.6097 | 1558.1546 | 1429.0417 | 1252.4945 | 1466.584 | 1582.2955 | 1485.9903 | 1671.8251 | 1304.2191 | 8713.4338 | 8362.6877 | 7875.3231 | 8738.365 | 9015.1059 | 25460.8511 | 21127.6141 | 21403.7613 | 31600.3276 | 22671.6202
SA | Hydro | 0 | 0 | 0 | 0 | 0 | 0 | 0 | 0 | 0 | 0 | 0 | 0 | 0 | 0 | 0 | 0 | 0 | 0 | 0 | 0 | 0
SA | Dispatchable Storage | 0 | 0 | 0 | 0 | 0 | 0 | 0 | 0 | 0 | 0 | 0 | 0 | 0 | 0 | 0 | 0 | 0 | 0 | 0 | 0 | 0
SA | Wind | 18589.112 | 16548.6821 | 17034.7507 | 16483.5768 | 18021.2715 | 17658.1991 | 16348.2496 | 16292.6321 | 16235.3042 | 16028.5495 | 16861.4379 | 14857.6457 | 13516.3945 | 12767.648 | 14762.8985 | 14144.7729 | 12430.9881 | 12811.2909 | 12817.3621 | 12414.2342 | 13398.8836
SA | Solar | 0 | 0 | 0 | 0 | 0 | 0 | 0 | 0 | 0 | 0 | 0 | 0 | 0 | 0 | 0 | 0 | 0 | 0 | 0 | 0 | 0
Total |  | 29705.1324 | 27987.0979 | 25961.1869 | 26477.1354 | 26542.3424 | 25711.971 | 25561.4427 | 26166.8894 | 25520.8073 | 25741.889 | 24420.0471 | 43208.4667 | 40302.3598 | 38446.8836 | 37930.7839 | 38443.2044 | 37891.8392 | 33938.905 | 34221.1234 | 44014.5618 | 36070.5038
Region | Technology | 2022 | 2023 | 2024 | 2025 | 2026 | 2027 | 2028 | 2029 | 2030 | 2031 | 2032 | 2033 | 2034 | 2035 | 2036 | 2037 | 2038 | 2039 | 2040 | 2041 | 2042
TAS | Black Coal | 0 | 0 | 0 | 0 | 0 | 0 | 0 | 0 | 0 | 0 | 0 | 0 | 0 | 0 | 0 | 0 | 0 | 0 | 0 | 0 | 0
TAS | Brown Coal | 0 | 0 | 0 | 0 | 0 | 0 | 0 | 0 | 0 | 0 | 0 | 0 | 0 | 0 | 0 | 0 | 0 | 0 | 0 | 0 | 0
TAS | CCGT | 0 | 0 | 0 | 0 | 0 | 0 | 0 | 0 | 0 | 0 | 0 | 0 | 0 | 0 | 0 | 0 | 0 | 0 | 0 | 0 | 0
TAS | Peaking Gas+Liquids | 0 | 0 | 0 | 0 | 0 | 0 | 0 | 0 | 0 | 0 | 0 | 0 | 0 | 0 | 0 | 0 | 0 | 0 | 0 | 0 | 0
TAS | Hydro | 73009.7903 | 56399.389 | 56492.8067 | 65114.4051 | 61486.4531 | 63912.9309 | 42468.815 | 55766.586 | 53455.1212 | 46637.3951 | 51320.2767 | 53949.4254 | 51409.6591 | 52597.5025 | 52140.4064 | 51774.5026 | 41658.9806 | 54994.2367 | 56929.2275 | 47092.4505 | 53783.4355
TAS | VPP Battery | 0 | 0 | 0 | 0 | 0 | 0 | 0 | 0 | 0 | 0 | 0 | 0 | 0 | 0 | 0 | 0 | 0 | 0 | 0 | 0 | 0
TAS | Wind | 5758.7134 | 5553.724 | 6698.1471 | 8876.1545 | 10844.2991 | 12748.3336 | 13214.821 | 15213.0348 | 16356.5407 | 16362.9584 | 17585.1876 | 16776.6516 | 15936.6109 | 17184.4743 | 17311.6168 | 17586.8635 | 16887.576 | 16709.0372 | 16404.7568 | 16327.7609 | 16782.0621
TAS | Solar | 0 | 0 | 0 | 0 | 0 | 0 | 0 | 0 | 0 | 0 | 0 | 0 | 0 | 0 | 0 | 0 | 0 | 0 | 0 | 0 | 0
Total |  | 78768.5037 | 61953.113 | 63190.9538 | 73990.5596 | 72330.7522 | 76661.2645 | 55683.636 | 70979.6208 | 69811.6619 | 63000.3535 | 68905.4643 | 70726.077 | 67346.27 | 69781.9768 | 69452.0232 | 69361.3661 | 58546.5566 | 71703.2739 | 73333.9843 | 63420.2114 | 70565.4977

## VOMCost_2
VOM cost by technology ($000s) - Central with TRET (DP8)
Real June 2019 dollars. Years are financial year ending. Some rounding errors may be present.
Region | Technology | 2022 | 2023 | 2024 | 2025 | 2026 | 2027 | 2028 | 2029 | 2030 | 2031 | 2032 | 2033 | 2034 | 2035 | 2036 | 2037 | 2038 | 2039 | 2040 | 2041 | 2042
NEM | Black Coal | 417047.8228 | 404687.1055 | 405254.5269 | 389150.5758 | 374794.7693 | 359020.4048 | 358334.1826 | 312705.2754 | 308023.8808 | 337517.1061 | 320875.7122 | 301872.4801 | 310219.8165 | 301428.9437 | 202067.5768 | 180236.6967 | 143506.9101 | 147500.8838 | 149515.5017 | 146359.4352 | 143388.351
NEM | Brown Coal | 136716.1378 | 143903.5866 | 143205.1884 | 145197.917 | 142749.6388 | 134476.047 | 151472.4873 | 147594.4452 | 136379.7503 | 126983.575 | 113330.8231 | 98977.7404 | 100586.1908 | 99353.633 | 98079.3699 | 96797.3018 | 94189.9474 | 96221.7523 | 97975.9795 | 96549.6758 | 95996.5459
NEM | CCGT | 19534.4065 | 19675.1944 | 18408.9581 | 13983.9026 | 13989.6262 | 13976.2424 | 14004.4024 | 13597.2096 | 13596.3059 | 13592.1669 | 13648.4942 | 20416.2288 | 17037.0969 | 13630.4138 | 23927.8706 | 17999.6271 | 41799.3406 | 21019.2452 | 21457.1332 | 36994.5603 | 17270.0717
NEM | Peaking Gas+Liquids | 1227.5737 | 1054.7854 | 1743.2072 | 608.5476 | 321.5871 | 102.7141 | 23.0357 | 259.2428 | 224.3667 | 187.8741 | 503.7204 | 1792.0217 | 906.85 | 1054.6185 | 1872.4339 | 2099.0434 | 15017.3533 | 5656.5847 | 3517.9856 | 12636.8295 | 1918.3961
NEM | Hydro | 116797.9251 | 96617.453 | 95299.0985 | 118976.122 | 100996.19 | 113193.267 | 71264.2788 | 124778.519 | 117840.0314 | 90513.1417 | 118688.1847 | 117930.5277 | 115190.0292 | 124149.8309 | 117045.3432 | 131284.3694 | 85435.8153 | 136304.1254 | 124792.1761 | 101336.9833 | 122597.0279
NEM | Dispatchable Storage | 164.5363 | 230.6508 | 284.7293 | 1172.1244 | 374.4449 | 1503.0858 | 5965.8229 | 4349.8342 | 5867.5343 | 5602.1944 | 6002.6398 | 14777.3089 | 13441.4686 | 9282.2017 | 12217.3986 | 11355.832 | 12749.3518 | 8397.6753 | 9866.2895 | 10620.6991 | 10004.0492
NEM | Wind | 78206.9861 | 82014.6749 | 83842.9931 | 87113.0035 | 101154.7717 | 109351.5899 | 110333.3032 | 130655.4633 | 140759.1434 | 139415.3043 | 149755.8675 | 142720.5333 | 143860.6962 | 147951.7739 | 194409.5175 | 208664.1736 | 239689.8631 | 246672.8783 | 242882.6207 | 238166.9121 | 241505.2205
NEM | Solar | 0 | 0 | 0 | 0 | 0 | 0 | 0 | 0 | 0 | 0 | 0 | 0 | 0 | 0 | 0 | 0 | 0 | 0 | 0 | 0 | 0
Total |  | 769695.3884 | 748183.4507 | 748038.7015 | 756202.1929 | 734381.0281 | 731623.351 | 711397.5129 | 733939.9894 | 722691.0127 | 713811.3624 | 722805.4419 | 698486.841 | 701242.1483 | 696851.4155 | 649619.5105 | 648437.0441 | 632388.5816 | 661773.145 | 650007.6862 | 642665.0953 | 632679.6625
Region | Technology | 2022 | 2023 | 2024 | 2025 | 2026 | 2027 | 2028 | 2029 | 2030 | 2031 | 2032 | 2033 | 2034 | 2035 | 2036 | 2037 | 2038 | 2039 | 2040 | 2041 | 2042
NSW | Black Coal | 200282.9929 | 194983.04 | 179100.7601 | 167896.8068 | 164055.0455 | 155156.5118 | 163139.5678 | 138141.1437 | 136767.9475 | 163794.2319 | 148444.7086 | 110293.6779 | 112904.7447 | 107219.2719 | 36139.1832 | 36624.4797 | 35750.7368 | 36277.8708 | 37219.5648 | 36622.9471 | 34751.268
NSW | Brown Coal | 0 | 0 | 0 | 0 | 0 | 0 | 0 | 0 | 0 | 0 | 0 | 0 | 0 | 0 | 0 | 0 | 0 | 0 | 0 | 0 | 0
NSW | CCGT | 259.8251 | 259.8251 | 781.6109 | 490.7808 | 490.7808 | 490.7808 | 492.1254 | 490.7808 | 490.7808 | 490.7808 | 492.1254 | 2103.4952 | 536.3537 | 490.7808 | 3339.6627 | 1640.8766 | 12494.0005 | 4013.096 | 4715.654 | 12020.9244 | 3823.5661
NSW | Peaking Gas+Liquids | 138.7221 | 10.0114 | 172.1542 | 264.5566 | 0.87762 | 0 | 0 | 6.1434 | 86.0608 | 28.183 | 178.3348 | 451.4146 | 198.5863 | 306.3443 | 460.1283 | 847.7214 | 3215.7344 | 1509.3261 | 745.1858 | 2242.4696 | 307.3902
NSW | Hydro | 16070.5172 | 14220.1725 | 13762.2893 | 22152.9355 | 14054.1296 | 17685.5294 | 10450.5339 | 30015.1018 | 26817.9814 | 17739.59 | 20035.0811 | 37599.6155 | 36049.6143 | 33080.0466 | 32412.3047 | 34047.5362 | 29042.4453 | 41296.8118 | 38759.512 | 32031.012 | 33719.5673
NSW | Dispatchable Storage | 66.2721 | 73.4736 | 84.5165 | 497.4353 | 90.5951 | 357.4175 | 914.2101 | 687.4556 | 579.691 | 904.63 | 1219.8272 | 6103.0739 | 5238.6489 | 3321.5018 | 5332.4932 | 4925.5831 | 5755.0677 | 3725.9068 | 4391.6736 | 4853.4994 | 4529.2115
NSW | Wind | 12008.1097 | 13843.758 | 14260.7267 | 14353.5185 | 15037.5432 | 14508.0173 | 13595.9812 | 14404.8181 | 13752.8589 | 14333.1439 | 14506.4015 | 18148.171 | 20995.6423 | 21075.4712 | 44305.235 | 43705.8692 | 51186.2123 | 56825.0148 | 52626.641 | 51809.7744 | 48052.2296
NSW | Solar | 0 | 0 | 0 | 0 | 0 | 0 | 0 | 0 | 0 | 0 | 0 | 0 | 0 | 0 | 0 | 0 | 0 | 0 | 0 | 0 | 0
Total |  | 228826.439 | 223390.2806 | 208162.0576 | 205656.0333 | 193728.9717 | 188198.2567 | 188592.4183 | 183745.4432 | 178495.3204 | 197290.5594 | 184876.4786 | 174699.4482 | 175923.5901 | 165493.4166 | 121989.007 | 121792.0662 | 137444.1969 | 143648.0262 | 138458.2312 | 139580.6269 | 125183.2327
Region | Technology | 2022 | 2023 | 2024 | 2025 | 2026 | 2027 | 2028 | 2029 | 2030 | 2031 | 2032 | 2033 | 2034 | 2035 | 2036 | 2037 | 2038 | 2039 | 2040 | 2041 | 2042
QLD | Black Coal | 216764.8299 | 209704.0655 | 226153.7668 | 221253.7691 | 210739.7238 | 203863.893 | 195194.6149 | 174564.1317 | 171255.9333 | 173722.8742 | 172431.0036 | 191578.8023 | 197315.0718 | 194209.6718 | 165928.3936 | 143612.217 | 107756.1733 | 111223.013 | 112295.9369 | 109736.4881 | 108637.083
QLD | Brown Coal | 0 | 0 | 0 | 0 | 0 | 0 | 0 | 0 | 0 | 0 | 0 | 0 | 0 | 0 | 0 | 0 | 0 | 0 | 0 | 0 | 0
QLD | CCGT | 8811.4894 | 8811.4894 | 10084.4381 | 9804.7365 | 9804.7365 | 9804.7365 | 9831.5988 | 9425.8249 | 9425.8249 | 9425.8249 | 9451.6491 | 11888.3946 | 11050.1101 | 9441.4385 | 13918.9012 | 12804.8854 | 28507.9712 | 16790.2952 | 16741.4792 | 24973.6359 | 13446.5056
QLD | Peaking Gas+Liquids | 31.2478 | 6.9256 | 38.0189 | 167.0843 | 24.3792 | 5.4224 | 1.3725 | 174.4852 | 76.7783 | 130.5438 | 17.8425 | 250.4187 | 133.8767 | 220.725 | 223.192 | 364.2106 | 1695.071 | 1397.4197 | 429.8726 | 1412.4113 | 180.4413
QLD | Hydro | 5001.3709 | 4981.157 | 4960.9431 | 4940.7292 | 4920.5153 | 4900.3014 | 4880.0875 | 4859.8735 | 4839.6596 | 4819.4457 | 4799.2318 | 4779.0179 | 4758.804 | 4738.5901 | 4718.3762 | 4698.1623 | 1762.4792 | 1754.8633 | 1747.2474 | 1739.6316 | 1732.0157
QLD | Dispatchable Storage | 98.2642 | 157.1773 | 200.2129 | 674.6891 | 283.8498 | 1145.6683 | 5051.6128 | 3662.3786 | 5287.8432 | 4697.5644 | 4782.8126 | 8674.235 | 8202.8197 | 5960.6998 | 6884.9055 | 6430.2489 | 6994.2841 | 4671.7685 | 5474.6159 | 5767.1997 | 5474.8377
QLD | Wind | 6251.3884 | 11815.9818 | 11509.6507 | 11353.6115 | 17074.6074 | 21664.6273 | 20474.8187 | 33947.4512 | 38031.9329 | 37428.1973 | 36454.8792 | 37625.4792 | 36689.0237 | 37115.3604 | 52285.28 | 69011.4356 | 83013.1338 | 83925.8231 | 85512.2997 | 86030.4078 | 83106.4115
QLD | Solar | 0 | 0 | 0 | 0 | 0 | 0 | 0 | 0 | 0 | 0 | 0 | 0 | 0 | 0 | 0 | 0 | 0 | 0 | 0 | 0 | 0
Total |  | 236958.5907 | 235476.7966 | 252947.0305 | 248194.6197 | 242847.812 | 241384.6489 | 235434.1051 | 226634.1452 | 228917.9722 | 230224.4503 | 227937.4187 | 254796.3478 | 258149.706 | 251686.4856 | 243959.0484 | 236921.1598 | 229729.1126 | 219763.1829 | 222201.4517 | 229659.7743 | 212577.2948
Region | Technology | 2022 | 2023 | 2024 | 2025 | 2026 | 2027 | 2028 | 2029 | 2030 | 2031 | 2032 | 2033 | 2034 | 2035 | 2036 | 2037 | 2038 | 2039 | 2040 | 2041 | 2042
VIC | Black Coal | 0 | 0 | 0 | 0 | 0 | 0 | 0 | 0 | 0 | 0 | 0 | 0 | 0 | 0 | 0 | 0 | 0 | 0 | 0 | 0 | 0
VIC | Brown Coal | 136716.1378 | 143903.5866 | 143205.1884 | 145197.917 | 142749.6388 | 134476.047 | 151472.4873 | 147594.4452 | 136379.7503 | 126983.575 | 113330.8231 | 98977.7404 | 100586.1908 | 99353.633 | 98079.3699 | 96797.3018 | 94189.9474 | 96221.7523 | 97975.9795 | 96549.6758 | 95996.5459
VIC | CCGT | 75.8647 | 35.2635 | 33.2831 | 18.1819 | 23.9055 | 10.5217 | 0.41938 | 10.4005 | 9.4967 | 5.3577 | 24.461 | 51.2257 | 25.5118 | 27.9911 | 74.0058 | 82.9692 | 797.3689 | 215.854 | 0 | 0 | 0
VIC | Peaking Gas+Liquids | 328.8107 | 167.7309 | 111.9954 | 91.0678 | 182.0979 | 44.5781 | 0 | 43.5429 | 21.2293 | 2.6389 | 198.5171 | 278.9214 | 40.7702 | 80.4313 | 327.4726 | 308.863 | 2286.8995 | 1003.2379 | 669.7868 | 1766.5946 | 423.2436
VIC | Hydro | 22716.2466 | 21016.7344 | 19881.5959 | 24998.4347 | 19338.8321 | 22257.1883 | 13454.1368 | 27117.9041 | 25453.3923 | 20013.6116 | 21803.5548 | 20163.8594 | 19061.3553 | 23975.6785 | 18550.647 | 21339.0716 | 12890.4275 | 25989.9758 | 24411.7285 | 19174.1927 | 20880.0133
VIC | Dispatchable Storage | 0 | 0 | 0 | 0 | 0 | 0 | 0 | 0 | 0 | 0 | 0 | 0 | 0 | 0 | 0 | 0 | 0 | 0 | 0 | 0 | 0
VIC | Wind | 35599.6627 | 34195.4437 | 34297.2272 | 35614.0658 | 39741.1881 | 42250.1936 | 45344.6049 | 49481.8058 | 55179.6173 | 53764.3776 | 60177.054 | 50608.5662 | 50313.1705 | 51766.0645 | 54938.4643 | 53515.6767 | 50825.8949 | 49764.7745 | 49838.2407 | 45494.8112 | 51176.1139
VIC | Solar | 0 | 0 | 0 | 0 | 0 | 0 | 0 | 0 | 0 | 0 | 0 | 0 | 0 | 0 | 0 | 0 | 0 | 0 | 0 | 0 | 0
Total |  | 195436.7225 | 199318.759 | 197529.29 | 205919.6672 | 202035.6624 | 199038.5287 | 210271.6484 | 224248.0985 | 217043.486 | 200769.5607 | 195534.41 | 170080.3132 | 170026.9986 | 175203.7984 | 171969.9596 | 172043.8823 | 160990.5381 | 173195.5945 | 172895.7355 | 162985.2743 | 168475.9167
Region | Technology | 2022 | 2023 | 2024 | 2025 | 2026 | 2027 | 2028 | 2029 | 2030 | 2031 | 2032 | 2033 | 2034 | 2035 | 2036 | 2037 | 2038 | 2039 | 2040 | 2041 | 2042
SA | Black Coal | 0 | 0 | 0 | 0 | 0 | 0 | 0 | 0 | 0 | 0 | 0 | 0 | 0 | 0 | 0 | 0 | 0 | 0 | 0 | 0 | 0
SA | Brown Coal | 0 | 0 | 0 | 0 | 0 | 0 | 0 | 0 | 0 | 0 | 0 | 0 | 0 | 0 | 0 | 0 | 0 | 0 | 0 | 0 | 0
SA | CCGT | 10387.2272 | 10568.6164 | 7509.626 | 3670.2035 | 3670.2035 | 3670.2035 | 3680.2588 | 3670.2035 | 3670.2035 | 3670.2035 | 3680.2588 | 6373.1132 | 5425.1212 | 3670.2035 | 6595.3009 | 3470.896 | 0 | 0 | 0 | 0 | 0
SA | Peaking Gas+Liquids | 728.7932 | 870.1175 | 1421.0386 | 85.8389 | 114.2324 | 52.7135 | 21.6633 | 35.0714 | 40.2983 | 26.5085 | 109.0259 | 809.0648 | 533.6169 | 447.1178 | 852.9346 | 577.231 | 7785.8918 | 1716.6494 | 1671.5329 | 7209.4533 | 1007.321
SA | Hydro | 0 | 0 | 0 | 0 | 0 | 0 | 0 | 0 | 0 | 0 | 0 | 0 | 0 | 0 | 0 | 0 | 0 | 0 | 0 | 0 | 0
SA | Dispatchable Storage | 0 | 0 | 0 | 0 | 0 | 0 | 0 | 0 | 0 | 0 | 0 | 0 | 0 | 0 | 0 | 0 | 0 | 0 | 0 | 0 | 0
SA | Wind | 18589.112 | 16605.7675 | 17077.2414 | 16915.6532 | 18457.1339 | 18180.4182 | 16922.7519 | 16971.1299 | 16773.2025 | 16586.1717 | 17982.514 | 15156.438 | 13997.6713 | 13410.4819 | 16105.0509 | 14312.8468 | 21935.3531 | 22102.2872 | 21766.4674 | 22467.424 | 25045.012
SA | Solar | 0 | 0 | 0 | 0 | 0 | 0 | 0 | 0 | 0 | 0 | 0 | 0 | 0 | 0 | 0 | 0 | 0 | 0 | 0 | 0 | 0
Total |  | 29705.1324 | 28044.5014 | 26007.906 | 20671.6956 | 22241.5698 | 21903.3352 | 20624.674 | 20676.4047 | 20483.7043 | 20282.8837 | 21771.7987 | 22338.616 | 19956.4094 | 17527.8032 | 23553.2863 | 18360.9738 | 29721.2448 | 23818.9365 | 23438.0003 | 29676.8773 | 26052.333
Region | Technology | 2022 | 2023 | 2024 | 2025 | 2026 | 2027 | 2028 | 2029 | 2030 | 2031 | 2032 | 2033 | 2034 | 2035 | 2036 | 2037 | 2038 | 2039 | 2040 | 2041 | 2042
TAS | Black Coal | 0 | 0 | 0 | 0 | 0 | 0 | 0 | 0 | 0 | 0 | 0 | 0 | 0 | 0 | 0 | 0 | 0 | 0 | 0 | 0 | 0
TAS | Brown Coal | 0 | 0 | 0 | 0 | 0 | 0 | 0 | 0 | 0 | 0 | 0 | 0 | 0 | 0 | 0 | 0 | 0 | 0 | 0 | 0 | 0
TAS | CCGT | 0 | 0 | 0 | 0 | 0 | 0 | 0 | 0 | 0 | 0 | 0 | 0 | 0 | 0 | 0 | 0 | 0 | 0 | 0 | 0 | 0
TAS | Peaking Gas+Liquids | 0 | 0 | 0 | 0 | 0 | 0 | 0 | 0 | 0 | 0 | 0 | 2.2021 | 0 | 0 | 8.7065 | 1.0174 | 33.7566 | 29.9516 | 1.6075 | 5.9008 | 0
TAS | Hydro | 73009.7903 | 56399.389 | 56694.2702 | 66884.0226 | 62682.7131 | 68350.2479 | 42479.5207 | 62785.6395 | 60728.9981 | 47940.4944 | 72050.3169 | 55388.0349 | 55320.2557 | 62355.5157 | 61364.0153 | 71199.5993 | 41740.4634 | 67262.4746 | 59873.6882 | 48392.147 | 66265.4317
TAS | VPP Battery | 0 | 0 | 0 | 0 | 0 | 0 | 0 | 0 | 0 | 0 | 0 | 0 | 0 | 0 | 0 | 0 | 0 | 0 | 0 | 0 | 0
TAS | Wind | 5758.7134 | 5553.724 | 6698.1471 | 8876.1545 | 10844.2991 | 12748.3336 | 13995.1464 | 15850.2583 | 17021.5317 | 17303.4138 | 20635.0189 | 21181.8788 | 21865.1884 | 24584.396 | 26775.4873 | 28118.3452 | 32729.2691 | 34054.9787 | 33138.9718 | 32364.4947 | 34125.4536
TAS | Solar | 0 | 0 | 0 | 0 | 0 | 0 | 0 | 0 | 0 | 0 | 0 | 0 | 0 | 0 | 0 | 0 | 0 | 0 | 0 | 0 | 0
Total |  | 78768.5037 | 61953.113 | 63392.4173 | 75760.1771 | 73527.0122 | 81098.5815 | 56474.6671 | 78635.8978 | 77750.5298 | 65243.9082 | 92685.3358 | 76572.1158 | 77185.4441 | 86939.9117 | 88148.209 | 99318.9619 | 74503.4892 | 101347.4049 | 93014.2675 | 80762.5425 | 100390.8853

## FOMCost_1
FOM cost by technology ($000s) - Central with TRET (Counterfactual)
Real June 2019 dollars. Years are financial year ending. Some rounding errors may be present.
Region | Technology | 2022 | 2023 | 2024 | 2025 | 2026 | 2027 | 2028 | 2029 | 2030 | 2031 | 2032 | 2033 | 2034 | 2035 | 2036 | 2037 | 2038 | 2039 | 2040 | 2041 | 2042
NEM | Black Coal | 1770652.2638 | 1521608.2889 | 888089.7748 | 2569565.9549 | 1419026.1319 | 1057101.3531 | 888089.7748 | 847828.3 | 776482.3 | 1421089.3797 | 1567093.1789 | 1177039.5389 | 620818.3 | 620818.3 | 382963.6488 | 344082.3 | 281924.8 | 281924.8 | 282697.1967 | 926531.8797 | 281924.8
NEM | Brown Coal | 685241 | 685241 | 687118.3726 | 685241 | 685241 | 1127170.2035 | 1531376.416 | 685241 | 631467 | 577693 | 521502.8712 | 462463 | 462463 | 462463 | 463730.0219 | 904392.2035 | 1304414.3274 | 462463 | 463730.0219 | 462463 | 462463
NEM | CCGT | 98720.8177 | 91542.753 | 89867.6931 | 89622.153 | 89622.153 | 89622.153 | 89867.6931 | 85514.203 | 85514.203 | 85514.203 | 85748.4885 | 85514.203 | 85514.203 | 85514.203 | 47339.546 | 47210.203 | 41565.773 | 41565.773 | 16139.7928 | 16095.695 | 16095.695
NEM | Peaking Gas+Liquids | 102587.4673 | 102587.4673 | 102868.5289 | 103933.9187 | 103933.9187 | 103933.9187 | 104218.6692 | 105240.3245 | 111221.0319 | 105433.8069 | 105722.6667 | 112985.0242 | 105994.9642 | 105259.1921 | 108235.1538 | 113239.5604 | 117327.6185 | 119837.9259 | 114231.3528 | 112103.6453 | 115524.2865
NEM | Hydro | 408726.67 | 408726.67 | 409846.4691 | 408726.67 | 408726.67 | 408726.67 | 409846.4691 | 408726.67 | 408726.67 | 408726.67 | 409846.4691 | 408726.67 | 408726.67 | 408726.67 | 409846.4691 | 408726.67 | 403613.518 | 403613.518 | 404719.3085 | 403613.518 | 403613.518
NEM | Dispatchable Storage | 50293.5 | 50467.482 | 50605.7491 | 62915.5732 | 88034.1964 | 88034.1964 | 88275.386 | 88034.1964 | 88034.1964 | 89614.865 | 95022.3575 | 101112.3251 | 105164.3006 | 112833.7478 | 135712.9207 | 141060.234 | 156663.0069 | 159522.9644 | 168342.9372 | 167882.9839 | 168193.527
NEM | Wind | 412630.0856 | 455166.546 | 460795.0052 | 464233.0628 | 490994.5668 | 524030.1621 | 548832.5737 | 624821.0692 | 653700.9706 | 651713.1407 | 653498.6562 | 683378.7491 | 670608.7151 | 670608.7151 | 1042629.6431 | 1336340.2559 | 1669562.8407 | 1924337.0234 | 1429316.688 | 1334382.5927 | 924304.741
NEM | Solar | 134511.1742 | 147596.0807 | 148000.4535 | 149107.0907 | 151524.7067 | 161758.2837 | 189321.2268 | 189948.243 | 200446.1275 | 201151.251 | 208764.7137 | 219959.9021 | 246549.2771 | 246549.2771 | 347017.9103 | 246549.2771 | 303339.2347 | 376047.0948 | 247224.7546 | 246549.2771 | 246549.2771
Total |  | 3663362.9786 | 3462936.288 | 2837192.0463 | 4533345.4233 | 3437103.3435 | 3560376.9405 | 3849828.2088 | 3035354.0061 | 2955592.4994 | 3540936.3163 | 3647199.4017 | 3251179.4125 | 2705839.43 | 2712773.1051 | 2937475.3137 | 3541600.7039 | 4278411.1192 | 3769312.0995 | 3126402.0525 | 3669622.5916 | 2618668.8446
Region | Technology | 2022 | 2023 | 2024 | 2025 | 2026 | 2027 | 2028 | 2029 | 2030 | 2031 | 2032 | 2033 | 2034 | 2035 | 2036 | 2037 | 2038 | 2039 | 2040 | 2041 | 2042
NSW | Black Coal | 1047997.716 | 526176.75 | 447676.1589 | 1490320.2566 | 446453 | 446453 | 447676.1589 | 446453 | 375107 | 375107 | 880397.4132 | 219443 | 219443 | 219443 | 71541.4685 | 71346 | 71346 | 71346 | 71541.4685 | 71346 | 71346
NSW | Brown Coal | 0 | 0 | 0 | 0 | 0 | 0 | 0 | 0 | 0 | 0 | 0 | 0 | 0 | 0 | 0 | 0 | 0 | 0 | 0 | 0 | 0
NSW | CCGT | 4694.8 | 4694.8 | 4707.6625 | 4694.8 | 4694.8 | 4694.8 | 4707.6625 | 4694.8 | 4694.8 | 4694.8 | 4707.6625 | 4694.8 | 4694.8 | 4694.8 | 4707.6625 | 4694.8 | 4694.8 | 4694.8 | 4707.6625 | 4694.8 | 4694.8
NSW | Peaking Gas+Liquids | 23071.8361 | 23071.8361 | 23135.0466 | 23071.8361 | 23071.8361 | 23071.8361 | 23135.0466 | 24378.2419 | 30358.9493 | 30358.9493 | 30442.1245 | 41455.7308 | 41455.7308 | 42490.1687 | 46507.8766 | 51635.036 | 51635.036 | 53037.0138 | 53922.8634 | 53775.5332 | 57196.1744
NSW | Hydro | 135226.3 | 135226.3 | 135596.783 | 135226.3 | 135226.3 | 135226.3 | 135596.783 | 135226.3 | 135226.3 | 135226.3 | 135596.783 | 135226.3 | 135226.3 | 135226.3 | 135596.783 | 135226.3 | 135226.3 | 135226.3 | 135596.783 | 135226.3 | 135226.3
NSW | Dispatchable Storage | 14203.2 | 14203.2 | 14242.1129 | 26651.2912 | 51445.44 | 51445.44 | 51586.3864 | 51445.44 | 51445.44 | 51445.44 | 51743.1539 | 51951.4096 | 54287.3839 | 55880.1249 | 56033.2212 | 55880.1249 | 55880.1249 | 55880.1249 | 56033.2212 | 55880.1249 | 55880.1249
NSW | Wind | 75120.0572 | 84505.7581 | 84737.2807 | 84505.7581 | 84505.7581 | 84505.7581 | 84737.2807 | 84505.7581 | 84547.1048 | 84547.1048 | 84778.7407 | 114336.5413 | 114336.5413 | 114336.5413 | 359946.1046 | 434218.1673 | 1075663.2898 | 406804.628 | 359946.1046 | 761933.8149 | 351855.9633
NSW | Solar | 47972.3469 | 54621.5244 | 54771.1724 | 54621.5244 | 54621.5244 | 56051.8613 | 59139.56 | 59167.8825 | 59167.8825 | 59167.8825 | 59329.9863 | 59167.8825 | 59167.8825 | 59167.8825 | 59329.9863 | 59167.8825 | 75082.4421 | 188665.7002 | 59329.9863 | 59167.8825 | 59167.8825
Total |  | 1348286.2562 | 842500.1686 | 764866.217 | 1819091.7664 | 800018.6586 | 801448.9955 | 806578.8782 | 805871.4225 | 740547.4766 | 740547.4766 | 1246995.864 | 626275.6641 | 628611.6384 | 631238.8174 | 733663.1026 | 812168.3107 | 1469527.9929 | 915654.5669 | 741078.0893 | 1142024.4555 | 735367.245
Region | Technology | 2022 | 2023 | 2024 | 2025 | 2026 | 2027 | 2028 | 2029 | 2030 | 2031 | 2032 | 2033 | 2034 | 2035 | 2036 | 2037 | 2038 | 2039 | 2040 | 2041 | 2042
QLD | Black Coal | 722654.5478 | 995431.5389 | 440413.6159 | 1079245.6982 | 972573.1319 | 610648.3531 | 440413.6159 | 401375.3 | 401375.3 | 1045982.3797 | 686695.7657 | 957596.5389 | 401375.3 | 401375.3 | 311422.1803 | 272736.3 | 210578.8 | 210578.8 | 211155.7282 | 855185.8797 | 210578.8
QLD | Brown Coal | 0 | 0 | 0 | 0 | 0 | 0 | 0 | 0 | 0 | 0 | 0 | 0 | 0 | 0 | 0 | 0 | 0 | 0 | 0 | 0 | 0
QLD | CCGT | 17038.923 | 17038.923 | 17085.605 | 17038.923 | 17038.923 | 17038.923 | 17085.605 | 12930.973 | 12930.973 | 12930.973 | 12966.4003 | 12930.973 | 12930.973 | 12930.973 | 12966.4003 | 12930.973 | 12930.973 | 12930.973 | 11432.1303 | 11400.895 | 11400.895
QLD | Peaking Gas+Liquids | 28890.735 | 28890.735 | 28969.8877 | 28890.735 | 28890.735 | 28890.735 | 28969.8877 | 28890.735 | 28890.735 | 28890.735 | 28969.8877 | 28890.735 | 24472.775 | 22702.565 | 22764.7638 | 22702.565 | 24625.1896 | 25733.5192 | 25804.022 | 25733.5192 | 25733.5192
QLD | Hydro | 9019.032 | 9019.032 | 9043.7417 | 9019.032 | 9019.032 | 9019.032 | 9043.7417 | 9019.032 | 9019.032 | 9019.032 | 9043.7417 | 9019.032 | 9019.032 | 9019.032 | 9043.7417 | 9019.032 | 3905.88 | 3905.88 | 3916.581 | 3905.88 | 3905.88
QLD | Dispatchable Storage | 33732.6 | 33906.582 | 33999.4767 | 33906.582 | 33906.582 | 33906.582 | 33999.4767 | 33906.582 | 33906.582 | 33906.582 | 33999.4767 | 33906.582 | 36069.7331 | 40622.0558 | 54387.1521 | 59956.667 | 72041.2993 | 72041.2993 | 72238.6727 | 72041.2993 | 72351.8424
QLD | Wind | 31002.1786 | 50577.8286 | 50716.398 | 50577.8286 | 64279.2425 | 74068.6086 | 76038.1716 | 128329.4776 | 137918.7081 | 137918.7081 | 138296.5676 | 137918.7081 | 137918.7081 | 137918.7081 | 150074.1368 | 157494.3581 | 157494.3581 | 157494.3581 | 157925.8495 | 157494.3581 | 157494.3581
QLD | Solar | 51485.1863 | 57920.9153 | 58079.6027 | 57920.9153 | 57920.9153 | 64306.5393 | 83728.677 | 84454.2915 | 94952.1759 | 94952.1759 | 95212.3189 | 94952.1759 | 94952.1759 | 94952.1759 | 195005.4746 | 94952.1759 | 135827.5739 | 94952.1759 | 95212.3189 | 94952.1759 | 94952.1759
Total |  | 893823.2026 | 1192785.5548 | 638308.3277 | 1276599.7141 | 1183628.5616 | 837878.773 | 689279.1756 | 698906.391 | 718993.5061 | 1363600.5857 | 1005184.1587 | 1275214.745 | 716738.6971 | 719520.8098 | 755663.8496 | 629792.071 | 617404.0739 | 577637.0056 | 577685.3027 | 1220714.0072 | 576417.4707
Region | Technology | 2022 | 2023 | 2024 | 2025 | 2026 | 2027 | 2028 | 2029 | 2030 | 2031 | 2032 | 2033 | 2034 | 2035 | 2036 | 2037 | 2038 | 2039 | 2040 | 2041 | 2042
VIC | Black Coal | 0 | 0 | 0 | 0 | 0 | 0 | 0 | 0 | 0 | 0 | 0 | 0 | 0 | 0 | 0 | 0 | 0 | 0 | 0 | 0 | 0
VIC | Brown Coal | 685241 | 685241 | 687118.3726 | 685241 | 685241 | 1127170.2035 | 1531376.416 | 685241 | 631467 | 577693 | 521502.8712 | 462463 | 462463 | 462463 | 463730.0219 | 904392.2035 | 1304414.3274 | 462463 | 463730.0219 | 462463 | 462463
VIC | CCGT | 23940 | 23940 | 24005.589 | 23940 | 23940 | 23940 | 24005.589 | 23940 | 23940 | 23940 | 24005.589 | 23940 | 23940 | 23940 | 24005.589 | 23940 | 23940 | 23940 | 0 | 0 | 0
VIC | Peaking Gas+Liquids | 28747 | 28747 | 28825.7589 | 28747 | 28747 | 28747 | 28825.7589 | 28747 | 28747 | 28747 | 28825.7589 | 28747 | 26174.9 | 26174.9 | 26246.6121 | 26174.9 | 26174.9 | 26174.9 | 19571.1732 | 19517.7 | 19517.7
VIC | Hydro | 130551.08 | 130551.08 | 130908.7542 | 130551.08 | 130551.08 | 130551.08 | 130908.7542 | 130551.08 | 130551.08 | 130551.08 | 130908.7542 | 130551.08 | 130551.08 | 130551.08 | 130908.7542 | 130551.08 | 130551.08 | 130551.08 | 130908.7542 | 130551.08 | 130551.08
VIC | Dispatchable Storage | 609.75 | 609.75 | 611.4205 | 609.75 | 928.4033 | 928.4033 | 930.9469 | 928.4033 | 928.4033 | 928.4033 | 3889.3329 | 9878.6674 | 9431.5174 | 11159.151 | 11726.8776 | 11694.8369 | 13858.5055 | 16718.4631 | 25147.1907 | 25078.4825 | 25078.4825
VIC | Wind | 182213.7686 | 195788.8781 | 196325.286 | 195788.8781 | 203831.3601 | 221639.6808 | 240119.865 | 257157.4066 | 275247.5026 | 275247.5026 | 276001.6053 | 275247.5026 | 272841.9526 | 272841.9526 | 273589.4648 | 272841.9526 | 300011.8597 | 969925.86 | 350966.4811 | 282946.0605 | 282946.0605
VIC | Solar | 25184.0611 | 25184.0611 | 25253.0585 | 26695.0711 | 29112.6871 | 31530.3031 | 34040.9271 | 33947.9191 | 33947.9191 | 33947.9191 | 34040.9271 | 33947.9191 | 60537.2941 | 60537.2941 | 60703.1497 | 60537.2941 | 60537.2941 | 60537.2941 | 60703.1497 | 60537.2941 | 60537.2941
Total |  | 1076486.6597 | 1090061.7692 | 1093048.2398 | 1091572.7792 | 1102351.5305 | 1564506.6707 | 1990208.2571 | 1160512.809 | 1124828.905 | 1071054.905 | 1019174.8387 | 964775.1691 | 985939.7441 | 987667.3777 | 990910.4693 | 1430132.2672 | 1859487.9668 | 1690310.5972 | 1051026.7708 | 981093.6171 | 981093.6171
Region | Technology | 2022 | 2023 | 2024 | 2025 | 2026 | 2027 | 2028 | 2029 | 2030 | 2031 | 2032 | 2033 | 2034 | 2035 | 2036 | 2037 | 2038 | 2039 | 2040 | 2041 | 2042
SA | Black Coal | 0 | 0 | 0 | 0 | 0 | 0 | 0 | 0 | 0 | 0 | 0 | 0 | 0 | 0 | 0 | 0 | 0 | 0 | 0 | 0 | 0
SA | Brown Coal | 0 | 0 | 0 | 0 | 0 | 0 | 0 | 0 | 0 | 0 | 0 | 0 | 0 | 0 | 0 | 0 | 0 | 0 | 0 | 0 | 0
SA | CCGT | 53047.0947 | 45869.03 | 44068.8367 | 43948.43 | 43948.43 | 43948.43 | 44068.8367 | 43948.43 | 43948.43 | 43948.43 | 44068.8367 | 43948.43 | 43948.43 | 43948.43 | 5659.8942 | 5644.43 | 0 | 0 | 0 | 0 | 0
SA | Peaking Gas+Liquids | 19184.7562 | 19184.7562 | 19237.3172 | 20531.2076 | 20531.2076 | 20531.2076 | 20587.4575 | 20531.2076 | 20531.2076 | 14743.9826 | 14784.3771 | 11198.4184 | 11198.4184 | 11198.4184 | 10015.3829 | 10033.9194 | 12199.3529 | 12199.3529 | 12232.7758 | 12199.3529 | 12199.3529
SA | Hydro | 0 | 0 | 0 | 0 | 0 | 0 | 0 | 0 | 0 | 0 | 0 | 0 | 0 | 0 | 0 | 0 | 0 | 0 | 0 | 0 | 0
SA | Dispatchable Storage | 1747.95 | 1747.95 | 1752.7389 | 1747.95 | 1753.7711 | 1753.7711 | 1758.576 | 1753.7711 | 1753.7711 | 3334.4397 | 5390.394 | 5375.6661 | 5375.6661 | 5172.4161 | 13565.6698 | 13528.6052 | 14883.0771 | 14883.0771 | 14923.8526 | 14883.0771 | 14883.0771
SA | Wind | 98041.5122 | 98041.5122 | 98310.1191 | 98041.5122 | 98041.5122 | 98041.5122 | 98310.1191 | 98041.5122 | 93883.3472 | 91775.6272 | 92027.0673 | 93651.7991 | 83287.3151 | 83287.3151 | 196625.2617 | 409561.5798 | 74169.1351 | 327887.9792 | 498083.5775 | 69784.1611 | 69784.1611
SA | Solar | 9869.58 | 9869.58 | 9896.6199 | 9869.58 | 9869.58 | 9869.58 | 9896.6199 | 9869.58 | 9869.58 | 10574.7035 | 17666.0387 | 29383.3546 | 29383.3546 | 29383.3546 | 29463.857 | 29383.3546 | 29383.3546 | 29383.3546 | 29463.857 | 29383.3546 | 29383.3546
Total |  | 181890.8931 | 174712.8284 | 173265.6318 | 174138.6798 | 174144.5009 | 174144.5009 | 174621.6092 | 174144.5009 | 169986.3359 | 164377.183 | 173936.7137 | 183557.6683 | 173193.1843 | 172989.9343 | 255330.0656 | 468151.889 | 130634.9197 | 384353.7639 | 554704.0629 | 126249.9457 | 126249.9457
Region | Technology | 2022 | 2023 | 2024 | 2025 | 2026 | 2027 | 2028 | 2029 | 2030 | 2031 | 2032 | 2033 | 2034 | 2035 | 2036 | 2037 | 2038 | 2039 | 2040 | 2041 | 2042
TAS | Black Coal | 0 | 0 | 0 | 0 | 0 | 0 | 0 | 0 | 0 | 0 | 0 | 0 | 0 | 0 | 0 | 0 | 0 | 0 | 0 | 0 | 0
TAS | Brown Coal | 0 | 0 | 0 | 0 | 0 | 0 | 0 | 0 | 0 | 0 | 0 | 0 | 0 | 0 | 0 | 0 | 0 | 0 | 0 | 0 | 0
TAS | CCGT | 0 | 0 | 0 | 0 | 0 | 0 | 0 | 0 | 0 | 0 | 0 | 0 | 0 | 0 | 0 | 0 | 0 | 0 | 0 | 0 | 0
TAS | Peaking Gas+Liquids | 2693.14 | 2693.14 | 2700.5185 | 2693.14 | 2693.14 | 2693.14 | 2700.5185 | 2693.14 | 2693.14 | 2693.14 | 2700.5185 | 2693.14 | 2693.14 | 2693.14 | 2700.5185 | 2693.14 | 2693.14 | 2693.14 | 2700.5185 | 877.54 | 877.54
TAS | Hydro | 133930.258 | 133930.258 | 134297.1902 | 133930.258 | 133930.258 | 133930.258 | 134297.1902 | 133930.258 | 133930.258 | 133930.258 | 134297.1902 | 133930.258 | 133930.258 | 133930.258 | 134297.1902 | 133930.258 | 133930.258 | 133930.258 | 134297.1902 | 133930.258 | 133930.258
TAS | VPP Battery | 0 | 0 | 0 | 0 | 0 | 0 | 0 | 0 | 0 | 0 | 0 | 0 | 0 | 0 | 0 | 0 | 0 | 0 | 0 | 0 | 0
TAS | Wind | 26252.569 | 26252.569 | 30705.9214 | 35319.0858 | 40336.6939 | 45774.6024 | 49627.1372 | 56786.9147 | 62104.3079 | 62224.198 | 62394.6753 | 62224.198 | 62224.198 | 62224.198 | 62394.6753 | 62224.198 | 62224.198 | 62224.198 | 62394.6753 | 62224.198 | 62224.198
TAS | Solar | 0 | 0 | 0 | 0 | 0 | 0 | 2515.4428 | 2508.57 | 2508.57 | 2508.57 | 2515.4428 | 2508.57 | 2508.57 | 2508.57 | 2515.4428 | 2508.57 | 2508.57 | 2508.57 | 2515.4428 | 2508.57 | 2508.57
Total |  | 162875.967 | 162875.967 | 167703.6301 | 171942.4838 | 176960.0919 | 182398.0004 | 189140.2887 | 195918.8827 | 201236.2759 | 201356.166 | 201907.8267 | 201356.166 | 201356.166 | 201356.166 | 201907.8267 | 201356.166 | 201356.166 | 201356.166 | 201907.8267 | 199540.566 | 199540.566

## FOMCost_2
FOM cost by technology ($000s) - Central with TRET (DP8)
Real June 2019 dollars. Years are financial year ending. Some rounding errors may be present.
Region | Technology | 2022 | 2023 | 2024 | 2025 | 2026 | 2027 | 2028 | 2029 | 2030 | 2031 | 2032 | 2033 | 2034 | 2035 | 2036 | 2037 | 2038 | 2039 | 2040 | 2041 | 2042
NEM | Black Coal | 1770652.2638 | 1521608.2889 | 888089.7748 | 2569565.9549 | 1419026.1319 | 1057101.3531 | 888089.7748 | 847828.3 | 776482.3 | 1421089.3797 | 1567093.1789 | 1177039.5389 | 620818.3 | 620818.3 | 382963.6488 | 344082.3 | 281924.8 | 281924.8 | 282697.1967 | 926531.8797 | 281924.8
NEM | Brown Coal | 685241 | 685241 | 687118.3726 | 685241 | 685241 | 1127170.2035 | 1531376.416 | 685241 | 631467 | 577693 | 521502.8712 | 462463 | 462463 | 462463 | 463730.0219 | 904392.2035 | 1304414.3274 | 462463 | 463730.0219 | 462463 | 462463
NEM | CCGT | 98720.8177 | 91542.753 | 89867.6931 | 89622.153 | 89622.153 | 89622.153 | 89867.6931 | 85514.203 | 85514.203 | 85514.203 | 85748.4885 | 85514.203 | 85514.203 | 85514.203 | 47339.546 | 47210.203 | 41565.773 | 41565.773 | 16139.7928 | 16095.695 | 16095.695
NEM | Peaking Gas+Liquids | 102587.4673 | 102587.4673 | 102868.5289 | 102587.4673 | 102587.4673 | 102587.4673 | 102868.5289 | 102587.4673 | 102587.4673 | 96800.2423 | 97065.4485 | 93254.6781 | 86264.6181 | 84494.4081 | 82753.6109 | 82527.5081 | 82527.5081 | 82527.5081 | 76078.172 | 74054.7081 | 74054.7081
NEM | Hydro | 408726.67 | 408726.67 | 409846.4691 | 408726.67 | 408726.67 | 408726.67 | 409846.4691 | 408726.67 | 408726.67 | 408726.67 | 430022.7957 | 428847.87 | 428847.87 | 428847.87 | 430022.7957 | 428847.87 | 423734.718 | 423734.718 | 424895.635 | 423734.718 | 423734.718
NEM | Dispatchable Storage | 50293.5 | 50467.482 | 50605.7491 | 62915.5732 | 87709.722 | 87709.722 | 87950.0226 | 87709.722 | 87709.722 | 87465.822 | 87705.4544 | 87465.822 | 97551.8562 | 102838.6713 | 134968.9929 | 139526.1739 | 144202.5594 | 160363.1155 | 160802.4665 | 173229.6549 | 189216.0006
NEM | Wind | 412630.0856 | 455166.546 | 460795.0052 | 464233.0628 | 491235.8412 | 524342.6057 | 551254.8329 | 624309.8275 | 658449.135 | 656874.1585 | 666359.0505 | 691613.1288 | 694659.5398 | 698244.1201 | 867026.8491 | 912381.0859 | 1084065.9236 | 1056161.5436 | 1049675.7073 | 1029783.7386 | 1027570.6326
NEM | Solar | 134511.1742 | 147596.0807 | 148000.4535 | 149136.4307 | 151572.1923 | 160422.3764 | 182634.8746 | 184553.4882 | 189953.3326 | 192461.9026 | 192989.1955 | 278325.5204 | 282256.7545 | 282256.7545 | 336585.505 | 335665.8725 | 351889.1954 | 347964.8624 | 359625.7977 | 387241.6071 | 387241.6071
Total |  | 3663362.9786 | 3462936.288 | 2837192.0463 | 4532028.3119 | 3435721.1777 | 3557682.5511 | 3843888.612 | 3026470.678 | 2940889.83 | 3526625.3781 | 3648486.4832 | 3304523.7613 | 2758376.1416 | 2765477.3271 | 2745390.9703 | 3194633.2169 | 3714324.8049 | 2856705.3206 | 2833644.79 | 3493135.0014 | 2862301.1615
Region | Technology | 2022 | 2023 | 2024 | 2025 | 2026 | 2027 | 2028 | 2029 | 2030 | 2031 | 2032 | 2033 | 2034 | 2035 | 2036 | 2037 | 2038 | 2039 | 2040 | 2041 | 2042
NSW | Black Coal | 1047997.716 | 526176.75 | 447676.1589 | 1490320.2566 | 446453 | 446453 | 447676.1589 | 446453 | 375107 | 375107 | 880397.4132 | 219443 | 219443 | 219443 | 71541.4685 | 71346 | 71346 | 71346 | 71541.4685 | 71346 | 71346
NSW | Brown Coal | 0 | 0 | 0 | 0 | 0 | 0 | 0 | 0 | 0 | 0 | 0 | 0 | 0 | 0 | 0 | 0 | 0 | 0 | 0 | 0 | 0
NSW | CCGT | 4694.8 | 4694.8 | 4707.6625 | 4694.8 | 4694.8 | 4694.8 | 4707.6625 | 4694.8 | 4694.8 | 4694.8 | 4707.6625 | 4694.8 | 4694.8 | 4694.8 | 4707.6625 | 4694.8 | 4694.8 | 4694.8 | 4707.6625 | 4694.8 | 4694.8
NSW | Peaking Gas+Liquids | 23071.8361 | 23071.8361 | 23135.0466 | 23071.8361 | 23071.8361 | 23071.8361 | 23135.0466 | 23071.8361 | 23071.8361 | 23071.8361 | 23135.0466 | 23071.8361 | 23071.8361 | 23071.8361 | 22376.474 | 22315.3361 | 22315.3361 | 22315.3361 | 22376.474 | 22315.3361 | 22315.3361
NSW | Hydro | 135226.3 | 135226.3 | 135596.783 | 135226.3 | 135226.3 | 135226.3 | 135596.783 | 135226.3 | 135226.3 | 135226.3 | 135596.783 | 135226.3 | 135226.3 | 135226.3 | 135596.783 | 135226.3 | 135226.3 | 135226.3 | 135596.783 | 135226.3 | 135226.3
NSW | Dispatchable Storage | 14203.2 | 14203.2 | 14242.1129 | 26651.2912 | 51445.44 | 51445.44 | 51586.3864 | 51445.44 | 51445.44 | 51445.44 | 51586.3864 | 51445.44 | 57876.5743 | 62115.8126 | 78387.1517 | 78946.6523 | 79650.0239 | 84941.3995 | 85174.1156 | 94375.9874 | 94375.9874
NSW | Wind | 75120.0572 | 84505.7581 | 84737.2807 | 84505.7581 | 84505.7581 | 84505.7581 | 84737.2807 | 84505.7581 | 84505.7581 | 84505.7581 | 84737.2807 | 106086.8924 | 115014.8524 | 115014.8524 | 214942.726 | 212224.8208 | 254406.1394 | 253031.5394 | 253724.7764 | 240977.4094 | 238764.3034
NSW | Solar | 47972.3469 | 54621.5244 | 54771.1724 | 54621.5244 | 54621.5244 | 54621.5244 | 54771.1724 | 54621.5244 | 54621.5244 | 54621.5244 | 54771.1724 | 110124.9112 | 114056.1452 | 114056.1452 | 156781.9393 | 156353.5734 | 173882.3963 | 169958.0633 | 178012.6276 | 206124.6478 | 206124.6478
Total |  | 1348286.2562 | 842500.1686 | 764866.217 | 1819091.7664 | 800018.6586 | 800018.6586 | 802210.4905 | 800018.6586 | 728672.6586 | 728672.6586 | 1234931.7448 | 650093.1797 | 669383.5081 | 673622.7464 | 684334.205 | 681107.4826 | 741520.9957 | 741513.4382 | 751133.9076 | 775060.4807 | 772847.3747
Region | Technology | 2022 | 2023 | 2024 | 2025 | 2026 | 2027 | 2028 | 2029 | 2030 | 2031 | 2032 | 2033 | 2034 | 2035 | 2036 | 2037 | 2038 | 2039 | 2040 | 2041 | 2042
QLD | Black Coal | 722654.5478 | 995431.5389 | 440413.6159 | 1079245.6982 | 972573.1319 | 610648.3531 | 440413.6159 | 401375.3 | 401375.3 | 1045982.3797 | 686695.7657 | 957596.5389 | 401375.3 | 401375.3 | 311422.1803 | 272736.3 | 210578.8 | 210578.8 | 211155.7282 | 855185.8797 | 210578.8
QLD | Brown Coal | 0 | 0 | 0 | 0 | 0 | 0 | 0 | 0 | 0 | 0 | 0 | 0 | 0 | 0 | 0 | 0 | 0 | 0 | 0 | 0 | 0
QLD | CCGT | 17038.923 | 17038.923 | 17085.605 | 17038.923 | 17038.923 | 17038.923 | 17085.605 | 12930.973 | 12930.973 | 12930.973 | 12966.4003 | 12930.973 | 12930.973 | 12930.973 | 12966.4003 | 12930.973 | 12930.973 | 12930.973 | 11432.1303 | 11400.895 | 11400.895
QLD | Peaking Gas+Liquids | 28890.735 | 28890.735 | 28969.8877 | 28890.735 | 28890.735 | 28890.735 | 28969.8877 | 28890.735 | 28890.735 | 28890.735 | 28969.8877 | 28890.735 | 24472.775 | 22702.565 | 22764.7638 | 22702.565 | 22702.565 | 22702.565 | 22764.7638 | 22702.565 | 22702.565
QLD | Hydro | 9019.032 | 9019.032 | 9043.7417 | 9019.032 | 9019.032 | 9019.032 | 9043.7417 | 9019.032 | 9019.032 | 9019.032 | 9043.7417 | 9019.032 | 9019.032 | 9019.032 | 9043.7417 | 9019.032 | 3905.88 | 3905.88 | 3916.581 | 3905.88 | 3905.88
QLD | Dispatchable Storage | 33732.6 | 33906.582 | 33999.4767 | 33906.582 | 33906.582 | 33906.582 | 33999.4767 | 33906.582 | 33906.582 | 33906.582 | 33999.4767 | 33906.582 | 38008.6318 | 39422.0587 | 52371.9704 | 53060.7457 | 53060.7457 | 63929.9263 | 64105.0767 | 66117.1244 | 66117.1244
QLD | Wind | 31002.1786 | 50577.8286 | 50716.398 | 50577.8286 | 64279.2425 | 74068.6086 | 76038.1716 | 126653.1676 | 142873.8157 | 142873.8157 | 143265.2508 | 142873.8157 | 142873.8157 | 142873.8157 | 197739.7195 | 256502.1933 | 322387.2434 | 322387.2434 | 330997.8979 | 330093.532 | 330093.532
QLD | Solar | 51485.1863 | 57920.9153 | 58079.6027 | 57920.9153 | 57920.9153 | 64306.5393 | 83814.3577 | 83585.3567 | 86567.5852 | 86567.5852 | 86804.7566 | 86567.5852 | 86567.5852 | 86567.5852 | 97575.3895 | 97308.79 | 96003.29 | 96003.29 | 99384.9939 | 99113.4502 | 99113.4502
Total |  | 893823.2026 | 1192785.5548 | 638308.3277 | 1276599.7141 | 1183628.5616 | 837878.773 | 689364.8563 | 696361.1463 | 715564.0229 | 1360171.1025 | 1001745.2796 | 1271785.2618 | 715248.1127 | 714891.3296 | 703884.1654 | 724260.599 | 721569.4971 | 732438.6777 | 743757.1719 | 1388519.3263 | 743912.2467
Region | Technology | 2022 | 2023 | 2024 | 2025 | 2026 | 2027 | 2028 | 2029 | 2030 | 2031 | 2032 | 2033 | 2034 | 2035 | 2036 | 2037 | 2038 | 2039 | 2040 | 2041 | 2042
VIC | Black Coal | 0 | 0 | 0 | 0 | 0 | 0 | 0 | 0 | 0 | 0 | 0 | 0 | 0 | 0 | 0 | 0 | 0 | 0 | 0 | 0 | 0
VIC | Brown Coal | 685241 | 685241 | 687118.3726 | 685241 | 685241 | 1127170.2035 | 1531376.416 | 685241 | 631467 | 577693 | 521502.8712 | 462463 | 462463 | 462463 | 463730.0219 | 904392.2035 | 1304414.3274 | 462463 | 463730.0219 | 462463 | 462463
VIC | CCGT | 23940 | 23940 | 24005.589 | 23940 | 23940 | 23940 | 24005.589 | 23940 | 23940 | 23940 | 24005.589 | 23940 | 23940 | 23940 | 24005.589 | 23940 | 23940 | 23940 | 0 | 0 | 0
VIC | Peaking Gas+Liquids | 28747 | 28747 | 28825.7589 | 28747 | 28747 | 28747 | 28825.7589 | 28747 | 28747 | 28747 | 28825.7589 | 28747 | 26174.9 | 26174.9 | 26246.6121 | 26174.9 | 26174.9 | 26174.9 | 19571.1732 | 19517.7 | 19517.7
VIC | Hydro | 130551.08 | 130551.08 | 130908.7542 | 130551.08 | 130551.08 | 130551.08 | 130908.7542 | 130551.08 | 130551.08 | 130551.08 | 130908.7542 | 130551.08 | 130551.08 | 130551.08 | 130908.7542 | 130551.08 | 130551.08 | 130551.08 | 130908.7542 | 130551.08 | 130551.08
VIC | Dispatchable Storage | 609.75 | 609.75 | 611.4205 | 609.75 | 609.75 | 609.75 | 611.4205 | 609.75 | 609.75 | 609.75 | 611.4205 | 609.75 | 162.6 | 0 | 0 | 0 | 0 | 0 | 0 | 0 | 7538.2402
VIC | Wind | 182213.7686 | 195788.8781 | 196325.286 | 195788.8781 | 204072.6346 | 222162.7306 | 240911.0535 | 258156.3136 | 276103.7086 | 276103.7086 | 276860.1571 | 276103.7086 | 273698.1586 | 273698.1586 | 274448.0166 | 273698.1586 | 270619.0546 | 251374.6546 | 243241.8097 | 229367.3086 | 229367.3086
VIC | Solar | 25184.0611 | 25184.0611 | 25253.0585 | 26724.4111 | 29160.1727 | 31624.7327 | 34152.7245 | 36477.0271 | 38894.6431 | 38894.6431 | 39001.2037 | 38894.6431 | 38894.6431 | 38894.6431 | 39001.2037 | 38894.6431 | 38894.6431 | 38894.6431 | 39001.2037 | 38894.6431 | 38894.6431
Total |  | 1076486.6597 | 1090061.7692 | 1093048.2398 | 1091602.1192 | 1102321.6373 | 1564805.4968 | 1990791.7167 | 1163722.1707 | 1130313.1817 | 1076539.1817 | 1021715.7548 | 961309.1817 | 955884.3817 | 955721.7817 | 958340.1975 | 1397650.9852 | 1794594.0051 | 933398.2777 | 896452.9627 | 880793.7317 | 888331.9718
Region | Technology | 2022 | 2023 | 2024 | 2025 | 2026 | 2027 | 2028 | 2029 | 2030 | 2031 | 2032 | 2033 | 2034 | 2035 | 2036 | 2037 | 2038 | 2039 | 2040 | 2041 | 2042
SA | Black Coal | 0 | 0 | 0 | 0 | 0 | 0 | 0 | 0 | 0 | 0 | 0 | 0 | 0 | 0 | 0 | 0 | 0 | 0 | 0 | 0 | 0
SA | Brown Coal | 0 | 0 | 0 | 0 | 0 | 0 | 0 | 0 | 0 | 0 | 0 | 0 | 0 | 0 | 0 | 0 | 0 | 0 | 0 | 0 | 0
SA | CCGT | 53047.0947 | 45869.03 | 44068.8367 | 43948.43 | 43948.43 | 43948.43 | 44068.8367 | 43948.43 | 43948.43 | 43948.43 | 44068.8367 | 43948.43 | 43948.43 | 43948.43 | 5659.8942 | 5644.43 | 0 | 0 | 0 | 0 | 0
SA | Peaking Gas+Liquids | 19184.7562 | 19184.7562 | 19237.3172 | 19184.7562 | 19184.7562 | 19184.7562 | 19237.3172 | 19184.7562 | 19184.7562 | 13397.5312 | 13434.2368 | 9851.967 | 9851.967 | 9851.967 | 8665.2426 | 8641.567 | 8641.567 | 8641.567 | 8665.2426 | 8641.567 | 8641.567
SA | Hydro | 0 | 0 | 0 | 0 | 0 | 0 | 0 | 0 | 0 | 0 | 0 | 0 | 0 | 0 | 0 | 0 | 0 | 0 | 0 | 0 | 0
SA | Dispatchable Storage | 1747.95 | 1747.95 | 1752.7389 | 1747.95 | 1747.95 | 1747.95 | 1752.7389 | 1747.95 | 1747.95 | 1504.05 | 1508.1707 | 1504.05 | 1504.05 | 1300.8 | 4209.8708 | 7456.9192 | 11429.9331 | 11429.9331 | 11461.248 | 11429.9331 | 19878.0387
SA | Wind | 98041.5122 | 98041.5122 | 98310.1191 | 98041.5122 | 98041.5122 | 98041.5122 | 98310.1191 | 98041.5122 | 93883.3472 | 91775.6272 | 92027.0673 | 93253.8632 | 82889.3792 | 82889.3792 | 83842.0795 | 74164.0492 | 115806.4145 | 108521.0345 | 100533.0638 | 108498.417 | 108498.417
SA | Solar | 9869.58 | 9869.58 | 9896.6199 | 9869.58 | 9869.58 | 9869.58 | 9896.6199 | 9869.58 | 9869.58 | 9869.58 | 9896.6199 | 40229.811 | 40229.811 | 40229.811 | 40711.5297 | 40600.296 | 40600.296 | 40600.296 | 40711.5297 | 40600.296 | 40600.296
Total |  | 181890.8931 | 174712.8284 | 173265.6318 | 172792.2284 | 172792.2284 | 172792.2284 | 173265.6318 | 172792.2284 | 168634.0634 | 160495.2184 | 160934.9314 | 188788.1212 | 178423.6372 | 178220.3872 | 143088.6168 | 136507.2614 | 176478.2106 | 169192.8306 | 161371.084 | 169170.2131 | 177618.3187
Region | Technology | 2022 | 2023 | 2024 | 2025 | 2026 | 2027 | 2028 | 2029 | 2030 | 2031 | 2032 | 2033 | 2034 | 2035 | 2036 | 2037 | 2038 | 2039 | 2040 | 2041 | 2042
TAS | Black Coal | 0 | 0 | 0 | 0 | 0 | 0 | 0 | 0 | 0 | 0 | 0 | 0 | 0 | 0 | 0 | 0 | 0 | 0 | 0 | 0 | 0
TAS | Brown Coal | 0 | 0 | 0 | 0 | 0 | 0 | 0 | 0 | 0 | 0 | 0 | 0 | 0 | 0 | 0 | 0 | 0 | 0 | 0 | 0 | 0
TAS | CCGT | 0 | 0 | 0 | 0 | 0 | 0 | 0 | 0 | 0 | 0 | 0 | 0 | 0 | 0 | 0 | 0 | 0 | 0 | 0 | 0 | 0
TAS | Peaking Gas+Liquids | 2693.14 | 2693.14 | 2700.5185 | 2693.14 | 2693.14 | 2693.14 | 2700.5185 | 2693.14 | 2693.14 | 2693.14 | 2700.5185 | 2693.14 | 2693.14 | 2693.14 | 2700.5185 | 2693.14 | 2693.14 | 2693.14 | 2700.5185 | 877.54 | 877.54
TAS | Hydro | 133930.258 | 133930.258 | 134297.1902 | 133930.258 | 133930.258 | 133930.258 | 134297.1902 | 133930.258 | 133930.258 | 133930.258 | 154473.5168 | 154051.458 | 154051.458 | 154051.458 | 154473.5168 | 154051.458 | 154051.458 | 154051.458 | 154473.5168 | 154051.458 | 154051.458
TAS | VPP Battery | 0 | 0 | 0 | 0 | 0 | 0 | 0 | 0 | 0 | 0 | 0 | 0 | 0 | 0 | 0 | 61.8567 | 61.8567 | 61.8567 | 62.0262 | 1306.6099 | 1306.6099
TAS | Wind | 26252.569 | 26252.569 | 30705.9214 | 35319.0858 | 40336.6939 | 45563.9962 | 51258.208 | 56953.076 | 61082.5055 | 61615.2489 | 69469.2946 | 73294.8489 | 80183.3339 | 83767.9142 | 96054.3075 | 95791.864 | 120847.0717 | 120847.0717 | 121178.1596 | 120847.0717 | 120847.0717
TAS | Solar | 0 | 0 | 0 | 0 | 0 | 0 | 0 | 0 | 0 | 2508.57 | 2515.4428 | 2508.57 | 2508.57 | 2508.57 | 2515.4428 | 2508.57 | 2508.57 | 2508.57 | 2515.4428 | 2508.57 | 2508.57
Total |  | 162875.967 | 162875.967 | 167703.6301 | 171942.4838 | 176960.0919 | 182187.3942 | 188255.9166 | 193576.474 | 197705.9035 | 200747.2169 | 229158.7727 | 232548.0169 | 239436.5019 | 243021.0822 | 255743.7855 | 255106.8887 | 280162.0964 | 280162.0964 | 280929.6638 | 279591.2496 | 279591.2496

## FuelCost_1
Fuel cost by technology ($000s) - Central with TRET (Counterfactual)
Real June 2019 dollars. Years are financial year ending. Some rounding errors may be present.
Region | Technology | 2022 | 2023 | 2024 | 2025 | 2026 | 2027 | 2028 | 2029 | 2030 | 2031 | 2032 | 2033 | 2034 | 2035 | 2036 | 2037 | 2038 | 2039 | 2040 | 2041 | 2042
NEM | Black Coal | 1963956.3478 | 1932726.564 | 2067079.6829 | 1991277.1888 | 1962294.4962 | 1905437.2937 | 2063574.2514 | 1924734.7998 | 1878621.1511 | 2045158.0273 | 2089448.3967 | 1610786.7646 | 1640355.8478 | 1668561.0392 | 1047091.9127 | 972634.7664 | 833458.5704 | 833665.3822 | 829510.8925 | 828079.3167 | 828774.1529
NEM | Brown Coal | 260896.3273 | 271690.5879 | 270368.6742 | 262009.196 | 246265.5737 | 235241.2609 | 253365.3395 | 229231.9236 | 211626.6466 | 208575.8597 | 175599.2459 | 165278.3874 | 164161.5453 | 158501.1519 | 156727.8789 | 161239.6231 | 170776.0701 | 165396.5217 | 167429.8145 | 177789.4616 | 164646.9677
NEM | CCGT | 237815.0818 | 246248.706 | 236615.3779 | 237557.9412 | 233044.8944 | 235711.5877 | 250560.8176 | 258862.3909 | 255965.818 | 274338.7458 | 255537.36 | 1017258.4403 | 957949.6373 | 881413.9591 | 774179.268 | 844121.078 | 1063529.2203 | 1092209.6422 | 824867.2256 | 817167.0307 | 820945.8336
NEM | Peaking Gas+Liquids | 10454.7946 | 8599.6137 | 14182.5054 | 17164.874 | 18892.2644 | 14057.5426 | 16048.053 | 21037.3855 | 29934.7725 | 29201.7001 | 29891.0247 | 925689.2944 | 943106.1421 | 872107.3787 | 1435931.2947 | 1596965.3508 | 3110950.4214 | 2615320.1981 | 3163498.4646 | 3731517.9359 | 3668463.1623
NEM | Hydro | 0 | 0 | 0 | 0 | 0 | 0 | 0 | 0 | 0 | 0 | 0 | 0 | 0 | 0 | 0 | 0 | 0 | 0 | 0 | 0 | 0
NEM | Dispatchable Storage | 0 | 0 | 0 | 0 | 0 | 0 | 0 | 0 | 0 | 0 | 0 | 0 | 0 | 0 | 0 | 0 | 0 | 0 | 0 | 0 | 0
NEM | Wind | 0 | 0 | 0 | 0 | 0 | 0 | 0 | 0 | 0 | 0 | 0 | 0 | 0 | 0 | 0 | 0 | 0 | 0 | 0 | 0 | 0
NEM | Solar | 0 | 0 | 0 | 0 | 0 | 0 | 0 | 0 | 0 | 0 | 0 | 0 | 0 | 0 | 0 | 0 | 0 | 0 | 0 | 0 | 0
Total |  | 2473122.5515 | 2459265.4715 | 2588246.2404 | 2508009.1999 | 2460497.2287 | 2390447.6849 | 2583548.4615 | 2433866.4999 | 2376148.3883 | 2557274.333 | 2550476.0273 | 3719012.8868 | 3705573.1725 | 3580583.5288 | 3413930.3542 | 3574960.8184 | 5178714.2822 | 4706591.7443 | 4985306.3972 | 5554553.7448 | 5482830.1165
Region | Technology | 2022 | 2023 | 2024 | 2025 | 2026 | 2027 | 2028 | 2029 | 2030 | 2031 | 2032 | 2033 | 2034 | 2035 | 2036 | 2037 | 2038 | 2039 | 2040 | 2041 | 2042
NSW | Black Coal | 984176.9685 | 989101.5812 | 1040096.4147 | 971967.0056 | 966413.7944 | 936436.982 | 1133683.5395 | 1085372.0469 | 1043887.7889 | 1205457.8982 | 1235146.2587 | 746452.6133 | 754861.6175 | 767379.3406 | 285699.0353 | 288931.3726 | 289733.9598 | 286523.6112 | 284089.4633 | 282510.6754 | 282510.6754
NSW | Brown Coal | 0 | 0 | 0 | 0 | 0 | 0 | 0 | 0 | 0 | 0 | 0 | 0 | 0 | 0 | 0 | 0 | 0 | 0 | 0 | 0 | 0
NSW | CCGT | 2238.7848 | 2370.9647 | 7237.1704 | 4743.5191 | 5007.3242 | 5264.458 | 5386.0373 | 5568.7461 | 5717.7034 | 5937.7686 | 6151.3877 | 300211.9062 | 298258.2571 | 295870.6416 | 273449.7604 | 276749.5118 | 291202.9235 | 288994.8724 | 293641.2753 | 292843.7126 | 293030.2254
NSW | Peaking Gas+Liquids | 1417.1327 | 289.7196 | 2181.2871 | 3163.4102 | 3198.3178 | 2826.9653 | 2832.5317 | 4013.1996 | 12563.277 | 7621.5644 | 11180.189 | 799997.4645 | 838823.2668 | 762270.9033 | 1281294.598 | 1398640.783 | 2227498.4933 | 1860303.8667 | 2227096.5407 | 2473662.6409 | 2623878.2461
NSW | Hydro | 0 | 0 | 0 | 0 | 0 | 0 | 0 | 0 | 0 | 0 | 0 | 0 | 0 | 0 | 0 | 0 | 0 | 0 | 0 | 0 | 0
NSW | Dispatchable Storage | 0 | 0 | 0 | 0 | 0 | 0 | 0 | 0 | 0 | 0 | 0 | 0 | 0 | 0 | 0 | 0 | 0 | 0 | 0 | 0 | 0
NSW | Wind | 0 | 0 | 0 | 0 | 0 | 0 | 0 | 0 | 0 | 0 | 0 | 0 | 0 | 0 | 0 | 0 | 0 | 0 | 0 | 0 | 0
NSW | Solar | 0 | 0 | 0 | 0 | 0 | 0 | 0 | 0 | 0 | 0 | 0 | 0 | 0 | 0 | 0 | 0 | 0 | 0 | 0 | 0 | 0
Total |  | 987832.886 | 991762.2654 | 1049514.8722 | 979873.9349 | 974619.4365 | 944528.4053 | 1141902.1084 | 1094953.9926 | 1062168.7693 | 1219017.2312 | 1252477.8354 | 1846661.984 | 1891943.1414 | 1825520.8856 | 1840443.3937 | 1964321.6674 | 2808435.3765 | 2435822.3502 | 2804827.2792 | 3049017.029 | 3199419.1469
Region | Technology | 2022 | 2023 | 2024 | 2025 | 2026 | 2027 | 2028 | 2029 | 2030 | 2031 | 2032 | 2033 | 2034 | 2035 | 2036 | 2037 | 2038 | 2039 | 2040 | 2041 | 2042
QLD | Black Coal | 979779.3793 | 943624.9828 | 1026983.2682 | 1019310.1832 | 995880.7018 | 969000.3116 | 929890.7119 | 839362.7529 | 834733.3622 | 839700.1291 | 854302.1379 | 864334.1513 | 885494.2303 | 901181.6986 | 761392.8773 | 683703.3938 | 543724.6107 | 547141.7711 | 545421.4292 | 545568.6412 | 546263.4775
QLD | Brown Coal | 0 | 0 | 0 | 0 | 0 | 0 | 0 | 0 | 0 | 0 | 0 | 0 | 0 | 0 | 0 | 0 | 0 | 0 | 0 | 0 | 0
QLD | CCGT | 79796.9723 | 80105.8094 | 90807.804 | 86426.8167 | 86858.8458 | 87279.9495 | 87694.5603 | 83857.3306 | 83993.4088 | 84194.4467 | 84605.4043 | 155975.29 | 149098.0468 | 142096.6905 | 244188.0871 | 330065.9602 | 563331.5853 | 601645.6589 | 531225.9503 | 524323.318 | 527915.6082
QLD | Peaking Gas+Liquids | 284.8684 | 66.9975 | 419.4318 | 1894.2018 | 1273.0591 | 143.8846 | 29.2243 | 2173.9417 | 1209.6461 | 3036.208 | 528.5544 | 27247.3662 | 16880.0029 | 16561.2586 | 43065.0268 | 83162.8572 | 351018.4111 | 453871.5815 | 477568.3708 | 478714.8938 | 528953.2852
QLD | Hydro | 0 | 0 | 0 | 0 | 0 | 0 | 0 | 0 | 0 | 0 | 0 | 0 | 0 | 0 | 0 | 0 | 0 | 0 | 0 | 0 | 0
QLD | Dispatchable Storage | 0 | 0 | 0 | 0 | 0 | 0 | 0 | 0 | 0 | 0 | 0 | 0 | 0 | 0 | 0 | 0 | 0 | 0 | 0 | 0 | 0
QLD | Wind | 0 | 0 | 0 | 0 | 0 | 0 | 0 | 0 | 0 | 0 | 0 | 0 | 0 | 0 | 0 | 0 | 0 | 0 | 0 | 0 | 0
QLD | Solar | 0 | 0 | 0 | 0 | 0 | 0 | 0 | 0 | 0 | 0 | 0 | 0 | 0 | 0 | 0 | 0 | 0 | 0 | 0 | 0 | 0
Total |  | 1059861.22 | 1023797.7896 | 1118210.504 | 1107631.2017 | 1084012.6067 | 1056424.1458 | 1017614.4965 | 925394.0252 | 919936.4171 | 926930.7838 | 939436.0966 | 1047556.8076 | 1051472.28 | 1059839.6476 | 1048645.9912 | 1096932.2112 | 1458074.6071 | 1602659.0115 | 1554215.7503 | 1548606.8531 | 1603132.3709
Region | Technology | 2022 | 2023 | 2024 | 2025 | 2026 | 2027 | 2028 | 2029 | 2030 | 2031 | 2032 | 2033 | 2034 | 2035 | 2036 | 2037 | 2038 | 2039 | 2040 | 2041 | 2042
VIC | Black Coal | 0 | 0 | 0 | 0 | 0 | 0 | 0 | 0 | 0 | 0 | 0 | 0 | 0 | 0 | 0 | 0 | 0 | 0 | 0 | 0 | 0
VIC | Brown Coal | 260896.3273 | 271690.5879 | 270368.6742 | 262009.196 | 246265.5737 | 235241.2609 | 253365.3395 | 229231.9236 | 211626.6466 | 208575.8597 | 175599.2459 | 165278.3874 | 164161.5453 | 158501.1519 | 156727.8789 | 161239.6231 | 170776.0701 | 165396.5217 | 167429.8145 | 177789.4616 | 164646.9677
VIC | CCGT | 3033.038 | 1493.8373 | 1413.053 | 1792.6226 | 2109.6542 | 1173.4415 | 1281.4151 | 1124.3971 | 1884.5745 | 4432.6742 | 5183.4126 | 179823.4897 | 163240.7974 | 109633.4149 | 87898.9674 | 58478.7805 | 208994.7115 | 201569.1109 | 0 | 0 | 0
VIC | Peaking Gas+Liquids | 3254.5903 | 1728.9306 | 1152.7458 | 878.7118 | 2738.6857 | 909.0262 | 1058.7802 | 1506.5118 | 2701.4848 | 3312.3184 | 5294.6502 | 19336.4323 | 12207.6756 | 22702.8653 | 28298.4403 | 30126.9304 | 247767.3802 | 71922.1794 | 227590.0355 | 418731.8945 | 266622.7452
VIC | Hydro | 0 | 0 | 0 | 0 | 0 | 0 | 0 | 0 | 0 | 0 | 0 | 0 | 0 | 0 | 0 | 0 | 0 | 0 | 0 | 0 | 0
VIC | Dispatchable Storage | 0 | 0 | 0 | 0 | 0 | 0 | 0 | 0 | 0 | 0 | 0 | 0 | 0 | 0 | 0 | 0 | 0 | 0 | 0 | 0 | 0
VIC | Wind | 0 | 0 | 0 | 0 | 0 | 0 | 0 | 0 | 0 | 0 | 0 | 0 | 0 | 0 | 0 | 0 | 0 | 0 | 0 | 0 | 0
VIC | Solar | 0 | 0 | 0 | 0 | 0 | 0 | 0 | 0 | 0 | 0 | 0 | 0 | 0 | 0 | 0 | 0 | 0 | 0 | 0 | 0 | 0
Total |  | 267183.9556 | 274913.3558 | 272934.473 | 264680.5304 | 251113.9135 | 237323.7286 | 255705.5348 | 231862.8325 | 216212.7059 | 216320.8523 | 186077.3087 | 364438.3094 | 339610.0184 | 290837.432 | 272925.2866 | 249845.3341 | 627538.1618 | 438887.8121 | 395019.85 | 596521.3561 | 431269.7129
Region | Technology | 2022 | 2023 | 2024 | 2025 | 2026 | 2027 | 2028 | 2029 | 2030 | 2031 | 2032 | 2033 | 2034 | 2035 | 2036 | 2037 | 2038 | 2039 | 2040 | 2041 | 2042
SA | Black Coal | 0 | 0 | 0 | 0 | 0 | 0 | 0 | 0 | 0 | 0 | 0 | 0 | 0 | 0 | 0 | 0 | 0 | 0 | 0 | 0 | 0
SA | Brown Coal | 0 | 0 | 0 | 0 | 0 | 0 | 0 | 0 | 0 | 0 | 0 | 0 | 0 | 0 | 0 | 0 | 0 | 0 | 0 | 0 | 0
SA | CCGT | 152746.2867 | 162278.0946 | 137157.3504 | 144594.9828 | 139069.0703 | 141993.7387 | 156198.8049 | 168311.917 | 164370.1313 | 179773.8563 | 159597.1554 | 381247.7544 | 347352.536 | 333813.2121 | 168642.4531 | 178826.8255 | 0 | 0 | 0 | 0 | 0
SA | Peaking Gas+Liquids | 5498.2032 | 6513.966 | 10429.0407 | 11228.5501 | 11682.2018 | 10177.6665 | 12127.5168 | 13343.7325 | 13460.3646 | 15231.6093 | 12887.6311 | 79108.0314 | 75195.1968 | 70572.3516 | 83273.2295 | 85034.7802 | 284666.1369 | 229222.5705 | 231243.5177 | 360408.5067 | 249008.8858
SA | Hydro | 0 | 0 | 0 | 0 | 0 | 0 | 0 | 0 | 0 | 0 | 0 | 0 | 0 | 0 | 0 | 0 | 0 | 0 | 0 | 0 | 0
SA | Dispatchable Storage | 0 | 0 | 0 | 0 | 0 | 0 | 0 | 0 | 0 | 0 | 0 | 0 | 0 | 0 | 0 | 0 | 0 | 0 | 0 | 0 | 0
SA | Wind | 0 | 0 | 0 | 0 | 0 | 0 | 0 | 0 | 0 | 0 | 0 | 0 | 0 | 0 | 0 | 0 | 0 | 0 | 0 | 0 | 0
SA | Solar | 0 | 0 | 0 | 0 | 0 | 0 | 0 | 0 | 0 | 0 | 0 | 0 | 0 | 0 | 0 | 0 | 0 | 0 | 0 | 0 | 0
Total |  | 158244.4899 | 168792.0607 | 147586.3911 | 155823.5329 | 150751.2721 | 152171.4052 | 168326.3217 | 181655.6495 | 177830.496 | 195005.4656 | 172484.7865 | 460355.7858 | 422547.7328 | 404385.5636 | 251915.6827 | 263861.6058 | 284666.1369 | 229222.5705 | 231243.5177 | 360408.5067 | 249008.8858
Region | Technology | 2022 | 2023 | 2024 | 2025 | 2026 | 2027 | 2028 | 2029 | 2030 | 2031 | 2032 | 2033 | 2034 | 2035 | 2036 | 2037 | 2038 | 2039 | 2040 | 2041 | 2042
TAS | Black Coal | 0 | 0 | 0 | 0 | 0 | 0 | 0 | 0 | 0 | 0 | 0 | 0 | 0 | 0 | 0 | 0 | 0 | 0 | 0 | 0 | 0
TAS | Brown Coal | 0 | 0 | 0 | 0 | 0 | 0 | 0 | 0 | 0 | 0 | 0 | 0 | 0 | 0 | 0 | 0 | 0 | 0 | 0 | 0 | 0
TAS | CCGT | 0 | 0 | 0 | 0 | 0 | 0 | 0 | 0 | 0 | 0 | 0 | 0 | 0 | 0 | 0 | 0 | 0 | 0 | 0 | 0 | 0
TAS | Peaking Gas+Liquids | 0 | 0 | 0 | 0 | 0 | 0 | 0 | 0 | 0 | 0 | 0 | 0 | 0 | 0 | 0 | 0 | 0 | 0 | 0 | 0 | 0
TAS | Hydro | 0 | 0 | 0 | 0 | 0 | 0 | 0 | 0 | 0 | 0 | 0 | 0 | 0 | 0 | 0 | 0 | 0 | 0 | 0 | 0 | 0
TAS | VPP Battery | 0 | 0 | 0 | 0 | 0 | 0 | 0 | 0 | 0 | 0 | 0 | 0 | 0 | 0 | 0 | 0 | 0 | 0 | 0 | 0 | 0
TAS | Wind | 0 | 0 | 0 | 0 | 0 | 0 | 0 | 0 | 0 | 0 | 0 | 0 | 0 | 0 | 0 | 0 | 0 | 0 | 0 | 0 | 0
TAS | Solar | 0 | 0 | 0 | 0 | 0 | 0 | 0 | 0 | 0 | 0 | 0 | 0 | 0 | 0 | 0 | 0 | 0 | 0 | 0 | 0 | 0
Total |  | 0 | 0 | 0 | 0 | 0 | 0 | 0 | 0 | 0 | 0 | 0 | 0 | 0 | 0 | 0 | 0 | 0 | 0 | 0 | 0 | 0

## FuelCost_2
Fuel cost by technology ($000s) - Central with TRET (DP8)
Real June 2019 dollars. Years are financial year ending. Some rounding errors may be present.
Region | Technology | 2022 | 2023 | 2024 | 2025 | 2026 | 2027 | 2028 | 2029 | 2030 | 2031 | 2032 | 2033 | 2034 | 2035 | 2036 | 2037 | 2038 | 2039 | 2040 | 2041 | 2042
NEM | Black Coal | 1963956.3478 | 1923702.2404 | 2055526.6735 | 1968530.7276 | 1898242.4606 | 1837537.7509 | 1970566.4454 | 1743833.4121 | 1688641.9284 | 1915170.6337 | 1839378.4803 | 1642882.1437 | 1700494.4458 | 1667612.24 | 1043678.8598 | 933902.7187 | 745777.4331 | 759611.2665 | 768838.1112 | 751751.423 | 730928.3777
NEM | Brown Coal | 260896.4153 | 274837.5734 | 273530.7366 | 277405.2926 | 272571.6846 | 256572.7012 | 289636.9242 | 282029.9719 | 258737.8866 | 239022.4893 | 211010.8412 | 181868.0968 | 184831.8015 | 182562.3495 | 180203.3316 | 177848.3428 | 173048.0511 | 176794.4789 | 180025.8126 | 177403.983 | 176381.951
NEM | CCGT | 237815.0818 | 246250.9468 | 236669.6996 | 134451.3056 | 137746.7273 | 140093.1695 | 141218.1858 | 139371.1598 | 140915.282 | 143043.3823 | 146579.5201 | 219312.6136 | 179369.1796 | 145077.7766 | 243943.4765 | 179026.7456 | 467690.338 | 214303.1913 | 206203.4184 | 377155.782 | 166290.2635
NEM | Peaking Gas+Liquids | 10454.7946 | 8417.0058 | 13873.0703 | 6152.1815 | 3362.1659 | 1007.2294 | 194.0888 | 2959.1859 | 2674.9852 | 2286.7479 | 6743.6695 | 20427.8698 | 9705.5543 | 12270.7376 | 21313.9804 | 25422.8137 | 167731.9869 | 68349.8933 | 39351.2277 | 136585.9203 | 20938.321
NEM | Hydro | 0 | 0 | 0 | 0 | 0 | 0 | 0 | 0 | 0 | 0 | 0 | 0 | 0 | 0 | 0 | 0 | 0 | 0 | 0 | 0 | 0
NEM | Dispatchable Storage | 0 | 0 | 0 | 0 | 0 | 0 | 0 | 0 | 0 | 0 | 0 | 0 | 0 | 0 | 0 | 0 | 0 | 0 | 0 | 0 | 0
NEM | Wind | 0 | 0 | 0 | 0 | 0 | 0 | 0 | 0 | 0 | 0 | 0 | 0 | 0 | 0 | 0 | 0 | 0 | 0 | 0 | 0 | 0
NEM | Solar | 0 | 0 | 0 | 0 | 0 | 0 | 0 | 0 | 0 | 0 | 0 | 0 | 0 | 0 | 0 | 0 | 0 | 0 | 0 | 0 | 0
Total |  | 2473122.6394 | 2453207.7664 | 2579600.18 | 2386539.5072 | 2311923.0384 | 2235210.8509 | 2401615.6442 | 2168193.7298 | 2090970.0822 | 2299523.2531 | 2203712.511 | 2064490.7239 | 2074400.9812 | 2007523.1036 | 1489139.6482 | 1316200.6208 | 1554247.8091 | 1219058.83 | 1194418.57 | 1442897.1083 | 1094538.9132
Region | Technology | 2022 | 2023 | 2024 | 2025 | 2026 | 2027 | 2028 | 2029 | 2030 | 2031 | 2032 | 2033 | 2034 | 2035 | 2036 | 2037 | 2038 | 2039 | 2040 | 2041 | 2042
NSW | Black Coal | 984176.9683 | 986060.3213 | 1037217.7503 | 961292.6642 | 935720.424 | 900685.8728 | 1064019.5586 | 940146.3871 | 899662.2693 | 1101281.3159 | 1025856.0002 | 720340.904 | 745456.0455 | 719176.2282 | 277405.978 | 285090.7294 | 279062.4024 | 280039.3986 | 284089.4633 | 278743.7147 | 264498.035
NSW | Brown Coal | 0 | 0 | 0 | 0 | 0 | 0 | 0 | 0 | 0 | 0 | 0 | 0 | 0 | 0 | 0 | 0 | 0 | 0 | 0 | 0 | 0
NSW | CCGT | 2238.7848 | 2370.9647 | 7237.1704 | 4479.9903 | 4729.1395 | 4971.9881 | 5086.813 | 5259.3714 | 5400.0532 | 5607.8926 | 5809.6439 | 24615.3174 | 6235.6221 | 5665.1113 | 38223.5804 | 18801.4035 | 144000.0706 | 46234.1563 | 54242.3962 | 138272.1778 | 43981.0444
NSW | Peaking Gas+Liquids | 1417.1326 | 109.9657 | 1882.2225 | 2875.3194 | 10.6067 | 0 | 0 | 82.1774 | 1115.5181 | 381.9161 | 2454.8091 | 6198.6936 | 2722.5692 | 4202.5591 | 6201.5712 | 11405.6538 | 44630.4298 | 20523.2938 | 10169.6781 | 31106.8631 | 4244.9466
NSW | Hydro | 0 | 0 | 0 | 0 | 0 | 0 | 0 | 0 | 0 | 0 | 0 | 0 | 0 | 0 | 0 | 0 | 0 | 0 | 0 | 0 | 0
NSW | Dispatchable Storage | 0 | 0 | 0 | 0 | 0 | 0 | 0 | 0 | 0 | 0 | 0 | 0 | 0 | 0 | 0 | 0 | 0 | 0 | 0 | 0 | 0
NSW | Wind | 0 | 0 | 0 | 0 | 0 | 0 | 0 | 0 | 0 | 0 | 0 | 0 | 0 | 0 | 0 | 0 | 0 | 0 | 0 | 0 | 0
NSW | Solar | 0 | 0 | 0 | 0 | 0 | 0 | 0 | 0 | 0 | 0 | 0 | 0 | 0 | 0 | 0 | 0 | 0 | 0 | 0 | 0 | 0
Total |  | 987832.8858 | 988541.2516 | 1046337.1432 | 968647.9738 | 940460.1702 | 905657.861 | 1069106.3716 | 945487.9359 | 906177.8406 | 1107271.1246 | 1034120.4532 | 751154.915 | 754414.2368 | 729043.8986 | 321831.1296 | 315297.7867 | 467692.9028 | 346796.8486 | 348501.5376 | 448122.7555 | 312724.0261
Region | Technology | 2022 | 2023 | 2024 | 2025 | 2026 | 2027 | 2028 | 2029 | 2030 | 2031 | 2032 | 2033 | 2034 | 2035 | 2036 | 2037 | 2038 | 2039 | 2040 | 2041 | 2042
QLD | Black Coal | 979779.3795 | 937641.9191 | 1018308.9233 | 1007238.0634 | 962522.0366 | 936851.878 | 906546.8868 | 803687.0251 | 788979.6591 | 813889.3178 | 813522.4801 | 922541.2397 | 955038.4004 | 948436.0118 | 766272.8818 | 648811.9893 | 466715.0307 | 479571.8679 | 484748.6479 | 473007.7083 | 466430.3427
QLD | Brown Coal | 0 | 0 | 0 | 0 | 0 | 0 | 0 | 0 | 0 | 0 | 0 | 0 | 0 | 0 | 0 | 0 | 0 | 0 | 0 | 0 | 0
QLD | CCGT | 79796.9723 | 80105.8094 | 90807.804 | 88127.5797 | 88532.9231 | 88928.0159 | 89336.3024 | 85194.5486 | 85307.8539 | 85475.248 | 85859.5432 | 106647.4737 | 98316.8546 | 85698.76 | 124706.2479 | 115199.7092 | 281025.3078 | 156524.033 | 151961.0222 | 238883.6042 | 122309.2191
QLD | Peaking Gas+Liquids | 284.8684 | 66.9974 | 376.6336 | 1703.4777 | 253.9434 | 59.6091 | 15.0986 | 2067.3101 | 929.1445 | 1643.1883 | 226.8458 | 3224.1028 | 1749.5403 | 3019.9781 | 2931.5531 | 4627.8846 | 21661.4607 | 17981.1328 | 5565.7121 | 18224.15 | 2264.2209
QLD | Hydro | 0 | 0 | 0 | 0 | 0 | 0 | 0 | 0 | 0 | 0 | 0 | 0 | 0 | 0 | 0 | 0 | 0 | 0 | 0 | 0 | 0
QLD | Dispatchable Storage | 0 | 0 | 0 | 0 | 0 | 0 | 0 | 0 | 0 | 0 | 0 | 0 | 0 | 0 | 0 | 0 | 0 | 0 | 0 | 0 | 0
QLD | Wind | 0 | 0 | 0 | 0 | 0 | 0 | 0 | 0 | 0 | 0 | 0 | 0 | 0 | 0 | 0 | 0 | 0 | 0 | 0 | 0 | 0
QLD | Solar | 0 | 0 | 0 | 0 | 0 | 0 | 0 | 0 | 0 | 0 | 0 | 0 | 0 | 0 | 0 | 0 | 0 | 0 | 0 | 0 | 0
Total |  | 1059861.2202 | 1017814.726 | 1109493.3609 | 1097069.1208 | 1051308.9031 | 1025839.5031 | 995898.2878 | 890948.8838 | 875216.6575 | 901007.7541 | 899608.8692 | 1032412.8162 | 1055104.7953 | 1037154.7499 | 893910.6829 | 768639.583 | 769401.7993 | 654077.0337 | 642275.3822 | 730115.4625 | 591003.7826
Region | Technology | 2022 | 2023 | 2024 | 2025 | 2026 | 2027 | 2028 | 2029 | 2030 | 2031 | 2032 | 2033 | 2034 | 2035 | 2036 | 2037 | 2038 | 2039 | 2040 | 2041 | 2042
VIC | Black Coal | 0 | 0 | 0 | 0 | 0 | 0 | 0 | 0 | 0 | 0 | 0 | 0 | 0 | 0 | 0 | 0 | 0 | 0 | 0 | 0 | 0
VIC | Brown Coal | 260896.4153 | 274837.5734 | 273530.7366 | 277405.2926 | 272571.6846 | 256572.7012 | 289636.9242 | 282029.9719 | 258737.8866 | 239022.4893 | 211010.8412 | 181868.0968 | 184831.8015 | 182562.3495 | 180203.3316 | 177848.3428 | 173048.0511 | 176794.4789 | 180025.8126 | 177403.983 | 176381.951
VIC | CCGT | 3033.038 | 1493.2419 | 1430.1338 | 770.1753 | 1069.0591 | 494.7419 | 20.1207 | 517.3652 | 485.0669 | 284.2086 | 1340.65 | 2783.0026 | 1376.9781 | 1500.007 | 3932.2431 | 4413.444 | 42664.9596 | 11545.0021 | 0 | 0 | 0
VIC | Peaking Gas+Liquids | 3254.5903 | 1727.7094 | 1151.3429 | 872.4406 | 1981.2366 | 479.7097 | 0 | 487.5294 | 244.9135 | 31.6297 | 2762.509 | 3501.2914 | 497.6222 | 990.6947 | 4014.8563 | 3754.6414 | 28260.4351 | 12817.0444 | 8192.4122 | 21634.5886 | 5177.9931
VIC | Hydro | 0 | 0 | 0 | 0 | 0 | 0 | 0 | 0 | 0 | 0 | 0 | 0 | 0 | 0 | 0 | 0 | 0 | 0 | 0 | 0 | 0
VIC | Dispatchable Storage | 0 | 0 | 0 | 0 | 0 | 0 | 0 | 0 | 0 | 0 | 0 | 0 | 0 | 0 | 0 | 0 | 0 | 0 | 0 | 0 | 0
VIC | Wind | 0 | 0 | 0 | 0 | 0 | 0 | 0 | 0 | 0 | 0 | 0 | 0 | 0 | 0 | 0 | 0 | 0 | 0 | 0 | 0 | 0
VIC | Solar | 0 | 0 | 0 | 0 | 0 | 0 | 0 | 0 | 0 | 0 | 0 | 0 | 0 | 0 | 0 | 0 | 0 | 0 | 0 | 0 | 0
Total |  | 267184.0436 | 278058.5247 | 276112.2132 | 279047.9085 | 275621.9803 | 257547.1529 | 289657.0449 | 283034.8666 | 259467.867 | 239338.3276 | 215114.0002 | 188152.3908 | 186706.4018 | 185053.0511 | 188150.431 | 186016.4282 | 243973.4457 | 201156.5253 | 188218.2248 | 199038.5715 | 181559.9441
Region | Technology | 2022 | 2023 | 2024 | 2025 | 2026 | 2027 | 2028 | 2029 | 2030 | 2031 | 2032 | 2033 | 2034 | 2035 | 2036 | 2037 | 2038 | 2039 | 2040 | 2041 | 2042
SA | Black Coal | 0 | 0 | 0 | 0 | 0 | 0 | 0 | 0 | 0 | 0 | 0 | 0 | 0 | 0 | 0 | 0 | 0 | 0 | 0 | 0 | 0
SA | Brown Coal | 0 | 0 | 0 | 0 | 0 | 0 | 0 | 0 | 0 | 0 | 0 | 0 | 0 | 0 | 0 | 0 | 0 | 0 | 0 | 0 | 0
SA | CCGT | 152746.2867 | 162280.9308 | 137194.5914 | 41073.5604 | 43415.6056 | 45698.4235 | 46774.9497 | 48399.8746 | 49722.3079 | 51676.0331 | 53569.6829 | 85266.8199 | 73439.7248 | 52213.8983 | 77081.4051 | 40612.1889 | 0 | 0 | 0 | 0 | 0
SA | Peaking Gas+Liquids | 5498.2032 | 6512.3333 | 10462.8714 | 700.9437 | 1116.3792 | 467.9105 | 178.9902 | 322.169 | 385.4091 | 230.0138 | 1299.5056 | 7470.2061 | 4735.8226 | 4057.5057 | 8035.0243 | 5619.4872 | 72663.8644 | 16571.2552 | 15398.9089 | 65527.1668 | 9251.1604
SA | Hydro | 0 | 0 | 0 | 0 | 0 | 0 | 0 | 0 | 0 | 0 | 0 | 0 | 0 | 0 | 0 | 0 | 0 | 0 | 0 | 0 | 0
SA | Dispatchable Storage | 0 | 0 | 0 | 0 | 0 | 0 | 0 | 0 | 0 | 0 | 0 | 0 | 0 | 0 | 0 | 0 | 0 | 0 | 0 | 0 | 0
SA | Wind | 0 | 0 | 0 | 0 | 0 | 0 | 0 | 0 | 0 | 0 | 0 | 0 | 0 | 0 | 0 | 0 | 0 | 0 | 0 | 0 | 0
SA | Solar | 0 | 0 | 0 | 0 | 0 | 0 | 0 | 0 | 0 | 0 | 0 | 0 | 0 | 0 | 0 | 0 | 0 | 0 | 0 | 0 | 0
Total |  | 158244.4899 | 168793.2642 | 147657.4627 | 41774.5041 | 44531.9848 | 46166.334 | 46953.9399 | 48722.0436 | 50107.717 | 51906.0469 | 54869.1885 | 92737.026 | 78175.5473 | 56271.404 | 85116.4293 | 46231.6761 | 72663.8644 | 16571.2552 | 15398.9089 | 65527.1668 | 9251.1604
Region | Technology | 2022 | 2023 | 2024 | 2025 | 2026 | 2027 | 2028 | 2029 | 2030 | 2031 | 2032 | 2033 | 2034 | 2035 | 2036 | 2037 | 2038 | 2039 | 2040 | 2041 | 2042
TAS | Black Coal | 0 | 0 | 0 | 0 | 0 | 0 | 0 | 0 | 0 | 0 | 0 | 0 | 0 | 0 | 0 | 0 | 0 | 0 | 0 | 0 | 0
TAS | Brown Coal | 0 | 0 | 0 | 0 | 0 | 0 | 0 | 0 | 0 | 0 | 0 | 0 | 0 | 0 | 0 | 0 | 0 | 0 | 0 | 0 | 0
TAS | CCGT | 0 | 0 | 0 | 0 | 0 | 0 | 0 | 0 | 0 | 0 | 0 | 0 | 0 | 0 | 0 | 0 | 0 | 0 | 0 | 0 | 0
TAS | Peaking Gas+Liquids | 0 | 0 | 0 | 0 | 0 | 0 | 0 | 0 | 0 | 0 | 0 | 33.5759 | 0 | 0 | 130.9755 | 15.1467 | 515.797 | 457.1673 | 24.5164 | 93.1519 | 0
TAS | Hydro | 0 | 0 | 0 | 0 | 0 | 0 | 0 | 0 | 0 | 0 | 0 | 0 | 0 | 0 | 0 | 0 | 0 | 0 | 0 | 0 | 0
TAS | VPP Battery | 0 | 0 | 0 | 0 | 0 | 0 | 0 | 0 | 0 | 0 | 0 | 0 | 0 | 0 | 0 | 0 | 0 | 0 | 0 | 0 | 0
TAS | Wind | 0 | 0 | 0 | 0 | 0 | 0 | 0 | 0 | 0 | 0 | 0 | 0 | 0 | 0 | 0 | 0 | 0 | 0 | 0 | 0 | 0
TAS | Solar | 0 | 0 | 0 | 0 | 0 | 0 | 0 | 0 | 0 | 0 | 0 | 0 | 0 | 0 | 0 | 0 | 0 | 0 | 0 | 0 | 0
Total |  | 0 | 0 | 0 | 0 | 0 | 0 | 0 | 0 | 0 | 0 | 0 | 33.5759 | 0 | 0 | 130.9755 | 15.1467 | 515.797 | 457.1673 | 24.5164 | 93.1519 | 0

## BuildCost_1
New generation build cost (CAPEX) by technology ($000s) - Central with TRET (Counterfactual)
Real June 2019 dollars. Years are financial year ending. The total capital costs are annualised for modelling purposes and presented here on an annualised basis. Some rounding errors may be present.
Region | Technology | 2022 | 2023 | 2024 | 2025 | 2026 | 2027 | 2028 | 2029 | 2030 | 2031 | 2032 | 2033 | 2034 | 2035 | 2036 | 2037 | 2038 | 2039 | 2040 | 2041 | 2042
NEM | Black Coal | 0 | 0 | 0 | 0 | 0 | 0 | 0 | 0 | 0 | 0 | 0 | 0 | 0 | 0 | 0 | 0 | 0 | 0 | 0 | 0 | 0
NEM | Brown Coal | 0 | 0 | 0 | 0 | 0 | 0 | 0 | 0 | 0 | 0 | 0 | 0 | 0 | 0 | 0 | 0 | 0 | 0 | 0 | 0 | 0
NEM | CCGT | 0 | 0 | 0 | 0 | 0 | 0 | 0 | 0 | 0 | 0 | 0 | 0 | 0 | 0 | 0 | 0 | 0 | 0 | 0 | 0 | 0
NEM | Peaking Gas+Liquids | 0 | 0 | 0 | 36031.8432 | 36031.8432 | 36031.8432 | 36031.8432 | 67461.2517 | 211127.5583 | 211127.5583 | 211127.5583 | 476485.7737 | 476485.7737 | 501147.8131 | 611773.1672 | 737868.0419 | 842521.5044 | 903277.9649 | 920752.6823 | 920752.6823 | 1001447.5073
NEM | Hydro | 0 | 0 | 0 | 0 | 0 | 0 | 0 | 0 | 0 | 0 | 0 | 0 | 0 | 0 | 0 | 0 | 0 | 0 | 0 | 0 | 0
NEM | Dispatchable Storage | 0 | 4777.3036 | 4777.3036 | 4777.3036 | 10138.7537 | 10138.7537 | 10138.7537 | 10138.7537 | 10138.7537 | 25921.7682 | 78886.4308 | 157858.9401 | 196683.7069 | 295797.8034 | 550495.6553 | 613439.4688 | 769405.3501 | 802197.2097 | 905767.5871 | 889984.5726 | 873640.5739
NEM | Wind | 0 | 156032.4354 | 172177.6019 | 189439.5725 | 287783.9544 | 409755.9123 | 496452.8023 | 769071.7423 | 885912.145 | 886329.6522 | 886329.6522 | 985420.0381 | 985420.0381 | 985420.0381 | 1717287.2245 | 1742441.1415 | 1845120.9539 | 1845120.9539 | 1856545.0835 | 1856545.0835 | 1856545.0835
NEM | Solar | 0 | 72661.4579 | 72661.4579 | 81406.0198 | 94351.6003 | 146218.6017 | 278009.403 | 283390.7396 | 331802.577 | 334967.064 | 366089.085 | 418159.1542 | 528917.7617 | 528917.7617 | 528917.7617 | 528917.7617 | 528917.7617 | 528917.7617 | 528917.7617 | 528917.7617 | 528917.7617
Total |  | 0 | 233471.197 | 249616.3635 | 311654.7391 | 428306.1516 | 602145.1109 | 820632.8021 | 1130062.4872 | 1438981.034 | 1458346.0427 | 1542432.7262 | 2037923.9061 | 2187507.2804 | 2311283.4163 | 3408473.8087 | 3622666.4139 | 3985965.5701 | 4079513.8903 | 4211983.1146 | 4196200.1001 | 4260550.9263
Region | Technology | 2022 | 2023 | 2024 | 2025 | 2026 | 2027 | 2028 | 2029 | 2030 | 2031 | 2032 | 2033 | 2034 | 2035 | 2036 | 2037 | 2038 | 2039 | 2040 | 2041 | 2042
NSW | Black Coal | 0 | 0 | 0 | 0 | 0 | 0 | 0 | 0 | 0 | 0 | 0 | 0 | 0 | 0 | 0 | 0 | 0 | 0 | 0 | 0 | 0
NSW | Brown Coal | 0 | 0 | 0 | 0 | 0 | 0 | 0 | 0 | 0 | 0 | 0 | 0 | 0 | 0 | 0 | 0 | 0 | 0 | 0 | 0 | 0
NSW | CCGT | 0 | 0 | 0 | 0 | 0 | 0 | 0 | 0 | 0 | 0 | 0 | 0 | 0 | 0 | 0 | 0 | 0 | 0 | 0 | 0 | 0
NSW | Peaking Gas+Liquids | 0 | 0 | 0 | 0 | 0 | 0 | 0 | 31429.4085 | 175095.7151 | 175095.7151 | 175095.7151 | 440453.9305 | 440453.9305 | 465115.9699 | 575741.324 | 700629.9661 | 700629.9661 | 733853.4 | 751328.1174 | 751328.1174 | 832022.9424
NSW | Hydro | 0 | 0 | 0 | 0 | 0 | 0 | 0 | 0 | 0 | 0 | 0 | 0 | 0 | 0 | 0 | 0 | 0 | 0 | 0 | 0 | 0
NSW | Dispatchable Storage | 0 | 0 | 0 | 0 | 0 | 0 | 0 | 0 | 0 | 0 | 1246.3181 | 4018.9027 | 22445.5378 | 41514.0867 | 41514.0867 | 41514.0867 | 41514.0867 | 41514.0867 | 41514.0867 | 41514.0867 | 40267.7686
NSW | Wind | 0 | 32459.581 | 32459.581 | 32459.581 | 32459.581 | 32459.581 | 32459.581 | 32459.581 | 32594.6782 | 32594.6782 | 32594.6782 | 125093.5595 | 125093.5595 | 125093.5595 | 818623.2502 | 818623.2502 | 818623.2502 | 818623.2502 | 818623.2502 | 818623.2502 | 818623.2502
NSW | Solar | 0 | 35435.7994 | 35435.7994 | 35435.7994 | 35435.7994 | 42264.3718 | 55541.0809 | 56388.4315 | 56388.4315 | 56388.4315 | 56388.4315 | 56388.4315 | 56388.4315 | 56388.4315 | 56388.4315 | 56388.4315 | 56388.4315 | 56388.4315 | 56388.4315 | 56388.4315 | 56388.4315
Total |  | 0 | 67895.3804 | 67895.3804 | 67895.3804 | 67895.3804 | 74723.9528 | 88000.6619 | 120277.421 | 264078.8248 | 264078.8248 | 265325.1429 | 625954.8242 | 644381.4593 | 688112.0476 | 1492267.0924 | 1617155.7345 | 1617155.7345 | 1650379.1685 | 1667853.8858 | 1667853.8858 | 1747302.3927
Region | Technology | 2022 | 2023 | 2024 | 2025 | 2026 | 2027 | 2028 | 2029 | 2030 | 2031 | 2032 | 2033 | 2034 | 2035 | 2036 | 2037 | 2038 | 2039 | 2040 | 2041 | 2042
QLD | Black Coal | 0 | 0 | 0 | 0 | 0 | 0 | 0 | 0 | 0 | 0 | 0 | 0 | 0 | 0 | 0 | 0 | 0 | 0 | 0 | 0 | 0
QLD | Brown Coal | 0 | 0 | 0 | 0 | 0 | 0 | 0 | 0 | 0 | 0 | 0 | 0 | 0 | 0 | 0 | 0 | 0 | 0 | 0 | 0 | 0
QLD | CCGT | 0 | 0 | 0 | 0 | 0 | 0 | 0 | 0 | 0 | 0 | 0 | 0 | 0 | 0 | 0 | 0 | 0 | 0 | 0 | 0 | 0
QLD | Peaking Gas+Liquids | 0 | 0 | 0 | 0 | 0 | 0 | 0 | 0 | 0 | 0 | 0 | 0 | 0 | 0 | 0 | 0 | 47833.9728 | 75366.9993 | 75366.9993 | 75366.9993 | 75366.9993
QLD | Hydro | 0 | 0 | 0 | 0 | 0 | 0 | 0 | 0 | 0 | 0 | 0 | 0 | 0 | 0 | 0 | 0 | 0 | 0 | 0 | 0 | 0
QLD | Dispatchable Storage | 0 | 4777.3036 | 4777.3036 | 4777.3036 | 4777.3036 | 4777.3036 | 4777.3036 | 4777.3036 | 4777.3036 | 4777.3036 | 4777.3036 | 0 | 20398.1317 | 78651.6287 | 221900.3109 | 284844.1244 | 398178.1333 | 398178.1333 | 398178.1333 | 398178.1333 | 400645.4841
QLD | Wind | 0 | 71581.516 | 71581.516 | 71581.516 | 120874.8314 | 155834.4446 | 162082.4905 | 344499.4833 | 377651.8107 | 377651.8107 | 377651.8107 | 377651.8107 | 377651.8107 | 377651.8107 | 415989.3063 | 441143.2234 | 441143.2234 | 441143.2234 | 441143.2234 | 441143.2234 | 441143.2234
QLD | Solar | 0 | 37225.6586 | 37225.6586 | 37225.6586 | 37225.6586 | 69655.9943 | 163794.4823 | 168328.4683 | 216740.3057 | 216740.3057 | 216740.3057 | 216740.3057 | 216740.3057 | 216740.3057 | 216740.3057 | 216740.3057 | 216740.3057 | 216740.3057 | 216740.3057 | 216740.3057 | 216740.3057
Total |  | 0 | 113584.4782 | 113584.4782 | 113584.4782 | 162877.7936 | 230267.7426 | 330654.2764 | 517605.2552 | 599169.42 | 599169.42 | 599169.42 | 594392.1164 | 614790.2481 | 673043.7451 | 854629.9229 | 942727.6534 | 1103895.6351 | 1131428.6617 | 1131428.6617 | 1131428.6617 | 1133896.0125
Region | Technology | 2022 | 2023 | 2024 | 2025 | 2026 | 2027 | 2028 | 2029 | 2030 | 2031 | 2032 | 2033 | 2034 | 2035 | 2036 | 2037 | 2038 | 2039 | 2040 | 2041 | 2042
VIC | Black Coal | 0 | 0 | 0 | 0 | 0 | 0 | 0 | 0 | 0 | 0 | 0 | 0 | 0 | 0 | 0 | 0 | 0 | 0 | 0 | 0 | 0
VIC | Brown Coal | 0 | 0 | 0 | 0 | 0 | 0 | 0 | 0 | 0 | 0 | 0 | 0 | 0 | 0 | 0 | 0 | 0 | 0 | 0 | 0 | 0
VIC | CCGT | 0 | 0 | 0 | 0 | 0 | 0 | 0 | 0 | 0 | 0 | 0 | 0 | 0 | 0 | 0 | 0 | 0 | 0 | 0 | 0 | 0
VIC | Peaking Gas+Liquids | 0 | 0 | 0 | 0 | 0 | 0 | 0 | 0 | 0 | 0 | 0 | 0 | 0 | 0 | 0 | 0 | 0 | 0 | 0 | 0 | 0
VIC | Hydro | 0 | 0 | 0 | 0 | 0 | 0 | 0 | 0 | 0 | 0 | 0 | 0 | 0 | 0 | 0 | 0 | 0 | 0 | 0 | 0 | 0
VIC | Dispatchable Storage | 0 | 0 | 0 | 0 | 5278.253 | 5278.253 | 5278.253 | 5278.253 | 5278.253 | 5278.253 | 39431.5659 | 120408.7943 | 120408.7943 | 142200.8449 | 143089.9426 | 143089.9426 | 167932.1986 | 200724.0583 | 304294.4357 | 304294.4357 | 304294.4357
VIC | Wind | 0 | 51991.3384 | 51991.3384 | 51991.3384 | 82701.001 | 149981.7832 | 217436.8699 | 282326.1366 | 347199.5849 | 347199.5849 | 347199.5849 | 347199.5849 | 347199.5849 | 347199.5849 | 347199.5849 | 347199.5849 | 449879.3974 | 449879.3974 | 461303.527 | 461303.527 | 461303.527
VIC | Solar | 0 | 0 | 0 | 8744.5618 | 21690.1424 | 34298.2357 | 46594.8022 | 46594.8022 | 46594.8022 | 46594.8022 | 46594.8022 | 46594.8022 | 157353.4097 | 157353.4097 | 157353.4097 | 157353.4097 | 157353.4097 | 157353.4097 | 157353.4097 | 157353.4097 | 157353.4097
Total |  | 0 | 51991.3384 | 51991.3384 | 60735.9002 | 109669.3964 | 189558.2718 | 269309.9252 | 334199.1918 | 399072.6402 | 399072.6402 | 433225.9531 | 514203.1815 | 624961.7889 | 646753.8395 | 647642.9372 | 647642.9372 | 775165.0057 | 807956.8654 | 922951.3724 | 922951.3724 | 922951.3724
Region | Technology | 2022 | 2023 | 2024 | 2025 | 2026 | 2027 | 2028 | 2029 | 2030 | 2031 | 2032 | 2033 | 2034 | 2035 | 2036 | 2037 | 2038 | 2039 | 2040 | 2041 | 2042
SA | Black Coal | 0 | 0 | 0 | 0 | 0 | 0 | 0 | 0 | 0 | 0 | 0 | 0 | 0 | 0 | 0 | 0 | 0 | 0 | 0 | 0 | 0
SA | Brown Coal | 0 | 0 | 0 | 0 | 0 | 0 | 0 | 0 | 0 | 0 | 0 | 0 | 0 | 0 | 0 | 0 | 0 | 0 | 0 | 0 | 0
SA | CCGT | 0 | 0 | 0 | 0 | 0 | 0 | 0 | 0 | 0 | 0 | 0 | 0 | 0 | 0 | 0 | 0 | 0 | 0 | 0 | 0 | 0
SA | Peaking Gas+Liquids | 0 | 0 | 0 | 36031.8432 | 36031.8432 | 36031.8432 | 36031.8432 | 36031.8432 | 36031.8432 | 36031.8432 | 36031.8432 | 36031.8432 | 36031.8432 | 36031.8432 | 36031.8432 | 37238.0758 | 94057.5655 | 94057.5655 | 94057.5655 | 94057.5655 | 94057.5655
SA | Hydro | 0 | 0 | 0 | 0 | 0 | 0 | 0 | 0 | 0 | 0 | 0 | 0 | 0 | 0 | 0 | 0 | 0 | 0 | 0 | 0 | 0
SA | Dispatchable Storage | 0 | 0 | 0 | 0 | 83.1971 | 83.1971 | 83.1971 | 83.1971 | 83.1971 | 15866.2116 | 33431.2431 | 33431.2431 | 33431.2431 | 33431.2431 | 143991.3151 | 143991.3151 | 161780.9314 | 161780.9314 | 161780.9314 | 145997.9169 | 128432.8854
SA | Wind | 0 | 0 | 0 | 0 | 0 | 0 | 0 | 0 | 0 | 0 | 0 | 6591.5047 | 6591.5047 | 6591.5047 | 6591.5047 | 6591.5047 | 6591.5047 | 6591.5047 | 6591.5047 | 6591.5047 | 6591.5047
SA | Solar | 0 | 0 | 0 | 0 | 0 | 0 | 0 | 0 | 0 | 3164.4871 | 34286.508 | 86356.5773 | 86356.5773 | 86356.5773 | 86356.5773 | 86356.5773 | 86356.5773 | 86356.5773 | 86356.5773 | 86356.5773 | 86356.5773
Total |  | 0 | 0 | 0 | 36031.8432 | 36115.0403 | 36115.0403 | 36115.0403 | 36115.0403 | 36115.0403 | 55062.5419 | 103749.5943 | 162411.1682 | 162411.1682 | 162411.1682 | 272971.2402 | 274177.4728 | 348786.5789 | 348786.5789 | 348786.5789 | 333003.5644 | 315438.5329
Region | Technology | 2022 | 2023 | 2024 | 2025 | 2026 | 2027 | 2028 | 2029 | 2030 | 2031 | 2032 | 2033 | 2034 | 2035 | 2036 | 2037 | 2038 | 2039 | 2040 | 2041 | 2042
TAS | Black Coal | 0 | 0 | 0 | 0 | 0 | 0 | 0 | 0 | 0 | 0 | 0 | 0 | 0 | 0 | 0 | 0 | 0 | 0 | 0 | 0 | 0
TAS | Brown Coal | 0 | 0 | 0 | 0 | 0 | 0 | 0 | 0 | 0 | 0 | 0 | 0 | 0 | 0 | 0 | 0 | 0 | 0 | 0 | 0 | 0
TAS | CCGT | 0 | 0 | 0 | 0 | 0 | 0 | 0 | 0 | 0 | 0 | 0 | 0 | 0 | 0 | 0 | 0 | 0 | 0 | 0 | 0 | 0
TAS | Peaking Gas+Liquids | 0 | 0 | 0 | 0 | 0 | 0 | 0 | 0 | 0 | 0 | 0 | 0 | 0 | 0 | 0 | 0 | 0 | 0 | 0 | 0 | 0
TAS | Hydro | 0 | 0 | 0 | 0 | 0 | 0 | 0 | 0 | 0 | 0 | 0 | 0 | 0 | 0 | 0 | 0 | 0 | 0 | 0 | 0 | 0
TAS | VPP Battery | 0 | 0 | 0 | 0 | 0 | 0 | 0 | 0 | 0 | 0 | 0 | 0 | 0 | 0 | 0 | 0 | 0 | 0 | 0 | 0 | 0
TAS | Wind | 0 | 0 | 16145.1665 | 33407.137 | 51748.5409 | 71480.1035 | 84473.8608 | 109786.5413 | 128466.0712 | 128883.5783 | 128883.5783 | 128883.5783 | 128883.5783 | 128883.5783 | 128883.5783 | 128883.5783 | 128883.5783 | 128883.5783 | 128883.5783 | 128883.5783 | 128883.5783
TAS | Solar | 0 | 0 | 0 | 0 | 0 | 0 | 12079.0376 | 12079.0376 | 12079.0376 | 12079.0376 | 12079.0376 | 12079.0376 | 12079.0376 | 12079.0376 | 12079.0376 | 12079.0376 | 12079.0376 | 12079.0376 | 12079.0376 | 12079.0376 | 12079.0376
Total |  | 0 | 0 | 16145.1665 | 33407.137 | 51748.5409 | 71480.1035 | 96552.8983 | 121865.5789 | 140545.1088 | 140962.6159 | 140962.6159 | 140962.6159 | 140962.6159 | 140962.6159 | 140962.6159 | 140962.6159 | 140962.6159 | 140962.6159 | 140962.6159 | 140962.6159 | 140962.6159

## BuildCost_2
New generation build cost (CAPEX) by technology ($000s) - Central with TRET (DP8)
Real June 2019 dollars. Years are financial year ending. The total capital costs are annualised for modelling purposes and presented here on an annualised basis. Some rounding errors may be present.
Region | Technology | 2022 | 2023 | 2024 | 2025 | 2026 | 2027 | 2028 | 2029 | 2030 | 2031 | 2032 | 2033 | 2034 | 2035 | 2036 | 2037 | 2038 | 2039 | 2040 | 2041 | 2042
NEM | Black Coal | 0 | 0 | 0 | 0 | 0 | 0 | 0 | 0 | 0 | 0 | 0 | 0 | 0 | 0 | 0 | 0 | 0 | 0 | 0 | 0 | 0
NEM | Brown Coal | 0 | 0 | 0 | 0 | 0 | 0 | 0 | 0 | 0 | 0 | 0 | 0 | 0 | 0 | 0 | 0 | 0 | 0 | 0 | 0 | 0
NEM | CCGT | 0 | 0 | 0 | 0 | 0 | 0 | 0 | 0 | 0 | 0 | 0 | 0 | 0 | 0 | 0 | 0 | 0 | 0 | 0 | 0 | 0
NEM | Peaking Gas+Liquids | 0 | 0 | 0 | 0 | 0 | 0 | 0 | 0 | 0 | 0 | 0 | 0 | 0 | 0 | 0 | 0 | 0 | 0 | 0 | 0 | 0
NEM | Hydro | 0 | 0 | 0 | 0 | 0 | 0 | 0 | 0 | 0 | 0 | 0 | 0 | 0 | 0 | 0 | 0 | 0 | 0 | 0 | 0 | 0
NEM | Dispatchable Storage | 0 | 4777.3036 | 4777.3036 | 4777.3036 | 4777.3036 | 4777.3036 | 4777.3036 | 4777.3036 | 4777.3036 | 4777.3036 | 4777.3036 | 0 | 132175.7932 | 202555.7247 | 533763.5746 | 589954.8993 | 649508.9424 | 785850.8723 | 785850.8723 | 919831.3495 | 1052320.7105
NEM | Wind | 0 | 156032.4354 | 172177.6019 | 189439.5725 | 288487.1388 | 410305.726 | 504764.4999 | 767014.3019 | 903126.5525 | 904981.7866 | 931537.2681 | 1018109.1464 | 1068902.1663 | 1080855.5481 | 1630837.056 | 1828835.2426 | 2460505.0999 | 2460505.0999 | 2507108.6931 | 2552689.1176 | 2552689.1176
NEM | Solar | 0 | 72661.4579 | 72661.4579 | 81314.0336 | 94444.3335 | 139902.9693 | 247042.6984 | 259203.8823 | 284786.7311 | 295822.9519 | 295822.9519 | 648054.0183 | 663155.8604 | 663155.8604 | 877068.6354 | 877068.6354 | 942090.0195 | 942090.0195 | 980946.0538 | 1079219.8894 | 1079219.8894
Total |  | 0 | 233471.197 | 249616.3635 | 275530.9097 | 387708.7759 | 554985.9989 | 756584.502 | 1030995.4878 | 1192690.5872 | 1205582.0421 | 1232137.5236 | 1666163.1648 | 1864233.8198 | 1946567.1332 | 3041669.266 | 3295858.7772 | 4052104.0618 | 4188445.9917 | 4273905.6192 | 4551740.3565 | 4684229.7176
Region | Technology | 2022 | 2023 | 2024 | 2025 | 2026 | 2027 | 2028 | 2029 | 2030 | 2031 | 2032 | 2033 | 2034 | 2035 | 2036 | 2037 | 2038 | 2039 | 2040 | 2041 | 2042
NSW | Black Coal | 0 | 0 | 0 | 0 | 0 | 0 | 0 | 0 | 0 | 0 | 0 | 0 | 0 | 0 | 0 | 0 | 0 | 0 | 0 | 0 | 0
NSW | Brown Coal | 0 | 0 | 0 | 0 | 0 | 0 | 0 | 0 | 0 | 0 | 0 | 0 | 0 | 0 | 0 | 0 | 0 | 0 | 0 | 0 | 0
NSW | CCGT | 0 | 0 | 0 | 0 | 0 | 0 | 0 | 0 | 0 | 0 | 0 | 0 | 0 | 0 | 0 | 0 | 0 | 0 | 0 | 0 | 0
NSW | Peaking Gas+Liquids | 0 | 0 | 0 | 0 | 0 | 0 | 0 | 0 | 0 | 0 | 0 | 0 | 0 | 0 | 0 | 0 | 0 | 0 | 0 | 0 | 0
NSW | Hydro | 0 | 0 | 0 | 0 | 0 | 0 | 0 | 0 | 0 | 0 | 0 | 0 | 0 | 0 | 0 | 0 | 0 | 0 | 0 | 0 | 0
NSW | Dispatchable Storage | 0 | 0 | 0 | 0 | 0 | 0 | 0 | 0 | 0 | 0 | 0 | 0 | 79543.6575 | 131836.7655 | 304242.3131 | 310264.2696 | 317636.8009 | 366676.695 | 366676.695 | 465162.4948 | 465162.4948
NSW | Wind | 0 | 32459.581 | 32459.581 | 32459.581 | 32459.581 | 32459.581 | 32459.581 | 32459.581 | 32459.581 | 32459.581 | 32459.581 | 100159.611 | 127617.8736 | 127617.8736 | 434056.1146 | 434056.1146 | 623636.3771 | 623636.3771 | 623636.3771 | 636459.3955 | 636459.3955
NSW | Solar | 0 | 35435.7994 | 35435.7994 | 35435.7994 | 35435.7994 | 35435.7994 | 35435.7994 | 35435.7994 | 35435.7994 | 35435.7994 | 35435.7994 | 251906.1701 | 267008.0121 | 267008.0121 | 422872.4428 | 422872.4428 | 487893.8269 | 487893.8269 | 514632.4512 | 612906.2868 | 612906.2868
Total |  | 0 | 67895.3804 | 67895.3804 | 67895.3804 | 67895.3804 | 67895.3804 | 67895.3804 | 67895.3804 | 67895.3804 | 67895.3804 | 67895.3804 | 352065.7811 | 474169.5433 | 526462.6512 | 1161170.8705 | 1167192.827 | 1429167.0049 | 1478206.899 | 1504945.5233 | 1714528.1772 | 1714528.1772
Region | Technology | 2022 | 2023 | 2024 | 2025 | 2026 | 2027 | 2028 | 2029 | 2030 | 2031 | 2032 | 2033 | 2034 | 2035 | 2036 | 2037 | 2038 | 2039 | 2040 | 2041 | 2042
QLD | Black Coal | 0 | 0 | 0 | 0 | 0 | 0 | 0 | 0 | 0 | 0 | 0 | 0 | 0 | 0 | 0 | 0 | 0 | 0 | 0 | 0 | 0
QLD | Brown Coal | 0 | 0 | 0 | 0 | 0 | 0 | 0 | 0 | 0 | 0 | 0 | 0 | 0 | 0 | 0 | 0 | 0 | 0 | 0 | 0 | 0
QLD | CCGT | 0 | 0 | 0 | 0 | 0 | 0 | 0 | 0 | 0 | 0 | 0 | 0 | 0 | 0 | 0 | 0 | 0 | 0 | 0 | 0 | 0
QLD | Peaking Gas+Liquids | 0 | 0 | 0 | 0 | 0 | 0 | 0 | 0 | 0 | 0 | 0 | 0 | 0 | 0 | 0 | 0 | 0 | 0 | 0 | 0 | 0
QLD | Hydro | 0 | 0 | 0 | 0 | 0 | 0 | 0 | 0 | 0 | 0 | 0 | 0 | 0 | 0 | 0 | 0 | 0 | 0 | 0 | 0 | 0
QLD | Dispatchable Storage | 0 | 4777.3036 | 4777.3036 | 4777.3036 | 4777.3036 | 4777.3036 | 4777.3036 | 4777.3036 | 4777.3036 | 4777.3036 | 4777.3036 | 0 | 52632.1357 | 70718.9593 | 191154.915 | 197872.6401 | 197872.6401 | 285174.6759 | 285174.6759 | 309616.6681 | 309616.6681
QLD | Wind | 0 | 71581.516 | 71581.516 | 71581.516 | 120874.8314 | 155834.4446 | 162082.4905 | 338674.8566 | 394753.6246 | 394753.6246 | 394753.6246 | 394753.6246 | 394753.6246 | 394753.6246 | 572074.9956 | 762579.0603 | 973129.7228 | 973129.7228 | 997406.0722 | 997406.0722 | 997406.0722
QLD | Solar | 0 | 37225.6586 | 37225.6586 | 37225.6586 | 37225.6586 | 69655.9943 | 164213.5757 | 164213.5757 | 177966.3616 | 177966.3616 | 177966.3616 | 177966.3616 | 177966.3616 | 177966.3616 | 234403.0524 | 234403.0524 | 234403.0524 | 234403.0524 | 246520.4625 | 246520.4625 | 246520.4625
Total |  | 0 | 113584.4782 | 113584.4782 | 113584.4782 | 162877.7936 | 230267.7426 | 331073.3698 | 507665.7359 | 577497.2899 | 577497.2899 | 577497.2899 | 572719.9862 | 625352.1219 | 643438.9455 | 997632.963 | 1194854.7528 | 1405405.4153 | 1492707.4511 | 1529101.2105 | 1553543.2027 | 1553543.2027
Region | Technology | 2022 | 2023 | 2024 | 2025 | 2026 | 2027 | 2028 | 2029 | 2030 | 2031 | 2032 | 2033 | 2034 | 2035 | 2036 | 2037 | 2038 | 2039 | 2040 | 2041 | 2042
VIC | Black Coal | 0 | 0 | 0 | 0 | 0 | 0 | 0 | 0 | 0 | 0 | 0 | 0 | 0 | 0 | 0 | 0 | 0 | 0 | 0 | 0 | 0
VIC | Brown Coal | 0 | 0 | 0 | 0 | 0 | 0 | 0 | 0 | 0 | 0 | 0 | 0 | 0 | 0 | 0 | 0 | 0 | 0 | 0 | 0 | 0
VIC | CCGT | 0 | 0 | 0 | 0 | 0 | 0 | 0 | 0 | 0 | 0 | 0 | 0 | 0 | 0 | 0 | 0 | 0 | 0 | 0 | 0 | 0
VIC | Peaking Gas+Liquids | 0 | 0 | 0 | 0 | 0 | 0 | 0 | 0 | 0 | 0 | 0 | 0 | 0 | 0 | 0 | 0 | 0 | 0 | 0 | 0 | 0
VIC | Hydro | 0 | 0 | 0 | 0 | 0 | 0 | 0 | 0 | 0 | 0 | 0 | 0 | 0 | 0 | 0 | 0 | 0 | 0 | 0 | 0 | 0
VIC | Dispatchable Storage | 0 | 0 | 0 | 0 | 0 | 0 | 0 | 0 | 0 | 0 | 0 | 0 | 0 | 0 | 0 | 0 | 0 | 0 | 0 | 0 | 62652.1235
VIC | Wind | 0 | 51991.3384 | 51991.3384 | 51991.3384 | 83404.1854 | 151295.7857 | 219492.892 | 284549.6097 | 350076.7735 | 350076.7735 | 350076.7735 | 350076.7735 | 350076.7735 | 350076.7735 | 350076.7735 | 350076.7735 | 350076.7735 | 350076.7735 | 350076.7735 | 350076.7735 | 350076.7735
VIC | Solar | 0 | 0 | 0 | 8652.5757 | 21782.8756 | 34811.1756 | 47393.3234 | 59554.5073 | 71384.5701 | 71384.5701 | 71384.5701 | 71384.5701 | 71384.5701 | 71384.5701 | 71384.5701 | 71384.5701 | 71384.5701 | 71384.5701 | 71384.5701 | 71384.5701 | 71384.5701
Total |  | 0 | 51991.3384 | 51991.3384 | 60643.914 | 105187.061 | 186106.9612 | 266886.2154 | 344104.1169 | 421461.3436 | 421461.3436 | 421461.3436 | 421461.3436 | 421461.3436 | 421461.3436 | 421461.3436 | 421461.3436 | 421461.3436 | 421461.3436 | 421461.3436 | 421461.3436 | 484113.467
Region | Technology | 2022 | 2023 | 2024 | 2025 | 2026 | 2027 | 2028 | 2029 | 2030 | 2031 | 2032 | 2033 | 2034 | 2035 | 2036 | 2037 | 2038 | 2039 | 2040 | 2041 | 2042
SA | Black Coal | 0 | 0 | 0 | 0 | 0 | 0 | 0 | 0 | 0 | 0 | 0 | 0 | 0 | 0 | 0 | 0 | 0 | 0 | 0 | 0 | 0
SA | Brown Coal | 0 | 0 | 0 | 0 | 0 | 0 | 0 | 0 | 0 | 0 | 0 | 0 | 0 | 0 | 0 | 0 | 0 | 0 | 0 | 0 | 0
SA | CCGT | 0 | 0 | 0 | 0 | 0 | 0 | 0 | 0 | 0 | 0 | 0 | 0 | 0 | 0 | 0 | 0 | 0 | 0 | 0 | 0 | 0
SA | Peaking Gas+Liquids | 0 | 0 | 0 | 0 | 0 | 0 | 0 | 0 | 0 | 0 | 0 | 0 | 0 | 0 | 0 | 0 | 0 | 0 | 0 | 0 | 0
SA | Hydro | 0 | 0 | 0 | 0 | 0 | 0 | 0 | 0 | 0 | 0 | 0 | 0 | 0 | 0 | 0 | 0 | 0 | 0 | 0 | 0 | 0
SA | Dispatchable Storage | 0 | 0 | 0 | 0 | 0 | 0 | 0 | 0 | 0 | 0 | 0 | 0 | 0 | 0 | 38366.3465 | 81280.2122 | 133461.724 | 133461.724 | 133461.724 | 133461.724 | 203298.9617
SA | Wind | 0 | 0 | 0 | 0 | 0 | 0 | 0 | 0 | 0 | 0 | 0 | 5193.4472 | 5193.4472 | 5193.4472 | 31533.4012 | 39027.523 | 189198.3254 | 189198.3254 | 211525.5693 | 244282.9753 | 244282.9753
SA | Solar | 0 | 0 | 0 | 0 | 0 | 0 | 0 | 0 | 0 | 0 | 0 | 135760.6957 | 135760.6957 | 135760.6957 | 137372.3493 | 137372.3493 | 137372.3493 | 137372.3493 | 137372.3493 | 137372.3493 | 137372.3493
Total |  | 0 | 0 | 0 | 0 | 0 | 0 | 0 | 0 | 0 | 0 | 0 | 140954.1429 | 140954.1429 | 140954.1429 | 207272.097 | 257680.0845 | 460032.3987 | 460032.3987 | 482359.6426 | 515117.0486 | 584954.2862
Region | Technology | 2022 | 2023 | 2024 | 2025 | 2026 | 2027 | 2028 | 2029 | 2030 | 2031 | 2032 | 2033 | 2034 | 2035 | 2036 | 2037 | 2038 | 2039 | 2040 | 2041 | 2042
TAS | Black Coal | 0 | 0 | 0 | 0 | 0 | 0 | 0 | 0 | 0 | 0 | 0 | 0 | 0 | 0 | 0 | 0 | 0 | 0 | 0 | 0 | 0
TAS | Brown Coal | 0 | 0 | 0 | 0 | 0 | 0 | 0 | 0 | 0 | 0 | 0 | 0 | 0 | 0 | 0 | 0 | 0 | 0 | 0 | 0 | 0
TAS | CCGT | 0 | 0 | 0 | 0 | 0 | 0 | 0 | 0 | 0 | 0 | 0 | 0 | 0 | 0 | 0 | 0 | 0 | 0 | 0 | 0 | 0
TAS | Peaking Gas+Liquids | 0 | 0 | 0 | 0 | 0 | 0 | 0 | 0 | 0 | 0 | 0 | 0 | 0 | 0 | 0 | 0 | 0 | 0 | 0 | 0 | 0
TAS | Hydro | 0 | 0 | 0 | 0 | 0 | 0 | 0 | 0 | 0 | 0 | 0 | 0 | 0 | 0 | 0 | 0 | 0 | 0 | 0 | 0 | 0
TAS | VPP Battery | 0 | 0 | 0 | 0 | 0 | 0 | 0 | 0 | 0 | 0 | 0 | 0 | 0 | 0 | 0 | 537.7774 | 537.7774 | 537.7774 | 537.7774 | 11590.4625 | 11590.4625
TAS | Wind | 0 | 0 | 16145.1665 | 33407.137 | 51748.5409 | 70715.9146 | 90729.5364 | 111330.2546 | 125836.5733 | 127691.8074 | 154247.2889 | 167925.6902 | 191260.4474 | 203213.8292 | 243095.7712 | 243095.7712 | 324463.9011 | 324463.9011 | 324463.9011 | 324463.9011 | 324463.9011
TAS | Solar | 0 | 0 | 0 | 0 | 0 | 0 | 0 | 0 | 0 | 11036.2208 | 11036.2208 | 11036.2208 | 11036.2208 | 11036.2208 | 11036.2208 | 11036.2208 | 11036.2208 | 11036.2208 | 11036.2208 | 11036.2208 | 11036.2208
Total |  | 0 | 0 | 16145.1665 | 33407.137 | 51748.5409 | 70715.9146 | 90729.5364 | 111330.2546 | 125836.5733 | 138728.0282 | 165283.5097 | 178961.911 | 202296.6682 | 214250.05 | 254131.992 | 254669.7694 | 336037.8993 | 336037.8993 | 336037.8993 | 347090.5844 | 347090.5844

## RehabCost_1
Rehabilitation cost by technology ($000s) - Central with TRET (Counterfactual)
Real June 2019 dollars. Years are financial year ending. Some rounding errors may be present.
Region | Technology | 2022 | 2023 | 2024 | 2025 | 2026 | 2027 | 2028 | 2029 | 2030 | 2031 | 2032 | 2033 | 2034 | 2035 | 2036 | 2037 | 2038 | 2039 | 2040 | 2041 | 2042
NEM | Black Coal | 0 | 81274.3363 | 243823.0088 | 0 | 0 | 0 | 0 | 113784.0708 | 214564.2478 | 0 | 0 | 468140.177 | 0 | 0 | 718465.1327 | 113784.0708 | 186930.9735 | 0 | 0 | 0 | 0
NEM | Brown Coal | 0 | 0 | 0 | 0 | 0 | 0 | 0 | 0 | 56892.0354 | 56892.0354 | 60955.7522 | 60955.7522 | 0 | 0 | 0 | 0 | 0 | 0 | 0 | 0 | 0
NEM | CCGT | 0 | 31696.9912 | 23772.7434 | 0 | 0 | 0 | 0 | 50847.2566 | 0 | 0 | 0 | 0 | 0 | 0 | 105656.6372 | 0 | 69865.4513 | 0 | 84974.3504 | 0 | 0
NEM | Peaking Gas+Liquids | 0 | 0 | 0 | 0 | 0 | 0 | 0 | 0 | 0 | 17486.6814 | 0 | 10713.2782 | 21121.1681 | 5348.8673 | 5943.1858 | 0 | 0 | 0 | 20115.3982 | 5486.0177 | 0
NEM | Hydro | 0 | 0 | 0 | 0 | 0 | 0 | 0 | 0 | 0 | 0 | 0 | 0 | 0 | 0 | 0 | 0 | 9436.108 | 0 | 0 | 0 | 0
NEM | Dispatchable Storage | 0 | 0 | 0 | 0 | 0 | 0 | 0 | 0 | 0 | 0 | 0 | 0 | 0 | 0 | 0 | 0 | 0 | 0 | 0 | 0 | 0
NEM | Wind | 0 | 0 | 0 | 0 | 0 | 0 | 0 | 0 | 991.119 | 502.3854 | 0 | 0 | 3043.8001 | 0 | 879.1744 | 573.3746 | 1454.7333 | 0 | 2352.0089 | 4740.989 | 527.5046
NEM | Solar | 0 | 0 | 0 | 0 | 0 | 0 | 0 | 0 | 0 | 0 | 0 | 0 | 0 | 0 | 0 | 0 | 0 | 0 | 0 | 0 | 0
Total |  | 0 | 112971.3274 | 267595.7522 | 0 | 0 | 0 | 0 | 164631.3274 | 272447.4022 | 74881.1022 | 60955.7522 | 539809.2074 | 24164.9683 | 5348.8673 | 830944.1302 | 114357.4454 | 267687.2661 | 0 | 107441.7576 | 10227.0067 | 527.5046
Region | Technology | 2022 | 2023 | 2024 | 2025 | 2026 | 2027 | 2028 | 2029 | 2030 | 2031 | 2032 | 2033 | 2034 | 2035 | 2036 | 2037 | 2038 | 2039 | 2040 | 2041 | 2042
NSW | Black Coal | 0 | 81274.3363 | 243823.0088 | 0 | 0 | 0 | 0 | 0 | 214564.2478 | 0 | 0 | 468140.177 | 0 | 0 | 445383.3628 | 0 | 0 | 0 | 0 | 0 | 0
NSW | Brown Coal | 0 | 0 | 0 | 0 | 0 | 0 | 0 | 0 | 0 | 0 | 0 | 0 | 0 | 0 | 0 | 0 | 0 | 0 | 0 | 0 | 0
NSW | CCGT | 0 | 0 | 0 | 0 | 0 | 0 | 0 | 0 | 0 | 0 | 0 | 0 | 0 | 0 | 0 | 0 | 0 | 0 | 0 | 0 | 0
NSW | Peaking Gas+Liquids | 0 | 0 | 0 | 0 | 0 | 0 | 0 | 0 | 0 | 0 | 0 | 0 | 0 | 0 | 2285.8407 | 0 | 0 | 0 | 0 | 0 | 0
NSW | Hydro | 0 | 0 | 0 | 0 | 0 | 0 | 0 | 0 | 0 | 0 | 0 | 0 | 0 | 0 | 0 | 0 | 0 | 0 | 0 | 0 | 0
NSW | Dispatchable Storage | 0 | 0 | 0 | 0 | 0 | 0 | 0 | 0 | 0 | 0 | 0 | 0 | 0 | 0 | 0 | 0 | 0 | 0 | 0 | 0 | 0
NSW | Wind | 0 | 0 | 0 | 0 | 0 | 0 | 0 | 0 | 0 | 0 | 0 | 0 | 0 | 0 | 0 | 0 | 0 | 0 | 0 | 1166.4078 | 527.5046
NSW | Solar | 0 | 0 | 0 | 0 | 0 | 0 | 0 | 0 | 0 | 0 | 0 | 0 | 0 | 0 | 0 | 0 | 0 | 0 | 0 | 0 | 0
Total |  | 0 | 81274.3363 | 243823.0088 | 0 | 0 | 0 | 0 | 0 | 214564.2478 | 0 | 0 | 468140.177 | 0 | 0 | 447669.2035 | 0 | 0 | 0 | 0 | 1166.4078 | 527.5046
Region | Technology | 2022 | 2023 | 2024 | 2025 | 2026 | 2027 | 2028 | 2029 | 2030 | 2031 | 2032 | 2033 | 2034 | 2035 | 2036 | 2037 | 2038 | 2039 | 2040 | 2041 | 2042
QLD | Black Coal | 0 | 0 | 0 | 0 | 0 | 0 | 0 | 113784.0708 | 0 | 0 | 0 | 0 | 0 | 0 | 273081.7699 | 113784.0708 | 186930.9735 | 0 | 0 | 0 | 0
QLD | Brown Coal | 0 | 0 | 0 | 0 | 0 | 0 | 0 | 0 | 0 | 0 | 0 | 0 | 0 | 0 | 0 | 0 | 0 | 0 | 0 | 0 | 0
QLD | CCGT | 0 | 0 | 0 | 0 | 0 | 0 | 0 | 50847.2566 | 0 | 0 | 0 | 0 | 0 | 0 | 0 | 0 | 0 | 0 | 18938.9522 | 0 | 0
QLD | Peaking Gas+Liquids | 0 | 0 | 0 | 0 | 0 | 0 | 0 | 0 | 0 | 0 | 0 | 0 | 13349.3097 | 5348.8673 | 0 | 0 | 0 | 0 | 0 | 0 | 0
QLD | Hydro | 0 | 0 | 0 | 0 | 0 | 0 | 0 | 0 | 0 | 0 | 0 | 0 | 0 | 0 | 0 | 0 | 9436.108 | 0 | 0 | 0 | 0
QLD | Dispatchable Storage | 0 | 0 | 0 | 0 | 0 | 0 | 0 | 0 | 0 | 0 | 0 | 0 | 0 | 0 | 0 | 0 | 0 | 0 | 0 | 0 | 0
QLD | Wind | 0 | 0 | 0 | 0 | 0 | 0 | 0 | 0 | 0 | 0 | 0 | 0 | 0 | 0 | 0 | 0 | 0 | 0 | 0 | 0 | 0
QLD | Solar | 0 | 0 | 0 | 0 | 0 | 0 | 0 | 0 | 0 | 0 | 0 | 0 | 0 | 0 | 0 | 0 | 0 | 0 | 0 | 0 | 0
Total |  | 0 | 0 | 0 | 0 | 0 | 0 | 0 | 164631.3274 | 0 | 0 | 0 | 0 | 13349.3097 | 5348.8673 | 273081.7699 | 113784.0708 | 196367.0815 | 0 | 18938.9522 | 0 | 0
Region | Technology | 2022 | 2023 | 2024 | 2025 | 2026 | 2027 | 2028 | 2029 | 2030 | 2031 | 2032 | 2033 | 2034 | 2035 | 2036 | 2037 | 2038 | 2039 | 2040 | 2041 | 2042
VIC | Black Coal | 0 | 0 | 0 | 0 | 0 | 0 | 0 | 0 | 0 | 0 | 0 | 0 | 0 | 0 | 0 | 0 | 0 | 0 | 0 | 0 | 0
VIC | Brown Coal | 0 | 0 | 0 | 0 | 0 | 0 | 0 | 0 | 56892.0354 | 56892.0354 | 60955.7522 | 60955.7522 | 0 | 0 | 0 | 0 | 0 | 0 | 0 | 0 | 0
VIC | CCGT | 0 | 0 | 0 | 0 | 0 | 0 | 0 | 0 | 0 | 0 | 0 | 0 | 0 | 0 | 0 | 0 | 0 | 0 | 66035.3982 | 0 | 0
VIC | Peaking Gas+Liquids | 0 | 0 | 0 | 0 | 0 | 0 | 0 | 0 | 0 | 0 | 0 | 0 | 7771.8584 | 0 | 0 | 0 | 0 | 0 | 20115.3982 | 0 | 0
VIC | Hydro | 0 | 0 | 0 | 0 | 0 | 0 | 0 | 0 | 0 | 0 | 0 | 0 | 0 | 0 | 0 | 0 | 0 | 0 | 0 | 0 | 0
VIC | Dispatchable Storage | 0 | 0 | 0 | 0 | 0 | 0 | 0 | 0 | 0 | 0 | 0 | 0 | 0 | 0 | 0 | 0 | 0 | 0 | 0 | 0 | 0
VIC | Wind | 0 | 0 | 0 | 0 | 0 | 0 | 0 | 0 | 0 | 0 | 0 | 0 | 573.3746 | 0 | 0 | 0 | 733.9195 | 0 | 1732.7643 | 3148.6458 | 0
VIC | Solar | 0 | 0 | 0 | 0 | 0 | 0 | 0 | 0 | 0 | 0 | 0 | 0 | 0 | 0 | 0 | 0 | 0 | 0 | 0 | 0 | 0
Total |  | 0 | 0 | 0 | 0 | 0 | 0 | 0 | 0 | 56892.0354 | 56892.0354 | 60955.7522 | 60955.7522 | 8345.233 | 0 | 0 | 0 | 733.9195 | 0 | 87883.5608 | 3148.6458 | 0
Region | Technology | 2022 | 2023 | 2024 | 2025 | 2026 | 2027 | 2028 | 2029 | 2030 | 2031 | 2032 | 2033 | 2034 | 2035 | 2036 | 2037 | 2038 | 2039 | 2040 | 2041 | 2042
SA | Black Coal | 0 | 0 | 0 | 0 | 0 | 0 | 0 | 0 | 0 | 0 | 0 | 0 | 0 | 0 | 0 | 0 | 0 | 0 | 0 | 0 | 0
SA | Brown Coal | 0 | 0 | 0 | 0 | 0 | 0 | 0 | 0 | 0 | 0 | 0 | 0 | 0 | 0 | 0 | 0 | 0 | 0 | 0 | 0 | 0
SA | CCGT | 0 | 31696.9912 | 23772.7434 | 0 | 0 | 0 | 0 | 0 | 0 | 0 | 0 | 0 | 0 | 0 | 105656.6372 | 0 | 69865.4513 | 0 | 0 | 0 | 0
SA | Peaking Gas+Liquids | 0 | 0 | 0 | 0 | 0 | 0 | 0 | 0 | 0 | 17486.6814 | 0 | 10713.2782 | 0 | 0 | 3657.3451 | 0 | 0 | 0 | 0 | 0 | 0
SA | Hydro | 0 | 0 | 0 | 0 | 0 | 0 | 0 | 0 | 0 | 0 | 0 | 0 | 0 | 0 | 0 | 0 | 0 | 0 | 0 | 0 | 0
SA | Dispatchable Storage | 0 | 0 | 0 | 0 | 0 | 0 | 0 | 0 | 0 | 0 | 0 | 0 | 0 | 0 | 0 | 0 | 0 | 0 | 0 | 0 | 0
SA | Wind | 0 | 0 | 0 | 0 | 0 | 0 | 0 | 0 | 991.119 | 502.3854 | 0 | 0 | 2470.4255 | 0 | 879.1744 | 573.3746 | 720.8138 | 0 | 619.2446 | 425.9354 | 0
SA | Solar | 0 | 0 | 0 | 0 | 0 | 0 | 0 | 0 | 0 | 0 | 0 | 0 | 0 | 0 | 0 | 0 | 0 | 0 | 0 | 0 | 0
Total |  | 0 | 31696.9912 | 23772.7434 | 0 | 0 | 0 | 0 | 0 | 991.119 | 17989.0668 | 0 | 10713.2782 | 2470.4255 | 0 | 110193.1567 | 573.3746 | 70586.2651 | 0 | 619.2446 | 425.9354 | 0
Region | Technology | 2022 | 2023 | 2024 | 2025 | 2026 | 2027 | 2028 | 2029 | 2030 | 2031 | 2032 | 2033 | 2034 | 2035 | 2036 | 2037 | 2038 | 2039 | 2040 | 2041 | 2042
TAS | Black Coal | 0 | 0 | 0 | 0 | 0 | 0 | 0 | 0 | 0 | 0 | 0 | 0 | 0 | 0 | 0 | 0 | 0 | 0 | 0 | 0 | 0
TAS | Brown Coal | 0 | 0 | 0 | 0 | 0 | 0 | 0 | 0 | 0 | 0 | 0 | 0 | 0 | 0 | 0 | 0 | 0 | 0 | 0 | 0 | 0
TAS | CCGT | 0 | 0 | 0 | 0 | 0 | 0 | 0 | 0 | 0 | 0 | 0 | 0 | 0 | 0 | 0 | 0 | 0 | 0 | 0 | 0 | 0
TAS | Peaking Gas+Liquids | 0 | 0 | 0 | 0 | 0 | 0 | 0 | 0 | 0 | 0 | 0 | 0 | 0 | 0 | 0 | 0 | 0 | 0 | 0 | 5486.0177 | 0
TAS | Hydro | 0 | 0 | 0 | 0 | 0 | 0 | 0 | 0 | 0 | 0 | 0 | 0 | 0 | 0 | 0 | 0 | 0 | 0 | 0 | 0 | 0
TAS | Dispatchable Storage | 0 | 0 | 0 | 0 | 0 | 0 | 0 | 0 | 0 | 0 | 0 | 0 | 0 | 0 | 0 | 0 | 0 | 0 | 0 | 0 | 0
TAS | Wind | 0 | 0 | 0 | 0 | 0 | 0 | 0 | 0 | 0 | 0 | 0 | 0 | 0 | 0 | 1.0921e-07 | 0 | 0 | 0 | 0 | 0 | 0
TAS | Solar | 0 | 0 | 0 | 0 | 0 | 0 | 0 | 0 | 0 | 0 | 0 | 0 | 0 | 0 | 0 | 0 | 0 | 0 | 0 | 0 | 0
Total |  | 0 | 0 | 0 | 0 | 0 | 0 | 0 | 0 | 0 | 0 | 0 | 0 | 0 | 0 | 1.0921e-07 | 0 | 0 | 0 | 0 | 5486.0177 | 0

## RehabCost_2
Rehabilitation cost by technology ($000s) - Central with TRET (DP8)
Real June 2019 dollars. Years are financial year ending. Some rounding errors may be present.
Region | Technology | 2022 | 2023 | 2024 | 2025 | 2026 | 2027 | 2028 | 2029 | 2030 | 2031 | 2032 | 2033 | 2034 | 2035 | 2036 | 2037 | 2038 | 2039 | 2040 | 2041 | 2042
NEM | Black Coal | 0 | 81274.3363 | 243823.0088 | 0 | 0 | 0 | 0 | 113784.0708 | 214564.2478 | 0 | 0 | 468140.177 | 0 | 0 | 718465.1327 | 113784.0708 | 186930.9735 | 0 | 0 | 0 | 0
NEM | Brown Coal | 0 | 0 | 0 | 0 | 0 | 0 | 0 | 0 | 56892.0354 | 56892.0354 | 60955.7522 | 60955.7522 | 0 | 0 | 0 | 0 | 0 | 0 | 0 | 0 | 0
NEM | CCGT | 0 | 31696.9912 | 23772.7434 | 0 | 0 | 0 | 0 | 50847.2566 | 0 | 0 | 0 | 0 | 0 | 0 | 105656.6372 | 0 | 69865.4513 | 0 | 84974.3504 | 0 | 0
NEM | Peaking Gas+Liquids | 0 | 0 | 0 | 0 | 0 | 0 | 0 | 0 | 0 | 17486.6814 | 0 | 10713.2782 | 21121.1681 | 5348.8673 | 5943.1858 | 0 | 0 | 0 | 20115.3982 | 5486.0177 | 0
NEM | Hydro | 0 | 0 | 0 | 0 | 0 | 0 | 0 | 0 | 0 | 0 | 0 | 0 | 0 | 0 | 0 | 0 | 9436.108 | 0 | 0 | 0 | 0
NEM | Dispatchable Storage | 0 | 0 | 0 | 0 | 0 | 0 | 0 | 0 | 0 | 0 | 0 | 0 | 0 | 0 | 0 | 0 | 0 | 0 | 0 | 0 | 0
NEM | Wind | 0 | 0 | 0 | 0 | 0 | 0 | 0 | 0 | 991.119 | 502.3854 | 0 | 0 | 3043.8001 | 0 | 1658.9639 | 3290.6242 | 6287.2438 | 6651.1456 | 5664.9412 | 7511.7536 | 527.5046
NEM | Solar | 0 | 0 | 0 | 0 | 0 | 0 | 0 | 0 | 0 | 0 | 0 | 0 | 0 | 0 | 2642.984 | 0 | 1528.999 | 3282.9792 | 0 | 0 | 0
Total |  | 0 | 112971.3274 | 267595.7522 | 0 | 0 | 0 | 0 | 164631.3274 | 272447.4022 | 74881.1022 | 60955.7522 | 539809.2074 | 24164.9683 | 5348.8673 | 834366.9036 | 117074.695 | 274048.7756 | 9934.1248 | 110754.6899 | 12997.7713 | 527.5046
Region | Technology | 2022 | 2023 | 2024 | 2025 | 2026 | 2027 | 2028 | 2029 | 2030 | 2031 | 2032 | 2033 | 2034 | 2035 | 2036 | 2037 | 2038 | 2039 | 2040 | 2041 | 2042
NSW | Black Coal | 0 | 81274.3363 | 243823.0088 | 0 | 0 | 0 | 0 | 0 | 214564.2478 | 0 | 0 | 468140.177 | 0 | 0 | 445383.3628 | 0 | 0 | 0 | 0 | 0 | 0
NSW | Brown Coal | 0 | 0 | 0 | 0 | 0 | 0 | 0 | 0 | 0 | 0 | 0 | 0 | 0 | 0 | 0 | 0 | 0 | 0 | 0 | 0 | 0
NSW | CCGT | 0 | 0 | 0 | 0 | 0 | 0 | 0 | 0 | 0 | 0 | 0 | 0 | 0 | 0 | 0 | 0 | 0 | 0 | 0 | 0 | 0
NSW | Peaking Gas+Liquids | 0 | 0 | 0 | 0 | 0 | 0 | 0 | 0 | 0 | 0 | 0 | 0 | 0 | 0 | 2285.8407 | 0 | 0 | 0 | 0 | 0 | 0
NSW | Hydro | 0 | 0 | 0 | 0 | 0 | 0 | 0 | 0 | 0 | 0 | 0 | 0 | 0 | 0 | 0 | 0 | 0 | 0 | 0 | 0 | 0
NSW | Dispatchable Storage | 0 | 0 | 0 | 0 | 0 | 0 | 0 | 0 | 0 | 0 | 0 | 0 | 0 | 0 | 0 | 0 | 0 | 0 | 0 | 0 | 0
NSW | Wind | 0 | 0 | 0 | 0 | 0 | 0 | 0 | 0 | 0 | 0 | 0 | 0 | 0 | 0 | 0 | 507.8461 | 4832.5105 | 327.6426 | 0 | 3937.1724 | 527.5046
NSW | Solar | 0 | 0 | 0 | 0 | 0 | 0 | 0 | 0 | 0 | 0 | 0 | 0 | 0 | 0 | 0 | 0 | 436.8569 | 3282.9792 | 0 | 0 | 0
Total |  | 0 | 81274.3363 | 243823.0088 | 0 | 0 | 0 | 0 | 0 | 214564.2478 | 0 | 0 | 468140.177 | 0 | 0 | 447669.2035 | 507.8461 | 5269.3673 | 3610.6219 | 0 | 3937.1724 | 527.5046
Region | Technology | 2022 | 2023 | 2024 | 2025 | 2026 | 2027 | 2028 | 2029 | 2030 | 2031 | 2032 | 2033 | 2034 | 2035 | 2036 | 2037 | 2038 | 2039 | 2040 | 2041 | 2042
QLD | Black Coal | 0 | 0 | 0 | 0 | 0 | 0 | 0 | 113784.0708 | 0 | 0 | 0 | 0 | 0 | 0 | 273081.7699 | 113784.0708 | 186930.9735 | 0 | 0 | 0 | 0
QLD | Brown Coal | 0 | 0 | 0 | 0 | 0 | 0 | 0 | 0 | 0 | 0 | 0 | 0 | 0 | 0 | 0 | 0 | 0 | 0 | 0 | 0 | 0
QLD | CCGT | 0 | 0 | 0 | 0 | 0 | 0 | 0 | 50847.2566 | 0 | 0 | 0 | 0 | 0 | 0 | 0 | 0 | 0 | 0 | 18938.9522 | 0 | 0
QLD | Peaking Gas+Liquids | 0 | 0 | 0 | 0 | 0 | 0 | 0 | 0 | 0 | 0 | 0 | 0 | 13349.3097 | 5348.8673 | 0 | 0 | 0 | 0 | 0 | 0 | 0
QLD | Hydro | 0 | 0 | 0 | 0 | 0 | 0 | 0 | 0 | 0 | 0 | 0 | 0 | 0 | 0 | 0 | 0 | 9436.108 | 0 | 0 | 0 | 0
QLD | Dispatchable Storage | 0 | 0 | 0 | 0 | 0 | 0 | 0 | 0 | 0 | 0 | 0 | 0 | 0 | 0 | 0 | 0 | 0 | 0 | 0 | 0 | 0
QLD | Wind | 0 | 0 | 0 | 0 | 0 | 0 | 0 | 0 | 0 | 0 | 0 | 0 | 0 | 0 | 0 | 0 | 0 | 0 | 0 | 0 | 0
QLD | Solar | 0 | 0 | 0 | 0 | 0 | 0 | 0 | 0 | 0 | 0 | 0 | 0 | 0 | 0 | 2642.984 | 0 | 1092.1421 | 0 | 0 | 0 | 0
Total |  | 0 | 0 | 0 | 0 | 0 | 0 | 0 | 164631.3274 | 0 | 0 | 0 | 0 | 13349.3097 | 5348.8673 | 275724.7539 | 113784.0708 | 197459.2236 | 0 | 18938.9522 | 0 | 0
Region | Technology | 2022 | 2023 | 2024 | 2025 | 2026 | 2027 | 2028 | 2029 | 2030 | 2031 | 2032 | 2033 | 2034 | 2035 | 2036 | 2037 | 2038 | 2039 | 2040 | 2041 | 2042
VIC | Black Coal | 0 | 0 | 0 | 0 | 0 | 0 | 0 | 0 | 0 | 0 | 0 | 0 | 0 | 0 | 0 | 0 | 0 | 0 | 0 | 0 | 0
VIC | Brown Coal | 0 | 0 | 0 | 0 | 0 | 0 | 0 | 0 | 56892.0354 | 56892.0354 | 60955.7522 | 60955.7522 | 0 | 0 | 0 | 0 | 0 | 0 | 0 | 0 | 0
VIC | CCGT | 0 | 0 | 0 | 0 | 0 | 0 | 0 | 0 | 0 | 0 | 0 | 0 | 0 | 0 | 0 | 0 | 0 | 0 | 66035.3982 | 0 | 0
VIC | Peaking Gas+Liquids | 0 | 0 | 0 | 0 | 0 | 0 | 0 | 0 | 0 | 0 | 0 | 0 | 7771.8584 | 0 | 0 | 0 | 0 | 0 | 20115.3982 | 0 | 0
VIC | Hydro | 0 | 0 | 0 | 0 | 0 | 0 | 0 | 0 | 0 | 0 | 0 | 0 | 0 | 0 | 0 | 0 | 0 | 0 | 0 | 0 | 0
VIC | Dispatchable Storage | 0 | 0 | 0 | 0 | 0 | 0 | 0 | 0 | 0 | 0 | 0 | 0 | 0 | 0 | 0 | 0 | 0 | 0 | 0 | 0 | 0
VIC | Wind | 0 | 0 | 0 | 0 | 0 | 0 | 0 | 0 | 0 | 0 | 0 | 0 | 573.3746 | 0 | 0 | 0 | 733.9195 | 4586.9969 | 2096.9129 | 3148.6458 | 0
VIC | Solar | 0 | 0 | 0 | 0 | 0 | 0 | 0 | 0 | 0 | 0 | 0 | 0 | 0 | 0 | 0 | 0 | 0 | 0 | 0 | 0 | 0
Total |  | 0 | 0 | 0 | 0 | 0 | 0 | 0 | 0 | 56892.0354 | 56892.0354 | 60955.7522 | 60955.7522 | 8345.233 | 0 | 0 | 0 | 733.9195 | 4586.9969 | 88247.7093 | 3148.6458 | 0
Region | Technology | 2022 | 2023 | 2024 | 2025 | 2026 | 2027 | 2028 | 2029 | 2030 | 2031 | 2032 | 2033 | 2034 | 2035 | 2036 | 2037 | 2038 | 2039 | 2040 | 2041 | 2042
SA | Black Coal | 0 | 0 | 0 | 0 | 0 | 0 | 0 | 0 | 0 | 0 | 0 | 0 | 0 | 0 | 0 | 0 | 0 | 0 | 0 | 0 | 0
SA | Brown Coal | 0 | 0 | 0 | 0 | 0 | 0 | 0 | 0 | 0 | 0 | 0 | 0 | 0 | 0 | 0 | 0 | 0 | 0 | 0 | 0 | 0
SA | CCGT | 0 | 31696.9912 | 23772.7434 | 0 | 0 | 0 | 0 | 0 | 0 | 0 | 0 | 0 | 0 | 0 | 105656.6372 | 0 | 69865.4513 | 0 | 0 | 0 | 0
SA | Peaking Gas+Liquids | 0 | 0 | 0 | 0 | 0 | 0 | 0 | 0 | 0 | 17486.6814 | 0 | 10713.2782 | 0 | 0 | 3657.3451 | 0 | 0 | 0 | 0 | 0 | 0
SA | Hydro | 0 | 0 | 0 | 0 | 0 | 0 | 0 | 0 | 0 | 0 | 0 | 0 | 0 | 0 | 0 | 0 | 0 | 0 | 0 | 0 | 0
SA | Dispatchable Storage | 0 | 0 | 0 | 0 | 0 | 0 | 0 | 0 | 0 | 0 | 0 | 0 | 0 | 0 | 0 | 0 | 0 | 0 | 0 | 0 | 0
SA | Wind | 0 | 0 | 0 | 0 | 0 | 0 | 0 | 0 | 991.119 | 502.3854 | 0 | 0 | 2470.4255 | 0 | 1658.9639 | 2782.7781 | 720.8138 | 1736.506 | 3568.0283 | 425.9354 | 0
SA | Solar | 0 | 0 | 0 | 0 | 0 | 0 | 0 | 0 | 0 | 0 | 0 | 0 | 0 | 0 | 0 | 0 | 0 | 0 | 0 | 0 | 0
Total |  | 0 | 31696.9912 | 23772.7434 | 0 | 0 | 0 | 0 | 0 | 991.119 | 17989.0668 | 0 | 10713.2782 | 2470.4255 | 0 | 110972.9462 | 2782.7781 | 70586.2651 | 1736.506 | 3568.0283 | 425.9354 | 0
Region | Technology | 2022 | 2023 | 2024 | 2025 | 2026 | 2027 | 2028 | 2029 | 2030 | 2031 | 2032 | 2033 | 2034 | 2035 | 2036 | 2037 | 2038 | 2039 | 2040 | 2041 | 2042
TAS | Black Coal | 0 | 0 | 0 | 0 | 0 | 0 | 0 | 0 | 0 | 0 | 0 | 0 | 0 | 0 | 0 | 0 | 0 | 0 | 0 | 0 | 0
TAS | Brown Coal | 0 | 0 | 0 | 0 | 0 | 0 | 0 | 0 | 0 | 0 | 0 | 0 | 0 | 0 | 0 | 0 | 0 | 0 | 0 | 0 | 0
TAS | CCGT | 0 | 0 | 0 | 0 | 0 | 0 | 0 | 0 | 0 | 0 | 0 | 0 | 0 | 0 | 0 | 0 | 0 | 0 | 0 | 0 | 0
TAS | Peaking Gas+Liquids | 0 | 0 | 0 | 0 | 0 | 0 | 0 | 0 | 0 | 0 | 0 | 0 | 0 | 0 | 0 | 0 | 0 | 0 | 0 | 5486.0177 | 0
TAS | Hydro | 0 | 0 | 0 | 0 | 0 | 0 | 0 | 0 | 0 | 0 | 0 | 0 | 0 | 0 | 0 | 0 | 0 | 0 | 0 | 0 | 0
TAS | Dispatchable Storage | 0 | 0 | 0 | 0 | 0 | 0 | 0 | 0 | 0 | 0 | 0 | 0 | 0 | 0 | 0 | 0 | 0 | 0 | 0 | 0 | 0
TAS | Wind | 0 | 0 | 0 | 0 | 0 | 0 | 0 | 0 | 0 | 0 | 0 | 0 | 0 | 0 | 0 | 0 | 0 | 0 | 0 | 0 | 0
TAS | Solar | 0 | 0 | 0 | 0 | 0 | 0 | 0 | 0 | 0 | 0 | 0 | 0 | 0 | 0 | 0 | 0 | 0 | 0 | 0 | 0 | 0
Total |  | 0 | 0 | 0 | 0 | 0 | 0 | 0 | 0 | 0 | 0 | 0 | 0 | 0 | 0 | 0 | 0 | 0 | 0 | 0 | 5486.0177 | 0

## DSPCost_1
DSP and USE cost by region ($000s) - Central with TRET (Counterfactual)
Real June 2019 dollars. Years are financial year ending. Some rounding errors may be present.
Region | Aggregation | 2022 | 2023 | 2024 | 2025 | 2026 | 2027 | 2028 | 2029 | 2030 | 2031 | 2032 | 2033 | 2034 | 2035 | 2036 | 2037 | 2038 | 2039 | 2040 | 2041 | 2042
NSW | DSP + USE | 0 | 0 | 9984.9184 | 20099.7425 | 0 | 0 | 3017.8257 | 6169.2656 | 14334.5992 | 0 | 4108.823 | 4374.8218 | 7524.1645 | 18720.5838 | 17556.379 | 33007.682 | 13767.4278 | 25788.3713 | 29066.2946 | 10369.2796 | 32867.8295
QLD | DSP + USE | 0 | 0 | 0 | 0 | 0 | 0 | 0 | 0 | 0 | 0 | 0 | 0 | 4407.3882 | 26.7026 | 9695.4628 | 7621.3104 | 0 | 21158.1972 | 17465.1091 | 16103.2921 | 0
VIC | DSP + USE | 840.4334 | 0 | 0 | 0 | 6496.8517 | 0 | 0 | 0 | 5591.2324 | 0 | 0 | 0 | 0 | 0 | 12362.3727 | 2623.9526 | 0 | 14383.4144 | 18528.8293 | 0 | 24920.3822
SA | DSP + USE | 1191.3168 | 0 | 0 | 0 | 3524.7587 | 0 | 0 | 0 | 3122.8386 | 0 | 0 | 0 | 0 | 0 | 5710.1935 | 10536.8319 | 10555.8644 | 6589.051 | 6858.5013 | 0 | 11223.6692
TAS | DSP + USE | 0 | 0 | 0 | 0 | 0 | 0 | 0 | 0 | 0 | 0 | 0 | 0 | 0 | 0 | 0 | 0 | 0 | 0 | 0 | 0 | 0
NEM | Total | 2031.7502 | 0 | 9984.9184 | 20099.7425 | 10021.6104 | 0 | 3017.8257 | 6169.2656 | 23048.6702 | 0 | 4108.823 | 4374.8218 | 11931.5528 | 18747.2865 | 45324.408 | 53789.7768 | 24323.2922 | 67919.034 | 71918.7344 | 26472.5717 | 69011.8808
*DSP may include unserved energy below the current reliability standard

## DSPCost_2
DSP and USE cost by region ($000s) - Central with TRET (DP8)
Real June 2019 dollars. Years are financial year ending. Some rounding errors may be present.
Region | Aggregation | 2022 | 2023 | 2024 | 2025 | 2026 | 2027 | 2028 | 2029 | 2030 | 2031 | 2032 | 2033 | 2034 | 2035 | 2036 | 2037 | 2038 | 2039 | 2040 | 2041 | 2042
NSW | DSP + USE | 0 | 0 | 6580.1426 | 9080.6682 | 0 | 0 | 0 | 0 | 0 | 0 | 0 | 0 | 4636.5955 | 25834.0735 | 15621.1054 | 5501.2803 | 0 | 0 | 0 | 18914.3888 | 0
QLD | DSP + USE | 0 | 0 | 0 | 0 | 0 | 0 | 0 | 0 | 0 | 0 | 0 | 0 | 4407.3882 | 1049.1092 | 13997.3375 | 4783.8668 | 0 | 0 | 0 | 5335.7598 | 0
VIC | DSP + USE | 840.4334 | 0 | 0 | 0 | 0 | 0 | 0 | 0 | 0 | 0 | 0 | 0 | 0 | 0 | 0 | 0 | 0 | 0 | 0 | 0 | 0
SA | DSP + USE | 1191.3168 | 0 | 0 | 0 | 0 | 0 | 0 | 0 | 0 | 0 | 0 | 0 | 0 | 0 | 2855.0967 | 0 | 11382.7209 | 0 | 0 | 0 | 0
TAS | DSP + USE | 0 | 0 | 0 | 0 | 0 | 0 | 0 | 0 | 0 | 0 | 0 | 0 | 0 | 0 | 0 | 0 | 0 | 0 | 0 | 0 | 0
NEM | Total | 2031.7502 | 0 | 6580.1426 | 9080.6682 | 0 | 0 | 0 | 0 | 0 | 0 | 0 | 0 | 9043.9837 | 26883.1828 | 32473.5396 | 10285.1471 | 11382.7209 | 0 | 0 | 24250.1485 | 0
*DSP may include unserved energy below the current reliability standard

## REZTxCost_1
REZ transmission expansion cost by region ($000s) - Central with TRET (Counterfactual)
Real June 2019 dollars. Years are financial year ending. As with the total capital costs, the REZ transmission expansion costs are annualised for modelling purposes. Some rounding errors may be present.
Region | Aggregation | 2022 | 2023 | 2024 | 2025 | 2026 | 2027 | 2028 | 2029 | 2030 | 2031 | 2032 | 2033 | 2034 | 2035 | 2036 | 2037 | 2038 | 2039 | 2040 | 2041 | 2042
NSW | REZ Transmission | 0 | 0 | 0 | 0 | 0 | 0 | 0 | 0 | 0 | 0 | 0 | 0 | 0 | 0 | 0 | 0 | 0 | 0 | 0 | 0 | 0
QLD | REZ Transmission | 0 | 0 | 0 | 0 | 0 | 0 | 0 | 0 | 0 | 0 | 0 | 0 | 0 | 0 | 0 | 0 | 0 | 0 | 0 | 0 | 0
VIC | REZ Transmission | 0 | 0 | 0 | 0 | 0 | 0 | 0 | 0 | 0 | 0 | 0 | 0 | 0 | 0 | 0 | 0 | 0 | 0 | 0 | 0 | 0
SA | REZ Transmission | 0 | 0 | 0 | 0 | 0 | 0 | 0 | 0 | 0 | 0 | 0 | 0 | 0 | 0 | 0 | 0 | 0 | 0 | 0 | 0 | 0
TAS | REZ Transmission | 0 | 0 | 0 | 0 | 0 | 0 | 0 | 0 | 0 | 0 | 0 | 0 | 0 | 0 | 0 | 0 | 0 | 0 | 0 | 0 | 0
NEM | Total | 0 | 0 | 0 | 0 | 0 | 0 | 0 | 0 | 0 | 0 | 0 | 0 | 0 | 0 | 0 | 0 | 0 | 0 | 0 | 0 | 0

## REZTxCost_2
REZ transmission expansion cost by region ($000s) - Central with TRET (DP8)
Real June 2019 dollars. Years are financial year ending. As with the total capital costs, the REZ transmission expansion costs are annualised for modelling purposes. Some rounding errors may be present.
Region | Aggregation | 2022 | 2023 | 2024 | 2025 | 2026 | 2027 | 2028 | 2029 | 2030 | 2031 | 2032 | 2033 | 2034 | 2035 | 2036 | 2037 | 2038 | 2039 | 2040 | 2041 | 2042
NSW | REZ Transmission | 0 | 419.475 | 419.475 | 419.475 | 419.475 | 419.475 | 419.475 | 419.475 | 419.475 | 419.475 | 419.475 | 0 | 0 | 0 | 52430.5495 | 52430.5495 | 122877.7769 | 122877.7769 | 134703.2074 | 181077.7967 | 181077.7967
QLD | REZ Transmission | 0 | 0 | 0 | 0 | 0 | 0 | 0 | 11954.8885 | 24396.1061 | 24396.1061 | 24396.1061 | 24396.1061 | 24396.1061 | 24396.1061 | 57055.1 | 57055.1 | 122572.7203 | 122572.7203 | 148696.3181 | 148696.3181 | 148696.3181
VIC | REZ Transmission | 0 | 0 | 0 | 0 | 0 | 0 | 0 | 0 | 0 | 0 | 0 | 0 | 0 | 0 | 0 | 0 | 0 | 0 | 0 | 0 | 0
SA | REZ Transmission | 0 | 0 | 0 | 0 | 0 | 0 | 0 | 0 | 0 | 0 | 0 | 0 | 0 | 0 | 6285.1075 | 7536.1568 | 34489.7492 | 34489.7492 | 38224.9628 | 44753.3119 | 44753.3119
TAS | REZ Transmission | 0 | 0 | 0 | 0 | 0 | 442.0371 | 3263.8251 | 6228.251 | 8326.2048 | 8596.8647 | 1950.4159 | 3990.4173 | 4431.5008 | 4431.5008 | 0 | 0 | 12729.2807 | 12729.2807 | 12729.2807 | 12729.2807 | 12729.2807
NEM | Total | 0 | 419.475 | 419.475 | 419.475 | 419.475 | 861.5121 | 3683.3001 | 18602.6145 | 33141.7859 | 33412.4458 | 26765.997 | 28386.5234 | 28827.6069 | 28827.6069 | 115770.757 | 117021.8064 | 292669.5271 | 292669.5271 | 334353.769 | 387256.7074 | 387256.7074

## ICTxCost_1
Interconnector cost by link ($000s) - Central with TRET (Counterfactual)
Real June 2019 dollars. Years are financial year ending. As with the total capital costs, the interconnector transmission expansion costs are annualised for modelling purposes. For the second table, interconnector cost has been split between regions according to loss allocations. Some rounding errors may be present.
Region | Aggregation | 2022 | 2023 | 2024 | 2025 | 2026 | 2027 | 2028 | 2029 | 2030 | 2031 | 2032 | 2033 | 2034 | 2035 | 2036 | 2037 | 2038 | 2039 | 2040 | 2041 | 2042
NEM | QNI Option 1A | 0 | 16180.9745 | 16180.9745 | 16180.9745 | 16180.9745 | 16180.9745 | 16180.9745 | 16180.9745 | 16180.9745 | 16180.9745 | 16180.9745 | 16180.9745 | 16180.9745 | 16180.9745 | 16180.9745 | 16180.9745 | 16180.9745 | 16180.9745 | 16180.9745 | 16180.9745 | 16180.9745
NEM | VNI Option 1 | 0 | 0 | 0 | 0 | 0 | 0 | 0 | 0 | 0 | 0 | 0 | 0 | 0 | 0 | 0 | 0 | 0 | 0 | 0 | 0 | 0
NEM | EnergyConnect | 0 | 0 | 0 | 0 | 0 | 0 | 0 | 0 | 0 | 0 | 0 | 0 | 0 | 0 | 0 | 0 | 0 | 0 | 0 | 0 | 0
NEM | Humelink | 0 | 0 | 0 | 0 | 0 | 0 | 0 | 0 | 0 | 0 | 0 | 0 | 0 | 0 | 0 | 0 | 0 | 0 | 0 | 0 | 0
NEM | QNI Option 2E | 0 | 0 | 0 | 0 | 0 | 0 | 0 | 0 | 0 | 0 | 0 | 0 | 0 | 0 | 0 | 0 | 0 | 0 | 0 | 0 | 0
NEM | QNI Option 3E | 0 | 0 | 0 | 0 | 0 | 0 | 0 | 0 | 0 | 0 | 0 | 0 | 0 | 0 | 0 | 0 | 0 | 0 | 0 | 0 | 0
NEM | VNI Option 6 | 0 | 0 | 0 | 0 | 0 | 0 | 0 | 0 | 0 | 0 | 0 | 0 | 0 | 0 | 0 | 0 | 0 | 0 | 0 | 0 | 0
NEM | VNI Option 7 | 0 | 0 | 0 | 0 | 0 | 0 | 0 | 0 | 0 | 0 | 0 | 0 | 0 | 0 | 0 | 0 | 0 | 0 | 0 | 0 | 0
NEM | VIC-TAS Option 3 | 0 | 0 | 0 | 0 | 0 | 0 | 0 | 0 | 0 | 0 | 0 | 0 | 0 | 0 | 0 | 0 | 0 | 0 | 0 | 0 | 0
NEM | VIC-TAS Option 4 | 0 | 0 | 0 | 0 | 0 | 0 | 0 | 0 | 0 | 0 | 0 | 0 | 0 | 0 | 0 | 0 | 0 | 0 | 0 | 0 | 0
Total |  | 0 | 16180.9745 | 16180.9745 | 16180.9745 | 16180.9745 | 16180.9745 | 16180.9745 | 16180.9745 | 16180.9745 | 16180.9745 | 16180.9745 | 16180.9745 | 16180.9745 | 16180.9745 | 16180.9745 | 16180.9745 | 16180.9745 | 16180.9745 | 16180.9745 | 16180.9745 | 16180.9745
Region | Aggregation | 2022 | 2023 | 2024 | 2025 | 2026 | 2027 | 2028 | 2029 | 2030 | 2031 | 2032 | 2033 | 2034 | 2035 | 2036 | 2037 | 2038 | 2039 | 2040 | 2041 | 2042
NSW | IC Transmission | 0 | 9061.3457 | 9061.3457 | 9061.3457 | 9061.3457 | 9061.3457 | 9061.3457 | 9061.3457 | 9061.3457 | 9061.3457 | 9061.3457 | 9061.3457 | 9061.3457 | 9061.3457 | 9061.3457 | 9061.3457 | 9061.3457 | 9061.3457 | 9061.3457 | 9061.3457 | 9061.3457
QLD | IC Transmission | 0 | 7119.6288 | 7119.6288 | 7119.6288 | 7119.6288 | 7119.6288 | 7119.6288 | 7119.6288 | 7119.6288 | 7119.6288 | 7119.6288 | 7119.6288 | 7119.6288 | 7119.6288 | 7119.6288 | 7119.6288 | 7119.6288 | 7119.6288 | 7119.6288 | 7119.6288 | 7119.6288
VIC | IC Transmission | 0 | 0 | 0 | 0 | 0 | 0 | 0 | 0 | 0 | 0 | 0 | 0 | 0 | 0 | 0 | 0 | 0 | 0 | 0 | 0 | 0
SA | IC Transmission | 0 | 0 | 0 | 0 | 0 | 0 | 0 | 0 | 0 | 0 | 0 | 0 | 0 | 0 | 0 | 0 | 0 | 0 | 0 | 0 | 0
TAS | IC Transmission | 0 | 0 | 0 | 0 | 0 | 0 | 0 | 0 | 0 | 0 | 0 | 0 | 0 | 0 | 0 | 0 | 0 | 0 | 0 | 0 | 0
Total |  | 0 | 16180.9745 | 16180.9745 | 16180.9745 | 16180.9745 | 16180.9745 | 16180.9745 | 16180.9745 | 16180.9745 | 16180.9745 | 16180.9745 | 16180.9745 | 16180.9745 | 16180.9745 | 16180.9745 | 16180.9745 | 16180.9745 | 16180.9745 | 16180.9745 | 16180.9745 | 16180.9745

## ICTxCost_2
Interconnector cost by link ($000s) - Central with TRET (DP8)
Real June 2019 dollars. Years are financial year ending. As with the total capital costs, the interconnector transmission expansion costs are annualised for modelling purposes. For the second table, interconnector cost has been split between regions according to loss allocations. Early works (NPV) represents the net present value of the cost of early works on interconnectors, as detailed in the 2020 ISP report. Some rounding errors may be present.
Region | Aggregation | Early works (NPV) | 2022 | 2023 | 2024 | 2025 | 2026 | 2027 | 2028 | 2029 | 2030 | 2031 | 2032 | 2033 | 2034 | 2035 | 2036 | 2037 | 2038 | 2039 | 2040 | 2041 | 2042
NEM | QNI Option 1A | 0 | 0 | 16180.9745 | 16180.9745 | 16180.9745 | 16180.9745 | 16180.9745 | 16180.9745 | 16180.9745 | 16180.9745 | 16180.9745 | 16180.9745 | 16180.9745 | 16180.9745 | 16180.9745 | 16180.9745 | 16180.9745 | 16180.9745 | 16180.9745 | 16180.9745 | 16180.9745 | 16180.9745
NEM | VNI Option 1 | 0 | 0 | 7618.8445 | 7618.8445 | 7618.8445 | 7618.8445 | 7618.8445 | 7618.8445 | 7618.8445 | 7618.8445 | 7618.8445 | 7618.8445 | 7618.8445 | 7618.8445 | 7618.8445 | 7618.8445 | 7618.8445 | 7618.8445 | 7618.8445 | 7618.8445 | 7618.8445 | 7618.8445
NEM | EnergyConnect | 0 | 0 | 0 | 0 | 129495.243 | 129495.243 | 129495.243 | 129495.243 | 129495.243 | 129495.243 | 129495.243 | 129495.243 | 129495.243 | 129495.243 | 129495.243 | 129495.243 | 129495.243 | 129495.243 | 129495.243 | 129495.243 | 129495.243 | 129495.243
NEM | Humelink | 0 | 0 | 0 | 0 | 0 | 152376.8896 | 152376.8896 | 152376.8896 | 152376.8896 | 152376.8896 | 152376.8896 | 152376.8896 | 152376.8896 | 152376.8896 | 152376.8896 | 152376.8896 | 152376.8896 | 152376.8896 | 152376.8896 | 152376.8896 | 152376.8896 | 152376.8896
NEM | QNI Option 2E | 0 | 0 | 0 | 0 | 0 | 0 | 0 | 0 | 0 | 0 | 0 | 0 | 153465.296 | 153465.296 | 153465.296 | 153465.296 | 153465.296 | 153465.296 | 153465.296 | 153465.296 | 153465.296 | 153465.296
NEM | QNI Option 3E | 0 | 0 | 0 | 0 | 0 | 0 | 0 | 0 | 0 | 0 | 0 | 0 | 0 | 0 | 0 | 83081.6851 | 83081.6851 | 83081.6851 | 83081.6851 | 83081.6851 | 83081.6851 | 83081.6851
NEM | VNI Option 6 | 0 | 0 | 0 | 0 | 0 | 0 | 0 | 125529.5329 | 125529.5329 | 125529.5329 | 125529.5329 | 125529.5329 | 125529.5329 | 125529.5329 | 125529.5329 | 125529.5329 | 125529.5329 | 125529.5329 | 125529.5329 | 125529.5329 | 125529.5329 | 125529.5329
NEM | VNI Option 7 | 0 | 0 | 0 | 0 | 0 | 0 | 0 | 0 | 0 | 0 | 0 | 0 | 0 | 0 | 0 | 0 | 0 | 0 | 0 | 0 | 0 | 0
NEM | VIC-TAS Option 3 | 0 | 0 | 0 | 0 | 0 | 0 | 0 | 0 | 0 | 0 | 0 | 133873.9816 | 133873.9816 | 133873.9816 | 133873.9816 | 133873.9816 | 133873.9816 | 133873.9816 | 133873.9816 | 133873.9816 | 133873.9816 | 133873.9816
NEM | VIC-TAS Option 4 | 0 | 0 | 0 | 0 | 0 | 0 | 0 | 0 | 0 | 0 | 0 | 0 | 0 | 0 | 0 | 95054.155 | 95054.155 | 95054.155 | 95054.155 | 95054.155 | 95054.155 | 95054.155
Total |  | 0 | 0 | 23799.819 | 23799.819 | 153295.062 | 305671.9516 | 305671.9516 | 431201.4845 | 431201.4845 | 431201.4845 | 431201.4845 | 565075.4661 | 718540.7621 | 718540.7621 | 718540.7621 | 896676.6022 | 896676.6022 | 896676.6022 | 896676.6022 | 896676.6022 | 896676.6022 | 896676.6022
Region | Aggregation | Early works (NPV) | 2022 | 2023 | 2024 | 2025 | 2026 | 2027 | 2028 | 2029 | 2030 | 2031 | 2032 | 2033 | 2034 | 2035 | 2036 | 2037 | 2038 | 2039 | 2040 | 2041 | 2042
NSW | IC Transmission | 0 | 0 | 12566.0142 | 12566.0142 | 82493.4454 | 149539.2768 | 149539.2768 | 193474.6134 | 193474.6134 | 193474.6134 | 193474.6134 | 193474.6134 | 280949.8321 | 280949.8321 | 280949.8321 | 321659.8578 | 321659.8578 | 321659.8578 | 321659.8578 | 321659.8578 | 321659.8578 | 321659.8578
QLD | IC Transmission | 0 | 0 | 7119.6288 | 7119.6288 | 7119.6288 | 7119.6288 | 7119.6288 | 7119.6288 | 7119.6288 | 7119.6288 | 7119.6288 | 7119.6288 | 73109.706 | 73109.706 | 73109.706 | 115481.3654 | 115481.3654 | 115481.3654 | 115481.3654 | 115481.3654 | 115481.3654 | 115481.3654
VIC | IC Transmission | 0 | 0 | 4114.176 | 4114.176 | 4114.176 | 89445.2342 | 89445.2342 | 171039.4306 | 171039.4306 | 171039.4306 | 171039.4306 | 237976.4214 | 237976.4214 | 237976.4214 | 237976.4214 | 285503.4989 | 285503.4989 | 285503.4989 | 285503.4989 | 285503.4989 | 285503.4989 | 285503.4989
SA | IC Transmission | 0 | 0 | 0 | 0 | 59567.8118 | 59567.8118 | 59567.8118 | 59567.8118 | 59567.8118 | 59567.8118 | 59567.8118 | 59567.8118 | 59567.8118 | 59567.8118 | 59567.8118 | 59567.8118 | 59567.8118 | 59567.8118 | 59567.8118 | 59567.8118 | 59567.8118 | 59567.8118
TAS | IC Transmission | 0 | 0 | 0 | 0 | 0 | 0 | 0 | 0 | 0 | 0 | 0 | 66936.9908 | 66936.9908 | 66936.9908 | 66936.9908 | 114464.0683 | 114464.0683 | 114464.0683 | 114464.0683 | 114464.0683 | 114464.0683 | 114464.0683
Total |  | 0 | 0 | 23799.819 | 23799.819 | 153295.062 | 305671.9516 | 305671.9516 | 431201.4845 | 431201.4845 | 431201.4845 | 431201.4845 | 565075.4661 | 718540.7621 | 718540.7621 | 718540.7621 | 896676.6022 | 896676.6022 | 896676.6022 | 896676.6022 | 896676.6022 | 896676.6022 | 896676.6022