## Disclaimer
Disclaimer
This generation outcomes workbook contains data provided by or collected from third parties,
and conclusions, opinions, assumptions or forecasts that are based on that data.
AEMO has made every effort to ensure the quality of the information in this workbook but cannot guarantee
that the information, forecasts and assumptions in it are accurate, complete or appropriate for your
circumstances. This generation outcomes workbook does not include all of the information that an investor,
participant or potential participant in the electricity or gas market might require, and does not amount to a
recommendation of any investment.
Anyone proposing to use the information in this workbook should independently verify and check its
accuracy, completeness and suitability for purpose, and obtain independent and specific advice from
appropriate experts.
This dataset or the information in it may be subsequently updated or amended. This work does
not constitute legal or business advice, and should not be relied on as a substitute for obtaining detailed
legal advice about the National Electricity Law, the National Electricity Rules, or any other applicable
laws, procedures or policies.
Accordingly, to the maximum extent permitted by law, AEMO and its officers, employees and
consultants involved in the preparation of this document:
• make no representation or warranty, express or implied, as to the currency, accuracy, reliability or
completeness of the information in this workbook; and
• are not liable (whether by reason of negligence or otherwise) for any statements, opinions,
information or other matters contained in or derived from this publication, or any omissions from it,
or in respect of a person’s use of the information in this workbook.

## Index
2020 ISP Comparison Workbook
Version History
Version Number | Description
v1.0 | Initial release
About
This workbook presents the data and comparison for the below cases for the 2020 ISP. For a complete description of the scenarios and sensitivities, please see the 2020 ISP report.
Case 1 | Central with updated demand (Counterfactual)
Case 2 | Central with updated demand (DP4)
Index Table
Tab Name | Content Description
Summary_1 | Summary (calculated) of Case 1
Summary_2 | Summary (calculated) of Case 2
Comparison 1 vs 2 | Summary (calculated) of the comparison of Case 1 versus Case 2
Capacity_1 | Installed capacity by technology (for each case)
Capacity_2
Retirements_1 | Coal retirement data (for each case)
Retirements_2
Generation_1 | Annual as-generated generation by technology (for each case)
Generation_2
StorageCapacity_1 | Installed capacity of storage (for each case)
StorageCapacity_2
StorageGeneration_1 | Generation of storage (for each case)
StorageGeneration_2
DispatchableCapacity_1 | Dispatchable capacity built (for each case)
DispatchableCapacity_2
REZCapacity_1 | Installed capacity by REZ and technology (for each case)
REZCapacity_2
REZGeneration_1 | Annual as-generated generation by REZ and technology (for each case)
REZGeneration_2
VOMCost_1 | Additional cost for running units by technology (for each case)
VOMCost_2
FOMCost_1 | Annual fixed cost for keeping plants in service by technology (for each case)
FOMCost_2
FuelCost_1 | Fuel costs by technology (for each case)
FuelCost_2
BuildCost_1 | New generation build cost by technology (for each case)
BuildCost_2
RehabCost_1 | Rehabilitation cost by technology (for each case)
RehabCost_2
DSPCost_1 | DSP and USE cost by region (for each case)
DSPCost_2
REZTxCost_1 | REZ transmission expansion cost by region (for each case)
REZTxCost_2
ICTxCost_1 | Interconnector cost by augmentation and by region (for each case)
ICTxCost_2

## Summary_1
Case 1 Summary - Central with updated demand (Counterfactual)
Notes
1. The discount rate used for calculation is 5.9%
NEM discounted total system costs by year
Select region | NEM
|  | Real June 2019 dollars ($m) | NPV | 2021-22 | 2022-23 | 2023-24 | 2024-25 | 2025-26 | 2026-27 | 2027-28 | 2028-29 | 2029-30 | 2030-31 | 2031-32 | 2032-33 | 2033-34 | 2034-35 | 2035-36 | 2036-37 | 2037-38 | 2038-39 | 2039-40 | 2040-41 | 2041-42
|  | Capex | 14664.9416 | 0 | 233.4712 | 236.2257 | 298.8733 | 311.0962 | 372.1103 | 490.6365 | 811.4273 | 1033.8755 | 1045.6774 | 1125.6774 | 1768.4173 | 1903.9049 | 2045.793 | 3392.866 | 3634.5025 | 4138.4445 | 4108.3269 | 4138.8854 | 4204.1866 | 4349.5917
|  | FOM | 35674.3093 | 3663.363 | 3462.9363 | 2832.9246 | 4524.0255 | 3401.3821 | 3498.1934 | 3765.2866 | 2939.1847 | 2836.6614 | 3420.7199 | 3521.8435 | 3178.962 | 2626.5653 | 2636.224 | 2899.2981 | 3402.4061 | 4285.0592 | 3774.5473 | 3065.7451 | 3686.3429 | 2639.8138
|  | Fuel | 31720.7871 | 2419.4675 | 2409.0611 | 2550.4785 | 2476.0666 | 2478.9923 | 2427.6809 | 2689.7881 | 2457.2275 | 2401.0571 | 2612.4711 | 2535.2292 | 3478.2571 | 3591.0637 | 3475.5172 | 3249.5429 | 3346.0275 | 4869.4876 | 4285.4576 | 4619.7351 | 5192.8459 | 5137.2302
|  | VOM | 7934.8556 | 753.8891 | 733.9265 | 735.7552 | 739.0875 | 721.2772 | 720.5598 | 695.7922 | 717.922 | 707.5679 | 701.68 | 705.3504 | 744.7292 | 749.3223 | 759.4619 | 765.7868 | 781.2799 | 825.1196 | 847.6465 | 863.5619 | 885.4374 | 892.878
|  | REZ | 0 | 0 | 0 | 0 | 0 | 0 | 0 | 0 | 0 | 0 | 0 | 0 | 0 | 0 | 0 | 0 | 0 | 0 | 0 | 0 | 0 | 0
|  | DSP+USE | 222.6559 | 0 | 2.0129 | 15.3997 | 34.4214 | 34.578 | 1.7101 | 0 | 19.914 | 21.8856 | 0 | 12.2457 | 27.0173 | 13.9098 | 17.725 | 19.3554 | 27.5064 | 22.6791 | 82.0474 | 95.9718 | 37.7198 | 62.8075
|  | Rehab | 1329.4773 | 0 | 112.9713 | 267.5958 | 0 | 0 | 0 | 0 | 164.6313 | 272.4474 | 74.8811 | 60.9558 | 539.8092 | 24.165 | 5.3489 | 830.9441 | 115.1219 | 267.6873 | 0 | 107.8059 | 10.227 | 0.5275
|  | Interconnectors | 157.5471 | 0 | 16.181 | 16.181 | 16.181 | 16.181 | 16.181 | 16.181 | 16.181 | 16.181 | 16.181 | 16.181 | 16.181 | 16.181 | 16.181 | 16.181 | 16.181 | 16.181 | 16.181 | 16.181 | 16.181 | 16.181
|  | NPV and annual costs | 91704.5739 | 6836.7197 | 6970.5603 | 6654.5605 | 8088.6553 | 6963.5068 | 7036.4354 | 7657.6844 | 7126.4877 | 7289.6758 | 7871.6106 | 7977.483 | 9753.3732 | 8925.1119 | 8956.2509 | 11173.9743 | 11323.0254 | 14424.6583 | 13114.2066 | 12907.8862 | 14032.9406 | 13099.0297
*Net present value as at 1 July 2019
Note: DSP may include unserved energy below the current reliability standard
NEM capacity by year
Select region | NEM
|  | Capacity (MW) | 2021-22 | 2022-23 | 2023-24 | 2024-25 | 2025-26 | 2026-27 | 2027-28 | 2028-29 | 2029-30 | 2030-31 | 2031-32 | 2032-33 | 2033-34 | 2034-35 | 2035-36 | 2036-37 | 2037-38 | 2038-39 | 2039-40 | 2040-41 | 2041-42
|  | Black Coal | 18336 | 17861 | 16386 | 16386 | 16386 | 16386 | 16386 | 15686 | 14366 | 14366 | 14366 | 11486 | 11486 | 11486 | 7066 | 6366 | 5216 | 5216 | 5216 | 5216 | 5216
|  | Brown Coal | 4820 | 4820 | 4820 | 4820 | 4820 | 4820 | 4820 | 4820 | 4470 | 4120 | 3745 | 3370 | 3370 | 3370 | 3370 | 3370 | 3370 | 3370 | 3370 | 3370 | 3370
|  | CCGT | 4285.9 | 4045.9 | 3865.9 | 3865.9 | 3865.9 | 3865.9 | 3865.9 | 3480.9 | 3480.9 | 3480.9 | 3480.9 | 3480.9 | 3480.9 | 3480.9 | 2680.9 | 2680.9 | 2151.9 | 2151.9 | 1508.5 | 1508.5 | 1508.5
|  | Peaking Gas+Liquids | 6812.873 | 6812.873 | 6836.4236 | 7375.0941 | 7375.0941 | 7375.0941 | 7375.0941 | 7375.0941 | 8514.758 | 8132.258 | 8132.258 | 9887.9892 | 9425.9892 | 9658.4578 | 10914.3334 | 11659.0905 | 13424.0318 | 13902.7033 | 13604.8901 | 13484.8901 | 14461.0769
|  | Hydro | 6906.5 | 6906.5 | 6906.5 | 6906.5 | 6906.5 | 6906.5 | 6906.5 | 6906.5 | 6906.5 | 6906.5 | 6906.5 | 6906.5 | 6906.5 | 6906.5 | 6906.5 | 6906.5 | 6820.1 | 6820.1 | 6820.1 | 6820.1 | 6820.1
|  | Dispatchable Storage | 1211.1822 | 1231.1619 | 1231.3446 | 3322.0266 | 3380.4308 | 3440.5031 | 3508.6263 | 4598.4781 | 4810.1958 | 4988.6369 | 5613.1438 | 6077.0663 | 6858.366 | 7792.2443 | 10621.768 | 11313.9704 | 11855.0012 | 12068.3267 | 12278.519 | 12342.594 | 12614.4378
|  | Behind the Meter Storage | 444.7287 | 522.1652 | 606.7287 | 693.7488 | 759.2616 | 795.595 | 833.399 | 870.6424 | 1032.3762 | 1000.6238 | 1005.4321 | 1040.1259 | 1076.1938 | 1176.5966 | 1328.6811 | 1416.3921 | 1516.1836 | 1633.7332 | 1766.3699 | 1829.9223 | 1887.2111
|  | Wind | 9005.458 | 10092.658 | 10092.658 | 10093.658 | 10157.4584 | 10571.301 | 10961.2522 | 12441.1776 | 12649.8423 | 12603.8423 | 12603.8423 | 14678.372 | 14545.509 | 14545.509 | 20669.1175 | 21331.6728 | 22557.0399 | 22557.0399 | 22308.3399 | 22510.346 | 22462.046
|  | Solar | 5151.711 | 5941.711 | 5941.711 | 5941.711 | 5981.711 | 6021.711 | 6857.8477 | 6982.1271 | 7563.207 | 7563.207 | 7563.207 | 8487.2172 | 9218.578 | 9218.578 | 9710.3531 | 9710.3531 | 10408.569 | 10408.569 | 10408.569 | 10408.569 | 10408.569
|  | Distributed PV | 13006.6806 | 14224.8794 | 15292.6598 | 16381.079 | 17541.1046 | 18602.7387 | 19662.109 | 20484.5328 | 21073.2884 | 21631.393 | 22277.9242 | 22963.9349 | 23877.2687 | 24756.3323 | 25651.8935 | 26434.6054 | 27315.8119 | 27968.2449 | 28626.633 | 29310 | 29924.0702
|  | Dispatchable Capacity | 42854.4498 | 42201.3436 | 40609.7219 | 43280.3976 | 43376.1456 | 43477.7189 | 43585.8409 | 43636.33 | 43361.583 | 42851.1592 | 43146.734 | 42153.6962 | 42515.5544 | 43730.3092 | 42640.3131 | 43427.4584 | 44019.7095 | 44760.8642 | 44084.6375 | 44081.6408 | 45382.4887
|  | DSP | 481.9947 | 523.9087 | 563.5537 | 604.8769 | 642.2207 | 683.7217 | 723.7206 | 769.3578 | 813.2293 | 856.8643 | 902.9323 | 945.2407 | 987.7993 | 1036.2071 | 1080.8117 | 1130.9974 | 1182.6764 | 1231.8342 | 1286.6284 | 1339.5566 | 1392.374
NEM generation by year
Select region | NEM
|  | As-generated generation (GWh) | 2021-22 | 2022-23 | 2023-24 | 2024-25 | 2025-26 | 2026-27 | 2027-28 | 2028-29 | 2029-30 | 2030-31 | 2031-32 | 2032-33 | 2033-34 | 2034-35 | 2035-36 | 2036-37 | 2037-38 | 2038-39 | 2039-40 | 2040-41 | 2041-42
|  | Black Coal | 96130.4949 | 93668.5441 | 95083.1866 | 92043.5381 | 91914.2154 | 88718.7526 | 91476.9696 | 81793.6907 | 80548.0106 | 86315.9708 | 83530.5568 | 70196.0775 | 71380.1939 | 71688.4199 | 48635.8671 | 43916.049 | 37887.5719 | 37999.3345 | 38170.5094 | 38116.6369 | 38152.3837
|  | Brown Coal | 30003.4625 | 31797.5693 | 31303.7555 | 30021.6653 | 29128.7578 | 27892.1857 | 30095.2008 | 27013.4578 | 27313.2272 | 26137.5632 | 22651.0924 | 21622.3242 | 21445.6567 | 20333.6915 | 20722.3299 | 20285.5068 | 21508.7292 | 19682.808 | 21443.5191 | 21799.0243 | 19631.5556
|  | CCGT | 3098.2355 | 3078.3234 | 2743.9041 | 2746.4169 | 2580.1451 | 2544.9565 | 2666.7731 | 2650.9144 | 2587.5489 | 2654.261 | 2520.9884 | 8625.3139 | 9124.4793 | 8365.3705 | 7944.7985 | 8977.7648 | 11654.7915 | 10912.4198 | 10179.2077 | 10167.2933 | 10335.9648
|  | Peaking Gas+Liquids | 87.0456 | 79.5081 | 129.7288 | 169.7387 | 156.1562 | 115.0232 | 151.4801 | 190.977 | 233.3899 | 230.2345 | 198.3912 | 6267.0368 | 6462.5819 | 6199.3417 | 9354.4896 | 10155.3074 | 19452.1943 | 16427.1667 | 19044.401 | 23081.7701 | 22353.7411
|  | Hydro | 15914.1247 | 13148.6039 | 13010.9819 | 15927.2993 | 13684.3539 | 15638.4136 | 9140.6938 | 17297.1162 | 15656.6557 | 12004.1074 | 15380.5613 | 12759.4263 | 12481.0438 | 15070.1654 | 13644.2079 | 15499.3523 | 8698.0736 | 16636.6674 | 14989.2652 | 11405.5336 | 14151.6487
|  | Dispatchable Storage | 141.0305 | 195.2244 | 200.0657 | 286.9638 | 486.5942 | 646.9783 | 1145.6205 | 1442.4971 | 1921.1943 | 3969.7555 | 3520.3575 | 4959.4045 | 4840.7291 | 5551.7045 | 10669.6684 | 10950.2081 | 10505.5052 | 10170.5341 | 10089.8966 | 9953.5765 | 10630.214
|  | Behind the Meter Storage | 307.8815 | 349.5679 | 405.8046 | 466.0259 | 512.881 | 557.6824 | 589.0446 | 618.9552 | 689.9672 | 735.5756 | 736.7638 | 751.0907 | 775.1096 | 827.3416 | 915.6105 | 1017.6304 | 1099.4949 | 1182.6554 | 1259.4802 | 1340.918 | 1398.4534
|  | Wind | 28968.7846 | 29823.4001 | 29951.079 | 29920.1475 | 31811.9609 | 33236.9143 | 32599.2576 | 38511.0362 | 39526.0137 | 39447.731 | 42172.8722 | 45168.7507 | 44443.4397 | 45456.5656 | 67569.9885 | 70624.2269 | 69465.4036 | 71979.3828 | 70156.1848 | 70554.0337 | 71685.0094
|  | Solar | 12774.5275 | 15384.0507 | 14970.4559 | 14849.7918 | 15376.8864 | 15642.0024 | 17819.7166 | 15633.3086 | 18148.9038 | 18524.4505 | 18969.6023 | 22041.9275 | 22785.6411 | 22566.6763 | 24531.9248 | 24574.7462 | 26123.6316 | 22866.1923 | 24168.9414 | 24605.1567 | 25079.0359
|  | Distributed PV | 17800.3296 | 19611.7844 | 21282.3544 | 22770.574 | 24298.2813 | 25857.0145 | 27427.0561 | 28699.6548 | 29690.1642 | 30534.5618 | 31595.8816 | 32664.9948 | 33822.4826 | 35124.2793 | 36542.6511 | 37724.1845 | 39083.8197 | 40185.4856 | 41265.4111 | 42284.146 | 43212.6196
Load (GWh)
|  | Dispatchable Storage Load | -172.7394 | -265.8444 | -327.9994 | -425.6508 | -618.7612 | -848.6653 | -1553.9863 | -1885.39 | -2561.6879 | -5110.4937 | -4517.6293 | -6356.7716 | -6119.7155 | -7023.2412 | -13995.61 | -14303.3671 | -13424.043 | -13091.4942 | -12883.3892 | -12628.1018 | -13449.6291
|  | Behind the Meter Storage Load | -362.042 | -411.0272 | -477.0041 | -548.0732 | -603.0302 | -655.6623 | -692.6181 | -727.6645 | -811.3993 | -864.8503 | -866.4242 | -883.1899 | -911.1896 | -973.0341 | -1076.5687 | -1196.4549 | -1292.9028 | -1390.5291 | -1481.3138 | -1576.6785 | -1644.6122
|  | DSP | 0 | 0.13693 | 0.14155 | 0.79477 | 1.0148 | 0.11633 | 0 | 1.3547 | 1.1956 | 0 | 0.83304 | 1.8379 | 0.94624 | 1.2058 | 1.0721 | 1.8712 | 1.5428 | 5.5815 | 6.0887 | 2.566 | 4.2726
NEM generation by technology type
Select region | NEM
|  | As-generated generation (GWh) | 2021-22: 2021-22; 2022-23: 2031-32; 2023-24: 2041-42
|  | Black Coal | 2021-22: 96130.4949; 2022-23: 83530.5568; 2023-24: 38152.3837
|  | Brown Coal | 2021-22: 30003.4625; 2022-23: 22651.0924; 2023-24: 19631.5556
|  | CCGT | 2021-22: 3098.2355; 2022-23: 2520.9884; 2023-24: 10335.9648
|  | Peaking Gas+Liquids | 2021-22: 87.0456; 2022-23: 198.3912; 2023-24: 22353.7411
|  | Hydro | 2021-22: 15914.1247; 2022-23: 15380.5613; 2023-24: 14151.6487
|  | Dispatchable Storage | 2021-22: 141.0305; 2022-23: 3520.3575; 2023-24: 10630.214
|  | Behind the Meter Storage | 2021-22: 307.8815; 2022-23: 736.7638; 2023-24: 1398.4534
|  | Wind | 2021-22: 28968.7846; 2022-23: 42172.8722; 2023-24: 71685.0094
|  | Solar | 2021-22: 12774.5275; 2022-23: 18969.6023; 2023-24: 25079.0359
|  | Distributed PV | 2021-22: 17800.3296; 2022-23: 31595.8816; 2023-24: 43212.6196
Load (GWh)
|  | Dispatchable Storage Load | 2021-22: -172.7394; 2022-23: -4517.6293; 2023-24: -13449.6291
|  | Behind the Meter Storage Load | 2021-22: -362.042; 2022-23: -866.4242; 2023-24: -1644.6122
|  | DSP | 2021-22: 0; 2022-23: 0.83304; 2023-24: 4.2726
NEM storage capacity by year
Select region | NEM
|  | Capacity (MW) | 2021-22 | 2022-23 | 2023-24 | 2024-25 | 2025-26 | 2026-27 | 2027-28 | 2028-29 | 2029-30 | 2030-31 | 2031-32 | 2032-33 | 2033-34 | 2034-35 | 2035-36 | 2036-37 | 2037-38 | 2038-39 | 2039-40 | 2040-41 | 2041-42
|  | Shallow Storage | 401.1822 | 401.1619 | 401.3446 | 452.0266 | 510.4308 | 570.5031 | 638.6263 | 712.2362 | 857.3763 | 1035.8175 | 1321.0969 | 1389.5714 | 1870.0931 | 2263.655 | 2629.5078 | 3175.1662 | 3264.6085 | 3369.8189 | 3488.9797 | 3553.0547 | 3612.8615
|  | Medium Storage | 810 | 830 | 830 | 830 | 830 | 830 | 830 | 1846.2419 | 1912.8195 | 1912.8195 | 2252.0469 | 2647.4949 | 2948.2729 | 3463.5761 | 5927.2469 | 6073.791 | 6277.2022 | 6277.2022 | 6277.2022 | 6277.2022 | 6277.2022
|  | Deep Storage | 0 | 0 | 0 | 2040 | 2040 | 2040 | 2040 | 2040 | 2040 | 2040 | 2040 | 2040 | 2040 | 2065.0132 | 2065.0132 | 2065.0132 | 2313.1906 | 2421.3057 | 2512.3371 | 2512.3371 | 2724.3741
|  | Behind the Meter Storage | 444.7287 | 522.1652 | 606.7287 | 693.7488 | 759.2616 | 795.595 | 833.399 | 870.6424 | 1032.3762 | 1000.6238 | 1005.4321 | 1040.1259 | 1076.1938 | 1176.5966 | 1328.6811 | 1416.3921 | 1516.1836 | 1633.7332 | 1766.3699 | 1829.9223 | 1887.2111
NEM storage generation by year
Select region | NEM
|  | As-generated generation (GWh) | 2021-22 | 2022-23 | 2023-24 | 2024-25 | 2025-26 | 2026-27 | 2027-28 | 2028-29 | 2029-30 | 2030-31 | 2031-32 | 2032-33 | 2033-34 | 2034-35 | 2035-36 | 2036-37 | 2037-38 | 2038-39 | 2039-40 | 2040-41 | 2041-42
|  | Shallow Storage | 129.4628 | 164.8414 | 159.5422 | 193.1846 | 216.0743 | 240.064 | 342.7868 | 339.2196 | 462.4757 | 629.5183 | 736.1127 | 804.7806 | 1027.0914 | 1203.3466 | 1411.4318 | 1682.6786 | 1601.9928 | 1607.2517 | 1570.9323 | 1611.251 | 1645.0033
|  | Medium Storage | 11.5677 | 30.383 | 40.5235 | 63.3156 | 42.1566 | 47.1287 | 124.4143 | 810.7164 | 1162.6798 | 1457.053 | 2068.1766 | 3246.5373 | 3342.668 | 3921.0032 | 7307.8373 | 7461.2588 | 7443.1818 | 6729.8589 | 6788.1691 | 6743.6569 | 6926.7995
|  | Deep Storage | 0 | 0 | 0 | 30.4637 | 228.3633 | 359.7855 | 678.4194 | 292.5612 | 296.0388 | 1883.1842 | 716.0682 | 908.0866 | 470.9697 | 427.3548 | 1950.3993 | 1806.2706 | 1460.3307 | 1833.4235 | 1730.7952 | 1598.6685 | 2058.4112
|  | Behind the Meter Storage | 307.8815 | 349.5679 | 405.8046 | 466.0259 | 512.881 | 557.6824 | 589.0446 | 618.9552 | 689.9672 | 735.5756 | 736.7638 | 751.0907 | 775.1096 | 827.3416 | 915.6105 | 1017.6304 | 1099.4949 | 1182.6554 | 1259.4802 | 1340.918 | 1398.4534
NEM dispatchable capacity built by year vs cumulative coal retirements
Select region | NEM
|  | Capacity Built (MW) | 2021-22 | 2022-23 | 2023-24 | 2024-25 | 2025-26 | 2026-27 | 2027-28 | 2028-29 | 2029-30 | 2030-31 | 2031-32 | 2032-33 | 2033-34 | 2034-35 | 2035-36 | 2036-37 | 2037-38 | 2038-39 | 2039-40 | 2040-41 | 2041-42
|  | CCGT | 0 | 0 | 0 | 0 | 0 | 0 | 0 | 0 | 0 | 0 | 0 | 0 | 0 | 0 | 0 | 0 | 0 | 0 | 0 | 0 | 0
|  | Peaking Gas+Liquids | 0 | 0 | 23.5506 | 562.2211 | 562.2211 | 562.2211 | 562.2211 | 562.2211 | 1701.885 | 1701.885 | 1701.885 | 3691.9562 | 3691.9562 | 4041.4248 | 5427.3004 | 6172.0575 | 7936.9988 | 8415.6703 | 8557.8571 | 8557.8571 | 9534.0439
|  | Hydro | 0 | 0 | 0 | 0 | 0 | 0 | 0 | 0 | 0 | 0 | 0 | 0 | 0 | 0 | 0 | 0 | 0 | 0 | 0 | 0 | 0
|  | Shallow Storage | 40.9056 | 40.8853 | 41.068 | 91.75 | 150.1542 | 210.2265 | 278.3497 | 351.9596 | 497.0997 | 705.5409 | 990.8203 | 1059.2948 | 1594.8165 | 2033.3784 | 2399.2312 | 2944.8896 | 3034.3319 | 3139.5423 | 3258.7031 | 3322.7781 | 3382.5849
|  | Medium Storage | 0 | 20 | 20 | 20 | 20 | 20 | 20 | 1036.2419 | 1102.8195 | 1102.8195 | 1442.0469 | 1837.4949 | 2138.2729 | 2653.5761 | 5117.2469 | 5263.791 | 5467.2022 | 5467.2022 | 5467.2022 | 5467.2022 | 5467.2022
|  | Deep Storage | 0 | 0 | 0 | 2040 | 2040 | 2040 | 2040 | 2040 | 2040 | 2040 | 2040 | 2040 | 2040 | 2065.0132 | 2065.0132 | 2065.0132 | 2313.1906 | 2421.3057 | 2512.3371 | 2512.3371 | 2724.3741
|  | DSP | -60.5153 | -18.6013 | 21.0437 | 62.3669 | 99.7107 | 141.2117 | 181.2106 | 226.8478 | 270.7193 | 314.3543 | 360.4223 | 402.7307 | 445.2893 | 493.6971 | 538.3017 | 588.4874 | 640.1664 | 689.3242 | 744.1184 | 797.0466 | 849.864
|  | New Interconnectors | 0 | 185 | 185 | 185 | 185 | 185 | 185 | 185 | 185 | 185 | 185 | 185 | 185 | 185 | 185 | 185 | 185 | 185 | 185 | 185 | 185
|  | Retired Coal | 0 | 475 | 1950 | 1950 | 1950 | 1950 | 1950 | 2650 | 4320 | 4670 | 5045 | 8300 | 8300 | 8300 | 12720 | 13420 | 14570 | 14570 | 14570 | 14570 | 14570
|  | Retired Dispatchable | 0 | 740 | 2420 | 2420 | 2420 | 2420 | 2420 | 3505 | 5175 | 5937.5 | 6312.5 | 9801.84 | 10318.84 | 10480.84 | 15830.84 | 16530.84 | 18296.24 | 18296.24 | 19379.64 | 19499.64 | 19499.64
Note: Capacity built in 2021-22 includes all capacity built since 2019-20
Emissions trajectory
|  | Emissions (Mt CO2-e) | Total | 2021-22 | 2022-23 | 2023-24 | 2024-25 | 2025-26 | 2026-27 | 2027-28 | 2028-29 | 2029-30 | 2030-31 | 2031-32 | 2032-33 | 2033-34 | 2034-35 | 2035-36 | 2036-37 | 2037-38 | 2038-39 | 2039-40 | 2040-41 | 2041-42
|  | Central with updated demand (Counterfactual) | 2103.9489 | 125.0733 | 125.0506 | 124.8876 | 120.4273 | 118.9895 | 114.5779 | 119.946 | 107.3361 | 106.3018 | 109.951 | 102.8992 | 96.5238 | 97.7824 | 96.179 | 77.1467 | 73.6299 | 78.1484 | 73.5487 | 77.3213 | 80.3952 | 77.8334
NEM relative change in capacity by year
Select region | NEM
|  | Capacity (MW) | 2021-22 | 2022-23 | 2023-24 | 2024-25 | 2025-26 | 2026-27 | 2027-28 | 2028-29 | 2029-30 | 2030-31 | 2031-32 | 2032-33 | 2033-34 | 2034-35 | 2035-36 | 2036-37 | 2037-38 | 2038-39 | 2039-40 | 2040-41 | 2041-42
|  | Black Coal | 0 | -475 | -1950 | -1950 | -1950 | -1950 | -1950 | -2650 | -3970 | -3970 | -3970 | -6850 | -6850 | -6850 | -11270 | -11970 | -13120 | -13120 | -13120 | -13120 | -13120
|  | Brown Coal | 0 | 0 | 0 | 0 | 0 | 0 | 0 | 0 | -350 | -700 | -1075 | -1450 | -1450 | -1450 | -1450 | -1450 | -1450 | -1450 | -1450 | -1450 | -1450
|  | CCGT | 0 | -240 | -420 | -420 | -420 | -420 | -420 | -805 | -805 | -805 | -805 | -805 | -805 | -805 | -1605 | -1605 | -2134 | -2134 | -2777.4 | -2777.4 | -2777.4
|  | Peaking Gas+Liquids | 0 | 0 | 23.5506 | 562.2211 | 562.2211 | 562.2211 | 562.2211 | 562.2211 | 1701.885 | 1319.385 | 1319.385 | 3075.1162 | 2613.1162 | 2845.5848 | 4101.4604 | 4846.2175 | 6611.1588 | 7089.8303 | 6792.0171 | 6672.0171 | 7648.2039
|  | Hydro | 0 | 0 | 0 | 0 | 0 | 0 | 0 | 0 | 0 | 0 | 0 | 0 | 0 | 0 | 0 | 0 | -86.4 | -86.4 | -86.4 | -86.4 | -86.4
|  | Dispatchable Storage | 13.4703 | 33.45 | 33.6327 | 2124.3147 | 2182.7189 | 2242.7912 | 2310.9144 | 3400.7662 | 3612.4839 | 3790.925 | 4415.4318 | 4879.3544 | 5660.6541 | 6594.5324 | 9424.056 | 10116.2585 | 10657.2893 | 10870.6148 | 11080.8071 | 11144.8821 | 11416.7259
|  | Behind the Meter Storage | 53.881 | 131.3176 | 215.8811 | 302.9011 | 368.414 | 404.7474 | 442.5513 | 479.7948 | 641.5285 | 609.7762 | 614.5845 | 649.2783 | 685.3461 | 785.7489 | 937.8335 | 1025.5445 | 1125.336 | 1242.8856 | 1375.5222 | 1439.0746 | 1496.3634
|  | Wind | 0 | 1087.2 | 1087.2 | 1088.2 | 1152.0004 | 1565.843 | 1955.7942 | 3435.7196 | 3644.3843 | 3598.3843 | 3598.3843 | 5672.914 | 5540.051 | 5540.051 | 11663.6595 | 12326.2148 | 13551.5819 | 13551.5819 | 13302.8819 | 13504.888 | 13456.588
|  | Solar | 0 | 790 | 790 | 790 | 830 | 870 | 1706.1367 | 1830.4161 | 2411.496 | 2411.496 | 2411.496 | 3335.5062 | 4066.867 | 4066.867 | 4558.6421 | 4558.6421 | 5256.858 | 5256.858 | 5256.858 | 5256.858 | 5256.858
|  | Distributed PV | 1301.8575 | 2520.0562 | 3587.8366 | 4676.2558 | 5836.2815 | 6897.9156 | 7957.2858 | 8779.7096 | 9368.4653 | 9926.5698 | 10573.1011 | 11259.1117 | 12172.4456 | 13051.5092 | 13947.0704 | 14729.7822 | 15610.9888 | 16263.4218 | 16921.8098 | 17605.1769 | 18219.247
|  | Dispatchable Capacity | 52.9549 | -600.1513 | -2191.773 | 478.9027 | 574.6507 | 676.224 | 784.346 | 834.835 | 560.0881 | 49.6643 | 345.2391 | -647.7987 | -285.9405 | 928.8142 | -161.1818 | 625.9634 | 1218.2146 | 1959.3693 | 1283.1426 | 1280.1458 | 2580.9938
|  | DSP | 39.4847 | 81.3987 | 121.0437 | 162.3669 | 199.7107 | 241.2117 | 281.2106 | 326.8478 | 370.7193 | 414.3543 | 460.4223 | 502.7307 | 545.2893 | 593.6971 | 638.3017 | 688.4874 | 740.1664 | 789.3242 | 844.1184 | 897.0466 | 949.864
NEM relative change in generation by year
Select region | NEM
|  | As-generated generation (GWh) | 2021-22 | 2022-23 | 2023-24 | 2024-25 | 2025-26 | 2026-27 | 2027-28 | 2028-29 | 2029-30 | 2030-31 | 2031-32 | 2032-33 | 2033-34 | 2034-35 | 2035-36 | 2036-37 | 2037-38 | 2038-39 | 2039-40 | 2040-41 | 2041-42
|  | Black Coal | 0 | -2461.9508 | -1047.3083 | -4086.9568 | -4216.2795 | -7411.7422 | -4653.5253 | -14336.8042 | -15582.4842 | -9814.5241 | -12599.9381 | -25934.4174 | -24750.301 | -24442.075 | -47494.6277 | -52214.4459 | -58242.9229 | -58131.1604 | -57959.9855 | -58013.858 | -57978.1112
|  | Brown Coal | 0 | 1794.1068 | 1300.293 | 18.2028 | -874.7048 | -2111.2768 | 91.7382 | -2990.0047 | -2690.2353 | -3865.8994 | -7352.3701 | -8381.1383 | -8557.8058 | -9669.771 | -9281.1326 | -9717.9557 | -8494.7333 | -10320.6546 | -8559.9434 | -8204.4382 | -10371.9069
|  | CCGT | 0 | -19.9121 | -354.3313 | -351.8186 | -518.0903 | -553.2789 | -431.4624 | -447.321 | -510.6866 | -443.9744 | -577.2471 | 5527.0785 | 6026.2438 | 5267.1351 | 4846.563 | 5879.5293 | 8556.556 | 7814.1844 | 7080.9722 | 7069.0578 | 7237.7293
|  | Peaking Gas+Liquids | 0 | -7.5376 | 42.6831 | 82.693 | 69.1106 | 27.9776 | 64.4344 | 103.9313 | 146.3443 | 143.1889 | 111.3456 | 6179.9911 | 6375.5362 | 6112.2961 | 9267.4439 | 10068.2618 | 19365.1487 | 16340.1211 | 18957.3554 | 22994.7245 | 22266.6955
|  | Hydro | 0 | -2765.5208 | -2903.1428 | 13.1745 | -2229.7709 | -275.7111 | -6773.431 | 1382.9914 | -257.4691 | -3910.0174 | -533.5635 | -3154.6985 | -3433.0809 | -843.9593 | -2269.9169 | -414.7724 | -7216.0511 | 722.5426 | -924.8596 | -4508.5911 | -1762.4761
|  | Dispatchable Storage | 0 | 54.1939 | 59.0353 | 145.9333 | 345.5637 | 505.9478 | 1004.59 | 1301.4667 | 1780.1638 | 3828.725 | 3379.3271 | 4818.374 | 4699.6986 | 5410.674 | 10528.6379 | 10809.1776 | 10364.4748 | 10029.5036 | 9948.8661 | 9812.546 | 10489.1835
|  | Behind the Meter Storage | 0 | 41.6864 | 97.9231 | 158.1444 | 204.9995 | 249.8009 | 281.1631 | 311.0737 | 382.0858 | 427.6941 | 428.8823 | 443.2092 | 467.2281 | 519.4601 | 607.7291 | 709.7489 | 791.6134 | 874.774 | 951.5987 | 1033.0365 | 1090.5719
|  | Wind | 0 | 854.6154 | 982.2943 | 951.3629 | 2843.1763 | 4268.1297 | 3630.4729 | 9542.2516 | 10557.2291 | 10478.9463 | 13204.0876 | 16199.9661 | 15474.6551 | 16487.7809 | 38601.2039 | 41655.4423 | 40496.6189 | 43010.5982 | 41187.4002 | 41585.249 | 42716.2248
|  | Solar | 0 | 2609.5231 | 2195.9284 | 2075.2642 | 2602.3589 | 2867.4749 | 5045.1891 | 2858.7811 | 5374.3763 | 5749.9229 | 6195.0748 | 9267.4 | 10011.1136 | 9792.1487 | 11757.3973 | 11800.2186 | 13349.1041 | 10091.6648 | 11394.4139 | 11830.6292 | 12304.5084
|  | Distributed PV | 0 | 1811.4548 | 3482.0249 | 4970.2444 | 6497.9517 | 8056.6849 | 9626.7266 | 10899.3253 | 11889.8346 | 12734.2322 | 13795.552 | 14864.6652 | 16022.1531 | 17323.9498 | 18742.3216 | 19923.8549 | 21283.4902 | 22385.156 | 23465.0815 | 24483.8164 | 25412.29
|  | DSP | 0 | 0.13693 | 0.14155 | 0.79477 | 1.0148 | 0.11633 | 0 | 1.3547 | 1.1956 | 0 | 0.83304 | 1.8379 | 0.94624 | 1.2058 | 1.0721 | 1.8712 | 1.5428 | 5.5815 | 6.0887 | 2.566 | 4.2726

## Summary_2
Case 2 Summary - Central with updated demand (DP4)
Notes
1. The discount rate used for calculation is 5.9%
NEM discounted total system costs by year
Select region | NEM
|  | Real June 2019 dollars ($m) | NPV | 2021-22 | 2022-23 | 2023-24 | 2024-25 | 2025-26 | 2026-27 | 2027-28 | 2028-29 | 2029-30 | 2030-31 | 2031-32 | 2032-33 | 2033-34 | 2034-35 | 2035-36 | 2036-37 | 2037-38 | 2038-39 | 2039-40 | 2040-41 | 2041-42
|  | Capex | 13236.8754 | 0 | 233.4712 | 233.4712 | 237.9806 | 250.323 | 311.442 | 416.4179 | 616.1147 | 697.9125 | 697.9125 | 697.9125 | 1355.8079 | 1510.8393 | 1660.2303 | 2967.2549 | 3182.6975 | 3997.6643 | 4200.3496 | 4293.6466 | 4571.5265 | 4730.3077
|  | FOM | 35030.3952 | 3663.363 | 3462.9363 | 2832.8106 | 4521.6078 | 3398.9761 | 3495.7991 | 3759.3946 | 2942.2761 | 2834.7881 | 3417.4823 | 3511.1828 | 3242.391 | 2692.7537 | 2709.2261 | 2728.1507 | 3168.6986 | 3692.0279 | 2837.0847 | 2816.7872 | 3491.7228 | 2864.0324
|  | Fuel | 22567.0652 | 2419.4674 | 2400.559 | 2537.7973 | 2339.3922 | 2328.4723 | 2258.0387 | 2557.9491 | 2268.8426 | 2241.6726 | 2465.2578 | 2398.6693 | 2138.8869 | 2162.3932 | 2057.8504 | 1465.4656 | 1318.3292 | 1545.5175 | 1197.8989 | 1196.394 | 1443.9904 | 1145.9399
|  | VOM | 7479.9752 | 753.8889 | 734.1963 | 734.8374 | 741.9684 | 722.2141 | 725.3943 | 698.9567 | 721.8821 | 709.8865 | 706.5316 | 710.8734 | 703.3786 | 705.4273 | 705.0586 | 647.1864 | 648.2399 | 635.5999 | 662.1743 | 655.2834 | 647.711 | 642.5312
|  | REZ | 583.7491 | 0 | 0.41947 | 0.41948 | 0.41947 | 0.41947 | 0.41947 | 0.41948 | 0.41947 | 0.41947 | 0.41947 | 0.41948 | 1.0178 | 1.8029 | 7.449 | 110.0085 | 149.5101 | 301.4987 | 301.4987 | 307.9347 | 349.4529 | 349.4529
|  | DSP+USE | 92.5108 | 0 | 1.9966 | 12.4824 | 38.9154 | 0 | 0 | 0 | 7.257 | 2.0871 | 0 | 6.9493 | 2.0218 | 9.044 | 37.6301 | 15.4212 | 7.5401 | 11.0859 | 0 | 2.5812 | 44.7498 | 0
|  | Rehab | 1338.4318 | 0 | 112.9713 | 267.5958 | 0 | 0 | 0 | 0 | 164.6313 | 272.4474 | 74.8811 | 60.9558 | 539.8092 | 24.165 | 5.3489 | 834.3669 | 117.0747 | 274.0488 | 9.9341 | 110.7547 | 12.9978 | 0.5275
|  | Interconnectors | 4564.3108 | 0 | 23.7998 | 23.7998 | 153.2951 | 305.672 | 305.672 | 305.672 | 439.5459 | 439.5459 | 439.5459 | 534.6001 | 688.0654 | 688.0654 | 688.0654 | 896.6766 | 896.6766 | 896.6766 | 896.6766 | 896.6766 | 896.6766 | 896.6766
|  | NPV and annual costs | 84893.3135 | 6836.7193 | 6970.35 | 6643.2139 | 8033.5789 | 7006.0769 | 7096.7656 | 7738.8097 | 7160.9692 | 7198.7597 | 7802.0307 | 7921.5626 | 8671.3786 | 7794.4908 | 7870.8589 | 9664.5308 | 9488.7667 | 11354.1195 | 10105.617 | 10280.0584 | 11458.8278 | 10629.4682
*Net present value as at 1 July 2019
Note: DSP may include unserved energy below the current reliability standard
NEM capacity by year
Select region | NEM
|  | Capacity (MW) | 2021-22 | 2022-23 | 2023-24 | 2024-25 | 2025-26 | 2026-27 | 2027-28 | 2028-29 | 2029-30 | 2030-31 | 2031-32 | 2032-33 | 2033-34 | 2034-35 | 2035-36 | 2036-37 | 2037-38 | 2038-39 | 2039-40 | 2040-41 | 2041-42
|  | Black Coal | 18336 | 17861 | 16386 | 16386 | 16386 | 16386 | 16386 | 15686 | 14366 | 14366 | 14366 | 11486 | 11486 | 11486 | 7066 | 6366 | 5216 | 5216 | 5216 | 5216 | 5216
|  | Brown Coal | 4820 | 4820 | 4820 | 4820 | 4820 | 4820 | 4820 | 4820 | 4470 | 4120 | 3745 | 3370 | 3370 | 3370 | 3370 | 3370 | 3370 | 3370 | 3370 | 3370 | 3370
|  | CCGT | 4285.9 | 4045.9 | 3865.9 | 3865.9 | 3865.9 | 3865.9 | 3865.9 | 3480.9 | 3480.9 | 3480.9 | 3480.9 | 3480.9 | 3480.9 | 3480.9 | 2680.9 | 2680.9 | 2151.9 | 2151.9 | 1508.5 | 1508.5 | 1508.5
|  | Peaking Gas+Liquids | 6812.873 | 6812.873 | 6812.873 | 6851.4855 | 6851.4855 | 6851.4855 | 6851.4855 | 6851.4855 | 6851.4855 | 6468.9855 | 6468.9855 | 6234.6455 | 5772.6455 | 5655.6455 | 5525.6455 | 5525.6455 | 5525.6455 | 5916.1297 | 5476.1297 | 5356.1297 | 5356.1297
|  | Hydro | 6906.5 | 6906.5 | 6906.5 | 6906.5 | 6906.5 | 6906.5 | 6906.5 | 7296.5 | 7296.5 | 7296.5 | 7296.5 | 7296.5 | 7296.5 | 7296.5 | 7296.5 | 7296.5 | 7210.1 | 7210.1 | 7210.1 | 7210.1 | 7210.1
|  | Dispatchable Storage | 1211.1822 | 1231.1619 | 1231.3446 | 3322.0266 | 3380.4308 | 3440.5031 | 3508.6263 | 3582.2362 | 3727.3763 | 3739.6628 | 3795.3277 | 3971.8956 | 4892.5655 | 6231.1657 | 9278.0643 | 9628.9844 | 10707.3314 | 12420.7337 | 12539.8946 | 12948.096 | 15355.1377
|  | Behind the Meter Storage | 444.7287 | 522.1652 | 606.7287 | 693.7488 | 759.2616 | 795.595 | 833.399 | 870.6424 | 1032.3762 | 1000.6238 | 1005.4321 | 1040.1259 | 1076.1938 | 1176.5966 | 1328.6811 | 1416.3921 | 1516.1836 | 1633.7332 | 1766.3699 | 1829.9223 | 1887.2111
|  | Wind | 9005.458 | 10092.658 | 10092.658 | 10092.658 | 10156.4584 | 10570.301 | 10896.665 | 12340.1673 | 12697.8919 | 12651.8919 | 12651.8919 | 16086.1699 | 15953.947 | 16141.9702 | 20514.0452 | 21470.8193 | 26241.7574 | 25632.7574 | 25782.7867 | 25744.6023 | 25696.3023
|  | Solar | 5151.711 | 5941.711 | 5941.711 | 5941.711 | 5981.711 | 6021.711 | 6794.7341 | 6834.7341 | 7118.1251 | 7118.1251 | 7118.1251 | 9803.5802 | 10481.5923 | 10481.5923 | 14579.457 | 15024.063 | 15340.5426 | 15190.2426 | 15371.0375 | 17708.1973 | 17708.1973
|  | Distributed PV | 13006.6806 | 14224.8794 | 15292.6598 | 16381.079 | 17541.1046 | 18602.7387 | 19662.109 | 20484.5328 | 21073.2884 | 21631.393 | 22277.9242 | 22963.9349 | 23877.2687 | 24756.3323 | 25651.8935 | 26434.6054 | 27315.8119 | 27968.2449 | 28626.633 | 29310 | 29924.0702
|  | Dispatchable Capacity | 42854.4498 | 42201.3436 | 40586.1713 | 42756.789 | 42852.537 | 42954.1103 | 43062.2324 | 42486.4795 | 41005.4911 | 40328.9126 | 40055.6455 | 36785.1819 | 37286.4103 | 38556.4183 | 36297.9215 | 35999.0273 | 35363.6534 | 37516.6976 | 36607.2526 | 36948.3823 | 39408.2413
|  | DSP | 481.9947 | 523.9087 | 563.5537 | 604.8769 | 642.2207 | 683.7217 | 723.7206 | 769.3578 | 813.2293 | 856.8643 | 902.9323 | 945.2407 | 987.7993 | 1036.2071 | 1080.8117 | 1130.9974 | 1182.6764 | 1231.8342 | 1286.6284 | 1339.5566 | 1392.374
NEM generation by year
Select region | NEM
|  | As-generated generation (GWh) | 2021-22 | 2022-23 | 2023-24 | 2024-25 | 2025-26 | 2026-27 | 2027-28 | 2028-29 | 2029-30 | 2030-31 | 2031-32 | 2032-33 | 2033-34 | 2034-35 | 2035-36 | 2036-37 | 2037-38 | 2038-39 | 2039-40 | 2040-41 | 2041-42
|  | Black Coal | 96130.4949 | 93104.1633 | 94351.8129 | 89395.4457 | 88450.8643 | 84704.5076 | 89454.2645 | 77318.9911 | 77919.7799 | 85140.0418 | 81791.7139 | 72319.284 | 73820.4039 | 72710.1499 | 46860.5127 | 42110.6848 | 34053.8033 | 34607.5608 | 35598.4554 | 34256.0239 | 33885.403
|  | Brown Coal | 30003.4155 | 32265.6452 | 31821.7536 | 32827.1602 | 32629.7148 | 31693.8162 | 32307.8181 | 32407.5696 | 30378.2292 | 28151.015 | 25032.5136 | 21771.9415 | 22066.2933 | 21574.8627 | 22946.2058 | 22606.4812 | 22158.3763 | 22704.3017 | 22996.0929 | 22266.7423 | 22221.5496
|  | CCGT | 3098.2355 | 3078.4752 | 2744.1167 | 1927.9771 | 1930.8459 | 1927.0997 | 1933.9872 | 1879.0211 | 1878.7508 | 1878.8415 | 1890.2603 | 3264.6879 | 3069.6505 | 1932.5708 | 3000.1781 | 2429.3252 | 5703.7629 | 2567.3936 | 2777.7121 | 4898.5582 | 2729.5662
|  | Peaking Gas+Liquids | 87.0456 | 77.4675 | 126.3244 | 66.5363 | 29.4538 | 14.1705 | 19.1954 | 52.644 | 44.459 | 42.3334 | 66.934 | 198.2565 | 121.2647 | 123.5028 | 179.1011 | 207.9267 | 1329.7861 | 508.6944 | 288.4061 | 1221.6551 | 253.0755
|  | Hydro | 15914.1247 | 13163.1864 | 13004.0184 | 16254.8205 | 13754.9142 | 16113.6331 | 9305.3403 | 17396.6386 | 15768.8469 | 12207.1698 | 15858.6837 | 14215.4567 | 14027.2945 | 16361.1354 | 14462.0564 | 16552.4124 | 9794.0761 | 17280.5257 | 15653.283 | 12431.8607 | 15392.549
|  | Dispatchable Storage | 140.743 | 195.8834 | 192.44 | 408.9889 | 920.2615 | 1468.7354 | 1853.4304 | 1231.1378 | 1229.7363 | 2833.755 | 1710.9225 | 4725.84 | 5616.8468 | 6502.2856 | 12105.3078 | 12354.7623 | 13984.8812 | 14873.8543 | 14435.5515 | 15935.0954 | 17617.1103
|  | Behind the Meter Storage | 307.8815 | 349.5679 | 405.8046 | 466.0259 | 512.881 | 557.6824 | 589.0446 | 618.9552 | 689.9672 | 735.5756 | 736.7638 | 751.0907 | 775.1096 | 827.3416 | 915.6105 | 1017.6304 | 1099.4949 | 1182.6554 | 1259.4802 | 1340.918 | 1398.4534
|  | Wind | 28968.7846 | 29982.6163 | 30114.5139 | 30741.6776 | 32850.4491 | 34394.5161 | 33628.6891 | 39273.4895 | 40960.4847 | 40623.6729 | 42750.5701 | 50839.5172 | 50341.9037 | 52297.4591 | 68863.8253 | 72929.8847 | 85155.3941 | 87283.0053 | 86936.1723 | 84769.4896 | 86008.7182
|  | Solar | 12774.5275 | 15384.0507 | 14970.4559 | 14849.7918 | 15383.8068 | 15669.7538 | 17783.4555 | 15462.524 | 17223.204 | 17500.6441 | 17983.0079 | 25802.3345 | 26766.952 | 26357.5528 | 38374.914 | 39672.5865 | 40317.2827 | 35074.4943 | 37449.9586 | 44033.5601 | 45484.8219
|  | Distributed PV | 17800.3296 | 19611.7844 | 21282.3544 | 22770.574 | 24298.2813 | 25857.0145 | 27427.0561 | 28699.6548 | 29690.1642 | 30534.5618 | 31595.8816 | 32664.9948 | 33822.4826 | 35124.2793 | 36542.6511 | 37724.1845 | 39083.8197 | 40185.4856 | 41265.4111 | 42284.146 | 43212.6196
Load (GWh)
|  | Dispatchable Storage Load | -172.3835 | -285.639 | -283.6123 | -718.5453 | -1247.9412 | -2103.1632 | -2698.9031 | -1797.8374 | -1819.2208 | -3932.8334 | -2481.5123 | -8086.6836 | -9161.8447 | -9673.9565 | -16823.7667 | -17154.8638 | -19393.5144 | -19886.5063 | -19373.9399 | -21596.7377 | -23602.6754
|  | Behind the Meter Storage Load | -362.042 | -411.0272 | -477.0041 | -548.0732 | -603.0302 | -655.6623 | -692.6181 | -727.6645 | -811.3993 | -864.8503 | -866.4242 | -883.1899 | -911.1896 | -973.0341 | -1076.5687 | -1196.4549 | -1292.9028 | -1390.5291 | -1481.3138 | -1576.6785 | -1644.6122
|  | DSP | 0 | 0.13693 | 0.14155 | 0.79477 | 1.0148 | 0.11633 | 0 | 1.3547 | 1.1956 | 0 | 0.83304 | 1.8379 | 0.94624 | 1.2058 | 1.0721 | 1.8712 | 1.5428 | 5.5815 | 6.0887 | 2.566 | 4.2726
NEM generation by technology type
Select region | NEM
|  | As-generated generation (GWh) | 2021-22: 2021-22; 2022-23: 2031-32; 2023-24: 2041-42
|  | Black Coal | 2021-22: 96130.4949; 2022-23: 81791.7139; 2023-24: 33885.403
|  | Brown Coal | 2021-22: 30003.4155; 2022-23: 25032.5136; 2023-24: 22221.5496
|  | CCGT | 2021-22: 3098.2355; 2022-23: 1890.2603; 2023-24: 2729.5662
|  | Peaking Gas+Liquids | 2021-22: 87.0456; 2022-23: 66.934; 2023-24: 253.0755
|  | Hydro | 2021-22: 15914.1247; 2022-23: 15858.6837; 2023-24: 15392.549
|  | Dispatchable Storage | 2021-22: 140.743; 2022-23: 1710.9225; 2023-24: 17617.1103
|  | Behind the Meter Storage | 2021-22: 307.8815; 2022-23: 736.7638; 2023-24: 1398.4534
|  | Wind | 2021-22: 28968.7846; 2022-23: 42750.5701; 2023-24: 86008.7182
|  | Solar | 2021-22: 12774.5275; 2022-23: 17983.0079; 2023-24: 45484.8219
|  | Distributed PV | 2021-22: 17800.3296; 2022-23: 31595.8816; 2023-24: 43212.6196
Load (GWh)
|  | Dispatchable Storage Load | 2021-22: -172.3835; 2022-23: -2481.5123; 2023-24: -23602.6754
|  | Behind the Meter Storage Load | 2021-22: -362.042; 2022-23: -866.4242; 2023-24: -1644.6122
|  | DSP | 2021-22: 0; 2022-23: 0.83304; 2023-24: 4.2726
NEM storage capacity by year
Select region | NEM
|  | Capacity (MW) | 2021-22 | 2022-23 | 2023-24 | 2024-25 | 2025-26 | 2026-27 | 2027-28 | 2028-29 | 2029-30 | 2030-31 | 2031-32 | 2032-33 | 2033-34 | 2034-35 | 2035-36 | 2036-37 | 2037-38 | 2038-39 | 2039-40 | 2040-41 | 2041-42
|  | Shallow Storage | 401.1822 | 401.1619 | 401.3446 | 452.0266 | 510.4308 | 570.5031 | 638.6263 | 712.2362 | 857.3763 | 869.6628 | 925.3277 | 993.8022 | 1374.4426 | 1879.3367 | 2652.5488 | 2739.492 | 2828.9343 | 4197.5337 | 4316.6946 | 4380.7696 | 6787.8112
|  | Medium Storage | 810 | 830 | 830 | 830 | 830 | 830 | 830 | 830 | 830 | 830 | 830 | 830 | 1370.0295 | 2203.7356 | 4477.422 | 4741.399 | 5608.0918 | 5813.2239 | 5813.2239 | 6076.1175 | 6076.1175
|  | Deep Storage | 0 | 0 | 0 | 2040 | 2040 | 2040 | 2040 | 2040 | 2040 | 2040 | 2040 | 2148.0934 | 2148.0934 | 2148.0934 | 2148.0934 | 2148.0934 | 2270.3053 | 2409.9761 | 2409.9761 | 2491.2089 | 2491.2089
|  | Behind the Meter Storage | 444.7287 | 522.1652 | 606.7287 | 693.7488 | 759.2616 | 795.595 | 833.399 | 870.6424 | 1032.3762 | 1000.6238 | 1005.4321 | 1040.1259 | 1076.1938 | 1176.5966 | 1328.6811 | 1416.3921 | 1516.1836 | 1633.7332 | 1766.3699 | 1829.9223 | 1887.2111
NEM storage generation by year
Select region | NEM
|  | As-generated generation (GWh) | 2021-22 | 2022-23 | 2023-24 | 2024-25 | 2025-26 | 2026-27 | 2027-28 | 2028-29 | 2029-30 | 2030-31 | 2031-32 | 2032-33 | 2033-34 | 2034-35 | 2035-36 | 2036-37 | 2037-38 | 2038-39 | 2039-40 | 2040-41 | 2041-42
|  | Shallow Storage | 129.1753 | 163.2717 | 157.7505 | 183.254 | 233.3981 | 286.1707 | 324.3912 | 370.7838 | 439.6255 | 531.4908 | 518.8486 | 624.6709 | 859.1709 | 1137.4694 | 1544.6953 | 1635.6524 | 1670.6117 | 2374.3684 | 2443.296 | 2484.6214 | 3712.6387
|  | Medium Storage | 11.5677 | 32.6116 | 34.6896 | 93.8425 | 35.0513 | 63.2355 | 148.0625 | 137.7793 | 193.3579 | 323.2424 | 268.3334 | 895.1569 | 1420.4657 | 2052.1497 | 7306.0221 | 7590.2425 | 8588.5499 | 8287.9857 | 8346.0055 | 9265.4696 | 9401.9782
|  | Deep Storage | 0 | 0 | 0 | 131.8923 | 651.812 | 1119.3291 | 1380.9767 | 722.5747 | 596.7528 | 1979.0217 | 923.7404 | 3206.0122 | 3337.2102 | 3312.6665 | 3254.5905 | 3128.8674 | 3725.7196 | 4211.5003 | 3646.2499 | 4185.0044 | 4502.4934
|  | Behind the Meter Storage | 307.8815 | 349.5679 | 405.8046 | 466.0259 | 512.881 | 557.6824 | 589.0446 | 618.9552 | 689.9672 | 735.5756 | 736.7638 | 751.0907 | 775.1096 | 827.3416 | 915.6105 | 1017.6304 | 1099.4949 | 1182.6554 | 1259.4802 | 1340.918 | 1398.4534
NEM dispatchable capacity built by year vs cumulative coal retirements
Select region | NEM
|  | Capacity Built (MW) | 2021-22 | 2022-23 | 2023-24 | 2024-25 | 2025-26 | 2026-27 | 2027-28 | 2028-29 | 2029-30 | 2030-31 | 2031-32 | 2032-33 | 2033-34 | 2034-35 | 2035-36 | 2036-37 | 2037-38 | 2038-39 | 2039-40 | 2040-41 | 2041-42
|  | CCGT | 0 | 0 | 0 | 0 | 0 | 0 | 0 | 0 | 0 | 0 | 0 | 0 | 0 | 0 | 0 | 0 | 0 | 0 | 0 | 0 | 0
|  | Peaking Gas+Liquids | 0 | 0 | 0 | 38.6125 | 38.6125 | 38.6125 | 38.6125 | 38.6125 | 38.6125 | 38.6125 | 38.6125 | 38.6125 | 38.6125 | 38.6125 | 38.6125 | 38.6125 | 38.6125 | 429.0967 | 429.0967 | 429.0967 | 429.0967
|  | Hydro | 0 | 0 | 0 | 0 | 0 | 0 | 0 | 390 | 390 | 390 | 390 | 390 | 390 | 390 | 390 | 390 | 390 | 390 | 390 | 390 | 390
|  | Shallow Storage | 40.9056 | 40.8853 | 41.068 | 91.75 | 150.1542 | 210.2265 | 278.3497 | 351.9596 | 497.0997 | 539.3862 | 595.0511 | 663.5256 | 1099.166 | 1649.0601 | 2422.2722 | 2509.2154 | 2598.6577 | 3967.2571 | 4086.418 | 4150.493 | 6557.5346
|  | Medium Storage | 0 | 20 | 20 | 20 | 20 | 20 | 20 | 20 | 20 | 20 | 20 | 20 | 560.0295 | 1393.7356 | 3667.422 | 3931.399 | 4798.0918 | 5003.2239 | 5003.2239 | 5266.1175 | 5266.1175
|  | Deep Storage | 0 | 0 | 0 | 2040 | 2040 | 2040 | 2040 | 2040 | 2040 | 2040 | 2040 | 2148.0934 | 2148.0934 | 2148.0934 | 2148.0934 | 2148.0934 | 2270.3053 | 2409.9761 | 2409.9761 | 2491.2089 | 2491.2089
|  | DSP | -60.5153 | -18.6013 | 21.0437 | 62.3669 | 99.7107 | 141.2117 | 181.2106 | 226.8478 | 270.7193 | 314.3543 | 360.4223 | 402.7307 | 445.2893 | 493.6971 | 538.3017 | 588.4874 | 640.1664 | 689.3242 | 744.1184 | 797.0466 | 849.864
|  | New Interconnectors | 0 | 270 | 270 | 1170 | 1170 | 1170 | 1170 | 1920 | 1920 | 1920 | 2670 | 3492.5 | 3492.5 | 3492.5 | 6812.5 | 6812.5 | 6812.5 | 6812.5 | 6812.5 | 6812.5 | 6812.5
|  | Retired Coal | 0 | 475 | 1950 | 1950 | 1950 | 1950 | 1950 | 2650 | 4320 | 4670 | 5045 | 8300 | 8300 | 8300 | 12720 | 13420 | 14570 | 14570 | 14570 | 14570 | 14570
|  | Retired Dispatchable | 0 | 740 | 2420 | 2420 | 2420 | 2420 | 2420 | 3505 | 5175 | 5937.5 | 6312.5 | 9801.84 | 10318.84 | 10480.84 | 15830.84 | 16530.84 | 18296.24 | 18296.24 | 19379.64 | 19499.64 | 19499.64
Note: Capacity built in 2021-22 includes all capacity built since 2019-20
Emissions trajectory
|  | Emissions (Mt CO2-e) | Total | 2021-22 | 2022-23 | 2023-24 | 2024-25 | 2025-26 | 2026-27 | 2027-28 | 2028-29 | 2029-30 | 2030-31 | 2031-32 | 2032-33 | 2033-34 | 2034-35 | 2035-36 | 2036-37 | 2037-38 | 2038-39 | 2039-40 | 2040-41 | 2041-42
|  | Central with updated demand (DP4) | 1982.2503 | 125.0733 | 125.0987 | 124.8461 | 120.8708 | 119.6006 | 115.0585 | 120.2192 | 109.2625 | 107.057 | 110.6396 | 103.6054 | 91.5675 | 93.102 | 90.9717 | 68.9846 | 64.2176 | 59.0035 | 58.1436 | 59.2805 | 58.8195 | 56.8281
NEM relative change in capacity by year
Select region | NEM
|  | Capacity (MW) | 2021-22 | 2022-23 | 2023-24 | 2024-25 | 2025-26 | 2026-27 | 2027-28 | 2028-29 | 2029-30 | 2030-31 | 2031-32 | 2032-33 | 2033-34 | 2034-35 | 2035-36 | 2036-37 | 2037-38 | 2038-39 | 2039-40 | 2040-41 | 2041-42
|  | Black Coal | 0 | -475 | -1950 | -1950 | -1950 | -1950 | -1950 | -2650 | -3970 | -3970 | -3970 | -6850 | -6850 | -6850 | -11270 | -11970 | -13120 | -13120 | -13120 | -13120 | -13120
|  | Brown Coal | 0 | 0 | 0 | 0 | 0 | 0 | 0 | 0 | -350 | -700 | -1075 | -1450 | -1450 | -1450 | -1450 | -1450 | -1450 | -1450 | -1450 | -1450 | -1450
|  | CCGT | 0 | -240 | -420 | -420 | -420 | -420 | -420 | -805 | -805 | -805 | -805 | -805 | -805 | -805 | -1605 | -1605 | -2134 | -2134 | -2777.4 | -2777.4 | -2777.4
|  | Peaking Gas+Liquids | 0 | 0 | 0 | 38.6125 | 38.6125 | 38.6125 | 38.6125 | 38.6125 | 38.6125 | -343.8875 | -343.8875 | -578.2275 | -1040.2275 | -1157.2275 | -1287.2275 | -1287.2275 | -1287.2275 | -896.7433 | -1336.7433 | -1456.7433 | -1456.7433
|  | Hydro | 0 | 0 | 0 | 0 | 0 | 0 | 0 | 390 | 390 | 390 | 390 | 390 | 390 | 390 | 390 | 390 | 303.6 | 303.6 | 303.6 | 303.6 | 303.6
|  | Dispatchable Storage | 13.4703 | 33.45 | 33.6327 | 2124.3147 | 2182.7189 | 2242.7912 | 2310.9144 | 2384.5243 | 2529.6644 | 2541.9509 | 2597.6158 | 2774.1837 | 3694.8536 | 5033.4538 | 8080.3523 | 8431.2725 | 9509.6195 | 11223.0218 | 11342.1827 | 11750.3841 | 14157.4257
|  | Behind the Meter Storage | 53.881 | 131.3176 | 215.8811 | 302.9011 | 368.414 | 404.7474 | 442.5513 | 479.7948 | 641.5285 | 609.7762 | 614.5845 | 649.2783 | 685.3461 | 785.7489 | 937.8335 | 1025.5445 | 1125.336 | 1242.8856 | 1375.5222 | 1439.0746 | 1496.3634
|  | Wind | 0 | 1087.2 | 1087.2 | 1087.2 | 1151.0004 | 1564.843 | 1891.207 | 3334.7093 | 3692.4339 | 3646.4339 | 3646.4339 | 7080.7119 | 6948.489 | 7136.5122 | 11508.5872 | 12465.3613 | 17236.2994 | 16627.2994 | 16777.3287 | 16739.1443 | 16690.8443
|  | Solar | 0 | 790 | 790 | 790 | 830 | 870 | 1643.0231 | 1683.0231 | 1966.4141 | 1966.4141 | 1966.4141 | 4651.8692 | 5329.8813 | 5329.8813 | 9427.746 | 9872.352 | 10188.8316 | 10038.5316 | 10219.3265 | 12556.4863 | 12556.4863
|  | Distributed PV | 1301.8575 | 2520.0562 | 3587.8366 | 4676.2558 | 5836.2815 | 6897.9156 | 7957.2858 | 8779.7096 | 9368.4653 | 9926.5698 | 10573.1011 | 11259.1117 | 12172.4456 | 13051.5092 | 13947.0704 | 14729.7822 | 15610.9888 | 16263.4218 | 16921.8098 | 17605.1769 | 18219.247
|  | Dispatchable Capacity | 52.9549 | -600.1513 | -2215.3236 | -44.7059 | 51.0421 | 152.6154 | 260.7375 | -315.0154 | -1796.0038 | -2472.5823 | -2745.8494 | -6016.313 | -5515.0846 | -4245.0766 | -6503.5734 | -6802.4676 | -7437.8415 | -5284.7974 | -6194.2423 | -5853.1126 | -3393.2536
|  | DSP | 39.4847 | 81.3987 | 121.0437 | 162.3669 | 199.7107 | 241.2117 | 281.2106 | 326.8478 | 370.7193 | 414.3543 | 460.4223 | 502.7307 | 545.2893 | 593.6971 | 638.3017 | 688.4874 | 740.1664 | 789.3242 | 844.1184 | 897.0466 | 949.864
NEM relative change in generation by year
Select region | NEM
|  | As-generated generation (GWh) | 2021-22 | 2022-23 | 2023-24 | 2024-25 | 2025-26 | 2026-27 | 2027-28 | 2028-29 | 2029-30 | 2030-31 | 2031-32 | 2032-33 | 2033-34 | 2034-35 | 2035-36 | 2036-37 | 2037-38 | 2038-39 | 2039-40 | 2040-41 | 2041-42
|  | Black Coal | 0 | -3026.3316 | -1778.682 | -6735.0491 | -7679.6306 | -11425.9873 | -6676.2303 | -18811.5037 | -18210.7149 | -10990.4531 | -14338.781 | -23811.2109 | -22310.091 | -23420.345 | -49269.9822 | -54019.8101 | -62076.6916 | -61522.9341 | -60532.0395 | -61874.471 | -62245.0919
|  | Brown Coal | 0 | 2262.2297 | 1818.3381 | 2823.7447 | 2626.2993 | 1690.4007 | 2304.4026 | 2404.1541 | 374.8137 | -1852.4005 | -4970.9019 | -8231.474 | -7937.1222 | -8428.5528 | -7057.2096 | -7396.9343 | -7845.0392 | -7299.1138 | -7007.3226 | -7736.6732 | -7781.8659
|  | CCGT | 0 | -19.7603 | -354.1187 | -1170.2584 | -1167.3895 | -1171.1358 | -1164.2483 | -1219.2144 | -1219.4846 | -1219.3939 | -1207.9751 | 166.4524 | -28.585 | -1165.6646 | -98.0574 | -668.9103 | 2605.5275 | -530.8418 | -320.5233 | 1800.3228 | -368.6692
|  | Peaking Gas+Liquids | 0 | -9.5782 | 39.2787 | -20.5094 | -57.5918 | -72.8751 | -67.8502 | -34.4017 | -42.5867 | -44.7122 | -20.1116 | 111.2108 | 34.219 | 36.4571 | 92.0555 | 120.8811 | 1242.7404 | 421.6488 | 201.3604 | 1134.6095 | 166.0298
|  | Hydro | 0 | -2750.9384 | -2910.1063 | 340.6958 | -2159.2105 | 199.5083 | -6608.7844 | 1482.5139 | -145.2779 | -3706.9549 | -55.4411 | -1698.6681 | -1886.8302 | 447.0106 | -1452.0684 | 638.2877 | -6120.0486 | 1366.401 | -260.8417 | -3482.264 | -521.5758
|  | Dispatchable Storage | 0 | 55.1404 | 51.6971 | 268.2459 | 779.5185 | 1327.9924 | 1712.6875 | 1090.3948 | 1088.9933 | 2693.012 | 1570.1795 | 4585.097 | 5476.1038 | 6361.5427 | 11964.5649 | 12214.0193 | 13844.1382 | 14733.1113 | 14294.8085 | 15794.3524 | 17476.3673
|  | Behind the Meter Storage | 0 | 41.6864 | 97.9231 | 158.1444 | 204.9995 | 249.8009 | 281.1631 | 311.0737 | 382.0858 | 427.6941 | 428.8823 | 443.2092 | 467.2281 | 519.4601 | 607.7291 | 709.7489 | 791.6134 | 874.774 | 951.5987 | 1033.0365 | 1090.5719
|  | Wind | 0 | 1013.8317 | 1145.7292 | 1772.8929 | 3881.6645 | 5425.7314 | 4659.9045 | 10304.7048 | 11991.7001 | 11654.8883 | 13781.7854 | 21870.7326 | 21373.1191 | 23328.6744 | 39895.0406 | 43961.1 | 56186.6095 | 58314.2207 | 57967.3876 | 55800.705 | 57039.9335
|  | Solar | 0 | 2609.5231 | 2195.9284 | 2075.2642 | 2609.2793 | 2895.2262 | 5008.928 | 2687.9965 | 4448.6765 | 4726.1165 | 5208.4803 | 13027.8069 | 13992.4244 | 13583.0253 | 25600.3864 | 26898.0589 | 27542.7552 | 22299.9668 | 24675.431 | 31259.0325 | 32710.2944
|  | Distributed PV | 0 | 1811.4548 | 3482.0249 | 4970.2444 | 6497.9517 | 8056.6849 | 9626.7266 | 10899.3253 | 11889.8346 | 12734.2322 | 13795.552 | 14864.6652 | 16022.1531 | 17323.9498 | 18742.3216 | 19923.8549 | 21283.4902 | 22385.156 | 23465.0815 | 24483.8164 | 25412.29
|  | DSP | 0 | 0.13693 | 0.14155 | 0.79477 | 1.0148 | 0.11633 | 0 | 1.3547 | 1.1956 | 0 | 0.83304 | 1.8379 | 0.94624 | 1.2058 | 1.0721 | 1.8712 | 1.5428 | 5.5815 | 6.0887 | 2.566 | 4.2726

## Comparison 1 vs 2
Comparison - Central with updated demand (Counterfactual) vs. Central with updated demand (DP4)
Notes
1. The discount rate used for calculation is 5.9%
2. The top-most chart showing the difference in annual net market benefits presents Case 2 minus Case 1. A positive value indicates the net benefits of Case 2, while a negative value indicates the net benefits of Case 1
3. All other charts present Case 1 minus Case 2
Case 1 | Central with updated demand (Counterfactual)
Case 2 | Central with updated demand (DP4)
NEM difference in annual net market benefits
Select region | NEM
|  | Real June 2019 dollars ($m) | NPV | 2021-22 | 2022-23 | 2023-24 | 2024-25 | 2025-26 | 2026-27 | 2027-28 | 2028-29 | 2029-30 | 2030-31 | 2031-32 | 2032-33 | 2033-34 | 2034-35 | 2035-36 | 2036-37 | 2037-38 | 2038-39 | 2039-40 | 2040-41 | 2041-42
|  | Capex | 1428.0662 | 0 | 0 | 2.7545 | 60.8927 | 60.7733 | 60.6682 | 74.2187 | 195.3126 | 335.963 | 347.7649 | 427.7649 | 412.6095 | 393.0656 | 385.5626 | 425.611 | 451.805 | 140.7802 | -92.0228 | -154.7611 | -367.3399 | -380.716
|  | FOM | 643.9141 | -3.0923e-11 | -3.8335e-09 | 0.11395 | 2.4178 | 2.406 | 2.3943 | 5.892 | -3.0915 | 1.8733 | 3.2377 | 10.6607 | -63.429 | -66.1884 | -73.0022 | 171.1474 | 233.7075 | 593.0312 | 937.4626 | 248.958 | 194.6201 | -224.2186
|  | Fuel | 9153.7219 | 0.00013194 | 8.5021 | 12.6812 | 136.6744 | 150.5199 | 169.6422 | 131.839 | 188.3849 | 159.3844 | 147.2133 | 136.5599 | 1339.3702 | 1428.6705 | 1417.6668 | 1784.0773 | 2027.6983 | 3323.9701 | 3087.5586 | 3423.3411 | 3748.8555 | 3991.2902
|  | VOM | 454.8803 | 0.00020127 | -0.26981 | 0.91789 | -2.8809 | -0.93686 | -4.8345 | -3.1645 | -3.9601 | -2.3186 | -4.8516 | -5.5229 | 41.3506 | 43.8949 | 54.4033 | 118.6004 | 133.04 | 189.5198 | 185.4722 | 208.2785 | 237.7264 | 250.3469
|  | REZ | -583.7491 | 0 | -0.41947 | -0.41948 | -0.41947 | -0.41947 | -0.41947 | -0.41948 | -0.41947 | -0.41947 | -0.41947 | -0.41948 | -1.0178 | -1.8029 | -7.449 | -110.0085 | -149.5101 | -301.4987 | -301.4987 | -307.9347 | -349.4529 | -349.4529
|  | DSP+USE | 130.1451 | 0 | 0.016298 | 2.9173 | -4.494 | 34.578 | 1.7101 | 0 | 12.6571 | 19.7984 | 0 | 5.2964 | 24.9956 | 4.8658 | -19.9052 | 3.9342 | 19.9663 | 11.5932 | 82.0474 | 93.3905 | -7.03 | 62.8075
|  | Rehab | -8.9545 | 0 | 0 | 0 | 0 | 0 | 0 | 0 | 0 | 1.6254e-09 | -1.6255e-09 | 0 | 0 | 0 | 0 | -3.4228 | -1.9528 | -6.3615 | -9.9341 | -2.9488 | -2.7708 | 0
|  | Interconnectors | -4406.7637 | 0 | -7.6188 | -7.6188 | -137.1141 | -289.491 | -289.491 | -289.491 | -423.365 | -423.365 | -423.365 | -518.4191 | -671.8844 | -671.8844 | -671.8844 | -880.4956 | -880.4956 | -880.4956 | -880.4956 | -880.4956 | -880.4956 | -880.4956
|  | Net benefits | 6811.2603 | 0.00033322 | 0.21026 | 11.3466 | 55.0764 | -42.5701 | -60.3302 | -81.1253 | -34.4814 | 90.9161 | 69.5799 | 55.9204 | 1081.9946 | 1130.6211 | 1085.392 | 1509.4435 | 1834.2587 | 3070.5387 | 3008.5896 | 2627.8279 | 2574.1128 | 2469.5615
*Net present value as at 1 July 2019
Note 1: DSP may include unserved energy below the current reliability standard
NEM difference in capacity by year
Select region | NEM
|  | Capacity (MW) | 2021-22 | 2022-23 | 2023-24 | 2024-25 | 2025-26 | 2026-27 | 2027-28 | 2028-29 | 2029-30 | 2030-31 | 2031-32 | 2032-33 | 2033-34 | 2034-35 | 2035-36 | 2036-37 | 2037-38 | 2038-39 | 2039-40 | 2040-41 | 2041-42
|  | Black Coal | 0 | 0 | 0 | 0 | 0 | 0 | 0 | 0 | 0 | 0 | 0 | 0 | 0 | 0 | 0 | 0 | 0 | 0 | 0 | 0 | 0
|  | Brown Coal | 0 | 0 | 0 | 0 | 0 | 0 | 0 | 0 | -9.9999e-09 | 0 | 0 | 0 | 0 | 0 | 0 | 0 | 0 | 0 | 0 | 0 | 0
|  | CCGT | 0 | 0 | 0 | 0 | 0 | 0 | 0 | 0 | 0 | 0 | 0 | 0 | 0 | 0 | 0 | 0 | 0 | 0 | 0 | 0 | 0
|  | Peaking Gas+Liquids | 0 | 0 | 23.5506 | 523.6086 | 523.6086 | 523.6086 | 523.6086 | 523.6086 | 1663.2724 | 1663.2724 | 1663.2724 | 3653.3436 | 3653.3436 | 4002.8122 | 5388.6879 | 6133.445 | 7898.3863 | 7986.5736 | 8128.7605 | 8128.7605 | 9104.9472
|  | Hydro | 0 | 0 | 0 | 0 | 0 | 0 | 0 | -390 | -390 | -390 | -390 | -390 | -390 | -390 | -390 | -390 | -390 | -390 | -390 | -390 | -390
|  | Dispatchable Storage | 0 | 0 | 0 | 0 | 0 | 0 | 0 | 1016.2419 | 1082.8195 | 1248.9741 | 1817.816 | 2105.1707 | 1965.8005 | 1561.0786 | 1343.7037 | 1684.986 | 1147.6698 | -352.407 | -261.3755 | -605.502 | -2740.6999
|  | Behind the Meter Storage | 0 | 0 | 0 | 0 | 0 | 0 | 0 | 0 | 0 | 0 | 0 | 0 | 0 | 0 | 0 | 0 | 0 | 0 | 0 | 0 | 0
|  | Wind | 0 | 0 | 0 | 1 | 1 | 1 | 64.5872 | 101.0103 | -48.0496 | -48.0496 | -48.0496 | -1407.798 | -1408.438 | -1596.4612 | 155.0723 | -139.1465 | -3684.7176 | -3075.7176 | -3474.4469 | -3234.2563 | -3234.2563
|  | Solar | 0 | 0 | 0 | 0 | 0 | 0 | 63.1135 | 147.393 | 445.082 | 445.082 | 445.082 | -1316.363 | -1263.0143 | -1263.0143 | -4869.1039 | -5313.7099 | -4931.9736 | -4781.6736 | -4962.4685 | -7299.6283 | -7299.6283
|  | Distributed PV | 0 | 0 | 0 | 0 | 0 | 0 | 0 | 0 | 0 | 0 | 0 | 0 | 0 | 0 | 0 | 0 | 0 | 0 | 0 | 0 | 0
|  | Dispatchable Capacity | 0 | 0 | 23.5506 | 523.6086 | 523.6086 | 523.6086 | 523.6086 | 1149.8505 | 2356.0919 | 2522.2466 | 3091.0885 | 5368.5143 | 5229.1442 | 5173.8909 | 6342.3916 | 7428.431 | 8656.0561 | 7244.1666 | 7477.3849 | 7133.2585 | 5974.2474
|  | DSP | 0 | 0 | 0 | 0 | 0 | 0 | 0 | 0 | 0 | 0 | 0 | 0 | 0 | 0 | 0 | 0 | 0 | 0 | 0 | 0 | 0
NEM difference in generation by year
Select region | NEM
|  | As-generated generation (GWh) | 2021-22 | 2022-23 | 2023-24 | 2024-25 | 2025-26 | 2026-27 | 2027-28 | 2028-29 | 2029-30 | 2030-31 | 2031-32 | 2032-33 | 2033-34 | 2034-35 | 2035-36 | 2036-37 | 2037-38 | 2038-39 | 2039-40 | 2040-41 | 2041-42
|  | Black Coal | 4.5447e-07 | 564.3808 | 731.3737 | 2648.0924 | 3463.3511 | 4014.245 | 2022.705 | 4474.6995 | 2628.2307 | 1175.929 | 1738.8429 | -2123.2065 | -2440.21 | -1021.73 | 1775.3544 | 1805.3642 | 3833.7687 | 3391.7737 | 2572.054 | 3860.613 | 4266.9807
|  | Brown Coal | 0.047025 | -468.076 | -517.9981 | -2805.4949 | -3500.9571 | -3801.6305 | -2212.6173 | -5394.1117 | -3065.002 | -2013.4518 | -2381.4212 | -149.6173 | -620.6366 | -1241.1712 | -2223.8759 | -2320.9744 | -649.6472 | -3021.4937 | -1552.5737 | -467.718 | -2589.994
|  | CCGT | 3.9376e-08 | -0.15177 | -0.21261 | 818.4398 | 649.2992 | 617.8568 | 732.7859 | 771.8934 | 708.7981 | 775.4195 | 630.7281 | 5360.626 | 6054.8288 | 6432.7997 | 4944.6204 | 6548.4396 | 5951.0286 | 8345.0262 | 7401.4956 | 5268.735 | 7606.3986
|  | Peaking Gas+Liquids | 7.6319e-08 | 2.0406 | 3.4044 | 103.2024 | 126.7024 | 100.8527 | 132.2846 | 138.333 | 188.9309 | 187.9011 | 131.4572 | 6068.7803 | 6341.3172 | 6075.8389 | 9175.3884 | 9947.3807 | 18122.4082 | 15918.4723 | 18755.9949 | 21860.115 | 22100.6656
|  | Hydro | 1.3026e-07 | -14.5824 | 6.9635 | -327.5213 | -70.5604 | -475.2195 | -164.6465 | -99.5225 | -112.1912 | -203.0624 | -478.1224 | -1456.0304 | -1546.2507 | -1290.9699 | -817.8485 | -1053.0601 | -1096.0025 | -643.8583 | -664.0179 | -1026.3271 | -1240.9003
|  | Dispatchable Storage | 0.28751 | -0.65896 | 7.6257 | -122.0251 | -433.6673 | -821.7571 | -707.8099 | 211.3594 | 691.458 | 1136.0006 | 1809.4351 | 233.5645 | -776.1177 | -950.5811 | -1435.6394 | -1404.5543 | -3479.3759 | -4703.3202 | -4345.6549 | -5981.5189 | -6986.8963
|  | Behind the Meter Storage | 0 | 0 | 0 | 0 | 0 | 0 | 0 | 0 | 0 | 0 | 0 | 0 | 0 | 0 | 0 | 0 | 0 | 0 | 0 | 0 | 0
|  | Wind | 3.039e-07 | -159.2162 | -163.4349 | -821.53 | -1038.4882 | -1157.6018 | -1029.4316 | -762.4533 | -1434.471 | -1175.942 | -577.6979 | -5670.7665 | -5898.464 | -6840.8935 | -1293.8367 | -2305.6578 | -15689.9905 | -15303.6225 | -16779.9875 | -14215.4559 | -14323.7087
|  | Solar | 0 | 0 | 0 | -1.819e-11 | -6.9204 | -27.7513 | 36.2611 | 170.7846 | 925.6998 | 1023.8064 | 986.5945 | -3760.407 | -3981.3108 | -3790.8765 | -13842.9892 | -15097.8403 | -14193.6511 | -12208.302 | -13281.0172 | -19428.4033 | -20405.786
|  | Distributed PV | 0 | 0 | 0 | 0 | 0 | 0 | 0 | 0 | 0 | 0 | 0 | 0 | 0 | 0 | 0 | 0 | 0 | 0 | 0 | 0 | 0
Load (GWh)
|  | Dispatchable Storage Load | 0.35593 | -19.7946 | 44.3871 | -292.8945 | -629.1799 | -1254.4978 | -1144.9167 | 87.5526 | 742.4671 | 1177.6603 | 2036.117 | -1729.912 | -3042.1292 | -2650.7152 | -2828.1567 | -2851.4967 | -5969.4714 | -6795.0121 | -6490.5507 | -8968.6359 | -10153.0463 |  | #REF!
|  | Behind the Meter Storage Load | 0 | 0 | 0 | 0 | 0 | 0 | 0 | 0 | 0 | 0 | 0 | 0 | 0 | 0 | 0 | 0 | 0 | 0 | 0 | 0 | 0
|  | DSP | 0 | 0 | 0 | 0 | 0 | 0 | 0 | 0 | 0 | 0 | 0 | 0 | 0 | 0 | 0 | 0 | 0 | 0 | 0 | 0 | 0
NEM differences in generation by technology type
Select region | NEM
|  | As-generated generation (GWh) | 2021-22: 2021-22; 2022-23: 2031-32; 2023-24: 2041-42
|  | Black Coal | 2021-22: 4.5447e-07; 2022-23: 1738.8429; 2023-24: 4266.9807
|  | Brown Coal | 2021-22: 0.047025; 2022-23: -2381.4212; 2023-24: -2589.994
|  | CCGT | 2021-22: 3.9376e-08; 2022-23: 630.7281; 2023-24: 7606.3986
|  | Peaking Gas+Liquids | 2021-22: 7.6319e-08; 2022-23: 131.4572; 2023-24: 22100.6656
|  | Hydro | 2021-22: 1.3026e-07; 2022-23: -478.1224; 2023-24: -1240.9003
|  | Dispatchable Storage | 2021-22: 0.28751; 2022-23: 1809.4351; 2023-24: -6986.8963
|  | Behind the Meter Storage | 2021-22: 0; 2022-23: 0; 2023-24: 0
|  | Wind | 2021-22: 3.039e-07; 2022-23: -577.6979; 2023-24: -14323.7087
|  | Solar | 2021-22: 0; 2022-23: 986.5945; 2023-24: -20405.786
|  | Distributed PV | 2021-22: 0; 2022-23: 0; 2023-24: 0
Load (GWh)
|  | Dispatchable Storage Load | 2021-22: 0.35593; 2022-23: 2036.117; 2023-24: -10153.0463
|  | Behind the Meter Storage Load | 2021-22: 0; 2022-23: 0; 2023-24: 0
|  | DSP | 2021-22: 0; 2022-23: 0; 2023-24: 0
NEM differences in storage capacity by year
Select region | NEM
|  | Capacity (MW) | 2021-22 | 2022-23 | 2023-24 | 2024-25 | 2025-26 | 2026-27 | 2027-28 | 2028-29 | 2029-30 | 2030-31 | 2031-32 | 2032-33 | 2033-34 | 2034-35 | 2035-36 | 2036-37 | 2037-38 | 2038-39 | 2039-40 | 2040-41 | 2041-42
|  | Shallow Storage | 0 | 0 | 0 | 0 | 0 | 0 | 0 | 0 | 0 | 166.1547 | 395.7691 | 395.7691 | 495.6505 | 384.3183 | -23.041 | 435.6742 | 435.6742 | -827.7149 | -827.7149 | -827.7149 | -3174.9497
|  | Medium Storage | 0 | 0 | 0 | 0 | 0 | 0 | 0 | 1016.2419 | 1082.8195 | 1082.8195 | 1422.0469 | 1817.4949 | 1578.2434 | 1259.8405 | 1449.8248 | 1332.392 | 669.1103 | 463.9782 | 463.9782 | 201.0846 | 201.0846
|  | Deep Storage | 0 | 0 | 0 | 0 | 0 | 0 | 0 | 0 | 0 | 0 | 0 | -108.0934 | -108.0934 | -83.0801 | -83.0801 | -83.0801 | 42.8853 | 11.3296 | 102.3611 | 21.1282 | 233.1652
|  | Behind the Meter Storage | 0 | 0 | 0 | 0 | 0 | 0 | 0 | 0 | 0 | 0 | 0 | 0 | 0 | 0 | 0 | 0 | 0 | 0 | 0 | 0 | 0
NEM differences in storage generation by year
Select region | NEM
|  | As-generated generation (GWh) | 2021-22 | 2022-23 | 2023-24 | 2024-25 | 2025-26 | 2026-27 | 2027-28 | 2028-29 | 2029-30 | 2030-31 | 2031-32 | 2032-33 | 2033-34 | 2034-35 | 2035-36 | 2036-37 | 2037-38 | 2038-39 | 2039-40 | 2040-41 | 2041-42
|  | Shallow Storage | 0.28751 | 1.5697 | 1.7917 | 9.9305 | -17.3239 | -46.1067 | 18.3956 | -31.5642 | 22.8502 | 98.0274 | 217.2641 | 180.1097 | 167.9205 | 65.8772 | -133.2635 | 47.0262 | -68.6188 | -767.1166 | -872.3637 | -873.3703 | -2067.6354
|  | Medium Storage | 1.4489e-08 | -2.2287 | 5.834 | -30.527 | 7.1053 | -16.1068 | -23.6482 | 672.9371 | 969.3219 | 1133.8106 | 1799.8432 | 2351.3804 | 1922.2023 | 1868.8535 | 1.8152 | -128.9837 | -1145.3681 | -1558.1268 | -1557.8364 | -2521.8127 | -2475.1786
|  | Deep Storage | 0 | 0 | 0 | -101.4287 | -423.4488 | -759.5436 | -702.5573 | -430.0135 | -300.714 | -95.8375 | -207.6722 | -2297.9256 | -2866.2405 | -2885.3118 | -1304.1912 | -1322.5967 | -2265.389 | -2378.0767 | -1915.4547 | -2586.3359 | -2444.0823
|  | Behind the Meter Storage | 0 | 0 | 0 | 0 | 0 | 0 | 0 | 0 | 0 | 0 | 0 | 0 | 0 | 0 | 0 | 0 | 0 | 0 | 0 | 0 | 0
NEM differences in dispatchable capacity built by year vs cumulative coal retirements
Select region | NEM
|  | Capacity Built (MW) | 2021-22 | 2022-23 | 2023-24 | 2024-25 | 2025-26 | 2026-27 | 2027-28 | 2028-29 | 2029-30 | 2030-31 | 2031-32 | 2032-33 | 2033-34 | 2034-35 | 2035-36 | 2036-37 | 2037-38 | 2038-39 | 2039-40 | 2040-41 | 2041-42
|  | CCGT | 0 | 0 | 0 | 0 | 0 | 0 | 0 | 0 | 0 | 0 | 0 | 0 | 0 | 0 | 0 | 0 | 0 | 0 | 0 | 0 | 0
|  | Peaking Gas+Liquids | 0 | 0 | 23.5506 | 523.6086 | 523.6086 | 523.6086 | 523.6086 | 523.6086 | 1663.2724 | 1663.2724 | 1663.2724 | 3653.3436 | 3653.3436 | 4002.8122 | 5388.6879 | 6133.445 | 7898.3863 | 7986.5736 | 8128.7605 | 8128.7605 | 9104.9472
|  | Hydro | 0 | 0 | 0 | 0 | 0 | 0 | 0 | -390 | -390 | -390 | -390 | -390 | -390 | -390 | -390 | -390 | -390 | -390 | -390 | -390 | -390
|  | Shallow Storage | 0 | 0 | 0 | 0 | 0 | 0 | 0 | 0 | 0 | 166.1547 | 395.7691 | 395.7691 | 495.6505 | 384.3183 | -23.041 | 435.6742 | 435.6742 | -827.7149 | -827.7149 | -827.7149 | -3174.9497
|  | Medium Storage | 0 | 0 | 0 | 0 | 0 | 0 | 0 | 1016.2419 | 1082.8195 | 1082.8195 | 1422.0469 | 1817.4949 | 1578.2434 | 1259.8405 | 1449.8248 | 1332.392 | 669.1103 | 463.9782 | 463.9782 | 201.0846 | 201.0846
|  | Deep Storage | 0 | 0 | 0 | 0 | 0 | 0 | 0 | 0 | 0 | 0 | 0 | -108.0934 | -108.0934 | -83.0801 | -83.0801 | -83.0801 | 42.8853 | 11.3296 | 102.3611 | 21.1282 | 233.1652
|  | DSP | 0 | 0 | 0 | 0 | 0 | 0 | 0 | 0 | 0 | 0 | 0 | 0 | 0 | 0 | 0 | 0 | 0 | 0 | 0 | 0 | 0
|  | New Interconnectors | 0 | -85 | -85 | -985 | -985 | -985 | -985 | -1735 | -1735 | -1735 | -2485 | -3307.5 | -3307.5 | -3307.5 | -6627.5 | -6627.5 | -6627.5 | -6627.5 | -6627.5 | -6627.5 | -6627.5
|  | Retired Coal | 0 | 0 | 0 | 0 | 0 | 0 | 0 | 0 | 9.9999e-09 | 0 | 0 | 0 | 0 | 0 | 0 | 0 | 0 | 0 | 0 | 0 | 0
|  | Retired Dispatchable | 0 | 0 | 0 | 0 | 0 | 0 | 0 | 0 | 9.9999e-09 | 0 | 0 | 0 | 0 | 0 | 0 | 0 | 0 | 0 | 0 | 0 | 0
Note: Capacity built in 2021-22 includes all capacity built since 2019-20
Emissions trajectory comparison
|  | Emissions (Mt CO2-e) | Total | 2021-22 | 2022-23 | 2023-24 | 2024-25 | 2025-26 | 2026-27 | 2027-28 | 2028-29 | 2029-30 | 2030-31 | 2031-32 | 2032-33 | 2033-34 | 2034-35 | 2035-36 | 2036-37 | 2037-38 | 2038-39 | 2039-40 | 2040-41 | 2041-42
|  | Central with updated demand (Counterfactual) | 2103.9489 | 125.0733 | 125.0506 | 124.8876 | 120.4273 | 118.9895 | 114.5779 | 119.946 | 107.3361 | 106.3018 | 109.951 | 102.8992 | 96.5238 | 97.7824 | 96.179 | 77.1467 | 73.6299 | 78.1484 | 73.5487 | 77.3213 | 80.3952 | 77.8334
|  | Central with updated demand (DP4) | 1982.2503 | 125.0733 | 125.0987 | 124.8461 | 120.8708 | 119.6006 | 115.0585 | 120.2192 | 109.2625 | 107.057 | 110.6396 | 103.6054 | 91.5675 | 93.102 | 90.9717 | 68.9846 | 64.2176 | 59.0035 | 58.1436 | 59.2805 | 58.8195 | 56.8281

## Capacity_1
Installed capacity by technology (MW) - Central with updated demand (Counterfactual)
Capacity calculated on 1 July. Years are financial year ending. In early study years some wind and solar projects enter later in the financial year and are reflected in the following financial year's capacity.
Region | Technology | Existing+Committed in 2021 | 2022 | 2023 | 2024 | 2025 | 2026 | 2027 | 2028 | 2029 | 2030 | 2031 | 2032 | 2033 | 2034 | 2035 | 2036 | 2037 | 2038 | 2039 | 2040 | 2041 | 2042
NEM | Black Coal | 18336 | 18336 | 17861 | 16386 | 16386 | 16386 | 16386 | 16386 | 15686 | 14366 | 14366 | 14366 | 11486 | 11486 | 11486 | 7066 | 6366 | 5216 | 5216 | 5216 | 5216 | 5216
NEM | Brown Coal | 4820 | 4820 | 4820 | 4820 | 4820 | 4820 | 4820 | 4820 | 4820 | 4470 | 4120 | 3745 | 3370 | 3370 | 3370 | 3370 | 3370 | 3370 | 3370 | 3370 | 3370 | 3370
NEM | CCGT | 4285.9 | 4285.9 | 4045.9 | 3865.9 | 3865.9 | 3865.9 | 3865.9 | 3865.9 | 3480.9 | 3480.9 | 3480.9 | 3480.9 | 3480.9 | 3480.9 | 3480.9 | 2680.9 | 2680.9 | 2151.9 | 2151.9 | 1508.5 | 1508.5 | 1508.5
NEM | Peaking Gas+Liquids | 6812.873 | 6812.873 | 6812.873 | 6836.4236 | 7375.0941 | 7375.0941 | 7375.0941 | 7375.0941 | 7375.0941 | 8514.758 | 8132.258 | 8132.258 | 9887.9892 | 9425.9892 | 9658.4578 | 10914.3334 | 11659.0905 | 13424.0318 | 13902.7033 | 13604.8901 | 13484.8901 | 14461.0769
NEM | Hydro | 6906.5 | 6906.5 | 6906.5 | 6906.5 | 6906.5 | 6906.5 | 6906.5 | 6906.5 | 6906.5 | 6906.5 | 6906.5 | 6906.5 | 6906.5 | 6906.5 | 6906.5 | 6906.5 | 6906.5 | 6820.1 | 6820.1 | 6820.1 | 6820.1 | 6820.1
NEM | Dispatchable Storage | 1197.7119 | 1211.1822 | 1231.1619 | 1231.3446 | 3322.0266 | 3380.4308 | 3440.5031 | 3508.6263 | 4598.4781 | 4810.1958 | 4988.6369 | 5613.1438 | 6077.0663 | 6858.366 | 7792.2443 | 10621.768 | 11313.9704 | 11855.0012 | 12068.3267 | 12278.519 | 12342.594 | 12614.4378
NEM | Behind the Meter Storage | 390.8477 | 444.7287 | 522.1652 | 606.7287 | 693.7488 | 759.2616 | 795.595 | 833.399 | 870.6424 | 1032.3762 | 1000.6238 | 1005.4321 | 1040.1259 | 1076.1938 | 1176.5966 | 1328.6811 | 1416.3921 | 1516.1836 | 1633.7332 | 1766.3699 | 1829.9223 | 1887.2111
NEM | Wind | 9005.458 | 9005.458 | 10092.658 | 10092.658 | 10093.658 | 10157.4584 | 10571.301 | 10961.2522 | 12441.1776 | 12649.8423 | 12603.8423 | 12603.8423 | 14678.372 | 14545.509 | 14545.509 | 20669.1175 | 21331.6728 | 22557.0399 | 22557.0399 | 22308.3399 | 22510.346 | 22462.046
NEM | Solar | 5151.711 | 5151.711 | 5941.711 | 5941.711 | 5941.711 | 5981.711 | 6021.711 | 6857.8477 | 6982.1271 | 7563.207 | 7563.207 | 7563.207 | 8487.2172 | 9218.578 | 9218.578 | 9710.3531 | 9710.3531 | 10408.569 | 10408.569 | 10408.569 | 10408.569 | 10408.569
NEM | Distributed PV | 11704.8232 | 13006.6806 | 14224.8794 | 15292.6598 | 16381.079 | 17541.1046 | 18602.7387 | 19662.109 | 20484.5328 | 21073.2884 | 21631.393 | 22277.9242 | 22963.9349 | 23877.2687 | 24756.3323 | 25651.8935 | 26434.6054 | 27315.8119 | 27968.2449 | 28626.633 | 29310 | 29924.0702
Total |  | 68611.8247 | 69981.0335 | 72458.8485 | 71979.9258 | 75785.7175 | 77173.4605 | 78785.343 | 81176.7283 | 83645.4522 | 84867.0677 | 84793.3611 | 85694.2074 | 88378.1054 | 90245.3047 | 92391.118 | 98919.5467 | 101189.4844 | 104634.6375 | 106096.617 | 105907.9209 | 106800.9215 | 108672.011
NEM | DSP | 442.51 | 481.9947 | 523.9087 | 563.5537 | 604.8769 | 642.2207 | 683.7217 | 723.7206 | 769.3578 | 813.2293 | 856.8643 | 902.9323 | 945.2407 | 987.7993 | 1036.2071 | 1080.8117 | 1130.9974 | 1182.6764 | 1231.8342 | 1286.6284 | 1339.5566 | 1392.374
Total including DSP |  | 69054.3347 | 70463.0281 | 72982.7572 | 72543.4795 | 76390.5944 | 77815.6812 | 79469.0647 | 81900.4488 | 84414.8099 | 85680.297 | 85650.2254 | 86597.1397 | 89323.3461 | 91233.1039 | 93427.325 | 100000.3584 | 102320.4819 | 105817.3139 | 107328.4512 | 107194.5493 | 108140.4781 | 110064.385
Region | Technology | Existing+Committed in 2021 | 2022 | 2023 | 2024 | 2025 | 2026 | 2027 | 2028 | 2029 | 2030 | 2031 | 2032 | 2033 | 2034 | 2035 | 2036 | 2037 | 2038 | 2039 | 2040 | 2041 | 2042
NSW | Black Coal | 10210 | 10210 | 9735 | 8260 | 8260 | 8260 | 8260 | 8260 | 8260 | 6940 | 6940 | 6940 | 4060 | 4060 | 4060 | 1320 | 1320 | 1320 | 1320 | 1320 | 1320 | 1320
NSW | Brown Coal | 0 | 0 | 0 | 0 | 0 | 0 | 0 | 0 | 0 | 0 | 0 | 0 | 0 | 0 | 0 | 0 | 0 | 0 | 0 | 0 | 0 | 0
NSW | CCGT | 440 | 440 | 440 | 440 | 440 | 440 | 440 | 440 | 440 | 440 | 440 | 440 | 440 | 440 | 440 | 440 | 440 | 440 | 440 | 440 | 440 | 440
NSW | Peaking Gas+Liquids | 1561.233 | 1561.233 | 1561.233 | 1584.7836 | 1830.6166 | 1830.6166 | 1830.6166 | 1830.6166 | 1830.6166 | 2970.2805 | 2970.2805 | 2970.2805 | 4960.3517 | 4960.3517 | 5309.8203 | 6645.696 | 7390.4531 | 7390.4531 | 7443.271 | 7585.4578 | 7585.4578 | 8561.6446
NSW | Hydro | 2285 | 2285 | 2285 | 2285 | 2285 | 2285 | 2285 | 2285 | 2285 | 2285 | 2285 | 2285 | 2285 | 2285 | 2285 | 2285 | 2285 | 2285 | 2285 | 2285 | 2285 | 2285
NSW | Dispatchable Storage | 273.3575 | 280.5403 | 282.7449 | 284.5264 | 2347.1685 | 2372.8062 | 2399.0398 | 2428.929 | 2683.9621 | 2815.9856 | 2832.6142 | 2858.8449 | 2888.1093 | 3473.4947 | 3681.9126 | 3740.2915 | 3774.5875 | 3811.6917 | 3854.3627 | 3901.9355 | 3926.4506 | 3949.1999
NSW | Behind the Meter Storage | 133.43 | 162.1612 | 200.7871 | 242.6292 | 287.5949 | 319.6657 | 337.6342 | 356.018 | 376.3052 | 451.1476 | 434.2345 | 439.4556 | 453.6777 | 468.9166 | 509.2789 | 571.5192 | 605.359 | 646.613 | 694.0331 | 746.6493 | 770.3946 | 791.5885
NSW | Wind | 1639.46 | 1639.46 | 1866.46 | 1866.46 | 1867.46 | 1867.46 | 1867.46 | 1867.46 | 1867.46 | 1867.46 | 1867.46 | 1867.46 | 2617.46 | 2617.46 | 2617.46 | 8097.46 | 8097.46 | 8097.46 | 8097.46 | 8097.46 | 7990.66 | 7942.36
NSW | Solar | 1837.317 | 1837.317 | 2217.317 | 2217.317 | 2217.317 | 2217.317 | 2217.317 | 2285.1228 | 2369.4022 | 2402.317 | 2402.317 | 2402.317 | 2402.317 | 2402.317 | 2402.317 | 2402.317 | 2402.317 | 2402.317 | 2402.317 | 2402.317 | 2402.317 | 2402.317
NSW | Distributed PV | 3438.0027 | 3737.7099 | 4047.0976 | 4276.2999 | 4511.1256 | 4815.3819 | 5044.3136 | 5278.3342 | 5484.2829 | 5684.085 | 5871.6792 | 6088.936 | 6310.1305 | 6601.7026 | 6885.3969 | 7196.6535 | 7481.6767 | 7799.1995 | 8038.4133 | 8273.8077 | 8514.1818 | 8722.2853
Total |  | 21817.8001 | 22153.4214 | 22635.6396 | 21457.0161 | 24046.2827 | 24408.2475 | 24681.3812 | 25031.4806 | 25597.0291 | 25856.2757 | 26043.5854 | 26292.294 | 26417.0462 | 27309.2426 | 28191.1858 | 32698.9372 | 33796.8533 | 34192.7342 | 34574.8571 | 35052.6274 | 35234.4619 | 36414.3953
NSW | DSP | 93.24 | 108.9702 | 125.7417 | 141.5464 | 157.576 | 172.5971 | 189.7623 | 205.2943 | 224.6814 | 243.7857 | 261.3059 | 279.5118 | 297.6069 | 315.4147 | 337.184 | 354.2201 | 374.2368 | 395.7139 | 418.2215 | 438.9016 | 460.7186 | 481.5922
Total including DSP |  | 21911.0401 | 22262.3916 | 22761.3813 | 21598.5625 | 24203.8587 | 24580.8446 | 24871.1435 | 25236.7749 | 25821.7105 | 26100.0614 | 26304.8913 | 26571.8058 | 26714.6531 | 27624.6573 | 28528.3697 | 33053.1573 | 34171.0901 | 34588.4481 | 34993.0786 | 35491.529 | 35695.1805 | 36895.9874
Region | Technology | Existing+Committed in 2021 | 2022 | 2023 | 2024 | 2025 | 2026 | 2027 | 2028 | 2029 | 2030 | 2031 | 2032 | 2033 | 2034 | 2035 | 2036 | 2037 | 2038 | 2039 | 2040 | 2041 | 2042
QLD | Black Coal | 8126 | 8126 | 8126 | 8126 | 8126 | 8126 | 8126 | 8126 | 7426 | 7426 | 7426 | 7426 | 7426 | 7426 | 7426 | 5746 | 5046 | 3896 | 3896 | 3896 | 3896 | 3896
QLD | Brown Coal | 0 | 0 | 0 | 0 | 0 | 0 | 0 | 0 | 0 | 0 | 0 | 0 | 0 | 0 | 0 | 0 | 0 | 0 | 0 | 0 | 0 | 0
QLD | CCGT | 1596.9 | 1596.9 | 1596.9 | 1596.9 | 1596.9 | 1596.9 | 1596.9 | 1596.9 | 1211.9 | 1211.9 | 1211.9 | 1211.9 | 1211.9 | 1211.9 | 1211.9 | 1211.9 | 1211.9 | 1211.9 | 1211.9 | 1068.5 | 1068.5 | 1068.5
QLD | Peaking Gas+Liquids | 1909.5 | 1909.5 | 1909.5 | 1909.5 | 1909.5 | 1909.5 | 1909.5 | 1909.5 | 1909.5 | 1909.5 | 1909.5 | 1909.5 | 1909.5 | 1617.5 | 1500.5 | 1500.5 | 1500.5 | 2699.3338 | 3125.1873 | 3125.1873 | 3125.1873 | 3125.1873
QLD | Hydro | 152.4 | 152.4 | 152.4 | 152.4 | 152.4 | 152.4 | 152.4 | 152.4 | 152.4 | 152.4 | 152.4 | 152.4 | 152.4 | 152.4 | 152.4 | 152.4 | 152.4 | 66 | 66 | 66 | 66 | 66
QLD | Dispatchable Storage | 583.674 | 586.9254 | 608.0057 | 608.6776 | 618.8948 | 631.27 | 643.4023 | 658.2581 | 674.4049 | 706.7889 | 715.7206 | 727.3907 | 741.6597 | 971.473 | 1316.1877 | 2646.6806 | 3273.7243 | 3378.7502 | 3402.3261 | 3429.912 | 3445.09 | 3459.6728
QLD | Behind the Meter Storage | 54.6962 | 67.7015 | 84.5788 | 101.7764 | 123.7188 | 142.1521 | 151.4657 | 163.1725 | 174.0412 | 212.5046 | 206.3421 | 207.6225 | 214.9695 | 224.6887 | 243.6396 | 273.1083 | 296.0428 | 316.302 | 342.8319 | 373.8223 | 389.2353 | 403.6621
QLD | Wind | 676.608 | 676.608 | 1176.608 | 1176.608 | 1176.608 | 1240.4084 | 1654.251 | 1821.608 | 3161.5334 | 3320.9481 | 3320.9481 | 3320.9481 | 3320.9481 | 3320.9481 | 3320.9481 | 4045.0567 | 4830.112 | 4830.112 | 4830.112 | 4830.112 | 4830.112 | 4830.112
QLD | Solar | 1971.857 | 1971.857 | 2381.857 | 2381.857 | 2381.857 | 2381.857 | 2381.857 | 3110.1879 | 3110.1879 | 3618.353 | 3618.353 | 3618.353 | 3618.353 | 3618.353 | 3618.353 | 3818.353 | 3818.353 | 3818.353 | 3818.353 | 3818.353 | 3818.353 | 3818.353
QLD | Distributed PV | 3640.0063 | 3916.3049 | 4142.5535 | 4336.6102 | 4528.4672 | 4727.6109 | 4909.4647 | 5088.6729 | 5253.6437 | 5431.4722 | 5610.0031 | 5810.8238 | 6019.4889 | 6302.7189 | 6567.2092 | 6810.6753 | 7014.3021 | 7245.479 | 7413.5802 | 7586.3042 | 7773.2094 | 7946.469
Total |  | 18711.6415 | 19004.1969 | 20178.4029 | 20390.3292 | 20614.3459 | 20908.0984 | 21525.2407 | 22626.6995 | 23073.6112 | 23989.8669 | 24171.1669 | 24384.9381 | 24615.2192 | 24845.9817 | 25357.1376 | 26204.674 | 27143.3341 | 27462.2299 | 28106.2905 | 28194.1907 | 28411.687 | 28613.9562
QLD | DSP | 202.14 | 209.0765 | 217.4208 | 224.6334 | 231.458 | 238.3062 | 245.3805 | 254.1702 | 261.4568 | 268.4465 | 275.7043 | 284.2854 | 291.6903 | 299.8223 | 307.888 | 317.3999 | 325.4331 | 334.8069 | 343.0265 | 353.8067 | 362.9769 | 371.5053
Total including DSP |  | 18913.7815 | 19213.2734 | 20395.8237 | 20614.9626 | 20845.8039 | 21146.4046 | 21770.6212 | 22880.8696 | 23335.068 | 24258.3134 | 24446.8713 | 24669.2235 | 24906.9095 | 25145.804 | 25665.0256 | 26522.0739 | 27468.7673 | 27797.0368 | 28449.317 | 28547.9973 | 28774.6638 | 28985.4615
Region | Technology | Existing+Committed in 2021 | 2022 | 2023 | 2024 | 2025 | 2026 | 2027 | 2028 | 2029 | 2030 | 2031 | 2032 | 2033 | 2034 | 2035 | 2036 | 2037 | 2038 | 2039 | 2040 | 2041 | 2042
VIC | Black Coal | 0 | 0 | 0 | 0 | 0 | 0 | 0 | 0 | 0 | 0 | 0 | 0 | 0 | 0 | 0 | 0 | 0 | 0 | 0 | 0 | 0 | 0
VIC | Brown Coal | 4820 | 4820 | 4820 | 4820 | 4820 | 4820 | 4820 | 4820 | 4820 | 4470 | 4120 | 3745 | 3370 | 3370 | 3370 | 3370 | 3370 | 3370 | 3370 | 3370 | 3370 | 3370
VIC | CCGT | 500 | 500 | 500 | 500 | 500 | 500 | 500 | 500 | 500 | 500 | 500 | 500 | 500 | 500 | 500 | 500 | 500 | 500 | 500 | 0 | 0 | 0
VIC | Peaking Gas+Liquids | 1900 | 1900 | 1900 | 1900 | 1900 | 1900 | 1900 | 1900 | 1900 | 1900 | 1900 | 1900 | 1900 | 1730 | 1730 | 1730 | 1730 | 1730 | 1730 | 1290 | 1290 | 1290
VIC | Hydro | 2206 | 2206 | 2206 | 2206 | 2206 | 2206 | 2206 | 2206 | 2206 | 2206 | 2206 | 2206 | 2206 | 2206 | 2206 | 2206 | 2206 | 2206 | 2206 | 2206 | 2206 | 2206
VIC | Dispatchable Storage | 90.5549 | 93.4473 | 94.2705 | 95.4481 | 106.5904 | 119.9621 | 134.5567 | 150.6819 | 962.2589 | 997.9419 | 1009.0844 | 1360.589 | 1775.2739 | 1736.3492 | 1800.1606 | 2196.6212 | 2219.6758 | 2579.9489 | 2717.221 | 2841.1134 | 2860.6207 | 3090.3921
VIC | Behind the Meter Storage | 62.2196 | 73.7891 | 90.5201 | 111.424 | 135.2607 | 154.8694 | 168.9215 | 180.9192 | 190.6962 | 233.2042 | 228.6419 | 229.8086 | 242.8211 | 253.1668 | 287.711 | 335.3744 | 358.9041 | 387.9311 | 420.7677 | 457.5845 | 477.5778 | 495.0885
VIC | Wind | 3976.73 | 3976.73 | 4336.93 | 4336.93 | 4336.93 | 4336.93 | 4336.93 | 4396.73 | 4536.73 | 4676.73 | 4676.73 | 4676.73 | 5117.93 | 5211.267 | 5211.267 | 5211.267 | 5211.267 | 6434.1223 | 6434.1223 | 6242.1223 | 6543.5742 | 6543.5742
VIC | Solar | 964.537 | 964.537 | 964.537 | 964.537 | 964.537 | 1004.537 | 1044.537 | 1084.537 | 1124.537 | 1164.537 | 1164.537 | 1164.537 | 1364.537 | 2095.8978 | 2095.8978 | 2387.673 | 2387.673 | 3085.8889 | 3085.8889 | 3085.8889 | 3085.8889 | 3085.8889
VIC | Distributed PV | 2810.4831 | 3384.7909 | 3958.6092 | 4519.9082 | 5093.6754 | 5662.8493 | 6230.9389 | 6797.0104 | 7165.1325 | 7320.8545 | 7460.8988 | 7628.0639 | 7808.5125 | 8055.4054 | 8292.8817 | 8553.5921 | 8775.0684 | 9031.8769 | 9223.5194 | 9419.1701 | 9606.5998 | 9787.3968
Total |  | 17330.5246 | 17919.2943 | 18870.8668 | 19454.2474 | 20062.9935 | 20705.1477 | 21341.8841 | 22035.8785 | 23405.3545 | 23469.2676 | 23265.8921 | 23410.7286 | 24285.0745 | 25158.0863 | 25493.9181 | 26490.5276 | 26758.5882 | 29325.768 | 29687.5193 | 28911.8791 | 29440.2614 | 29868.3404
VIC | DSP | 84.63 | 97.378 | 109.5824 | 121.8787 | 136.0346 | 147.3209 | 160.0883 | 172.6159 | 186.5326 | 199.0557 | 213.2594 | 227.5032 | 239.8286 | 252.8366 | 266.4402 | 280.3259 | 296.9903 | 312.2446 | 326.1545 | 344.6726 | 361.8003 | 378.9913
Total including DSP |  | 17415.1546 | 18016.6723 | 18980.4492 | 19576.1261 | 20199.0281 | 20852.4686 | 21501.9724 | 22208.4944 | 23591.8872 | 23668.3233 | 23479.1515 | 23638.2317 | 24524.9031 | 25410.9229 | 25760.3583 | 26770.8535 | 27055.5785 | 29638.0126 | 30013.6738 | 29256.5517 | 29802.0617 | 30247.3317
Region | Technology | Existing+Committed in 2021 | 2022 | 2023 | 2024 | 2025 | 2026 | 2027 | 2028 | 2029 | 2030 | 2031 | 2032 | 2033 | 2034 | 2035 | 2036 | 2037 | 2038 | 2039 | 2040 | 2041 | 2042
SA | Black Coal | 0 | 0 | 0 | 0 | 0 | 0 | 0 | 0 | 0 | 0 | 0 | 0 | 0 | 0 | 0 | 0 | 0 | 0 | 0 | 0 | 0 | 0
SA | Brown Coal | 0 | 0 | 0 | 0 | 0 | 0 | 0 | 0 | 0 | 0 | 0 | 0 | 0 | 0 | 0 | 0 | 0 | 0 | 0 | 0 | 0 | 0
SA | CCGT | 1749 | 1749 | 1509 | 1329 | 1329 | 1329 | 1329 | 1329 | 1329 | 1329 | 1329 | 1329 | 1329 | 1329 | 1329 | 529 | 529 | 0 | 0 | 0 | 0 | 0
SA | Peaking Gas+Liquids | 1264.14 | 1264.14 | 1264.14 | 1264.14 | 1556.9774 | 1556.9774 | 1556.9774 | 1556.9774 | 1556.9774 | 1556.9774 | 1174.4774 | 1174.4774 | 940.1374 | 940.1374 | 940.1374 | 860.1374 | 860.1374 | 1426.245 | 1426.245 | 1426.245 | 1426.245 | 1426.245
SA | Hydro | 0 | 0 | 0 | 0 | 0 | 0 | 0 | 0 | 0 | 0 | 0 | 0 | 0 | 0 | 0 | 0 | 0 | 0 | 0 | 0 | 0 | 0
SA | Dispatchable Storage | 248.2312 | 248.0625 | 243.8874 | 240.4284 | 245.9801 | 251.7664 | 257.6035 | 263.4061 | 268.9869 | 277.3738 | 418.309 | 652.3513 | 656.3418 | 660.1471 | 974.4518 | 2015.2908 | 2021.3513 | 2058.1483 | 2065.9229 | 2074.8458 | 2078.7435 | 2082.62
SA | Behind the Meter Storage | 132.9247 | 132.25 | 135.694 | 138.5621 | 132.6474 | 126.6399 | 120.8369 | 115.716 | 111.32 | 113.493 | 110.2187 | 107.4376 | 106.4297 | 106.586 | 110.4775 | 119.5263 | 125.2094 | 132.4334 | 140.9554 | 150.7375 | 154.255 | 157.6818
SA | Wind | 2139.71 | 2139.71 | 2139.71 | 2139.71 | 2139.71 | 2139.71 | 2139.71 | 2139.71 | 2139.71 | 2048.96 | 2002.96 | 2002.96 | 2683.9499 | 2457.7499 | 2457.7499 | 2377.2499 | 2254.7499 | 2188.7499 | 2188.7499 | 2132.0499 | 2093.0499 | 2093.0499
SA | Solar | 378 | 378 | 378 | 378 | 378 | 378 | 378 | 378 | 378 | 378 | 378 | 378 | 952.0101 | 952.0101 | 952.0101 | 952.0101 | 952.0101 | 952.0101 | 952.0101 | 952.0101 | 952.0101 | 952.0101
SA | Distributed PV | 1633.7456 | 1769.3739 | 1860.4857 | 1931.5699 | 2006.2434 | 2079.5265 | 2145.1148 | 2213.1577 | 2286.6973 | 2331.4303 | 2373.5899 | 2422.0255 | 2480.1322 | 2554.821 | 2631.6812 | 2692.8513 | 2748.4627 | 2801.3581 | 2839.9128 | 2879.8273 | 2931.2375 | 2971.4767
Total |  | 7545.7514 | 7680.5364 | 7530.9171 | 7421.4105 | 7788.5584 | 7861.6203 | 7927.2427 | 7995.9673 | 8070.6916 | 8035.2346 | 7786.5551 | 8066.2519 | 9148.0012 | 9000.4516 | 9395.508 | 9546.0659 | 9490.9209 | 9558.9448 | 9613.7961 | 9615.7155 | 9635.541 | 9683.0835
SA | DSP | 32.99 | 37.0359 | 41.3702 | 45.5242 | 49.726 | 53.825 | 58.1257 | 61.8148 | 66.1765 | 70.8127 | 75.3244 | 80.2075 | 84.595 | 88.0512 | 92.8604 | 97.1121 | 102.3988 | 107.7343 | 112.0587 | 116.6412 | 121.3224 | 127.2525
Total including DSP |  | 7578.7414 | 7717.5723 | 7572.2874 | 7466.9347 | 7838.2844 | 7915.4453 | 7985.3684 | 8057.7821 | 8136.8681 | 8106.0472 | 7861.8795 | 8146.4595 | 9232.5962 | 9088.5027 | 9488.3683 | 9643.178 | 9593.3196 | 9666.6791 | 9725.8548 | 9732.3567 | 9756.8634 | 9810.336
Region | Technology | Existing+Committed in 2021 | 2022 | 2023 | 2024 | 2025 | 2026 | 2027 | 2028 | 2029 | 2030 | 2031 | 2032 | 2033 | 2034 | 2035 | 2036 | 2037 | 2038 | 2039 | 2040 | 2041 | 2042
TAS | Black Coal | 0 | 0 | 0 | 0 | 0 | 0 | 0 | 0 | 0 | 0 | 0 | 0 | 0 | 0 | 0 | 0 | 0 | 0 | 0 | 0 | 0 | 0
TAS | Brown Coal | 0 | 0 | 0 | 0 | 0 | 0 | 0 | 0 | 0 | 0 | 0 | 0 | 0 | 0 | 0 | 0 | 0 | 0 | 0 | 0 | 0 | 0
TAS | CCGT | 0 | 0 | 0 | 0 | 0 | 0 | 0 | 0 | 0 | 0 | 0 | 0 | 0 | 0 | 0 | 0 | 0 | 0 | 0 | 0 | 0 | 0
TAS | Peaking Gas+Liquids | 178 | 178 | 178 | 178 | 178 | 178 | 178 | 178 | 178 | 178 | 178 | 178 | 178 | 178 | 178 | 178 | 178 | 178 | 178 | 178 | 58 | 58
TAS | Hydro | 2263.1 | 2263.1 | 2263.1 | 2263.1 | 2263.1 | 2263.1 | 2263.1 | 2263.1 | 2263.1 | 2263.1 | 2263.1 | 2263.1 | 2263.1 | 2263.1 | 2263.1 | 2263.1 | 2263.1 | 2263.1 | 2263.1 | 2263.1 | 2263.1 | 2263.1
TAS | Dispatchable Storage | 1.8943 | 2.2067 | 2.2535 | 2.264 | 3.3928 | 4.6261 | 5.9009 | 7.3512 | 8.8652 | 12.1055 | 12.9087 | 13.9678 | 15.6816 | 16.9021 | 19.5316 | 22.8838 | 24.6314 | 26.4621 | 28.494 | 30.7124 | 31.6893 | 32.553
TAS | Behind the Meter Storage | 7.5773 | 8.8269 | 10.5852 | 12.3369 | 14.527 | 15.9345 | 16.7368 | 17.5732 | 18.2798 | 22.0268 | 21.1867 | 21.1079 | 22.2279 | 22.8357 | 25.4896 | 29.1529 | 30.8769 | 32.9041 | 35.1451 | 37.5764 | 38.4595 | 39.1902
TAS | Wind | 572.95 | 572.95 | 572.95 | 572.95 | 572.95 | 572.95 | 572.95 | 735.7442 | 735.7442 | 735.7442 | 735.7442 | 735.7442 | 938.084 | 938.084 | 938.084 | 938.084 | 938.084 | 1006.5958 | 1006.5958 | 1006.5958 | 1052.95 | 1052.95
TAS | Solar | 0 | 0 | 0 | 0 | 0 | 0 | 0 | 0 | 0 | 0 | 0 | 0 | 150 | 150 | 150 | 150 | 150 | 150 | 150 | 150 | 150 | 150
TAS | Distributed PV | 182.5856 | 198.501 | 216.1334 | 228.2716 | 241.5673 | 255.7361 | 272.9066 | 284.9338 | 294.7765 | 305.4465 | 315.222 | 328.075 | 345.6708 | 362.6208 | 379.1633 | 398.1214 | 415.0956 | 437.8985 | 452.8191 | 467.5237 | 484.7715 | 496.4424
Total |  | 3206.1071 | 3223.5846 | 3243.022 | 3256.9226 | 3273.5371 | 3290.3467 | 3309.5943 | 3486.7024 | 3498.7657 | 3516.423 | 3526.1616 | 3539.9949 | 3912.7643 | 3931.5425 | 3953.3685 | 3979.3421 | 3999.7879 | 4094.9605 | 4114.154 | 4133.5083 | 4078.9703 | 4092.2356
TAS | DSP | 29.51 | 29.534 | 29.7935 | 29.971 | 30.0823 | 30.1714 | 30.3648 | 29.8254 | 30.5104 | 31.1286 | 31.2702 | 31.4243 | 31.5199 | 31.6745 | 31.8346 | 31.7536 | 31.9385 | 32.1768 | 32.373 | 32.6063 | 32.7384 | 33.0328
Total including DSP |  | 3235.6171 | 3253.1186 | 3272.8156 | 3286.8936 | 3303.6194 | 3320.5182 | 3339.9592 | 3516.5278 | 3529.2761 | 3547.5516 | 3557.4318 | 3571.4193 | 3944.2841 | 3963.217 | 3985.2031 | 4011.0957 | 4031.7264 | 4127.1373 | 4146.527 | 4166.1146 | 4111.7087 | 4125.2684

## Capacity_2
Installed capacity by technology (MW) - Central with updated demand (DP4)
Capacity calculated on 1 July. Years are financial year ending. In early study years some wind and solar projects enter later in the financial year and are reflected in the following financial year's capacity.
Region | Technology | Existing+Committed in 2021 | 2022 | 2023 | 2024 | 2025 | 2026 | 2027 | 2028 | 2029 | 2030 | 2031 | 2032 | 2033 | 2034 | 2035 | 2036 | 2037 | 2038 | 2039 | 2040 | 2041 | 2042
NEM | Black Coal | 18336 | 18336 | 17861 | 16386 | 16386 | 16386 | 16386 | 16386 | 15686 | 14366 | 14366 | 14366 | 11486 | 11486 | 11486 | 7066 | 6366 | 5216 | 5216 | 5216 | 5216 | 5216
NEM | Brown Coal | 4820 | 4820 | 4820 | 4820 | 4820 | 4820 | 4820 | 4820 | 4820 | 4470 | 4120 | 3745 | 3370 | 3370 | 3370 | 3370 | 3370 | 3370 | 3370 | 3370 | 3370 | 3370
NEM | CCGT | 4285.9 | 4285.9 | 4045.9 | 3865.9 | 3865.9 | 3865.9 | 3865.9 | 3865.9 | 3480.9 | 3480.9 | 3480.9 | 3480.9 | 3480.9 | 3480.9 | 3480.9 | 2680.9 | 2680.9 | 2151.9 | 2151.9 | 1508.5 | 1508.5 | 1508.5
NEM | Peaking Gas+Liquids | 6812.873 | 6812.873 | 6812.873 | 6812.873 | 6851.4855 | 6851.4855 | 6851.4855 | 6851.4855 | 6851.4855 | 6851.4855 | 6468.9855 | 6468.9855 | 6234.6455 | 5772.6455 | 5655.6455 | 5525.6455 | 5525.6455 | 5525.6455 | 5916.1297 | 5476.1297 | 5356.1297 | 5356.1297
NEM | Hydro | 6906.5 | 6906.5 | 6906.5 | 6906.5 | 6906.5 | 6906.5 | 6906.5 | 6906.5 | 7296.5 | 7296.5 | 7296.5 | 7296.5 | 7296.5 | 7296.5 | 7296.5 | 7296.5 | 7296.5 | 7210.1 | 7210.1 | 7210.1 | 7210.1 | 7210.1
NEM | Dispatchable Storage | 1197.7119 | 1211.1822 | 1231.1619 | 1231.3446 | 3322.0266 | 3380.4308 | 3440.5031 | 3508.6263 | 3582.2362 | 3727.3763 | 3739.6628 | 3795.3277 | 3971.8956 | 4892.5655 | 6231.1657 | 9278.0643 | 9628.9844 | 10707.3314 | 12420.7337 | 12539.8946 | 12948.096 | 15355.1377
NEM | Behind the Meter Storage | 390.8477 | 444.7287 | 522.1652 | 606.7287 | 693.7488 | 759.2616 | 795.595 | 833.399 | 870.6424 | 1032.3762 | 1000.6238 | 1005.4321 | 1040.1259 | 1076.1938 | 1176.5966 | 1328.6811 | 1416.3921 | 1516.1836 | 1633.7332 | 1766.3699 | 1829.9223 | 1887.2111
NEM | Wind | 9005.458 | 9005.458 | 10092.658 | 10092.658 | 10092.658 | 10156.4584 | 10570.301 | 10896.665 | 12340.1673 | 12697.8919 | 12651.8919 | 12651.8919 | 16086.1699 | 15953.947 | 16141.9702 | 20514.0452 | 21470.8193 | 26241.7574 | 25632.7574 | 25782.7867 | 25744.6023 | 25696.3023
NEM | Solar | 5151.711 | 5151.711 | 5941.711 | 5941.711 | 5941.711 | 5981.711 | 6021.711 | 6794.7341 | 6834.7341 | 7118.1251 | 7118.1251 | 7118.1251 | 9803.5802 | 10481.5923 | 10481.5923 | 14579.457 | 15024.063 | 15340.5426 | 15190.2426 | 15371.0375 | 17708.1973 | 17708.1973
NEM | Distributed PV | 11704.8232 | 13006.6806 | 14224.8794 | 15292.6598 | 16381.079 | 17541.1046 | 18602.7387 | 19662.109 | 20484.5328 | 21073.2884 | 21631.393 | 22277.9242 | 22963.9349 | 23877.2687 | 24756.3323 | 25651.8935 | 26434.6054 | 27315.8119 | 27968.2449 | 28626.633 | 29310 | 29924.0702
Total |  | 68611.8247 | 69981.0335 | 72458.8485 | 71956.3751 | 75261.109 | 76648.852 | 78260.7344 | 80525.419 | 82247.1984 | 82113.9434 | 81874.0821 | 82206.0866 | 85733.7521 | 87687.6128 | 90076.7026 | 97291.1866 | 99213.9098 | 104595.2725 | 106709.8415 | 106867.4514 | 110201.5477 | 113231.6482
NEM | DSP | 442.51 | 481.9947 | 523.9087 | 563.5537 | 604.8769 | 642.2207 | 683.7217 | 723.7206 | 769.3578 | 813.2293 | 856.8643 | 902.9323 | 945.2407 | 987.7993 | 1036.2071 | 1080.8117 | 1130.9974 | 1182.6764 | 1231.8342 | 1286.6284 | 1339.5566 | 1392.374
Total including DSP |  | 69054.3347 | 70463.0281 | 72982.7572 | 72519.9288 | 75865.9858 | 77291.0727 | 78944.4561 | 81249.1396 | 83016.5562 | 82927.1727 | 82730.9464 | 83109.0188 | 86678.9928 | 88675.4121 | 91112.9096 | 98371.9984 | 100344.9072 | 105777.9489 | 107941.6757 | 108154.0798 | 111541.1043 | 114624.0222
Region | Technology | Existing+Committed in 2021 | 2022 | 2023 | 2024 | 2025 | 2026 | 2027 | 2028 | 2029 | 2030 | 2031 | 2032 | 2033 | 2034 | 2035 | 2036 | 2037 | 2038 | 2039 | 2040 | 2041 | 2042
NSW | Black Coal | 10210 | 10210 | 9735 | 8260 | 8260 | 8260 | 8260 | 8260 | 8260 | 6940 | 6940 | 6940 | 4060 | 4060 | 4060 | 1320 | 1320 | 1320 | 1320 | 1320 | 1320 | 1320
NSW | Brown Coal | 0 | 0 | 0 | 0 | 0 | 0 | 0 | 0 | 0 | 0 | 0 | 0 | 0 | 0 | 0 | 0 | 0 | 0 | 0 | 0 | 0 | 0
NSW | CCGT | 440 | 440 | 440 | 440 | 440 | 440 | 440 | 440 | 440 | 440 | 440 | 440 | 440 | 440 | 440 | 440 | 440 | 440 | 440 | 440 | 440 | 440
NSW | Peaking Gas+Liquids | 1561.233 | 1561.233 | 1561.233 | 1561.233 | 1599.8455 | 1599.8455 | 1599.8455 | 1599.8455 | 1599.8455 | 1599.8455 | 1599.8455 | 1599.8455 | 1599.8455 | 1599.8455 | 1599.8455 | 1549.8455 | 1549.8455 | 1549.8455 | 1940.3297 | 1940.3297 | 1940.3297 | 1940.3297
NSW | Hydro | 2285 | 2285 | 2285 | 2285 | 2285 | 2285 | 2285 | 2285 | 2285 | 2285 | 2285 | 2285 | 2285 | 2285 | 2285 | 2285 | 2285 | 2285 | 2285 | 2285 | 2285 | 2285
NSW | Dispatchable Storage | 273.3575 | 280.5403 | 282.7449 | 284.5264 | 2347.1685 | 2372.8062 | 2399.0398 | 2428.929 | 2462.4971 | 2527.943 | 2544.5716 | 2570.8023 | 2600.0667 | 3391.6899 | 4135.1696 | 5595.913 | 5630.209 | 5667.3131 | 5915.1162 | 5962.689 | 6064.3947 | 6087.1439
NSW | Behind the Meter Storage | 133.43 | 162.1612 | 200.7871 | 242.6292 | 287.5949 | 319.6657 | 337.6342 | 356.018 | 376.3052 | 451.1476 | 434.2345 | 439.4556 | 453.6777 | 468.9166 | 509.2789 | 571.5192 | 605.359 | 646.613 | 694.0331 | 746.6493 | 770.3946 | 791.5885
NSW | Wind | 1639.46 | 1639.46 | 1866.46 | 1866.46 | 1866.46 | 1866.46 | 1866.46 | 1866.46 | 1866.46 | 1866.46 | 1866.46 | 1866.46 | 2988.8569 | 3135.334 | 3135.334 | 6065.4339 | 6018.9339 | 6786.7792 | 6756.7792 | 6756.7792 | 6449.8021 | 6401.5021
NSW | Solar | 1837.317 | 1837.317 | 2217.317 | 2217.317 | 2217.317 | 2217.317 | 2217.317 | 2217.317 | 2217.317 | 2217.317 | 2217.317 | 2217.317 | 4902.7721 | 5431.8724 | 5431.8724 | 7396.2589 | 7396.2589 | 7514.9081 | 7364.6081 | 7364.6081 | 9099.063 | 9099.063
NSW | Distributed PV | 3438.0027 | 3737.7099 | 4047.0976 | 4276.2999 | 4511.1256 | 4815.3819 | 5044.3136 | 5278.3342 | 5484.2829 | 5684.085 | 5871.6792 | 6088.936 | 6310.1305 | 6601.7026 | 6885.3969 | 7196.6535 | 7481.6767 | 7799.1995 | 8038.4133 | 8273.8077 | 8514.1818 | 8722.2853
Total |  | 21817.8001 | 22153.4214 | 22635.6396 | 21433.4655 | 23814.5115 | 24176.4763 | 24449.6101 | 24731.9037 | 24991.7077 | 24011.7981 | 24199.1078 | 24447.8164 | 25640.3494 | 27414.361 | 28481.8973 | 32420.6239 | 32727.2829 | 34009.6584 | 34754.2796 | 35089.863 | 36883.1659 | 37086.9125
NSW | DSP | 93.24 | 108.9702 | 125.7417 | 141.5464 | 157.576 | 172.5971 | 189.7623 | 205.2943 | 224.6814 | 243.7857 | 261.3059 | 279.5118 | 297.6069 | 315.4147 | 337.184 | 354.2201 | 374.2368 | 395.7139 | 418.2215 | 438.9016 | 460.7186 | 481.5922
Total including DSP |  | 21911.0401 | 22262.3916 | 22761.3813 | 21575.0119 | 23972.0875 | 24349.0734 | 24639.3723 | 24937.1979 | 25216.3891 | 24255.5838 | 24460.4137 | 24727.3281 | 25937.9563 | 27729.7756 | 28819.0813 | 32774.844 | 33101.5197 | 34405.3723 | 35172.5011 | 35528.7646 | 37343.8845 | 37568.5047
Region | Technology | Existing+Committed in 2021 | 2022 | 2023 | 2024 | 2025 | 2026 | 2027 | 2028 | 2029 | 2030 | 2031 | 2032 | 2033 | 2034 | 2035 | 2036 | 2037 | 2038 | 2039 | 2040 | 2041 | 2042
QLD | Black Coal | 8126 | 8126 | 8126 | 8126 | 8126 | 8126 | 8126 | 8126 | 7426 | 7426 | 7426 | 7426 | 7426 | 7426 | 7426 | 5746 | 5046 | 3896 | 3896 | 3896 | 3896 | 3896
QLD | Brown Coal | 0 | 0 | 0 | 0 | 0 | 0 | 0 | 0 | 0 | 0 | 0 | 0 | 0 | 0 | 0 | 0 | 0 | 0 | 0 | 0 | 0 | 0
QLD | CCGT | 1596.9 | 1596.9 | 1596.9 | 1596.9 | 1596.9 | 1596.9 | 1596.9 | 1596.9 | 1211.9 | 1211.9 | 1211.9 | 1211.9 | 1211.9 | 1211.9 | 1211.9 | 1211.9 | 1211.9 | 1211.9 | 1211.9 | 1068.5 | 1068.5 | 1068.5
QLD | Peaking Gas+Liquids | 1909.5 | 1909.5 | 1909.5 | 1909.5 | 1909.5 | 1909.5 | 1909.5 | 1909.5 | 1909.5 | 1909.5 | 1909.5 | 1909.5 | 1909.5 | 1617.5 | 1500.5 | 1500.5 | 1500.5 | 1500.5 | 1500.5 | 1500.5 | 1500.5 | 1500.5
QLD | Hydro | 152.4 | 152.4 | 152.4 | 152.4 | 152.4 | 152.4 | 152.4 | 152.4 | 152.4 | 152.4 | 152.4 | 152.4 | 152.4 | 152.4 | 152.4 | 152.4 | 152.4 | 66 | 66 | 66 | 66 | 66
QLD | Dispatchable Storage | 583.674 | 586.9254 | 608.0057 | 608.6776 | 618.8948 | 631.27 | 643.4023 | 658.2581 | 674.4049 | 706.7889 | 715.7206 | 727.3907 | 741.6597 | 904.6053 | 1058.3826 | 2446.7443 | 2468.5286 | 2608.9538 | 3626.3041 | 3653.89 | 3854.771 | 3869.3539
QLD | Behind the Meter Storage | 54.6962 | 67.7015 | 84.5788 | 101.7764 | 123.7188 | 142.1521 | 151.4657 | 163.1725 | 174.0412 | 212.5046 | 206.3421 | 207.6225 | 214.9695 | 224.6887 | 243.6396 | 273.1083 | 296.0428 | 316.302 | 342.8319 | 373.8223 | 389.2353 | 403.6621
QLD | Wind | 676.608 | 676.608 | 1176.608 | 1176.608 | 1176.608 | 1240.4084 | 1654.251 | 1821.608 | 3125.1103 | 3433.5849 | 3433.5849 | 3433.5849 | 3433.5849 | 3433.5849 | 3621.608 | 4921.608 | 5956.0108 | 8122.0717 | 8122.0717 | 8122.0717 | 8122.0717 | 8122.0717
QLD | Solar | 1971.857 | 1971.857 | 2381.857 | 2381.857 | 2381.857 | 2381.857 | 2381.857 | 3114.8801 | 3114.8801 | 3358.2711 | 3358.2711 | 3358.2711 | 3358.2711 | 3358.2711 | 3358.2711 | 5004.1857 | 5004.1857 | 4954.1857 | 4954.1857 | 5134.9806 | 5737.6854 | 5737.6854
QLD | Distributed PV | 3640.0063 | 3916.3049 | 4142.5535 | 4336.6102 | 4528.4672 | 4727.6109 | 4909.4647 | 5088.6729 | 5253.6437 | 5431.4722 | 5610.0031 | 5810.8238 | 6019.4889 | 6302.7189 | 6567.2092 | 6810.6753 | 7014.3021 | 7245.479 | 7413.5802 | 7586.3042 | 7773.2094 | 7946.469
Total |  | 18711.6415 | 19004.1969 | 20178.4029 | 20390.3292 | 20614.3459 | 20908.0984 | 21525.2407 | 22631.3917 | 23041.8803 | 23842.4216 | 24023.7217 | 24237.4928 | 24467.774 | 24631.6688 | 25139.9105 | 28067.1216 | 28649.87 | 29921.3921 | 31133.3735 | 31402.0686 | 32407.9728 | 32610.2421
QLD | DSP | 202.14 | 209.0765 | 217.4208 | 224.6334 | 231.458 | 238.3062 | 245.3805 | 254.1702 | 261.4568 | 268.4465 | 275.7043 | 284.2854 | 291.6903 | 299.8223 | 307.888 | 317.3999 | 325.4331 | 334.8069 | 343.0265 | 353.8067 | 362.9769 | 371.5053
Total including DSP |  | 18913.7815 | 19213.2734 | 20395.8237 | 20614.9626 | 20845.8039 | 21146.4046 | 21770.6212 | 22885.5619 | 23303.3371 | 24110.8682 | 24299.426 | 24521.7783 | 24759.4643 | 24931.4911 | 25447.7984 | 28384.5215 | 28975.3031 | 30256.1989 | 31476.4 | 31755.8753 | 32770.9497 | 32981.7474
Region | Technology | Existing+Committed in 2021 | 2022 | 2023 | 2024 | 2025 | 2026 | 2027 | 2028 | 2029 | 2030 | 2031 | 2032 | 2033 | 2034 | 2035 | 2036 | 2037 | 2038 | 2039 | 2040 | 2041 | 2042
VIC | Black Coal | 0 | 0 | 0 | 0 | 0 | 0 | 0 | 0 | 0 | 0 | 0 | 0 | 0 | 0 | 0 | 0 | 0 | 0 | 0 | 0 | 0 | 0
VIC | Brown Coal | 4820 | 4820 | 4820 | 4820 | 4820 | 4820 | 4820 | 4820 | 4820 | 4470 | 4120 | 3745 | 3370 | 3370 | 3370 | 3370 | 3370 | 3370 | 3370 | 3370 | 3370 | 3370
VIC | CCGT | 500 | 500 | 500 | 500 | 500 | 500 | 500 | 500 | 500 | 500 | 500 | 500 | 500 | 500 | 500 | 500 | 500 | 500 | 500 | 0 | 0 | 0
VIC | Peaking Gas+Liquids | 1900 | 1900 | 1900 | 1900 | 1900 | 1900 | 1900 | 1900 | 1900 | 1900 | 1900 | 1900 | 1900 | 1730 | 1730 | 1730 | 1730 | 1730 | 1730 | 1290 | 1290 | 1290
VIC | Hydro | 2206 | 2206 | 2206 | 2206 | 2206 | 2206 | 2206 | 2206 | 2206 | 2206 | 2206 | 2206 | 2206 | 2206 | 2206 | 2206 | 2206 | 2206 | 2206 | 2206 | 2206 | 2206
VIC | Dispatchable Storage | 90.5549 | 93.4473 | 94.2705 | 95.4481 | 106.5904 | 119.9621 | 134.5567 | 150.6819 | 167.4821 | 203.165 | 214.3076 | 227.0719 | 246.3088 | 207.384 | 220.4609 | 263.2545 | 286.3091 | 311.9815 | 750.4239 | 783.2847 | 802.7921 | 2593.1704
VIC | Behind the Meter Storage | 62.2196 | 73.7891 | 90.5201 | 111.424 | 135.2607 | 154.8694 | 168.9215 | 180.9192 | 190.6962 | 233.2042 | 228.6419 | 229.8086 | 242.8211 | 253.1668 | 287.711 | 335.3744 | 358.9041 | 387.9311 | 420.7677 | 457.5845 | 477.5778 | 495.0885
VIC | Wind | 3976.73 | 3976.73 | 4336.93 | 4336.93 | 4336.93 | 4336.93 | 4336.93 | 4396.73 | 4536.73 | 4676.73 | 4676.73 | 4676.73 | 4676.73 | 4624.23 | 4624.23 | 4691.7902 | 4874.23 | 5108.23 | 4688.23 | 4973.155 | 5233.8439 | 5233.8439
VIC | Solar | 964.537 | 964.537 | 964.537 | 964.537 | 964.537 | 1004.537 | 1044.537 | 1084.537 | 1124.537 | 1164.537 | 1164.537 | 1164.537 | 1164.537 | 1164.537 | 1164.537 | 1164.537 | 1164.537 | 1344.537 | 1344.537 | 1344.537 | 1344.537 | 1344.537
VIC | Distributed PV | 2810.4831 | 3384.7909 | 3958.6092 | 4519.9082 | 5093.6754 | 5662.8493 | 6230.9389 | 6797.0104 | 7165.1325 | 7320.8545 | 7460.8988 | 7628.0639 | 7808.5125 | 8055.4054 | 8292.8817 | 8553.5921 | 8775.0684 | 9031.8769 | 9223.5194 | 9419.1701 | 9606.5998 | 9787.3968
Total |  | 17330.5246 | 17919.2943 | 18870.8668 | 19454.2474 | 20062.9935 | 20705.1477 | 21341.8841 | 22035.8785 | 22610.5777 | 22674.4907 | 22471.1153 | 22277.2115 | 22114.9094 | 22110.7233 | 22395.8205 | 22814.5481 | 23265.0486 | 23990.5565 | 24233.478 | 23843.7313 | 24331.3506 | 26320.0366
VIC | DSP | 84.63 | 97.378 | 109.5824 | 121.8787 | 136.0346 | 147.3209 | 160.0883 | 172.6159 | 186.5326 | 199.0557 | 213.2594 | 227.5032 | 239.8286 | 252.8366 | 266.4402 | 280.3259 | 296.9903 | 312.2446 | 326.1545 | 344.6726 | 361.8003 | 378.9913
Total including DSP |  | 17415.1546 | 18016.6723 | 18980.4492 | 19576.1261 | 20199.0281 | 20852.4686 | 21501.9724 | 22208.4944 | 22797.1103 | 22873.5464 | 22684.3747 | 22504.7146 | 22354.738 | 22363.5599 | 22662.2607 | 23094.874 | 23562.0388 | 24302.8011 | 24559.6325 | 24188.4039 | 24693.151 | 26699.0279
Region | Technology | Existing+Committed in 2021 | 2022 | 2023 | 2024 | 2025 | 2026 | 2027 | 2028 | 2029 | 2030 | 2031 | 2032 | 2033 | 2034 | 2035 | 2036 | 2037 | 2038 | 2039 | 2040 | 2041 | 2042
SA | Black Coal | 0 | 0 | 0 | 0 | 0 | 0 | 0 | 0 | 0 | 0 | 0 | 0 | 0 | 0 | 0 | 0 | 0 | 0 | 0 | 0 | 0 | 0
SA | Brown Coal | 0 | 0 | 0 | 0 | 0 | 0 | 0 | 0 | 0 | 0 | 0 | 0 | 0 | 0 | 0 | 0 | 0 | 0 | 0 | 0 | 0 | 0
SA | CCGT | 1749 | 1749 | 1509 | 1329 | 1329 | 1329 | 1329 | 1329 | 1329 | 1329 | 1329 | 1329 | 1329 | 1329 | 1329 | 529 | 529 | 0 | 0 | 0 | 0 | 0
SA | Peaking Gas+Liquids | 1264.14 | 1264.14 | 1264.14 | 1264.14 | 1264.14 | 1264.14 | 1264.14 | 1264.14 | 1264.14 | 1264.14 | 881.64 | 881.64 | 647.3 | 647.3 | 647.3 | 567.3 | 567.3 | 567.3 | 567.3 | 567.3 | 567.3 | 567.3
SA | Hydro | 0 | 0 | 0 | 0 | 0 | 0 | 0 | 0 | 0 | 0 | 0 | 0 | 0 | 0 | 0 | 0 | 0 | 0 | 0 | 0 | 0 | 0
SA | Dispatchable Storage | 248.2312 | 248.0625 | 243.8874 | 240.4284 | 245.9801 | 251.7664 | 257.6035 | 263.4061 | 268.9869 | 277.3738 | 252.1543 | 256.095 | 260.0855 | 263.8908 | 689.5276 | 841.1754 | 1111.2128 | 1984.5276 | 1992.3021 | 2001.225 | 2005.1227 | 2583.5902
SA | Behind the Meter Storage | 132.9247 | 132.25 | 135.694 | 138.5621 | 132.6474 | 126.6399 | 120.8369 | 115.716 | 111.32 | 113.493 | 110.2187 | 107.4376 | 106.4297 | 106.586 | 110.4775 | 119.5263 | 125.2094 | 132.4334 | 140.9554 | 150.7375 | 154.255 | 157.6818
SA | Wind | 2139.71 | 2139.71 | 2139.71 | 2139.71 | 2139.71 | 2139.71 | 2139.71 | 2139.71 | 2139.71 | 2048.96 | 2002.96 | 2002.96 | 2854.0482 | 2627.8482 | 2627.8482 | 2530.9482 | 2276.1482 | 3163.3438 | 3004.3438 | 2869.4482 | 2877.5519 | 2877.5519
SA | Solar | 378 | 378 | 378 | 378 | 378 | 378 | 378 | 378 | 378 | 378 | 378 | 378 | 378 | 526.9118 | 526.9118 | 1014.4755 | 1459.0815 | 1526.9118 | 1526.9118 | 1526.9118 | 1526.9118 | 1526.9118
SA | Distributed PV | 1633.7456 | 1769.3739 | 1860.4857 | 1931.5699 | 2006.2434 | 2079.5265 | 2145.1148 | 2213.1577 | 2286.6973 | 2331.4303 | 2373.5899 | 2422.0255 | 2480.1322 | 2554.821 | 2631.6812 | 2692.8513 | 2748.4627 | 2801.3581 | 2839.9128 | 2879.8273 | 2931.2375 | 2971.4767
Total |  | 7545.7514 | 7680.5364 | 7530.9171 | 7421.4105 | 7495.7209 | 7568.7828 | 7634.4052 | 7703.1298 | 7777.8542 | 7742.3971 | 7327.5629 | 7377.1581 | 8054.9956 | 8056.3578 | 8562.7464 | 8295.2765 | 8816.4146 | 10175.8747 | 10071.726 | 9995.4498 | 10062.379 | 10684.5124
SA | DSP | 32.99 | 37.0359 | 41.3702 | 45.5242 | 49.726 | 53.825 | 58.1257 | 61.8148 | 66.1765 | 70.8127 | 75.3244 | 80.2075 | 84.595 | 88.0512 | 92.8604 | 97.1121 | 102.3988 | 107.7343 | 112.0587 | 116.6412 | 121.3224 | 127.2525
Total including DSP |  | 7578.7414 | 7717.5723 | 7572.2874 | 7466.9347 | 7545.4469 | 7622.6078 | 7692.531 | 7764.9447 | 7844.0307 | 7813.2098 | 7402.8873 | 7457.3657 | 8139.5906 | 8144.409 | 8655.6067 | 8392.3887 | 8918.8133 | 10283.609 | 10183.7847 | 10112.0909 | 10183.7014 | 10811.7649
Region | Technology | Existing+Committed in 2021 | 2022 | 2023 | 2024 | 2025 | 2026 | 2027 | 2028 | 2029 | 2030 | 2031 | 2032 | 2033 | 2034 | 2035 | 2036 | 2037 | 2038 | 2039 | 2040 | 2041 | 2042
TAS | Black Coal | 0 | 0 | 0 | 0 | 0 | 0 | 0 | 0 | 0 | 0 | 0 | 0 | 0 | 0 | 0 | 0 | 0 | 0 | 0 | 0 | 0 | 0
TAS | Brown Coal | 0 | 0 | 0 | 0 | 0 | 0 | 0 | 0 | 0 | 0 | 0 | 0 | 0 | 0 | 0 | 0 | 0 | 0 | 0 | 0 | 0 | 0
TAS | CCGT | 0 | 0 | 0 | 0 | 0 | 0 | 0 | 0 | 0 | 0 | 0 | 0 | 0 | 0 | 0 | 0 | 0 | 0 | 0 | 0 | 0 | 0
TAS | Peaking Gas+Liquids | 178 | 178 | 178 | 178 | 178 | 178 | 178 | 178 | 178 | 178 | 178 | 178 | 178 | 178 | 178 | 178 | 178 | 178 | 178 | 178 | 58 | 58
TAS | Hydro | 2263.1 | 2263.1 | 2263.1 | 2263.1 | 2263.1 | 2263.1 | 2263.1 | 2263.1 | 2653.1 | 2653.1 | 2653.1 | 2653.1 | 2653.1 | 2653.1 | 2653.1 | 2653.1 | 2653.1 | 2653.1 | 2653.1 | 2653.1 | 2653.1 | 2653.1
TAS | Dispatchable Storage | 1.8943 | 2.2067 | 2.2535 | 2.264 | 3.3928 | 4.6261 | 5.9009 | 7.3512 | 8.8652 | 12.1055 | 12.9087 | 13.9678 | 123.775 | 124.9955 | 127.625 | 130.9772 | 132.7248 | 134.5555 | 136.5874 | 138.8058 | 221.0155 | 221.8792
TAS | Behind the Meter Storage | 7.5773 | 8.8269 | 10.5852 | 12.3369 | 14.527 | 15.9345 | 16.7368 | 17.5732 | 18.2798 | 22.0268 | 21.1867 | 21.1079 | 22.2279 | 22.8357 | 25.4896 | 29.1529 | 30.8769 | 32.9041 | 35.1451 | 37.5764 | 38.4595 | 39.1902
TAS | Wind | 572.95 | 572.95 | 572.95 | 572.95 | 572.95 | 572.95 | 572.95 | 672.157 | 672.157 | 672.157 | 672.157 | 672.157 | 2132.95 | 2132.95 | 2132.95 | 2304.265 | 2345.4965 | 3061.3328 | 3061.3328 | 3061.3328 | 3061.3328 | 3061.3328
TAS | Solar | 0 | 0 | 0 | 0 | 0 | 0 | 0 | 0 | 0 | 0 | 0 | 0 | 0 | 0 | 0 | 0 | 0 | 0 | 0 | 0 | 0 | 0
TAS | Distributed PV | 182.5856 | 198.501 | 216.1334 | 228.2716 | 241.5673 | 255.7361 | 272.9066 | 284.9338 | 294.7765 | 305.4465 | 315.222 | 328.075 | 345.6708 | 362.6208 | 379.1633 | 398.1214 | 415.0956 | 437.8985 | 452.8191 | 467.5237 | 484.7715 | 496.4424
Total |  | 3206.1071 | 3223.5846 | 3243.022 | 3256.9226 | 3273.5371 | 3290.3467 | 3309.5943 | 3423.1153 | 3825.1786 | 3842.8359 | 3852.5744 | 3866.4078 | 5455.7237 | 5474.5019 | 5496.3279 | 5693.6165 | 5755.2937 | 6497.7909 | 6516.9844 | 6536.3387 | 6516.6793 | 6529.9446
TAS | DSP | 29.51 | 29.534 | 29.7935 | 29.971 | 30.0823 | 30.1714 | 30.3648 | 29.8254 | 30.5104 | 31.1286 | 31.2702 | 31.4243 | 31.5199 | 31.6745 | 31.8346 | 31.7536 | 31.9385 | 32.1768 | 32.373 | 32.6063 | 32.7384 | 33.0328
Total including DSP |  | 3235.6171 | 3253.1186 | 3272.8156 | 3286.8936 | 3303.6194 | 3320.5182 | 3339.9592 | 3452.9407 | 3855.6889 | 3873.9645 | 3883.8447 | 3897.8321 | 5487.2436 | 5506.1764 | 5528.1625 | 5725.3702 | 5787.2323 | 6529.9677 | 6549.3573 | 6568.9449 | 6549.4177 | 6562.9774

## Retirements_1
Remaining capacity of Coal (MW) - Central with updated demand (Counterfactual)
Capacity calculated on 1 July. Years are financial year ending.
Region | Technology | 2022 | 2023 | 2024 | 2025 | 2026 | 2027 | 2028 | 2029 | 2030 | 2031 | 2032 | 2033 | 2034 | 2035 | 2036 | 2037 | 2038 | 2039 | 2040 | 2041 | 2042
NSW | Black Coal | 10210 | 9735 | 8260 | 8260 | 8260 | 8260 | 8260 | 8260 | 6940 | 6940 | 6940 | 4060 | 4060 | 4060 | 1320 | 1320 | 1320 | 1320 | 1320 | 1320 | 1320
QLD | Black Coal | 8126 | 8126 | 8126 | 8126 | 8126 | 8126 | 8126 | 7426 | 7426 | 7426 | 7426 | 7426 | 7426 | 7426 | 5746 | 5046 | 3896 | 3896 | 3896 | 3896 | 3896
VIC | Brown Coal | 4820 | 4820 | 4820 | 4820 | 4820 | 4820 | 4820 | 4820 | 4470 | 4120 | 3745 | 3370 | 3370 | 3370 | 3370 | 3370 | 3370 | 3370 | 3370 | 3370 | 3370
SA | 0 | 0 | 0 | 0 | 0 | 0 | 0 | 0 | 0 | 0 | 0 | 0 | 0 | 0 | 0 | 0 | 0 | 0 | 0 | 0 | 0 | 0
TAS | 0 | 0 | 0 | 0 | 0 | 0 | 0 | 0 | 0 | 0 | 0 | 0 | 0 | 0 | 0 | 0 | 0 | 0 | 0 | 0 | 0 | 0
NEM | Total | 23156 | 22681 | 21206 | 21206 | 21206 | 21206 | 21206 | 20506 | 18836 | 18486 | 18111 | 14856 | 14856 | 14856 | 10436 | 9736 | 8586 | 8586 | 8586 | 8586 | 8586
Cumulative Coal Retirement
Region | Technology | 2022 | 2023 | 2024 | 2025 | 2026 | 2027 | 2028 | 2029 | 2030 | 2031 | 2032 | 2033 | 2034 | 2035 | 2036 | 2037 | 2038 | 2039 | 2040 | 2041 | 2042
NSW | Black Coal | 0 | 475 | 1950 | 1950 | 1950 | 1950 | 1950 | 1950 | 3270 | 3270 | 3270 | 6150 | 6150 | 6150 | 8890 | 8890 | 8890 | 8890 | 8890 | 8890 | 8890
QLD | Black Coal | 0 | 0 | 0 | 0 | 0 | 0 | 0 | 700 | 700 | 700 | 700 | 700 | 700 | 700 | 2380 | 3080 | 4230 | 4230 | 4230 | 4230 | 4230
VIC | Brown Coal | 0 | 0 | 0 | 0 | 0 | 0 | 0 | 0 | 350 | 700 | 1075 | 1450 | 1450 | 1450 | 1450 | 1450 | 1450 | 1450 | 1450 | 1450 | 1450
SA | 0 | 0 | 0 | 0 | 0 | 0 | 0 | 0 | 0 | 0 | 0 | 0 | 0 | 0 | 0 | 0 | 0 | 0 | 0 | 0 | 0 | 0
TAS | 0 | 0 | 0 | 0 | 0 | 0 | 0 | 0 | 0 | 0 | 0 | 0 | 0 | 0 | 0 | 0 | 0 | 0 | 0 | 0 | 0 | 0
NEM | Total | 0 | 475 | 1950 | 1950 | 1950 | 1950 | 1950 | 2650 | 4320 | 4670 | 5045 | 8300 | 8300 | 8300 | 12720 | 13420 | 14570 | 14570 | 14570 | 14570 | 14570

## Retirements_2
Remaining capacity of Coal (MW) - Central with updated demand (DP4)
Capacity calculated on 1 July. Years are financial year ending.
Region | Technology | 2022 | 2023 | 2024 | 2025 | 2026 | 2027 | 2028 | 2029 | 2030 | 2031 | 2032 | 2033 | 2034 | 2035 | 2036 | 2037 | 2038 | 2039 | 2040 | 2041 | 2042
NSW | Black Coal | 10210 | 9735 | 8260 | 8260 | 8260 | 8260 | 8260 | 8260 | 6940 | 6940 | 6940 | 4060 | 4060 | 4060 | 1320 | 1320 | 1320 | 1320 | 1320 | 1320 | 1320
QLD | Black Coal | 8126 | 8126 | 8126 | 8126 | 8126 | 8126 | 8126 | 7426 | 7426 | 7426 | 7426 | 7426 | 7426 | 7426 | 5746 | 5046 | 3896 | 3896 | 3896 | 3896 | 3896
VIC | Brown Coal | 4820 | 4820 | 4820 | 4820 | 4820 | 4820 | 4820 | 4820 | 4470 | 4120 | 3745 | 3370 | 3370 | 3370 | 3370 | 3370 | 3370 | 3370 | 3370 | 3370 | 3370
SA | 0 | 0 | 0 | 0 | 0 | 0 | 0 | 0 | 0 | 0 | 0 | 0 | 0 | 0 | 0 | 0 | 0 | 0 | 0 | 0 | 0 | 0
TAS | 0 | 0 | 0 | 0 | 0 | 0 | 0 | 0 | 0 | 0 | 0 | 0 | 0 | 0 | 0 | 0 | 0 | 0 | 0 | 0 | 0 | 0
NEM | Total | 23156 | 22681 | 21206 | 21206 | 21206 | 21206 | 21206 | 20506 | 18836 | 18486 | 18111 | 14856 | 14856 | 14856 | 10436 | 9736 | 8586 | 8586 | 8586 | 8586 | 8586
Cumulative Coal Retirement
Region | Technology | 2022 | 2023 | 2024 | 2025 | 2026 | 2027 | 2028 | 2029 | 2030 | 2031 | 2032 | 2033 | 2034 | 2035 | 2036 | 2037 | 2038 | 2039 | 2040 | 2041 | 2042
NSW | Black Coal | 0 | 475 | 1950 | 1950 | 1950 | 1950 | 1950 | 1950 | 3270 | 3270 | 3270 | 6150 | 6150 | 6150 | 8890 | 8890 | 8890 | 8890 | 8890 | 8890 | 8890
QLD | Black Coal | 0 | 0 | 0 | 0 | 0 | 0 | 0 | 700 | 700 | 700 | 700 | 700 | 700 | 700 | 2380 | 3080 | 4230 | 4230 | 4230 | 4230 | 4230
VIC | Brown Coal | 0 | 0 | 0 | 0 | 0 | 0 | 0 | 0 | 350 | 700 | 1075 | 1450 | 1450 | 1450 | 1450 | 1450 | 1450 | 1450 | 1450 | 1450 | 1450
SA | 0 | 0 | 0 | 0 | 0 | 0 | 0 | 0 | 0 | 0 | 0 | 0 | 0 | 0 | 0 | 0 | 0 | 0 | 0 | 0 | 0 | 0
TAS | 0 | 0 | 0 | 0 | 0 | 0 | 0 | 0 | 0 | 0 | 0 | 0 | 0 | 0 | 0 | 0 | 0 | 0 | 0 | 0 | 0 | 0
NEM | Total | 0 | 475 | 1950 | 1950 | 1950 | 1950 | 1950 | 2650 | 4320 | 4670 | 5045 | 8300 | 8300 | 8300 | 12720 | 13420 | 14570 | 14570 | 14570 | 14570 | 14570

## Generation_1
Annual as-generated generation by technology (GWh) - Central with updated demand (Counterfactual)
Years are financial year ending.
Region | Technology | 2022 | 2023 | 2024 | 2025 | 2026 | 2027 | 2028 | 2029 | 2030 | 2031 | 2032 | 2033 | 2034 | 2035 | 2036 | 2037 | 2038 | 2039 | 2040 | 2041 | 2042
NEM | Black Coal | 96130.4949 | 93668.5441 | 95083.1866 | 92043.5381 | 91914.2154 | 88718.7526 | 91476.9696 | 81793.6907 | 80548.0106 | 86315.9708 | 83530.5568 | 70196.0775 | 71380.1939 | 71688.4199 | 48635.8671 | 43916.049 | 37887.5719 | 37999.3345 | 38170.5094 | 38116.6369 | 38152.3837
NEM | Brown Coal | 30003.4625 | 31797.5693 | 31303.7555 | 30021.6653 | 29128.7578 | 27892.1857 | 30095.2008 | 27013.4578 | 27313.2272 | 26137.5632 | 22651.0924 | 21622.3242 | 21445.6567 | 20333.6915 | 20722.3299 | 20285.5068 | 21508.7292 | 19682.808 | 21443.5191 | 21799.0243 | 19631.5556
NEM | CCGT | 3098.2355 | 3078.3234 | 2743.9041 | 2746.4169 | 2580.1451 | 2544.9565 | 2666.7731 | 2650.9144 | 2587.5489 | 2654.261 | 2520.9884 | 8625.3139 | 9124.4793 | 8365.3705 | 7944.7985 | 8977.7648 | 11654.7915 | 10912.4198 | 10179.2077 | 10167.2933 | 10335.9648
NEM | Peaking Gas+Liquids | 87.0456 | 79.5081 | 129.7288 | 169.7387 | 156.1562 | 115.0232 | 151.4801 | 190.977 | 233.3899 | 230.2345 | 198.3912 | 6267.0368 | 6462.5819 | 6199.3417 | 9354.4896 | 10155.3074 | 19452.1943 | 16427.1667 | 19044.401 | 23081.7701 | 22353.7411
NEM | Hydro | 15914.1247 | 13148.6039 | 13010.9819 | 15927.2993 | 13684.3539 | 15638.4136 | 9140.6938 | 17297.1162 | 15656.6557 | 12004.1074 | 15380.5613 | 12759.4263 | 12481.0438 | 15070.1654 | 13644.2079 | 15499.3523 | 8698.0736 | 16636.6674 | 14989.2652 | 11405.5336 | 14151.6487
NEM | Dispatchable Storage | 141.0305 | 195.2244 | 200.0657 | 286.9638 | 486.5942 | 646.9783 | 1145.6205 | 1442.4971 | 1921.1943 | 3969.7555 | 3520.3575 | 4959.4045 | 4840.7291 | 5551.7045 | 10669.6684 | 10950.2081 | 10505.5052 | 10170.5341 | 10089.8966 | 9953.5765 | 10630.214
NEM | Behind the Meter Storage | 307.8815 | 349.5679 | 405.8046 | 466.0259 | 512.881 | 557.6824 | 589.0446 | 618.9552 | 689.9672 | 735.5756 | 736.7638 | 751.0907 | 775.1096 | 827.3416 | 915.6105 | 1017.6304 | 1099.4949 | 1182.6554 | 1259.4802 | 1340.918 | 1398.4534
NEM | Wind | 28968.7846 | 29823.4001 | 29951.079 | 29920.1475 | 31811.9609 | 33236.9143 | 32599.2576 | 38511.0362 | 39526.0137 | 39447.731 | 42172.8722 | 45168.7507 | 44443.4397 | 45456.5656 | 67569.9885 | 70624.2269 | 69465.4036 | 71979.3828 | 70156.1848 | 70554.0337 | 71685.0094
NEM | Solar | 12774.5275 | 15384.0507 | 14970.4559 | 14849.7918 | 15376.8864 | 15642.0024 | 17819.7166 | 15633.3086 | 18148.9038 | 18524.4505 | 18969.6023 | 22041.9275 | 22785.6411 | 22566.6763 | 24531.9248 | 24574.7462 | 26123.6316 | 22866.1923 | 24168.9414 | 24605.1567 | 25079.0359
NEM | Distributed PV | 17800.3296 | 19611.7844 | 21282.3544 | 22770.574 | 24298.2813 | 25857.0145 | 27427.0561 | 28699.6548 | 29690.1642 | 30534.5618 | 31595.8816 | 32664.9948 | 33822.4826 | 35124.2793 | 36542.6511 | 37724.1845 | 39083.8197 | 40185.4856 | 41265.4111 | 42284.146 | 43212.6196
Total excluding storage |  | 204777.005 | 206591.7839 | 208475.4462 | 208449.1715 | 208950.757 | 209645.2629 | 211377.1476 | 211790.1557 | 213703.9141 | 215848.8801 | 217019.9462 | 219345.8517 | 221945.519 | 224804.5103 | 228946.2575 | 231757.1378 | 233874.2155 | 236689.4571 | 239417.4397 | 242013.5946 | 244601.9588
NEM | DSP | 0 | 0.13693 | 0.14155 | 0.79477 | 1.0148 | 0.11633 | 0 | 1.3547 | 1.1956 | 0 | 0.83304 | 1.8379 | 0.94624 | 1.2058 | 1.0721 | 1.8712 | 1.5428 | 5.5815 | 6.0887 | 2.566 | 4.2726
Total including DSP |  | 204777.005 | 206591.9209 | 208475.5877 | 208449.9663 | 208951.7718 | 209645.3792 | 211377.1476 | 211791.5104 | 213705.1097 | 215848.8801 | 217020.7792 | 219347.6896 | 221946.4653 | 224805.716 | 228947.3296 | 231759.009 | 233875.7583 | 236695.0385 | 239423.5284 | 242016.1606 | 244606.2314
Region | Technology | 2022 | 2023 | 2024 | 2025 | 2026 | 2027 | 2028 | 2029 | 2030 | 2031 | 2032 | 2033 | 2034 | 2035 | 2036 | 2037 | 2038 | 2039 | 2040 | 2041 | 2042
NSW | Black Coal | 46534.1016 | 45204.5247 | 42189.569 | 40136.7214 | 40335.2557 | 38813.5683 | 43076.2809 | 38281.9363 | 37249.2522 | 43169.5877 | 40319.9763 | 26674.2 | 26674.2 | 26674.2 | 8696.16 | 8672.4 | 8672.4 | 8672.4 | 8696.16 | 8672.4 | 8672.4
NSW | Brown Coal | 0 | 0 | 0 | 0 | 0 | 0 | 0 | 0 | 0 | 0 | 0 | 0 | 0 | 0 | 0 | 0 | 0 | 0 | 0 | 0 | 0
NSW | CCGT | 34.6896 | 34.6896 | 104.3539 | 69.3792 | 69.3792 | 69.3792 | 69.5693 | 69.3792 | 69.3792 | 75.254 | 69.5693 | 3421.3613 | 3425.1704 | 3415.4558 | 3184.3802 | 3223.4893 | 3346.3455 | 3287.5027 | 3367.77 | 3369.1419 | 3392.5196
NSW | Peaking Gas+Liquids | 12.6561 | 4.7408 | 21.9512 | 40.7274 | 39.7602 | 33.4171 | 37.2155 | 43.012 | 108.9472 | 90.9252 | 80.948 | 5418.6188 | 5727.666 | 5360.9628 | 8470.7744 | 9049.8056 | 14191.8992 | 11815.9203 | 14091.9433 | 15626.1942 | 16588.0244
NSW | Hydro | 2199.3568 | 1860.9946 | 1885.2042 | 2808.8402 | 1797.742 | 2172.91 | 810.0438 | 3459.3226 | 3076.9834 | 1831.0577 | 2154.8277 | 1822.907 | 1773.8526 | 2692.4743 | 2165.5519 | 2476.5127 | 973.1957 | 3612.7709 | 3135.7255 | 1914.9333 | 2177.1946
NSW | Dispatchable Storage | 29.3867 | 30.7493 | 20.964 | 70.1602 | 261.5288 | 412.7451 | 783.9114 | 474.5495 | 567.9926 | 2407.8214 | 1119.3344 | 1407.033 | 1255.0737 | 1207.6556 | 2865.4164 | 2701.2017 | 1616.5964 | 1880.7371 | 1349.9268 | 1276.5684 | 1203.9862
NSW | Behind the Meter Storage | 107.7652 | 129.1563 | 157.8533 | 188.5235 | 214.1412 | 236.8803 | 249.0902 | 265.3246 | 298.6179 | 318.9155 | 321.2268 | 325.5928 | 337.0477 | 357.798 | 396.898 | 439.5639 | 469.7602 | 503.9533 | 532.0632 | 563.0129 | 586.9408
NSW | Wind | 4881.3247 | 5470.2151 | 5628.1674 | 5674 | 5924.9965 | 5722.4481 | 5406.3786 | 5719.3874 | 5441.5846 | 5681.9764 | 5721.3939 | 7768.9733 | 8066.1965 | 8154.355 | 25166.5278 | 25242.5971 | 23864.6218 | 25654.6346 | 23608.3324 | 23980.0463 | 22786.4529
NSW | Solar | 4527.9495 | 5709.0314 | 5521.1756 | 5431.847 | 5727.075 | 5774.2156 | 5940.5052 | 5453.3188 | 5729.4891 | 5883.12 | 6047.0177 | 6229.0443 | 5988.7258 | 5838.6136 | 6227.6837 | 6235.4126 | 6205.3793 | 5557.3373 | 5748.3089 | 5872.1286 | 6032.1631
NSW | Distributed PV | 5189.3496 | 5627.5671 | 6027.156 | 6355.4117 | 6734.6697 | 7126.7046 | 7497.2202 | 7813.8744 | 8114.1167 | 8398.3738 | 8749.454 | 9101.8838 | 9473.1981 | 9885.9184 | 10355.8218 | 10772.9428 | 11262.9276 | 11656.5612 | 12037.8101 | 12397.3466 | 12718.7021
Total excluding storage |  | 63379.428 | 63911.7634 | 61377.5773 | 60516.9269 | 60628.8783 | 59712.6428 | 62837.2135 | 60840.2307 | 59789.7524 | 65130.2947 | 63143.1868 | 60436.9885 | 61129.0095 | 62021.9798 | 64266.8998 | 65673.1602 | 68516.7692 | 70257.127 | 70686.0502 | 71832.1908 | 72367.4567
NSW | DSP | 0 | 0 | 0.14155 | 0.79477 | 0.17305 | 0.11633 | 0 | 0.44936 | 0.92576 | 0 | 0.83304 | 1.8379 | 0.94624 | 0.89789 | 0.34555 | 1.8712 | 0.059335 | 1.6729 | 2.3263 | 1.4478 | 2.8896
Total including DSP |  | 63379.428 | 63911.7634 | 61377.7189 | 60517.7217 | 60629.0514 | 59712.7592 | 62837.2135 | 60840.6801 | 59790.6782 | 65130.2947 | 63144.0199 | 60438.8264 | 61129.9558 | 62022.8777 | 64267.2453 | 65675.0314 | 68516.8285 | 70258.7999 | 70688.3765 | 71833.6386 | 72370.3463
Region | Technology | 2022 | 2023 | 2024 | 2025 | 2026 | 2027 | 2028 | 2029 | 2030 | 2031 | 2032 | 2033 | 2034 | 2035 | 2036 | 2037 | 2038 | 2039 | 2040 | 2041 | 2042
QLD | Black Coal | 49596.3932 | 48464.0194 | 52893.6176 | 51906.8167 | 51578.9597 | 49905.1843 | 48400.6887 | 43511.7544 | 43298.7584 | 43146.3831 | 43210.5805 | 43521.8775 | 44705.9939 | 45014.2199 | 39939.7071 | 35243.649 | 29215.1719 | 29326.9345 | 29474.3494 | 29444.2369 | 29479.9837
QLD | Brown Coal | 0 | 0 | 0 | 0 | 0 | 0 | 0 | 0 | 0 | 0 | 0 | 0 | 0 | 0 | 0 | 0 | 0 | 0 | 0 | 0 | 0
QLD | CCGT | 1176.4338 | 1176.4338 | 1346.3869 | 1279.37 | 1279.37 | 1279.37 | 1282.8751 | 1232.1536 | 1232.1536 | 1253.0654 | 1235.5293 | 2087.7667 | 2079.6327 | 1933.2175 | 3102.0149 | 3922.8855 | 6933.4748 | 7357.2243 | 6811.4377 | 6798.1514 | 6943.4452
QLD | Peaking Gas+Liquids | 6.1434 | 3.0648 | 10.8763 | 18.7396 | 14.3009 | 7.7959 | 4.9779 | 29.3863 | 20.1473 | 30.6514 | 16.8183 | 192.3013 | 118.4067 | 141.7563 | 251.11 | 479.9531 | 2589.2128 | 3221.1563 | 3377.8959 | 3510.2604 | 4071.579
QLD | Hydro | 685.1193 | 682.3503 | 679.5812 | 676.8122 | 674.0432 | 671.2742 | 668.5051 | 665.7361 | 662.9671 | 660.198 | 657.429 | 654.66 | 651.891 | 649.1219 | 646.3529 | 643.5839 | 241.4355 | 240.3922 | 239.349 | 238.3057 | 237.2624
QLD | Dispatchable Storage | 17.9372 | 36.1256 | 46.4158 | 65.4144 | 63.0453 | 75.0273 | 167.2188 | 184.9408 | 336.6872 | 412.8445 | 415.2249 | 586.8564 | 861.4248 | 1391.0971 | 3401.3035 | 3656.6298 | 3741.3679 | 3180.0529 | 3378.3974 | 3457.2587 | 3432.4362
QLD | Behind the Meter Storage | 48.7846 | 59.6306 | 72.973 | 88.0623 | 103.077 | 115.0753 | 123.6567 | 132.834 | 150.027 | 164.1096 | 164.5179 | 168.272 | 175.2361 | 186.6232 | 205.6042 | 229.5435 | 247.4726 | 266.7541 | 283.3279 | 307.0152 | 322.2739
QLD | Wind | 2306.7854 | 4232.842 | 4120.3903 | 4070.5537 | 4569.7207 | 7012.6711 | 7556.5877 | 12176.9186 | 12654.16 | 12584.6094 | 12391.2023 | 12416.1718 | 12020.5895 | 12320.5136 | 15366.4486 | 18775.1487 | 17882.5769 | 17858.2221 | 17814.2976 | 18007.4524 | 17304.9767
QLD | Solar | 5005.2818 | 6213.3796 | 6131.1274 | 6118.8457 | 6224.2793 | 6257.3289 | 8218.4123 | 6727.0814 | 8728.84 | 8989.1448 | 9251.1415 | 9563.5673 | 9376.7482 | 9356.0984 | 10044.6235 | 10005.5484 | 10029.3718 | 8294.8492 | 9219.8373 | 9434.7068 | 9718.3783
QLD | Distributed PV | 5605.7762 | 6007.243 | 6357.7534 | 6646.0101 | 6938.9512 | 7234.5701 | 7536.9655 | 7779.4811 | 8041.931 | 8318.6522 | 8667.3833 | 9005.8949 | 9386.2866 | 9805.4553 | 10237.3552 | 10563.8295 | 10955.7615 | 11265.9038 | 11569.3905 | 11850.2352 | 12130.3266
Total excluding storage |  | 64381.9331 | 66779.3329 | 71539.7331 | 70717.1479 | 71279.6249 | 72368.1944 | 73669.0123 | 72122.5114 | 74638.9574 | 74982.7043 | 75430.0841 | 77442.2394 | 78339.5485 | 79220.3829 | 79587.6122 | 79634.5979 | 77847.0053 | 77564.6825 | 78506.5573 | 79283.3488 | 79885.9518
QLD | DSP | 0 | 0 | 0 | 0 | 0.23831 | 0 | 0 | 0.14721 | 0 | 0 | 0 | 0 | 0 | 0.30789 | 0.047721 | 0 | 0.22044 | 1.7175 | 1.2262 | 1.1181 | 0
Total including DSP |  | 64381.9331 | 66779.3329 | 71539.7331 | 70717.1479 | 71279.8633 | 72368.1944 | 73669.0123 | 72122.6586 | 74638.9574 | 74982.7043 | 75430.0841 | 77442.2394 | 78339.5485 | 79220.6908 | 79587.66 | 79634.5979 | 77847.2258 | 77566.4 | 78507.7835 | 79284.467 | 79885.9518
Region | Technology | 2022 | 2023 | 2024 | 2025 | 2026 | 2027 | 2028 | 2029 | 2030 | 2031 | 2032 | 2033 | 2034 | 2035 | 2036 | 2037 | 2038 | 2039 | 2040 | 2041 | 2042
VIC | Black Coal | 0 | 0 | 0 | 0 | 0 | 0 | 0 | 0 | 0 | 0 | 0 | 0 | 0 | 0 | 0 | 0 | 0 | 0 | 0 | 0 | 0
VIC | Brown Coal | 30003.4625 | 31797.5693 | 31303.7555 | 30021.6653 | 29128.7578 | 27892.1857 | 30095.2008 | 27013.4578 | 27313.2272 | 26137.5632 | 22651.0924 | 21622.3242 | 21445.6567 | 20333.6915 | 20722.3299 | 20285.5068 | 21508.7292 | 19682.808 | 21443.5191 | 21799.0243 | 19631.5556
VIC | CCGT | 20.5855 | 10.19 | 8.2895 | 10.0311 | 12.4775 | 9.042 | 10.2464 | 10.2327 | 11.9317 | 13.8212 | 20.8358 | 397.0493 | 580.6927 | 232.2488 | 138.5426 | 130.0388 | 1374.9711 | 267.6927 | 0 | 0 | 0
VIC | Peaking Gas+Liquids | 25.8197 | 15.3066 | 8.7834 | 6.3636 | 19.7643 | 9.2979 | 14.2101 | 19.384 | 18.6262 | 15.9044 | 25.3693 | 63.6198 | 29.2995 | 107.6664 | 156.1444 | 111.0454 | 992.2355 | 212.3845 | 337.5287 | 2008.8375 | 478.554
VIC | Hydro | 3111.8146 | 2879.0047 | 2723.5063 | 3424.4431 | 2649.1551 | 3048.9299 | 1843.0324 | 3714.7814 | 3486.7661 | 2741.5906 | 2986.7883 | 2762.1725 | 2611.1446 | 3284.3395 | 2541.1845 | 2923.1605 | 1765.812 | 3560.2707 | 3344.0724 | 2626.6017 | 2860.2758
VIC | Dispatchable Storage | 18.4439 | 36.8246 | 37.8832 | 51.6183 | 59.286 | 54.0358 | 82.6863 | 675.1537 | 900.696 | 937.4706 | 1658.5164 | 2637.682 | 2401.4911 | 2480.9618 | 3041.8431 | 3183.8062 | 3764.6194 | 3748.4722 | 3961.8811 | 3860.6144 | 4605.382
VIC | Behind the Meter Storage | 45.6645 | 54.6954 | 66.4458 | 81.4292 | 93.4683 | 105.7173 | 116.7378 | 124.2719 | 142.705 | 153.7022 | 154.031 | 160.8358 | 166.9423 | 183.8204 | 208.5421 | 235.3066 | 259.416 | 281.7409 | 304.3651 | 325.1451 | 339.6403
VIC | Wind | 12933.3692 | 12156.2665 | 12169.0736 | 12276.4696 | 12829.7139 | 12187.4218 | 11320.669 | 12182.3417 | 13106.7894 | 12889.8141 | 14958.8716 | 14294.0327 | 14199.1592 | 14729.0058 | 15660.6089 | 15545.0397 | 17549.1154 | 18079.5624 | 18362.1572 | 18270.3636 | 20611.1514
VIC | Solar | 2277.0261 | 2452.2246 | 2345.6044 | 2320.1336 | 2460.4123 | 2619.6459 | 2659.4958 | 2519.6828 | 2711.4934 | 2697.3729 | 2699.7989 | 3363.3776 | 4649.0674 | 4586.775 | 5463.1779 | 5486.6669 | 7002.4536 | 6321.2171 | 6434.6677 | 6558.7524 | 6540.9204
VIC | Distributed PV | 4188.6639 | 4961.3726 | 5727.9767 | 6475.407 | 7212.3423 | 7957.4619 | 8726.2209 | 9321.4077 | 9645.5929 | 9848.2841 | 10105.3341 | 10371.9799 | 10654.0634 | 10989.4129 | 11363.4927 | 11691.4539 | 12040.3533 | 12346.3386 | 12646.8449 | 12928.6242 | 13166.402
Total excluding storage |  | 52560.7416 | 54271.9342 | 54286.9894 | 54534.5133 | 54312.6232 | 53723.9852 | 54669.0754 | 54781.2881 | 56294.4269 | 54344.3505 | 53448.0905 | 52874.556 | 54169.0834 | 54263.1399 | 56045.4811 | 56172.912 | 62233.6701 | 60470.2739 | 62568.79 | 64192.2038 | 63288.8593
VIC | DSP | 0 | 0.095561 | 0 | 0 | 0.44196 | 0 | 0 | 0.5596 | 0.19906 | 0 | 0 | 0 | 0 | 0 | 0.28033 | 0 | 0 | 1.6308 | 1.8364 | 0 | 0.61955
Total including DSP |  | 52560.7416 | 54272.0297 | 54286.9894 | 54534.5133 | 54313.0652 | 53723.9852 | 54669.0754 | 54781.8477 | 56294.6259 | 54344.3505 | 53448.0905 | 52874.556 | 54169.0834 | 54263.1399 | 56045.7614 | 56172.912 | 62233.6701 | 60471.9047 | 62570.6264 | 64192.2038 | 63289.4788
Region | Technology | 2022 | 2023 | 2024 | 2025 | 2026 | 2027 | 2028 | 2029 | 2030 | 2031 | 2032 | 2033 | 2034 | 2035 | 2036 | 2037 | 2038 | 2039 | 2040 | 2041 | 2042
SA | Black Coal | 0 | 0 | 0 | 0 | 0 | 0 | 0 | 0 | 0 | 0 | 0 | 0 | 0 | 0 | 0 | 0 | 0 | 0 | 0 | 0 | 0
SA | Brown Coal | 0 | 0 | 0 | 0 | 0 | 0 | 0 | 0 | 0 | 0 | 0 | 0 | 0 | 0 | 0 | 0 | 0 | 0 | 0 | 0 | 0
SA | CCGT | 1866.5265 | 1857.01 | 1284.8738 | 1387.6367 | 1218.9185 | 1187.1654 | 1304.0823 | 1339.149 | 1274.0844 | 1312.1204 | 1195.0539 | 2719.1366 | 3038.9834 | 2784.4484 | 1519.8608 | 1701.3512 | 0 | 0 | 0 | 0 | 0
SA | Peaking Gas+Liquids | 42.4264 | 56.3958 | 88.1179 | 103.908 | 82.3308 | 64.5123 | 95.0764 | 99.1948 | 85.6692 | 92.7536 | 75.2557 | 592.4969 | 587.2097 | 588.9562 | 476.4607 | 514.5032 | 1678.8469 | 1177.7056 | 1237.0331 | 1936.4781 | 1215.5837
SA | Hydro | 0 | 0 | 0 | 0 | 0 | 0 | 0 | 0 | 0 | 0 | 0 | 0 | 0 | 0 | 0 | 0 | 0 | 0 | 0 | 0 | 0
SA | Dispatchable Storage | 74.8215 | 91.4763 | 94.4608 | 99.0604 | 102.1814 | 103.728 | 111.2825 | 106.0735 | 115.0684 | 208.7273 | 324.3419 | 322.1073 | 317.4004 | 466.8391 | 1355.786 | 1405.5368 | 1374.6177 | 1356.3634 | 1393.2568 | 1349.5308 | 1383.2066
SA | Behind the Meter Storage | 99.7285 | 99.1403 | 100.538 | 98.5405 | 91.7342 | 88.549 | 87.1752 | 83.5907 | 83.7598 | 83.1008 | 81.5113 | 80.4158 | 79.6424 | 81.4403 | 84.9621 | 91.3048 | 98.9494 | 104.7718 | 112.3235 | 117.0965 | 120.3568
SA | Wind | 6722.3188 | 5914.7318 | 6084.1935 | 5780.5492 | 6294.1378 | 6128.0882 | 5529.694 | 5677.9892 | 5610.7577 | 5565.9055 | 6183.4607 | 7029.419 | 6683.9371 | 6512.8658 | 7553.05 | 7157.0254 | 6222.9284 | 6459.7829 | 6480.5991 | 6227.6683 | 6678.3034
SA | Solar | 964.2702 | 1009.4151 | 972.5485 | 978.9654 | 965.1199 | 990.812 | 1001.3034 | 933.2255 | 979.0814 | 954.8127 | 971.6443 | 2581.5871 | 2455.5371 | 2496.8659 | 2498.2434 | 2560.1113 | 2581.65 | 2400.9867 | 2466.266 | 2444.6252 | 2494.8687
SA | Distributed PV | 2576.6481 | 2754.776 | 2889.1884 | 2996.4614 | 3099.6489 | 3204.789 | 3313.9124 | 3419.009 | 3510.188 | 3578.7964 | 3665.7773 | 3755.6283 | 3859.3134 | 3973.9265 | 4091.8149 | 4180.1055 | 4279.6139 | 4350.5758 | 4425.4516 | 4500.7829 | 4573.4035
Total excluding storage |  | 12172.19 | 11592.3288 | 11318.922 | 11247.5207 | 11660.1558 | 11575.3669 | 11244.0686 | 11468.5676 | 11459.7806 | 11504.3886 | 12091.1919 | 16678.2679 | 16624.9806 | 16357.0627 | 16139.4299 | 16113.0966 | 14763.0392 | 14389.051 | 14609.3498 | 15109.5544 | 14962.1592
SA | DSP | 0 | 0.04137 | 0 | 0 | 0.16148 | 0 | 0 | 0.19853 | 0.070813 | 0 | 0 | 0 | 0 | 0 | 0.39853 | 0 | 1.263 | 0.56029 | 0.69985 | 0 | 0.76351
Total including DSP |  | 12172.19 | 11592.3702 | 11318.922 | 11247.5207 | 11660.3173 | 11575.3669 | 11244.0686 | 11468.7661 | 11459.8514 | 11504.3886 | 12091.1919 | 16678.2679 | 16624.9806 | 16357.0627 | 16139.8285 | 16113.0966 | 14764.3022 | 14389.6113 | 14610.0497 | 15109.5544 | 14962.9227
Region | Technology | 2022 | 2023 | 2024 | 2025 | 2026 | 2027 | 2028 | 2029 | 2030 | 2031 | 2032 | 2033 | 2034 | 2035 | 2036 | 2037 | 2038 | 2039 | 2040 | 2041 | 2042
TAS | Black Coal | 0 | 0 | 0 | 0 | 0 | 0 | 0 | 0 | 0 | 0 | 0 | 0 | 0 | 0 | 0 | 0 | 0 | 0 | 0 | 0 | 0
TAS | Brown Coal | 0 | 0 | 0 | 0 | 0 | 0 | 0 | 0 | 0 | 0 | 0 | 0 | 0 | 0 | 0 | 0 | 0 | 0 | 0 | 0 | 0
TAS | CCGT | 0 | 0 | 0 | 0 | 0 | 0 | 0 | 0 | 0 | 0 | 0 | 0 | 0 | 0 | 0 | 0 | 0 | 0 | 0 | 0 | 0
TAS | Peaking Gas+Liquids | 0 | 0 | 0 | 0 | 0 | 0 | 0 | 0 | 0 | 0 | 0 | 0 | 0 | 0 | 0 | 0 | 0 | 0 | 0 | 0 | 0
TAS | Hydro | 9917.834 | 7726.2544 | 7722.6902 | 9017.2037 | 8563.4136 | 9745.2995 | 5819.1124 | 9457.276 | 8429.9392 | 6771.261 | 9581.5163 | 7519.6868 | 7444.1557 | 8444.2297 | 8291.1186 | 9456.0953 | 5717.6304 | 9223.2336 | 8270.1183 | 6625.6929 | 8876.9158
TAS | Dispatchable Storage | 0.44118 | 0.048643 | 0.34197 | 0.71048 | 0.55276 | 1.4421 | 0.52156 | 1.7796 | 0.7501 | 2.8917 | 2.94 | 5.7259 | 5.3391 | 5.1509 | 5.3195 | 3.0336 | 8.3038 | 4.9085 | 6.4344 | 9.6042 | 5.2031
TAS | Behind the Meter Storage | 5.9386 | 6.9452 | 7.9943 | 9.4704 | 10.4603 | 11.4605 | 12.3846 | 12.934 | 14.8574 | 15.7476 | 15.4769 | 15.9743 | 16.241 | 17.6596 | 19.6042 | 21.9116 | 23.8967 | 25.4354 | 27.4005 | 28.6482 | 29.2415
TAS | Wind | 2124.9865 | 2049.3447 | 1949.2542 | 2118.5752 | 2193.392 | 2186.2851 | 2785.9282 | 2754.3993 | 2712.722 | 2725.4256 | 2917.9437 | 3660.154 | 3473.5575 | 3739.8255 | 3823.3532 | 3904.4159 | 3946.1611 | 3927.1808 | 3890.7985 | 4068.5031 | 4304.125
TAS | Solar | 0 | 0 | 0 | 0 | 0 | 0 | 0 | 0 | 0 | 0 | 0 | 304.3513 | 315.5627 | 288.3234 | 298.1963 | 287.007 | 304.7768 | 291.802 | 299.8615 | 294.9438 | 292.7055
TAS | Distributed PV | 239.8917 | 260.8257 | 280.28 | 297.2838 | 312.6691 | 333.4889 | 352.7371 | 365.8825 | 378.3356 | 390.4553 | 407.9328 | 429.6079 | 449.6211 | 469.5662 | 494.1664 | 515.8527 | 545.1633 | 566.1061 | 585.914 | 607.1571 | 623.7854
Total excluding storage |  | 12282.7122 | 10036.4247 | 9952.2243 | 11433.0627 | 11069.4747 | 12265.0736 | 8957.7777 | 12577.5579 | 11520.9967 | 9887.1419 | 12907.3928 | 11913.8 | 11682.897 | 12941.9449 | 12906.8345 | 14163.371 | 10513.7317 | 14008.3226 | 13046.6923 | 11596.2968 | 14097.5318
TAS | DSP | 0 | 0 | 0 | 0 | 0 | 0 | 0 | 0 | 0 | 0 | 0 | 0 | 0 | 0 | 0 | 0 | 0 | 0 | 0 | 0 | 0
Total including DSP |  | 12282.7122 | 10036.4247 | 9952.2243 | 11433.0627 | 11069.4747 | 12265.0736 | 8957.7777 | 12577.5579 | 11520.9967 | 9887.1419 | 12907.3928 | 11913.8 | 11682.897 | 12941.9449 | 12906.8345 | 14163.371 | 10513.7317 | 14008.3226 | 13046.6923 | 11596.2968 | 14097.5318
Pump Load (GWh) - Central with updated demand (Counterfactual)
Region | Technology | 2022 | 2023 | 2024 | 2025 | 2026 | 2027 | 2028 | 2029 | 2030 | 2031 | 2032 | 2033 | 2034 | 2035 | 2036 | 2037 | 2038 | 2039 | 2040 | 2041 | 2042
NEM | Dispatchable Storage Load | -172.7394 | -265.8444 | -327.9994 | -425.6508 | -618.7612 | -848.6653 | -1553.9863 | -1885.39 | -2561.6879 | -5110.4937 | -4517.6293 | -6356.7716 | -6119.7155 | -7023.2412 | -13995.61 | -14303.3671 | -13424.043 | -13091.4942 | -12883.3892 | -12628.1018 | -13449.6291
NEM | Behind the Meter Storage Load | -362.042 | -411.0272 | -477.0041 | -548.0732 | -603.0302 | -655.6623 | -692.6181 | -727.6645 | -811.3993 | -864.8503 | -866.4242 | -883.1899 | -911.1896 | -973.0341 | -1076.5687 | -1196.4549 | -1292.9028 | -1390.5291 | -1481.3138 | -1576.6785 | -1644.6122
Total |  | -534.7814 | -676.8717 | -805.0035 | -973.724 | -1221.7914 | -1504.3276 | -2246.6044 | -2613.0545 | -3373.0872 | -5975.344 | -5384.0535 | -7239.9614 | -7030.9051 | -7996.2753 | -15072.1787 | -15499.822 | -14716.9458 | -14482.0233 | -14364.7029 | -14204.7803 | -15094.2414
Region | Technology | 2022 | 2023 | 2024 | 2025 | 2026 | 2027 | 2028 | 2029 | 2030 | 2031 | 2032 | 2033 | 2034 | 2035 | 2036 | 2037 | 2038 | 2039 | 2040 | 2041 | 2042
NSW | Dispatchable Storage Load | -35.7826 | -63.9948 | -105.7945 | -156.2047 | -342.8979 | -560.7599 | -1073.1286 | -625.8179 | -747.9151 | -3141.3144 | -1490.2079 | -1872.068 | -1608.628 | -1567.8901 | -4254.003 | -3999.0868 | -2369.0065 | -2797.959 | -1986.2108 | -1850.9488 | -1729.861
NSW | Behind the Meter Storage Load | -126.7308 | -151.8506 | -185.5915 | -221.7396 | -251.8382 | -278.5625 | -292.8722 | -311.8426 | -351.1708 | -374.9339 | -377.7894 | -382.8413 | -396.3183 | -420.8658 | -466.7881 | -516.9409 | -552.3713 | -592.3792 | -625.7635 | -661.9492 | -690.3156
Total |  | -162.5134 | -215.8455 | -291.386 | -377.9443 | -594.7361 | -839.3223 | -1366.0007 | -937.6605 | -1099.0859 | -3516.2482 | -1867.9973 | -2254.9093 | -2004.9463 | -1988.7559 | -4720.7911 | -4516.0277 | -2921.3778 | -3390.3382 | -2611.9743 | -2512.898 | -2420.1765
Region | Technology | 2022 | 2023 | 2024 | 2025 | 2026 | 2027 | 2028 | 2029 | 2030 | 2031 | 2032 | 2033 | 2034 | 2035 | 2036 | 2037 | 2038 | 2039 | 2040 | 2041 | 2042
QLD | Dispatchable Storage Load | -22.8464 | -45.3955 | -60.4481 | -85.4852 | -79.5041 | -94.7234 | -246.7542 | -298.1172 | -563.3866 | -563.4234 | -564.6565 | -807.4456 | -1146.2652 | -1798.1441 | -4288.3863 | -4591.5104 | -4695.4163 | -3963.5452 | -4226.9062 | -4330.6281 | -4286.984
QLD | Behind the Meter Storage Load | -57.3817 | -70.1114 | -85.8021 | -103.5549 | -121.2202 | -135.2853 | -145.3923 | -156.1935 | -176.4285 | -192.9279 | -193.514 | -197.8554 | -206.0545 | -219.4688 | -241.8053 | -269.8765 | -290.9889 | -313.6826 | -333.2055 | -360.9549 | -379.0815
Total |  | -80.228 | -115.507 | -146.2502 | -189.0401 | -200.7243 | -230.0087 | -392.1465 | -454.3107 | -739.8151 | -756.3513 | -758.1705 | -1005.301 | -1352.3197 | -2017.6129 | -4530.1916 | -4861.3869 | -4986.4052 | -4277.2277 | -4560.1117 | -4691.583 | -4666.0655
Region | Technology | 2022 | 2023 | 2024 | 2025 | 2026 | 2027 | 2028 | 2029 | 2030 | 2031 | 2032 | 2033 | 2034 | 2035 | 2036 | 2037 | 2038 | 2039 | 2040 | 2041 | 2042
VIC | Dispatchable Storage Load | -22.4151 | -44.7463 | -45.9461 | -62.3182 | -71.2716 | -65.0056 | -98.6411 | -830.676 | -1109.7761 | -1148.0354 | -2060.9092 | -3276.1071 | -2971.1482 | -3078.3586 | -3776.7025 | -3972.8493 | -4658.5229 | -4658.2399 | -4947.4634 | -4773.1424 | -5725.4766
VIC | Behind the Meter Storage Load | -53.677 | -64.3205 | -78.0409 | -95.7414 | -109.8075 | -124.2051 | -137.2845 | -146.1805 | -167.8887 | -180.7695 | -181.0783 | -189.1504 | -196.1173 | -216.1502 | -245.0283 | -276.5053 | -305.0903 | -331.4167 | -358.1006 | -382.412 | -399.3077
Total |  | -76.0921 | -109.0668 | -123.987 | -158.0596 | -181.0791 | -189.2107 | -235.9256 | -976.8565 | -1277.6648 | -1328.8049 | -2241.9874 | -3465.2576 | -3167.2655 | -3294.5088 | -4021.7308 | -4249.3547 | -4963.6132 | -4989.6566 | -5305.564 | -5155.5544 | -6124.7843
Region | Technology | 2022 | 2023 | 2024 | 2025 | 2026 | 2027 | 2028 | 2029 | 2030 | 2031 | 2032 | 2033 | 2034 | 2035 | 2036 | 2037 | 2038 | 2039 | 2040 | 2041 | 2042
SA | Dispatchable Storage Load | -91.1714 | -111.6504 | -115.4134 | -120.8067 | -124.437 | -126.4665 | -134.8618 | -128.665 | -139.7195 | -254.3463 | -398.3653 | -394.4109 | -387.4284 | -572.7885 | -1670.2605 | -1736.2951 | -1691.3847 | -1665.9107 | -1715.2339 | -1662.1534 | -1701.1865
SA | Behind the Meter Storage Load | -117.2759 | -116.5834 | -118.186 | -115.91 | -107.8791 | -104.1498 | -102.5154 | -98.2487 | -98.4564 | -97.7194 | -95.858 | -94.5692 | -93.6309 | -95.7966 | -99.9186 | -107.3934 | -116.3666 | -123.1572 | -132.047 | -137.7027 | -141.5459
Total |  | -208.4473 | -228.2338 | -233.5994 | -236.7166 | -232.3161 | -230.6162 | -237.3771 | -226.9137 | -238.1759 | -352.0657 | -494.2232 | -488.98 | -481.0593 | -668.5851 | -1770.179 | -1843.6885 | -1807.7513 | -1789.0678 | -1847.2809 | -1799.8561 | -1842.7324
Region | Technology | 2022 | 2023 | 2024 | 2025 | 2026 | 2027 | 2028 | 2029 | 2030 | 2031 | 2032 | 2033 | 2034 | 2035 | 2036 | 2037 | 2038 | 2039 | 2040 | 2041 | 2042
TAS | Dispatchable Storage Load | -0.52395 | -0.057341 | -0.3972 | -0.83609 | -0.65059 | -1.71 | -0.60065 | -2.1139 | -0.8906 | -3.3743 | -3.4904 | -6.74 | -6.2457 | -6.06 | -6.2577 | -3.6254 | -9.7126 | -5.8395 | -7.5748 | -11.2289 | -6.1211
TAS | Behind the Meter Storage Load | -6.9765 | -8.1613 | -9.3837 | -11.1273 | -12.2852 | -13.4596 | -14.5538 | -15.1992 | -17.4548 | -18.4996 | -18.1846 | -18.7735 | -19.0687 | -20.7527 | -23.0284 | -25.7388 | -28.0856 | -29.8935 | -32.1972 | -33.6597 | -34.3616
Total |  | -7.5005 | -8.2187 | -9.7809 | -11.9634 | -12.9358 | -15.1697 | -15.1545 | -17.3131 | -18.3454 | -21.874 | -21.675 | -25.5135 | -25.3143 | -26.8127 | -29.2861 | -29.3642 | -37.7983 | -35.7329 | -39.772 | -44.8886 | -40.4826

## Generation_2
Annual as-generated generation by technology (GWh) - Central with updated demand (DP4)
Years are financial year ending.
Region | Technology | 2022 | 2023 | 2024 | 2025 | 2026 | 2027 | 2028 | 2029 | 2030 | 2031 | 2032 | 2033 | 2034 | 2035 | 2036 | 2037 | 2038 | 2039 | 2040 | 2041 | 2042
NEM | Black Coal | 96130.4949 | 93104.1633 | 94351.8129 | 89395.4457 | 88450.8643 | 84704.5076 | 89454.2645 | 77318.9911 | 77919.7799 | 85140.0418 | 81791.7139 | 72319.284 | 73820.4039 | 72710.1499 | 46860.5127 | 42110.6848 | 34053.8033 | 34607.5608 | 35598.4554 | 34256.0239 | 33885.403
NEM | Brown Coal | 30003.4155 | 32265.6452 | 31821.7536 | 32827.1602 | 32629.7148 | 31693.8162 | 32307.8181 | 32407.5696 | 30378.2292 | 28151.015 | 25032.5136 | 21771.9415 | 22066.2933 | 21574.8627 | 22946.2058 | 22606.4812 | 22158.3763 | 22704.3017 | 22996.0929 | 22266.7423 | 22221.5496
NEM | CCGT | 3098.2355 | 3078.4752 | 2744.1167 | 1927.9771 | 1930.8459 | 1927.0997 | 1933.9872 | 1879.0211 | 1878.7508 | 1878.8415 | 1890.2603 | 3264.6879 | 3069.6505 | 1932.5708 | 3000.1781 | 2429.3252 | 5703.7629 | 2567.3936 | 2777.7121 | 4898.5582 | 2729.5662
NEM | Peaking Gas+Liquids | 87.0456 | 77.4675 | 126.3244 | 66.5363 | 29.4538 | 14.1705 | 19.1954 | 52.644 | 44.459 | 42.3334 | 66.934 | 198.2565 | 121.2647 | 123.5028 | 179.1011 | 207.9267 | 1329.7861 | 508.6944 | 288.4061 | 1221.6551 | 253.0755
NEM | Hydro | 15914.1247 | 13163.1864 | 13004.0184 | 16254.8205 | 13754.9142 | 16113.6331 | 9305.3403 | 17396.6386 | 15768.8469 | 12207.1698 | 15858.6837 | 14215.4567 | 14027.2945 | 16361.1354 | 14462.0564 | 16552.4124 | 9794.0761 | 17280.5257 | 15653.283 | 12431.8607 | 15392.549
NEM | Dispatchable Storage | 140.743 | 195.8834 | 192.44 | 408.9889 | 920.2615 | 1468.7354 | 1853.4304 | 1231.1378 | 1229.7363 | 2833.755 | 1710.9225 | 4725.84 | 5616.8468 | 6502.2856 | 12105.3078 | 12354.7623 | 13984.8812 | 14873.8543 | 14435.5515 | 15935.0954 | 17617.1103
NEM | Behind the Meter Storage | 307.8815 | 349.5679 | 405.8046 | 466.0259 | 512.881 | 557.6824 | 589.0446 | 618.9552 | 689.9672 | 735.5756 | 736.7638 | 751.0907 | 775.1096 | 827.3416 | 915.6105 | 1017.6304 | 1099.4949 | 1182.6554 | 1259.4802 | 1340.918 | 1398.4534
NEM | Wind | 28968.7846 | 29982.6163 | 30114.5139 | 30741.6776 | 32850.4491 | 34394.5161 | 33628.6891 | 39273.4895 | 40960.4847 | 40623.6729 | 42750.5701 | 50839.5172 | 50341.9037 | 52297.4591 | 68863.8253 | 72929.8847 | 85155.3941 | 87283.0053 | 86936.1723 | 84769.4896 | 86008.7182
NEM | Solar | 12774.5275 | 15384.0507 | 14970.4559 | 14849.7918 | 15383.8068 | 15669.7538 | 17783.4555 | 15462.524 | 17223.204 | 17500.6441 | 17983.0079 | 25802.3345 | 26766.952 | 26357.5528 | 38374.914 | 39672.5865 | 40317.2827 | 35074.4943 | 37449.9586 | 44033.5601 | 45484.8219
NEM | Distributed PV | 17800.3296 | 19611.7844 | 21282.3544 | 22770.574 | 24298.2813 | 25857.0145 | 27427.0561 | 28699.6548 | 29690.1642 | 30534.5618 | 31595.8816 | 32664.9948 | 33822.4826 | 35124.2793 | 36542.6511 | 37724.1845 | 39083.8197 | 40185.4856 | 41265.4111 | 42284.146 | 43212.6196
Total excluding storage |  | 204776.9579 | 206667.3889 | 208415.3501 | 208833.9832 | 209328.3303 | 210374.5115 | 211859.8063 | 212490.5327 | 213863.9187 | 216078.2803 | 216969.5649 | 221076.473 | 224036.2452 | 226481.5128 | 231229.4445 | 234233.4859 | 237596.3014 | 240211.4615 | 242965.4914 | 246162.036 | 249188.303
NEM | DSP | 0 | 0.13693 | 0.14155 | 0.79477 | 1.0148 | 0.11633 | 0 | 1.3547 | 1.1956 | 0 | 0.83304 | 1.8379 | 0.94624 | 1.2058 | 1.0721 | 1.8712 | 1.5428 | 5.5815 | 6.0887 | 2.566 | 4.2726
Total including DSP |  | 204776.9579 | 206667.5259 | 208415.4917 | 208834.778 | 209329.3451 | 210374.6278 | 211859.8063 | 212491.8874 | 213865.1144 | 216078.2803 | 216970.398 | 221078.3109 | 224037.1914 | 226482.7185 | 231230.5166 | 234235.357 | 237597.8442 | 240217.0429 | 242971.5801 | 246164.602 | 249192.5756
Region | Technology | 2022 | 2023 | 2024 | 2025 | 2026 | 2027 | 2028 | 2029 | 2030 | 2031 | 2032 | 2033 | 2034 | 2035 | 2036 | 2037 | 2038 | 2039 | 2040 | 2041 | 2042
NSW | Black Coal | 46534.1016 | 45031.1062 | 42080.3819 | 38733.994 | 38657.2868 | 36459.3543 | 42347.133 | 35127.5003 | 35845.4502 | 41952.5973 | 39339.283 | 26091.4055 | 26500.7689 | 25903.6981 | 8415.764 | 8496.7345 | 8491.8487 | 8445.564 | 8696.16 | 8520.997 | 8312.5547
NSW | Brown Coal | 0 | 0 | 0 | 0 | 0 | 0 | 0 | 0 | 0 | 0 | 0 | 0 | 0 | 0 | 0 | 0 | 0 | 0 | 0 | 0 | 0
NSW | CCGT | 34.6896 | 34.6896 | 104.3539 | 65.5248 | 65.5248 | 65.5248 | 65.7043 | 65.5248 | 65.5248 | 65.5248 | 65.7043 | 439.0786 | 341.7718 | 81.4328 | 459.1073 | 220.1066 | 1699.4631 | 474.8838 | 586.5927 | 1661.0305 | 650.5467
NSW | Peaking Gas+Liquids | 12.6561 | 2.7022 | 18.8764 | 34.2865 | 0.22016 | 0 | 0 | 1.868 | 10.9933 | 4.8043 | 18.6703 | 59.7492 | 34.6852 | 35.1204 | 48.4461 | 74.5043 | 325.0466 | 162.4873 | 68.8413 | 303.7815 | 57.2083
NSW | Hydro | 2199.3568 | 1875.577 | 1859.3751 | 2909.2848 | 1847.117 | 2312.0893 | 974.6903 | 3568.7046 | 3177.3455 | 2003.9459 | 2321.5554 | 3227.2803 | 3189.7281 | 3670.1986 | 2861.9294 | 3208.9277 | 2068.957 | 4199.8818 | 3837.7303 | 2938.6236 | 3126.5297
NSW | Dispatchable Storage | 29.3867 | 31.7394 | 20.7609 | 198.77 | 711.1491 | 1216.6581 | 1509.7095 | 852.1504 | 745.8493 | 2200.7013 | 1144.7617 | 3524.2387 | 4246.2306 | 4831.8972 | 8049.1538 | 7961.5499 | 8315.4005 | 8611.9391 | 8016.0663 | 8745.8119 | 9186.0255
NSW | Behind the Meter Storage | 107.7652 | 129.1563 | 157.8533 | 188.5235 | 214.1412 | 236.8803 | 249.0902 | 265.3246 | 298.6179 | 318.9155 | 321.2268 | 325.5928 | 337.0477 | 357.798 | 396.898 | 439.5639 | 469.7602 | 503.9533 | 532.0632 | 563.0129 | 586.9408
NSW | Wind | 4881.3247 | 5470.2151 | 5628.1674 | 5664.8142 | 5921.2469 | 5715.475 | 5395.0498 | 5713.3303 | 5443.9156 | 5679.4691 | 5720.889 | 8725.4795 | 9448.2962 | 9565.5381 | 18599.9382 | 18372.3927 | 19850.7677 | 21928.9879 | 20356.4444 | 19548.6816 | 18250.7341
NSW | Solar | 4527.9495 | 5709.0314 | 5521.1756 | 5431.847 | 5727.075 | 5774.2156 | 5766.8822 | 5125.4809 | 5302.5502 | 5437.8332 | 5561.9202 | 12935.8129 | 13792.5627 | 13426.6131 | 19475.5289 | 19519.2943 | 19695.4033 | 17174.6341 | 17825.8778 | 22705.0595 | 23343.8936
NSW | Distributed PV | 5189.3496 | 5627.5671 | 6027.156 | 6355.4117 | 6734.6697 | 7126.7046 | 7497.2202 | 7813.8744 | 8114.1167 | 8398.3738 | 8749.454 | 9101.8838 | 9473.1981 | 9885.9184 | 10355.8218 | 10772.9428 | 11262.9276 | 11656.5612 | 12037.8101 | 12397.3466 | 12718.7021
Total excluding storage |  | 63379.428 | 63750.8886 | 61239.4864 | 59195.163 | 58953.1404 | 57453.3636 | 62046.6798 | 57416.2832 | 57959.8963 | 63542.5484 | 61777.4763 | 60580.6898 | 62781.0111 | 62568.5194 | 60216.5357 | 60664.903 | 63394.414 | 64043.0001 | 63409.4565 | 68075.5203 | 66460.1692
NSW | DSP | 0 | 0 | 0.14155 | 0.79477 | 0.17305 | 0.11633 | 0 | 0.44936 | 0.92576 | 0 | 0.83304 | 1.8379 | 0.94624 | 0.89789 | 0.34555 | 1.8712 | 0.059335 | 1.6729 | 2.3263 | 1.4478 | 2.8896
Total including DSP |  | 63379.428 | 63750.8886 | 61239.628 | 59195.9577 | 58953.3134 | 57453.4799 | 62046.6798 | 57416.7326 | 57960.8221 | 63542.5484 | 61778.3093 | 60582.5277 | 62781.9574 | 62569.4173 | 60216.8813 | 60666.7742 | 63394.4733 | 64044.6729 | 63411.7828 | 68076.9681 | 66463.0588
Region | Technology | 2022 | 2023 | 2024 | 2025 | 2026 | 2027 | 2028 | 2029 | 2030 | 2031 | 2032 | 2033 | 2034 | 2035 | 2036 | 2037 | 2038 | 2039 | 2040 | 2041 | 2042
QLD | Black Coal | 49596.3932 | 48073.0571 | 52271.4309 | 50661.4518 | 49793.5775 | 48245.1533 | 47107.1315 | 42191.4909 | 42074.3297 | 43187.4444 | 42452.4308 | 46227.8784 | 47319.6349 | 46806.4518 | 38444.7487 | 33613.9502 | 25561.9545 | 26161.9968 | 26902.2954 | 25735.0269 | 25572.8483
QLD | Brown Coal | 0 | 0 | 0 | 0 | 0 | 0 | 0 | 0 | 0 | 0 | 0 | 0 | 0 | 0 | 0 | 0 | 0 | 0 | 0 | 0 | 0
QLD | CCGT | 1176.4338 | 1176.4338 | 1346.3869 | 1309.0436 | 1309.0436 | 1309.0436 | 1312.63 | 1258.4546 | 1258.4546 | 1258.4546 | 1261.9024 | 1721.4888 | 1620.1287 | 1286.4895 | 1803.1097 | 1700.7435 | 3666.685 | 2018.0347 | 2191.1194 | 3237.5277 | 2079.0195
QLD | Peaking Gas+Liquids | 6.1434 | 3.0648 | 10.6063 | 18.2767 | 7.2575 | 4.8579 | 5.2857 | 31.0622 | 19.0266 | 24.4405 | 13.152 | 42.2535 | 28.0801 | 36.5199 | 21.5262 | 35.9845 | 121.0419 | 120.8126 | 34.4771 | 154.5473 | 28.1552
QLD | Hydro | 685.1193 | 682.3503 | 679.5812 | 676.8122 | 674.0432 | 671.2742 | 668.5051 | 665.7361 | 662.9671 | 660.198 | 657.429 | 654.66 | 651.891 | 649.1219 | 646.3529 | 643.5839 | 241.4355 | 240.3922 | 239.349 | 238.3057 | 237.2624
QLD | Dispatchable Storage | 17.9372 | 37.801 | 40.2897 | 82.908 | 59.4144 | 78.6227 | 163.199 | 187.4425 | 274.6803 | 381.8372 | 325.5432 | 617.2179 | 778.8382 | 851.0833 | 3145.4037 | 3169.1199 | 3541.606 | 3973.0719 | 4140.1368 | 4631.562 | 4728.5117
QLD | Behind the Meter Storage | 48.7846 | 59.6306 | 72.973 | 88.0623 | 103.077 | 115.0753 | 123.6567 | 132.834 | 150.027 | 164.1096 | 164.5179 | 168.272 | 175.2361 | 186.6232 | 205.6042 | 229.5435 | 247.4726 | 266.7541 | 283.3279 | 307.0152 | 322.2739
QLD | Wind | 2306.7854 | 4232.842 | 4120.3903 | 4070.0439 | 4569.7207 | 7012.6711 | 7555.4951 | 12122.8673 | 13242.2367 | 13128.4173 | 12811.0359 | 12947.3066 | 12478.5827 | 13371.6401 | 18126.2955 | 22726.502 | 29566.3244 | 29571.7423 | 29684.5615 | 29406.89 | 28447.6141
QLD | Solar | 5005.2818 | 6213.3796 | 6131.1274 | 6118.8457 | 6224.2793 | 6257.3289 | 8219.5049 | 6781.1327 | 8140.7633 | 8309.4929 | 8657.9074 | 8864.8292 | 8752.6785 | 8744.6268 | 13375.4071 | 13337.6839 | 13086.8187 | 10953.4676 | 12523.8698 | 14267.7728 | 15024.6012
QLD | Distributed PV | 5605.7762 | 6007.243 | 6357.7534 | 6646.0101 | 6938.9512 | 7234.5701 | 7536.9655 | 7779.4811 | 8041.931 | 8318.6522 | 8667.3833 | 9005.8949 | 9386.2866 | 9805.4553 | 10237.3552 | 10563.8295 | 10955.7615 | 11265.9038 | 11569.3905 | 11850.2352 | 12130.3266
Total excluding storage |  | 64381.9331 | 66388.3706 | 70917.2765 | 69500.4839 | 69516.873 | 70734.899 | 72405.5179 | 70830.2249 | 73439.709 | 74887.1 | 74521.2408 | 79464.3114 | 80237.2825 | 80700.3054 | 82654.7953 | 82622.2775 | 83200.0216 | 80332.3501 | 83145.0627 | 84890.3055 | 83519.8274
QLD | DSP | 0 | 0 | 0 | 0 | 0.23831 | 0 | 0 | 0.14721 | 0 | 0 | 0 | 0 | 0 | 0.30789 | 0.047721 | 0 | 0.22044 | 1.7175 | 1.2262 | 1.1181 | 0
Total including DSP |  | 64381.9331 | 66388.3706 | 70917.2765 | 69500.4839 | 69517.1113 | 70734.899 | 72405.5179 | 70830.3721 | 73439.709 | 74887.1 | 74521.2408 | 79464.3114 | 80237.2825 | 80700.6133 | 82654.843 | 82622.2775 | 83200.2421 | 80334.0676 | 83146.2889 | 84891.4237 | 83519.8274
Region | Technology | 2022 | 2023 | 2024 | 2025 | 2026 | 2027 | 2028 | 2029 | 2030 | 2031 | 2032 | 2033 | 2034 | 2035 | 2036 | 2037 | 2038 | 2039 | 2040 | 2041 | 2042
VIC | Black Coal | 0 | 0 | 0 | 0 | 0 | 0 | 0 | 0 | 0 | 0 | 0 | 0 | 0 | 0 | 0 | 0 | 0 | 0 | 0 | 0 | 0
VIC | Brown Coal | 30003.4155 | 32265.6452 | 31821.7536 | 32827.1602 | 32629.7148 | 31693.8162 | 32307.8181 | 32407.5696 | 30378.2292 | 28151.015 | 25032.5136 | 21771.9415 | 22066.2933 | 21574.8627 | 22946.2058 | 22606.4812 | 22158.3763 | 22704.3017 | 22996.0929 | 22266.7423 | 22221.5496
VIC | CCGT | 20.5855 | 10.3486 | 8.6999 | 5.9087 | 8.7775 | 5.0313 | 6.6528 | 7.5417 | 7.2714 | 7.3621 | 13.6536 | 25.7164 | 15.3114 | 17.1485 | 37.8865 | 45.071 | 337.6148 | 74.4751 | 0 | 0 | 0
VIC | Peaking Gas+Liquids | 25.8197 | 15.2986 | 8.7762 | 5.6576 | 13.036 | 4.6125 | 7.6731 | 12.6354 | 9.2309 | 6.2354 | 21.812 | 28.7993 | 8.9201 | 13.677 | 37.8743 | 41.5343 | 268.5116 | 93.412 | 58.762 | 176.0546 | 53.4447
VIC | Hydro | 3111.8146 | 2879.0047 | 2723.5063 | 3424.4431 | 2649.1551 | 3048.9299 | 1843.0324 | 3714.7814 | 3486.7661 | 2741.5906 | 2986.7883 | 2762.1725 | 2611.1446 | 3284.3395 | 2541.1845 | 2923.1605 | 1765.812 | 3560.2707 | 3344.0724 | 2626.6017 | 2860.2758
VIC | Dispatchable Storage | 18.5563 | 36.8106 | 36.2659 | 44.2959 | 58.5152 | 71.6271 | 80.151 | 83.1042 | 103.9269 | 127.4599 | 123.8693 | 153.0254 | 146.7865 | 166.4052 | 190.7705 | 214.8121 | 224.9655 | 458.069 | 464.8673 | 475.8259 | 1384.0502
VIC | Behind the Meter Storage | 45.6645 | 54.6954 | 66.4458 | 81.4292 | 93.4683 | 105.7173 | 116.7378 | 124.2719 | 142.705 | 153.7022 | 154.031 | 160.8358 | 166.9423 | 183.8204 | 208.5421 | 235.3066 | 259.416 | 281.7409 | 304.3651 | 325.1451 | 339.6403
VIC | Wind | 12933.3692 | 12277.3523 | 12296.5349 | 12699.9076 | 13414.0966 | 12832.0472 | 12031.4512 | 12869.1829 | 13837.587 | 13442.899 | 15201.2315 | 13001.4415 | 13019.0824 | 13437.0447 | 14587.7493 | 14991.5273 | 14839.7422 | 14326.5635 | 15764.7941 | 15696.1934 | 17653.2192
VIC | Solar | 2277.0261 | 2452.2246 | 2345.6044 | 2320.1336 | 2467.3327 | 2646.1768 | 2786.1722 | 2616.3118 | 2799.1529 | 2797.2526 | 2791.536 | 2993.0719 | 2847.4117 | 2793.5082 | 2893.3258 | 2950.4161 | 3477.9825 | 3170.5169 | 3249.3734 | 3244.6688 | 3231.182
VIC | Distributed PV | 4188.6639 | 4961.3726 | 5727.9767 | 6475.407 | 7212.3423 | 7957.4619 | 8726.2209 | 9321.4077 | 9645.5929 | 9848.2841 | 10105.3341 | 10371.9799 | 10654.0634 | 10989.4129 | 11363.4927 | 11691.4539 | 12040.3533 | 12346.3386 | 12646.8449 | 12928.6242 | 13166.402
Total excluding storage |  | 52560.6945 | 54861.2466 | 54932.852 | 57758.6178 | 58394.455 | 58188.0759 | 57709.0209 | 60949.4305 | 60163.8305 | 56994.6388 | 56152.869 | 50955.123 | 51222.227 | 52109.9936 | 54407.719 | 55249.6443 | 54888.3928 | 56275.8783 | 58059.9397 | 56938.885 | 59186.0733
VIC | DSP | 0 | 0.095561 | 0 | 0 | 0.44196 | 0 | 0 | 0.5596 | 0.19906 | 0 | 0 | 0 | 0 | 0 | 0.28033 | 0 | 0 | 1.6308 | 1.8364 | 0 | 0.61955
Total including DSP |  | 52560.6945 | 54861.3421 | 54932.852 | 57758.6178 | 58394.897 | 58188.0759 | 57709.0209 | 60949.9901 | 60164.0295 | 56994.6388 | 56152.869 | 50955.123 | 51222.227 | 52109.9936 | 54407.9993 | 55249.6443 | 54888.3928 | 56277.5091 | 58061.7761 | 56938.885 | 59186.6928
Region | Technology | 2022 | 2023 | 2024 | 2025 | 2026 | 2027 | 2028 | 2029 | 2030 | 2031 | 2032 | 2033 | 2034 | 2035 | 2036 | 2037 | 2038 | 2039 | 2040 | 2041 | 2042
SA | Black Coal | 0 | 0 | 0 | 0 | 0 | 0 | 0 | 0 | 0 | 0 | 0 | 0 | 0 | 0 | 0 | 0 | 0 | 0 | 0 | 0 | 0
SA | Brown Coal | 0 | 0 | 0 | 0 | 0 | 0 | 0 | 0 | 0 | 0 | 0 | 0 | 0 | 0 | 0 | 0 | 0 | 0 | 0 | 0 | 0
SA | CCGT | 1866.5265 | 1857.0032 | 1284.676 | 547.5 | 547.5 | 547.5 | 549 | 547.5 | 547.5 | 547.5 | 549 | 1078.4041 | 1092.4386 | 547.5 | 700.0746 | 463.404 | 0 | 0 | 0 | 0 | 0
SA | Peaking Gas+Liquids | 42.4264 | 56.4019 | 88.0654 | 8.3155 | 8.9401 | 4.7001 | 6.2366 | 7.0784 | 5.2081 | 6.8533 | 11.9476 | 67.1981 | 49.5793 | 37.9434 | 69.535 | 55.8339 | 612.0311 | 130.0808 | 125.7247 | 586.7203 | 113.9915
SA | Hydro | 0 | 0 | 0 | 0 | 0 | 0 | 0 | 0 | 0 | 0 | 0 | 0 | 0 | 0 | 0 | 0 | 0 | 0 | 0 | 0 | 0
SA | Dispatchable Storage | 74.4216 | 89.4677 | 94.7817 | 81.981 | 90.1576 | 100.3605 | 100.0931 | 102.9933 | 98.1255 | 114.7763 | 107.7262 | 125.0245 | 129.6692 | 351.7762 | 437.2071 | 730.8373 | 1594.8149 | 1569.6178 | 1571.0192 | 1576.5324 | 1840.8566
SA | Behind the Meter Storage | 99.7285 | 99.1403 | 100.538 | 98.5405 | 91.7342 | 88.549 | 87.1752 | 83.5907 | 83.7598 | 83.1008 | 81.5113 | 80.4158 | 79.6424 | 81.4403 | 84.9621 | 91.3048 | 98.9494 | 104.7718 | 112.3235 | 117.0965 | 120.3568
SA | Wind | 6722.3188 | 5952.8622 | 6120.1515 | 6188.3368 | 6751.9928 | 6648.0377 | 6145.8688 | 6203.1414 | 6118.8466 | 6040.7411 | 6541.3838 | 8339.9818 | 7818.6783 | 7764.805 | 8280.4526 | 7273.6204 | 9294.5838 | 9316.4802 | 9218.1143 | 8779.2468 | 9679.2392
SA | Solar | 964.2702 | 1009.4151 | 972.5485 | 978.9654 | 965.1199 | 992.0325 | 1010.8962 | 939.5985 | 980.7376 | 956.0654 | 971.6443 | 1008.6204 | 1374.299 | 1392.8047 | 2630.6521 | 3865.1922 | 4057.0783 | 3775.8757 | 3850.8376 | 3816.0591 | 3885.1451
SA | Distributed PV | 2576.6481 | 2754.776 | 2889.1884 | 2996.4614 | 3099.6489 | 3204.789 | 3313.9124 | 3419.009 | 3510.188 | 3578.7964 | 3665.7773 | 3755.6283 | 3859.3134 | 3973.9265 | 4091.8149 | 4180.1055 | 4279.6139 | 4350.5758 | 4425.4516 | 4500.7829 | 4573.4035
Total excluding storage |  | 12172.19 | 11630.4584 | 11354.6297 | 10719.5791 | 11373.2018 | 11397.0593 | 11025.9139 | 11116.3273 | 11162.4803 | 11129.9562 | 11739.7531 | 14249.8327 | 14194.3086 | 13716.9796 | 15772.5292 | 15838.1559 | 18243.3071 | 17573.0125 | 17620.1282 | 17682.8091 | 18251.7793
SA | DSP | 0 | 0.04137 | 0 | 0 | 0.16148 | 0 | 0 | 0.19853 | 0.070813 | 0 | 0 | 0 | 0 | 0 | 0.39853 | 0 | 1.263 | 0.56029 | 0.69985 | 0 | 0.76351
Total including DSP |  | 12172.19 | 11630.4998 | 11354.6297 | 10719.5791 | 11373.3632 | 11397.0593 | 11025.9139 | 11116.5258 | 11162.5511 | 11129.9562 | 11739.7531 | 14249.8327 | 14194.3086 | 13716.9796 | 15772.9277 | 15838.1559 | 18244.5701 | 17573.5728 | 17620.8281 | 17682.8091 | 18252.5428
Region | Technology | 2022 | 2023 | 2024 | 2025 | 2026 | 2027 | 2028 | 2029 | 2030 | 2031 | 2032 | 2033 | 2034 | 2035 | 2036 | 2037 | 2038 | 2039 | 2040 | 2041 | 2042
TAS | Black Coal | 0 | 0 | 0 | 0 | 0 | 0 | 0 | 0 | 0 | 0 | 0 | 0 | 0 | 0 | 0 | 0 | 0 | 0 | 0 | 0 | 0
TAS | Brown Coal | 0 | 0 | 0 | 0 | 0 | 0 | 0 | 0 | 0 | 0 | 0 | 0 | 0 | 0 | 0 | 0 | 0 | 0 | 0 | 0 | 0
TAS | CCGT | 0 | 0 | 0 | 0 | 0 | 0 | 0 | 0 | 0 | 0 | 0 | 0 | 0 | 0 | 0 | 0 | 0 | 0 | 0 | 0 | 0
TAS | Peaking Gas+Liquids | 0 | 0 | 0 | 0 | 0 | 0 | 0 | 0 | 0 | 0 | 1.3521 | 0.25645 | 0 | 0.24215 | 1.7195 | 0.069797 | 3.1548 | 1.9018 | 0.60092 | 0.55148 | 0.27574
TAS | Hydro | 9917.834 | 7726.2544 | 7741.5558 | 9244.2804 | 8584.599 | 10081.3397 | 5819.1124 | 9447.4166 | 8441.7683 | 6801.4352 | 9892.9109 | 7571.3439 | 7574.5309 | 8757.4753 | 8412.5896 | 9776.7403 | 5717.8717 | 9279.9811 | 8232.1314 | 6628.3297 | 9168.4811
TAS | Dispatchable Storage | 0.44118 | 0.064611 | 0.34197 | 1.034 | 1.0251 | 1.467 | 0.27782 | 5.4473 | 7.1543 | 8.9803 | 9.0221 | 306.3334 | 315.3223 | 301.1236 | 282.7728 | 278.4431 | 308.0944 | 261.1566 | 243.4619 | 505.3632 | 477.6664
TAS | Behind the Meter Storage | 5.9386 | 6.9452 | 7.9943 | 9.4704 | 10.4603 | 11.4605 | 12.3846 | 12.934 | 14.8574 | 15.7476 | 15.4769 | 15.9743 | 16.241 | 17.6596 | 19.6042 | 21.9116 | 23.8967 | 25.4354 | 27.4005 | 28.6482 | 29.2415
TAS | Wind | 2124.9865 | 2049.3447 | 1949.2698 | 2118.5752 | 2193.392 | 2186.2851 | 2500.8243 | 2364.9677 | 2317.8988 | 2332.1464 | 2476.0299 | 7825.3078 | 7577.264 | 8158.431 | 9269.3897 | 9565.8423 | 11603.9761 | 12139.2314 | 11912.258 | 11338.4778 | 11977.9115
TAS | Solar | 0 | 0 | 0 | 0 | 0 | 0 | 0 | 0 | 0 | 0 | 0 | 0 | 0 | 0 | 0 | 0 | 0 | 0 | 0 | 0 | 0
TAS | Distributed PV | 239.8917 | 260.8257 | 280.28 | 297.2838 | 312.6691 | 333.4889 | 352.7371 | 365.8825 | 378.3356 | 390.4553 | 407.9328 | 429.6079 | 449.6211 | 469.5662 | 494.1664 | 515.8527 | 545.1633 | 566.1061 | 585.914 | 607.1571 | 623.7854
Total excluding storage |  | 12282.7122 | 10036.4247 | 9971.1055 | 11660.1394 | 11090.6601 | 12601.1137 | 8672.6738 | 12178.2668 | 11138.0026 | 9524.037 | 12778.2257 | 15826.516 | 15601.416 | 17385.7147 | 18177.8653 | 19858.5052 | 17870.1659 | 21987.2205 | 20730.9043 | 18574.5161 | 21770.4538
TAS | DSP | 0 | 0 | 0 | 0 | 0 | 0 | 0 | 0 | 0 | 0 | 0 | 0 | 0 | 0 | 0 | 0 | 0 | 0 | 0 | 0 | 0
Total including DSP |  | 12282.7122 | 10036.4247 | 9971.1055 | 11660.1394 | 11090.6601 | 12601.1137 | 8672.6738 | 12178.2668 | 11138.0026 | 9524.037 | 12778.2257 | 15826.516 | 15601.416 | 17385.7147 | 18177.8653 | 19858.5052 | 17870.1659 | 21987.2205 | 20730.9043 | 18574.5161 | 21770.4538
Pump Load (GWh) - Central with updated demand (DP4)
Region | Technology | 2022 | 2023 | 2024 | 2025 | 2026 | 2027 | 2028 | 2029 | 2030 | 2031 | 2032 | 2033 | 2034 | 2035 | 2036 | 2037 | 2038 | 2039 | 2040 | 2041 | 2042
NEM | Dispatchable Storage Load | -172.3835 | -285.639 | -283.6123 | -718.5453 | -1247.9412 | -2103.1632 | -2698.9031 | -1797.8374 | -1819.2208 | -3932.8334 | -2481.5123 | -8086.6836 | -9161.8447 | -9673.9565 | -16823.7667 | -17154.8638 | -19393.5144 | -19886.5063 | -19373.9399 | -21596.7377 | -23602.6754
NEM | Behind the Meter Storage Load | -362.042 | -411.0272 | -477.0041 | -548.0732 | -603.0302 | -655.6623 | -692.6181 | -727.6645 | -811.3993 | -864.8503 | -866.4242 | -883.1899 | -911.1896 | -973.0341 | -1076.5687 | -1196.4549 | -1292.9028 | -1390.5291 | -1481.3138 | -1576.6785 | -1644.6122
Total |  | -534.4255 | -696.6663 | -760.6164 | -1266.6185 | -1850.9713 | -2758.8255 | -3391.5212 | -2525.5019 | -2630.62 | -4797.6837 | -3347.9365 | -8969.8734 | -10073.0343 | -10646.9905 | -17900.3354 | -18351.3187 | -20686.4171 | -21277.0354 | -20855.2536 | -23173.4162 | -25247.2876
Region | Technology | 2022 | 2023 | 2024 | 2025 | 2026 | 2027 | 2028 | 2029 | 2030 | 2031 | 2032 | 2033 | 2034 | 2035 | 2036 | 2037 | 2038 | 2039 | 2040 | 2041 | 2042
NSW | Dispatchable Storage Load | -35.7826 | -84.0554 | -71.6664 | -453.9804 | -992.534 | -1793.9729 | -2242.1304 | -1265.3774 | -1120.1542 | -3113.5788 | -1755.5751 | -6521.8013 | -7391.1196 | -7551.3024 | -11728.2787 | -11637.6327 | -12304.5007 | -12103.699 | -11368.9991 | -12645.364 | -13109.7144
NSW | Behind the Meter Storage Load | -126.7308 | -151.8506 | -185.5915 | -221.7396 | -251.8382 | -278.5625 | -292.8722 | -311.8426 | -351.1708 | -374.9339 | -377.7894 | -382.8413 | -396.3183 | -420.8658 | -466.7881 | -516.9409 | -552.3713 | -592.3792 | -625.7635 | -661.9492 | -690.3156
Total |  | -162.5134 | -235.906 | -257.2578 | -675.72 | -1244.3722 | -2072.5353 | -2535.0026 | -1577.22 | -1471.3251 | -3488.5127 | -2133.3645 | -6904.6426 | -7787.4379 | -7972.1682 | -12195.0668 | -12154.5736 | -12856.8719 | -12696.0782 | -11994.7626 | -13307.3132 | -13800.0299
Region | Technology | 2022 | 2023 | 2024 | 2025 | 2026 | 2027 | 2028 | 2029 | 2030 | 2031 | 2032 | 2033 | 2034 | 2035 | 2036 | 2037 | 2038 | 2039 | 2040 | 2041 | 2042
QLD | Dispatchable Storage Load | -22.8464 | -47.5818 | -51.572 | -110.0866 | -74.0641 | -99.5892 | -239.1009 | -302.0815 | -447.5043 | -519.1523 | -437.1846 | -850.278 | -1048.6416 | -1120.8751 | -3982.8988 | -4013.2376 | -4477.1619 | -4978.26 | -5201.8087 | -5815.5992 | -5938.0712
QLD | Behind the Meter Storage Load | -57.3817 | -70.1114 | -85.8021 | -103.5549 | -121.2202 | -135.2853 | -145.3923 | -156.1935 | -176.4285 | -192.9279 | -193.514 | -197.8554 | -206.0545 | -219.4688 | -241.8053 | -269.8765 | -290.9889 | -313.6826 | -333.2055 | -360.9549 | -379.0815
Total |  | -80.228 | -117.6932 | -137.3741 | -213.6415 | -195.2843 | -234.8745 | -384.4931 | -458.275 | -623.9328 | -712.0802 | -630.6986 | -1048.1335 | -1254.6961 | -1340.3439 | -4224.7041 | -4283.1141 | -4768.1509 | -5291.9426 | -5535.0142 | -6176.5541 | -6317.1527
Region | Technology | 2022 | 2023 | 2024 | 2025 | 2026 | 2027 | 2028 | 2029 | 2030 | 2031 | 2032 | 2033 | 2034 | 2035 | 2036 | 2037 | 2038 | 2039 | 2040 | 2041 | 2042
VIC | Dispatchable Storage Load | -22.5473 | -44.7367 | -43.9691 | -53.4799 | -70.3514 | -85.8361 | -95.8105 | -99.1281 | -123.949 | -151.085 | -147.5295 | -181.4702 | -172.6953 | -195.7615 | -224.4154 | -253.3565 | -264.0031 | -551.3457 | -560.2337 | -569.9404 | -1692.0177
VIC | Behind the Meter Storage Load | -53.677 | -64.3205 | -78.0409 | -95.7414 | -109.8075 | -124.2051 | -137.2845 | -146.1805 | -167.8887 | -180.7695 | -181.0783 | -189.1504 | -196.1173 | -216.1502 | -245.0283 | -276.5053 | -305.0903 | -331.4167 | -358.1006 | -382.412 | -399.3077
Total |  | -76.2244 | -109.0572 | -122.01 | -149.2213 | -180.1589 | -210.0412 | -233.095 | -245.3087 | -291.8377 | -331.8545 | -328.6077 | -370.6206 | -368.8125 | -411.9117 | -469.4437 | -529.8619 | -569.0934 | -882.7624 | -918.3342 | -952.3524 | -2091.3254
Region | Technology | 2022 | 2023 | 2024 | 2025 | 2026 | 2027 | 2028 | 2029 | 2030 | 2031 | 2032 | 2033 | 2034 | 2035 | 2036 | 2037 | 2038 | 2039 | 2040 | 2041 | 2042
SA | Dispatchable Storage Load | -90.6833 | -109.189 | -116.0076 | -99.7816 | -109.7855 | -122.0257 | -121.5474 | -124.8424 | -119.1687 | -138.4806 | -130.5779 | -151.0826 | -156.1567 | -430.6487 | -535.8381 | -900.5618 | -1964.0616 | -1931.3221 | -1936.6188 | -1938.9729 | -2267.3345
SA | Behind the Meter Storage Load | -117.2759 | -116.5834 | -118.186 | -115.91 | -107.8791 | -104.1498 | -102.5154 | -98.2487 | -98.4564 | -97.7194 | -95.858 | -94.5692 | -93.6309 | -95.7966 | -99.9186 | -107.3934 | -116.3666 | -123.1572 | -132.047 | -137.7027 | -141.5459
Total |  | -207.9592 | -225.7723 | -234.1936 | -215.6916 | -217.6645 | -226.1755 | -224.0627 | -223.0911 | -217.625 | -236.2 | -226.4359 | -245.6518 | -249.7875 | -526.4453 | -635.7567 | -1007.9552 | -2080.4282 | -2054.4793 | -2068.6659 | -2076.6756 | -2408.8804
Region | Technology | 2022 | 2023 | 2024 | 2025 | 2026 | 2027 | 2028 | 2029 | 2030 | 2031 | 2032 | 2033 | 2034 | 2035 | 2036 | 2037 | 2038 | 2039 | 2040 | 2041 | 2042
TAS | Dispatchable Storage Load | -0.52395 | -0.076126 | -0.3972 | -1.2167 | -1.2063 | -1.7393 | -0.31393 | -6.408 | -8.4446 | -10.5367 | -10.6452 | -382.0515 | -393.2315 | -375.3687 | -352.3357 | -350.0751 | -383.7871 | -321.8794 | -306.2796 | -626.8612 | -595.5377
TAS | Behind the Meter Storage Load | -6.9765 | -8.1613 | -9.3837 | -11.1273 | -12.2852 | -13.4596 | -14.5538 | -15.1992 | -17.4548 | -18.4996 | -18.1846 | -18.7735 | -19.0687 | -20.7527 | -23.0284 | -25.7388 | -28.0856 | -29.8935 | -32.1972 | -33.6597 | -34.3616
Total |  | -7.5005 | -8.2375 | -9.7809 | -12.344 | -13.4915 | -15.1989 | -14.8677 | -21.6072 | -25.8994 | -29.0363 | -28.8298 | -400.825 | -412.3002 | -396.1214 | -375.3641 | -375.8139 | -411.8728 | -351.7729 | -338.4767 | -660.5209 | -629.8992

## StorageCapacity_1
Installed capacity of Storage (MW) - Central with updated demand (Counterfactual)
Capacity calculated on 1 July. Years are financial year ending. Existing and new storages are grouped according to depth. For storage depth classifications, please refer to the 2020 ISP report.
Region | Technology | 2022 | 2023 | 2024 | 2025 | 2026 | 2027 | 2028 | 2029 | 2030 | 2031 | 2032 | 2033 | 2034 | 2035 | 2036 | 2037 | 2038 | 2039 | 2040 | 2041 | 2042
NEM | Shallow Storage | 401.1822 | 401.1619 | 401.3446 | 452.0266 | 510.4308 | 570.5031 | 638.6263 | 712.2362 | 857.3763 | 1035.8175 | 1321.0969 | 1389.5714 | 1870.0931 | 2263.655 | 2629.5078 | 3175.1662 | 3264.6085 | 3369.8189 | 3488.9797 | 3553.0547 | 3612.8615
NEM | Medium Storage | 810 | 830 | 830 | 830 | 830 | 830 | 830 | 1846.2419 | 1912.8195 | 1912.8195 | 2252.0469 | 2647.4949 | 2948.2729 | 3463.5761 | 5927.2469 | 6073.791 | 6277.2022 | 6277.2022 | 6277.2022 | 6277.2022 | 6277.2022
NEM | Deep Storage | 0 | 0 | 0 | 2040 | 2040 | 2040 | 2040 | 2040 | 2040 | 2040 | 2040 | 2040 | 2040 | 2065.0132 | 2065.0132 | 2065.0132 | 2313.1906 | 2421.3057 | 2512.3371 | 2512.3371 | 2724.3741
NEM | Behind the Meter Storage | 444.7287 | 522.1652 | 606.7287 | 693.7488 | 759.2616 | 795.595 | 833.399 | 870.6424 | 1032.3762 | 1000.6238 | 1005.4321 | 1040.1259 | 1076.1938 | 1176.5966 | 1328.6811 | 1416.3921 | 1516.1836 | 1633.7332 | 1766.3699 | 1829.9223 | 1887.2111
Total Storage Capacity |  | 1655.9109 | 1753.3271 | 1838.0733 | 4015.7754 | 4139.6924 | 4236.0981 | 4342.0253 | 5469.1205 | 5842.5719 | 5989.2608 | 6618.5759 | 7117.1922 | 7934.5598 | 8968.8409 | 11950.4491 | 12730.3625 | 13371.1848 | 13702.0599 | 14044.8889 | 14172.5163 | 14501.6489
Region | Technology | 2022 | 2023 | 2024 | 2025 | 2026 | 2027 | 2028 | 2029 | 2030 | 2031 | 2032 | 2033 | 2034 | 2035 | 2036 | 2037 | 2038 | 2039 | 2040 | 2041 | 2042
NSW | Shallow Storage | 40.5403 | 42.7449 | 44.5264 | 67.1685 | 92.8062 | 119.0398 | 148.929 | 182.4971 | 247.943 | 264.5716 | 290.8023 | 320.0667 | 715.7477 | 758.9134 | 817.2923 | 851.5883 | 888.6925 | 931.3634 | 978.9362 | 1003.4514 | 1026.2006
NSW | Medium Storage | 240 | 240 | 240 | 240 | 240 | 240 | 240 | 461.4651 | 528.0426 | 528.0426 | 528.0426 | 528.0426 | 717.747 | 882.9992 | 882.9992 | 882.9992 | 882.9992 | 882.9992 | 882.9992 | 882.9992 | 882.9992
NSW | Deep Storage | 0 | 0 | 0 | 2040 | 2040 | 2040 | 2040 | 2040 | 2040 | 2040 | 2040 | 2040 | 2040 | 2040 | 2040 | 2040 | 2040 | 2040 | 2040 | 2040 | 2040
NSW | Behind the Meter Storage | 162.1612 | 200.7871 | 242.6292 | 287.5949 | 319.6657 | 337.6342 | 356.018 | 376.3052 | 451.1476 | 434.2345 | 439.4556 | 453.6777 | 468.9166 | 509.2789 | 571.5192 | 605.359 | 646.613 | 694.0331 | 746.6493 | 770.3946 | 791.5885
Total Storage Capacity |  | 442.7014 | 483.532 | 527.1556 | 2634.7634 | 2692.4719 | 2736.6739 | 2784.947 | 3060.2674 | 3267.1332 | 3266.8487 | 3298.3005 | 3341.787 | 3942.4113 | 4191.1916 | 4311.8107 | 4379.9466 | 4458.3047 | 4548.3958 | 4648.5848 | 4696.8453 | 4740.7883
Region | Technology | 2022 | 2023 | 2024 | 2025 | 2026 | 2027 | 2028 | 2029 | 2030 | 2031 | 2032 | 2033 | 2034 | 2035 | 2036 | 2037 | 2038 | 2039 | 2040 | 2041 | 2042
QLD | Shallow Storage | 16.9254 | 18.0057 | 18.6776 | 28.8948 | 41.27 | 53.4023 | 68.2581 | 84.4049 | 116.7889 | 125.7206 | 137.3907 | 151.6597 | 270.3994 | 290.7845 | 542.944 | 1023.4435 | 1041.6567 | 1065.2326 | 1092.8185 | 1107.9965 | 1122.5794
QLD | Medium Storage | 570 | 590 | 590 | 590 | 590 | 590 | 590 | 590 | 590 | 590 | 590 | 590 | 701.0736 | 1025.4031 | 2103.7367 | 2250.2808 | 2337.0935 | 2337.0935 | 2337.0935 | 2337.0935 | 2337.0935
QLD | Deep Storage | 0 | 0 | 0 | 0 | 0 | 0 | 0 | 0 | 0 | 0 | 0 | 0 | 0 | 0 | 0 | 0 | 0 | 0 | 0 | 0 | 0
QLD | Behind the Meter Storage | 67.7015 | 84.5788 | 101.7764 | 123.7188 | 142.1521 | 151.4657 | 163.1725 | 174.0412 | 212.5046 | 206.3421 | 207.6225 | 214.9695 | 224.6887 | 243.6396 | 273.1083 | 296.0428 | 316.302 | 342.8319 | 373.8223 | 389.2353 | 403.6621
Total Storage Capacity |  | 654.6269 | 692.5845 | 710.454 | 742.6137 | 773.4221 | 794.868 | 821.4307 | 848.4462 | 919.2935 | 922.0627 | 935.0131 | 956.6292 | 1196.1617 | 1559.8272 | 2919.789 | 3569.7671 | 3695.0522 | 3745.158 | 3803.7342 | 3834.3252 | 3863.3349
Region | Technology | 2022 | 2023 | 2024 | 2025 | 2026 | 2027 | 2028 | 2029 | 2030 | 2031 | 2032 | 2033 | 2034 | 2035 | 2036 | 2037 | 2038 | 2039 | 2040 | 2041 | 2042
VIC | Shallow Storage | 93.4473 | 94.2705 | 95.4481 | 106.5904 | 119.9621 | 134.5567 | 150.6819 | 167.4821 | 203.165 | 214.3076 | 227.0719 | 246.3088 | 207.384 | 220.4609 | 263.2545 | 286.3091 | 311.9815 | 341.1385 | 373.9994 | 393.5067 | 411.2411
VIC | Medium Storage | 0 | 0 | 0 | 0 | 0 | 0 | 0 | 794.7768 | 794.7768 | 794.7768 | 1133.5171 | 1528.9651 | 1528.9651 | 1554.6865 | 1908.3534 | 1908.3534 | 1994.7768 | 1994.7768 | 1994.7768 | 1994.7768 | 1994.7768
VIC | Deep Storage | 0 | 0 | 0 | 0 | 0 | 0 | 0 | 0 | 0 | 0 | 0 | 0 | 0 | 25.0132 | 25.0132 | 25.0132 | 273.1906 | 381.3057 | 472.3371 | 472.3371 | 684.3741
VIC | Behind the Meter Storage | 73.7891 | 90.5201 | 111.424 | 135.2607 | 154.8694 | 168.9215 | 180.9192 | 190.6962 | 233.2042 | 228.6419 | 229.8086 | 242.8211 | 253.1668 | 287.711 | 335.3744 | 358.9041 | 387.9311 | 420.7677 | 457.5845 | 477.5778 | 495.0885
Total Storage Capacity |  | 167.2364 | 184.7906 | 206.8722 | 241.8511 | 274.8314 | 303.4781 | 331.6011 | 1152.9551 | 1231.146 | 1237.7263 | 1590.3976 | 2018.095 | 1989.516 | 2087.8716 | 2531.9955 | 2578.5799 | 2967.88 | 3137.9887 | 3298.6978 | 3338.1985 | 3585.4806
Region | Technology | 2022 | 2023 | 2024 | 2025 | 2026 | 2027 | 2028 | 2029 | 2030 | 2031 | 2032 | 2033 | 2034 | 2035 | 2036 | 2037 | 2038 | 2039 | 2040 | 2041 | 2042
SA | Shallow Storage | 248.0625 | 243.8874 | 240.4284 | 245.9801 | 251.7664 | 257.6035 | 263.4061 | 268.9869 | 277.3738 | 418.309 | 651.8641 | 655.8546 | 659.6599 | 973.9646 | 983.1333 | 989.1938 | 995.8157 | 1003.5903 | 1012.5132 | 1016.4108 | 1020.2874
SA | Medium Storage | 0 | 0 | 0 | 0 | 0 | 0 | 0 | 0 | 0 | 0 | 0.4872 | 0.4872 | 0.4872 | 0.4872 | 1032.1575 | 1032.1575 | 1062.3326 | 1062.3326 | 1062.3326 | 1062.3326 | 1062.3326
SA | Deep Storage | 0 | 0 | 0 | 0 | 0 | 0 | 0 | 0 | 0 | 0 | 0 | 0 | 0 | 0 | 0 | 0 | 0 | 0 | 0 | 0 | 0
SA | Behind the Meter Storage | 132.25 | 135.694 | 138.5621 | 132.6474 | 126.6399 | 120.8369 | 115.716 | 111.32 | 113.493 | 110.2187 | 107.4376 | 106.4297 | 106.586 | 110.4775 | 119.5263 | 125.2094 | 132.4334 | 140.9554 | 150.7375 | 154.255 | 157.6818
Total Storage Capacity |  | 380.3125 | 379.5814 | 378.9906 | 378.6275 | 378.4063 | 378.4404 | 379.1221 | 380.3069 | 390.8668 | 528.5277 | 759.7889 | 762.7715 | 766.7331 | 1084.9293 | 2134.8171 | 2146.5607 | 2190.5817 | 2206.8783 | 2225.5833 | 2232.9985 | 2240.3018
Region | Technology | 2022 | 2023 | 2024 | 2025 | 2026 | 2027 | 2028 | 2029 | 2030 | 2031 | 2032 | 2033 | 2034 | 2035 | 2036 | 2037 | 2038 | 2039 | 2040 | 2041 | 2042
TAS | Shallow Storage | 2.2067 | 2.2535 | 2.264 | 3.3928 | 4.6261 | 5.9009 | 7.3512 | 8.8652 | 12.1055 | 12.9087 | 13.9678 | 15.6816 | 16.9021 | 19.5316 | 22.8838 | 24.6314 | 26.4621 | 28.494 | 30.7124 | 31.6893 | 32.553
TAS | Medium Storage | 0 | 0 | 0 | 0 | 0 | 0 | 0 | 0 | 0 | 0 | 0 | 0 | 0 | 0 | 0 | 0 | 0 | 0 | 0 | 0 | 0
TAS | Deep Storage | 0 | 0 | 0 | 0 | 0 | 0 | 0 | 0 | 0 | 0 | 0 | 0 | 0 | 0 | 0 | 0 | 0 | 0 | 0 | 0 | 0
TAS | Behind the Meter Storage | 8.8269 | 10.5852 | 12.3369 | 14.527 | 15.9345 | 16.7368 | 17.5732 | 18.2798 | 22.0268 | 21.1867 | 21.1079 | 22.2279 | 22.8357 | 25.4896 | 29.1529 | 30.8769 | 32.9041 | 35.1451 | 37.5764 | 38.4595 | 39.1902
Total Storage Capacity |  | 11.0336 | 12.8387 | 14.601 | 17.9198 | 20.5606 | 22.6377 | 24.9244 | 27.145 | 34.1323 | 34.0954 | 35.0758 | 37.9095 | 39.7378 | 45.0212 | 52.0367 | 55.5083 | 59.3662 | 63.6391 | 68.2888 | 70.1488 | 71.7432

## StorageCapacity_2
Installed capacity of Storage (MW) - Central with updated demand (DP4)
Capacity calculated on 1 July. Years are financial year ending. Existing and new storages are grouped according to depth. For storage depth classifications, please refer to the 2020 ISP report.
Region | Technology | 2022 | 2023 | 2024 | 2025 | 2026 | 2027 | 2028 | 2029 | 2030 | 2031 | 2032 | 2033 | 2034 | 2035 | 2036 | 2037 | 2038 | 2039 | 2040 | 2041 | 2042
NEM | Shallow Storage | 401.1822 | 401.1619 | 401.3446 | 452.0266 | 510.4308 | 570.5031 | 638.6263 | 712.2362 | 857.3763 | 869.6628 | 925.3277 | 993.8022 | 1374.4426 | 1879.3367 | 2652.5488 | 2739.492 | 2828.9343 | 4197.5337 | 4316.6946 | 4380.7696 | 6787.8112
NEM | Medium Storage | 810 | 830 | 830 | 830 | 830 | 830 | 830 | 830 | 830 | 830 | 830 | 830 | 1370.0295 | 2203.7356 | 4477.422 | 4741.399 | 5608.0918 | 5813.2239 | 5813.2239 | 6076.1175 | 6076.1175
NEM | Deep Storage | 0 | 0 | 0 | 2040 | 2040 | 2040 | 2040 | 2040 | 2040 | 2040 | 2040 | 2148.0934 | 2148.0934 | 2148.0934 | 2148.0934 | 2148.0934 | 2270.3053 | 2409.9761 | 2409.9761 | 2491.2089 | 2491.2089
NEM | Behind the Meter Storage | 444.7287 | 522.1652 | 606.7287 | 693.7488 | 759.2616 | 795.595 | 833.399 | 870.6424 | 1032.3762 | 1000.6238 | 1005.4321 | 1040.1259 | 1076.1938 | 1176.5966 | 1328.6811 | 1416.3921 | 1516.1836 | 1633.7332 | 1766.3699 | 1829.9223 | 1887.2111
Total Storage Capacity |  | 1655.9109 | 1753.3271 | 1838.0733 | 4015.7754 | 4139.6924 | 4236.0981 | 4342.0253 | 4452.8786 | 4759.7525 | 4740.2866 | 4800.7599 | 5012.0215 | 5968.7593 | 7407.7623 | 10606.7454 | 11045.3765 | 12223.5151 | 14054.4669 | 14306.2645 | 14778.0183 | 17242.3487
Region | Technology | 2022 | 2023 | 2024 | 2025 | 2026 | 2027 | 2028 | 2029 | 2030 | 2031 | 2032 | 2033 | 2034 | 2035 | 2036 | 2037 | 2038 | 2039 | 2040 | 2041 | 2042
NSW | Shallow Storage | 40.5403 | 42.7449 | 44.5264 | 67.1685 | 92.8062 | 119.0398 | 148.929 | 182.4971 | 247.943 | 264.5716 | 290.8023 | 320.0667 | 719.9601 | 763.1258 | 991.1037 | 1025.3997 | 1062.5039 | 1105.1748 | 1152.7476 | 1177.2628 | 1200.012
NSW | Medium Storage | 240 | 240 | 240 | 240 | 240 | 240 | 240 | 240 | 240 | 240 | 240 | 240 | 631.7298 | 1332.0438 | 2564.8093 | 2564.8093 | 2564.8093 | 2769.9414 | 2769.9414 | 2847.1319 | 2847.1319
NSW | Deep Storage | 0 | 0 | 0 | 2040 | 2040 | 2040 | 2040 | 2040 | 2040 | 2040 | 2040 | 2040 | 2040 | 2040 | 2040 | 2040 | 2040 | 2040 | 2040 | 2040 | 2040
NSW | Behind the Meter Storage | 162.1612 | 200.7871 | 242.6292 | 287.5949 | 319.6657 | 337.6342 | 356.018 | 376.3052 | 451.1476 | 434.2345 | 439.4556 | 453.6777 | 468.9166 | 509.2789 | 571.5192 | 605.359 | 646.613 | 694.0331 | 746.6493 | 770.3946 | 791.5885
Total Storage Capacity |  | 442.7014 | 483.532 | 527.1556 | 2634.7634 | 2692.4719 | 2736.6739 | 2784.947 | 2838.8023 | 2979.0906 | 2978.8061 | 3010.2579 | 3053.7444 | 3860.6064 | 4644.4485 | 6167.4321 | 6235.568 | 6313.9261 | 6609.1493 | 6709.3384 | 6834.7893 | 6878.7324
Region | Technology | 2022 | 2023 | 2024 | 2025 | 2026 | 2027 | 2028 | 2029 | 2030 | 2031 | 2032 | 2033 | 2034 | 2035 | 2036 | 2037 | 2038 | 2039 | 2040 | 2041 | 2042
QLD | Shallow Storage | 16.9254 | 18.0057 | 18.6776 | 28.8948 | 41.27 | 53.4023 | 68.2581 | 84.4049 | 116.7889 | 125.7206 | 137.3907 | 151.6597 | 166.3057 | 186.6908 | 569.6996 | 591.484 | 609.6972 | 1487.3768 | 1514.9626 | 1530.1407 | 1544.7235
QLD | Medium Storage | 570 | 590 | 590 | 590 | 590 | 590 | 590 | 590 | 590 | 590 | 590 | 590 | 738.2997 | 871.6918 | 1877.0446 | 1877.0446 | 1877.0446 | 1877.0446 | 1877.0446 | 2062.7477 | 2062.7477
QLD | Deep Storage | 0 | 0 | 0 | 0 | 0 | 0 | 0 | 0 | 0 | 0 | 0 | 0 | 0 | 0 | 0 | 0 | 122.2119 | 261.8827 | 261.8827 | 261.8827 | 261.8827
QLD | Behind the Meter Storage | 67.7015 | 84.5788 | 101.7764 | 123.7188 | 142.1521 | 151.4657 | 163.1725 | 174.0412 | 212.5046 | 206.3421 | 207.6225 | 214.9695 | 224.6887 | 243.6396 | 273.1083 | 296.0428 | 316.302 | 342.8319 | 373.8223 | 389.2353 | 403.6621
Total Storage Capacity |  | 654.6269 | 692.5845 | 710.454 | 742.6137 | 773.4221 | 794.868 | 821.4307 | 848.4462 | 919.2935 | 922.0627 | 935.0131 | 956.6292 | 1129.294 | 1302.0222 | 2719.8526 | 2764.5714 | 2925.2558 | 3969.136 | 4027.7122 | 4244.0063 | 4273.016
Region | Technology | 2022 | 2023 | 2024 | 2025 | 2026 | 2027 | 2028 | 2029 | 2030 | 2031 | 2032 | 2033 | 2034 | 2035 | 2036 | 2037 | 2038 | 2039 | 2040 | 2041 | 2042
VIC | Shallow Storage | 93.4473 | 94.2705 | 95.4481 | 106.5904 | 119.9621 | 134.5567 | 150.6819 | 167.4821 | 203.165 | 214.3076 | 227.0719 | 246.3088 | 207.384 | 220.4609 | 263.2545 | 286.3091 | 311.9815 | 750.4239 | 783.2847 | 802.7921 | 2593.1704
VIC | Medium Storage | 0 | 0 | 0 | 0 | 0 | 0 | 0 | 0 | 0 | 0 | 0 | 0 | 0 | 0 | 0 | 0 | 0 | 0 | 0 | 0 | 0
VIC | Deep Storage | 0 | 0 | 0 | 0 | 0 | 0 | 0 | 0 | 0 | 0 | 0 | 0 | 0 | 0 | 0 | 0 | 0 | 0 | 0 | 0 | 0
VIC | Behind the Meter Storage | 73.7891 | 90.5201 | 111.424 | 135.2607 | 154.8694 | 168.9215 | 180.9192 | 190.6962 | 233.2042 | 228.6419 | 229.8086 | 242.8211 | 253.1668 | 287.711 | 335.3744 | 358.9041 | 387.9311 | 420.7677 | 457.5845 | 477.5778 | 495.0885
Total Storage Capacity |  | 167.2364 | 184.7906 | 206.8722 | 241.8511 | 274.8314 | 303.4781 | 331.6011 | 358.1782 | 436.3692 | 442.9495 | 456.8805 | 489.1299 | 460.5509 | 508.1719 | 598.6288 | 645.2132 | 699.9126 | 1171.1916 | 1240.8692 | 1280.3699 | 3088.2589
Region | Technology | 2022 | 2023 | 2024 | 2025 | 2026 | 2027 | 2028 | 2029 | 2030 | 2031 | 2032 | 2033 | 2034 | 2035 | 2036 | 2037 | 2038 | 2039 | 2040 | 2041 | 2042
SA | Shallow Storage | 248.0625 | 243.8874 | 240.4284 | 245.9801 | 251.7664 | 257.6035 | 263.4061 | 268.9869 | 277.3738 | 252.1543 | 256.095 | 260.0855 | 263.8908 | 689.5276 | 805.6072 | 811.6677 | 818.2896 | 826.0642 | 834.9871 | 838.8848 | 1417.3523
SA | Medium Storage | 0 | 0 | 0 | 0 | 0 | 0 | 0 | 0 | 0 | 0 | 0 | 0 | 0 | 0 | 35.5681 | 299.5451 | 1166.2379 | 1166.2379 | 1166.2379 | 1166.2379 | 1166.2379
SA | Deep Storage | 0 | 0 | 0 | 0 | 0 | 0 | 0 | 0 | 0 | 0 | 0 | 0 | 0 | 0 | 0 | 0 | 0 | 0 | 0 | 0 | 0
SA | Behind the Meter Storage | 132.25 | 135.694 | 138.5621 | 132.6474 | 126.6399 | 120.8369 | 115.716 | 111.32 | 113.493 | 110.2187 | 107.4376 | 106.4297 | 106.586 | 110.4775 | 119.5263 | 125.2094 | 132.4334 | 140.9554 | 150.7375 | 154.255 | 157.6818
Total Storage Capacity |  | 380.3125 | 379.5814 | 378.9906 | 378.6275 | 378.4063 | 378.4404 | 379.1221 | 380.3069 | 390.8668 | 362.373 | 363.5326 | 366.5152 | 370.4768 | 800.0051 | 960.7016 | 1236.4222 | 2116.961 | 2133.2575 | 2151.9625 | 2159.3777 | 2741.272
Region | Technology | 2022 | 2023 | 2024 | 2025 | 2026 | 2027 | 2028 | 2029 | 2030 | 2031 | 2032 | 2033 | 2034 | 2035 | 2036 | 2037 | 2038 | 2039 | 2040 | 2041 | 2042
TAS | Shallow Storage | 2.2067 | 2.2535 | 2.264 | 3.3928 | 4.6261 | 5.9009 | 7.3512 | 8.8652 | 12.1055 | 12.9087 | 13.9678 | 15.6816 | 16.9021 | 19.5316 | 22.8838 | 24.6314 | 26.4621 | 28.494 | 30.7124 | 31.6893 | 32.553
TAS | Medium Storage | 0 | 0 | 0 | 0 | 0 | 0 | 0 | 0 | 0 | 0 | 0 | 0 | 0 | 0 | 0 | 0 | 0 | 0 | 0 | 0 | 0
TAS | Deep Storage | 0 | 0 | 0 | 0 | 0 | 0 | 0 | 0 | 0 | 0 | 0 | 108.0934 | 108.0934 | 108.0934 | 108.0934 | 108.0934 | 108.0934 | 108.0934 | 108.0934 | 189.3262 | 189.3262
TAS | Behind the Meter Storage | 8.8269 | 10.5852 | 12.3369 | 14.527 | 15.9345 | 16.7368 | 17.5732 | 18.2798 | 22.0268 | 21.1867 | 21.1079 | 22.2279 | 22.8357 | 25.4896 | 29.1529 | 30.8769 | 32.9041 | 35.1451 | 37.5764 | 38.4595 | 39.1902
Total Storage Capacity |  | 11.0336 | 12.8387 | 14.601 | 17.9198 | 20.5606 | 22.6377 | 24.9244 | 27.145 | 34.1323 | 34.0954 | 35.0758 | 146.0029 | 147.8311 | 153.1146 | 160.1301 | 163.6017 | 167.4596 | 171.7325 | 176.3822 | 259.4751 | 261.0694

## StorageGeneration_1
Generation by Storage (GWh) - Central with updated demand (Counterfactual)
Capacity calculated on 1 July. Years are financial year ending. Existing and new storages are group according to depth. For storage depth classifications, please refer to the 2020 ISP report.
Region | Technology | 2022 | 2023 | 2024 | 2025 | 2026 | 2027 | 2028 | 2029 | 2030 | 2031 | 2032 | 2033 | 2034 | 2035 | 2036 | 2037 | 2038 | 2039 | 2040 | 2041 | 2042
NEM | Shallow Storage | 129.4628 | 164.8414 | 159.5422 | 193.1846 | 216.0743 | 240.064 | 342.7868 | 339.2196 | 462.4757 | 629.5183 | 736.1127 | 804.7806 | 1027.0914 | 1203.3466 | 1411.4318 | 1682.6786 | 1601.9928 | 1607.2517 | 1570.9323 | 1611.251 | 1645.0033
NEM | Medium Storage | 11.5677 | 30.383 | 40.5235 | 63.3156 | 42.1566 | 47.1287 | 124.4143 | 810.7164 | 1162.6798 | 1457.053 | 2068.1766 | 3246.5373 | 3342.668 | 3921.0032 | 7307.8373 | 7461.2588 | 7443.1818 | 6729.8589 | 6788.1691 | 6743.6569 | 6926.7995
NEM | Deep Storage | 0 | 0 | 0 | 30.4637 | 228.3633 | 359.7855 | 678.4194 | 292.5612 | 296.0388 | 1883.1842 | 716.0682 | 908.0866 | 470.9697 | 427.3548 | 1950.3993 | 1806.2706 | 1460.3307 | 1833.4235 | 1730.7952 | 1598.6685 | 2058.4112
NEM | Behind the Meter Storage | 307.8815 | 349.5679 | 405.8046 | 466.0259 | 512.881 | 557.6824 | 589.0446 | 618.9552 | 689.9672 | 735.5756 | 736.7638 | 751.0907 | 775.1096 | 827.3416 | 915.6105 | 1017.6304 | 1099.4949 | 1182.6554 | 1259.4802 | 1340.918 | 1398.4534
Total Storage Generation |  | 448.912 | 544.7923 | 605.8703 | 752.9897 | 999.4752 | 1204.6607 | 1734.6651 | 2061.4523 | 2611.1615 | 4705.3311 | 4257.1213 | 5710.4952 | 5615.8387 | 6379.046 | 11585.279 | 11967.8385 | 11605.0001 | 11353.1896 | 11349.3768 | 11294.4944 | 12028.6674
Region | Technology | 2022 | 2023 | 2024 | 2025 | 2026 | 2027 | 2028 | 2029 | 2030 | 2031 | 2032 | 2033 | 2034 | 2035 | 2036 | 2037 | 2038 | 2039 | 2040 | 2041 | 2042
NSW | Shallow Storage | 24.7413 | 25.1065 | 15.0753 | 22.8824 | 26.1566 | 45.3175 | 97.2199 | 94.4637 | 124.7644 | 197.6465 | 175.5249 | 221.3089 | 394.8147 | 392.3187 | 421.8764 | 421.9551 | 360.7121 | 379.3501 | 281.0963 | 310.9125 | 294.3814
NSW | Medium Storage | 4.6454 | 5.6428 | 5.8887 | 16.8141 | 7.0088 | 7.642 | 8.2721 | 87.5247 | 147.1895 | 326.9907 | 227.7412 | 277.6376 | 389.2893 | 445.7924 | 547.0324 | 529.1338 | 362.716 | 400.0043 | 282.744 | 254.5471 | 271.1694
NSW | Deep Storage | 0 | 0 | 0 | 30.4637 | 228.3633 | 359.7855 | 678.4194 | 292.5612 | 296.0388 | 1883.1842 | 716.0682 | 908.0866 | 470.9697 | 369.5445 | 1896.5076 | 1750.1128 | 893.1683 | 1101.3827 | 786.0864 | 711.1087 | 638.4354
NSW | Behind the Meter Storage | 107.7652 | 129.1563 | 157.8533 | 188.5235 | 214.1412 | 236.8803 | 249.0902 | 265.3246 | 298.6179 | 318.9155 | 321.2268 | 325.5928 | 337.0477 | 357.798 | 396.898 | 439.5639 | 469.7602 | 503.9533 | 532.0632 | 563.0129 | 586.9408
Total Storage Generation |  | 137.1519 | 159.9057 | 178.8174 | 258.6837 | 475.67 | 649.6254 | 1033.0016 | 739.8741 | 866.6105 | 2726.7369 | 1440.5612 | 1732.6258 | 1592.1214 | 1565.4536 | 3262.3144 | 3140.7657 | 2086.3566 | 2384.6904 | 1881.99 | 1839.5813 | 1790.927
Region | Technology | 2022 | 2023 | 2024 | 2025 | 2026 | 2027 | 2028 | 2029 | 2030 | 2031 | 2032 | 2033 | 2034 | 2035 | 2036 | 2037 | 2038 | 2039 | 2040 | 2041 | 2042
QLD | Shallow Storage | 11.0149 | 11.3854 | 11.7809 | 18.913 | 27.8975 | 35.5406 | 51.0766 | 62.9568 | 103.5101 | 88.6028 | 97.0023 | 106.529 | 172.7241 | 184.8904 | 327.7451 | 578.2743 | 568.6984 | 542.0165 | 573.621 | 582.0243 | 603.6543
QLD | Medium Storage | 6.9223 | 24.7402 | 34.6348 | 46.5014 | 35.1478 | 39.4867 | 116.1422 | 121.984 | 233.1771 | 324.2417 | 318.2226 | 480.3274 | 688.7007 | 1206.2067 | 3073.5583 | 3078.3554 | 3172.6695 | 2638.0364 | 2804.7763 | 2875.2345 | 2828.7818
QLD | Deep Storage | 0 | 0 | 0 | 0 | 0 | 0 | 0 | 0 | 0 | 0 | 0 | 0 | 0 | 0 | 0 | 0 | 0 | 0 | 0 | 0 | 0
QLD | Behind the Meter Storage | 48.7846 | 59.6306 | 72.973 | 88.0623 | 103.077 | 115.0753 | 123.6567 | 132.834 | 150.027 | 164.1096 | 164.5179 | 168.272 | 175.2361 | 186.6232 | 205.6042 | 229.5435 | 247.4726 | 266.7541 | 283.3279 | 307.0152 | 322.2739
Total Storage Generation |  | 66.7218 | 95.7562 | 119.3888 | 153.4767 | 166.1222 | 190.1025 | 290.8755 | 317.7748 | 486.7142 | 576.9541 | 579.7427 | 755.1284 | 1036.6609 | 1577.7203 | 3606.9076 | 3886.1732 | 3988.8405 | 3446.807 | 3661.7253 | 3764.2739 | 3754.7101
Region | Technology | 2022 | 2023 | 2024 | 2025 | 2026 | 2027 | 2028 | 2029 | 2030 | 2031 | 2032 | 2033 | 2034 | 2035 | 2036 | 2037 | 2038 | 2039 | 2040 | 2041 | 2042
VIC | Shallow Storage | 18.4439 | 36.8246 | 37.8832 | 51.6183 | 59.286 | 54.0358 | 82.6863 | 73.946 | 118.3828 | 131.6501 | 136.793 | 149.5995 | 137.2795 | 154.6117 | 188.0238 | 213.0911 | 207.0261 | 224.5477 | 240.8876 | 251.4212 | 271.9027
VIC | Medium Storage | 0 | 0 | 0 | 0 | 0 | 0 | 0 | 601.2077 | 782.3133 | 805.8206 | 1521.7234 | 2488.0824 | 2264.2115 | 2268.5399 | 2799.9276 | 2914.5573 | 2990.4309 | 2791.8837 | 2776.2847 | 2721.6333 | 2913.5035
VIC | Deep Storage | 0 | 0 | 0 | 0 | 0 | 0 | 0 | 0 | 0 | 0 | 0 | 0 | 0 | 57.8102 | 53.8917 | 56.1578 | 567.1624 | 732.0409 | 944.7088 | 887.5598 | 1419.9758
VIC | Behind the Meter Storage | 45.6645 | 54.6954 | 66.4458 | 81.4292 | 93.4683 | 105.7173 | 116.7378 | 124.2719 | 142.705 | 153.7022 | 154.031 | 160.8358 | 166.9423 | 183.8204 | 208.5421 | 235.3066 | 259.416 | 281.7409 | 304.3651 | 325.1451 | 339.6403
Total Storage Generation |  | 64.1085 | 91.52 | 104.3291 | 133.0475 | 152.7543 | 159.7531 | 199.4241 | 799.4256 | 1043.4011 | 1091.1728 | 1812.5473 | 2798.5177 | 2568.4334 | 2664.7822 | 3250.3852 | 3419.1128 | 4024.0354 | 4030.2131 | 4266.2462 | 4185.7594 | 4945.0223
Region | Technology | 2022 | 2023 | 2024 | 2025 | 2026 | 2027 | 2028 | 2029 | 2030 | 2031 | 2032 | 2033 | 2034 | 2035 | 2036 | 2037 | 2038 | 2039 | 2040 | 2041 | 2042
SA | Shallow Storage | 74.8215 | 91.4763 | 94.4608 | 99.0604 | 102.1814 | 103.728 | 111.2825 | 106.0735 | 115.0684 | 208.7273 | 323.8525 | 321.6174 | 316.9339 | 466.3749 | 468.467 | 466.3244 | 457.2524 | 456.4289 | 468.8928 | 457.2887 | 469.8618
SA | Medium Storage | 0 | 0 | 0 | 0 | 0 | 0 | 0 | 0 | 0 | 0 | 0.4894 | 0.48987 | 0.4665 | 0.46424 | 887.319 | 939.2124 | 917.3653 | 899.9345 | 924.364 | 892.242 | 913.3448
SA | Deep Storage | 0 | 0 | 0 | 0 | 0 | 0 | 0 | 0 | 0 | 0 | 0 | 0 | 0 | 0 | 0 | 0 | 0 | 0 | 0 | 0 | 0
SA | Behind the Meter Storage | 99.7285 | 99.1403 | 100.538 | 98.5405 | 91.7342 | 88.549 | 87.1752 | 83.5907 | 83.7598 | 83.1008 | 81.5113 | 80.4158 | 79.6424 | 81.4403 | 84.9621 | 91.3048 | 98.9494 | 104.7718 | 112.3235 | 117.0965 | 120.3568
Total Storage Generation |  | 174.55 | 190.6166 | 194.9988 | 197.6009 | 193.9157 | 192.277 | 198.4577 | 189.6642 | 198.8282 | 291.8281 | 405.8532 | 402.5231 | 397.0428 | 548.2794 | 1440.7481 | 1496.8415 | 1473.5672 | 1461.1352 | 1505.5803 | 1466.6273 | 1503.5634
Region | Technology | 2022 | 2023 | 2024 | 2025 | 2026 | 2027 | 2028 | 2029 | 2030 | 2031 | 2032 | 2033 | 2034 | 2035 | 2036 | 2037 | 2038 | 2039 | 2040 | 2041 | 2042
TAS | Shallow Storage | 0.44118 | 0.048643 | 0.34197 | 0.71048 | 0.55276 | 1.4421 | 0.52156 | 1.7796 | 0.7501 | 2.8917 | 2.94 | 5.7259 | 5.3391 | 5.1509 | 5.3195 | 3.0336 | 8.3038 | 4.9085 | 6.4344 | 9.6042 | 5.2031
TAS | Medium Storage | 0 | 0 | 0 | 0 | 0 | 0 | 0 | 0 | 0 | 0 | 0 | 0 | 0 | 0 | 0 | 0 | 0 | 0 | 0 | 0 | 0
TAS | Deep Storage | 0 | 0 | 0 | 0 | 0 | 0 | 0 | 0 | 0 | 0 | 0 | 0 | 0 | 0 | 0 | 0 | 0 | 0 | 0 | 0 | 0
TAS | Behind the Meter Storage | 5.9386 | 6.9452 | 7.9943 | 9.4704 | 10.4603 | 11.4605 | 12.3846 | 12.934 | 14.8574 | 15.7476 | 15.4769 | 15.9743 | 16.241 | 17.6596 | 19.6042 | 21.9116 | 23.8967 | 25.4354 | 27.4005 | 28.6482 | 29.2415
Total Storage Generation |  | 6.3798 | 6.9939 | 8.3363 | 10.1809 | 11.013 | 12.9026 | 12.9062 | 14.7137 | 15.6075 | 18.6393 | 18.4168 | 21.7002 | 21.5801 | 22.8105 | 24.9236 | 24.9452 | 32.2005 | 30.3439 | 33.835 | 38.2525 | 34.4445

## StorageGeneration_2
Generation by Storage (GWh) - Central with updated demand (DP4)
Capacity calculated on 1 July. Years are financial year ending. Existing and new storages are group according to depth. For storage depth classifications, please refer to the 2020 ISP report.
Region | Technology | 2022 | 2023 | 2024 | 2025 | 2026 | 2027 | 2028 | 2029 | 2030 | 2031 | 2032 | 2033 | 2034 | 2035 | 2036 | 2037 | 2038 | 2039 | 2040 | 2041 | 2042
NEM | Shallow Storage | 129.1753 | 163.2717 | 157.7505 | 183.254 | 233.3981 | 286.1707 | 324.3912 | 370.7838 | 439.6255 | 531.4908 | 518.8486 | 624.6709 | 859.1709 | 1137.4694 | 1544.6953 | 1635.6524 | 1670.6117 | 2374.3684 | 2443.296 | 2484.6214 | 3712.6387
NEM | Medium Storage | 11.5677 | 32.6116 | 34.6896 | 93.8425 | 35.0513 | 63.2355 | 148.0625 | 137.7793 | 193.3579 | 323.2424 | 268.3334 | 895.1569 | 1420.4657 | 2052.1497 | 7306.0221 | 7590.2425 | 8588.5499 | 8287.9857 | 8346.0055 | 9265.4696 | 9401.9782
NEM | Deep Storage | 0 | 0 | 0 | 131.8923 | 651.812 | 1119.3291 | 1380.9767 | 722.5747 | 596.7528 | 1979.0217 | 923.7404 | 3206.0122 | 3337.2102 | 3312.6665 | 3254.5905 | 3128.8674 | 3725.7196 | 4211.5003 | 3646.2499 | 4185.0044 | 4502.4934
NEM | Behind the Meter Storage | 307.8815 | 349.5679 | 405.8046 | 466.0259 | 512.881 | 557.6824 | 589.0446 | 618.9552 | 689.9672 | 735.5756 | 736.7638 | 751.0907 | 775.1096 | 827.3416 | 915.6105 | 1017.6304 | 1099.4949 | 1182.6554 | 1259.4802 | 1340.918 | 1398.4534
Total Storage Generation |  | 448.6245 | 545.4512 | 598.2446 | 875.0148 | 1433.1425 | 2026.4178 | 2442.475 | 1850.0929 | 1919.7035 | 3569.3306 | 2447.6862 | 5476.9307 | 6391.9564 | 7329.6272 | 13020.9184 | 13372.3927 | 15084.376 | 16056.5098 | 15695.0317 | 17276.0133 | 19015.5637
Region | Technology | 2022 | 2023 | 2024 | 2025 | 2026 | 2027 | 2028 | 2029 | 2030 | 2031 | 2032 | 2033 | 2034 | 2035 | 2036 | 2037 | 2038 | 2039 | 2040 | 2041 | 2042
NSW | Shallow Storage | 24.7413 | 25.3018 | 14.4239 | 36.5839 | 55.5319 | 77.0616 | 94.137 | 114.3058 | 134.4192 | 191.8102 | 182.1664 | 228.2624 | 452.355 | 472.1894 | 595.5328 | 630.8911 | 649.1375 | 667.647 | 705.0653 | 719.2519 | 738.2194
NSW | Medium Storage | 4.6454 | 6.4376 | 6.337 | 30.2938 | 3.8052 | 20.2674 | 34.5958 | 15.27 | 14.6773 | 29.8694 | 38.8548 | 384.9661 | 759.4769 | 1334.0894 | 4466.4539 | 4462.876 | 4591.1013 | 4668.0914 | 4600.7073 | 5052.1052 | 5161.1179
NSW | Deep Storage | 0 | 0 | 0 | 131.8923 | 651.812 | 1119.3291 | 1380.9767 | 722.5747 | 596.7528 | 1979.0217 | 923.7404 | 2911.0102 | 3034.3987 | 3025.6184 | 2987.1671 | 2867.7828 | 3075.1617 | 3276.2007 | 2710.2936 | 2974.4548 | 3286.6882
NSW | Behind the Meter Storage | 107.7652 | 129.1563 | 157.8533 | 188.5235 | 214.1412 | 236.8803 | 249.0902 | 265.3246 | 298.6179 | 318.9155 | 321.2268 | 325.5928 | 337.0477 | 357.798 | 396.898 | 439.5639 | 469.7602 | 503.9533 | 532.0632 | 563.0129 | 586.9408
Total Storage Generation |  | 137.1519 | 160.8958 | 178.6142 | 387.2935 | 925.2904 | 1453.5384 | 1758.7997 | 1117.475 | 1044.4672 | 2519.6168 | 1465.9885 | 3849.8315 | 4583.2783 | 5189.6952 | 8446.0518 | 8401.1139 | 8785.1607 | 9115.8924 | 8548.1294 | 9308.8248 | 9772.9664
Region | Technology | 2022 | 2023 | 2024 | 2025 | 2026 | 2027 | 2028 | 2029 | 2030 | 2031 | 2032 | 2033 | 2034 | 2035 | 2036 | 2037 | 2038 | 2039 | 2040 | 2041 | 2042
QLD | Shallow Storage | 11.0149 | 11.6269 | 11.9371 | 19.3592 | 28.1683 | 35.6546 | 49.7323 | 64.9332 | 95.9996 | 88.4642 | 96.0646 | 107.0271 | 117.8494 | 133.023 | 341.9304 | 354.8622 | 366.1741 | 823.9555 | 844.4906 | 850.3129 | 871.183
QLD | Medium Storage | 6.9223 | 26.1741 | 28.3525 | 63.5488 | 31.2461 | 42.9681 | 113.4667 | 122.5093 | 178.6807 | 293.373 | 229.4786 | 510.1908 | 660.9888 | 718.0603 | 2803.4733 | 2814.2577 | 2814.8348 | 2457.8092 | 2584.674 | 3055.2751 | 3098.2019
QLD | Deep Storage | 0 | 0 | 0 | 0 | 0 | 0 | 0 | 0 | 0 | 0 | 0 | 0 | 0 | 0 | 0 | 0 | 360.5971 | 691.3071 | 710.9722 | 725.974 | 759.1268
QLD | Behind the Meter Storage | 48.7846 | 59.6306 | 72.973 | 88.0623 | 103.077 | 115.0753 | 123.6567 | 132.834 | 150.027 | 164.1096 | 164.5179 | 168.272 | 175.2361 | 186.6232 | 205.6042 | 229.5435 | 247.4726 | 266.7541 | 283.3279 | 307.0152 | 322.2739
Total Storage Generation |  | 66.7218 | 97.4317 | 113.2627 | 170.9703 | 162.4914 | 193.698 | 286.8557 | 320.2765 | 424.7074 | 545.9468 | 490.0611 | 785.4899 | 954.0744 | 1037.7066 | 3351.0079 | 3398.6634 | 3789.0785 | 4239.8259 | 4423.4647 | 4938.5772 | 5050.7856
Region | Technology | 2022 | 2023 | 2024 | 2025 | 2026 | 2027 | 2028 | 2029 | 2030 | 2031 | 2032 | 2033 | 2034 | 2035 | 2036 | 2037 | 2038 | 2039 | 2040 | 2041 | 2042
VIC | Shallow Storage | 18.5563 | 36.8106 | 36.2659 | 44.2959 | 58.5152 | 71.6271 | 80.151 | 83.1042 | 103.9269 | 127.4599 | 123.8693 | 153.0254 | 146.7865 | 166.4052 | 190.7705 | 214.8121 | 224.9655 | 458.069 | 464.8673 | 475.8259 | 1384.0502
VIC | Medium Storage | 0 | 0 | 0 | 0 | 0 | 0 | 0 | 0 | 0 | 0 | 0 | 0 | 0 | 0 | 0 | 0 | 0 | 0 | 0 | 0 | 0
VIC | Deep Storage | 0 | 0 | 0 | 0 | 0 | 0 | 0 | 0 | 0 | 0 | 0 | 0 | 0 | 0 | 0 | 0 | 0 | 0 | 0 | 0 | 0
VIC | Behind the Meter Storage | 45.6645 | 54.6954 | 66.4458 | 81.4292 | 93.4683 | 105.7173 | 116.7378 | 124.2719 | 142.705 | 153.7022 | 154.031 | 160.8358 | 166.9423 | 183.8204 | 208.5421 | 235.3066 | 259.416 | 281.7409 | 304.3651 | 325.1451 | 339.6403
Total Storage Generation |  | 64.2209 | 91.506 | 102.7117 | 125.7251 | 151.9835 | 177.3444 | 196.8888 | 207.376 | 246.6319 | 281.1621 | 277.9003 | 313.8612 | 313.7289 | 350.2256 | 399.3126 | 450.1187 | 484.3815 | 739.8099 | 769.2324 | 800.971 | 1723.6904
Region | Technology | 2022 | 2023 | 2024 | 2025 | 2026 | 2027 | 2028 | 2029 | 2030 | 2031 | 2032 | 2033 | 2034 | 2035 | 2036 | 2037 | 2038 | 2039 | 2040 | 2041 | 2042
SA | Shallow Storage | 74.4216 | 89.4677 | 94.7817 | 81.981 | 90.1576 | 100.3605 | 100.0931 | 102.9933 | 98.1255 | 114.7763 | 107.7262 | 125.0245 | 129.6692 | 351.7762 | 401.1122 | 417.7285 | 412.2011 | 407.5327 | 410.3949 | 418.4432 | 698.1983
SA | Medium Storage | 0 | 0 | 0 | 0 | 0 | 0 | 0 | 0 | 0 | 0 | 0 | 0 | 0 | 0 | 36.0949 | 313.1088 | 1182.6138 | 1162.0851 | 1160.6242 | 1158.0893 | 1142.6583
SA | Deep Storage | 0 | 0 | 0 | 0 | 0 | 0 | 0 | 0 | 0 | 0 | 0 | 0 | 0 | 0 | 0 | 0 | 0 | 0 | 0 | 0 | 0
SA | Behind the Meter Storage | 99.7285 | 99.1403 | 100.538 | 98.5405 | 91.7342 | 88.549 | 87.1752 | 83.5907 | 83.7598 | 83.1008 | 81.5113 | 80.4158 | 79.6424 | 81.4403 | 84.9621 | 91.3048 | 98.9494 | 104.7718 | 112.3235 | 117.0965 | 120.3568
Total Storage Generation |  | 174.1501 | 188.608 | 195.3197 | 180.5215 | 181.8918 | 188.9095 | 187.2684 | 186.5841 | 181.8853 | 197.8771 | 189.2374 | 205.4404 | 209.3116 | 433.2165 | 522.1692 | 822.1421 | 1693.7643 | 1674.3896 | 1683.3427 | 1693.6289 | 1961.2134
Region | Technology | 2022 | 2023 | 2024 | 2025 | 2026 | 2027 | 2028 | 2029 | 2030 | 2031 | 2032 | 2033 | 2034 | 2035 | 2036 | 2037 | 2038 | 2039 | 2040 | 2041 | 2042
TAS | Shallow Storage | 0.44118 | 0.064611 | 0.34197 | 1.034 | 1.0251 | 1.467 | 0.27782 | 5.4473 | 7.1543 | 8.9803 | 9.0221 | 11.3315 | 12.5108 | 14.0755 | 15.3494 | 17.3585 | 18.1335 | 17.1642 | 18.4778 | 20.7875 | 20.9879
TAS | Medium Storage | 0 | 0 | 0 | 0 | 0 | 0 | 0 | 0 | 0 | 0 | 0 | 0 | 0 | 0 | 0 | 0 | 0 | 0 | 0 | 0 | 0
TAS | Deep Storage | 0 | 0 | 0 | 0 | 0 | 0 | 0 | 0 | 0 | 0 | 0 | 295.0019 | 302.8114 | 287.0481 | 267.4234 | 261.0846 | 289.9608 | 243.9924 | 224.9841 | 484.5756 | 456.6784
TAS | Behind the Meter Storage | 5.9386 | 6.9452 | 7.9943 | 9.4704 | 10.4603 | 11.4605 | 12.3846 | 12.934 | 14.8574 | 15.7476 | 15.4769 | 15.9743 | 16.241 | 17.6596 | 19.6042 | 21.9116 | 23.8967 | 25.4354 | 27.4005 | 28.6482 | 29.2415
Total Storage Generation |  | 6.3798 | 7.0098 | 8.3363 | 10.5044 | 11.4854 | 12.9274 | 12.6624 | 18.3814 | 22.0117 | 24.7279 | 24.499 | 322.3077 | 331.5633 | 318.7833 | 302.3769 | 300.3548 | 331.9911 | 286.592 | 270.8624 | 534.0114 | 506.9078

## DispatchableCapacity_1
Dispatchable Capacity built (MW) - Central with updated demand (Counterfactual)
Capacity calculated on 1 July. Years are financial year ending. Capacity built in 2022 includes all capacity built since 2019-20. For storage depth classifications, please refer to the 2020 ISP report.
Region | Technology | 2022 | 2023 | 2024 | 2025 | 2026 | 2027 | 2028 | 2029 | 2030 | 2031 | 2032 | 2033 | 2034 | 2035 | 2036 | 2037 | 2038 | 2039 | 2040 | 2041 | 2042
NEM | CCGT | 0 | 0 | 0 | 0 | 0 | 0 | 0 | 0 | 0 | 0 | 0 | 0 | 0 | 0 | 0 | 0 | 0 | 0 | 0 | 0 | 0
NEM | Peaking Gas+Liquids | 0 | 0 | 23.5506 | 562.2211 | 562.2211 | 562.2211 | 562.2211 | 562.2211 | 1701.885 | 1701.885 | 1701.885 | 3691.9562 | 3691.9562 | 4041.4248 | 5427.3004 | 6172.0575 | 7936.9988 | 8415.6703 | 8557.8571 | 8557.8571 | 9534.0439
NEM | Hydro | 0 | 0 | 0 | 0 | 0 | 0 | 0 | 0 | 0 | 0 | 0 | 0 | 0 | 0 | 0 | 0 | 0 | 0 | 0 | 0 | 0
NEM | Shallow Storage | 40.9056 | 40.8853 | 41.068 | 91.75 | 150.1542 | 210.2265 | 278.3497 | 351.9596 | 497.0997 | 705.5409 | 990.8203 | 1059.2948 | 1594.8165 | 2033.3784 | 2399.2312 | 2944.8896 | 3034.3319 | 3139.5423 | 3258.7031 | 3322.7781 | 3382.5849
NEM | Medium Storage | 0 | 20 | 20 | 20 | 20 | 20 | 20 | 1036.2419 | 1102.8195 | 1102.8195 | 1442.0469 | 1837.4949 | 2138.2729 | 2653.5761 | 5117.2469 | 5263.791 | 5467.2022 | 5467.2022 | 5467.2022 | 5467.2022 | 5467.2022
NEM | Deep Storage | 0 | 0 | 0 | 2040 | 2040 | 2040 | 2040 | 2040 | 2040 | 2040 | 2040 | 2040 | 2040 | 2065.0132 | 2065.0132 | 2065.0132 | 2313.1906 | 2421.3057 | 2512.3371 | 2512.3371 | 2724.3741
NEM | DSP | -60.5153 | -18.6013 | 21.0437 | 62.3669 | 99.7107 | 141.2117 | 181.2106 | 226.8478 | 270.7193 | 314.3543 | 360.4223 | 402.7307 | 445.2893 | 493.6971 | 538.3017 | 588.4874 | 640.1664 | 689.3242 | 744.1184 | 797.0466 | 849.864
NEM | New Interconnectors | 0 | 185 | 185 | 185 | 185 | 185 | 185 | 185 | 185 | 185 | 185 | 185 | 185 | 185 | 185 | 185 | 185 | 185 | 185 | 185 | 185
NEM | Retired Dispatchable | 0 | 740 | 2420 | 2420 | 2420 | 2420 | 2420 | 3505 | 5175 | 5937.5 | 6312.5 | 9801.84 | 10318.84 | 10480.84 | 15830.84 | 16530.84 | 18296.24 | 18296.24 | 19379.64 | 19499.64 | 19499.64
Total Dispatchable Capacity Built |  | -19.6098 | 42.284 | 105.6623 | 2776.338 | 2872.086 | 2973.6593 | 3081.7813 | 4217.2704 | 5612.5234 | 5864.5996 | 6535.1744 | 9031.4766 | 9910.3348 | 11287.0896 | 15547.0935 | 17034.2387 | 19391.8899 | 20133.0446 | 20540.2179 | 20657.2211 | 21958.0691
Region | Technology | 2022 | 2023 | 2024 | 2025 | 2026 | 2027 | 2028 | 2029 | 2030 | 2031 | 2032 | 2033 | 2034 | 2035 | 2036 | 2037 | 2038 | 2039 | 2040 | 2041 | 2042
NSW | CCGT | 0 | 0 | 0 | 0 | 0 | 0 | 0 | 0 | 0 | 0 | 0 | 0 | 0 | 0 | 0 | 0 | 0 | 0 | 0 | 0 | 0
NSW | Peaking Gas+Liquids | 0 | 0 | 23.5506 | 269.3836 | 269.3836 | 269.3836 | 269.3836 | 269.3836 | 1409.0475 | 1409.0475 | 1409.0475 | 3399.1187 | 3399.1187 | 3748.5873 | 5134.463 | 5879.2201 | 5879.2201 | 5932.038 | 6074.2248 | 6074.2248 | 7050.4116
NSW | Hydro | 0 | 0 | 0 | 0 | 0 | 0 | 0 | 0 | 0 | 0 | 0 | 0 | 0 | 0 | 0 | 0 | 0 | 0 | 0 | 0 | 0
NSW | Shallow Storage | 13.1237 | 15.3282 | 17.1098 | 39.7518 | 65.3895 | 91.6231 | 121.5123 | 155.0804 | 220.5264 | 237.1549 | 263.3857 | 292.6501 | 688.3311 | 731.4968 | 789.8757 | 824.1717 | 861.2758 | 903.9468 | 951.5196 | 976.0348 | 998.784
NSW | Medium Storage | 0 | 0 | 0 | 0 | 0 | 0 | 0 | 221.4651 | 288.0426 | 288.0426 | 288.0426 | 288.0426 | 477.747 | 642.9992 | 642.9992 | 642.9992 | 642.9992 | 642.9992 | 642.9992 | 642.9992 | 642.9992
NSW | Deep Storage | 0 | 0 | 0 | 2040 | 2040 | 2040 | 2040 | 2040 | 2040 | 2040 | 2040 | 2040 | 2040 | 2040 | 2040 | 2040 | 2040 | 2040 | 2040 | 2040 | 2040
NSW | DSP | 15.7302 | 32.5017 | 48.3064 | 64.336 | 79.3571 | 96.5223 | 112.0543 | 131.4414 | 150.5457 | 168.0659 | 186.2718 | 204.3669 | 222.1747 | 243.944 | 260.9801 | 280.9968 | 302.4739 | 324.9815 | 345.6616 | 367.4786 | 388.3522
NSW | New Interconnectors | 0 | 185 | 185 | 185 | 185 | 185 | 185 | 185 | 185 | 185 | 185 | 185 | 185 | 185 | 185 | 185 | 185 | 185 | 185 | 185 | 185
NSW | Retired Dispatchable | 0 | 500 | 2000 | 2000 | 2000 | 2000 | 2000 | 2000 | 3320 | 3320 | 3320 | 6200 | 6200 | 6200 | 8990 | 8990 | 8990 | 8990 | 8990 | 8990 | 8990
Total Dispatchable Capacity Built |  | 28.8539 | 47.8299 | 88.9668 | 2413.4715 | 2454.1303 | 2497.529 | 2542.9502 | 2817.3706 | 4108.1622 | 4142.311 | 4186.7476 | 6224.1783 | 6827.3715 | 7407.0273 | 8868.3179 | 9667.3877 | 9725.969 | 9843.9655 | 10054.4053 | 10100.7374 | 11120.547
Region | Technology | 2022 | 2023 | 2024 | 2025 | 2026 | 2027 | 2028 | 2029 | 2030 | 2031 | 2032 | 2033 | 2034 | 2035 | 2036 | 2037 | 2038 | 2039 | 2040 | 2041 | 2042
QLD | CCGT | 0 | 0 | 0 | 0 | 0 | 0 | 0 | 0 | 0 | 0 | 0 | 0 | 0 | 0 | 0 | 0 | 0 | 0 | 0 | 0 | 0
QLD | Peaking Gas+Liquids | 0 | 0 | 0 | 0 | 0 | 0 | 0 | 0 | 0 | 0 | 0 | 0 | 0 | 0 | 0 | 0 | 1198.8338 | 1624.6873 | 1624.6873 | 1624.6873 | 1624.6873
QLD | Hydro | 0 | 0 | 0 | 0 | 0 | 0 | 0 | 0 | 0 | 0 | 0 | 0 | 0 | 0 | 0 | 0 | 0 | 0 | 0 | 0 | 0
QLD | Shallow Storage | 5.9759 | 7.0562 | 7.7281 | 17.9454 | 30.3205 | 42.4528 | 57.3086 | 73.4554 | 105.8394 | 114.7712 | 126.4412 | 140.7102 | 259.4499 | 279.835 | 531.9945 | 1012.494 | 1030.7073 | 1054.2832 | 1081.869 | 1097.047 | 1111.6299
QLD | Medium Storage | 0 | 20 | 20 | 20 | 20 | 20 | 20 | 20 | 20 | 20 | 20 | 20 | 131.0736 | 455.4031 | 1533.7367 | 1680.2808 | 1767.0935 | 1767.0935 | 1767.0935 | 1767.0935 | 1767.0935
QLD | Deep Storage | 0 | 0 | 0 | 0 | 0 | 0 | 0 | 0 | 0 | 0 | 0 | 0 | 0 | 0 | 0 | 0 | 0 | 0 | 0 | 0 | 0
QLD | DSP | 6.9365 | 15.2808 | 22.4934 | 29.318 | 36.1662 | 43.2405 | 52.0302 | 59.3168 | 66.3065 | 73.5643 | 82.1454 | 89.5503 | 97.6823 | 105.748 | 115.2599 | 123.2931 | 132.6669 | 140.8865 | 151.6667 | 160.8369 | 169.3653
QLD | New Interconnectors | 0 | 185 | 185 | 185 | 185 | 185 | 185 | 185 | 185 | 185 | 185 | 185 | 185 | 185 | 185 | 185 | 185 | 185 | 185 | 185 | 185
QLD | Retired Dispatchable | 0 | 0 | 0 | 0 | 0 | 0 | 0 | 1085 | 1085 | 1085 | 1085 | 1085 | 1377 | 1494 | 3174 | 3874 | 5110.4 | 5110.4 | 5253.8 | 5253.8 | 5253.8
Total Dispatchable Capacity Built |  | 12.9124 | 42.337 | 50.2215 | 67.2634 | 86.4867 | 105.6933 | 129.3388 | 152.7722 | 192.146 | 208.3355 | 228.5866 | 250.2605 | 488.2058 | 840.9861 | 2180.9911 | 2816.0679 | 4129.3014 | 4586.9505 | 4625.3165 | 4649.6646 | 4672.7759
Region | Technology | 2022 | 2023 | 2024 | 2025 | 2026 | 2027 | 2028 | 2029 | 2030 | 2031 | 2032 | 2033 | 2034 | 2035 | 2036 | 2037 | 2038 | 2039 | 2040 | 2041 | 2042
VIC | CCGT | 0 | 0 | 0 | 0 | 0 | 0 | 0 | 0 | 0 | 0 | 0 | 0 | 0 | 0 | 0 | 0 | 0 | 0 | 0 | 0 | 0
VIC | Peaking Gas+Liquids | 0 | 0 | 0 | 0 | 0 | 0 | 0 | 0 | 0 | 0 | 0 | 0 | 0 | 0 | 0 | 0 | 0 | 0 | 0 | 0 | 0
VIC | Hydro | 0 | 0 | 0 | 0 | 0 | 0 | 0 | 0 | 0 | 0 | 0 | 0 | 0 | 0 | 0 | 0 | 0 | 0 | 0 | 0 | 0
VIC | Shallow Storage | 5.003 | 5.8262 | 7.0038 | 18.1461 | 31.5177 | 46.1123 | 62.2375 | 79.0377 | 114.7207 | 125.8632 | 138.6276 | 157.8644 | 173.9397 | 207.0166 | 249.8102 | 272.8648 | 298.5371 | 327.6942 | 360.5551 | 380.0624 | 397.7968
VIC | Medium Storage | 0 | 0 | 0 | 0 | 0 | 0 | 0 | 794.7768 | 794.7768 | 794.7768 | 1133.5171 | 1528.9651 | 1528.9651 | 1554.6865 | 1908.3534 | 1908.3534 | 1994.7768 | 1994.7768 | 1994.7768 | 1994.7768 | 1994.7768
VIC | Deep Storage | 0 | 0 | 0 | 0 | 0 | 0 | 0 | 0 | 0 | 0 | 0 | 0 | 0 | 25.0132 | 25.0132 | 25.0132 | 273.1906 | 381.3057 | 472.3371 | 472.3371 | 684.3741
VIC | DSP | -87.252 | -75.0476 | -62.7513 | -48.5954 | -37.3091 | -24.5417 | -12.0141 | 1.9026 | 14.4257 | 28.6294 | 42.8732 | 55.1986 | 68.2066 | 81.8102 | 95.6959 | 112.3603 | 127.6146 | 141.5245 | 160.0426 | 177.1703 | 194.3613
VIC | New Interconnectors | 0 | 0 | 0 | 0 | 0 | 0 | 0 | 0 | 0 | 0 | 0 | 0 | 0 | 0 | 0 | 0 | 0 | 0 | 0 | 0 | 0
VIC | Retired Dispatchable | 0 | 0 | 0 | 0 | 0 | 0 | 0 | 0 | 350 | 700 | 1075 | 1450 | 1675 | 1695 | 1695 | 1695 | 1695 | 1695 | 2635 | 2635 | 2635
Total Dispatchable Capacity Built |  | -82.2491 | -69.2214 | -55.7475 | -30.4493 | -5.7914 | 21.5707 | 50.2234 | 875.7172 | 923.9233 | 949.2694 | 1315.0179 | 1742.0282 | 1771.1114 | 1868.5264 | 2278.8727 | 2318.5917 | 2694.1191 | 2845.3012 | 2987.7117 | 3024.3467 | 3271.309
Region | Technology | 2022 | 2023 | 2024 | 2025 | 2026 | 2027 | 2028 | 2029 | 2030 | 2031 | 2032 | 2033 | 2034 | 2035 | 2036 | 2037 | 2038 | 2039 | 2040 | 2041 | 2042
SA | CCGT | 0 | 0 | 0 | 0 | 0 | 0 | 0 | 0 | 0 | 0 | 0 | 0 | 0 | 0 | 0 | 0 | 0 | 0 | 0 | 0 | 0
SA | Peaking Gas+Liquids | 0 | 0 | 0 | 292.8374 | 292.8374 | 292.8374 | 292.8374 | 292.8374 | 292.8374 | 292.8374 | 292.8374 | 292.8374 | 292.8374 | 292.8374 | 292.8374 | 292.8374 | 858.945 | 858.945 | 858.945 | 858.945 | 858.945
SA | Hydro | 0 | 0 | 0 | 0 | 0 | 0 | 0 | 0 | 0 | 0 | 0 | 0 | 0 | 0 | 0 | 0 | 0 | 0 | 0 | 0 | 0
SA | Shallow Storage | 16.2629 | 12.0878 | 8.6288 | 14.1805 | 19.9668 | 25.8039 | 31.6066 | 37.1874 | 45.5742 | 216.5094 | 450.0646 | 454.055 | 457.8603 | 797.165 | 806.3337 | 812.3942 | 819.0161 | 826.7907 | 835.7136 | 839.6113 | 843.4878
SA | Medium Storage | 0 | 0 | 0 | 0 | 0 | 0 | 0 | 0 | 0 | 0 | 0.4872 | 0.4872 | 0.4872 | 0.4872 | 1032.1575 | 1032.1575 | 1062.3326 | 1062.3326 | 1062.3326 | 1062.3326 | 1062.3326
SA | Deep Storage | 0 | 0 | 0 | 0 | 0 | 0 | 0 | 0 | 0 | 0 | 0 | 0 | 0 | 0 | 0 | 0 | 0 | 0 | 0 | 0 | 0
SA | DSP | 4.0459 | 8.3802 | 12.5342 | 16.736 | 20.835 | 25.1357 | 28.8248 | 33.1865 | 37.8227 | 42.3344 | 47.2175 | 51.605 | 55.0612 | 59.8704 | 64.1221 | 69.4088 | 74.7443 | 79.0687 | 83.6512 | 88.3324 | 94.2625
SA | New Interconnectors | 0 | 0 | 0 | 0 | 0 | 0 | 0 | 0 | 0 | 0 | 0 | 0 | 0 | 0 | 0 | 0 | 0 | 0 | 0 | 0 | 0
SA | Retired Dispatchable | 0 | 240 | 420 | 420 | 420 | 420 | 420 | 420 | 420 | 832.5 | 832.5 | 1066.84 | 1066.84 | 1091.84 | 1971.84 | 1971.84 | 2500.84 | 2500.84 | 2500.84 | 2500.84 | 2500.84
Total Dispatchable Capacity Built |  | 20.3088 | 20.4681 | 21.1631 | 323.754 | 333.6393 | 343.7771 | 353.2688 | 363.2113 | 376.2344 | 551.6813 | 790.6067 | 798.9847 | 806.2461 | 1150.36 | 2195.4508 | 2206.798 | 2815.038 | 2827.137 | 2840.6424 | 2849.2212 | 2859.0279
Region | Technology | 2022 | 2023 | 2024 | 2025 | 2026 | 2027 | 2028 | 2029 | 2030 | 2031 | 2032 | 2033 | 2034 | 2035 | 2036 | 2037 | 2038 | 2039 | 2040 | 2041 | 2042
TAS | CCGT | 0 | 0 | 0 | 0 | 0 | 0 | 0 | 0 | 0 | 0 | 0 | 0 | 0 | 0 | 0 | 0 | 0 | 0 | 0 | 0 | 0
TAS | Peaking Gas+Liquids | 0 | 0 | 0 | 0 | 0 | 0 | 0 | 0 | 0 | 0 | 0 | 0 | 0 | 0 | 0 | 0 | 0 | 0 | 0 | 0 | 0
TAS | Hydro | 0 | 0 | 0 | 0 | 0 | 0 | 0 | 0 | 0 | 0 | 0 | 0 | 0 | 0 | 0 | 0 | 0 | 0 | 0 | 0 | 0
TAS | Shallow Storage | 0.54014 | 0.58687 | 0.59745 | 1.7262 | 2.9596 | 4.2343 | 5.6846 | 7.1986 | 10.439 | 11.2421 | 12.3012 | 14.015 | 15.2355 | 17.865 | 21.2172 | 22.9649 | 24.7955 | 26.8274 | 29.0459 | 30.0227 | 30.8864
TAS | Medium Storage | 0 | 0 | 0 | 0 | 0 | 0 | 0 | 0 | 0 | 0 | 0 | 0 | 0 | 0 | 0 | 0 | 0 | 0 | 0 | 0 | 0
TAS | Deep Storage | 0 | 0 | 0 | 0 | 0 | 0 | 0 | 0 | 0 | 0 | 0 | 0 | 0 | 0 | 0 | 0 | 0 | 0 | 0 | 0 | 0
TAS | DSP | 0.024008 | 0.28353 | 0.46102 | 0.57228 | 0.66143 | 0.85484 | 0.31543 | 1.0004 | 1.6186 | 1.7602 | 1.9143 | 2.0099 | 2.1645 | 2.3246 | 2.2436 | 2.4285 | 2.6668 | 2.863 | 3.0963 | 3.2284 | 3.5228
TAS | New Interconnectors | 0 | 0 | 0 | 0 | 0 | 0 | 0 | 0 | 0 | 0 | 0 | 0 | 0 | 0 | 0 | 0 | 0 | 0 | 0 | 0 | 0
TAS | Retired Dispatchable | 0 | 0 | 0 | 0 | 0 | 0 | 0 | 0 | 0 | 0 | 0 | 0 | 0 | 0 | 0 | 0 | 0 | 0 | 0 | 120 | 120
Total Dispatchable Capacity Built |  | 0.56415 | 0.8704 | 1.0585 | 2.2985 | 3.621 | 5.0892 | 6 | 8.199 | 12.0576 | 13.0023 | 14.2156 | 16.0249 | 17.4 | 20.1897 | 23.4609 | 25.3934 | 27.4623 | 29.6904 | 32.1421 | 33.2511 | 34.4092

## DispatchableCapacity_2
Dispatchable Capacity built (MW) - Central with updated demand (DP4)
Capacity calculated on 1 July. Years are financial year ending. Capacity built in 2022 includes all capacity built since 2019-20. For storage depth classifications, please refer to the 2020 ISP report.
Region | Technology | 2022 | 2023 | 2024 | 2025 | 2026 | 2027 | 2028 | 2029 | 2030 | 2031 | 2032 | 2033 | 2034 | 2035 | 2036 | 2037 | 2038 | 2039 | 2040 | 2041 | 2042
NEM | CCGT | 0 | 0 | 0 | 0 | 0 | 0 | 0 | 0 | 0 | 0 | 0 | 0 | 0 | 0 | 0 | 0 | 0 | 0 | 0 | 0 | 0
NEM | Peaking Gas+Liquids | 0 | 0 | 0 | 38.6125 | 38.6125 | 38.6125 | 38.6125 | 38.6125 | 38.6125 | 38.6125 | 38.6125 | 38.6125 | 38.6125 | 38.6125 | 38.6125 | 38.6125 | 38.6125 | 429.0967 | 429.0967 | 429.0967 | 429.0967
NEM | Hydro | 0 | 0 | 0 | 0 | 0 | 0 | 0 | 390 | 390 | 390 | 390 | 390 | 390 | 390 | 390 | 390 | 390 | 390 | 390 | 390 | 390
NEM | Shallow Storage | 40.9056 | 40.8853 | 41.068 | 91.75 | 150.1542 | 210.2265 | 278.3497 | 351.9596 | 497.0997 | 539.3862 | 595.0511 | 663.5256 | 1099.166 | 1649.0601 | 2422.2722 | 2509.2154 | 2598.6577 | 3967.2571 | 4086.418 | 4150.493 | 6557.5346
NEM | Medium Storage | 0 | 20 | 20 | 20 | 20 | 20 | 20 | 20 | 20 | 20 | 20 | 20 | 560.0295 | 1393.7356 | 3667.422 | 3931.399 | 4798.0918 | 5003.2239 | 5003.2239 | 5266.1175 | 5266.1175
NEM | Deep Storage | 0 | 0 | 0 | 2040 | 2040 | 2040 | 2040 | 2040 | 2040 | 2040 | 2040 | 2148.0934 | 2148.0934 | 2148.0934 | 2148.0934 | 2148.0934 | 2270.3053 | 2409.9761 | 2409.9761 | 2491.2089 | 2491.2089
NEM | DSP | -60.5153 | -18.6013 | 21.0437 | 62.3669 | 99.7107 | 141.2117 | 181.2106 | 226.8478 | 270.7193 | 314.3543 | 360.4223 | 402.7307 | 445.2893 | 493.6971 | 538.3017 | 588.4874 | 640.1664 | 689.3242 | 744.1184 | 797.0466 | 849.864
NEM | New Interconnectors | 0 | 270 | 270 | 1170 | 1170 | 1170 | 1170 | 1920 | 1920 | 1920 | 2670 | 3492.5 | 3492.5 | 3492.5 | 6812.5 | 6812.5 | 6812.5 | 6812.5 | 6812.5 | 6812.5 | 6812.5
NEM | Retired Dispatchable | 0 | 740 | 2420 | 2420 | 2420 | 2420 | 2420 | 3505 | 5175 | 5937.5 | 6312.5 | 9801.84 | 10318.84 | 10480.84 | 15830.84 | 16530.84 | 18296.24 | 18296.24 | 19379.64 | 19499.64 | 19499.64
Total Dispatchable Capacity Built |  | -19.6098 | 42.284 | 82.1117 | 2252.7294 | 2348.4774 | 2450.0507 | 2558.1728 | 3067.4199 | 3256.4315 | 3342.353 | 3444.0859 | 3662.9623 | 4681.1907 | 6113.1987 | 9204.7019 | 9605.8077 | 10735.8338 | 12888.878 | 13062.833 | 13523.9627 | 15983.8217
Region | Technology | 2022 | 2023 | 2024 | 2025 | 2026 | 2027 | 2028 | 2029 | 2030 | 2031 | 2032 | 2033 | 2034 | 2035 | 2036 | 2037 | 2038 | 2039 | 2040 | 2041 | 2042
NSW | CCGT | 0 | 0 | 0 | 0 | 0 | 0 | 0 | 0 | 0 | 0 | 0 | 0 | 0 | 0 | 0 | 0 | 0 | 0 | 0 | 0 | 0
NSW | Peaking Gas+Liquids | 0 | 0 | 0 | 38.6125 | 38.6125 | 38.6125 | 38.6125 | 38.6125 | 38.6125 | 38.6125 | 38.6125 | 38.6125 | 38.6125 | 38.6125 | 38.6125 | 38.6125 | 38.6125 | 429.0967 | 429.0967 | 429.0967 | 429.0967
NSW | Hydro | 0 | 0 | 0 | 0 | 0 | 0 | 0 | 0 | 0 | 0 | 0 | 0 | 0 | 0 | 0 | 0 | 0 | 0 | 0 | 0 | 0
NSW | Shallow Storage | 13.1237 | 15.3282 | 17.1098 | 39.7518 | 65.3895 | 91.6231 | 121.5123 | 155.0804 | 220.5264 | 237.1549 | 263.3857 | 292.6501 | 692.5434 | 735.7091 | 963.687 | 997.9831 | 1035.0872 | 1077.7582 | 1125.331 | 1149.8462 | 1172.5954
NSW | Medium Storage | 0 | 0 | 0 | 0 | 0 | 0 | 0 | 0 | 0 | 0 | 0 | 0 | 391.7298 | 1092.0438 | 2324.8093 | 2324.8093 | 2324.8093 | 2529.9414 | 2529.9414 | 2607.1319 | 2607.1319
NSW | Deep Storage | 0 | 0 | 0 | 2040 | 2040 | 2040 | 2040 | 2040 | 2040 | 2040 | 2040 | 2040 | 2040 | 2040 | 2040 | 2040 | 2040 | 2040 | 2040 | 2040 | 2040
NSW | DSP | 15.7302 | 32.5017 | 48.3064 | 64.336 | 79.3571 | 96.5223 | 112.0543 | 131.4414 | 150.5457 | 168.0659 | 186.2718 | 204.3669 | 222.1747 | 243.944 | 260.9801 | 280.9968 | 302.4739 | 324.9815 | 345.6616 | 367.4786 | 388.3522
NSW | New Interconnectors | 0 | 270 | 270 | 1170 | 1170 | 1170 | 1170 | 1170 | 1170 | 1170 | 1170 | 1992.5 | 1992.5 | 1992.5 | 5312.5 | 5312.5 | 5312.5 | 5312.5 | 5312.5 | 5312.5 | 5312.5
NSW | Retired Dispatchable | 0 | 500 | 2000 | 2000 | 2000 | 2000 | 2000 | 2000 | 3320 | 3320 | 3320 | 6200 | 6200 | 6200 | 8990 | 8990 | 8990 | 8990 | 8990 | 8990 | 8990
Total Dispatchable Capacity Built |  | 28.8539 | 47.8299 | 65.4161 | 2182.7003 | 2223.3591 | 2266.7579 | 2312.1791 | 2365.1344 | 2449.6846 | 2483.8334 | 2528.2699 | 2575.6295 | 3385.0604 | 4150.3094 | 5628.0889 | 5682.4016 | 5740.9829 | 6401.7777 | 6470.0307 | 6593.5533 | 6637.1761
Region | Technology | 2022 | 2023 | 2024 | 2025 | 2026 | 2027 | 2028 | 2029 | 2030 | 2031 | 2032 | 2033 | 2034 | 2035 | 2036 | 2037 | 2038 | 2039 | 2040 | 2041 | 2042
QLD | CCGT | 0 | 0 | 0 | 0 | 0 | 0 | 0 | 0 | 0 | 0 | 0 | 0 | 0 | 0 | 0 | 0 | 0 | 0 | 0 | 0 | 0
QLD | Peaking Gas+Liquids | 0 | 0 | 0 | 0 | 0 | 0 | 0 | 0 | 0 | 0 | 0 | 0 | 0 | 0 | 0 | 0 | 0 | 0 | 0 | 0 | 0
QLD | Hydro | 0 | 0 | 0 | 0 | 0 | 0 | 0 | 0 | 0 | 0 | 0 | 0 | 0 | 0 | 0 | 0 | 0 | 0 | 0 | 0 | 0
QLD | Shallow Storage | 5.9759 | 7.0562 | 7.7281 | 17.9454 | 30.3205 | 42.4528 | 57.3086 | 73.4554 | 105.8394 | 114.7712 | 126.4412 | 140.7102 | 155.3562 | 175.7413 | 558.7502 | 580.5345 | 598.7478 | 1476.4273 | 1504.0132 | 1519.1912 | 1533.7741
QLD | Medium Storage | 0 | 20 | 20 | 20 | 20 | 20 | 20 | 20 | 20 | 20 | 20 | 20 | 168.2997 | 301.6918 | 1307.0446 | 1307.0446 | 1307.0446 | 1307.0446 | 1307.0446 | 1492.7477 | 1492.7477
QLD | Deep Storage | 0 | 0 | 0 | 0 | 0 | 0 | 0 | 0 | 0 | 0 | 0 | 0 | 0 | 0 | 0 | 0 | 122.2119 | 261.8827 | 261.8827 | 261.8827 | 261.8827
QLD | DSP | 6.9365 | 15.2808 | 22.4934 | 29.318 | 36.1662 | 43.2405 | 52.0302 | 59.3168 | 66.3065 | 73.5643 | 82.1454 | 89.5503 | 97.6823 | 105.748 | 115.2599 | 123.2931 | 132.6669 | 140.8865 | 151.6667 | 160.8369 | 169.3653
QLD | New Interconnectors | 0 | 185 | 185 | 185 | 185 | 185 | 185 | 185 | 185 | 185 | 185 | 1007.5 | 1007.5 | 1007.5 | 2462.5 | 2462.5 | 2462.5 | 2462.5 | 2462.5 | 2462.5 | 2462.5
QLD | Retired Dispatchable | 0 | 0 | 0 | 0 | 0 | 0 | 0 | 1085 | 1085 | 1085 | 1085 | 1085 | 1377 | 1494 | 3174 | 3874 | 5110.4 | 5110.4 | 5253.8 | 5253.8 | 5253.8
Total Dispatchable Capacity Built |  | 12.9124 | 42.337 | 50.2215 | 67.2634 | 86.4867 | 105.6933 | 129.3388 | 152.7722 | 192.146 | 208.3355 | 228.5866 | 250.2605 | 421.3382 | 583.1811 | 1981.0547 | 2010.8723 | 2160.6712 | 3186.2412 | 3224.6072 | 3434.6584 | 3457.7697
Region | Technology | 2022 | 2023 | 2024 | 2025 | 2026 | 2027 | 2028 | 2029 | 2030 | 2031 | 2032 | 2033 | 2034 | 2035 | 2036 | 2037 | 2038 | 2039 | 2040 | 2041 | 2042
VIC | CCGT | 0 | 0 | 0 | 0 | 0 | 0 | 0 | 0 | 0 | 0 | 0 | 0 | 0 | 0 | 0 | 0 | 0 | 0 | 0 | 0 | 0
VIC | Peaking Gas+Liquids | 0 | 0 | 0 | 0 | 0 | 0 | 0 | 0 | 0 | 0 | 0 | 0 | 0 | 0 | 0 | 0 | 0 | 0 | 0 | 0 | 0
VIC | Hydro | 0 | 0 | 0 | 0 | 0 | 0 | 0 | 0 | 0 | 0 | 0 | 0 | 0 | 0 | 0 | 0 | 0 | 0 | 0 | 0 | 0
VIC | Shallow Storage | 5.003 | 5.8262 | 7.0038 | 18.1461 | 31.5177 | 46.1123 | 62.2375 | 79.0377 | 114.7207 | 125.8632 | 138.6276 | 157.8644 | 173.9397 | 207.0166 | 249.8102 | 272.8648 | 298.5371 | 736.9795 | 769.8404 | 789.3477 | 2579.7261
VIC | Medium Storage | 0 | 0 | 0 | 0 | 0 | 0 | 0 | 0 | 0 | 0 | 0 | 0 | 0 | 0 | 0 | 0 | 0 | 0 | 0 | 0 | 0
VIC | Deep Storage | 0 | 0 | 0 | 0 | 0 | 0 | 0 | 0 | 0 | 0 | 0 | 0 | 0 | 0 | 0 | 0 | 0 | 0 | 0 | 0 | 0
VIC | DSP | -87.252 | -75.0476 | -62.7513 | -48.5954 | -37.3091 | -24.5417 | -12.0141 | 1.9026 | 14.4257 | 28.6294 | 42.8732 | 55.1986 | 68.2066 | 81.8102 | 95.6959 | 112.3603 | 127.6146 | 141.5245 | 160.0426 | 177.1703 | 194.3613
VIC | New Interconnectors | 0 | 85 | 85 | 85 | 85 | 85 | 85 | 835 | 835 | 835 | 1585 | 1585 | 1585 | 1585 | 3450 | 3450 | 3450 | 3450 | 3450 | 3450 | 3450
VIC | Retired Dispatchable | 0 | 0 | 0 | 0 | 0 | 0 | 0 | 0 | 350 | 700 | 1075 | 1450 | 1675 | 1695 | 1695 | 1695 | 1695 | 1695 | 2635 | 2635 | 2635
Total Dispatchable Capacity Built |  | -82.2491 | -69.2214 | -55.7475 | -30.4493 | -5.7914 | 21.5707 | 50.2234 | 80.9404 | 129.1464 | 154.4926 | 181.5008 | 213.063 | 242.1463 | 288.8267 | 345.5061 | 385.2251 | 426.1517 | 878.5041 | 929.8831 | 966.5181 | 2774.0873
Region | Technology | 2022 | 2023 | 2024 | 2025 | 2026 | 2027 | 2028 | 2029 | 2030 | 2031 | 2032 | 2033 | 2034 | 2035 | 2036 | 2037 | 2038 | 2039 | 2040 | 2041 | 2042
SA | CCGT | 0 | 0 | 0 | 0 | 0 | 0 | 0 | 0 | 0 | 0 | 0 | 0 | 0 | 0 | 0 | 0 | 0 | 0 | 0 | 0 | 0
SA | Peaking Gas+Liquids | 0 | 0 | 0 | 0 | 0 | 0 | 0 | 0 | 0 | 0 | 0 | 0 | 0 | 0 | 0 | 0 | 0 | 0 | 0 | 0 | 0
SA | Hydro | 0 | 0 | 0 | 0 | 0 | 0 | 0 | 0 | 0 | 0 | 0 | 0 | 0 | 0 | 0 | 0 | 0 | 0 | 0 | 0 | 0
SA | Shallow Storage | 16.2629 | 12.0878 | 8.6288 | 14.1805 | 19.9668 | 25.8039 | 31.6066 | 37.1874 | 45.5742 | 50.3547 | 54.2954 | 58.2859 | 62.0912 | 512.728 | 628.8077 | 634.8682 | 641.4901 | 649.2646 | 658.1875 | 662.0852 | 1240.5527
SA | Medium Storage | 0 | 0 | 0 | 0 | 0 | 0 | 0 | 0 | 0 | 0 | 0 | 0 | 0 | 0 | 35.5681 | 299.5451 | 1166.2379 | 1166.2379 | 1166.2379 | 1166.2379 | 1166.2379
SA | Deep Storage | 0 | 0 | 0 | 0 | 0 | 0 | 0 | 0 | 0 | 0 | 0 | 0 | 0 | 0 | 0 | 0 | 0 | 0 | 0 | 0 | 0
SA | DSP | 4.0459 | 8.3802 | 12.5342 | 16.736 | 20.835 | 25.1357 | 28.8248 | 33.1865 | 37.8227 | 42.3344 | 47.2175 | 51.605 | 55.0612 | 59.8704 | 64.1221 | 69.4088 | 74.7443 | 79.0687 | 83.6512 | 88.3324 | 94.2625
SA | New Interconnectors | 0 | 0 | 0 | 900 | 900 | 900 | 900 | 900 | 900 | 900 | 900 | 900 | 900 | 900 | 900 | 900 | 900 | 900 | 900 | 900 | 900
SA | Retired Dispatchable | 0 | 240 | 420 | 420 | 420 | 420 | 420 | 420 | 420 | 832.5 | 832.5 | 1066.84 | 1066.84 | 1091.84 | 1971.84 | 1971.84 | 2500.84 | 2500.84 | 2500.84 | 2500.84 | 2500.84
Total Dispatchable Capacity Built |  | 20.3088 | 20.4681 | 21.1631 | 30.9165 | 40.8019 | 50.9397 | 60.4314 | 70.3739 | 83.3969 | 92.6892 | 101.513 | 109.8909 | 117.1523 | 572.5984 | 728.4979 | 1003.822 | 1882.4723 | 1894.5712 | 1908.0766 | 1916.6555 | 2501.0531
Region | Technology | 2022 | 2023 | 2024 | 2025 | 2026 | 2027 | 2028 | 2029 | 2030 | 2031 | 2032 | 2033 | 2034 | 2035 | 2036 | 2037 | 2038 | 2039 | 2040 | 2041 | 2042
TAS | CCGT | 0 | 0 | 0 | 0 | 0 | 0 | 0 | 0 | 0 | 0 | 0 | 0 | 0 | 0 | 0 | 0 | 0 | 0 | 0 | 0 | 0
TAS | Peaking Gas+Liquids | 0 | 0 | 0 | 0 | 0 | 0 | 0 | 0 | 0 | 0 | 0 | 0 | 0 | 0 | 0 | 0 | 0 | 0 | 0 | 0 | 0
TAS | Hydro | 0 | 0 | 0 | 0 | 0 | 0 | 0 | 390 | 390 | 390 | 390 | 390 | 390 | 390 | 390 | 390 | 390 | 390 | 390 | 390 | 390
TAS | Shallow Storage | 0.54014 | 0.58687 | 0.59745 | 1.7262 | 2.9596 | 4.2343 | 5.6846 | 7.1986 | 10.439 | 11.2421 | 12.3012 | 14.015 | 15.2355 | 17.865 | 21.2172 | 22.9649 | 24.7955 | 26.8274 | 29.0459 | 30.0227 | 30.8864
TAS | Medium Storage | 0 | 0 | 0 | 0 | 0 | 0 | 0 | 0 | 0 | 0 | 0 | 0 | 0 | 0 | 0 | 0 | 0 | 0 | 0 | 0 | 0
TAS | Deep Storage | 0 | 0 | 0 | 0 | 0 | 0 | 0 | 0 | 0 | 0 | 0 | 108.0934 | 108.0934 | 108.0934 | 108.0934 | 108.0934 | 108.0934 | 108.0934 | 108.0934 | 189.3262 | 189.3262
TAS | DSP | 0.024008 | 0.28353 | 0.46102 | 0.57228 | 0.66143 | 0.85484 | 0.31543 | 1.0004 | 1.6186 | 1.7602 | 1.9143 | 2.0099 | 2.1645 | 2.3246 | 2.2436 | 2.4285 | 2.6668 | 2.863 | 3.0963 | 3.2284 | 3.5228
TAS | New Interconnectors | 0 | 0 | 0 | 0 | 0 | 0 | 0 | 750 | 750 | 750 | 1500 | 1500 | 1500 | 1500 | 1500 | 1500 | 1500 | 1500 | 1500 | 1500 | 1500
TAS | Retired Dispatchable | 0 | 0 | 0 | 0 | 0 | 0 | 0 | 0 | 0 | 0 | 0 | 0 | 0 | 0 | 0 | 0 | 0 | 0 | 0 | 120 | 120
Total Dispatchable Capacity Built |  | 0.56415 | 0.8704 | 1.0585 | 2.2985 | 3.621 | 5.0892 | 6 | 398.199 | 402.0576 | 403.0023 | 404.2156 | 514.1183 | 515.4934 | 518.283 | 521.5543 | 523.4868 | 525.5557 | 527.7838 | 530.2355 | 612.5774 | 613.7355

## REZCapacity_1
Installed capacity by REZ (MW) - Central with updated demand (Counterfactual)
Capacity installed at the beginning of each financial year, i.e. 1st July. Years are financial year ending. This includes the cumulative development of VRE capacity beyond existing and committed projects.
Large-scale Solar
Region | REZ Name | REZ Code | 2022 | 2023 | 2024 | 2025 | 2026 | 2027 | 2028 | 2029 | 2030 | 2031 | 2032 | 2033 | 2034 | 2035 | 2036 | 2037 | 2038 | 2039 | 2040 | 2041 | 2042
QLD | Far North QLD | Q1 | 0 | 55 | 55 | 55 | 55 | 55 | 55 | 55 | 55 | 55 | 55 | 55 | 55 | 55 | 55 | 55 | 55 | 55 | 55 | 55 | 55
QLD | North Qld Clean Energy Hub | Q2 | 0 | 0 | 0 | 0 | 0 | 0 | 0 | 0 | 0 | 0 | 0 | 0 | 0 | 0 | 0 | 0 | 0 | 0 | 0 | 0 | 0
QLD | Northern Qld | Q3 | 0 | 0 | 0 | 0 | 0 | 0 | 728.3309 | 728.3309 | 728.3309 | 728.3309 | 728.3309 | 728.3309 | 728.3309 | 728.3309 | 728.3309 | 728.3309 | 728.3309 | 728.3309 | 728.3309 | 728.3309 | 728.3309
QLD | Isaac | Q4 | 0 | 355 | 355 | 355 | 355 | 355 | 355 | 355 | 355 | 355 | 355 | 355 | 355 | 355 | 355 | 355 | 355 | 355 | 355 | 355 | 355
QLD | Barcaldine | Q5 | 0 | 0 | 0 | 0 | 0 | 0 | 0 | 0 | 0 | 0 | 0 | 0 | 0 | 0 | 0 | 0 | 0 | 0 | 0 | 0 | 0
QLD | Fitzroy | Q6 | 0 | 0 | 0 | 0 | 0 | 0 | 0 | 0 | 0 | 0 | 0 | 0 | 0 | 0 | 0 | 0 | 0 | 0 | 0 | 0 | 0
QLD | Wide Bay | Q7 | 0 | 0 | 0 | 0 | 0 | 0 | 0 | 0 | 0 | 0 | 0 | 0 | 0 | 0 | 200 | 200 | 200 | 200 | 200 | 200 | 200
QLD | Darling Downs | Q8 | 0 | 0 | 0 | 0 | 0 | 0 | 0 | 0 | 508.1651 | 508.1651 | 508.1651 | 508.1651 | 508.1651 | 508.1651 | 508.1651 | 508.1651 | 508.1651 | 508.1651 | 508.1651 | 508.1651 | 508.1651
NSW | North West NSW | N1 | 0 | 115 | 115 | 115 | 115 | 115 | 115 | 115 | 115 | 115 | 115 | 115 | 115 | 115 | 115 | 115 | 115 | 115 | 115 | 115 | 115
NSW | New England | N2 | 0 | 115 | 115 | 115 | 115 | 115 | 182.8058 | 267.0852 | 300 | 300 | 300 | 300 | 300 | 300 | 300 | 300 | 300 | 300 | 300 | 300 | 300
NSW | Central-West Orana | N3 | 0 | 150 | 150 | 150 | 150 | 150 | 150 | 150 | 150 | 150 | 150 | 150 | 150 | 150 | 150 | 150 | 150 | 150 | 150 | 150 | 150
NSW | Southern NSW Tablelands | N4 | 0 | 0 | 0 | 0 | 0 | 0 | 0 | 0 | 0 | 0 | 0 | 0 | 0 | 0 | 0 | 0 | 0 | 0 | 0 | 0 | 0
NSW | Broken Hill | N5 | 0 | 0 | 0 | 0 | 0 | 0 | 0 | 0 | 0 | 0 | 0 | 0 | 0 | 0 | 0 | 0 | 0 | 0 | 0 | 0 | 0
NSW | South West NSW | N6 | 0 | 0 | 0 | 0 | 0 | 0 | 0 | 0 | 0 | 0 | 0 | 0 | 0 | 0 | 0 | 0 | 0 | 0 | 0 | 0 | 0
NSW | Wagga Wagga | N7 | 0 | 0 | 0 | 0 | 0 | 0 | 0 | 0 | 0 | 0 | 0 | 0 | 0 | 0 | 0 | 0 | 0 | 0 | 0 | 0 | 0
NSW | Tumut | N8 | 0 | 0 | 0 | 0 | 0 | 0 | 0 | 0 | 0 | 0 | 0 | 0 | 0 | 0 | 0 | 0 | 0 | 0 | 0 | 0 | 0
NSW | Cooma-Monaro | N9 | 0 | 0 | 0 | 0 | 0 | 0 | 0 | 0 | 0 | 0 | 0 | 0 | 0 | 0 | 0 | 0 | 0 | 0 | 0 | 0 | 0
VIC | Ovens Murray | V1 | 0 | 0 | 0 | 0 | 0 | 0 | 0 | 0 | 0 | 0 | 0 | 0 | 0 | 0 | 0 | 0 | 0 | 0 | 0 | 0 | 0
VIC | Murray River | V2 | 0 | 0 | 0 | 0 | 0 | 0 | 0 | 0 | 0 | 0 | 0 | 0 | 0 | 0 | 0 | 0 | 0 | 0 | 0 | 0 | 0
VIC | Western Victoria | V3 | 0 | 0 | 0 | 0 | 0 | 0 | 0 | 0 | 0 | 0 | 0 | 0 | 0 | 0 | 0 | 0 | 0 | 0 | 0 | 0 | 0
VIC | South West Victoria | V4 | 0 | 0 | 0 | 0 | 0 | 0 | 0 | 0 | 0 | 0 | 0 | 0 | 0 | 0 | 0 | 0 | 0 | 0 | 0 | 0 | 0
VIC | Gippsland | V5 | 0 | 0 | 0 | 0 | 0 | 0 | 0 | 0 | 0 | 0 | 0 | 0 | 0 | 0 | 0 | 0 | 0 | 0 | 0 | 0 | 0
VIC | Central North Vic | V6 | 0 | 0 | 0 | 0 | 40 | 80 | 120 | 160 | 200 | 200 | 200 | 400 | 400 | 400 | 400 | 400 | 400 | 400 | 400 | 400 | 400
SA | South East SA | S1 | 0 | 0 | 0 | 0 | 0 | 0 | 0 | 0 | 0 | 0 | 0 | 55 | 55 | 55 | 55 | 55 | 55 | 55 | 55 | 55 | 55
SA | Riverland | S2 | 0 | 0 | 0 | 0 | 0 | 0 | 0 | 0 | 0 | 0 | 0 | 200 | 200 | 200 | 200 | 200 | 200 | 200 | 200 | 200 | 200
SA | Mid-North SA | S3 | 0 | 0 | 0 | 0 | 0 | 0 | 0 | 0 | 0 | 0 | 0 | 0 | 0 | 0 | 0 | 0 | 0 | 0 | 0 | 0 | 0
SA | Yorke Peninsula | S4 | 0 | 0 | 0 | 0 | 0 | 0 | 0 | 0 | 0 | 0 | 0 | 0 | 0 | 0 | 0 | 0 | 0 | 0 | 0 | 0 | 0
SA | Northern SA | S5 | 0 | 0 | 0 | 0 | 0 | 0 | 0 | 0 | 0 | 0 | 0 | 0 | 0 | 0 | 0 | 0 | 0 | 0 | 0 | 0 | 0
SA | Leigh Creek | S6 | 0 | 0 | 0 | 0 | 0 | 0 | 0 | 0 | 0 | 0 | 0 | 0 | 0 | 0 | 0 | 0 | 0 | 0 | 0 | 0 | 0
SA | Roxby Downs | S7 | 0 | 0 | 0 | 0 | 0 | 0 | 0 | 0 | 0 | 0 | 0 | 319.0101 | 319.0101 | 319.0101 | 319.0101 | 319.0101 | 319.0101 | 319.0101 | 319.0101 | 319.0101 | 319.0101
SA | Eastern Eyre Peninsula | S8 | 0 | 0 | 0 | 0 | 0 | 0 | 0 | 0 | 0 | 0 | 0 | 0 | 0 | 0 | 0 | 0 | 0 | 0 | 0 | 0 | 0
SA | Western Eyre Peninsula | S9 | 0 | 0 | 0 | 0 | 0 | 0 | 0 | 0 | 0 | 0 | 0 | 0 | 0 | 0 | 0 | 0 | 0 | 0 | 0 | 0 | 0
TAS | North East Tasmania | T1 | 0 | 0 | 0 | 0 | 0 | 0 | 0 | 0 | 0 | 0 | 0 | 0 | 0 | 0 | 0 | 0 | 0 | 0 | 0 | 0 | 0
TAS | North West Tasmania | T2 | 0 | 0 | 0 | 0 | 0 | 0 | 0 | 0 | 0 | 0 | 0 | 150 | 150 | 150 | 150 | 150 | 150 | 150 | 150 | 150 | 150
TAS | Tasmania Midlands | T3 | 0 | 0 | 0 | 0 | 0 | 0 | 0 | 0 | 0 | 0 | 0 | 0 | 0 | 0 | 0 | 0 | 0 | 0 | 0 | 0 | 0
Shadow REZs |  |  | 0 | 0 | 0 | 0 | 0 | 0 | 0 | 0 | 0 | 0 | 0 | 0 | 731.3608 | 731.3608 | 1023.136 | 1023.136 | 1721.3519 | 1721.3519 | 1721.3519 | 1721.3519 | 1721.3519
Total Capacity |  |  | 0 | 790 | 790 | 790 | 830 | 870 | 1706.1367 | 1830.4161 | 2411.496 | 2411.496 | 2411.496 | 3335.5062 | 4066.867 | 4066.867 | 4558.6421 | 4558.6421 | 5256.858 | 5256.858 | 5256.858 | 5256.858 | 5256.858
Wind
Region | REZ Name | REZ Code | 2022 | 2023 | 2024 | 2025 | 2026 | 2027 | 2028 | 2029 | 2030 | 2031 | 2032 | 2033 | 2034 | 2035 | 2036 | 2037 | 2038 | 2039 | 2040 | 2041 | 2042
QLD | Far North QLD | Q1 | 0 | 0 | 0 | 0 | 63.8004 | 477.643 | 645 | 645 | 645 | 645 | 645 | 645 | 645 | 645 | 645 | 645 | 645 | 645 | 645 | 645 | 645
QLD | North Qld Clean Energy Hub | Q2 | 0 | 0 | 0 | 0 | 0 | 0 | 0 | 0 | 0 | 0 | 0 | 0 | 0 | 0 | 0 | 0 | 0 | 0 | 0 | 0 | 0
QLD | Northern Qld | Q3 | 0 | 0 | 0 | 0 | 0 | 0 | 0 | 0 | 0 | 0 | 0 | 0 | 0 | 0 | 0 | 0 | 0 | 0 | 0 | 0 | 0
QLD | Isaac | Q4 | 0 | 0 | 0 | 0 | 0 | 0 | 0 | 381.476 | 381.476 | 381.476 | 381.476 | 381.476 | 381.476 | 381.476 | 381.476 | 381.476 | 381.476 | 381.476 | 381.476 | 381.476 | 381.476
QLD | Barcaldine | Q5 | 0 | 0 | 0 | 0 | 0 | 0 | 0 | 0 | 0 | 0 | 0 | 0 | 0 | 0 | 0 | 0 | 0 | 0 | 0 | 0 | 0
QLD | Fitzroy | Q6 | 0 | 0 | 0 | 0 | 0 | 0 | 0 | 335.1931 | 335.1931 | 335.1931 | 335.1931 | 335.1931 | 335.1931 | 335.1931 | 335.1931 | 335.1931 | 335.1931 | 335.1931 | 335.1931 | 335.1931 | 335.1931
QLD | Wide Bay | Q7 | 0 | 0 | 0 | 0 | 0 | 0 | 0 | 0 | 0 | 0 | 0 | 0 | 0 | 0 | 300 | 300 | 300 | 300 | 300 | 300 | 300
QLD | Darling Downs | Q8 | 0 | 500 | 500 | 500 | 500 | 500 | 500 | 1123.2563 | 1282.671 | 1282.671 | 1282.671 | 1282.671 | 1282.671 | 1282.671 | 1706.7796 | 2491.8349 | 2491.8349 | 2491.8349 | 2491.8349 | 2491.8349 | 2491.8349
NSW | North West NSW | N1 | 0 | 0 | 0 | 0 | 0 | 0 | 0 | 0 | 0 | 0 | 0 | 0 | 0 | 0 | 0 | 0 | 0 | 0 | 0 | 0 | 0
NSW | New England | N2 | 0 | 0 | 0 | 0 | 0 | 0 | 0 | 0 | 0 | 0 | 0 | 0 | 0 | 0 | 0 | 0 | 0 | 0 | 0 | 0 | 0
NSW | Central-West Orana | N3 | 0 | 0 | 0 | 0 | 0 | 0 | 0 | 0 | 0 | 0 | 0 | 550 | 550 | 550 | 550 | 550 | 550 | 550 | 550 | 550 | 550
NSW | Southern NSW Tablelands | N4 | 0 | 227 | 227 | 228 | 228 | 228 | 228 | 228 | 228 | 228 | 228 | 228 | 228 | 228 | 228 | 228 | 228 | 228 | 228 | 228 | 228
NSW | Broken Hill | N5 | 0 | 0 | 0 | 0 | 0 | 0 | 0 | 0 | 0 | 0 | 0 | 0 | 0 | 0 | 0 | 0 | 0 | 0 | 0 | 0 | 0
NSW | South West NSW | N6 | 0 | 0 | 0 | 0 | 0 | 0 | 0 | 0 | 0 | 0 | 0 | 0 | 0 | 0 | 0 | 0 | 0 | 0 | 0 | 0 | 0
NSW | Wagga Wagga | N7 | 0 | 0 | 0 | 0 | 0 | 0 | 0 | 0 | 0 | 0 | 0 | 0 | 0 | 0 | 0 | 0 | 0 | 0 | 0 | 0 | 0
NSW | Tumut | N8 | 0 | 0 | 0 | 0 | 0 | 0 | 0 | 0 | 0 | 0 | 0 | 0 | 0 | 0 | 0 | 0 | 0 | 0 | 0 | 0 | 0
NSW | Cooma-Monaro | N9 | 0 | 0 | 0 | 0 | 0 | 0 | 0 | 0 | 0 | 0 | 0 | 200 | 200 | 200 | 200 | 200 | 200 | 200 | 200 | 200 | 200
VIC | Ovens Murray | V1 | 0 | 0 | 0 | 0 | 0 | 0 | 0 | 0 | 0 | 0 | 0 | 0 | 0 | 0 | 0 | 0 | 0 | 0 | 0 | 0 | 0
VIC | Murray River | V2 | 0 | 0 | 0 | 0 | 0 | 0 | 0 | 0 | 0 | 0 | 0 | 0 | 0 | 0 | 0 | 0 | 0 | 0 | 0 | 0 | 0
VIC | Western Victoria | V3 | 0 | 209 | 209 | 209 | 209 | 209 | 268.8 | 268.8 | 408.8 | 408.8 | 408.8 | 450 | 450 | 450 | 450 | 450 | 450 | 450 | 450 | 450 | 450
VIC | South West Victoria | V4 | 0 | 151.2 | 151.2 | 151.2 | 151.2 | 151.2 | 151.2 | 151.2 | 151.2 | 151.2 | 151.2 | 151.2 | 151.2 | 151.2 | 151.2 | 151.2 | 750 | 750 | 750 | 750 | 750
VIC | Gippsland | V5 | 0 | 0 | 0 | 0 | 0 | 0 | 0 | 140 | 140 | 140 | 140 | 140 | 140 | 140 | 140 | 140 | 831.2552 | 831.2552 | 831.2552 | 1421.0071 | 1421.0071
VIC | Central North Vic | V6 | 0 | 0 | 0 | 0 | 0 | 0 | 0 | 0 | 0 | 0 | 0 | 400 | 400 | 400 | 400 | 400 | 400 | 400 | 400 | 400 | 400
SA | South East SA | S1 | 0 | 0 | 0 | 0 | 0 | 0 | 0 | 0 | 0 | 0 | 0 | 0 | 0 | 0 | 0 | 0 | 0 | 0 | 0 | 0 | 0
SA | Riverland | S2 | 0 | 0 | 0 | 0 | 0 | 0 | 0 | 0 | 0 | 0 | 0 | 0 | 0 | 0 | 0 | 0 | 0 | 0 | 0 | 0 | 0
SA | Mid-North SA | S3 | 0 | 0 | 0 | 0 | 0 | 0 | 0 | 0 | 0 | 0 | 0 | 680.9899 | 680.9899 | 680.9899 | 680.9899 | 680.9899 | 680.9899 | 680.9899 | 680.9899 | 680.9899 | 680.9899
SA | Yorke Peninsula | S4 | 0 | 0 | 0 | 0 | 0 | 0 | 0 | 0 | 0 | 0 | 0 | 0 | 0 | 0 | 0 | 0 | 0 | 0 | 0 | 0 | 0
SA | Northern SA | S5 | 0 | 0 | 0 | 0 | 0 | 0 | 0 | 0 | 0 | 0 | 0 | 0 | 0 | 0 | 0 | 0 | 0 | 0 | 0 | 0 | 0
SA | Leigh Creek | S6 | 0 | 0 | 0 | 0 | 0 | 0 | 0 | 0 | 0 | 0 | 0 | 0 | 0 | 0 | 0 | 0 | 0 | 0 | 0 | 0 | 0
SA | Roxby Downs | S7 | 0 | 0 | 0 | 0 | 0 | 0 | 0 | 0 | 0 | 0 | 0 | 0 | 0 | 0 | 0 | 0 | 0 | 0 | 0 | 0 | 0
SA | Eastern Eyre Peninsula | S8 | 0 | 0 | 0 | 0 | 0 | 0 | 0 | 0 | 0 | 0 | 0 | 0 | 0 | 0 | 0 | 0 | 0 | 0 | 0 | 0 | 0
SA | Western Eyre Peninsula | S9 | 0 | 0 | 0 | 0 | 0 | 0 | 0 | 0 | 0 | 0 | 0 | 0 | 0 | 0 | 0 | 0 | 0 | 0 | 0 | 0 | 0
TAS | North East Tasmania | T1 | 0 | 0 | 0 | 0 | 0 | 0 | 0 | 0 | 0 | 0 | 0 | 0 | 0 | 0 | 0 | 0 | 0 | 0 | 0 | 0 | 0
TAS | North West Tasmania | T2 | 0 | 0 | 0 | 0 | 0 | 0 | 0 | 0 | 0 | 0 | 0 | 0 | 0 | 0 | 0 | 0 | 0 | 0 | 0 | 0 | 0
TAS | Tasmania Midlands | T3 | 0 | 0 | 0 | 0 | 0 | 0 | 162.7942 | 162.7942 | 162.7942 | 162.7942 | 162.7942 | 365.134 | 365.134 | 365.134 | 365.134 | 365.134 | 433.6458 | 433.6458 | 433.6458 | 480 | 480
Shadow REZs |  |  | 0 | 0 | 0 | 0 | 0 | 0 | 0 | 0 | 0 | 0 | 0 | 0 | 145.837 | 145.837 | 5625.837 | 5625.837 | 5625.837 | 5625.837 | 5625.837 | 5625.837 | 5625.837
Total Capacity |  |  | 0 | 1087.2 | 1087.2 | 1088.2 | 1152.0004 | 1565.843 | 1955.7942 | 3435.7196 | 3735.1343 | 3735.1343 | 3735.1343 | 5809.664 | 5955.501 | 5955.501 | 12159.6095 | 12944.6648 | 14303.2319 | 14303.2319 | 14303.2319 | 14939.338 | 14939.338
Large-scale Solar and Wind (Utility)
Region | REZ Name | REZ Code | 2022 | 2023 | 2024 | 2025 | 2026 | 2027 | 2028 | 2029 | 2030 | 2031 | 2032 | 2033 | 2034 | 2035 | 2036 | 2037 | 2038 | 2039 | 2040 | 2041 | 2042
QLD | Far North QLD | Q1 | 0 | 55 | 55 | 55 | 118.8004 | 532.643 | 700 | 700 | 700 | 700 | 700 | 700 | 700 | 700 | 700 | 700 | 700 | 700 | 700 | 700 | 700
QLD | North Qld Clean Energy Hub | Q2 | 0 | 0 | 0 | 0 | 0 | 0 | 0 | 0 | 0 | 0 | 0 | 0 | 0 | 0 | 0 | 0 | 0 | 0 | 0 | 0 | 0
QLD | Northern Qld | Q3 | 0 | 0 | 0 | 0 | 0 | 0 | 728.3309 | 728.3309 | 728.3309 | 728.3309 | 728.3309 | 728.3309 | 728.3309 | 728.3309 | 728.3309 | 728.3309 | 728.3309 | 728.3309 | 728.3309 | 728.3309 | 728.3309
QLD | Isaac | Q4 | 0 | 355 | 355 | 355 | 355 | 355 | 355 | 736.476 | 736.476 | 736.476 | 736.476 | 736.476 | 736.476 | 736.476 | 736.476 | 736.476 | 736.476 | 736.476 | 736.476 | 736.476 | 736.476
QLD | Barcaldine | Q5 | 0 | 0 | 0 | 0 | 0 | 0 | 0 | 0 | 0 | 0 | 0 | 0 | 0 | 0 | 0 | 0 | 0 | 0 | 0 | 0 | 0
QLD | Fitzroy | Q6 | 0 | 0 | 0 | 0 | 0 | 0 | 0 | 335.1931 | 335.1931 | 335.1931 | 335.1931 | 335.1931 | 335.1931 | 335.1931 | 335.1931 | 335.1931 | 335.1931 | 335.1931 | 335.1931 | 335.1931 | 335.1931
QLD | Wide Bay | Q7 | 0 | 0 | 0 | 0 | 0 | 0 | 0 | 0 | 0 | 0 | 0 | 0 | 0 | 0 | 500 | 500 | 500 | 500 | 500 | 500 | 500
QLD | Darling Downs | Q8 | 0 | 500 | 500 | 500 | 500 | 500 | 500 | 1123.2563 | 1790.8362 | 1790.8362 | 1790.8362 | 1790.8362 | 1790.8362 | 1790.8362 | 2214.9447 | 3000 | 3000 | 3000 | 3000 | 3000 | 3000
NSW | North West NSW | N1 | 0 | 115 | 115 | 115 | 115 | 115 | 115 | 115 | 115 | 115 | 115 | 115 | 115 | 115 | 115 | 115 | 115 | 115 | 115 | 115 | 115
NSW | New England | N2 | 0 | 115 | 115 | 115 | 115 | 115 | 182.8058 | 267.0852 | 300 | 300 | 300 | 300 | 300 | 300 | 300 | 300 | 300 | 300 | 300 | 300 | 300
NSW | Central-West Orana | N3 | 0 | 150 | 150 | 150 | 150 | 150 | 150 | 150 | 150 | 150 | 150 | 700 | 700 | 700 | 700 | 700 | 700 | 700 | 700 | 700 | 700
NSW | Southern NSW Tablelands | N4 | 0 | 227 | 227 | 228 | 228 | 228 | 228 | 228 | 228 | 228 | 228 | 228 | 228 | 228 | 228 | 228 | 228 | 228 | 228 | 228 | 228
NSW | Broken Hill | N5 | 0 | 0 | 0 | 0 | 0 | 0 | 0 | 0 | 0 | 0 | 0 | 0 | 0 | 0 | 0 | 0 | 0 | 0 | 0 | 0 | 0
NSW | South West NSW | N6 | 0 | 0 | 0 | 0 | 0 | 0 | 0 | 0 | 0 | 0 | 0 | 0 | 0 | 0 | 0 | 0 | 0 | 0 | 0 | 0 | 0
NSW | Wagga Wagga | N7 | 0 | 0 | 0 | 0 | 0 | 0 | 0 | 0 | 0 | 0 | 0 | 0 | 0 | 0 | 0 | 0 | 0 | 0 | 0 | 0 | 0
NSW | Tumut | N8 | 0 | 0 | 0 | 0 | 0 | 0 | 0 | 0 | 0 | 0 | 0 | 0 | 0 | 0 | 0 | 0 | 0 | 0 | 0 | 0 | 0
NSW | Cooma-Monaro | N9 | 0 | 0 | 0 | 0 | 0 | 0 | 0 | 0 | 0 | 0 | 0 | 200 | 200 | 200 | 200 | 200 | 200 | 200 | 200 | 200 | 200
VIC | Ovens Murray | V1 | 0 | 0 | 0 | 0 | 0 | 0 | 0 | 0 | 0 | 0 | 0 | 0 | 0 | 0 | 0 | 0 | 0 | 0 | 0 | 0 | 0
VIC | Murray River | V2 | 0 | 0 | 0 | 0 | 0 | 0 | 0 | 0 | 0 | 0 | 0 | 0 | 0 | 0 | 0 | 0 | 0 | 0 | 0 | 0 | 0
VIC | Western Victoria | V3 | 0 | 209 | 209 | 209 | 209 | 209 | 268.8 | 268.8 | 408.8 | 408.8 | 408.8 | 450 | 450 | 450 | 450 | 450 | 450 | 450 | 450 | 450 | 450
VIC | South West Victoria | V4 | 0 | 151.2 | 151.2 | 151.2 | 151.2 | 151.2 | 151.2 | 151.2 | 151.2 | 151.2 | 151.2 | 151.2 | 151.2 | 151.2 | 151.2 | 151.2 | 750 | 750 | 750 | 750 | 750
VIC | Gippsland | V5 | 0 | 0 | 0 | 0 | 0 | 0 | 0 | 140 | 140 | 140 | 140 | 140 | 140 | 140 | 140 | 140 | 831.2552 | 831.2552 | 831.2552 | 1421.0071 | 1421.0071
VIC | Central North Vic | V6 | 0 | 0 | 0 | 0 | 40 | 80 | 120 | 160 | 200 | 200 | 200 | 800 | 800 | 800 | 800 | 800 | 800 | 800 | 800 | 800 | 800
SA | South East SA | S1 | 0 | 0 | 0 | 0 | 0 | 0 | 0 | 0 | 0 | 0 | 0 | 55 | 55 | 55 | 55 | 55 | 55 | 55 | 55 | 55 | 55
SA | Riverland | S2 | 0 | 0 | 0 | 0 | 0 | 0 | 0 | 0 | 0 | 0 | 0 | 200 | 200 | 200 | 200 | 200 | 200 | 200 | 200 | 200 | 200
SA | Mid-North SA | S3 | 0 | 0 | 0 | 0 | 0 | 0 | 0 | 0 | 0 | 0 | 0 | 680.9899 | 680.9899 | 680.9899 | 680.9899 | 680.9899 | 680.9899 | 680.9899 | 680.9899 | 680.9899 | 680.9899
SA | Yorke Peninsula | S4 | 0 | 0 | 0 | 0 | 0 | 0 | 0 | 0 | 0 | 0 | 0 | 0 | 0 | 0 | 0 | 0 | 0 | 0 | 0 | 0 | 0
SA | Northern SA | S5 | 0 | 0 | 0 | 0 | 0 | 0 | 0 | 0 | 0 | 0 | 0 | 0 | 0 | 0 | 0 | 0 | 0 | 0 | 0 | 0 | 0
SA | Leigh Creek | S6 | 0 | 0 | 0 | 0 | 0 | 0 | 0 | 0 | 0 | 0 | 0 | 0 | 0 | 0 | 0 | 0 | 0 | 0 | 0 | 0 | 0
SA | Roxby Downs | S7 | 0 | 0 | 0 | 0 | 0 | 0 | 0 | 0 | 0 | 0 | 0 | 319.0101 | 319.0101 | 319.0101 | 319.0101 | 319.0101 | 319.0101 | 319.0101 | 319.0101 | 319.0101 | 319.0101
SA | Eastern Eyre Peninsula | S8 | 0 | 0 | 0 | 0 | 0 | 0 | 0 | 0 | 0 | 0 | 0 | 0 | 0 | 0 | 0 | 0 | 0 | 0 | 0 | 0 | 0
SA | Western Eyre Peninsula | S9 | 0 | 0 | 0 | 0 | 0 | 0 | 0 | 0 | 0 | 0 | 0 | 0 | 0 | 0 | 0 | 0 | 0 | 0 | 0 | 0 | 0
TAS | North East Tasmania | T1 | 0 | 0 | 0 | 0 | 0 | 0 | 0 | 0 | 0 | 0 | 0 | 0 | 0 | 0 | 0 | 0 | 0 | 0 | 0 | 0 | 0
TAS | North West Tasmania | T2 | 0 | 0 | 0 | 0 | 0 | 0 | 0 | 0 | 0 | 0 | 0 | 150 | 150 | 150 | 150 | 150 | 150 | 150 | 150 | 150 | 150
TAS | Tasmania Midlands | T3 | 0 | 0 | 0 | 0 | 0 | 0 | 162.7942 | 162.7942 | 162.7942 | 162.7942 | 162.7942 | 365.134 | 365.134 | 365.134 | 365.134 | 365.134 | 433.6458 | 433.6458 | 433.6458 | 480 | 480
Shadow REZs |  |  | 0 | 0 | 0 | 0 | 0 | 0 | 0 | 0 | 0 | 0 | 0 | 0 | 877.1978 | 877.1978 | 6648.973 | 6648.973 | 7347.1889 | 7347.1889 | 7347.1889 | 7347.1889 | 7347.1889
Total Capacity |  |  | 0 | 1877.2 | 1877.2 | 1878.2 | 1982.0004 | 2435.843 | 3661.9309 | 5266.1357 | 6146.6304 | 6146.6304 | 6146.6304 | 9145.1701 | 10022.368 | 10022.368 | 16718.2517 | 17503.307 | 19560.0899 | 19560.0899 | 19560.0899 | 20196.196 | 20196.196

## REZCapacity_2
Installed capacity by REZ (MW) - Central with updated demand (DP4)
Capacity installed at the beginning of each financial year, i.e. 1st July. Years are financial year ending. This includes the cumulative development of VRE capacity beyond existing and committed projects.
Large-scale Solar
Region | REZ Name | REZ Code | 2022 | 2023 | 2024 | 2025 | 2026 | 2027 | 2028 | 2029 | 2030 | 2031 | 2032 | 2033 | 2034 | 2035 | 2036 | 2037 | 2038 | 2039 | 2040 | 2041 | 2042
QLD | Far North QLD | Q1 | 0 | 55 | 55 | 55 | 55 | 55 | 55 | 55 | 55 | 55 | 55 | 55 | 55 | 55 | 55 | 55 | 55 | 55 | 55 | 55 | 55
QLD | North Qld Clean Energy Hub | Q2 | 0 | 0 | 0 | 0 | 0 | 0 | 0 | 0 | 0 | 0 | 0 | 0 | 0 | 0 | 0 | 0 | 0 | 0 | 0 | 0 | 0
QLD | Northern Qld | Q3 | 0 | 0 | 0 | 0 | 0 | 0 | 0 | 0 | 0 | 0 | 0 | 0 | 0 | 0 | 0 | 0 | 0 | 0 | 0 | 0 | 0
QLD | Isaac | Q4 | 0 | 355 | 355 | 355 | 355 | 355 | 355 | 355 | 355 | 355 | 355 | 355 | 355 | 355 | 355 | 355 | 355 | 355 | 355 | 355 | 355
QLD | Barcaldine | Q5 | 0 | 0 | 0 | 0 | 0 | 0 | 0 | 0 | 0 | 0 | 0 | 0 | 0 | 0 | 0 | 0 | 0 | 0 | 0 | 0 | 0
QLD | Fitzroy | Q6 | 0 | 0 | 0 | 0 | 0 | 0 | 733.0231 | 733.0231 | 733.0231 | 733.0231 | 733.0231 | 733.0231 | 733.0231 | 733.0231 | 733.0231 | 733.0231 | 733.0231 | 733.0231 | 733.0231 | 733.0231 | 733.0231
QLD | Wide Bay | Q7 | 0 | 0 | 0 | 0 | 0 | 0 | 0 | 0 | 0 | 0 | 0 | 0 | 0 | 0 | 200 | 200 | 200 | 200 | 200 | 200 | 200
QLD | Darling Downs | Q8 | 0 | 0 | 0 | 0 | 0 | 0 | 0 | 0 | 243.3909 | 243.3909 | 243.3909 | 243.3909 | 243.3909 | 243.3909 | 1810.3055 | 1810.3055 | 1810.3055 | 1810.3055 | 1991.1005 | 2593.8053 | 2593.8053
NSW | North West NSW | N1 | 0 | 115 | 115 | 115 | 115 | 115 | 115 | 115 | 115 | 115 | 115 | 1100 | 1100 | 1100 | 2100 | 2100 | 2100 | 2100 | 2100 | 2100 | 2100
NSW | New England | N2 | 0 | 115 | 115 | 115 | 115 | 115 | 115 | 115 | 115 | 115 | 115 | 115 | 115 | 115 | 115 | 115 | 115 | 115 | 115 | 115 | 115
NSW | Central-West Orana | N3 | 0 | 150 | 150 | 150 | 150 | 150 | 150 | 150 | 150 | 150 | 150 | 250.4551 | 779.5554 | 779.5554 | 1743.9419 | 1743.9419 | 1882.5911 | 1882.5911 | 1882.5911 | 3617.046 | 3617.046
NSW | Southern NSW Tablelands | N4 | 0 | 0 | 0 | 0 | 0 | 0 | 0 | 0 | 0 | 0 | 0 | 0 | 0 | 0 | 0 | 0 | 0 | 0 | 0 | 0 | 0
NSW | Broken Hill | N5 | 0 | 0 | 0 | 0 | 0 | 0 | 0 | 0 | 0 | 0 | 0 | 0 | 0 | 0 | 0 | 0 | 0 | 0 | 0 | 0 | 0
NSW | South West NSW | N6 | 0 | 0 | 0 | 0 | 0 | 0 | 0 | 0 | 0 | 0 | 0 | 600 | 600 | 600 | 600 | 600 | 600 | 600 | 600 | 600 | 600
NSW | Wagga Wagga | N7 | 0 | 0 | 0 | 0 | 0 | 0 | 0 | 0 | 0 | 0 | 0 | 1000 | 1000 | 1000 | 1000 | 1000 | 1000 | 1000 | 1000 | 1000 | 1000
NSW | Tumut | N8 | 0 | 0 | 0 | 0 | 0 | 0 | 0 | 0 | 0 | 0 | 0 | 0 | 0 | 0 | 0 | 0 | 0 | 0 | 0 | 0 | 0
NSW | Cooma-Monaro | N9 | 0 | 0 | 0 | 0 | 0 | 0 | 0 | 0 | 0 | 0 | 0 | 0 | 0 | 0 | 0 | 0 | 0 | 0 | 0 | 0 | 0
VIC | Ovens Murray | V1 | 0 | 0 | 0 | 0 | 0 | 0 | 0 | 0 | 0 | 0 | 0 | 0 | 0 | 0 | 0 | 0 | 0 | 0 | 0 | 0 | 0
VIC | Murray River | V2 | 0 | 0 | 0 | 0 | 40 | 80 | 120 | 160 | 200 | 200 | 200 | 200 | 200 | 200 | 200 | 200 | 380 | 380 | 380 | 380 | 380
VIC | Western Victoria | V3 | 0 | 0 | 0 | 0 | 0 | 0 | 0 | 0 | 0 | 0 | 0 | 0 | 0 | 0 | 0 | 0 | 0 | 0 | 0 | 0 | 0
VIC | South West Victoria | V4 | 0 | 0 | 0 | 0 | 0 | 0 | 0 | 0 | 0 | 0 | 0 | 0 | 0 | 0 | 0 | 0 | 0 | 0 | 0 | 0 | 0
VIC | Gippsland | V5 | 0 | 0 | 0 | 0 | 0 | 0 | 0 | 0 | 0 | 0 | 0 | 0 | 0 | 0 | 0 | 0 | 0 | 0 | 0 | 0 | 0
VIC | Central North Vic | V6 | 0 | 0 | 0 | 0 | 0 | 0 | 0 | 0 | 0 | 0 | 0 | 0 | 0 | 0 | 0 | 0 | 0 | 0 | 0 | 0 | 0
SA | South East SA | S1 | 0 | 0 | 0 | 0 | 0 | 0 | 0 | 0 | 0 | 0 | 0 | 0 | 0 | 0 | 0 | 0 | 0 | 0 | 0 | 0 | 0
SA | Riverland | S2 | 0 | 0 | 0 | 0 | 0 | 0 | 0 | 0 | 0 | 0 | 0 | 0 | 0 | 0 | 487.5636 | 932.1696 | 1000 | 1000 | 1000 | 1000 | 1000
SA | Mid-North SA | S3 | 0 | 0 | 0 | 0 | 0 | 0 | 0 | 0 | 0 | 0 | 0 | 0 | 0 | 0 | 0 | 0 | 0 | 0 | 0 | 0 | 0
SA | Yorke Peninsula | S4 | 0 | 0 | 0 | 0 | 0 | 0 | 0 | 0 | 0 | 0 | 0 | 0 | 0 | 0 | 0 | 0 | 0 | 0 | 0 | 0 | 0
SA | Northern SA | S5 | 0 | 0 | 0 | 0 | 0 | 0 | 0 | 0 | 0 | 0 | 0 | 0 | 0 | 0 | 0 | 0 | 0 | 0 | 0 | 0 | 0
SA | Leigh Creek | S6 | 0 | 0 | 0 | 0 | 0 | 0 | 0 | 0 | 0 | 0 | 0 | 0 | 0 | 0 | 0 | 0 | 0 | 0 | 0 | 0 | 0
SA | Roxby Downs | S7 | 0 | 0 | 0 | 0 | 0 | 0 | 0 | 0 | 0 | 0 | 0 | 0 | 148.9118 | 148.9118 | 148.9118 | 148.9118 | 148.9118 | 148.9118 | 148.9118 | 148.9118 | 148.9118
SA | Eastern Eyre Peninsula | S8 | 0 | 0 | 0 | 0 | 0 | 0 | 0 | 0 | 0 | 0 | 0 | 0 | 0 | 0 | 0 | 0 | 0 | 0 | 0 | 0 | 0
SA | Western Eyre Peninsula | S9 | 0 | 0 | 0 | 0 | 0 | 0 | 0 | 0 | 0 | 0 | 0 | 0 | 0 | 0 | 0 | 0 | 0 | 0 | 0 | 0 | 0
TAS | North East Tasmania | T1 | 0 | 0 | 0 | 0 | 0 | 0 | 0 | 0 | 0 | 0 | 0 | 0 | 0 | 0 | 0 | 0 | 0 | 0 | 0 | 0 | 0
TAS | North West Tasmania | T2 | 0 | 0 | 0 | 0 | 0 | 0 | 0 | 0 | 0 | 0 | 0 | 0 | 0 | 0 | 0 | 0 | 0 | 0 | 0 | 0 | 0
TAS | Tasmania Midlands | T3 | 0 | 0 | 0 | 0 | 0 | 0 | 0 | 0 | 0 | 0 | 0 | 0 | 0 | 0 | 0 | 0 | 0 | 0 | 0 | 0 | 0
Total Capacity |  |  | 0 | 790 | 790 | 790 | 830 | 870 | 1643.0231 | 1683.0231 | 1966.4141 | 1966.4141 | 1966.4141 | 4651.8692 | 5329.8813 | 5329.8813 | 9548.746 | 9993.352 | 10379.8316 | 10379.8316 | 10560.6265 | 12897.7863 | 12897.7863
Wind
Region | REZ Name | REZ Code | 2022 | 2023 | 2024 | 2025 | 2026 | 2027 | 2028 | 2029 | 2030 | 2031 | 2032 | 2033 | 2034 | 2035 | 2036 | 2037 | 2038 | 2039 | 2040 | 2041 | 2042
QLD | Far North QLD | Q1 | 0 | 0 | 0 | 0 | 63.8004 | 477.643 | 645 | 645 | 645 | 645 | 645 | 645 | 645 | 645 | 645 | 1090 | 1745 | 1745 | 1745 | 1745 | 1745
QLD | North Qld Clean Energy Hub | Q2 | 0 | 0 | 0 | 0 | 0 | 0 | 0 | 0 | 0 | 0 | 0 | 0 | 0 | 0 | 0 | 0 | 0 | 0 | 0 | 0 | 0
QLD | Northern Qld | Q3 | 0 | 0 | 0 | 0 | 0 | 0 | 0 | 0 | 0 | 0 | 0 | 0 | 0 | 0 | 0 | 0 | 0 | 0 | 0 | 0 | 0
QLD | Isaac | Q4 | 0 | 0 | 0 | 0 | 0 | 0 | 0 | 0 | 0 | 0 | 0 | 0 | 0 | 0 | 1000 | 1000 | 1000 | 1000 | 1000 | 1000 | 1000
QLD | Barcaldine | Q5 | 0 | 0 | 0 | 0 | 0 | 0 | 0 | 0 | 0 | 0 | 0 | 0 | 0 | 0 | 0 | 0 | 0 | 0 | 0 | 0 | 0
QLD | Fitzroy | Q6 | 0 | 0 | 0 | 0 | 0 | 0 | 0 | 711.9769 | 711.9769 | 711.9769 | 711.9769 | 711.9769 | 711.9769 | 900 | 900 | 900 | 900 | 900 | 900 | 900 | 900
QLD | Wide Bay | Q7 | 0 | 0 | 0 | 0 | 0 | 0 | 0 | 0 | 0 | 0 | 0 | 0 | 0 | 0 | 300 | 300 | 300 | 300 | 300 | 300 | 300
QLD | Darling Downs | Q8 | 0 | 500 | 500 | 500 | 500 | 500 | 500 | 1091.5254 | 1400 | 1400 | 1400 | 1400 | 1400 | 1400 | 1400 | 1989.4028 | 3500.4637 | 3500.4637 | 3500.4637 | 3500.4637 | 3500.4637
NSW | North West NSW | N1 | 0 | 0 | 0 | 0 | 0 | 0 | 0 | 0 | 0 | 0 | 0 | 0 | 0 | 0 | 0 | 0 | 0 | 0 | 0 | 0 | 0
NSW | New England | N2 | 0 | 0 | 0 | 0 | 0 | 0 | 0 | 0 | 0 | 0 | 0 | 221.3969 | 221.3969 | 221.3969 | 2695.4386 | 2695.4386 | 3905.764 | 3905.764 | 3905.764 | 3905.764 | 3905.764
NSW | Central-West Orana | N3 | 0 | 0 | 0 | 0 | 0 | 0 | 0 | 0 | 0 | 0 | 0 | 800 | 800 | 800 | 1256.0581 | 1256.0581 | 1256.0581 | 1256.0581 | 1256.0581 | 1256.0581 | 1256.0581
NSW | Southern NSW Tablelands | N4 | 0 | 227 | 227 | 227 | 227 | 227 | 227 | 227 | 227 | 227 | 227 | 228 | 228 | 228 | 228 | 228 | 228 | 228 | 228 | 228 | 228
NSW | Broken Hill | N5 | 0 | 0 | 0 | 0 | 0 | 0 | 0 | 0 | 0 | 0 | 0 | 0 | 0 | 0 | 0 | 0 | 0 | 0 | 0 | 0 | 0
NSW | South West NSW | N6 | 0 | 0 | 0 | 0 | 0 | 0 | 0 | 0 | 0 | 0 | 0 | 0 | 0 | 0 | 0 | 0 | 0 | 0 | 0 | 0 | 0
NSW | Wagga Wagga | N7 | 0 | 0 | 0 | 0 | 0 | 0 | 0 | 0 | 0 | 0 | 0 | 0 | 0 | 0 | 0 | 0 | 0 | 0 | 0 | 0 | 0
NSW | Tumut | N8 | 0 | 0 | 0 | 0 | 0 | 0 | 0 | 0 | 0 | 0 | 0 | 0 | 0 | 0 | 0 | 0 | 0 | 0 | 0 | 0 | 0
NSW | Cooma-Monaro | N9 | 0 | 0 | 0 | 0 | 0 | 0 | 0 | 0 | 0 | 0 | 0 | 100 | 246.4771 | 246.4771 | 246.4771 | 246.4771 | 246.4771 | 246.4771 | 246.4771 | 300 | 300
VIC | Ovens Murray | V1 | 0 | 0 | 0 | 0 | 0 | 0 | 0 | 0 | 0 | 0 | 0 | 0 | 0 | 0 | 0 | 0 | 0 | 0 | 0 | 0 | 0
VIC | Murray River | V2 | 0 | 0 | 0 | 0 | 0 | 0 | 0 | 0 | 0 | 0 | 0 | 0 | 0 | 0 | 0 | 0 | 0 | 0 | 0 | 0 | 0
VIC | Western Victoria | V3 | 0 | 209 | 209 | 209 | 209 | 209 | 268.8 | 408.8 | 450 | 450 | 450 | 450 | 450 | 450 | 517.5602 | 700 | 700 | 700 | 700 | 921.6182 | 921.6182
VIC | South West Victoria | V4 | 0 | 151.2 | 151.2 | 151.2 | 151.2 | 151.2 | 151.2 | 151.2 | 151.2 | 151.2 | 151.2 | 151.2 | 151.2 | 151.2 | 151.2 | 151.2 | 151.2 | 151.2 | 628.125 | 955.4957 | 955.4957
VIC | Gippsland | V5 | 0 | 0 | 0 | 0 | 0 | 0 | 0 | 0 | 0 | 0 | 0 | 0 | 0 | 0 | 0 | 0 | 0 | 0 | 0 | 0 | 0
VIC | Central North Vic | V6 | 0 | 0 | 0 | 0 | 0 | 0 | 0 | 0 | 98.8 | 98.8 | 98.8 | 98.8 | 98.8 | 98.8 | 98.8 | 98.8 | 400 | 400 | 400 | 400 | 400
SA | South East SA | S1 | 0 | 0 | 0 | 0 | 0 | 0 | 0 | 0 | 0 | 0 | 0 | 0 | 0 | 0 | 55 | 55 | 608.1957 | 608.1957 | 800 | 800 | 800
SA | Riverland | S2 | 0 | 0 | 0 | 0 | 0 | 0 | 0 | 0 | 0 | 0 | 0 | 0 | 0 | 0 | 0 | 0 | 0 | 0 | 0 | 0 | 0
SA | Mid-North SA | S3 | 0 | 0 | 0 | 0 | 0 | 0 | 0 | 0 | 0 | 0 | 0 | 851.0882 | 851.0882 | 851.0882 | 851.0882 | 851.0882 | 851.0882 | 851.0882 | 851.0882 | 851.0882 | 851.0882
SA | Yorke Peninsula | S4 | 0 | 0 | 0 | 0 | 0 | 0 | 0 | 0 | 0 | 0 | 0 | 0 | 0 | 0 | 0 | 0 | 400 | 400 | 400 | 447.1037 | 447.1037
SA | Northern SA | S5 | 0 | 0 | 0 | 0 | 0 | 0 | 0 | 0 | 0 | 0 | 0 | 0 | 0 | 0 | 0 | 0 | 0 | 0 | 0 | 0 | 0
SA | Leigh Creek | S6 | 0 | 0 | 0 | 0 | 0 | 0 | 0 | 0 | 0 | 0 | 0 | 0 | 0 | 0 | 0 | 0 | 0 | 0 | 0 | 0 | 0
SA | Roxby Downs | S7 | 0 | 0 | 0 | 0 | 0 | 0 | 0 | 0 | 0 | 0 | 0 | 0 | 0 | 0 | 0 | 0 | 0 | 0 | 0 | 0 | 0
SA | Eastern Eyre Peninsula | S8 | 0 | 0 | 0 | 0 | 0 | 0 | 0 | 0 | 0 | 0 | 0 | 0 | 0 | 0 | 0 | 0 | 0 | 0 | 0 | 0 | 0
SA | Western Eyre Peninsula | S9 | 0 | 0 | 0 | 0 | 0 | 0 | 0 | 0 | 0 | 0 | 0 | 0 | 0 | 0 | 0 | 0 | 0 | 0 | 0 | 0 | 0
TAS | North East Tasmania | T1 | 0 | 0 | 0 | 0 | 0 | 0 | 0 | 0 | 0 | 0 | 0 | 0 | 0 | 0 | 0 | 0 | 0 | 0 | 0 | 0 | 0
TAS | North West Tasmania | T2 | 0 | 0 | 0 | 0 | 0 | 0 | 0 | 0 | 0 | 0 | 0 | 0 | 0 | 0 | 0 | 0 | 0 | 0 | 0 | 0 | 0
TAS | Tasmania Midlands | T3 | 0 | 0 | 0 | 0 | 0 | 0 | 99.207 | 99.207 | 99.207 | 99.207 | 99.207 | 1560 | 1560 | 1560 | 1731.315 | 1772.5465 | 2488.3828 | 2488.3828 | 2488.3828 | 2488.3828 | 2488.3828
Total Capacity |  |  | 0 | 1087.2 | 1087.2 | 1087.2 | 1151.0004 | 1564.843 | 1891.207 | 3334.7093 | 3783.1839 | 3783.1839 | 3783.1839 | 7217.4619 | 7363.939 | 7551.9622 | 12075.9372 | 13334.0113 | 18680.6294 | 18680.6294 | 19349.3587 | 19998.9743 | 19998.9743
Large-scale Solar and Wind (Utility)
Region | REZ Name | REZ Code | 2022 | 2023 | 2024 | 2025 | 2026 | 2027 | 2028 | 2029 | 2030 | 2031 | 2032 | 2033 | 2034 | 2035 | 2036 | 2037 | 2038 | 2039 | 2040 | 2041 | 2042
QLD | Far North QLD | Q1 | 0 | 55 | 55 | 55 | 118.8004 | 532.643 | 700 | 700 | 700 | 700 | 700 | 700 | 700 | 700 | 700 | 1145 | 1800 | 1800 | 1800 | 1800 | 1800
QLD | North Qld Clean Energy Hub | Q2 | 0 | 0 | 0 | 0 | 0 | 0 | 0 | 0 | 0 | 0 | 0 | 0 | 0 | 0 | 0 | 0 | 0 | 0 | 0 | 0 | 0
QLD | Northern Qld | Q3 | 0 | 0 | 0 | 0 | 0 | 0 | 0 | 0 | 0 | 0 | 0 | 0 | 0 | 0 | 0 | 0 | 0 | 0 | 0 | 0 | 0
QLD | Isaac | Q4 | 0 | 355 | 355 | 355 | 355 | 355 | 355 | 355 | 355 | 355 | 355 | 355 | 355 | 355 | 1355 | 1355 | 1355 | 1355 | 1355 | 1355 | 1355
QLD | Barcaldine | Q5 | 0 | 0 | 0 | 0 | 0 | 0 | 0 | 0 | 0 | 0 | 0 | 0 | 0 | 0 | 0 | 0 | 0 | 0 | 0 | 0 | 0
QLD | Fitzroy | Q6 | 0 | 0 | 0 | 0 | 0 | 0 | 733.0231 | 1445 | 1445 | 1445 | 1445 | 1445 | 1445 | 1633.0231 | 1633.0231 | 1633.0231 | 1633.0231 | 1633.0231 | 1633.0231 | 1633.0231 | 1633.0231
QLD | Wide Bay | Q7 | 0 | 0 | 0 | 0 | 0 | 0 | 0 | 0 | 0 | 0 | 0 | 0 | 0 | 0 | 500 | 500 | 500 | 500 | 500 | 500 | 500
QLD | Darling Downs | Q8 | 0 | 500 | 500 | 500 | 500 | 500 | 500 | 1091.5254 | 1643.3909 | 1643.3909 | 1643.3909 | 1643.3909 | 1643.3909 | 1643.3909 | 3210.3055 | 3799.7084 | 5310.7692 | 5310.7692 | 5491.5641 | 6094.269 | 6094.269
NSW | North West NSW | N1 | 0 | 115 | 115 | 115 | 115 | 115 | 115 | 115 | 115 | 115 | 115 | 1100 | 1100 | 1100 | 2100 | 2100 | 2100 | 2100 | 2100 | 2100 | 2100
NSW | New England | N2 | 0 | 115 | 115 | 115 | 115 | 115 | 115 | 115 | 115 | 115 | 115 | 336.3969 | 336.3969 | 336.3969 | 2810.4386 | 2810.4386 | 4020.764 | 4020.764 | 4020.764 | 4020.764 | 4020.764
NSW | Central-West Orana | N3 | 0 | 150 | 150 | 150 | 150 | 150 | 150 | 150 | 150 | 150 | 150 | 1050.4551 | 1579.5554 | 1579.5554 | 3000 | 3000 | 3138.6492 | 3138.6492 | 3138.6492 | 4873.1041 | 4873.1041
NSW | Southern NSW Tablelands | N4 | 0 | 227 | 227 | 227 | 227 | 227 | 227 | 227 | 227 | 227 | 227 | 228 | 228 | 228 | 228 | 228 | 228 | 228 | 228 | 228 | 228
NSW | Broken Hill | N5 | 0 | 0 | 0 | 0 | 0 | 0 | 0 | 0 | 0 | 0 | 0 | 0 | 0 | 0 | 0 | 0 | 0 | 0 | 0 | 0 | 0
NSW | South West NSW | N6 | 0 | 0 | 0 | 0 | 0 | 0 | 0 | 0 | 0 | 0 | 0 | 600 | 600 | 600 | 600 | 600 | 600 | 600 | 600 | 600 | 600
NSW | Wagga Wagga | N7 | 0 | 0 | 0 | 0 | 0 | 0 | 0 | 0 | 0 | 0 | 0 | 1000 | 1000 | 1000 | 1000 | 1000 | 1000 | 1000 | 1000 | 1000 | 1000
NSW | Tumut | N8 | 0 | 0 | 0 | 0 | 0 | 0 | 0 | 0 | 0 | 0 | 0 | 0 | 0 | 0 | 0 | 0 | 0 | 0 | 0 | 0 | 0
NSW | Cooma-Monaro | N9 | 0 | 0 | 0 | 0 | 0 | 0 | 0 | 0 | 0 | 0 | 0 | 100 | 246.4771 | 246.4771 | 246.4771 | 246.4771 | 246.4771 | 246.4771 | 246.4771 | 300 | 300
VIC | Ovens Murray | V1 | 0 | 0 | 0 | 0 | 0 | 0 | 0 | 0 | 0 | 0 | 0 | 0 | 0 | 0 | 0 | 0 | 0 | 0 | 0 | 0 | 0
VIC | Murray River | V2 | 0 | 0 | 0 | 0 | 40 | 80 | 120 | 160 | 200 | 200 | 200 | 200 | 200 | 200 | 200 | 200 | 380 | 380 | 380 | 380 | 380
VIC | Western Victoria | V3 | 0 | 209 | 209 | 209 | 209 | 209 | 268.8 | 408.8 | 450 | 450 | 450 | 450 | 450 | 450 | 517.5602 | 700 | 700 | 700 | 700 | 921.6182 | 921.6182
VIC | South West Victoria | V4 | 0 | 151.2 | 151.2 | 151.2 | 151.2 | 151.2 | 151.2 | 151.2 | 151.2 | 151.2 | 151.2 | 151.2 | 151.2 | 151.2 | 151.2 | 151.2 | 151.2 | 151.2 | 628.125 | 955.4957 | 955.4957
VIC | Gippsland | V5 | 0 | 0 | 0 | 0 | 0 | 0 | 0 | 0 | 0 | 0 | 0 | 0 | 0 | 0 | 0 | 0 | 0 | 0 | 0 | 0 | 0
VIC | Central North Vic | V6 | 0 | 0 | 0 | 0 | 0 | 0 | 0 | 0 | 98.8 | 98.8 | 98.8 | 98.8 | 98.8 | 98.8 | 98.8 | 98.8 | 400 | 400 | 400 | 400 | 400
SA | South East SA | S1 | 0 | 0 | 0 | 0 | 0 | 0 | 0 | 0 | 0 | 0 | 0 | 0 | 0 | 0 | 55 | 55 | 608.1957 | 608.1957 | 800 | 800 | 800
SA | Riverland | S2 | 0 | 0 | 0 | 0 | 0 | 0 | 0 | 0 | 0 | 0 | 0 | 0 | 0 | 0 | 487.5636 | 932.1696 | 1000 | 1000 | 1000 | 1000 | 1000
SA | Mid-North SA | S3 | 0 | 0 | 0 | 0 | 0 | 0 | 0 | 0 | 0 | 0 | 0 | 851.0882 | 851.0882 | 851.0882 | 851.0882 | 851.0882 | 851.0882 | 851.0882 | 851.0882 | 851.0882 | 851.0882
SA | Yorke Peninsula | S4 | 0 | 0 | 0 | 0 | 0 | 0 | 0 | 0 | 0 | 0 | 0 | 0 | 0 | 0 | 0 | 0 | 400 | 400 | 400 | 447.1037 | 447.1037
SA | Northern SA | S5 | 0 | 0 | 0 | 0 | 0 | 0 | 0 | 0 | 0 | 0 | 0 | 0 | 0 | 0 | 0 | 0 | 0 | 0 | 0 | 0 | 0
SA | Leigh Creek | S6 | 0 | 0 | 0 | 0 | 0 | 0 | 0 | 0 | 0 | 0 | 0 | 0 | 0 | 0 | 0 | 0 | 0 | 0 | 0 | 0 | 0
SA | Roxby Downs | S7 | 0 | 0 | 0 | 0 | 0 | 0 | 0 | 0 | 0 | 0 | 0 | 0 | 148.9118 | 148.9118 | 148.9118 | 148.9118 | 148.9118 | 148.9118 | 148.9118 | 148.9118 | 148.9118
SA | Eastern Eyre Peninsula | S8 | 0 | 0 | 0 | 0 | 0 | 0 | 0 | 0 | 0 | 0 | 0 | 0 | 0 | 0 | 0 | 0 | 0 | 0 | 0 | 0 | 0
SA | Western Eyre Peninsula | S9 | 0 | 0 | 0 | 0 | 0 | 0 | 0 | 0 | 0 | 0 | 0 | 0 | 0 | 0 | 0 | 0 | 0 | 0 | 0 | 0 | 0
TAS | North East Tasmania | T1 | 0 | 0 | 0 | 0 | 0 | 0 | 0 | 0 | 0 | 0 | 0 | 0 | 0 | 0 | 0 | 0 | 0 | 0 | 0 | 0 | 0
TAS | North West Tasmania | T2 | 0 | 0 | 0 | 0 | 0 | 0 | 0 | 0 | 0 | 0 | 0 | 0 | 0 | 0 | 0 | 0 | 0 | 0 | 0 | 0 | 0
TAS | Tasmania Midlands | T3 | 0 | 0 | 0 | 0 | 0 | 0 | 99.207 | 99.207 | 99.207 | 99.207 | 99.207 | 1560 | 1560 | 1560 | 1731.315 | 1772.5465 | 2488.3828 | 2488.3828 | 2488.3828 | 2488.3828 | 2488.3828
Total Capacity |  |  | 0 | 1877.2 | 1877.2 | 1877.2 | 1981.0004 | 2434.843 | 3534.2302 | 5017.7325 | 5749.598 | 5749.598 | 5749.598 | 11869.3311 | 12693.8203 | 12881.8434 | 21624.6832 | 23327.3633 | 29060.461 | 29060.461 | 29909.9852 | 32896.7606 | 32896.7606

## REZGeneration_1
Annual as-generated generation by REZ (GWh) - Central with updated demand (Counterfactual)
Years are financial year ending.
Large-scale Solar
Region | REZ Name | REZ Code | 2022 | 2023 | 2024 | 2025 | 2026 | 2027 | 2028 | 2029 | 2030 | 2031 | 2032 | 2033 | 2034 | 2035 | 2036 | 2037 | 2038 | 2039 | 2040 | 2041 | 2042
QLD | Far North QLD | Q1 | 0 | 140.8879 | 136.4075 | 139.1336 | 141.4809 | 138.7521 | 141.4105 | 120.7583 | 132.4248 | 134.3101 | 131.3179 | 141.253 | 137.0701 | 138.2684 | 140.9981 | 138.4301 | 140.6534 | 120.8234 | 132.7379 | 133.4909 | 130.3987
QLD | North Qld Clean Energy Hub | Q2 | 0 | 0 | 0 | 0 | 0 | 0 | 0 | 0 | 0 | 0 | 0 | 0 | 0 | 0 | 0 | 0 | 0 | 0 | 0 | 0 | 0
QLD | Northern Qld | Q3 | 0 | 0 | 0 | 0 | 0 | 0 | 1967.202 | 1569.797 | 1768.943 | 1850.8932 | 1838.8744 | 1964.0255 | 1921.476 | 1920.4522 | 1926.8927 | 1906.7913 | 1958.924 | 1565.0834 | 1774.5008 | 1845.8577 | 1829.081
QLD | Isaac | Q4 | 0 | 943.8288 | 939.864 | 931.4833 | 942.5551 | 948.5184 | 948.6625 | 776.5078 | 875.6631 | 885.0212 | 918.6915 | 948.5429 | 940.6204 | 930.1574 | 943.1131 | 940.4122 | 945.9594 | 776.763 | 876.7998 | 882.6435 | 914.8727
QLD | Barcaldine | Q5 | 0 | 0 | 0 | 0 | 0 | 0 | 0 | 0 | 0 | 0 | 0 | 0 | 0 | 0 | 0 | 0 | 0 | 0 | 0 | 0 | 0
QLD | Fitzroy | Q6 | 0 | 0 | 0 | 0 | 0 | 0 | 0 | 0 | 0 | 0 | 0 | 0 | 0 | 0 | 0 | 0 | 0 | 0 | 0 | 0 | 0
QLD | Wide Bay | Q7 | 0 | 0 | 0 | 0 | 0 | 0 | 0 | 0 | 0 | 0 | 0 | 0 | 0 | 0 | 519.6239 | 519.4491 | 505.4621 | 418.674 | 469.7433 | 475.9165 | 515.0393
QLD | Darling Downs | Q8 | 0 | 0 | 0 | 0 | 0 | 0 | 0 | 0 | 1230.8342 | 1276.0036 | 1362.2211 | 1350.0622 | 1311.6726 | 1321.1542 | 1361.8779 | 1356.7466 | 1338.9186 | 1144.1176 | 1234.4316 | 1269.4588 | 1353.0253
NSW | North West NSW | N1 | 0 | 314.7508 | 315.5549 | 305.9138 | 327.1153 | 328.8207 | 318.7599 | 277.3019 | 291.3292 | 308.1046 | 320.6875 | 318.3106 | 315.906 | 307.7533 | 327.3721 | 329.0927 | 316.3464 | 278.2499 | 292.6406 | 307.4813 | 319.6384
NSW | New England | N2 | 0 | 289.6845 | 292.4204 | 274.3254 | 298.3382 | 293.1388 | 468.091 | 575.7342 | 692.3333 | 722.0868 | 786.6446 | 767.9768 | 767.2178 | 723.3239 | 780.7286 | 765.8197 | 763.4758 | 651.0926 | 693.0074 | 718.5143 | 784.1394
NSW | Central-West Orana | N3 | 0 | 373.387 | 366.6412 | 363.2017 | 382.3104 | 378.3423 | 379.0686 | 327.7738 | 340.7938 | 364.1301 | 380.16 | 378.8477 | 366.3339 | 362.3124 | 382.5811 | 378.8336 | 376.7315 | 330.3335 | 342.1835 | 364.139 | 379.2667
NSW | Southern NSW Tablelands | N4 | 0 | 0 | 0 | 0 | 0 | 0 | 0 | 0 | 0 | 0 | 0 | 0 | 0 | 0 | 0 | 0 | 0 | 0 | 0 | 0 | 0
NSW | Broken Hill | N5 | 0 | 0 | 0 | 0 | 0 | 0 | 0 | 0 | 0 | 0 | 0 | 0 | 0 | 0 | 0 | 0 | 0 | 0 | 0 | 0 | 0
NSW | South West NSW | N6 | 0 | 0 | 0 | 0 | 0 | 0 | 0 | 0 | 0 | 0 | 0 | 0 | 0 | 0 | 0 | 0 | 0 | 0 | 0 | 0 | 0
NSW | Wagga Wagga | N7 | 0 | 0 | 0 | 0 | 0 | 0 | 0 | 0 | 0 | 0 | 0 | 0 | 0 | 0 | 0 | 0 | 0 | 0 | 0 | 0 | 0
NSW | Tumut | N8 | 0 | 0 | 0 | 0 | 0 | 0 | 0 | 0 | 0 | 0 | 0 | 0 | 0 | 0 | 0 | 0 | 0 | 0 | 0 | 0 | 0
NSW | Cooma-Monaro | N9 | 0 | 0 | 0 | 0 | 0 | 0 | 0 | 0 | 0 | 0 | 0 | 0 | 0 | 0 | 0 | 0 | 0 | 0 | 0 | 0 | 0
VIC | Ovens Murray | V1 | 0 | 0 | 0 | 0 | 0 | 0 | 0 | 0 | 0 | 0 | 0 | 0 | 0 | 0 | 0 | 0 | 0 | 0 | 0 | 0 | 0
VIC | Murray River | V2 | 0 | 0 | 0 | 0 | 0 | 0 | 0 | 0 | 0 | 0 | 0 | 0 | 0 | 0 | 0 | 0 | 0 | 0 | 0 | 0 | 0
VIC | Western Victoria | V3 | 0 | 0 | 0 | 0 | 0 | 0 | 0 | 0 | 0 | 0 | 0 | 0 | 0 | 0 | 0 | 0 | 0 | 0 | 0 | 0 | 0
VIC | South West Victoria | V4 | 0 | 0 | 0 | 0 | 0 | 0 | 0 | 0 | 0 | 0 | 0 | 0 | 0 | 0 | 0 | 0 | 0 | 0 | 0 | 0 | 0
VIC | Gippsland | V5 | 0 | 0 | 0 | 0 | 0 | 0 | 0 | 0 | 0 | 0 | 0 | 0 | 0 | 0 | 0 | 0 | 0 | 0 | 0 | 0 | 0
VIC | Central North Vic | V6 | 0 | 0 | 0 | 0 | 94.751 | 185.8204 | 242.8276 | 301.5649 | 415.1737 | 406.6516 | 408.7502 | 908.5131 | 853.4555 | 828.6464 | 951.4102 | 960.4557 | 907.9463 | 827.072 | 851.3513 | 833.9118 | 815.1103
SA | South East SA | S1 | 0 | 0 | 0 | 0 | 0 | 0 | 0 | 0 | 0 | 0 | 0 | 130.7293 | 124.7763 | 121.0515 | 123.2341 | 124.3105 | 130.2331 | 118.008 | 124.7586 | 122.6838 | 122.8656
SA | Riverland | S2 | 0 | 0 | 0 | 0 | 0 | 0 | 0 | 0 | 0 | 0 | 0 | 523.8382 | 496.1234 | 504.2328 | 509.6087 | 524.3704 | 523.8931 | 485.9024 | 493.9216 | 490.1244 | 500.1811
SA | Mid-North SA | S3 | 0 | 0 | 0 | 0 | 0 | 0 | 0 | 0 | 0 | 0 | 0 | 0 | 0 | 0 | 0 | 0 | 0 | 0 | 0 | 0 | 0
SA | Yorke Peninsula | S4 | 0 | 0 | 0 | 0 | 0 | 0 | 0 | 0 | 0 | 0 | 0 | 0 | 0 | 0 | 0 | 0 | 0 | 0 | 0 | 0 | 0
SA | Northern SA | S5 | 0 | 0 | 0 | 0 | 0 | 0 | 0 | 0 | 0 | 0 | 0 | 0 | 0 | 0 | 0 | 0 | 0 | 0 | 0 | 0 | 0
SA | Leigh Creek | S6 | 0 | 0 | 0 | 0 | 0 | 0 | 0 | 0 | 0 | 0 | 0 | 0 | 0 | 0 | 0 | 0 | 0 | 0 | 0 | 0 | 0
SA | Roxby Downs | S7 | 0 | 0 | 0 | 0 | 0 | 0 | 0 | 0 | 0 | 0 | 0 | 918.3992 | 865.2424 | 898.9717 | 894.7411 | 918.6929 | 918.8019 | 852.7576 | 874.6255 | 874.6701 | 903.8623
SA | Eastern Eyre Peninsula | S8 | 0 | 0 | 0 | 0 | 0 | 0 | 0 | 0 | 0 | 0 | 0 | 0 | 0 | 0 | 0 | 0 | 0 | 0 | 0 | 0 | 0
SA | Western Eyre Peninsula | S9 | 0 | 0 | 0 | 0 | 0 | 0 | 0 | 0 | 0 | 0 | 0 | 0 | 0 | 0 | 0 | 0 | 0 | 0 | 0 | 0 | 0
TAS | North East Tasmania | T1 | 0 | 0 | 0 | 0 | 0 | 0 | 0 | 0 | 0 | 0 | 0 | 0 | 0 | 0 | 0 | 0 | 0 | 0 | 0 | 0 | 0
TAS | North West Tasmania | T2 | 0 | 0 | 0 | 0 | 0 | 0 | 0 | 0 | 0 | 0 | 0 | 304.3513 | 315.5627 | 288.3234 | 298.1963 | 287.007 | 304.7768 | 291.802 | 299.8615 | 294.9438 | 292.7055
TAS | Tasmania Midlands | T3 | 0 | 0 | 0 | 0 | 0 | 0 | 0 | 0 | 0 | 0 | 0 | 0 | 0 | 0 | 0 | 0 | 0 | 0 | 0 | 0 | 0
Shadow REZs |  |  | 0 | 0 | 0 | 0 | 0 | 0 | 0 | 0 | 0 | 0 | 0 | 0 | 1459.7166 | 1464.9884 | 2129.5417 | 2097.8053 | 3639.3525 | 3249.5814 | 3286.0715 | 3434.1966 | 3443.065
Total Generation |  |  | 0 | 2062.539 | 2050.888 | 2014.0578 | 2186.5509 | 2273.3927 | 4466.022 | 3949.4378 | 5747.4952 | 5947.2011 | 6147.3472 | 8654.8497 | 9875.1738 | 9809.6361 | 11289.9195 | 11248.2171 | 12771.475 | 11110.2607 | 11746.6349 | 12048.0324 | 12303.2512
Wind
Region | REZ Name | REZ Code | 2022 | 2023 | 2024 | 2025 | 2026 | 2027 | 2028 | 2029 | 2030 | 2031 | 2032 | 2033 | 2034 | 2035 | 2036 | 2037 | 2038 | 2039 | 2040 | 2041 | 2042
QLD | Far North QLD | Q1 | 0 | 0 | 0 | 0 | 329.325 | 2497.4239 | 3328.5179 | 2978.9102 | 3095.1877 | 3018.786 | 3004.1946 | 2993.4167 | 2750.0636 | 2886.5606 | 3265.3411 | 3250.597 | 3353.9077 | 3015.4026 | 3217.3127 | 3310.3731 | 3194.2683
QLD | North Qld Clean Energy Hub | Q2 | 0 | 0 | 0 | 0 | 0 | 0 | 0 | 0 | 0 | 0 | 0 | 0 | 0 | 0 | 0 | 0 | 0 | 0 | 0 | 0 | 0
QLD | Northern Qld | Q3 | 0 | 0 | 0 | 0 | 0 | 0 | 0 | 0 | 0 | 0 | 0 | 0 | 0 | 0 | 0 | 0 | 0 | 0 | 0 | 0 | 0
QLD | Isaac | Q4 | 0 | 0 | 0 | 0 | 0 | 0 | 0 | 1346.0825 | 1322.5628 | 1329.9519 | 1421.0566 | 1323.9673 | 1272.7776 | 1346.0248 | 1388.9438 | 1444.0985 | 1387.9772 | 1348.9786 | 1332.3335 | 1377.769 | 1441.9309
QLD | Barcaldine | Q5 | 0 | 0 | 0 | 0 | 0 | 0 | 0 | 0 | 0 | 0 | 0 | 0 | 0 | 0 | 0 | 0 | 0 | 0 | 0 | 0 | 0
QLD | Fitzroy | Q6 | 0 | 0 | 0 | 0 | 0 | 0 | 0 | 1254.8605 | 1260.6056 | 1177.3692 | 1188.0885 | 1170.006 | 1140.2962 | 1213.309 | 1216.8568 | 1298.7072 | 1243.3942 | 1267.9125 | 1270.5895 | 1244.3569 | 1228.0883
QLD | Wide Bay | Q7 | 0 | 0 | 0 | 0 | 0 | 0 | 0 | 0 | 0 | 0 | 0 | 0 | 0 | 0 | 912.4719 | 964.5457 | 881.1405 | 901.3364 | 916.3688 | 927.1858 | 874.3439
QLD | Darling Downs | Q8 | 0 | 1818.5557 | 1810.1897 | 1770.4861 | 1822.1126 | 1953.228 | 1812.7934 | 4178.0736 | 4713.666 | 4648.9183 | 4441.915 | 4522.4516 | 4549.9788 | 4543.0613 | 6155.8693 | 9259.1481 | 8594.2726 | 8896.3994 | 8671.8074 | 8724.4205 | 8249.293
NSW | North West NSW | N1 | 0 | 0 | 0 | 0 | 0 | 0 | 0 | 0 | 0 | 0 | 0 | 0 | 0 | 0 | 0 | 0 | 0 | 0 | 0 | 0 | 0
NSW | New England | N2 | 0 | 0 | 0 | 0 | 0 | 0 | 0 | 0 | 0 | 0 | 0 | 0 | 0 | 0 | 0 | 0 | 0 | 0 | 0 | 0 | 0
NSW | Central-West Orana | N3 | 0 | 0 | 0 | 0 | 0 | 0 | 0 | 0 | 0 | 0 | 0 | 1776.0123 | 1810.2656 | 1838.0344 | 1859.8559 | 1853.6958 | 1782.7914 | 1901.8433 | 1738.7896 | 1795.5343 | 1697.108
NSW | Southern NSW Tablelands | N4 | 0 | 788.3961 | 818.4371 | 843.5543 | 854.8983 | 771.867 | 788.1422 | 813.8264 | 765.3099 | 819.5575 | 855.6413 | 778.7964 | 815.5358 | 840.112 | 842.8966 | 767.7395 | 778.8038 | 807.2126 | 765.0018 | 816.8945 | 857.2811
NSW | Broken Hill | N5 | 0 | 0 | 0 | 0 | 0 | 0 | 0 | 0 | 0 | 0 | 0 | 0 | 0 | 0 | 0 | 0 | 0 | 0 | 0 | 0 | 0
NSW | South West NSW | N6 | 0 | 0 | 0 | 0 | 0 | 0 | 0 | 0 | 0 | 0 | 0 | 0 | 0 | 0 | 0 | 0 | 0 | 0 | 0 | 0 | 0
NSW | Wagga Wagga | N7 | 0 | 0 | 0 | 0 | 0 | 0 | 0 | 0 | 0 | 0 | 0 | 0 | 0 | 0 | 0 | 0 | 0 | 0 | 0 | 0 | 0
NSW | Tumut | N8 | 0 | 0 | 0 | 0 | 0 | 0 | 0 | 0 | 0 | 0 | 0 | 0 | 0 | 0 | 0 | 0 | 0 | 0 | 0 | 0 | 0
NSW | Cooma-Monaro | N9 | 0 | 0 | 0 | 0 | 0 | 0 | 0 | 0 | 0 | 0 | 0 | 615.6366 | 652.2109 | 665.8051 | 680.1997 | 645.2878 | 616.8826 | 615.777 | 604.5734 | 635.5676 | 676.9929
VIC | Ovens Murray | V1 | 0 | 0 | 0 | 0 | 0 | 0 | 0 | 0 | 0 | 0 | 0 | 0 | 0 | 0 | 0 | 0 | 0 | 0 | 0 | 0 | 0
VIC | Murray River | V2 | 0 | 0 | 0 | 0 | 0 | 0 | 0 | 0 | 0 | 0 | 0 | 0 | 0 | 0 | 0 | 0 | 0 | 0 | 0 | 0 | 0
VIC | Western Victoria | V3 | 0 | 627.5645 | 608.0111 | 589.2261 | 596.2931 | 589.5463 | 733.1475 | 768.3653 | 1187.7642 | 1186.0326 | 1355.5979 | 1384.8021 | 1349.9353 | 1360.6931 | 1453.8935 | 1454.2078 | 1330.7321 | 1440.1328 | 1456.478 | 1368.8717 | 1493.0558
VIC | South West Victoria | V4 | 0 | 450.6013 | 455.3638 | 473.067 | 486.2994 | 465.933 | 407.8291 | 438.2874 | 458.4503 | 447.1706 | 526.371 | 442.0055 | 438.6655 | 469.3098 | 494.6873 | 491.7294 | 2123.5796 | 2224.5595 | 2400.2337 | 2301.7962 | 2602.3882
VIC | Gippsland | V5 | 0 | 0 | 0 | 0 | 0 | 0 | 0 | 373.5576 | 369.2907 | 365.1503 | 427.1059 | 383.1623 | 351.8165 | 389.8813 | 394.2001 | 372.8181 | 2207.17 | 2230.3742 | 2205.2809 | 3736.0866 | 4359.4146
VIC | Central North Vic | V6 | 0 | 0 | 0 | 0 | 0 | 0 | 0 | 0 | 0 | 0 | 0 | 1070.6211 | 1000.5272 | 969.0466 | 1060.6173 | 1058.9274 | 1056.0448 | 1067.602 | 1052.3653 | 988.4743 | 1075.1661
SA | South East SA | S1 | 0 | 0 | 0 | 0 | 0 | 0 | 0 | 0 | 0 | 0 | 0 | 0 | 0 | 0 | 0 | 0 | 0 | 0 | 0 | 0 | 0
SA | Riverland | S2 | 0 | 0 | 0 | 0 | 0 | 0 | 0 | 0 | 0 | 0 | 0 | 0 | 0 | 0 | 0 | 0 | 0 | 0 | 0 | 0 | 0
SA | Mid-North SA | S3 | 0 | 0 | 0 | 0 | 0 | 0 | 0 | 0 | 0 | 0 | 0 | 1870.13 | 1899.4487 | 1901.7595 | 2275.3933 | 2226.1232 | 1994.1368 | 2117.6144 | 2147.1684 | 2072.7677 | 2184.09
SA | Yorke Peninsula | S4 | 0 | 0 | 0 | 0 | 0 | 0 | 0 | 0 | 0 | 0 | 0 | 0 | 0 | 0 | 0 | 0 | 0 | 0 | 0 | 0 | 0
SA | Northern SA | S5 | 0 | 0 | 0 | 0 | 0 | 0 | 0 | 0 | 0 | 0 | 0 | 0 | 0 | 0 | 0 | 0 | 0 | 0 | 0 | 0 | 0
SA | Leigh Creek | S6 | 0 | 0 | 0 | 0 | 0 | 0 | 0 | 0 | 0 | 0 | 0 | 0 | 0 | 0 | 0 | 0 | 0 | 0 | 0 | 0 | 0
SA | Roxby Downs | S7 | 0 | 0 | 0 | 0 | 0 | 0 | 0 | 0 | 0 | 0 | 0 | 0 | 0 | 0 | 0 | 0 | 0 | 0 | 0 | 0 | 0
SA | Eastern Eyre Peninsula | S8 | 0 | 0 | 0 | 0 | 0 | 0 | 0 | 0 | 0 | 0 | 0 | 0 | 0 | 0 | 0 | 0 | 0 | 0 | 0 | 0 | 0
SA | Western Eyre Peninsula | S9 | 0 | 0 | 0 | 0 | 0 | 0 | 0 | 0 | 0 | 0 | 0 | 0 | 0 | 0 | 0 | 0 | 0 | 0 | 0 | 0 | 0
TAS | North East Tasmania | T1 | 0 | 0 | 0 | 0 | 0 | 0 | 0 | 0 | 0 | 0 | 0 | 0 | 0 | 0 | 0 | 0 | 0 | 0 | 0 | 0 | 0
TAS | North West Tasmania | T2 | 0 | 0 | 0 | 0 | 0 | 0 | 0 | 0 | 0 | 0 | 0 | 0 | 0 | 0 | 0 | 0 | 0 | 0 | 0 | 0 | 0
TAS | Tasmania Midlands | T3 | 0 | 0 | 0 | 0 | 0 | 0 | 738.8992 | 732.8368 | 730.5944 | 729.0065 | 761.878 | 1623.9697 | 1535.5742 | 1631.7043 | 1666.1667 | 1718.1634 | 1898.3431 | 1904.7618 | 1909.1702 | 2076.9676 | 2154.4705
Shadow REZs |  |  | 0 | 0 | 0 | 0 | 0 | 0 | 0 | 0 | 0 | 0 | 0 | 0 | 359.7806 | 402.8379 | 17172.5759 | 17409.2031 | 16430.8439 | 17769.2177 | 16149.4924 | 16542.323 | 15600.0587
Total Generation |  |  | 0 | 3685.1177 | 3692.0017 | 3676.3334 | 4088.9284 | 6277.9981 | 7809.3293 | 12884.8003 | 13903.4315 | 13721.9429 | 13981.8488 | 19954.9773 | 19926.8765 | 20458.1396 | 40839.9691 | 44214.9921 | 45680.0201 | 47509.1248 | 45836.9656 | 47919.3887 | 47687.9503

## REZGeneration_2
Annual as-generated generation by REZ (GWh) - Central with updated demand (DP4)
Years are financial year ending.
Large-scale Solar
Region | REZ Name | REZ Code | 2022 | 2023 | 2024 | 2025 | 2026 | 2027 | 2028 | 2029 | 2030 | 2031 | 2032 | 2033 | 2034 | 2035 | 2036 | 2037 | 2038 | 2039 | 2040 | 2041 | 2042
QLD | Far North QLD | Q1 | 0 | 140.8879 | 136.4075 | 139.1336 | 141.4809 | 138.7521 | 141.4105 | 120.7583 | 132.4248 | 134.3101 | 131.3179 | 140.9133 | 136.2278 | 138.108 | 140.9981 | 138.4301 | 140.6534 | 120.8234 | 132.7379 | 133.193 | 129.4269
QLD | North Qld Clean Energy Hub | Q2 | 0 | 0 | 0 | 0 | 0 | 0 | 0 | 0 | 0 | 0 | 0 | 0 | 0 | 0 | 0 | 0 | 0 | 0 | 0 | 0 | 0
QLD | Northern Qld | Q3 | 0 | 0 | 0 | 0 | 0 | 0 | 0 | 0 | 0 | 0 | 0 | 0 | 0 | 0 | 0 | 0 | 0 | 0 | 0 | 0 | 0
QLD | Isaac | Q4 | 0 | 943.8288 | 939.864 | 931.4833 | 942.5551 | 948.5184 | 948.6625 | 776.5078 | 875.6631 | 885.0212 | 918.6915 | 947.3377 | 940.6204 | 929.7812 | 943.1131 | 940.4122 | 945.9594 | 776.763 | 876.7998 | 882.6435 | 914.4496
QLD | Barcaldine | Q5 | 0 | 0 | 0 | 0 | 0 | 0 | 0 | 0 | 0 | 0 | 0 | 0 | 0 | 0 | 0 | 0 | 0 | 0 | 0 | 0 | 0
QLD | Fitzroy | Q6 | 0 | 0 | 0 | 0 | 0 | 0 | 1968.2947 | 1623.8483 | 1822.1799 | 1836.0899 | 1955.4116 | 1970.2684 | 1981.6823 | 1997.8912 | 2017.411 | 2010.947 | 1962.196 | 1625.5532 | 1825.931 | 1828.7713 | 1953.2008
QLD | Wide Bay | Q7 | 0 | 0 | 0 | 0 | 0 | 0 | 0 | 0 | 0 | 0 | 0 | 0 | 0 | 0 | 519.6239 | 519.4491 | 505.4621 | 418.674 | 469.7433 | 475.9165 | 514.1938
QLD | Darling Downs | Q8 | 0 | 0 | 0 | 0 | 0 | 0 | 0 | 0 | 589.5207 | 611.155 | 652.4498 | 646.6262 | 628.2391 | 632.7803 | 4851.6022 | 4833.3222 | 4769.811 | 4075.8452 | 4836.769 | 6479.6435 | 6906.1884
NSW | North West NSW | N1 | 0 | 314.7508 | 315.5549 | 305.9138 | 327.1153 | 328.8207 | 318.7599 | 277.3019 | 291.3292 | 308.1046 | 320.6875 | 3044.4573 | 3021.7097 | 2943.727 | 5978.0988 | 6009.5181 | 5776.7608 | 5081.0857 | 5343.8721 | 5614.8759 | 5836.8743
NSW | New England | N2 | 0 | 289.6845 | 292.4204 | 274.3254 | 298.3382 | 293.1388 | 294.468 | 247.8963 | 265.3944 | 276.7999 | 301.5471 | 294.3911 | 293.3533 | 277.2742 | 299.2793 | 293.5642 | 292.6657 | 249.5855 | 265.6528 | 274.8384 | 298.5452
NSW | Central-West Orana | N3 | 0 | 373.387 | 366.6412 | 363.2017 | 382.3104 | 378.3423 | 379.0686 | 327.7738 | 340.7938 | 364.1301 | 380.16 | 632.5624 | 1903.8502 | 1882.9506 | 4447.995 | 4404.4252 | 4728.2097 | 4145.8854 | 4294.6103 | 8780.7163 | 9145.5005
NSW | Southern NSW Tablelands | N4 | 0 | 0 | 0 | 0 | 0 | 0 | 0 | 0 | 0 | 0 | 0 | 0 | 0 | 0 | 0 | 0 | 0 | 0 | 0 | 0 | 0
NSW | Broken Hill | N5 | 0 | 0 | 0 | 0 | 0 | 0 | 0 | 0 | 0 | 0 | 0 | 0 | 0 | 0 | 0 | 0 | 0 | 0 | 0 | 0 | 0
NSW | South West NSW | N6 | 0 | 0 | 0 | 0 | 0 | 0 | 0 | 0 | 0 | 0 | 0 | 1619.0437 | 1548.4246 | 1494.5487 | 1555.4744 | 1573.4834 | 1618.2149 | 1492.7924 | 1520.3299 | 1525.5472 | 1521.9876
NSW | Wagga Wagga | N7 | 0 | 0 | 0 | 0 | 0 | 0 | 0 | 0 | 0 | 0 | 0 | 2581.4493 | 2485.9567 | 2382.8886 | 2457.6795 | 2476.6368 | 2572.9517 | 2310.2305 | 2399.2401 | 2449.2744 | 2415.3013
NSW | Tumut | N8 | 0 | 0 | 0 | 0 | 0 | 0 | 0 | 0 | 0 | 0 | 0 | 0 | 0 | 0 | 0 | 0 | 0 | 0 | 0 | 0 | 0
NSW | Cooma-Monaro | N9 | 0 | 0 | 0 | 0 | 0 | 0 | 0 | 0 | 0 | 0 | 0 | 0 | 0 | 0 | 0 | 0 | 0 | 0 | 0 | 0 | 0
VIC | Ovens Murray | V1 | 0 | 0 | 0 | 0 | 0 | 0 | 0 | 0 | 0 | 0 | 0 | 0 | 0 | 0 | 0 | 0 | 0 | 0 | 0 | 0 | 0
VIC | Murray River | V2 | 0 | 0 | 0 | 0 | 101.6714 | 209.5807 | 323.8849 | 387.2474 | 501.1753 | 503.5864 | 500.4873 | 538.2074 | 511.5165 | 500.368 | 511.0998 | 522.0102 | 1022.8277 | 925.9531 | 952.1285 | 954.0248 | 948.4369
VIC | Western Victoria | V3 | 0 | 0 | 0 | 0 | 0 | 0 | 0 | 0 | 0 | 0 | 0 | 0 | 0 | 0 | 0 | 0 | 0 | 0 | 0 | 0 | 0
VIC | South West Victoria | V4 | 0 | 0 | 0 | 0 | 0 | 0 | 0 | 0 | 0 | 0 | 0 | 0 | 0 | 0 | 0 | 0 | 0 | 0 | 0 | 0 | 0
VIC | Gippsland | V5 | 0 | 0 | 0 | 0 | 0 | 0 | 0 | 0 | 0 | 0 | 0 | 0 | 0 | 0 | 0 | 0 | 0 | 0 | 0 | 0 | 0
VIC | Central North Vic | V6 | 0 | 0 | 0 | 0 | 0 | 0 | 0 | 0 | 0 | 0 | 0 | 0 | 0 | 0 | 0 | 0 | 0 | 0 | 0 | 0 | 0
SA | South East SA | S1 | 0 | 0 | 0 | 0 | 0 | 0 | 0 | 0 | 0 | 0 | 0 | 0 | 0 | 0 | 0 | 0 | 0 | 0 | 0 | 0 | 0
SA | Riverland | S2 | 0 | 0 | 0 | 0 | 0 | 0 | 0 | 0 | 0 | 0 | 0 | 0 | 0 | 0 | 1242.3334 | 2444.0109 | 2619.4657 | 2433.4952 | 2469.608 | 2450.622 | 2498.0666
SA | Mid-North SA | S3 | 0 | 0 | 0 | 0 | 0 | 0 | 0 | 0 | 0 | 0 | 0 | 0 | 0 | 0 | 0 | 0 | 0 | 0 | 0 | 0 | 0
SA | Yorke Peninsula | S4 | 0 | 0 | 0 | 0 | 0 | 0 | 0 | 0 | 0 | 0 | 0 | 0 | 0 | 0 | 0 | 0 | 0 | 0 | 0 | 0 | 0
SA | Northern SA | S5 | 0 | 0 | 0 | 0 | 0 | 0 | 0 | 0 | 0 | 0 | 0 | 0 | 0 | 0 | 0 | 0 | 0 | 0 | 0 | 0 | 0
SA | Leigh Creek | S6 | 0 | 0 | 0 | 0 | 0 | 0 | 0 | 0 | 0 | 0 | 0 | 0 | 0 | 0 | 0 | 0 | 0 | 0 | 0 | 0 | 0
SA | Roxby Downs | S7 | 0 | 0 | 0 | 0 | 0 | 0 | 0 | 0 | 0 | 0 | 0 | 0 | 404.9041 | 420.1948 | 417.6593 | 428.4438 | 428.8907 | 398.0616 | 408.2694 | 408.2902 | 419.1188
SA | Eastern Eyre Peninsula | S8 | 0 | 0 | 0 | 0 | 0 | 0 | 0 | 0 | 0 | 0 | 0 | 0 | 0 | 0 | 0 | 0 | 0 | 0 | 0 | 0 | 0
SA | Western Eyre Peninsula | S9 | 0 | 0 | 0 | 0 | 0 | 0 | 0 | 0 | 0 | 0 | 0 | 0 | 0 | 0 | 0 | 0 | 0 | 0 | 0 | 0 | 0
TAS | North East Tasmania | T1 | 0 | 0 | 0 | 0 | 0 | 0 | 0 | 0 | 0 | 0 | 0 | 0 | 0 | 0 | 0 | 0 | 0 | 0 | 0 | 0 | 0
TAS | North West Tasmania | T2 | 0 | 0 | 0 | 0 | 0 | 0 | 0 | 0 | 0 | 0 | 0 | 0 | 0 | 0 | 0 | 0 | 0 | 0 | 0 | 0 | 0
TAS | Tasmania Midlands | T3 | 0 | 0 | 0 | 0 | 0 | 0 | 0 | 0 | 0 | 0 | 0 | 0 | 0 | 0 | 0 | 0 | 0 | 0 | 0 | 0 | 0
Total Generation |  |  | 0 | 2062.539 | 2050.888 | 2014.0578 | 2193.4713 | 2297.153 | 4374.5491 | 3761.3337 | 4818.4812 | 4919.1972 | 5160.7527 | 12415.2567 | 13856.4846 | 13600.5126 | 25382.3677 | 26594.6531 | 27384.0689 | 24054.7482 | 25795.6921 | 32258.3569 | 33501.2906
Wind
Region | REZ Name | REZ Code | 2022 | 2023 | 2024 | 2025 | 2026 | 2027 | 2028 | 2029 | 2030 | 2031 | 2032 | 2033 | 2034 | 2035 | 2036 | 2037 | 2038 | 2039 | 2040 | 2041 | 2042
QLD | Far North QLD | Q1 | 0 | 0 | 0 | 0 | 329.325 | 2497.4239 | 3327.4281 | 2970.9186 | 3120.8287 | 3068.9324 | 3042.9316 | 3037.8849 | 2755.6994 | 2857.2213 | 3030.3275 | 4823.8761 | 7812.9241 | 7174.1973 | 7691.1068 | 7576.656 | 7429.8683
QLD | North Qld Clean Energy Hub | Q2 | 0 | 0 | 0 | 0 | 0 | 0 | 0 | 0 | 0 | 0 | 0 | 0 | 0 | 0 | 0 | 0 | 0 | 0 | 0 | 0 | 0
QLD | Northern Qld | Q3 | 0 | 0 | 0 | 0 | 0 | 0 | 0 | 0 | 0 | 0 | 0 | 0 | 0 | 0 | 0 | 0 | 0 | 0 | 0 | 0 | 0
QLD | Isaac | Q4 | 0 | 0 | 0 | 0 | 0 | 0 | 0 | 0 | 0 | 0 | 0 | 0 | 0 | 0 | 3571.7757 | 3686.0323 | 3573.3519 | 3507.2616 | 3465.4164 | 3527.2518 | 3673.8399
QLD | Barcaldine | Q5 | 0 | 0 | 0 | 0 | 0 | 0 | 0 | 0 | 0 | 0 | 0 | 0 | 0 | 0 | 0 | 0 | 0 | 0 | 0 | 0 | 0
QLD | Fitzroy | Q6 | 0 | 0 | 0 | 0 | 0 | 0 | 0 | 2669.7745 | 2687.0137 | 2545.8511 | 2554.1086 | 2515.2147 | 2433.7917 | 3274.3775 | 3150.343 | 3377.2049 | 3208.2907 | 3330.2297 | 3347.7105 | 3206.7238 | 3162.4467
QLD | Wide Bay | Q7 | 0 | 0 | 0 | 0 | 0 | 0 | 0 | 0 | 0 | 0 | 0 | 0 | 0 | 0 | 882.236 | 929.9432 | 857.2479 | 886.3498 | 901.344 | 896.0282 | 837.4011
QLD | Darling Downs | Q8 | 0 | 1818.5557 | 1810.1897 | 1769.9763 | 1822.1126 | 1953.228 | 1812.7905 | 4068.5282 | 5151.9541 | 5102.0844 | 4875.8249 | 4990.6764 | 4997.5481 | 4924.8605 | 5068.7027 | 7365.3838 | 11697.1574 | 12245.5113 | 11873.0981 | 11783.1535 | 11036.1568
NSW | North West NSW | N1 | 0 | 0 | 0 | 0 | 0 | 0 | 0 | 0 | 0 | 0 | 0 | 0 | 0 | 0 | 0 | 0 | 0 | 0 | 0 | 0 | 0
NSW | New England | N2 | 0 | 0 | 0 | 0 | 0 | 0 | 0 | 0 | 0 | 0 | 0 | 635.4511 | 606.7548 | 643.4723 | 8031.1543 | 8152.497 | 11277.0899 | 12852.7141 | 11834.4113 | 11695.771 | 10662.2615
NSW | Central-West Orana | N3 | 0 | 0 | 0 | 0 | 0 | 0 | 0 | 0 | 0 | 0 | 0 | 2468.4359 | 2536.5109 | 2575.3631 | 3941.2812 | 3936.2787 | 3806.677 | 4165.7942 | 3787.7249 | 3808.7023 | 3576.9058
NSW | Southern NSW Tablelands | N4 | 0 | 788.3961 | 818.4371 | 834.762 | 851.1487 | 767.0524 | 780.7438 | 810.0287 | 760.1433 | 815.963 | 851.8885 | 752.6745 | 794.4544 | 816.7965 | 832.266 | 754.7997 | 771.9738 | 807.1547 | 762.1431 | 791.9669 | 828.427
NSW | Broken Hill | N5 | 0 | 0 | 0 | 0 | 0 | 0 | 0 | 0 | 0 | 0 | 0 | 0 | 0 | 0 | 0 | 0 | 0 | 0 | 0 | 0 | 0
NSW | South West NSW | N6 | 0 | 0 | 0 | 0 | 0 | 0 | 0 | 0 | 0 | 0 | 0 | 0 | 0 | 0 | 0 | 0 | 0 | 0 | 0 | 0 | 0
NSW | Wagga Wagga | N7 | 0 | 0 | 0 | 0 | 0 | 0 | 0 | 0 | 0 | 0 | 0 | 0 | 0 | 0 | 0 | 0 | 0 | 0 | 0 | 0 | 0
NSW | Tumut | N8 | 0 | 0 | 0 | 0 | 0 | 0 | 0 | 0 | 0 | 0 | 0 | 0 | 0 | 0 | 0 | 0 | 0 | 0 | 0 | 0 | 0
NSW | Cooma-Monaro | N9 | 0 | 0 | 0 | 0 | 0 | 0 | 0 | 0 | 0 | 0 | 0 | 293.3469 | 750.8715 | 763.7649 | 789.1013 | 755.3304 | 704.4341 | 743.1357 | 717.8146 | 881.8992 | 939.0193
VIC | Ovens Murray | V1 | 0 | 0 | 0 | 0 | 0 | 0 | 0 | 0 | 0 | 0 | 0 | 0 | 0 | 0 | 0 | 0 | 0 | 0 | 0 | 0 | 0
VIC | Murray River | V2 | 0 | 0 | 0 | 0 | 0 | 0 | 0 | 0 | 0 | 0 | 0 | 0 | 0 | 0 | 0 | 0 | 0 | 0 | 0 | 0 | 0
VIC | Western Victoria | V3 | 0 | 651.477 | 627.312 | 660.7264 | 686.0723 | 659.2132 | 819.9591 | 1313.5924 | 1436.2568 | 1394.7579 | 1548.1513 | 1332.2332 | 1355.132 | 1345.4057 | 1710.6819 | 2290.0127 | 2227.1785 | 2407.5857 | 2378.0601 | 2835.5346 | 3109.8983
VIC | South West Victoria | V4 | 0 | 452.4397 | 459.5739 | 480.9405 | 500.2477 | 484.069 | 426.2297 | 452.4419 | 477.3199 | 462.2868 | 533.548 | 436.7723 | 445.5779 | 473.8905 | 499.6008 | 494.3591 | 451.255 | 468.5508 | 2072.1723 | 2997.7346 | 3427.4856
VIC | Gippsland | V5 | 0 | 0 | 0 | 0 | 0 | 0 | 0 | 0 | 0 | 0 | 0 | 0 | 0 | 0 | 0 | 0 | 0 | 0 | 0 | 0 | 0
VIC | Central North Vic | V6 | 0 | 0 | 0 | 0 | 0 | 0 | 0 | 0 | 259.2115 | 248.2326 | 272.3405 | 256.0995 | 249.4743 | 240.8298 | 264.7302 | 262.2627 | 1121.7929 | 1132.9708 | 1091.5098 | 1027.4607 | 1113.4668
SA | South East SA | S1 | 0 | 0 | 0 | 0 | 0 | 0 | 0 | 0 | 0 | 0 | 0 | 0 | 0 | 0 | 178.9552 | 175.6364 | 1834.5309 | 1956.3103 | 2698.6875 | 2496.4623 | 2837.9169
SA | Riverland | S2 | 0 | 0 | 0 | 0 | 0 | 0 | 0 | 0 | 0 | 0 | 0 | 0 | 0 | 0 | 0 | 0 | 0 | 0 | 0 | 0 | 0
SA | Mid-North SA | S3 | 0 | 0 | 0 | 0 | 0 | 0 | 0 | 0 | 0 | 0 | 0 | 2629.0797 | 2631.7978 | 2684.5662 | 2948.2539 | 2836.5591 | 2681.3736 | 2806.8563 | 2848.7403 | 2749.7043 | 2901.7069
SA | Yorke Peninsula | S4 | 0 | 0 | 0 | 0 | 0 | 0 | 0 | 0 | 0 | 0 | 0 | 0 | 0 | 0 | 0 | 0 | 1011.1756 | 1121.1273 | 1156.6862 | 1136.2369 | 1351.6969
SA | Northern SA | S5 | 0 | 0 | 0 | 0 | 0 | 0 | 0 | 0 | 0 | 0 | 0 | 0 | 0 | 0 | 0 | 0 | 0 | 0 | 0 | 0 | 0
SA | Leigh Creek | S6 | 0 | 0 | 0 | 0 | 0 | 0 | 0 | 0 | 0 | 0 | 0 | 0 | 0 | 0 | 0 | 0 | 0 | 0 | 0 | 0 | 0
SA | Roxby Downs | S7 | 0 | 0 | 0 | 0 | 0 | 0 | 0 | 0 | 0 | 0 | 0 | 0 | 0 | 0 | 0 | 0 | 0 | 0 | 0 | 0 | 0
SA | Eastern Eyre Peninsula | S8 | 0 | 0 | 0 | 0 | 0 | 0 | 0 | 0 | 0 | 0 | 0 | 0 | 0 | 0 | 0 | 0 | 0 | 0 | 0 | 0 | 0
SA | Western Eyre Peninsula | S9 | 0 | 0 | 0 | 0 | 0 | 0 | 0 | 0 | 0 | 0 | 0 | 0 | 0 | 0 | 0 | 0 | 0 | 0 | 0 | 0 | 0
TAS | North East Tasmania | T1 | 0 | 0 | 0 | 0 | 0 | 0 | 0 | 0 | 0 | 0 | 0 | 0 | 0 | 0 | 0 | 0 | 0 | 0 | 0 | 0 | 0
TAS | North West Tasmania | T2 | 0 | 0 | 0 | 0 | 0 | 0 | 0 | 0 | 0 | 0 | 0 | 0 | 0 | 0 | 0 | 0 | 0 | 0 | 0 | 0 | 0
TAS | Tasmania Midlands | T3 | 0 | 0 | 0 | 0 | 0 | 0 | 453.7652 | 411.1721 | 403.5501 | 409.1568 | 417.889 | 5895.5482 | 5720.5154 | 6123.943 | 7159.9331 | 7428.8139 | 9609.7309 | 10124.4999 | 9957.3258 | 9398.0216 | 9889.7803
Total Generation |  |  | 0 | 3710.8685 | 3715.5127 | 3746.4051 | 4188.9062 | 6360.9865 | 7620.9164 | 12696.4562 | 14296.278 | 14047.2649 | 14096.6825 | 25243.4172 | 25278.1282 | 26724.4911 | 42059.3427 | 47268.99 | 62646.1843 | 65730.2495 | 66583.9518 | 66809.3078 | 66778.2782

## Emissions_1
NEM Emissions (Mt CO2-e) - Central with updated demand (Counterfactual)
Years are financial year ending.
Emissions | Total | 2022 | 2023 | 2024 | 2025 | 2026 | 2027 | 2028 | 2029 | 2030 | 2031 | 2032 | 2033 | 2034 | 2035 | 2036 | 2037 | 2038 | 2039 | 2040 | 2041 | 2042
NEM | 2103.9489 | 125.0733 | 125.0506 | 124.8876 | 120.4273 | 118.9895 | 114.5779 | 119.946 | 107.3361 | 106.3018 | 109.951 | 102.8992 | 96.5238 | 97.7824 | 96.179 | 77.1467 | 73.6299 | 78.1484 | 73.5487 | 77.3213 | 80.3952 | 77.8334

## Emissions_2
NEM Emissions (Mt CO2-e) - Central with updated demand (DP4)
Years are financial year ending.
Emissions | Total | 2022 | 2023 | 2024 | 2025 | 2026 | 2027 | 2028 | 2029 | 2030 | 2031 | 2032 | 2033 | 2034 | 2035 | 2036 | 2037 | 2038 | 2039 | 2040 | 2041 | 2042
NEM | 1982.2503 | 125.0733 | 125.0987 | 124.8461 | 120.8708 | 119.6006 | 115.0585 | 120.2192 | 109.2625 | 107.057 | 110.6396 | 103.6054 | 91.5675 | 93.102 | 90.9717 | 68.9846 | 64.2176 | 59.0035 | 58.1436 | 59.2805 | 58.8195 | 56.8281

## VOMCost_1
VOM cost by technology ($000s) - Central with updated demand (Counterfactual)
Real June 2019 dollars. Years are financial year ending. Some rounding errors may be present.
Region | Technology | 2022 | 2023 | 2024 | 2025 | 2026 | 2027 | 2028 | 2029 | 2030 | 2031 | 2032 | 2033 | 2034 | 2035 | 2036 | 2037 | 2038 | 2039 | 2040 | 2041 | 2042
NEM | Black Coal | 411438.518 | 400901.3686 | 406956.0386 | 393946.343 | 393392.8419 | 379716.2612 | 391521.4297 | 350076.9961 | 344745.4855 | 369432.3548 | 357510.7829 | 300439.2116 | 305507.2297 | 306826.4372 | 208161.5114 | 187960.6895 | 162158.8079 | 162637.1515 | 163369.7801 | 163139.206 | 163292.2021
NEM | Brown Coal | 128414.8196 | 136093.5965 | 133980.0735 | 128492.7276 | 124671.0832 | 119378.5549 | 128807.4593 | 115617.5995 | 116900.6123 | 111868.7703 | 96946.6754 | 92543.5477 | 91787.4108 | 87028.1996 | 88691.5721 | 86821.9691 | 92057.3609 | 84242.4181 | 91778.2619 | 93299.8241 | 84023.0581
NEM | CCGT | 19428.2475 | 19381.0559 | 16763.6697 | 16690.4268 | 15476.5646 | 15309.7712 | 16120.0085 | 15999.8074 | 15620.7491 | 15987.9845 | 15035.9762 | 57956.9503 | 60512.1531 | 56288.611 | 58797.2029 | 66577.6596 | 80254.5361 | 80363.4377 | 76242.2657 | 76153.0266 | 77416.3764
NEM | Peaking Gas+Liquids | 943.9281 | 874.1602 | 1426.5616 | 1861.7196 | 1701.5388 | 1253.9084 | 1655.2762 | 2083.0282 | 2543.2218 | 2521.1167 | 2185.4553 | 66596.1456 | 68996.5123 | 65577.3348 | 103629.2365 | 112834.5417 | 219228.0573 | 183730.0487 | 214208.3259 | 259965.1628 | 253042.3031
NEM | Hydro | 116173.4106 | 96176.8229 | 95555.816 | 116727.2499 | 99901.747 | 114329.1617 | 67119.8739 | 126401.0039 | 114487.9473 | 87777.4693 | 112686.2146 | 93678.3678 | 91351.599 | 110437.8809 | 103734.4845 | 116987.3387 | 65717.4494 | 124356.9725 | 111332.1036 | 84905.4442 | 104763.7494
NEM | Dispatchable Storage | 205.0787 | 225.9982 | 467.4243 | 848.1931 | 430.9362 | 515.8781 | 2021.2176 | 2367.2785 | 4891.1505 | 6024.8556 | 5445.8419 | 8234.2663 | 7912.8251 | 7202.5991 | 6140.6366 | 4388.9756 | 3801.4038 | 2797.2605 | 3012.8222 | 3005.9619 | 2923.7586
NEM | Wind | 77285.1261 | 80273.5241 | 80605.6625 | 80520.8354 | 85702.4928 | 90056.2759 | 88546.9595 | 105376.2657 | 108378.7774 | 108067.4646 | 115539.4724 | 125280.684 | 123254.5412 | 126100.8627 | 196632.1676 | 205708.7563 | 201902.0326 | 209519.1909 | 203618.3728 | 204968.7419 | 207416.5676
NEM | Solar | 0 | 0 | 0 | 0 | 0 | 0 | 0 | 0 | 0 | 0 | 0 | 0 | 0 | 0 | 0 | 0 | 0 | 0 | 0 | 0 | 0
Total |  | 753889.1285 | 733926.5265 | 735755.2461 | 739087.4953 | 721277.2045 | 720559.8114 | 695792.2247 | 717921.9793 | 707567.944 | 701680.0158 | 705350.4187 | 744729.1734 | 749322.2713 | 759461.9253 | 765786.8116 | 781279.9306 | 825119.6481 | 847646.4799 | 863561.9321 | 885437.3676 | 892878.0153
Region | Technology | 2022 | 2023 | 2024 | 2025 | 2026 | 2027 | 2028 | 2029 | 2030 | 2031 | 2032 | 2033 | 2034 | 2035 | 2036 | 2037 | 2038 | 2039 | 2040 | 2041 | 2042
NSW | Black Coal | 199165.955 | 193475.3658 | 180571.3553 | 171785.1677 | 172634.8945 | 166122.0723 | 184366.4822 | 163846.6874 | 159426.7993 | 184765.8353 | 172569.4985 | 114165.576 | 114165.576 | 114165.576 | 37219.5648 | 37117.872 | 37117.872 | 37117.872 | 37219.5648 | 37117.872 | 37117.872
NSW | Brown Coal | 0 | 0 | 0 | 0 | 0 | 0 | 0 | 0 | 0 | 0 | 0 | 0 | 0 | 0 | 0 | 0 | 0 | 0 | 0 | 0 | 0
NSW | CCGT | 259.8251 | 259.8251 | 781.6109 | 519.6502 | 519.6502 | 519.6502 | 521.0739 | 519.6502 | 519.6502 | 563.6524 | 521.0739 | 25625.9965 | 25654.5266 | 25581.7642 | 23851.0078 | 24143.9352 | 25064.1279 | 24623.3955 | 25224.5972 | 25234.8726 | 25409.9721
NSW | Peaking Gas+Liquids | 127.5219 | 45.8374 | 226.1249 | 424.3589 | 415.27 | 347.4836 | 383.8458 | 447.9896 | 1168.5377 | 981.3555 | 890.977 | 57179.145 | 60795.2101 | 56268.6528 | 93931.3222 | 100729.2583 | 162039.2472 | 133565.3752 | 160450.2543 | 179123.4258 | 190396.9033
NSW | Hydro | 16055.6047 | 13777.2745 | 14337.6389 | 20962.4987 | 13129.4806 | 16030.9853 | 6306.129 | 25385.1111 | 22656.3395 | 13514.2065 | 16138.3592 | 13841.7771 | 13189.1031 | 20080.7354 | 19940.2959 | 21920.609 | 9325.8406 | 29282.5281 | 24801.2639 | 15624.062 | 17350.2348
NSW | Dispatchable Storage | 82.357 | 100.0388 | 110.8806 | 315.9144 | 130.1957 | 135.4825 | 150.1549 | 135.4952 | 321.1772 | 642.9998 | 175.6023 | 89.1183 | 39.8634 | 138.6163 | 976.4228 | 973.8883 | 591.3073 | 629.0863 | 467.0644 | 428.3485 | 369.9035
NSW | Wind | 12008.1097 | 13843.758 | 14260.7267 | 14391.5498 | 15052.6766 | 14561.9734 | 13686.0685 | 14462.4185 | 13805.7751 | 14400.5075 | 14592.2458 | 21522.1308 | 22343.3326 | 22616.7707 | 78732.0925 | 79110.7219 | 74713.0622 | 80351.8285 | 73834.7281 | 75080.5419 | 71286.7798
NSW | Solar | 0 | 0 | 0 | 0 | 0 | 0 | 0 | 0 | 0 | 0 | 0 | 0 | 0 | 0 | 0 | 0 | 0 | 0 | 0 | 0 | 0
Total |  | 227699.3733 | 221502.0996 | 210288.3373 | 208399.1397 | 201882.1676 | 197717.6473 | 205413.7543 | 204797.352 | 197898.279 | 214868.557 | 204887.7567 | 232423.7436 | 236187.6118 | 238852.1154 | 254650.7059 | 263996.2846 | 308851.4572 | 305570.0856 | 321997.4727 | 332609.1227 | 341931.6656
Region | Technology | 2022 | 2023 | 2024 | 2025 | 2026 | 2027 | 2028 | 2029 | 2030 | 2031 | 2032 | 2033 | 2034 | 2035 | 2036 | 2037 | 2038 | 2039 | 2040 | 2041 | 2042
QLD | Black Coal | 212272.5631 | 207426.0029 | 226384.6832 | 222161.1753 | 220757.9473 | 213594.1889 | 207154.9475 | 186230.3087 | 185318.6861 | 184666.5195 | 184941.2844 | 186273.6356 | 191341.6537 | 192660.8612 | 170941.9466 | 150842.8175 | 125040.9359 | 125519.2795 | 126150.2153 | 126021.334 | 126174.3301
QLD | Brown Coal | 0 | 0 | 0 | 0 | 0 | 0 | 0 | 0 | 0 | 0 | 0 | 0 | 0 | 0 | 0 | 0 | 0 | 0 | 0 | 0 | 0
QLD | CCGT | 8811.4894 | 8811.4894 | 10084.4381 | 9582.4811 | 9582.4811 | 9582.4811 | 9608.7344 | 9228.8302 | 9228.8302 | 9385.4599 | 9254.1147 | 15637.3725 | 15576.449 | 14479.7994 | 23234.0915 | 29382.412 | 51931.7266 | 55105.6104 | 51017.6684 | 50918.154 | 52006.4043
QLD | Peaking Gas+Liquids | 65.7344 | 32.7937 | 116.3767 | 200.514 | 153.0198 | 83.4165 | 53.264 | 314.4331 | 215.5761 | 327.9701 | 179.9554 | 2057.6242 | 1266.9513 | 1516.7927 | 2686.8766 | 5135.4983 | 27985.2778 | 34851.9392 | 36452.8683 | 37964.4716 | 44088.6827
QLD | Hydro | 5001.3709 | 4981.157 | 4960.9431 | 4940.7292 | 4920.5153 | 4900.3014 | 4880.0875 | 4859.8735 | 4839.6596 | 4819.4457 | 4799.2318 | 4779.0179 | 4758.804 | 4738.5901 | 4718.3762 | 4698.1623 | 1762.4792 | 1754.8633 | 1747.2474 | 1739.6316 | 1732.0157
QLD | Dispatchable Storage | 122.7217 | 125.9594 | 356.5437 | 532.2787 | 300.7405 | 380.3956 | 1871.0626 | 2231.7833 | 4569.9733 | 5381.8558 | 5270.2396 | 8145.1481 | 7872.9617 | 7063.9828 | 5164.2138 | 3415.0872 | 3210.0964 | 2168.1742 | 2545.7577 | 2577.6134 | 2553.8552
QLD | Wind | 6251.3884 | 11815.9818 | 11509.6507 | 11367.0616 | 12792.0709 | 19848.6273 | 21453.6595 | 34850.528 | 36264.1402 | 36034.4937 | 35487.64 | 35546.6924 | 34418.3757 | 35283.4966 | 44097.6956 | 53957.0362 | 51394.6766 | 51322.8586 | 51199.7223 | 51756.5008 | 49739.6961
QLD | Solar | 0 | 0 | 0 | 0 | 0 | 0 | 0 | 0 | 0 | 0 | 0 | 0 | 0 | 0 | 0 | 0 | 0 | 0 | 0 | 0 | 0
Total |  | 232525.2679 | 233193.3842 | 253412.6356 | 248784.2399 | 248506.7748 | 248389.4108 | 245021.7556 | 237715.757 | 240436.8656 | 240615.7447 | 239932.4659 | 252439.4907 | 255235.1955 | 255743.5228 | 250843.2003 | 247431.0136 | 261325.1925 | 270722.7252 | 269113.4795 | 270977.7054 | 276294.984
Region | Technology | 2022 | 2023 | 2024 | 2025 | 2026 | 2027 | 2028 | 2029 | 2030 | 2031 | 2032 | 2033 | 2034 | 2035 | 2036 | 2037 | 2038 | 2039 | 2040 | 2041 | 2042
VIC | Black Coal | 0 | 0 | 0 | 0 | 0 | 0 | 0 | 0 | 0 | 0 | 0 | 0 | 0 | 0 | 0 | 0 | 0 | 0 | 0 | 0 | 0
VIC | Brown Coal | 128414.8196 | 136093.5965 | 133980.0735 | 128492.7276 | 124671.0832 | 119378.5549 | 128807.4593 | 115617.5995 | 116900.6123 | 111868.7703 | 96946.6754 | 92543.5477 | 91787.4108 | 87028.1996 | 88691.5721 | 86821.9691 | 92057.3609 | 84242.4181 | 91778.2619 | 93299.8241 | 84023.0581
VIC | CCGT | 48.7876 | 24.1502 | 19.6462 | 23.7736 | 29.5717 | 21.4294 | 24.2839 | 24.2514 | 28.2781 | 32.7564 | 49.3809 | 941.0068 | 1376.2418 | 550.4297 | 328.3459 | 308.192 | 3258.6816 | 634.4318 | 0 | 0 | 0
VIC | Peaking Gas+Liquids | 276.2708 | 163.7804 | 93.9823 | 68.0909 | 211.4783 | 99.4878 | 152.0483 | 207.4084 | 199.3006 | 170.177 | 271.4518 | 680.7316 | 313.5042 | 1152.0304 | 1670.7452 | 1188.1862 | 10616.9196 | 2272.5142 | 3611.5573 | 21494.5617 | 5120.5283
VIC | Hydro | 22716.2466 | 21016.7344 | 19881.5959 | 24998.4347 | 19338.8321 | 22257.1883 | 13454.1368 | 27117.9041 | 25453.3923 | 20013.6116 | 21803.5548 | 20163.8594 | 19061.3553 | 23975.6785 | 18550.647 | 21339.0716 | 12890.4275 | 25989.9758 | 24411.7285 | 19174.1927 | 20880.0133
VIC | Dispatchable Storage | 0 | 0 | 0 | 0 | 0 | 0 | 0 | 0 | 0 | 0 | 0 | 0 | 0 | 0 | 0 | 0 | 0 | 0 | 0 | 0 | 0
VIC | Wind | 35049.4306 | 33031.1371 | 33064.6419 | 33355.597 | 34856.5395 | 33113.7236 | 30771.7743 | 33112.2469 | 35653.2366 | 35064.1757 | 40691.5462 | 38972.3895 | 38706.4775 | 40143.1683 | 42684.898 | 42371.353 | 47924.7947 | 49380.3496 | 50160.554 | 49891.4736 | 56276.591
VIC | Solar | 0 | 0 | 0 | 0 | 0 | 0 | 0 | 0 | 0 | 0 | 0 | 0 | 0 | 0 | 0 | 0 | 0 | 0 | 0 | 0 | 0
Total |  | 186505.5551 | 190329.3987 | 187039.9397 | 186938.6239 | 179107.5049 | 174870.384 | 173209.7025 | 176079.4103 | 178234.8199 | 167149.4909 | 159762.6091 | 153301.535 | 151244.9895 | 152849.5065 | 151926.2082 | 152028.7719 | 166748.1843 | 162519.6894 | 169962.1017 | 183860.0522 | 166300.1906
Region | Technology | 2022 | 2023 | 2024 | 2025 | 2026 | 2027 | 2028 | 2029 | 2030 | 2031 | 2032 | 2033 | 2034 | 2035 | 2036 | 2037 | 2038 | 2039 | 2040 | 2041 | 2042
SA | Black Coal | 0 | 0 | 0 | 0 | 0 | 0 | 0 | 0 | 0 | 0 | 0 | 0 | 0 | 0 | 0 | 0 | 0 | 0 | 0 | 0 | 0
SA | Brown Coal | 0 | 0 | 0 | 0 | 0 | 0 | 0 | 0 | 0 | 0 | 0 | 0 | 0 | 0 | 0 | 0 | 0 | 0 | 0 | 0 | 0
SA | CCGT | 10308.1453 | 10285.5911 | 5877.9746 | 6564.5219 | 5344.8616 | 5186.2105 | 5965.9162 | 6227.0756 | 5843.9906 | 6006.1159 | 5211.4066 | 15752.5745 | 17904.9357 | 15676.6177 | 11383.7577 | 12743.1204 | 0 | 0 | 0 | 0 | 0
SA | Peaking Gas+Liquids | 474.4011 | 631.7487 | 990.0777 | 1168.7557 | 921.7707 | 723.5205 | 1066.1182 | 1113.1971 | 959.8075 | 1041.6141 | 843.0712 | 6678.6449 | 6620.8468 | 6639.8589 | 5340.2925 | 5781.5988 | 18586.6128 | 13040.2201 | 13693.646 | 21382.7037 | 13436.1889
SA | Hydro | 0 | 0 | 0 | 0 | 0 | 0 | 0 | 0 | 0 | 0 | 0 | 0 | 0 | 0 | 0 | 0 | 0 | 0 | 0 | 0 | 0
SA | Dispatchable Storage | 0 | 0 | 0 | 0 | 0 | 0 | 0 | 0 | 0 | 0 | 0 | 0 | 0 | 0 | 0 | 0 | 0 | 0 | 0 | 0 | 0
SA | Wind | 18217.484 | 16028.9233 | 16488.1644 | 15665.2882 | 17057.1134 | 16607.1191 | 14985.4709 | 15387.3508 | 15205.1533 | 15083.6039 | 16757.1785 | 19100.4061 | 18164.9445 | 17701.404 | 20530.4288 | 19455.8669 | 16918.177 | 17563.399 | 17620.6118 | 16933.1531 | 18157.391
SA | Solar | 0 | 0 | 0 | 0 | 0 | 0 | 0 | 0 | 0 | 0 | 0 | 0 | 0 | 0 | 0 | 0 | 0 | 0 | 0 | 0 | 0
Total |  | 29000.0304 | 26946.2631 | 23356.2167 | 23398.5658 | 23323.7458 | 22516.8501 | 22017.5053 | 22727.6235 | 22008.9513 | 22131.3339 | 22811.6563 | 41531.6255 | 42690.727 | 40017.8806 | 37254.479 | 37980.5862 | 35504.7898 | 30603.6191 | 31314.2578 | 38315.8568 | 31593.5799
Region | Technology | 2022 | 2023 | 2024 | 2025 | 2026 | 2027 | 2028 | 2029 | 2030 | 2031 | 2032 | 2033 | 2034 | 2035 | 2036 | 2037 | 2038 | 2039 | 2040 | 2041 | 2042
TAS | Black Coal | 0 | 0 | 0 | 0 | 0 | 0 | 0 | 0 | 0 | 0 | 0 | 0 | 0 | 0 | 0 | 0 | 0 | 0 | 0 | 0 | 0
TAS | Brown Coal | 0 | 0 | 0 | 0 | 0 | 0 | 0 | 0 | 0 | 0 | 0 | 0 | 0 | 0 | 0 | 0 | 0 | 0 | 0 | 0 | 0
TAS | CCGT | 0 | 0 | 0 | 0 | 0 | 0 | 0 | 0 | 0 | 0 | 0 | 0 | 0 | 0 | 0 | 0 | 0 | 0 | 0 | 0 | 0
TAS | Peaking Gas+Liquids | 0 | 0 | 0 | 0 | 0 | 0 | 0 | 0 | 0 | 0 | 0 | 0 | 0 | 0 | 0 | 0 | 0 | 0 | 0 | 0 | 0
TAS | Hydro | 72400.1883 | 56401.657 | 56375.6381 | 65825.5873 | 62512.919 | 71140.6867 | 42479.5207 | 69038.1151 | 61538.5559 | 49430.2055 | 69945.0687 | 54893.7134 | 54342.3367 | 61642.8769 | 60525.1654 | 69029.4959 | 41738.7022 | 67329.6053 | 60371.8638 | 48367.5579 | 64801.4855
TAS | VPP Battery | 0 | 0 | 0 | 0 | 0 | 0 | 0 | 0 | 0 | 0 | 0 | 0 | 0 | 0 | 0 | 0 | 0 | 0 | 0 | 0 | 0
TAS | Wind | 5758.7134 | 5553.724 | 5282.4788 | 5741.3387 | 5944.0924 | 5924.8326 | 7649.9863 | 7563.7215 | 7450.4722 | 7484.6839 | 8010.8619 | 10139.0652 | 9621.411 | 10356.0231 | 10587.0527 | 10813.7784 | 10951.322 | 10900.7552 | 10802.7565 | 11307.0725 | 11956.1096
TAS | Solar | 0 | 0 | 0 | 0 | 0 | 0 | 0 | 0 | 0 | 0 | 0 | 0 | 0 | 0 | 0 | 0 | 0 | 0 | 0 | 0 | 0
Total |  | 78158.9017 | 61955.381 | 61658.1169 | 71566.9259 | 68457.0114 | 77065.5193 | 50129.507 | 76601.8366 | 68989.0281 | 56914.8894 | 77955.9307 | 65032.7786 | 63963.7477 | 71998.9 | 71112.2182 | 79843.2743 | 52690.0243 | 78230.3606 | 71174.6203 | 59674.6304 | 76757.5952

## VOMCost_2
VOM cost by technology ($000s) - Central with updated demand (DP4)
Real June 2019 dollars. Years are financial year ending. Some rounding errors may be present.
Region | Technology | 2022 | 2023 | 2024 | 2025 | 2026 | 2027 | 2028 | 2029 | 2030 | 2031 | 2032 | 2033 | 2034 | 2035 | 2036 | 2037 | 2038 | 2039 | 2040 | 2041 | 2042
NEM | Black Coal | 411438.518 | 398485.8189 | 403825.759 | 382612.5077 | 378569.699 | 362535.2925 | 382864.2521 | 330925.2821 | 333496.6581 | 364399.3788 | 350068.5354 | 309526.5355 | 315951.3285 | 311199.4415 | 200562.9944 | 180233.7309 | 145750.2781 | 148120.3601 | 152361.3891 | 146615.7823 | 145029.5249
NEM | Brown Coal | 128414.6183 | 138096.9616 | 136197.1055 | 140500.2458 | 139655.1795 | 135649.5335 | 138277.4615 | 138704.3977 | 130018.8209 | 120486.344 | 107139.158 | 93183.9097 | 94443.7355 | 92340.4125 | 98209.761 | 96755.7395 | 94837.8507 | 97174.4112 | 98423.2775 | 95301.6572 | 95108.2323
NEM | CCGT | 19428.2475 | 19381.4156 | 16761.1659 | 13979.7243 | 13986.5235 | 13977.6449 | 14019.7502 | 13604.6829 | 13604.0424 | 13604.2574 | 13656.3922 | 23890.2728 | 22482.716 | 13956.5836 | 22277.3549 | 17964.8818 | 40992.5965 | 18848.466 | 20805.0637 | 36690.2011 | 20444.4511
NEM | Peaking Gas+Liquids | 943.9281 | 853.1577 | 1389.8676 | 701.9847 | 317.6772 | 153.2455 | 207.5568 | 563.5124 | 470.5913 | 449.6731 | 709.1884 | 2117.3755 | 1300.256 | 1317.7591 | 1901.7174 | 2185.3505 | 13866.0643 | 5410.1785 | 3065.3972 | 12902.7395 | 2688.5981
NEM | Hydro | 116173.4105 | 96419.7513 | 95263.2483 | 120058.2135 | 100878.9364 | 119100.8392 | 69862.7159 | 128151.2208 | 116246.2294 | 90877.8817 | 117736.9062 | 117450.8833 | 115890.3718 | 129012.4579 | 116222.1575 | 131529.3314 | 83973.4695 | 134551.8942 | 122749.4781 | 101978.3134 | 122707.1241
NEM | Dispatchable Storage | 205.0787 | 252.137 | 349.7266 | 1365.3184 | 282.1414 | 778.9567 | 2421.1629 | 2499.1731 | 3679.6165 | 5363.2331 | 4388.485 | 15496.1071 | 14804.6627 | 11103.4189 | 12492.827 | 12040.0787 | 12800.6983 | 8113.0898 | 9215.4413 | 11456.8736 | 10832.1965
NEM | Wind | 77285.1261 | 80707.0936 | 81050.4825 | 82750.4407 | 88523.9079 | 93198.8189 | 91303.8234 | 107433.8288 | 112370.5763 | 111350.8284 | 117174.7011 | 141713.5357 | 140554.2535 | 146128.5076 | 195519.6349 | 207530.8119 | 243378.9167 | 249955.915 | 248663.3638 | 242765.4045 | 245721.024
NEM | Solar | 0 | 0 | 0 | 0 | 0 | 0 | 0 | 0 | 0 | 0 | 0 | 0 | 0 | 0 | 0 | 0 | 0 | 0 | 0 | 0 | 0
Total |  | 753888.9272 | 734196.3358 | 734837.3553 | 741968.4351 | 722214.0648 | 725394.3313 | 698956.7229 | 721882.0979 | 709886.5349 | 706531.5964 | 710873.3663 | 703378.6197 | 705427.3241 | 705058.5812 | 647186.4473 | 648239.9246 | 635599.8741 | 662174.3148 | 655283.4107 | 647710.9717 | 642531.1509
Region | Technology | 2022 | 2023 | 2024 | 2025 | 2026 | 2027 | 2028 | 2029 | 2030 | 2031 | 2032 | 2033 | 2034 | 2035 | 2036 | 2037 | 2038 | 2039 | 2040 | 2041 | 2042
NSW | Black Coal | 199165.955 | 192733.1346 | 180104.0347 | 165781.4941 | 165453.1875 | 156046.0365 | 181245.7291 | 150345.7011 | 153418.527 | 179557.1166 | 168372.1314 | 111671.2157 | 113423.2911 | 110867.8278 | 36019.4701 | 36366.0239 | 36345.1126 | 36147.0138 | 37219.5648 | 36469.8671 | 35577.7343
NSW | Brown Coal | 0 | 0 | 0 | 0 | 0 | 0 | 0 | 0 | 0 | 0 | 0 | 0 | 0 | 0 | 0 | 0 | 0 | 0 | 0 | 0 | 0
NSW | CCGT | 259.8251 | 259.8251 | 781.6109 | 490.7808 | 490.7808 | 490.7808 | 492.1254 | 490.7808 | 490.7808 | 490.7808 | 492.1254 | 3288.6984 | 2559.8707 | 609.9316 | 3438.7139 | 1648.5985 | 12728.9784 | 3556.88 | 4393.5793 | 12441.1188 | 4872.5948
NSW | Peaking Gas+Liquids | 127.5219 | 24.8513 | 192.989 | 354.1927 | 1.8853 | 0 | 0 | 18.107 | 110.482 | 44.5723 | 188.4853 | 599.9326 | 346.1341 | 351.92 | 472.6194 | 732.8717 | 2811.3849 | 1646.8897 | 652.3157 | 2773.3418 | 535.319
NSW | Hydro | 16055.6047 | 14020.2029 | 13907.3521 | 22635.8026 | 13952.0166 | 18349.5696 | 9048.971 | 27207.3019 | 24328.269 | 16394.3471 | 18915.872 | 37237.1956 | 36776.1369 | 36368.6194 | 31541.2304 | 34121.8932 | 27580.0994 | 39063.1935 | 36495.9439 | 32677.6921 | 33165.1831
NSW | Dispatchable Storage | 82.357 | 114.129 | 112.3465 | 556.1113 | 67.4601 | 359.3119 | 613.3344 | 270.7148 | 260.2067 | 529.5417 | 688.8402 | 6824.899 | 6223.577 | 3990.8266 | 5519.0897 | 5357.6061 | 5706.7168 | 3633.6067 | 4122.0638 | 5213.4513 | 4932.3245
NSW | Wind | 12008.1097 | 13843.758 | 14260.7267 | 14363.5588 | 15041.1944 | 14541.38 | 13652.7609 | 14444.6657 | 13810.2718 | 14392.4464 | 14589.5555 | 24549.6033 | 26786.9644 | 27157.5573 | 55069.432 | 54515.4735 | 59492.3581 | 65840.1218 | 61076.0936 | 58892.8749 | 54983.9296
NSW | Solar | 0 | 0 | 0 | 0 | 0 | 0 | 0 | 0 | 0 | 0 | 0 | 0 | 0 | 0 | 0 | 0 | 0 | 0 | 0 | 0 | 0
Total |  | 227699.3733 | 220995.901 | 209359.0598 | 204181.9402 | 195006.5246 | 189787.0788 | 205052.9209 | 192777.2713 | 192418.5373 | 211408.8048 | 203247.0097 | 184171.5446 | 186115.9742 | 179346.6827 | 132060.5554 | 132742.4668 | 144664.6503 | 149887.7055 | 143959.561 | 148468.3459 | 134067.0852
Region | Technology | 2022 | 2023 | 2024 | 2025 | 2026 | 2027 | 2028 | 2029 | 2030 | 2031 | 2032 | 2033 | 2034 | 2035 | 2036 | 2037 | 2038 | 2039 | 2040 | 2041 | 2042
QLD | Black Coal | 212272.563 | 205752.6843 | 223721.7244 | 216831.0136 | 213116.5115 | 206489.256 | 201618.523 | 180579.581 | 180078.1311 | 184842.2622 | 181696.404 | 197855.3198 | 202528.0374 | 200331.6137 | 164543.5243 | 143867.7071 | 109405.1655 | 111973.3463 | 115141.8243 | 110145.9151 | 109451.7906
QLD | Brown Coal | 0 | 0 | 0 | 0 | 0 | 0 | 0 | 0 | 0 | 0 | 0 | 0 | 0 | 0 | 0 | 0 | 0 | 0 | 0 | 0 | 0
QLD | CCGT | 8811.4894 | 8811.4894 | 10084.4381 | 9804.7365 | 9804.7365 | 9804.7365 | 9831.5988 | 9425.8249 | 9425.8249 | 9425.8249 | 9451.6491 | 12893.9511 | 12134.7639 | 9635.8066 | 13505.2916 | 12738.5691 | 27463.4709 | 15115.0801 | 16411.4845 | 24249.0823 | 15571.8563
QLD | Peaking Gas+Liquids | 65.7344 | 32.7937 | 113.4877 | 195.5605 | 77.6557 | 51.9797 | 56.5573 | 332.3661 | 203.5849 | 261.5132 | 140.7269 | 452.1123 | 300.4568 | 390.7625 | 230.3304 | 385.0338 | 1295.1489 | 1292.6944 | 368.9051 | 1653.6559 | 301.2603
QLD | Hydro | 5001.3709 | 4981.157 | 4960.9431 | 4940.7292 | 4920.5153 | 4900.3014 | 4880.0875 | 4859.8735 | 4839.6596 | 4819.4457 | 4799.2318 | 4779.0179 | 4758.804 | 4738.5901 | 4718.3762 | 4698.1623 | 1762.4792 | 1754.8633 | 1747.2474 | 1739.6316 | 1732.0157
QLD | Dispatchable Storage | 122.7217 | 138.0081 | 237.3801 | 809.2071 | 214.6813 | 419.6448 | 1807.8284 | 2228.4583 | 3419.4098 | 4833.6914 | 3699.6448 | 8671.2081 | 8581.0856 | 7112.5923 | 6973.7373 | 6682.4726 | 7093.9815 | 4479.4831 | 5093.3775 | 6243.4224 | 5899.872
QLD | Wind | 6251.3884 | 11815.9818 | 11509.6507 | 11365.5834 | 12792.0709 | 19848.6273 | 21450.4911 | 34694.8095 | 37965.5348 | 37611.0007 | 36704.6097 | 37087.3553 | 35749.4404 | 38334.5551 | 52101.193 | 65417.4294 | 85274.8991 | 85288.5531 | 85619.9265 | 84812.6394 | 82051.7377
QLD | Solar | 0 | 0 | 0 | 0 | 0 | 0 | 0 | 0 | 0 | 0 | 0 | 0 | 0 | 0 | 0 | 0 | 0 | 0 | 0 | 0 | 0
Total |  | 232525.2679 | 231532.1143 | 250627.6241 | 243946.8303 | 240926.1712 | 241514.5457 | 239645.086 | 232120.9134 | 235932.1451 | 241793.7381 | 236492.2662 | 261738.9644 | 264052.5882 | 260543.9203 | 242072.4528 | 233789.3742 | 232295.145 | 219904.0202 | 224382.7653 | 228844.3466 | 215008.5327
Region | Technology | 2022 | 2023 | 2024 | 2025 | 2026 | 2027 | 2028 | 2029 | 2030 | 2031 | 2032 | 2033 | 2034 | 2035 | 2036 | 2037 | 2038 | 2039 | 2040 | 2041 | 2042
VIC | Black Coal | 0 | 0 | 0 | 0 | 0 | 0 | 0 | 0 | 0 | 0 | 0 | 0 | 0 | 0 | 0 | 0 | 0 | 0 | 0 | 0 | 0
VIC | Brown Coal | 128414.6183 | 138096.9616 | 136197.1055 | 140500.2458 | 139655.1795 | 135649.5335 | 138277.4615 | 138704.3977 | 130018.8209 | 120486.344 | 107139.158 | 93183.9097 | 94443.7355 | 92340.4125 | 98209.761 | 96755.7395 | 94837.8507 | 97174.4112 | 98423.2775 | 95301.6572 | 95108.2323
VIC | CCGT | 48.7876 | 24.5261 | 20.6189 | 14.0036 | 20.8027 | 11.9242 | 15.7672 | 17.8738 | 17.2333 | 17.4482 | 32.359 | 60.9478 | 36.2881 | 40.642 | 89.791 | 106.8183 | 800.1471 | 176.5059 | 0 | 0 | 0
VIC | Peaking Gas+Liquids | 276.2708 | 163.6948 | 93.9055 | 60.5359 | 139.485 | 49.3537 | 82.1024 | 135.1986 | 98.771 | 66.7188 | 233.3879 | 308.152 | 95.4452 | 146.3438 | 405.2549 | 444.4168 | 2873.0745 | 999.5081 | 628.7537 | 1883.7841 | 571.8586
VIC | Hydro | 22716.2466 | 21016.7344 | 19881.5959 | 24998.4347 | 19338.8321 | 22257.1883 | 13454.1368 | 27117.9041 | 25453.3923 | 20013.6116 | 21803.5548 | 20163.8594 | 19061.3553 | 23975.6785 | 18550.647 | 21339.0716 | 12890.4275 | 25989.9758 | 24411.7285 | 19174.1927 | 20880.0133
VIC | Dispatchable Storage | 0 | 0 | 0 | 0 | 0 | 0 | 0 | 0 | 0 | 0 | 0 | 0 | 0 | 0 | 0 | 0 | 0 | 0 | 0 | 0 | 0
VIC | Wind | 35049.4306 | 33361.3732 | 33411.9733 | 34509.5672 | 36448.6496 | 34867.7968 | 32706.548 | 35019.0642 | 37676.5086 | 36601.4153 | 41386.7208 | 35398.5476 | 35448.3934 | 36581.8795 | 39734.019 | 40874.7304 | 40524.6598 | 39150.9274 | 43173.1357 | 43094.4614 | 48462.2382
VIC | Solar | 0 | 0 | 0 | 0 | 0 | 0 | 0 | 0 | 0 | 0 | 0 | 0 | 0 | 0 | 0 | 0 | 0 | 0 | 0 | 0 | 0
Total |  | 186505.3539 | 192663.2902 | 189605.199 | 200082.7872 | 195602.9489 | 192835.7964 | 184536.0159 | 200994.4384 | 193264.7261 | 177185.538 | 170595.1805 | 149115.4166 | 149085.2174 | 153084.9563 | 156989.473 | 159520.7766 | 151926.1596 | 163491.3283 | 166636.8954 | 159454.0955 | 165022.3423
Region | Technology | 2022 | 2023 | 2024 | 2025 | 2026 | 2027 | 2028 | 2029 | 2030 | 2031 | 2032 | 2033 | 2034 | 2035 | 2036 | 2037 | 2038 | 2039 | 2040 | 2041 | 2042
SA | Black Coal | 0 | 0 | 0 | 0 | 0 | 0 | 0 | 0 | 0 | 0 | 0 | 0 | 0 | 0 | 0 | 0 | 0 | 0 | 0 | 0 | 0
SA | Brown Coal | 0 | 0 | 0 | 0 | 0 | 0 | 0 | 0 | 0 | 0 | 0 | 0 | 0 | 0 | 0 | 0 | 0 | 0 | 0 | 0 | 0
SA | CCGT | 10308.1453 | 10285.5749 | 5874.4981 | 3670.2035 | 3670.2035 | 3670.2035 | 3680.2588 | 3670.2035 | 3670.2035 | 3670.2035 | 3680.2588 | 7646.6755 | 7751.7933 | 3670.2035 | 5243.5584 | 3470.896 | 0 | 0 | 0 | 0 | 0
SA | Peaking Gas+Liquids | 474.4011 | 631.8178 | 989.4854 | 91.6956 | 98.6512 | 51.9122 | 68.8971 | 77.8408 | 57.7534 | 76.8688 | 132.1212 | 754.4346 | 558.22 | 426.1418 | 775.1136 | 622.2813 | 6852.6994 | 1450.7369 | 1408.993 | 6586.057 | 1277.2098
SA | Hydro | 0 | 0 | 0 | 0 | 0 | 0 | 0 | 0 | 0 | 0 | 0 | 0 | 0 | 0 | 0 | 0 | 0 | 0 | 0 | 0 | 0
SA | Dispatchable Storage | 0 | 0 | 0 | 0 | 0 | 0 | 0 | 0 | 0 | 0 | 0 | 0 | 0 | 0 | 0 | 0 | 0 | 0 | 0 | 0 | 0
SA | Wind | 18217.484 | 16132.2566 | 16585.6106 | 16770.3926 | 18297.9006 | 18016.1821 | 16655.3045 | 16810.5132 | 16582.0744 | 16370.4084 | 17727.1502 | 22672.5987 | 21259.94 | 21115.3734 | 22524.7739 | 19793.1417 | 25338.106 | 25407.1258 | 25162.7712 | 23964.722 | 26422.913
SA | Solar | 0 | 0 | 0 | 0 | 0 | 0 | 0 | 0 | 0 | 0 | 0 | 0 | 0 | 0 | 0 | 0 | 0 | 0 | 0 | 0 | 0
Total |  | 29000.0304 | 27049.6494 | 23449.5941 | 20532.2918 | 22066.7553 | 21738.2978 | 20404.4604 | 20558.5575 | 20310.0313 | 20117.4807 | 21539.5302 | 31073.7088 | 29569.9533 | 25211.7187 | 28543.4459 | 23886.3189 | 32190.8055 | 26857.8627 | 26571.7642 | 30550.779 | 27700.1228
Region | Technology | 2022 | 2023 | 2024 | 2025 | 2026 | 2027 | 2028 | 2029 | 2030 | 2031 | 2032 | 2033 | 2034 | 2035 | 2036 | 2037 | 2038 | 2039 | 2040 | 2041 | 2042
TAS | Black Coal | 0 | 0 | 0 | 0 | 0 | 0 | 0 | 0 | 0 | 0 | 0 | 0 | 0 | 0 | 0 | 0 | 0 | 0 | 0 | 0 | 0
TAS | Brown Coal | 0 | 0 | 0 | 0 | 0 | 0 | 0 | 0 | 0 | 0 | 0 | 0 | 0 | 0 | 0 | 0 | 0 | 0 | 0 | 0 | 0
TAS | CCGT | 0 | 0 | 0 | 0 | 0 | 0 | 0 | 0 | 0 | 0 | 0 | 0 | 0 | 0 | 0 | 0 | 0 | 0 | 0 | 0 | 0
TAS | Peaking Gas+Liquids | 0 | 0 | 0 | 0 | 0 | 0 | 0 | 0 | 0 | 0 | 14.4671 | 2.744 | 0 | 2.591 | 18.3991 | 0.74683 | 33.7566 | 20.3494 | 6.4298 | 5.9008 | 2.9504
TAS | Hydro | 72400.1883 | 56401.657 | 56513.3572 | 67483.247 | 62667.5725 | 73593.7799 | 42479.5207 | 68966.1412 | 61624.9084 | 49650.4772 | 72218.2476 | 55270.8104 | 55294.0756 | 63929.5699 | 61411.904 | 71370.2044 | 41740.4634 | 67743.8617 | 60094.5583 | 48386.7969 | 66929.912
TAS | VPP Battery | 0 | 0 | 0 | 0 | 0 | 0 | 0 | 0 | 0 | 0 | 0 | 0 | 0 | 0 | 0 | 0 | 0 | 0 | 0 | 0 | 0
TAS | Wind | 5758.7134 | 5553.724 | 5282.5211 | 5741.3387 | 5944.0924 | 5924.8326 | 6838.7189 | 6464.7762 | 6336.1868 | 6375.5576 | 6766.665 | 22005.4309 | 21309.5153 | 22939.1424 | 26090.217 | 26930.0369 | 32748.8936 | 34269.187 | 33631.4368 | 32000.7069 | 33800.2055
TAS | Solar | 0 | 0 | 0 | 0 | 0 | 0 | 0 | 0 | 0 | 0 | 0 | 0 | 0 | 0 | 0 | 0 | 0 | 0 | 0 | 0 | 0
Total |  | 78158.9017 | 61955.381 | 61795.8783 | 73224.5857 | 68611.6649 | 79518.6125 | 49318.2396 | 75430.9173 | 67961.0952 | 56026.0348 | 78999.3797 | 77278.9853 | 76603.591 | 86871.3032 | 87520.5201 | 98300.9881 | 74523.1137 | 102033.3981 | 93732.4249 | 80393.4046 | 100733.0679

## FOMCost_1
FOM cost by technology ($000s) - Central with updated demand (Counterfactual)
Real June 2019 dollars. Years are financial year ending. Some rounding errors may be present.
Region | Technology | 2022 | 2023 | 2024 | 2025 | 2026 | 2027 | 2028 | 2029 | 2030 | 2031 | 2032 | 2033 | 2034 | 2035 | 2036 | 2037 | 2038 | 2039 | 2040 | 2041 | 2042
NEM | Black Coal | 1770652.2638 | 1521608.2889 | 888089.7748 | 2569565.9549 | 1419026.1319 | 1057101.3531 | 888089.7748 | 847828.3 | 776482.3 | 1421089.3797 | 1567093.1789 | 1177039.5389 | 620818.3 | 620818.3 | 382963.6488 | 344082.3 | 281924.8 | 281924.8 | 282697.1967 | 926531.8797 | 281924.8
NEM | Brown Coal | 685241 | 685241 | 687118.3726 | 685241 | 685241 | 1127170.2035 | 1531376.416 | 685241 | 631467 | 577693 | 521502.8712 | 462463 | 462463 | 462463 | 463730.0219 | 904392.2035 | 1304414.3274 | 462463 | 463730.0219 | 462463 | 462463
NEM | CCGT | 98720.8177 | 91542.753 | 89867.6931 | 89622.153 | 89622.153 | 89622.153 | 89867.6931 | 85514.203 | 85514.203 | 85514.203 | 85748.4885 | 85514.203 | 85514.203 | 85514.203 | 47339.546 | 47210.203 | 41565.773 | 41565.773 | 16139.7928 | 16095.695 | 16095.695
NEM | Peaking Gas+Liquids | 102587.4673 | 102587.4673 | 102982.4744 | 105150.1904 | 105150.1904 | 105150.1904 | 105438.2731 | 105150.1904 | 110649.1825 | 104861.9575 | 105149.2506 | 110918.6859 | 103928.6259 | 103844.6368 | 108862.1631 | 112158.2529 | 120077.0566 | 122277.5905 | 116625.104 | 114490.8562 | 119201.055
NEM | Hydro | 408726.67 | 408726.67 | 409846.4691 | 408726.67 | 408726.67 | 408726.67 | 409846.4691 | 408726.67 | 408726.67 | 408726.67 | 409846.4691 | 408726.67 | 408726.67 | 408726.67 | 409846.4691 | 408726.67 | 403613.518 | 403613.518 | 404719.3085 | 403613.518 | 403613.518
NEM | Dispatchable Storage | 50293.5 | 50467.482 | 50605.7491 | 62915.5732 | 87709.722 | 87709.722 | 87950.0226 | 96205.8352 | 96817.4764 | 97937.9224 | 105620.4655 | 111757.9155 | 119277.3483 | 129019.9877 | 164389.8106 | 170479.1035 | 177673.5974 | 179430.4676 | 181405.3721 | 180909.729 | 184355.3303
NEM | Wind | 412630.0856 | 455166.546 | 456413.5776 | 455207.8927 | 457705.7613 | 473908.2373 | 490308.3176 | 546551.1006 | 553910.5059 | 551802.7859 | 553314.5743 | 634850.835 | 627416.9779 | 627416.9779 | 1015969.4646 | 1209517.4828 | 1682917.3813 | 1937691.5639 | 1383753.6026 | 1366155.5159 | 956077.6642
NEM | Solar | 134511.1742 | 147596.0807 | 148000.4535 | 147596.0807 | 148200.4847 | 148804.8887 | 162409.5954 | 163967.3657 | 173094.0185 | 173094.0185 | 173568.2487 | 187691.1299 | 198420.1931 | 198420.1931 | 306197.0154 | 205839.9147 | 272872.6992 | 345580.5594 | 216674.7492 | 216082.7417 | 216082.7417
Total |  | 3663362.9786 | 3462936.288 | 2832924.5643 | 4524025.5148 | 3401382.1133 | 3498193.4181 | 3765286.5617 | 2939184.6648 | 2836661.3564 | 3420719.9371 | 3521843.5468 | 3178961.9783 | 2626565.3182 | 2636223.9686 | 2899298.1395 | 3402406.1304 | 4285059.1529 | 3774547.2724 | 3065745.1479 | 3686342.9355 | 2639813.8041
Region | Technology | 2022 | 2023 | 2024 | 2025 | 2026 | 2027 | 2028 | 2029 | 2030 | 2031 | 2032 | 2033 | 2034 | 2035 | 2036 | 2037 | 2038 | 2039 | 2040 | 2041 | 2042
NSW | Black Coal | 1047997.716 | 526176.75 | 447676.1589 | 1490320.2566 | 446453 | 446453 | 447676.1589 | 446453 | 375107 | 375107 | 880397.4132 | 219443 | 219443 | 219443 | 71541.4685 | 71346 | 71346 | 71346 | 71541.4685 | 71346 | 71346
NSW | Brown Coal | 0 | 0 | 0 | 0 | 0 | 0 | 0 | 0 | 0 | 0 | 0 | 0 | 0 | 0 | 0 | 0 | 0 | 0 | 0 | 0 | 0
NSW | CCGT | 4694.8 | 4694.8 | 4707.6625 | 4694.8 | 4694.8 | 4694.8 | 4707.6625 | 4694.8 | 4694.8 | 4694.8 | 4707.6625 | 4694.8 | 4694.8 | 4694.8 | 4707.6625 | 4694.8 | 4694.8 | 4694.8 | 4707.6625 | 4694.8 | 4694.8
NSW | Peaking Gas+Liquids | 23071.8361 | 23071.8361 | 23248.9921 | 24371.6391 | 24371.6391 | 24371.6391 | 24438.4107 | 24371.6391 | 29870.6313 | 29870.6313 | 29952.4686 | 39472.9238 | 39472.9238 | 41159.1447 | 47218.6461 | 50683.1608 | 50683.1608 | 50938.0126 | 51765.5141 | 51624.0783 | 56334.277
NSW | Hydro | 135226.3 | 135226.3 | 135596.783 | 135226.3 | 135226.3 | 135226.3 | 135596.783 | 135226.3 | 135226.3 | 135226.3 | 135596.783 | 135226.3 | 135226.3 | 135226.3 | 135596.783 | 135226.3 | 135226.3 | 135226.3 | 135596.783 | 135226.3 | 135226.3
NSW | Dispatchable Storage | 14203.2 | 14203.2 | 14242.1129 | 26651.2912 | 51445.44 | 51445.44 | 51586.3864 | 53480.0176 | 54091.6588 | 54091.6588 | 54239.8551 | 54091.6588 | 59221.4277 | 60739.5833 | 60905.9931 | 60739.5833 | 60739.5833 | 60739.5833 | 60905.9931 | 60739.5833 | 60739.5833
NSW | Wind | 75120.0572 | 84505.7581 | 84737.2807 | 84547.1048 | 84547.1048 | 84547.1048 | 84778.7407 | 84547.1048 | 84547.1048 | 84547.1048 | 84778.7407 | 118026.9548 | 118026.9548 | 118026.9548 | 363646.6288 | 437908.5808 | 1079353.7034 | 410495.0416 | 363646.6288 | 765624.2285 | 355546.3768
NSW | Solar | 47972.3469 | 54621.5244 | 54771.1724 | 54621.5244 | 54621.5244 | 54621.5244 | 55898.2755 | 57142.6563 | 57688.2879 | 57688.2879 | 57846.338 | 57688.2879 | 57688.2879 | 57688.2879 | 57846.338 | 57688.2879 | 73602.8475 | 187186.1056 | 57846.338 | 57688.2879 | 57688.2879
Total |  | 1348286.2562 | 842500.1686 | 764980.1625 | 1820432.9161 | 801359.8082 | 801359.8082 | 804682.4177 | 805915.5177 | 741225.7827 | 741225.7827 | 1247519.261 | 628643.9252 | 633773.6942 | 636978.0707 | 741463.52 | 818286.7127 | 1475646.3949 | 920625.843 | 746010.388 | 1146943.2779 | 741575.625
Region | Technology | 2022 | 2023 | 2024 | 2025 | 2026 | 2027 | 2028 | 2029 | 2030 | 2031 | 2032 | 2033 | 2034 | 2035 | 2036 | 2037 | 2038 | 2039 | 2040 | 2041 | 2042
QLD | Black Coal | 722654.5478 | 995431.5389 | 440413.6159 | 1079245.6982 | 972573.1319 | 610648.3531 | 440413.6159 | 401375.3 | 401375.3 | 1045982.3797 | 686695.7657 | 957596.5389 | 401375.3 | 401375.3 | 311422.1803 | 272736.3 | 210578.8 | 210578.8 | 211155.7282 | 855185.8797 | 210578.8
QLD | Brown Coal | 0 | 0 | 0 | 0 | 0 | 0 | 0 | 0 | 0 | 0 | 0 | 0 | 0 | 0 | 0 | 0 | 0 | 0 | 0 | 0 | 0
QLD | CCGT | 17038.923 | 17038.923 | 17085.605 | 17038.923 | 17038.923 | 17038.923 | 17085.605 | 12930.973 | 12930.973 | 12930.973 | 12966.4003 | 12930.973 | 12930.973 | 12930.973 | 12966.4003 | 12930.973 | 12930.973 | 12930.973 | 11432.1303 | 11400.895 | 11400.895
QLD | Peaking Gas+Liquids | 28890.735 | 28890.735 | 28969.8877 | 28890.735 | 28890.735 | 28890.735 | 28969.8877 | 28890.735 | 28890.735 | 28890.735 | 28969.8877 | 28890.735 | 24472.775 | 22702.565 | 22764.7638 | 22702.565 | 28179.9166 | 30125.5988 | 30208.1347 | 30125.5988 | 30125.5988
QLD | Hydro | 9019.032 | 9019.032 | 9043.7417 | 9019.032 | 9019.032 | 9019.032 | 9043.7417 | 9019.032 | 9019.032 | 9019.032 | 9043.7417 | 9019.032 | 9019.032 | 9019.032 | 9043.7417 | 9019.032 | 3905.88 | 3905.88 | 3916.581 | 3905.88 | 3905.88
QLD | Dispatchable Storage | 33732.6 | 33906.582 | 33999.4767 | 33906.582 | 33906.582 | 33906.582 | 33999.4767 | 33906.582 | 33906.582 | 33906.582 | 33999.4767 | 33906.582 | 36743.3958 | 41770.4855 | 62643.8716 | 69011.1589 | 70520.6141 | 70520.6141 | 70713.8212 | 70520.6141 | 70520.6141
QLD | Wind | 31002.1786 | 50577.8286 | 50716.398 | 50577.8286 | 53075.6972 | 69278.1732 | 76038.1716 | 128290.2402 | 134531.5326 | 134531.5326 | 134900.1121 | 134531.5326 | 134531.5326 | 134531.5326 | 163327.5735 | 193617.2591 | 193617.2591 | 193617.2591 | 194147.7173 | 193617.2591 | 193617.2591
QLD | Solar | 51485.1863 | 57920.9153 | 58079.6027 | 57920.9153 | 57920.9153 | 57920.9153 | 69543.4618 | 69353.4523 | 77330.0696 | 77330.0696 | 77541.9328 | 77330.0696 | 77330.0696 | 77330.0696 | 180483.0696 | 80469.4496 | 121344.8475 | 80469.4496 | 80689.9138 | 80469.4496 | 80469.4496
Total |  | 893823.2026 | 1192785.5548 | 638308.3277 | 1276599.7141 | 1172425.0163 | 826702.7136 | 675093.9604 | 683766.3145 | 697984.2242 | 1342591.3038 | 984117.3171 | 1254205.4631 | 696403.078 | 699659.9577 | 762651.6007 | 660486.7375 | 641078.2903 | 602148.5745 | 602264.0267 | 1245225.5762 | 600618.4965
Region | Technology | 2022 | 2023 | 2024 | 2025 | 2026 | 2027 | 2028 | 2029 | 2030 | 2031 | 2032 | 2033 | 2034 | 2035 | 2036 | 2037 | 2038 | 2039 | 2040 | 2041 | 2042
VIC | Black Coal | 0 | 0 | 0 | 0 | 0 | 0 | 0 | 0 | 0 | 0 | 0 | 0 | 0 | 0 | 0 | 0 | 0 | 0 | 0 | 0 | 0
VIC | Brown Coal | 685241 | 685241 | 687118.3726 | 685241 | 685241 | 1127170.2035 | 1531376.416 | 685241 | 631467 | 577693 | 521502.8712 | 462463 | 462463 | 462463 | 463730.0219 | 904392.2035 | 1304414.3274 | 462463 | 463730.0219 | 462463 | 462463
VIC | CCGT | 23940 | 23940 | 24005.589 | 23940 | 23940 | 23940 | 24005.589 | 23940 | 23940 | 23940 | 24005.589 | 23940 | 23940 | 23940 | 24005.589 | 23940 | 23940 | 23940 | 0 | 0 | 0
VIC | Peaking Gas+Liquids | 28747 | 28747 | 28825.7589 | 28747 | 28747 | 28747 | 28825.7589 | 28747 | 28747 | 28747 | 28825.7589 | 28747 | 26174.9 | 26174.9 | 26246.6121 | 26174.9 | 26174.9 | 26174.9 | 19571.1732 | 19517.7 | 19517.7
VIC | Hydro | 130551.08 | 130551.08 | 130908.7542 | 130551.08 | 130551.08 | 130551.08 | 130908.7542 | 130551.08 | 130551.08 | 130551.08 | 130908.7542 | 130551.08 | 130551.08 | 130551.08 | 130908.7542 | 130551.08 | 130551.08 | 130551.08 | 130908.7542 | 130551.08 | 130551.08
VIC | Dispatchable Storage | 609.75 | 609.75 | 611.4205 | 609.75 | 609.75 | 609.75 | 611.4205 | 7071.2856 | 7071.2856 | 7071.2856 | 12610.269 | 19001.8453 | 18554.6953 | 19216.5328 | 25032.014 | 24963.6205 | 30400.8825 | 32157.7527 | 33729.1704 | 33637.0142 | 37082.6154
VIC | Wind | 182213.7686 | 195788.8781 | 196325.286 | 195788.8781 | 195788.8781 | 195788.8781 | 198585.1851 | 203165.2026 | 208441.4806 | 208441.4806 | 209012.5531 | 225069.2938 | 227999.9207 | 227999.9207 | 228624.578 | 227999.9207 | 272781.2402 | 942695.2404 | 264707.0435 | 272352.9168 | 272352.9168
VIC | Solar | 25184.0611 | 25184.0611 | 25253.0585 | 25184.0611 | 25788.4651 | 26392.8691 | 27071.2382 | 27601.6771 | 28206.0811 | 28206.0811 | 28283.358 | 31228.1011 | 41957.1643 | 41957.1643 | 46364.1839 | 46237.5058 | 56480.3328 | 56480.3328 | 56635.0735 | 56480.3328 | 56480.3328
Total |  | 1076486.6597 | 1090061.7692 | 1093048.2398 | 1090061.7692 | 1090666.1732 | 1533199.7808 | 1941384.362 | 1106317.2453 | 1058423.9273 | 1004649.9273 | 955149.1535 | 921000.3202 | 931640.7602 | 932302.5977 | 944911.7531 | 1384259.2305 | 1844742.763 | 1674462.306 | 969281.2366 | 975002.0438 | 978447.645
Region | Technology | 2022 | 2023 | 2024 | 2025 | 2026 | 2027 | 2028 | 2029 | 2030 | 2031 | 2032 | 2033 | 2034 | 2035 | 2036 | 2037 | 2038 | 2039 | 2040 | 2041 | 2042
SA | Black Coal | 0 | 0 | 0 | 0 | 0 | 0 | 0 | 0 | 0 | 0 | 0 | 0 | 0 | 0 | 0 | 0 | 0 | 0 | 0 | 0 | 0
SA | Brown Coal | 0 | 0 | 0 | 0 | 0 | 0 | 0 | 0 | 0 | 0 | 0 | 0 | 0 | 0 | 0 | 0 | 0 | 0 | 0 | 0 | 0
SA | CCGT | 53047.0947 | 45869.03 | 44068.8367 | 43948.43 | 43948.43 | 43948.43 | 44068.8367 | 43948.43 | 43948.43 | 43948.43 | 44068.8367 | 43948.43 | 43948.43 | 43948.43 | 5659.8942 | 5644.43 | 0 | 0 | 0 | 0 | 0
SA | Peaking Gas+Liquids | 19184.7562 | 19184.7562 | 19237.3172 | 20447.6763 | 20447.6763 | 20447.6763 | 20503.6973 | 20447.6763 | 20447.6763 | 14660.4513 | 14700.6169 | 11114.8871 | 11114.8871 | 11114.8871 | 9931.6227 | 9904.4871 | 12345.9391 | 12345.9391 | 12379.7636 | 12345.9391 | 12345.9391
SA | Hydro | 0 | 0 | 0 | 0 | 0 | 0 | 0 | 0 | 0 | 0 | 0 | 0 | 0 | 0 | 0 | 0 | 0 | 0 | 0 | 0 | 0
SA | Dispatchable Storage | 1747.95 | 1747.95 | 1752.7389 | 1747.95 | 1747.95 | 1747.95 | 1752.7389 | 1747.95 | 1747.95 | 2868.396 | 4770.8646 | 4757.8294 | 4757.8294 | 7293.3862 | 15807.932 | 15764.7409 | 16012.5175 | 16012.5175 | 16056.3874 | 16012.5175 | 16012.5175
SA | Wind | 98041.5122 | 98041.5122 | 98310.1191 | 98041.5122 | 98041.5122 | 98041.5122 | 98310.1191 | 98041.5122 | 93883.3472 | 91775.6272 | 92027.0673 | 116942.2206 | 106577.7366 | 106577.7366 | 219979.4926 | 309710.8889 | 94252.1566 | 347971.0007 | 518221.6209 | 89867.1826 | 89867.1826
SA | Solar | 9869.58 | 9869.58 | 9896.6199 | 9869.58 | 9869.58 | 9869.58 | 9896.6199 | 9869.58 | 9869.58 | 9869.58 | 9896.6199 | 18936.1014 | 18936.1014 | 18936.1014 | 18987.9811 | 18936.1014 | 18936.1014 | 18936.1014 | 18987.9811 | 18936.1014 | 18936.1014
Total |  | 181890.8931 | 174712.8284 | 173265.6318 | 174055.1485 | 174055.1485 | 174055.1485 | 174532.0119 | 174055.1485 | 169896.9835 | 163122.4845 | 165464.0054 | 195699.4685 | 185334.9845 | 187870.5412 | 270366.9225 | 359960.6483 | 141546.7146 | 395265.5588 | 565645.7531 | 137161.7406 | 137161.7406
Region | Technology | 2022 | 2023 | 2024 | 2025 | 2026 | 2027 | 2028 | 2029 | 2030 | 2031 | 2032 | 2033 | 2034 | 2035 | 2036 | 2037 | 2038 | 2039 | 2040 | 2041 | 2042
TAS | Black Coal | 0 | 0 | 0 | 0 | 0 | 0 | 0 | 0 | 0 | 0 | 0 | 0 | 0 | 0 | 0 | 0 | 0 | 0 | 0 | 0 | 0
TAS | Brown Coal | 0 | 0 | 0 | 0 | 0 | 0 | 0 | 0 | 0 | 0 | 0 | 0 | 0 | 0 | 0 | 0 | 0 | 0 | 0 | 0 | 0
TAS | CCGT | 0 | 0 | 0 | 0 | 0 | 0 | 0 | 0 | 0 | 0 | 0 | 0 | 0 | 0 | 0 | 0 | 0 | 0 | 0 | 0 | 0
TAS | Peaking Gas+Liquids | 2693.14 | 2693.14 | 2700.5185 | 2693.14 | 2693.14 | 2693.14 | 2700.5185 | 2693.14 | 2693.14 | 2693.14 | 2700.5185 | 2693.14 | 2693.14 | 2693.14 | 2700.5185 | 2693.14 | 2693.14 | 2693.14 | 2700.5185 | 877.54 | 877.54
TAS | Hydro | 133930.258 | 133930.258 | 134297.1902 | 133930.258 | 133930.258 | 133930.258 | 134297.1902 | 133930.258 | 133930.258 | 133930.258 | 134297.1902 | 133930.258 | 133930.258 | 133930.258 | 134297.1902 | 133930.258 | 133930.258 | 133930.258 | 134297.1902 | 133930.258 | 133930.258
TAS | VPP Battery | 0 | 0 | 0 | 0 | 0 | 0 | 0 | 0 | 0 | 0 | 0 | 0 | 0 | 0 | 0 | 0 | 0 | 0 | 0 | 0 | 0
TAS | Wind | 26252.569 | 26252.569 | 26324.4938 | 26252.569 | 26252.569 | 26252.569 | 32596.1011 | 32507.0407 | 32507.0407 | 32507.0407 | 32596.1011 | 40280.8333 | 40280.8333 | 40280.8333 | 40391.1917 | 40280.8333 | 42913.0221 | 42913.0221 | 43030.5921 | 44693.929 | 44693.929
TAS | Solar | 0 | 0 | 0 | 0 | 0 | 0 | 0 | 0 | 0 | 0 | 0 | 2508.57 | 2508.57 | 2508.57 | 2515.4428 | 2508.57 | 2508.57 | 2508.57 | 2515.4428 | 2508.57 | 2508.57
Total |  | 162875.967 | 162875.967 | 163322.2025 | 162875.967 | 162875.967 | 162875.967 | 169593.8098 | 169130.4387 | 169130.4387 | 169130.4387 | 169593.8098 | 179412.8013 | 179412.8013 | 179412.8013 | 179904.3432 | 179412.8013 | 182044.9901 | 182044.9901 | 182543.7435 | 182010.297 | 182010.297

## FOMCost_2
FOM cost by technology ($000s) - Central with updated demand (DP4)
Real June 2019 dollars. Years are financial year ending. Some rounding errors may be present.
Region | Technology | 2022 | 2023 | 2024 | 2025 | 2026 | 2027 | 2028 | 2029 | 2030 | 2031 | 2032 | 2033 | 2034 | 2035 | 2036 | 2037 | 2038 | 2039 | 2040 | 2041 | 2042
NEM | Black Coal | 1770652.2638 | 1521608.2889 | 888089.7748 | 2569565.9549 | 1419026.1319 | 1057101.3531 | 888089.7748 | 847828.3 | 776482.3 | 1421089.3797 | 1567093.1789 | 1177039.5389 | 620818.3 | 620818.3 | 382963.6488 | 344082.3 | 281924.8 | 281924.8 | 282697.1967 | 926531.8797 | 281924.8
NEM | Brown Coal | 685241 | 685241 | 687118.3726 | 685241 | 685241 | 1127170.2035 | 1531376.416 | 685241 | 631467 | 577693 | 521502.8712 | 462463 | 462463 | 462463 | 463730.0219 | 904392.2035 | 1304414.3274 | 462463 | 463730.0219 | 462463 | 462463
NEM | CCGT | 98720.8177 | 91542.753 | 89867.6931 | 89622.153 | 89622.153 | 89622.153 | 89867.6931 | 85514.203 | 85514.203 | 85514.203 | 85748.4885 | 85514.203 | 85514.203 | 85514.203 | 47339.546 | 47210.203 | 41565.773 | 41565.773 | 16139.7928 | 16095.695 | 16095.695
NEM | Peaking Gas+Liquids | 102587.4673 | 102587.4673 | 102868.5289 | 102773.7766 | 102773.7766 | 102773.7766 | 103055.3485 | 102773.7766 | 102773.7766 | 96986.5516 | 97252.2681 | 93440.9874 | 86450.9274 | 84680.7174 | 82940.4306 | 82713.8174 | 82713.8174 | 84597.9424 | 78154.2787 | 76125.1424 | 76125.1424
NEM | Hydro | 408726.67 | 408726.67 | 409846.4691 | 408726.67 | 408726.67 | 408726.67 | 409846.4691 | 428847.87 | 428847.87 | 428847.87 | 430022.7957 | 428847.87 | 428847.87 | 428847.87 | 430022.7957 | 428847.87 | 423734.718 | 423734.718 | 424895.635 | 423734.718 | 423734.718
NEM | Dispatchable Storage | 50293.5 | 50467.482 | 50605.7491 | 62915.5732 | 87709.722 | 87709.722 | 87950.0226 | 87709.722 | 87709.722 | 87465.822 | 87705.4544 | 89310.1653 | 97177.5437 | 108058.7882 | 154416.9238 | 156162.6139 | 165404.2482 | 182356.9349 | 182856.543 | 188389.2937 | 207519.0274
NEM | Wind | 412630.0856 | 455166.546 | 456413.5776 | 455166.546 | 457664.4146 | 473866.8906 | 487817.1778 | 542794.4302 | 555989.7244 | 553882.0044 | 555399.4893 | 690828.8665 | 684597.5402 | 691958.8909 | 872090.6899 | 904860.4065 | 1087409.6158 | 1059505.2358 | 1063707.2123 | 1054106.0569 | 1051892.9509
NEM | Solar | 134511.1742 | 147596.0807 | 148000.4535 | 147596.0807 | 148212.2207 | 148828.3607 | 161391.6525 | 161566.8317 | 166003.4545 | 166003.4545 | 166458.2585 | 214946.3191 | 226884.3644 | 226884.3644 | 294646.6765 | 300429.2247 | 304860.6371 | 300936.3041 | 304606.4825 | 344277.056 | 344277.056
Total |  | 3663362.9786 | 3462936.288 | 2832810.6188 | 4521607.7543 | 3398976.0888 | 3495799.1296 | 3759394.5546 | 2942276.1335 | 2834788.0505 | 3417482.2851 | 3511182.8046 | 3242390.9501 | 2692753.7487 | 2709226.1338 | 2728150.7331 | 3168698.639 | 3692027.9369 | 2837084.7082 | 2816787.1629 | 3491722.8415 | 2864032.3896
Region | Technology | 2022 | 2023 | 2024 | 2025 | 2026 | 2027 | 2028 | 2029 | 2030 | 2031 | 2032 | 2033 | 2034 | 2035 | 2036 | 2037 | 2038 | 2039 | 2040 | 2041 | 2042
NSW | Black Coal | 1047997.716 | 526176.75 | 447676.1589 | 1490320.2566 | 446453 | 446453 | 447676.1589 | 446453 | 375107 | 375107 | 880397.4132 | 219443 | 219443 | 219443 | 71541.4685 | 71346 | 71346 | 71346 | 71541.4685 | 71346 | 71346
NSW | Brown Coal | 0 | 0 | 0 | 0 | 0 | 0 | 0 | 0 | 0 | 0 | 0 | 0 | 0 | 0 | 0 | 0 | 0 | 0 | 0 | 0 | 0
NSW | CCGT | 4694.8 | 4694.8 | 4707.6625 | 4694.8 | 4694.8 | 4694.8 | 4707.6625 | 4694.8 | 4694.8 | 4694.8 | 4707.6625 | 4694.8 | 4694.8 | 4694.8 | 4707.6625 | 4694.8 | 4694.8 | 4694.8 | 4707.6625 | 4694.8 | 4694.8
NSW | Peaking Gas+Liquids | 23071.8361 | 23071.8361 | 23135.0466 | 23258.1453 | 23258.1453 | 23258.1453 | 23321.8663 | 23258.1453 | 23258.1453 | 23258.1453 | 23321.8663 | 23258.1453 | 23258.1453 | 23258.1453 | 22563.2937 | 22501.6453 | 22501.6453 | 24385.7704 | 24452.5807 | 24385.7704 | 24385.7704
NSW | Hydro | 135226.3 | 135226.3 | 135596.783 | 135226.3 | 135226.3 | 135226.3 | 135596.783 | 135226.3 | 135226.3 | 135226.3 | 135596.783 | 135226.3 | 135226.3 | 135226.3 | 135596.783 | 135226.3 | 135226.3 | 135226.3 | 135596.783 | 135226.3 | 135226.3
NSW | Dispatchable Storage | 14203.2 | 14203.2 | 14242.1129 | 26651.2912 | 51445.44 | 51445.44 | 51586.3864 | 51445.44 | 51445.44 | 51445.44 | 51586.3864 | 51445.44 | 58469.8948 | 64903.6097 | 89342.4595 | 89098.3544 | 89098.3544 | 92865.0926 | 93119.5175 | 94282.5037 | 94282.5037
NSW | Wind | 75120.0572 | 84505.7581 | 84737.2807 | 84505.7581 | 84505.7581 | 84505.7581 | 84737.2807 | 84505.7581 | 84505.7581 | 84505.7581 | 84737.2807 | 133876.9559 | 140415.6637 | 140415.6637 | 263788.2017 | 260936.8389 | 290705.3644 | 289330.7644 | 290123.4514 | 275201.9066 | 272988.8006
NSW | Solar | 47972.3469 | 54621.5244 | 54771.1724 | 54621.5244 | 54621.5244 | 54621.5244 | 54771.1724 | 54621.5244 | 54621.5244 | 54621.5244 | 54771.1724 | 103564.3889 | 113033.9079 | 113033.9079 | 148597.3223 | 148191.3187 | 150150.5788 | 146226.2458 | 146626.8656 | 177268.4799 | 177268.4799
Total |  | 1348286.2562 | 842500.1686 | 764866.217 | 1819278.0756 | 800204.9678 | 800204.9678 | 802397.3102 | 800204.9678 | 728858.9678 | 728858.9678 | 1235118.5644 | 671509.0302 | 694541.7117 | 700975.4267 | 736137.1911 | 731995.2573 | 763723.0428 | 764074.9731 | 766168.3292 | 782405.7605 | 780192.6545
Region | Technology | 2022 | 2023 | 2024 | 2025 | 2026 | 2027 | 2028 | 2029 | 2030 | 2031 | 2032 | 2033 | 2034 | 2035 | 2036 | 2037 | 2038 | 2039 | 2040 | 2041 | 2042
QLD | Black Coal | 722654.5478 | 995431.5389 | 440413.6159 | 1079245.6982 | 972573.1319 | 610648.3531 | 440413.6159 | 401375.3 | 401375.3 | 1045982.3797 | 686695.7657 | 957596.5389 | 401375.3 | 401375.3 | 311422.1803 | 272736.3 | 210578.8 | 210578.8 | 211155.7282 | 855185.8797 | 210578.8
QLD | Brown Coal | 0 | 0 | 0 | 0 | 0 | 0 | 0 | 0 | 0 | 0 | 0 | 0 | 0 | 0 | 0 | 0 | 0 | 0 | 0 | 0 | 0
QLD | CCGT | 17038.923 | 17038.923 | 17085.605 | 17038.923 | 17038.923 | 17038.923 | 17085.605 | 12930.973 | 12930.973 | 12930.973 | 12966.4003 | 12930.973 | 12930.973 | 12930.973 | 12966.4003 | 12930.973 | 12930.973 | 12930.973 | 11432.1303 | 11400.895 | 11400.895
QLD | Peaking Gas+Liquids | 28890.735 | 28890.735 | 28969.8877 | 28890.735 | 28890.735 | 28890.735 | 28969.8877 | 28890.735 | 28890.735 | 28890.735 | 28969.8877 | 28890.735 | 24472.775 | 22702.565 | 22764.7638 | 22702.565 | 22702.565 | 22702.565 | 22764.7638 | 22702.565 | 22702.565
QLD | Hydro | 9019.032 | 9019.032 | 9043.7417 | 9019.032 | 9019.032 | 9019.032 | 9043.7417 | 9019.032 | 9019.032 | 9019.032 | 9043.7417 | 9019.032 | 9019.032 | 9019.032 | 9043.7417 | 9019.032 | 3905.88 | 3905.88 | 3916.581 | 3905.88 | 3905.88
QLD | Dispatchable Storage | 33732.6 | 33906.582 | 33999.4767 | 33906.582 | 33906.582 | 33906.582 | 33999.4767 | 33906.582 | 33906.582 | 33906.582 | 33999.4767 | 33906.582 | 35196.6557 | 36357.0468 | 57084.5643 | 56928.5956 | 59053.5552 | 68912.0137 | 69100.8138 | 72140.9257 | 72140.9257
QLD | Wind | 31002.1786 | 50577.8286 | 50716.398 | 50577.8286 | 53075.6972 | 69278.1732 | 76038.1716 | 126864.2252 | 138941.4064 | 138941.4064 | 139322.0678 | 138941.4064 | 138941.4064 | 146302.7571 | 197739.7195 | 237697.663 | 322501.76 | 322501.76 | 323385.3264 | 322501.76 | 322501.76
QLD | Solar | 51485.1863 | 57920.9153 | 58079.6027 | 57920.9153 | 57920.9153 | 57920.9153 | 69617.3176 | 69427.1063 | 73247.5891 | 73247.5891 | 73448.2674 | 73247.5891 | 73247.5891 | 73247.5891 | 98091.3701 | 97823.3609 | 96517.8609 | 96517.8609 | 99627.9888 | 108816.3787 | 108816.3787
Total |  | 893823.2026 | 1192785.5548 | 638308.3277 | 1276599.7141 | 1172425.0163 | 826702.7136 | 675167.8162 | 682413.9535 | 698311.6175 | 1342918.6971 | 984445.6074 | 1254532.8564 | 695183.7312 | 701935.2629 | 709112.7401 | 709838.4895 | 728191.3941 | 738049.8527 | 741383.3324 | 1396654.2841 | 752047.2044
Region | Technology | 2022 | 2023 | 2024 | 2025 | 2026 | 2027 | 2028 | 2029 | 2030 | 2031 | 2032 | 2033 | 2034 | 2035 | 2036 | 2037 | 2038 | 2039 | 2040 | 2041 | 2042
VIC | Black Coal | 0 | 0 | 0 | 0 | 0 | 0 | 0 | 0 | 0 | 0 | 0 | 0 | 0 | 0 | 0 | 0 | 0 | 0 | 0 | 0 | 0
VIC | Brown Coal | 685241 | 685241 | 687118.3726 | 685241 | 685241 | 1127170.2035 | 1531376.416 | 685241 | 631467 | 577693 | 521502.8712 | 462463 | 462463 | 462463 | 463730.0219 | 904392.2035 | 1304414.3274 | 462463 | 463730.0219 | 462463 | 462463
VIC | CCGT | 23940 | 23940 | 24005.589 | 23940 | 23940 | 23940 | 24005.589 | 23940 | 23940 | 23940 | 24005.589 | 23940 | 23940 | 23940 | 24005.589 | 23940 | 23940 | 23940 | 0 | 0 | 0
VIC | Peaking Gas+Liquids | 28747 | 28747 | 28825.7589 | 28747 | 28747 | 28747 | 28825.7589 | 28747 | 28747 | 28747 | 28825.7589 | 28747 | 26174.9 | 26174.9 | 26246.6121 | 26174.9 | 26174.9 | 26174.9 | 19571.1732 | 19517.7 | 19517.7
VIC | Hydro | 130551.08 | 130551.08 | 130908.7542 | 130551.08 | 130551.08 | 130551.08 | 130908.7542 | 130551.08 | 130551.08 | 130551.08 | 130908.7542 | 130551.08 | 130551.08 | 130551.08 | 130908.7542 | 130551.08 | 130551.08 | 130551.08 | 130908.7542 | 130551.08 | 130551.08
VIC | Dispatchable Storage | 609.75 | 609.75 | 611.4205 | 609.75 | 609.75 | 609.75 | 611.4205 | 609.75 | 609.75 | 609.75 | 611.4205 | 609.75 | 162.6 | 0 | 0 | 0 | 0 | 3327.4899 | 3336.6063 | 3327.4899 | 17739.085
VIC | Wind | 182213.7686 | 195788.8781 | 196325.286 | 195788.8781 | 195788.8781 | 195788.8781 | 198585.1851 | 203318.8806 | 208595.1586 | 208595.1586 | 209166.6522 | 208595.1586 | 206189.6086 | 206189.6086 | 209307.675 | 215611.5336 | 223883.9648 | 204639.5648 | 214402.1276 | 221296.5554 | 221296.5554
VIC | Solar | 25184.0611 | 25184.0611 | 25253.0585 | 25184.0611 | 25800.2011 | 26416.3411 | 27106.5427 | 27648.6211 | 28264.7611 | 28264.7611 | 28342.1988 | 28264.7611 | 28264.7611 | 28264.7611 | 28342.1988 | 28264.7611 | 31037.3911 | 31037.3911 | 31122.425 | 31037.3911 | 31037.3911
Total |  | 1076486.6597 | 1090061.7692 | 1093048.2398 | 1090061.7692 | 1090677.9092 | 1533223.2528 | 1941419.6664 | 1100056.3317 | 1052174.7497 | 998400.7497 | 943363.2449 | 883170.7497 | 877745.9497 | 877583.3497 | 882540.851 | 1328934.4782 | 1740001.6634 | 882133.4258 | 863071.1082 | 868193.2163 | 882604.8114
Region | Technology | 2022 | 2023 | 2024 | 2025 | 2026 | 2027 | 2028 | 2029 | 2030 | 2031 | 2032 | 2033 | 2034 | 2035 | 2036 | 2037 | 2038 | 2039 | 2040 | 2041 | 2042
SA | Black Coal | 0 | 0 | 0 | 0 | 0 | 0 | 0 | 0 | 0 | 0 | 0 | 0 | 0 | 0 | 0 | 0 | 0 | 0 | 0 | 0 | 0
SA | Brown Coal | 0 | 0 | 0 | 0 | 0 | 0 | 0 | 0 | 0 | 0 | 0 | 0 | 0 | 0 | 0 | 0 | 0 | 0 | 0 | 0 | 0
SA | CCGT | 53047.0947 | 45869.03 | 44068.8367 | 43948.43 | 43948.43 | 43948.43 | 44068.8367 | 43948.43 | 43948.43 | 43948.43 | 44068.8367 | 43948.43 | 43948.43 | 43948.43 | 5659.8942 | 5644.43 | 0 | 0 | 0 | 0 | 0
SA | Peaking Gas+Liquids | 19184.7562 | 19184.7562 | 19237.3172 | 19184.7562 | 19184.7562 | 19184.7562 | 19237.3172 | 19184.7562 | 19184.7562 | 13397.5312 | 13434.2368 | 9851.967 | 9851.967 | 9851.967 | 8665.2426 | 8641.567 | 8641.567 | 8641.567 | 8665.2426 | 8641.567 | 8641.567
SA | Hydro | 0 | 0 | 0 | 0 | 0 | 0 | 0 | 0 | 0 | 0 | 0 | 0 | 0 | 0 | 0 | 0 | 0 | 0 | 0 | 0 | 0
SA | Dispatchable Storage | 1747.95 | 1747.95 | 1752.7389 | 1747.95 | 1747.95 | 1747.95 | 1752.7389 | 1747.95 | 1747.95 | 1504.05 | 1508.1707 | 1504.05 | 1504.05 | 4953.7884 | 6140.5038 | 8291.3206 | 15407.9953 | 15407.9953 | 15450.209 | 15407.9953 | 20126.134
SA | Wind | 98041.5122 | 98041.5122 | 98310.1191 | 98041.5122 | 98041.5122 | 98041.5122 | 98310.1191 | 98041.5122 | 93883.3472 | 91775.6272 | 92027.0673 | 123228.3565 | 112863.8725 | 112863.8725 | 108232.1052 | 96261.453 | 128463.5365 | 121178.1565 | 113607.4674 | 113250.8448 | 113250.8448
SA | Solar | 9869.58 | 9869.58 | 9896.6199 | 9869.58 | 9869.58 | 9869.58 | 9896.6199 | 9869.58 | 9869.58 | 9869.58 | 9896.6199 | 9869.58 | 12338.1063 | 12338.1063 | 19615.7853 | 26149.784 | 27154.8063 | 27154.8063 | 27229.203 | 27154.8063 | 27154.8063
Total |  | 181890.8931 | 174712.8284 | 173265.6318 | 172792.2284 | 172792.2284 | 172792.2284 | 173265.6318 | 172792.2284 | 168634.0634 | 160495.2184 | 160934.9314 | 188402.3835 | 180506.4258 | 183956.1643 | 148313.5309 | 144988.5547 | 179667.9051 | 172382.5251 | 164952.122 | 164455.2134 | 169173.3521
Region | Technology | 2022 | 2023 | 2024 | 2025 | 2026 | 2027 | 2028 | 2029 | 2030 | 2031 | 2032 | 2033 | 2034 | 2035 | 2036 | 2037 | 2038 | 2039 | 2040 | 2041 | 2042
TAS | Black Coal | 0 | 0 | 0 | 0 | 0 | 0 | 0 | 0 | 0 | 0 | 0 | 0 | 0 | 0 | 0 | 0 | 0 | 0 | 0 | 0 | 0
TAS | Brown Coal | 0 | 0 | 0 | 0 | 0 | 0 | 0 | 0 | 0 | 0 | 0 | 0 | 0 | 0 | 0 | 0 | 0 | 0 | 0 | 0 | 0
TAS | CCGT | 0 | 0 | 0 | 0 | 0 | 0 | 0 | 0 | 0 | 0 | 0 | 0 | 0 | 0 | 0 | 0 | 0 | 0 | 0 | 0 | 0
TAS | Peaking Gas+Liquids | 2693.14 | 2693.14 | 2700.5185 | 2693.14 | 2693.14 | 2693.14 | 2700.5185 | 2693.14 | 2693.14 | 2693.14 | 2700.5185 | 2693.14 | 2693.14 | 2693.14 | 2700.5185 | 2693.14 | 2693.14 | 2693.14 | 2700.5185 | 877.54 | 877.54
TAS | Hydro | 133930.258 | 133930.258 | 134297.1902 | 133930.258 | 133930.258 | 133930.258 | 134297.1902 | 154051.458 | 154051.458 | 154051.458 | 154473.5168 | 154051.458 | 154051.458 | 154051.458 | 154473.5168 | 154051.458 | 154051.458 | 154051.458 | 154473.5168 | 154051.458 | 154051.458
TAS | VPP Battery | 0 | 0 | 0 | 0 | 0 | 0 | 0 | 0 | 0 | 0 | 0 | 1844.3433 | 1844.3433 | 1844.3433 | 1849.3963 | 1844.3433 | 1844.3433 | 1844.3433 | 1849.3963 | 3230.379 | 3230.379
TAS | Wind | 26252.569 | 26252.569 | 26324.4938 | 26252.569 | 26252.569 | 26252.569 | 30146.4213 | 30064.0541 | 30064.0541 | 30064.0541 | 30146.4213 | 86186.989 | 86186.989 | 86186.989 | 93022.9885 | 94352.918 | 121854.9902 | 121854.9902 | 122188.8395 | 121854.9902 | 121854.9902
TAS | Solar | 0 | 0 | 0 | 0 | 0 | 0 | 0 | 0 | 0 | 0 | 0 | 0 | 0 | 0 | 0 | 0 | 0 | 0 | 0 | 0 | 0
Total |  | 162875.967 | 162875.967 | 163322.2025 | 162875.967 | 162875.967 | 162875.967 | 167144.13 | 186808.6521 | 186808.6521 | 186808.6521 | 187320.4566 | 244775.9303 | 244775.9303 | 244775.9303 | 252046.42 | 252941.8593 | 280443.9315 | 280443.9315 | 281212.271 | 280014.3672 | 280014.3672

## FuelCost_1
Fuel cost by technology ($000s) - Central with updated demand (Counterfactual)
Real June 2019 dollars. Years are financial year ending. Some rounding errors may be present.
Region | Technology | 2022 | 2023 | 2024 | 2025 | 2026 | 2027 | 2028 | 2029 | 2030 | 2031 | 2032 | 2033 | 2034 | 2035 | 2036 | 2037 | 2038 | 2039 | 2040 | 2041 | 2042
NEM | Black Coal | 1933203.2674 | 1900933.0725 | 2066003.0432 | 1999030.6631 | 2013462.9583 | 1973186.577 | 2199768.6757 | 1982739.4862 | 1920338.2669 | 2130459.2895 | 2092512.8455 | 1635804.2066 | 1673287.3448 | 1702275.524 | 1068472.8902 | 965928.609 | 833495.8099 | 831811.8144 | 831165.8342 | 828257.2868 | 829338.9356
NEM | Brown Coal | 244636.4629 | 259805.2956 | 255702.2187 | 245081.9817 | 237603.6485 | 227540.1185 | 245999.1414 | 220103.4399 | 221294.899 | 210314.183 | 180249.6594 | 169979.1024 | 168593.2249 | 159811.9099 | 162862.9258 | 159443.9004 | 169094.4639 | 154671.0026 | 168552.6313 | 171383.6894 | 154283.6123
NEM | CCGT | 233373.1697 | 240907.6208 | 216854.1181 | 216197.6736 | 211421.9218 | 214770.1031 | 227916.9202 | 232102.6518 | 230050.4609 | 242809.9417 | 235725.8351 | 790209.2447 | 838969.5775 | 757062.1316 | 651901.706 | 733948.8381 | 992551.0462 | 880859.1779 | 801888.5455 | 801196.2258 | 814375.4349
NEM | Peaking Gas+Liquids | 8254.6473 | 7415.1132 | 11919.1489 | 15756.2545 | 16503.7611 | 12184.1229 | 16103.353 | 22281.9099 | 29373.4315 | 28887.7002 | 26740.8965 | 882264.5899 | 910213.5281 | 856367.6608 | 1366305.3711 | 1486706.1353 | 2874346.3026 | 2418115.567 | 2818128.0744 | 3392008.7296 | 3339232.1691
NEM | Hydro | 0 | 0 | 0 | 0 | 0 | 0 | 0 | 0 | 0 | 0 | 0 | 0 | 0 | 0 | 0 | 0 | 0 | 0 | 0 | 0 | 0
NEM | Dispatchable Storage | 0 | 0 | 0 | 0 | 0 | 0 | 0 | 0 | 0 | 0 | 0 | 0 | 0 | 0 | 0 | 0 | 0 | 0 | 0 | 0 | 0
NEM | Wind | 0 | 0 | 0 | 0 | 0 | 0 | 0 | 0 | 0 | 0 | 0 | 0 | 0 | 0 | 0 | 0 | 0 | 0 | 0 | 0 | 0
NEM | Solar | 0 | 0 | 0 | 0 | 0 | 0 | 0 | 0 | 0 | 0 | 0 | 0 | 0 | 0 | 0 | 0 | 0 | 0 | 0 | 0 | 0
Total |  | 2419467.5472 | 2409061.1021 | 2550478.5289 | 2476066.5728 | 2478992.2897 | 2427680.9215 | 2689788.0903 | 2457227.4878 | 2401057.0584 | 2612471.1143 | 2535229.2364 | 3478257.1437 | 3591063.6753 | 3475517.2263 | 3249542.8932 | 3346027.4829 | 4869487.6225 | 4285457.5618 | 4619735.0854 | 5192845.9317 | 5137230.1518
Region | Technology | 2022 | 2023 | 2024 | 2025 | 2026 | 2027 | 2028 | 2029 | 2030 | 2031 | 2032 | 2033 | 2034 | 2035 | 2036 | 2037 | 2038 | 2039 | 2040 | 2041 | 2042
NSW | Black Coal | 976339.1355 | 975543.9137 | 1048529.2675 | 989315.227 | 1002183.7205 | 989961.7854 | 1237011.7394 | 1124224.2631 | 1062346.877 | 1263060.838 | 1215860.1375 | 746452.6133 | 754861.6175 | 767379.3406 | 285699.0353 | 288931.3726 | 289733.9598 | 286523.6112 | 284089.4633 | 282510.6754 | 282510.6754
NSW | Brown Coal | 0 | 0 | 0 | 0 | 0 | 0 | 0 | 0 | 0 | 0 | 0 | 0 | 0 | 0 | 0 | 0 | 0 | 0 | 0 | 0 | 0
NSW | CCGT | 2238.7848 | 2370.9647 | 7237.1704 | 4743.5191 | 5007.3242 | 5264.458 | 5386.0373 | 5568.7461 | 5717.7034 | 6440.5581 | 6151.3877 | 299878.0438 | 298258.2571 | 295291.8183 | 272982.9346 | 276644.7359 | 288877.5435 | 283681.7082 | 290149.0664 | 290267.2599 | 292281.3641
NSW | Peaking Gas+Liquids | 1305.6642 | 499.4815 | 2500.4158 | 4617.5624 | 4720.1041 | 4124.399 | 4652.4314 | 5638.7268 | 15117.1899 | 13154.7961 | 12314.8711 | 786551.1787 | 830871.5465 | 763975.5902 | 1262022.1565 | 1354717.2351 | 2189135.9041 | 1804062.0516 | 2163649.8778 | 2415228.649 | 2567002.7152
NSW | Hydro | 0 | 0 | 0 | 0 | 0 | 0 | 0 | 0 | 0 | 0 | 0 | 0 | 0 | 0 | 0 | 0 | 0 | 0 | 0 | 0 | 0
NSW | Dispatchable Storage | 0 | 0 | 0 | 0 | 0 | 0 | 0 | 0 | 0 | 0 | 0 | 0 | 0 | 0 | 0 | 0 | 0 | 0 | 0 | 0 | 0
NSW | Wind | 0 | 0 | 0 | 0 | 0 | 0 | 0 | 0 | 0 | 0 | 0 | 0 | 0 | 0 | 0 | 0 | 0 | 0 | 0 | 0 | 0
NSW | Solar | 0 | 0 | 0 | 0 | 0 | 0 | 0 | 0 | 0 | 0 | 0 | 0 | 0 | 0 | 0 | 0 | 0 | 0 | 0 | 0 | 0
Total |  | 979883.5845 | 978414.3599 | 1058266.8537 | 998676.3085 | 1011911.1488 | 999350.6424 | 1247050.2081 | 1135431.7361 | 1083181.7703 | 1282656.1922 | 1234326.3963 | 1832881.8358 | 1883991.421 | 1826646.7491 | 1820704.1265 | 1920293.3436 | 2767747.4074 | 2374267.371 | 2737888.4075 | 2988006.5844 | 3141794.7547
Region | Technology | 2022 | 2023 | 2024 | 2025 | 2026 | 2027 | 2028 | 2029 | 2030 | 2031 | 2032 | 2033 | 2034 | 2035 | 2036 | 2037 | 2038 | 2039 | 2040 | 2041 | 2042
QLD | Black Coal | 956864.1319 | 925389.1588 | 1017473.7758 | 1009715.4361 | 1011279.2377 | 983224.7916 | 962756.9363 | 858515.2231 | 857991.3899 | 867398.4515 | 876652.708 | 889351.5933 | 918425.7273 | 934896.1833 | 782773.8549 | 676997.2364 | 543761.8502 | 545288.2033 | 547076.3709 | 545746.6114 | 546828.2602
QLD | Brown Coal | 0 | 0 | 0 | 0 | 0 | 0 | 0 | 0 | 0 | 0 | 0 | 0 | 0 | 0 | 0 | 0 | 0 | 0 | 0 | 0 | 0
QLD | CCGT | 79796.9723 | 80105.8094 | 90807.804 | 86426.8167 | 86858.8458 | 87279.9495 | 87694.5603 | 83857.3306 | 83993.4088 | 85969.4157 | 84605.4043 | 153744.69 | 152192.3001 | 139890.4294 | 228426.7154 | 291805.7563 | 529310.6399 | 563244.7318 | 511739.4791 | 510928.9659 | 522094.0708
QLD | Peaking Gas+Liquids | 608.2074 | 319.6105 | 1166.7034 | 2010.4356 | 1861.0476 | 920.1479 | 593.2185 | 4202.0738 | 2960.3 | 4135.2338 | 2341.6341 | 26624.0516 | 16225.6314 | 19469.6849 | 34080.1508 | 64947.9822 | 360102.1626 | 448944.915 | 467493.9711 | 487787.6632 | 566631.0792
QLD | Hydro | 0 | 0 | 0 | 0 | 0 | 0 | 0 | 0 | 0 | 0 | 0 | 0 | 0 | 0 | 0 | 0 | 0 | 0 | 0 | 0 | 0
QLD | Dispatchable Storage | 0 | 0 | 0 | 0 | 0 | 0 | 0 | 0 | 0 | 0 | 0 | 0 | 0 | 0 | 0 | 0 | 0 | 0 | 0 | 0 | 0
QLD | Wind | 0 | 0 | 0 | 0 | 0 | 0 | 0 | 0 | 0 | 0 | 0 | 0 | 0 | 0 | 0 | 0 | 0 | 0 | 0 | 0 | 0
QLD | Solar | 0 | 0 | 0 | 0 | 0 | 0 | 0 | 0 | 0 | 0 | 0 | 0 | 0 | 0 | 0 | 0 | 0 | 0 | 0 | 0 | 0
Total |  | 1037269.3115 | 1005814.5788 | 1109448.2832 | 1098152.6884 | 1099999.1312 | 1071424.889 | 1051044.7151 | 946574.6275 | 944945.0987 | 957503.101 | 963599.7464 | 1069720.335 | 1086843.6588 | 1094256.2976 | 1045280.7211 | 1033750.9749 | 1433174.6527 | 1557477.85 | 1526309.8211 | 1544463.2405 | 1635553.4101
Region | Technology | 2022 | 2023 | 2024 | 2025 | 2026 | 2027 | 2028 | 2029 | 2030 | 2031 | 2032 | 2033 | 2034 | 2035 | 2036 | 2037 | 2038 | 2039 | 2040 | 2041 | 2042
VIC | Black Coal | 0 | 0 | 0 | 0 | 0 | 0 | 0 | 0 | 0 | 0 | 0 | 0 | 0 | 0 | 0 | 0 | 0 | 0 | 0 | 0 | 0
VIC | Brown Coal | 244636.4629 | 259805.2956 | 255702.2187 | 245081.9817 | 237603.6485 | 227540.1185 | 245999.1414 | 220103.4399 | 221294.899 | 210314.183 | 180249.6594 | 169979.1024 | 168593.2249 | 159811.9099 | 162862.9258 | 159443.9004 | 169094.4639 | 154671.0026 | 168552.6313 | 171383.6894 | 154283.6123
VIC | CCGT | 1950.5075 | 1022.6484 | 844.1706 | 1007.0386 | 1322.4527 | 1007.6387 | 1165.0812 | 1206.3661 | 1444.3685 | 1737.6099 | 2706.4572 | 51123.2482 | 74281.4427 | 29496.7881 | 17446.4136 | 16393.9014 | 174362.8627 | 33932.7379 | 0 | 0 | 0
VIC | Peaking Gas+Liquids | 2771.8644 | 1724.3187 | 965.4859 | 674.2746 | 2342.2977 | 1134.976 | 1818.6637 | 2548.337 | 2499.4428 | 2095.6195 | 3745.5295 | 8806.1415 | 4007.2245 | 14064.8309 | 20750.8494 | 14573.7508 | 129424.4458 | 28349.5488 | 44435.1544 | 260856.4616 | 62682.5597
VIC | Hydro | 0 | 0 | 0 | 0 | 0 | 0 | 0 | 0 | 0 | 0 | 0 | 0 | 0 | 0 | 0 | 0 | 0 | 0 | 0 | 0 | 0
VIC | Dispatchable Storage | 0 | 0 | 0 | 0 | 0 | 0 | 0 | 0 | 0 | 0 | 0 | 0 | 0 | 0 | 0 | 0 | 0 | 0 | 0 | 0 | 0
VIC | Wind | 0 | 0 | 0 | 0 | 0 | 0 | 0 | 0 | 0 | 0 | 0 | 0 | 0 | 0 | 0 | 0 | 0 | 0 | 0 | 0 | 0
VIC | Solar | 0 | 0 | 0 | 0 | 0 | 0 | 0 | 0 | 0 | 0 | 0 | 0 | 0 | 0 | 0 | 0 | 0 | 0 | 0 | 0 | 0
Total |  | 249358.8348 | 262552.2627 | 257511.8752 | 246763.2949 | 241268.3989 | 229682.7332 | 248982.8863 | 223858.143 | 225238.7103 | 214147.4125 | 186701.6461 | 229908.4921 | 246881.8921 | 203373.5288 | 201060.1888 | 190411.5526 | 472881.7724 | 216953.2893 | 212987.7856 | 432240.1511 | 216966.172
Region | Technology | 2022 | 2023 | 2024 | 2025 | 2026 | 2027 | 2028 | 2029 | 2030 | 2031 | 2032 | 2033 | 2034 | 2035 | 2036 | 2037 | 2038 | 2039 | 2040 | 2041 | 2042
SA | Black Coal | 0 | 0 | 0 | 0 | 0 | 0 | 0 | 0 | 0 | 0 | 0 | 0 | 0 | 0 | 0 | 0 | 0 | 0 | 0 | 0 | 0
SA | Brown Coal | 0 | 0 | 0 | 0 | 0 | 0 | 0 | 0 | 0 | 0 | 0 | 0 | 0 | 0 | 0 | 0 | 0 | 0 | 0 | 0 | 0
SA | CCGT | 149386.9051 | 157408.1984 | 117964.973 | 124020.2992 | 118233.2991 | 121218.0569 | 133671.2414 | 141470.2089 | 138894.9802 | 148662.3579 | 142262.5859 | 285463.2626 | 314237.5777 | 292383.0959 | 133045.6423 | 149104.4446 | 0 | 0 | 0 | 0 | 0
SA | Peaking Gas+Liquids | 3568.9112 | 4871.7024 | 7286.5438 | 8453.9818 | 7580.3116 | 6004.6 | 9039.0394 | 9892.7723 | 8796.4988 | 9502.0508 | 8338.8617 | 60283.2182 | 59109.1257 | 58857.5549 | 49452.2145 | 52467.1673 | 195683.79 | 136759.0516 | 142549.0711 | 228135.9558 | 142915.815
SA | Hydro | 0 | 0 | 0 | 0 | 0 | 0 | 0 | 0 | 0 | 0 | 0 | 0 | 0 | 0 | 0 | 0 | 0 | 0 | 0 | 0 | 0
SA | Dispatchable Storage | 0 | 0 | 0 | 0 | 0 | 0 | 0 | 0 | 0 | 0 | 0 | 0 | 0 | 0 | 0 | 0 | 0 | 0 | 0 | 0 | 0
SA | Wind | 0 | 0 | 0 | 0 | 0 | 0 | 0 | 0 | 0 | 0 | 0 | 0 | 0 | 0 | 0 | 0 | 0 | 0 | 0 | 0 | 0
SA | Solar | 0 | 0 | 0 | 0 | 0 | 0 | 0 | 0 | 0 | 0 | 0 | 0 | 0 | 0 | 0 | 0 | 0 | 0 | 0 | 0 | 0
Total |  | 152955.8163 | 162279.9007 | 125251.5168 | 132474.281 | 125813.6107 | 127222.6569 | 142710.2808 | 151362.9812 | 147691.4791 | 158164.4086 | 150601.4476 | 345746.4808 | 373346.7034 | 351240.6507 | 182497.8568 | 201571.6119 | 195683.79 | 136759.0516 | 142549.0711 | 228135.9558 | 142915.815
Region | Technology | 2022 | 2023 | 2024 | 2025 | 2026 | 2027 | 2028 | 2029 | 2030 | 2031 | 2032 | 2033 | 2034 | 2035 | 2036 | 2037 | 2038 | 2039 | 2040 | 2041 | 2042
TAS | Black Coal | 0 | 0 | 0 | 0 | 0 | 0 | 0 | 0 | 0 | 0 | 0 | 0 | 0 | 0 | 0 | 0 | 0 | 0 | 0 | 0 | 0
TAS | Brown Coal | 0 | 0 | 0 | 0 | 0 | 0 | 0 | 0 | 0 | 0 | 0 | 0 | 0 | 0 | 0 | 0 | 0 | 0 | 0 | 0 | 0
TAS | CCGT | 0 | 0 | 0 | 0 | 0 | 0 | 0 | 0 | 0 | 0 | 0 | 0 | 0 | 0 | 0 | 0 | 0 | 0 | 0 | 0 | 0
TAS | Peaking Gas+Liquids | 0 | 0 | 0 | 0 | 0 | 0 | 0 | 0 | 0 | 0 | 0 | 0 | 0 | 0 | 0 | 0 | 0 | 0 | 0 | 0 | 0
TAS | Hydro | 0 | 0 | 0 | 0 | 0 | 0 | 0 | 0 | 0 | 0 | 0 | 0 | 0 | 0 | 0 | 0 | 0 | 0 | 0 | 0 | 0
TAS | VPP Battery | 0 | 0 | 0 | 0 | 0 | 0 | 0 | 0 | 0 | 0 | 0 | 0 | 0 | 0 | 0 | 0 | 0 | 0 | 0 | 0 | 0
TAS | Wind | 0 | 0 | 0 | 0 | 0 | 0 | 0 | 0 | 0 | 0 | 0 | 0 | 0 | 0 | 0 | 0 | 0 | 0 | 0 | 0 | 0
TAS | Solar | 0 | 0 | 0 | 0 | 0 | 0 | 0 | 0 | 0 | 0 | 0 | 0 | 0 | 0 | 0 | 0 | 0 | 0 | 0 | 0 | 0
Total |  | 0 | 0 | 0 | 0 | 0 | 0 | 0 | 0 | 0 | 0 | 0 | 0 | 0 | 0 | 0 | 0 | 0 | 0 | 0 | 0 | 0

## FuelCost_2
Fuel cost by technology ($000s) - Central with updated demand (DP4)
Real June 2019 dollars. Years are financial year ending. Some rounding errors may be present.
Region | Technology | 2022 | 2023 | 2024 | 2025 | 2026 | 2027 | 2028 | 2029 | 2030 | 2031 | 2032 | 2033 | 2034 | 2035 | 2036 | 2037 | 2038 | 2039 | 2040 | 2041 | 2042
NEM | Black Coal | 1933203.2674 | 1888783.5452 | 2049438.4128 | 1929572.7537 | 1920813.3468 | 1857422.2166 | 2149641.0737 | 1856986.0793 | 1847511.3689 | 2089466.0193 | 2042886.6508 | 1683700.8061 | 1732897.523 | 1723186.493 | 1036662.4771 | 934247.2008 | 757568.206 | 762000.8034 | 782138.6057 | 752627.8046 | 741781.2873
NEM | Brown Coal | 244636.3309 | 263664.7578 | 259971.4361 | 268331.7934 | 266558.1898 | 258841.0569 | 264085.1674 | 264828.3343 | 246633.0123 | 226671.1993 | 199395.3635 | 171185.1121 | 173499.626 | 169624.9794 | 180452.8406 | 177783.116 | 174249.3443 | 178551.9195 | 180851.5215 | 175110.7253 | 174738.5889
NEM | CCGT | 233373.1697 | 240922.8104 | 216896.7015 | 134274.315 | 137607.9714 | 140159.1173 | 141954.5377 | 139742.911 | 141310.4444 | 143684.7424 | 147012.3921 | 258938.5104 | 240993.584 | 149348.3133 | 226204.0218 | 179719.1312 | 458554.502 | 190136.6636 | 198973.1856 | 373577.7699 | 199374.3953
NEM | Peaking Gas+Liquids | 8254.6473 | 7187.897 | 11490.7944 | 7213.3204 | 3492.833 | 1616.2928 | 2268.3399 | 7285.2343 | 6217.8193 | 5435.8502 | 9374.9327 | 25062.4724 | 15002.4842 | 15690.6219 | 22146.2125 | 26579.7167 | 155145.4305 | 67209.5452 | 34430.7213 | 142674.1307 | 30045.6533
NEM | Hydro | 0 | 0 | 0 | 0 | 0 | 0 | 0 | 0 | 0 | 0 | 0 | 0 | 0 | 0 | 0 | 0 | 0 | 0 | 0 | 0 | 0
NEM | Dispatchable Storage | 0 | 0 | 0 | 0 | 0 | 0 | 0 | 0 | 0 | 0 | 0 | 0 | 0 | 0 | 0 | 0 | 0 | 0 | 0 | 0 | 0
NEM | Wind | 0 | 0 | 0 | 0 | 0 | 0 | 0 | 0 | 0 | 0 | 0 | 0 | 0 | 0 | 0 | 0 | 0 | 0 | 0 | 0 | 0
NEM | Solar | 0 | 0 | 0 | 0 | 0 | 0 | 0 | 0 | 0 | 0 | 0 | 0 | 0 | 0 | 0 | 0 | 0 | 0 | 0 | 0 | 0
Total |  | 2419467.4153 | 2400559.0104 | 2537797.3448 | 2339392.1824 | 2328472.3409 | 2258038.6836 | 2557949.1188 | 2268842.5589 | 2241672.6449 | 2465257.8112 | 2398669.3391 | 2138886.9011 | 2162393.2173 | 2057850.4076 | 1465465.5521 | 1318329.1647 | 1545517.4828 | 1197898.9316 | 1196394.0341 | 1443990.4306 | 1145939.9248
Region | Technology | 2022 | 2023 | 2024 | 2025 | 2026 | 2027 | 2028 | 2029 | 2030 | 2031 | 2032 | 2033 | 2034 | 2035 | 2036 | 2037 | 2038 | 2039 | 2040 | 2041 | 2042
NSW | Black Coal | 976339.1354 | 970974.1882 | 1044925.2322 | 944781.9265 | 946227.4623 | 907885.9954 | 1212477.1108 | 1026265.1878 | 1016740.2183 | 1222270.6783 | 1182960.7047 | 729754.8658 | 749586.8443 | 743623.4891 | 276487.0548 | 283078.868 | 283701.9696 | 279029.2752 | 284089.4633 | 277578.5959 | 270788.4154
NSW | Brown Coal | 0 | 0 | 0 | 0 | 0 | 0 | 0 | 0 | 0 | 0 | 0 | 0 | 0 | 0 | 0 | 0 | 0 | 0 | 0 | 0 | 0
NSW | CCGT | 2238.7848 | 2370.9647 | 7237.1704 | 4479.9903 | 4729.1395 | 4971.9881 | 5086.813 | 5259.3714 | 5400.0532 | 5607.8926 | 5809.6439 | 38484.6871 | 29760.93 | 7040.4763 | 39357.2554 | 18889.8827 | 146708.3171 | 40978.1738 | 50537.6919 | 143105.5163 | 56047.6274
NSW | Peaking Gas+Liquids | 1305.6642 | 273.525 | 2106.322 | 3874.3474 | 22.1572 | 0 | 0 | 230.1086 | 1428.4371 | 607.2301 | 2603.5186 | 8227.9257 | 4760.279 | 4797.0151 | 6360.4579 | 9874.3068 | 39088.404 | 22273.725 | 8907.964 | 38148.1611 | 7339.9879
NSW | Hydro | 0 | 0 | 0 | 0 | 0 | 0 | 0 | 0 | 0 | 0 | 0 | 0 | 0 | 0 | 0 | 0 | 0 | 0 | 0 | 0 | 0
NSW | Dispatchable Storage | 0 | 0 | 0 | 0 | 0 | 0 | 0 | 0 | 0 | 0 | 0 | 0 | 0 | 0 | 0 | 0 | 0 | 0 | 0 | 0 | 0
NSW | Wind | 0 | 0 | 0 | 0 | 0 | 0 | 0 | 0 | 0 | 0 | 0 | 0 | 0 | 0 | 0 | 0 | 0 | 0 | 0 | 0 | 0
NSW | Solar | 0 | 0 | 0 | 0 | 0 | 0 | 0 | 0 | 0 | 0 | 0 | 0 | 0 | 0 | 0 | 0 | 0 | 0 | 0 | 0 | 0
Total |  | 979883.5845 | 973618.6779 | 1054268.7247 | 953136.2642 | 950978.759 | 912857.9835 | 1217563.9238 | 1031754.6678 | 1023568.7087 | 1228485.8011 | 1191373.8672 | 776467.4787 | 784108.0533 | 755460.9805 | 322204.7681 | 311843.0576 | 469498.6907 | 342281.174 | 343535.1192 | 458832.2733 | 334176.0307
Region | Technology | 2022 | 2023 | 2024 | 2025 | 2026 | 2027 | 2028 | 2029 | 2030 | 2031 | 2032 | 2033 | 2034 | 2035 | 2036 | 2037 | 2038 | 2039 | 2040 | 2041 | 2042
QLD | Black Coal | 956864.132 | 917809.357 | 1004513.1806 | 984790.8272 | 974585.8845 | 949536.2213 | 937163.9629 | 830720.8915 | 830771.1505 | 867195.341 | 859925.946 | 953945.9403 | 983310.6787 | 979563.0039 | 760175.4224 | 651168.3328 | 473866.2364 | 482971.5282 | 498049.1424 | 475049.2087 | 470992.8719
QLD | Brown Coal | 0 | 0 | 0 | 0 | 0 | 0 | 0 | 0 | 0 | 0 | 0 | 0 | 0 | 0 | 0 | 0 | 0 | 0 | 0 | 0 | 0
QLD | CCGT | 79796.9723 | 80105.8094 | 90807.804 | 88127.5797 | 88532.9231 | 88928.0159 | 89336.3024 | 85194.5486 | 85307.8539 | 85475.248 | 85859.5432 | 116647.5986 | 108200.0864 | 87915.9889 | 120792.6316 | 114534.989 | 269032.5693 | 139718.0277 | 148435.4937 | 230472.2536 | 143326.7679
QLD | Peaking Gas+Liquids | 608.2074 | 319.6105 | 1137.5079 | 1962.4664 | 818.6883 | 576.5858 | 630.8456 | 4577.7418 | 2975.4643 | 3321.7657 | 1825.8537 | 5832.5682 | 3991.9052 | 5150.2839 | 3057.392 | 5006.4857 | 16456.2758 | 17319.0838 | 4642.8948 | 21294.7671 | 3816.9195
QLD | Hydro | 0 | 0 | 0 | 0 | 0 | 0 | 0 | 0 | 0 | 0 | 0 | 0 | 0 | 0 | 0 | 0 | 0 | 0 | 0 | 0 | 0
QLD | Dispatchable Storage | 0 | 0 | 0 | 0 | 0 | 0 | 0 | 0 | 0 | 0 | 0 | 0 | 0 | 0 | 0 | 0 | 0 | 0 | 0 | 0 | 0
QLD | Wind | 0 | 0 | 0 | 0 | 0 | 0 | 0 | 0 | 0 | 0 | 0 | 0 | 0 | 0 | 0 | 0 | 0 | 0 | 0 | 0 | 0
QLD | Solar | 0 | 0 | 0 | 0 | 0 | 0 | 0 | 0 | 0 | 0 | 0 | 0 | 0 | 0 | 0 | 0 | 0 | 0 | 0 | 0 | 0
Total |  | 1037269.3116 | 998234.7769 | 1096458.4925 | 1074880.8732 | 1063937.496 | 1039040.8229 | 1027131.111 | 920493.182 | 919054.4688 | 955992.3547 | 947611.343 | 1076426.1072 | 1095502.6703 | 1072629.2767 | 884025.446 | 770709.8075 | 759355.0815 | 640008.6396 | 651127.531 | 726816.2294 | 618136.5594
Region | Technology | 2022 | 2023 | 2024 | 2025 | 2026 | 2027 | 2028 | 2029 | 2030 | 2031 | 2032 | 2033 | 2034 | 2035 | 2036 | 2037 | 2038 | 2039 | 2040 | 2041 | 2042
VIC | Black Coal | 0 | 0 | 0 | 0 | 0 | 0 | 0 | 0 | 0 | 0 | 0 | 0 | 0 | 0 | 0 | 0 | 0 | 0 | 0 | 0 | 0
VIC | Brown Coal | 244636.3309 | 263664.7578 | 259971.4361 | 268331.7934 | 266558.1898 | 258841.0569 | 264085.1674 | 264828.3343 | 246633.0123 | 226671.1993 | 199395.3635 | 171185.1121 | 173499.626 | 169624.9794 | 180452.8406 | 177783.116 | 174249.3443 | 178551.9195 | 180851.5215 | 175110.7253 | 174738.5889
VIC | CCGT | 1950.5075 | 1038.5658 | 885.9653 | 593.1847 | 930.3031 | 560.6898 | 756.4726 | 889.1164 | 880.2294 | 925.5687 | 1773.522 | 3311.1869 | 1958.6198 | 2177.9497 | 4770.9788 | 5682.0706 | 42813.6157 | 9440.4621 | 0 | 0 | 0
VIC | Peaking Gas+Liquids | 2771.8644 | 1723.3638 | 964.6281 | 590.2851 | 1552.1971 | 552.5752 | 977.3516 | 1652.972 | 1190.9565 | 808.024 | 3250.1956 | 3974.7915 | 1224.6078 | 1819.4334 | 5010.6976 | 5640.945 | 35301.4772 | 12912.8762 | 7742.0511 | 23110.3752 | 7072.452
VIC | Hydro | 0 | 0 | 0 | 0 | 0 | 0 | 0 | 0 | 0 | 0 | 0 | 0 | 0 | 0 | 0 | 0 | 0 | 0 | 0 | 0 | 0
VIC | Dispatchable Storage | 0 | 0 | 0 | 0 | 0 | 0 | 0 | 0 | 0 | 0 | 0 | 0 | 0 | 0 | 0 | 0 | 0 | 0 | 0 | 0 | 0
VIC | Wind | 0 | 0 | 0 | 0 | 0 | 0 | 0 | 0 | 0 | 0 | 0 | 0 | 0 | 0 | 0 | 0 | 0 | 0 | 0 | 0 | 0
VIC | Solar | 0 | 0 | 0 | 0 | 0 | 0 | 0 | 0 | 0 | 0 | 0 | 0 | 0 | 0 | 0 | 0 | 0 | 0 | 0 | 0 | 0
Total |  | 249358.7028 | 266426.6875 | 261822.0295 | 269515.2632 | 269040.6899 | 259954.3218 | 265818.9917 | 267370.4227 | 248704.1982 | 228404.7919 | 204419.0811 | 178471.0904 | 176682.8536 | 173622.3625 | 190234.517 | 189106.1316 | 252364.4372 | 200905.2577 | 188593.5726 | 198221.1006 | 181811.0409
Region | Technology | 2022 | 2023 | 2024 | 2025 | 2026 | 2027 | 2028 | 2029 | 2030 | 2031 | 2032 | 2033 | 2034 | 2035 | 2036 | 2037 | 2038 | 2039 | 2040 | 2041 | 2042
SA | Black Coal | 0 | 0 | 0 | 0 | 0 | 0 | 0 | 0 | 0 | 0 | 0 | 0 | 0 | 0 | 0 | 0 | 0 | 0 | 0 | 0 | 0
SA | Brown Coal | 0 | 0 | 0 | 0 | 0 | 0 | 0 | 0 | 0 | 0 | 0 | 0 | 0 | 0 | 0 | 0 | 0 | 0 | 0 | 0 | 0
SA | CCGT | 149386.9051 | 157407.4705 | 117965.7618 | 41073.5604 | 43415.6056 | 45698.4235 | 46774.9497 | 48399.8746 | 49722.3079 | 51676.0331 | 53569.6829 | 100495.0378 | 101073.9478 | 52213.8983 | 61283.156 | 40612.1889 | 0 | 0 | 0 | 0 | 0
SA | Peaking Gas+Liquids | 3568.9112 | 4871.3975 | 7282.3363 | 786.2214 | 1099.7904 | 487.1318 | 660.1427 | 824.4118 | 622.9614 | 698.8304 | 1469.3294 | 6985.0205 | 5025.6922 | 3884.7996 | 7439.51 | 6046.8604 | 63783.4765 | 14394.3701 | 13039.7456 | 60027.6754 | 11769.7179
SA | Hydro | 0 | 0 | 0 | 0 | 0 | 0 | 0 | 0 | 0 | 0 | 0 | 0 | 0 | 0 | 0 | 0 | 0 | 0 | 0 | 0 | 0
SA | Dispatchable Storage | 0 | 0 | 0 | 0 | 0 | 0 | 0 | 0 | 0 | 0 | 0 | 0 | 0 | 0 | 0 | 0 | 0 | 0 | 0 | 0 | 0
SA | Wind | 0 | 0 | 0 | 0 | 0 | 0 | 0 | 0 | 0 | 0 | 0 | 0 | 0 | 0 | 0 | 0 | 0 | 0 | 0 | 0 | 0
SA | Solar | 0 | 0 | 0 | 0 | 0 | 0 | 0 | 0 | 0 | 0 | 0 | 0 | 0 | 0 | 0 | 0 | 0 | 0 | 0 | 0 | 0
Total |  | 152955.8163 | 162278.8681 | 125248.0981 | 41859.7818 | 44515.396 | 46185.5554 | 47435.0923 | 49224.2865 | 50345.2693 | 52374.8636 | 55039.0123 | 107480.0583 | 106099.6401 | 56098.6979 | 68722.6661 | 46659.0493 | 63783.4765 | 14394.3701 | 13039.7456 | 60027.6754 | 11769.7179
Region | Technology | 2022 | 2023 | 2024 | 2025 | 2026 | 2027 | 2028 | 2029 | 2030 | 2031 | 2032 | 2033 | 2034 | 2035 | 2036 | 2037 | 2038 | 2039 | 2040 | 2041 | 2042
TAS | Black Coal | 0 | 0 | 0 | 0 | 0 | 0 | 0 | 0 | 0 | 0 | 0 | 0 | 0 | 0 | 0 | 0 | 0 | 0 | 0 | 0 | 0
TAS | Brown Coal | 0 | 0 | 0 | 0 | 0 | 0 | 0 | 0 | 0 | 0 | 0 | 0 | 0 | 0 | 0 | 0 | 0 | 0 | 0 | 0 | 0
TAS | CCGT | 0 | 0 | 0 | 0 | 0 | 0 | 0 | 0 | 0 | 0 | 0 | 0 | 0 | 0 | 0 | 0 | 0 | 0 | 0 | 0 | 0
TAS | Peaking Gas+Liquids | 0 | 0 | 0 | 0 | 0 | 0 | 0 | 0 | 0 | 0 | 226.0354 | 42.1665 | 0 | 39.09 | 278.1549 | 11.1187 | 515.797 | 309.4901 | 98.0657 | 93.1519 | 46.576
TAS | Hydro | 0 | 0 | 0 | 0 | 0 | 0 | 0 | 0 | 0 | 0 | 0 | 0 | 0 | 0 | 0 | 0 | 0 | 0 | 0 | 0 | 0
TAS | VPP Battery | 0 | 0 | 0 | 0 | 0 | 0 | 0 | 0 | 0 | 0 | 0 | 0 | 0 | 0 | 0 | 0 | 0 | 0 | 0 | 0 | 0
TAS | Wind | 0 | 0 | 0 | 0 | 0 | 0 | 0 | 0 | 0 | 0 | 0 | 0 | 0 | 0 | 0 | 0 | 0 | 0 | 0 | 0 | 0
TAS | Solar | 0 | 0 | 0 | 0 | 0 | 0 | 0 | 0 | 0 | 0 | 0 | 0 | 0 | 0 | 0 | 0 | 0 | 0 | 0 | 0 | 0
Total |  | 0 | 0 | 0 | 0 | 0 | 0 | 0 | 0 | 0 | 0 | 226.0354 | 42.1665 | 0 | 39.09 | 278.1549 | 11.1187 | 515.797 | 309.4901 | 98.0657 | 93.1519 | 46.576

## BuildCost_1
New generation build cost (CAPEX) by technology ($000s) - Central with updated demand (Counterfactual)
Real June 2019 dollars. Years are financial year ending. The total capital costs are annualised for modelling purposes and presented here on an annualised basis. Some rounding errors may be present.
Region | Technology | 2022 | 2023 | 2024 | 2025 | 2026 | 2027 | 2028 | 2029 | 2030 | 2031 | 2032 | 2033 | 2034 | 2035 | 2036 | 2037 | 2038 | 2039 | 2040 | 2041 | 2042
NEM | Black Coal | 0 | 0 | 0 | 0 | 0 | 0 | 0 | 0 | 0 | 0 | 0 | 0 | 0 | 0 | 0 | 0 | 0 | 0 | 0 | 0 | 0
NEM | Brown Coal | 0 | 0 | 0 | 0 | 0 | 0 | 0 | 0 | 0 | 0 | 0 | 0 | 0 | 0 | 0 | 0 | 0 | 0 | 0 | 0 | 0
NEM | CCGT | 0 | 0 | 0 | 0 | 0 | 0 | 0 | 0 | 0 | 0 | 0 | 0 | 0 | 0 | 0 | 0 | 0 | 0 | 0 | 0 | 0
NEM | Peaking Gas+Liquids | 0 | 0 | 2754.5249 | 65260.6878 | 65260.6878 | 65260.6878 | 65260.6878 | 65260.6878 | 197355.4126 | 197355.4126 | 197355.4126 | 426975.7954 | 426975.7954 | 467176.9968 | 626361.1262 | 711776.2574 | 912112.1507 | 966485.9772 | 982719.5448 | 982719.5448 | 1093835.7477
NEM | Hydro | 0 | 0 | 0 | 0 | 0 | 0 | 0 | 0 | 0 | 0 | 0 | 0 | 0 | 0 | 0 | 0 | 0 | 0 | 0 | 0 | 0
NEM | Dispatchable Storage | 0 | 4777.3036 | 4777.3036 | 4777.3036 | 4777.3036 | 4777.3036 | 4777.3036 | 115158.365 | 122602.2486 | 134404.2129 | 214404.146 | 283914.1016 | 357176.317 | 458863.1647 | 830947.9432 | 888433.2725 | 984260.1488 | 899768.6516 | 914093.6598 | 902291.6955 | 936580.5795
NEM | Wind | 0 | 156032.4354 | 156032.4354 | 156173.8605 | 165160.3949 | 223022.3942 | 277220.7737 | 478397.1196 | 519202.2376 | 519202.2376 | 519202.2376 | 797777.5163 | 815310.7272 | 815310.7272 | 1601375.4447 | 1700111.5247 | 1869227.561 | 1869227.561 | 1869227.561 | 1946330.6846 | 1946330.6846
NEM | Solar | 0 | 72661.4579 | 72661.4579 | 72661.4579 | 75897.8531 | 79049.8764 | 143377.7728 | 152611.1033 | 194715.5569 | 194715.5569 | 194715.5569 | 259749.929 | 304442.0701 | 304442.0701 | 334181.4394 | 334181.4394 | 372844.6626 | 372844.6626 | 372844.6626 | 372844.6626 | 372844.6626
Total |  | 0 | 233471.197 | 236225.7219 | 298873.3099 | 311096.2394 | 372110.2621 | 490636.538 | 811427.2758 | 1033875.4557 | 1045677.42 | 1125677.3531 | 1768417.3422 | 1903904.9096 | 2045792.9587 | 3392865.9535 | 3634502.494 | 4138444.5232 | 4108326.8524 | 4138885.4283 | 4204186.5876 | 4349591.6744
Region | Technology | 2022 | 2023 | 2024 | 2025 | 2026 | 2027 | 2028 | 2029 | 2030 | 2031 | 2032 | 2033 | 2034 | 2035 | 2036 | 2037 | 2038 | 2039 | 2040 | 2041 | 2042
NSW | Black Coal | 0 | 0 | 0 | 0 | 0 | 0 | 0 | 0 | 0 | 0 | 0 | 0 | 0 | 0 | 0 | 0 | 0 | 0 | 0 | 0 | 0
NSW | Brown Coal | 0 | 0 | 0 | 0 | 0 | 0 | 0 | 0 | 0 | 0 | 0 | 0 | 0 | 0 | 0 | 0 | 0 | 0 | 0 | 0 | 0
NSW | CCGT | 0 | 0 | 0 | 0 | 0 | 0 | 0 | 0 | 0 | 0 | 0 | 0 | 0 | 0 | 0 | 0 | 0 | 0 | 0 | 0 | 0
NSW | Peaking Gas+Liquids | 0 | 0 | 2754.5249 | 31464.193 | 31464.193 | 31464.193 | 31464.193 | 31464.193 | 163558.9178 | 163558.9178 | 163558.9178 | 393179.3006 | 393179.3006 | 433380.502 | 592564.6314 | 677979.7626 | 677979.7626 | 684019.125 | 700252.6926 | 700252.6926 | 811368.8955
NSW | Hydro | 0 | 0 | 0 | 0 | 0 | 0 | 0 | 0 | 0 | 0 | 0 | 0 | 0 | 0 | 0 | 0 | 0 | 0 | 0 | 0 | 0
NSW | Dispatchable Storage | 0 | 0 | 0 | 0 | 0 | 0 | 0 | 24828.7102 | 32272.5937 | 32272.5937 | 32272.5937 | 32272.5937 | 79912.3109 | 98087.9107 | 98087.9107 | 98087.9107 | 98087.9107 | 73259.2005 | 65815.317 | 65815.317 | 65815.317
NSW | Wind | 0 | 32459.581 | 32459.581 | 32601.0061 | 32601.0061 | 32601.0061 | 32601.0061 | 32601.0061 | 32601.0061 | 32601.0061 | 32601.0061 | 136577.8777 | 136577.8777 | 136577.8777 | 830107.5684 | 830107.5684 | 830107.5684 | 830107.5684 | 830107.5684 | 830107.5684 | 830107.5684
NSW | Solar | 0 | 35435.7994 | 35435.7994 | 35435.7994 | 35435.7994 | 35435.7994 | 40615.9358 | 46849.7612 | 49212.0843 | 49212.0843 | 49212.0843 | 49212.0843 | 49212.0843 | 49212.0843 | 49212.0843 | 49212.0843 | 49212.0843 | 49212.0843 | 49212.0843 | 49212.0843 | 49212.0843
Total |  | 0 | 67895.3804 | 70649.9054 | 99500.9985 | 99500.9985 | 99500.9985 | 104681.1349 | 135743.6705 | 277644.6019 | 277644.6019 | 277644.6019 | 611241.8562 | 658881.5734 | 717258.3746 | 1569972.1947 | 1655387.3259 | 1655387.3259 | 1636597.9781 | 1645387.6622 | 1645387.6622 | 1756503.8651
Region | Technology | 2022 | 2023 | 2024 | 2025 | 2026 | 2027 | 2028 | 2029 | 2030 | 2031 | 2032 | 2033 | 2034 | 2035 | 2036 | 2037 | 2038 | 2039 | 2040 | 2041 | 2042
QLD | Black Coal | 0 | 0 | 0 | 0 | 0 | 0 | 0 | 0 | 0 | 0 | 0 | 0 | 0 | 0 | 0 | 0 | 0 | 0 | 0 | 0 | 0
QLD | Brown Coal | 0 | 0 | 0 | 0 | 0 | 0 | 0 | 0 | 0 | 0 | 0 | 0 | 0 | 0 | 0 | 0 | 0 | 0 | 0 | 0 | 0
QLD | CCGT | 0 | 0 | 0 | 0 | 0 | 0 | 0 | 0 | 0 | 0 | 0 | 0 | 0 | 0 | 0 | 0 | 0 | 0 | 0 | 0 | 0
QLD | Peaking Gas+Liquids | 0 | 0 | 0 | 0 | 0 | 0 | 0 | 0 | 0 | 0 | 0 | 0 | 0 | 0 | 0 | 0 | 136273.8679 | 184608.3319 | 184608.3319 | 184608.3319 | 184608.3319
QLD | Hydro | 0 | 0 | 0 | 0 | 0 | 0 | 0 | 0 | 0 | 0 | 0 | 0 | 0 | 0 | 0 | 0 | 0 | 0 | 0 | 0 | 0
QLD | Dispatchable Storage | 0 | 4777.3036 | 4777.3036 | 4777.3036 | 4777.3036 | 4777.3036 | 4777.3036 | 4777.3036 | 4777.3036 | 4777.3036 | 4777.3036 | 0 | 25622.4982 | 75033.6789 | 268784.0912 | 326269.4206 | 343206.939 | 343206.939 | 343206.939 | 343206.939 | 343206.939
QLD | Wind | 0 | 71581.516 | 71581.516 | 71581.516 | 80568.0504 | 138430.0497 | 161666.8091 | 343947.4651 | 365525.147 | 365525.147 | 365525.147 | 365525.147 | 365525.147 | 365525.147 | 458060.1738 | 556796.2538 | 556796.2538 | 556796.2538 | 556796.2538 | 556796.2538 | 556796.2538
QLD | Solar | 0 | 37225.6586 | 37225.6586 | 37225.6586 | 37225.6586 | 37225.6586 | 93299.277 | 93299.277 | 130084.0884 | 130084.0884 | 130084.0884 | 130084.0884 | 130084.0884 | 130084.0884 | 142830.1068 | 142830.1068 | 142830.1068 | 142830.1068 | 142830.1068 | 142830.1068 | 142830.1068
Total |  | 0 | 113584.4782 | 113584.4782 | 113584.4782 | 122571.0126 | 180433.0119 | 259743.3897 | 442024.0457 | 500386.539 | 500386.539 | 500386.539 | 495609.2353 | 521231.7335 | 570642.9143 | 869674.3718 | 1025895.7811 | 1179107.1674 | 1227441.6315 | 1227441.6315 | 1227441.6315 | 1227441.6315
Region | Technology | 2022 | 2023 | 2024 | 2025 | 2026 | 2027 | 2028 | 2029 | 2030 | 2031 | 2032 | 2033 | 2034 | 2035 | 2036 | 2037 | 2038 | 2039 | 2040 | 2041 | 2042
VIC | Black Coal | 0 | 0 | 0 | 0 | 0 | 0 | 0 | 0 | 0 | 0 | 0 | 0 | 0 | 0 | 0 | 0 | 0 | 0 | 0 | 0 | 0
VIC | Brown Coal | 0 | 0 | 0 | 0 | 0 | 0 | 0 | 0 | 0 | 0 | 0 | 0 | 0 | 0 | 0 | 0 | 0 | 0 | 0 | 0 | 0
VIC | CCGT | 0 | 0 | 0 | 0 | 0 | 0 | 0 | 0 | 0 | 0 | 0 | 0 | 0 | 0 | 0 | 0 | 0 | 0 | 0 | 0 | 0
VIC | Peaking Gas+Liquids | 0 | 0 | 0 | 0 | 0 | 0 | 0 | 0 | 0 | 0 | 0 | 0 | 0 | 0 | 0 | 0 | 0 | 0 | 0 | 0 | 0
VIC | Hydro | 0 | 0 | 0 | 0 | 0 | 0 | 0 | 0 | 0 | 0 | 0 | 0 | 0 | 0 | 0 | 0 | 0 | 0 | 0 | 0 | 0
VIC | Dispatchable Storage | 0 | 0 | 0 | 0 | 0 | 0 | 0 | 85552.3512 | 85552.3512 | 85552.3512 | 149273.9096 | 223561.1688 | 223561.1688 | 234402.4796 | 300568.6815 | 300568.6815 | 376203.7445 | 316540.9575 | 338309.8492 | 338309.8492 | 388877.108
VIC | Wind | 0 | 51991.3384 | 51991.3384 | 51991.3384 | 51991.3384 | 51991.3384 | 60415.8714 | 79311.5614 | 98538.9975 | 98538.9975 | 98538.9975 | 158238.7153 | 175771.9262 | 175771.9262 | 175771.9262 | 175771.9262 | 336339.7882 | 336339.7882 | 336339.7882 | 407801.2957 | 407801.2957
VIC | Solar | 0 | 0 | 0 | 0 | 3236.3951 | 6388.4185 | 9462.5601 | 12462.0651 | 15419.3843 | 15419.3843 | 15419.3843 | 29427.1632 | 74119.3043 | 74119.3043 | 91112.6553 | 91112.6553 | 129775.8785 | 129775.8785 | 129775.8785 | 129775.8785 | 129775.8785
Total |  | 0 | 51991.3384 | 51991.3384 | 51991.3384 | 55227.7335 | 58379.7568 | 69878.4315 | 177325.9778 | 199510.733 | 199510.733 | 263232.2913 | 411227.0474 | 473452.3994 | 484293.7101 | 567453.263 | 567453.263 | 842319.4112 | 782656.6241 | 804425.5159 | 875887.0234 | 926454.2821
Region | Technology | 2022 | 2023 | 2024 | 2025 | 2026 | 2027 | 2028 | 2029 | 2030 | 2031 | 2032 | 2033 | 2034 | 2035 | 2036 | 2037 | 2038 | 2039 | 2040 | 2041 | 2042
SA | Black Coal | 0 | 0 | 0 | 0 | 0 | 0 | 0 | 0 | 0 | 0 | 0 | 0 | 0 | 0 | 0 | 0 | 0 | 0 | 0 | 0 | 0
SA | Brown Coal | 0 | 0 | 0 | 0 | 0 | 0 | 0 | 0 | 0 | 0 | 0 | 0 | 0 | 0 | 0 | 0 | 0 | 0 | 0 | 0 | 0
SA | CCGT | 0 | 0 | 0 | 0 | 0 | 0 | 0 | 0 | 0 | 0 | 0 | 0 | 0 | 0 | 0 | 0 | 0 | 0 | 0 | 0 | 0
SA | Peaking Gas+Liquids | 0 | 0 | 0 | 33796.4948 | 33796.4948 | 33796.4948 | 33796.4948 | 33796.4948 | 33796.4948 | 33796.4948 | 33796.4948 | 33796.4948 | 33796.4948 | 33796.4948 | 33796.4948 | 33796.4948 | 97858.5203 | 97858.5203 | 97858.5203 | 97858.5203 | 97858.5203
SA | Hydro | 0 | 0 | 0 | 0 | 0 | 0 | 0 | 0 | 0 | 0 | 0 | 0 | 0 | 0 | 0 | 0 | 0 | 0 | 0 | 0 | 0
SA | Dispatchable Storage | 0 | 0 | 0 | 0 | 0 | 0 | 0 | 0 | 0 | 11801.9643 | 28080.3391 | 28080.3391 | 28080.3391 | 51339.0955 | 163507.2598 | 163507.2598 | 166761.5546 | 166761.5546 | 166761.5546 | 154959.5903 | 138681.2155
SA | Wind | 0 | 0 | 0 | 0 | 0 | 0 | 0 | 0 | 0 | 0 | 0 | 88417.122 | 88417.122 | 88417.122 | 88417.122 | 88417.122 | 88417.122 | 88417.122 | 88417.122 | 88417.122 | 88417.122
SA | Solar | 0 | 0 | 0 | 0 | 0 | 0 | 0 | 0 | 0 | 0 | 0 | 40382.9621 | 40382.9621 | 40382.9621 | 40382.9621 | 40382.9621 | 40382.9621 | 40382.9621 | 40382.9621 | 40382.9621 | 40382.9621
Total |  | 0 | 0 | 0 | 33796.4948 | 33796.4948 | 33796.4948 | 33796.4948 | 33796.4948 | 33796.4948 | 45598.4591 | 61876.8339 | 190676.918 | 190676.918 | 213935.6745 | 326103.8387 | 326103.8387 | 393420.159 | 393420.159 | 393420.159 | 381618.1947 | 365339.82
Region | Technology | 2022 | 2023 | 2024 | 2025 | 2026 | 2027 | 2028 | 2029 | 2030 | 2031 | 2032 | 2033 | 2034 | 2035 | 2036 | 2037 | 2038 | 2039 | 2040 | 2041 | 2042
TAS | Black Coal | 0 | 0 | 0 | 0 | 0 | 0 | 0 | 0 | 0 | 0 | 0 | 0 | 0 | 0 | 0 | 0 | 0 | 0 | 0 | 0 | 0
TAS | Brown Coal | 0 | 0 | 0 | 0 | 0 | 0 | 0 | 0 | 0 | 0 | 0 | 0 | 0 | 0 | 0 | 0 | 0 | 0 | 0 | 0 | 0
TAS | CCGT | 0 | 0 | 0 | 0 | 0 | 0 | 0 | 0 | 0 | 0 | 0 | 0 | 0 | 0 | 0 | 0 | 0 | 0 | 0 | 0 | 0
TAS | Peaking Gas+Liquids | 0 | 0 | 0 | 0 | 0 | 0 | 0 | 0 | 0 | 0 | 0 | 0 | 0 | 0 | 0 | 0 | 0 | 0 | 0 | 0 | 0
TAS | Hydro | 0 | 0 | 0 | 0 | 0 | 0 | 0 | 0 | 0 | 0 | 0 | 0 | 0 | 0 | 0 | 0 | 0 | 0 | 0 | 0 | 0
TAS | VPP Battery | 0 | 0 | 0 | 0 | 0 | 0 | 0 | 0 | 0 | 0 | 0 | 0 | 0 | 0 | 0 | 0 | 0 | 0 | 0 | 0 | 0
TAS | Wind | 0 | 0 | 0 | 0 | 0 | 0 | 22537.087 | 22537.087 | 22537.087 | 22537.087 | 22537.087 | 49018.6543 | 49018.6543 | 49018.6543 | 49018.6543 | 49018.6543 | 57566.8286 | 57566.8286 | 57566.8286 | 63208.4447 | 63208.4447
TAS | Solar | 0 | 0 | 0 | 0 | 0 | 0 | 0 | 0 | 0 | 0 | 0 | 10643.631 | 10643.631 | 10643.631 | 10643.631 | 10643.631 | 10643.631 | 10643.631 | 10643.631 | 10643.631 | 10643.631
Total |  | 0 | 0 | 0 | 0 | 0 | 0 | 22537.087 | 22537.087 | 22537.087 | 22537.087 | 22537.087 | 59662.2853 | 59662.2853 | 59662.2853 | 59662.2853 | 59662.2853 | 68210.4596 | 68210.4596 | 68210.4596 | 73852.0757 | 73852.0757

## BuildCost_2
New generation build cost (CAPEX) by technology ($000s) - Central with updated demand (DP4)
Real June 2019 dollars. Years are financial year ending. The total capital costs are annualised for modelling purposes and presented here on an annualised basis. Some rounding errors may be present.
Region | Technology | 2022 | 2023 | 2024 | 2025 | 2026 | 2027 | 2028 | 2029 | 2030 | 2031 | 2032 | 2033 | 2034 | 2035 | 2036 | 2037 | 2038 | 2039 | 2040 | 2041 | 2042
NEM | Black Coal | 0 | 0 | 0 | 0 | 0 | 0 | 0 | 0 | 0 | 0 | 0 | 0 | 0 | 0 | 0 | 0 | 0 | 0 | 0 | 0 | 0
NEM | Brown Coal | 0 | 0 | 0 | 0 | 0 | 0 | 0 | 0 | 0 | 0 | 0 | 0 | 0 | 0 | 0 | 0 | 0 | 0 | 0 | 0 | 0
NEM | CCGT | 0 | 0 | 0 | 0 | 0 | 0 | 0 | 0 | 0 | 0 | 0 | 0 | 0 | 0 | 0 | 0 | 0 | 0 | 0 | 0 | 0
NEM | Peaking Gas+Liquids | 0 | 0 | 0 | 4509.3717 | 4509.3717 | 4509.3717 | 4509.3717 | 4509.3717 | 4509.3717 | 4509.3717 | 4509.3717 | 4509.3717 | 4509.3717 | 4509.3717 | 4509.3717 | 4509.3717 | 4509.3717 | 49158.5135 | 49158.5135 | 49158.5135 | 49158.5135
NEM | Hydro | 0 | 0 | 0 | 0 | 0 | 0 | 0 | 0 | 0 | 0 | 0 | 0 | 0 | 0 | 0 | 0 | 0 | 0 | 0 | 0 | 0
NEM | Dispatchable Storage | 0 | 4777.3036 | 4777.3036 | 4777.3036 | 4777.3036 | 4777.3036 | 4777.3036 | 4777.3036 | 4777.3036 | 4777.3036 | 4777.3036 | 16122.5937 | 104209.1605 | 229443.3532 | 680322.8159 | 708869.2013 | 829477.975 | 987514.1507 | 987514.1507 | 1043032.3339 | 1201813.5963
NEM | Wind | 0 | 156032.4354 | 156032.4354 | 156032.4354 | 165018.9698 | 222880.9692 | 268276.3984 | 464926.435 | 526148.2753 | 526148.2753 | 526148.2753 | 982004.1787 | 1002114.21 | 1026271.075 | 1608831.2121 | 1767381.0487 | 2437064.5372 | 2437064.5372 | 2519304.73 | 2599122.7403 | 2599122.7403
NEM | Solar | 0 | 72661.4579 | 72661.4579 | 72661.4579 | 76017.3238 | 79274.3988 | 138854.8078 | 141901.5539 | 162477.5328 | 162477.5328 | 162477.5328 | 353171.7458 | 400006.5252 | 400006.5252 | 673591.5077 | 701937.8566 | 726612.4142 | 726612.4142 | 737669.1577 | 880212.8741 | 880212.8741
Total |  | 0 | 233471.197 | 233471.197 | 237980.5687 | 250322.9689 | 311442.0432 | 416417.8815 | 616114.6642 | 697912.4834 | 697912.4834 | 697912.4834 | 1355807.8898 | 1510839.2674 | 1660230.3251 | 2967254.9074 | 3182697.4782 | 3997664.298 | 4200349.6155 | 4293646.5519 | 4571526.4618 | 4730307.7242
Region | Technology | 2022 | 2023 | 2024 | 2025 | 2026 | 2027 | 2028 | 2029 | 2030 | 2031 | 2032 | 2033 | 2034 | 2035 | 2036 | 2037 | 2038 | 2039 | 2040 | 2041 | 2042
NSW | Black Coal | 0 | 0 | 0 | 0 | 0 | 0 | 0 | 0 | 0 | 0 | 0 | 0 | 0 | 0 | 0 | 0 | 0 | 0 | 0 | 0 | 0
NSW | Brown Coal | 0 | 0 | 0 | 0 | 0 | 0 | 0 | 0 | 0 | 0 | 0 | 0 | 0 | 0 | 0 | 0 | 0 | 0 | 0 | 0 | 0
NSW | CCGT | 0 | 0 | 0 | 0 | 0 | 0 | 0 | 0 | 0 | 0 | 0 | 0 | 0 | 0 | 0 | 0 | 0 | 0 | 0 | 0 | 0
NSW | Peaking Gas+Liquids | 0 | 0 | 0 | 4509.3717 | 4509.3717 | 4509.3717 | 4509.3717 | 4509.3717 | 4509.3717 | 4509.3717 | 4509.3717 | 4509.3717 | 4509.3717 | 4509.3717 | 4509.3717 | 4509.3717 | 4509.3717 | 49158.5135 | 49158.5135 | 49158.5135 | 49158.5135
NSW | Hydro | 0 | 0 | 0 | 0 | 0 | 0 | 0 | 0 | 0 | 0 | 0 | 0 | 0 | 0 | 0 | 0 | 0 | 0 | 0 | 0 | 0
NSW | Dispatchable Storage | 0 | 0 | 0 | 0 | 0 | 0 | 0 | 0 | 0 | 0 | 0 | 0 | 71534.0299 | 150897.096 | 401010.4611 | 401010.4611 | 401010.4611 | 440438.3364 | 440438.3364 | 453368.4758 | 453368.4758
NSW | Wind | 0 | 32459.581 | 32459.581 | 32459.581 | 32459.581 | 32459.581 | 32459.581 | 32459.581 | 32459.581 | 32459.581 | 32459.581 | 186629.6391 | 206739.6704 | 206739.6704 | 585570.277 | 585570.277 | 737472.3353 | 737472.3353 | 737472.3353 | 744335.5886 | 744335.5886
NSW | Solar | 0 | 35435.7994 | 35435.7994 | 35435.7994 | 35435.7994 | 35435.7994 | 35435.7994 | 35435.7994 | 35435.7994 | 35435.7994 | 35435.7994 | 226130.0124 | 262507.1854 | 262507.1854 | 392060.9208 | 392060.9208 | 400999.3599 | 400999.3599 | 400999.3599 | 507671.0653 | 507671.0653
Total |  | 0 | 67895.3804 | 67895.3804 | 72404.7521 | 72404.7521 | 72404.7521 | 72404.7521 | 72404.7521 | 72404.7521 | 72404.7521 | 72404.7521 | 417269.0231 | 545290.2574 | 624653.3235 | 1383151.0306 | 1383151.0306 | 1543991.528 | 1628068.5452 | 1628068.5452 | 1754533.6433 | 1754533.6433
Region | Technology | 2022 | 2023 | 2024 | 2025 | 2026 | 2027 | 2028 | 2029 | 2030 | 2031 | 2032 | 2033 | 2034 | 2035 | 2036 | 2037 | 2038 | 2039 | 2040 | 2041 | 2042
QLD | Black Coal | 0 | 0 | 0 | 0 | 0 | 0 | 0 | 0 | 0 | 0 | 0 | 0 | 0 | 0 | 0 | 0 | 0 | 0 | 0 | 0 | 0
QLD | Brown Coal | 0 | 0 | 0 | 0 | 0 | 0 | 0 | 0 | 0 | 0 | 0 | 0 | 0 | 0 | 0 | 0 | 0 | 0 | 0 | 0 | 0
QLD | CCGT | 0 | 0 | 0 | 0 | 0 | 0 | 0 | 0 | 0 | 0 | 0 | 0 | 0 | 0 | 0 | 0 | 0 | 0 | 0 | 0 | 0
QLD | Peaking Gas+Liquids | 0 | 0 | 0 | 0 | 0 | 0 | 0 | 0 | 0 | 0 | 0 | 0 | 0 | 0 | 0 | 0 | 0 | 0 | 0 | 0 | 0
QLD | Hydro | 0 | 0 | 0 | 0 | 0 | 0 | 0 | 0 | 0 | 0 | 0 | 0 | 0 | 0 | 0 | 0 | 0 | 0 | 0 | 0 | 0
QLD | Dispatchable Storage | 0 | 4777.3036 | 4777.3036 | 4777.3036 | 4777.3036 | 4777.3036 | 4777.3036 | 4777.3036 | 4777.3036 | 4777.3036 | 4777.3036 | 0 | 16552.537 | 31401.4055 | 220884.795 | 220884.795 | 248023.2567 | 338674.0163 | 338674.0163 | 368831.9737 | 368831.9737
QLD | Wind | 0 | 71581.516 | 71581.516 | 71581.516 | 80568.0504 | 138430.0497 | 161666.8091 | 338992.5314 | 380746.3156 | 380746.3156 | 380746.3156 | 380746.3156 | 380746.3156 | 404903.1806 | 571032.3285 | 701128.7444 | 972139.5245 | 972139.5245 | 972139.5245 | 972139.5245 | 972139.5245
QLD | Solar | 0 | 37225.6586 | 37225.6586 | 37225.6586 | 37225.6586 | 37225.6586 | 93660.5307 | 93660.5307 | 111278.9938 | 111278.9938 | 111278.9938 | 111278.9938 | 111278.9938 | 111278.9938 | 223884.6242 | 223884.6242 | 223884.6242 | 223884.6242 | 234941.3677 | 270813.3787 | 270813.3787
Total |  | 0 | 113584.4782 | 113584.4782 | 113584.4782 | 122571.0126 | 180433.0119 | 260104.6434 | 437430.3657 | 496802.613 | 496802.613 | 496802.613 | 492025.3094 | 508577.8464 | 547583.5799 | 1015801.7477 | 1145898.1636 | 1444047.4053 | 1534698.165 | 1545754.9085 | 1611784.8769 | 1611784.8769
Region | Technology | 2022 | 2023 | 2024 | 2025 | 2026 | 2027 | 2028 | 2029 | 2030 | 2031 | 2032 | 2033 | 2034 | 2035 | 2036 | 2037 | 2038 | 2039 | 2040 | 2041 | 2042
VIC | Black Coal | 0 | 0 | 0 | 0 | 0 | 0 | 0 | 0 | 0 | 0 | 0 | 0 | 0 | 0 | 0 | 0 | 0 | 0 | 0 | 0 | 0
VIC | Brown Coal | 0 | 0 | 0 | 0 | 0 | 0 | 0 | 0 | 0 | 0 | 0 | 0 | 0 | 0 | 0 | 0 | 0 | 0 | 0 | 0 | 0
VIC | CCGT | 0 | 0 | 0 | 0 | 0 | 0 | 0 | 0 | 0 | 0 | 0 | 0 | 0 | 0 | 0 | 0 | 0 | 0 | 0 | 0 | 0
VIC | Peaking Gas+Liquids | 0 | 0 | 0 | 0 | 0 | 0 | 0 | 0 | 0 | 0 | 0 | 0 | 0 | 0 | 0 | 0 | 0 | 0 | 0 | 0 | 0
VIC | Hydro | 0 | 0 | 0 | 0 | 0 | 0 | 0 | 0 | 0 | 0 | 0 | 0 | 0 | 0 | 0 | 0 | 0 | 0 | 0 | 0 | 0
VIC | Dispatchable Storage | 0 | 0 | 0 | 0 | 0 | 0 | 0 | 0 | 0 | 0 | 0 | 0 | 0 | 0 | 0 | 0 | 0 | 27957.5408 | 27957.5408 | 27957.5408 | 147735.7669
VIC | Wind | 0 | 51991.3384 | 51991.3384 | 51991.3384 | 51991.3384 | 51991.3384 | 60415.8714 | 79740.1857 | 99208.2418 | 99208.2418 | 99208.2418 | 99208.2418 | 99208.2418 | 99208.2418 | 107968.5502 | 131250.755 | 170164.0412 | 170164.0412 | 228806.751 | 296074.5914 | 296074.5914
VIC | Solar | 0 | 0 | 0 | 0 | 3355.8658 | 6612.9408 | 9758.4778 | 12805.2239 | 15762.7396 | 15762.7396 | 15762.7396 | 15762.7396 | 15762.7396 | 15762.7396 | 15762.7396 | 15762.7396 | 27221.6222 | 27221.6222 | 27221.6222 | 27221.6222 | 27221.6222
Total |  | 0 | 51991.3384 | 51991.3384 | 51991.3384 | 55347.2042 | 58604.2792 | 70174.3492 | 92545.4096 | 114970.9814 | 114970.9814 | 114970.9814 | 114970.9814 | 114970.9814 | 114970.9814 | 123731.2898 | 147013.4946 | 197385.6634 | 225343.2042 | 283985.914 | 351253.7544 | 471031.9806
Region | Technology | 2022 | 2023 | 2024 | 2025 | 2026 | 2027 | 2028 | 2029 | 2030 | 2031 | 2032 | 2033 | 2034 | 2035 | 2036 | 2037 | 2038 | 2039 | 2040 | 2041 | 2042
SA | Black Coal | 0 | 0 | 0 | 0 | 0 | 0 | 0 | 0 | 0 | 0 | 0 | 0 | 0 | 0 | 0 | 0 | 0 | 0 | 0 | 0 | 0
SA | Brown Coal | 0 | 0 | 0 | 0 | 0 | 0 | 0 | 0 | 0 | 0 | 0 | 0 | 0 | 0 | 0 | 0 | 0 | 0 | 0 | 0 | 0
SA | CCGT | 0 | 0 | 0 | 0 | 0 | 0 | 0 | 0 | 0 | 0 | 0 | 0 | 0 | 0 | 0 | 0 | 0 | 0 | 0 | 0 | 0
SA | Peaking Gas+Liquids | 0 | 0 | 0 | 0 | 0 | 0 | 0 | 0 | 0 | 0 | 0 | 0 | 0 | 0 | 0 | 0 | 0 | 0 | 0 | 0 | 0
SA | Hydro | 0 | 0 | 0 | 0 | 0 | 0 | 0 | 0 | 0 | 0 | 0 | 0 | 0 | 0 | 0 | 0 | 0 | 0 | 0 | 0 | 0
SA | Dispatchable Storage | 0 | 0 | 0 | 0 | 0 | 0 | 0 | 0 | 0 | 0 | 0 | 0 | 0 | 31022.258 | 42304.9661 | 70851.3515 | 164321.6635 | 164321.6635 | 164321.6635 | 164321.6635 | 203324.6997
SA | Wind | 0 | 0 | 0 | 0 | 0 | 0 | 0 | 0 | 0 | 0 | 0 | 110502.036 | 110502.036 | 110502.036 | 117510.9734 | 117510.9734 | 236053.8838 | 236053.8838 | 259651.3668 | 265338.2834 | 265338.2834
SA | Solar | 0 | 0 | 0 | 0 | 0 | 0 | 0 | 0 | 0 | 0 | 0 | 0 | 10457.6064 | 10457.6064 | 41883.2231 | 70229.5719 | 74506.8078 | 74506.8078 | 74506.8078 | 74506.8078 | 74506.8078
Total |  | 0 | 0 | 0 | 0 | 0 | 0 | 0 | 0 | 0 | 0 | 0 | 110502.036 | 120959.6424 | 151981.9004 | 201699.1626 | 258591.8968 | 474882.3551 | 474882.3551 | 498479.8382 | 504166.7547 | 543169.7909
Region | Technology | 2022 | 2023 | 2024 | 2025 | 2026 | 2027 | 2028 | 2029 | 2030 | 2031 | 2032 | 2033 | 2034 | 2035 | 2036 | 2037 | 2038 | 2039 | 2040 | 2041 | 2042
TAS | Black Coal | 0 | 0 | 0 | 0 | 0 | 0 | 0 | 0 | 0 | 0 | 0 | 0 | 0 | 0 | 0 | 0 | 0 | 0 | 0 | 0 | 0
TAS | Brown Coal | 0 | 0 | 0 | 0 | 0 | 0 | 0 | 0 | 0 | 0 | 0 | 0 | 0 | 0 | 0 | 0 | 0 | 0 | 0 | 0 | 0
TAS | CCGT | 0 | 0 | 0 | 0 | 0 | 0 | 0 | 0 | 0 | 0 | 0 | 0 | 0 | 0 | 0 | 0 | 0 | 0 | 0 | 0 | 0
TAS | Peaking Gas+Liquids | 0 | 0 | 0 | 0 | 0 | 0 | 0 | 0 | 0 | 0 | 0 | 0 | 0 | 0 | 0 | 0 | 0 | 0 | 0 | 0 | 0
TAS | Hydro | 0 | 0 | 0 | 0 | 0 | 0 | 0 | 0 | 0 | 0 | 0 | 0 | 0 | 0 | 0 | 0 | 0 | 0 | 0 | 0 | 0
TAS | VPP Battery | 0 | 0 | 0 | 0 | 0 | 0 | 0 | 0 | 0 | 0 | 0 | 16122.5937 | 16122.5937 | 16122.5937 | 16122.5937 | 16122.5937 | 16122.5937 | 16122.5937 | 16122.5937 | 28552.6801 | 28552.6801
TAS | Wind | 0 | 0 | 0 | 0 | 0 | 0 | 13734.1369 | 13734.1369 | 13734.1369 | 13734.1369 | 13734.1369 | 204917.9462 | 204917.9462 | 204917.9462 | 226749.0831 | 231920.2989 | 321234.7524 | 321234.7524 | 321234.7524 | 321234.7524 | 321234.7524
TAS | Solar | 0 | 0 | 0 | 0 | 0 | 0 | 0 | 0 | 0 | 0 | 0 | 0 | 0 | 0 | 0 | 0 | 0 | 0 | 0 | 0 | 0
Total |  | 0 | 0 | 0 | 0 | 0 | 0 | 13734.1369 | 13734.1369 | 13734.1369 | 13734.1369 | 13734.1369 | 221040.5398 | 221040.5398 | 221040.5398 | 242871.6767 | 248042.8925 | 337357.3461 | 337357.3461 | 337357.3461 | 349787.4325 | 349787.4325

## RehabCost_1
Rehabilitation cost by technology ($000s) - Central with updated demand (Counterfactual)
Real June 2019 dollars. Years are financial year ending. Some rounding errors may be present.
Region | Technology | 2022 | 2023 | 2024 | 2025 | 2026 | 2027 | 2028 | 2029 | 2030 | 2031 | 2032 | 2033 | 2034 | 2035 | 2036 | 2037 | 2038 | 2039 | 2040 | 2041 | 2042
NEM | Black Coal | 0 | 81274.3363 | 243823.0088 | 0 | 0 | 0 | 0 | 113784.0708 | 214564.2478 | 0 | 0 | 468140.177 | 0 | 0 | 718465.1327 | 113784.0708 | 186930.9735 | 0 | 0 | 0 | 0
NEM | Brown Coal | 0 | 0 | 0 | 0 | 0 | 0 | 0 | 0 | 56892.0354 | 56892.0354 | 60955.7522 | 60955.7522 | 0 | 0 | 0 | 0 | 0 | 0 | 0 | 0 | 0
NEM | CCGT | 0 | 31696.9912 | 23772.7434 | 0 | 0 | 0 | 0 | 50847.2566 | 0 | 0 | 0 | 0 | 0 | 0 | 105656.6372 | 0 | 69865.4513 | 0 | 84974.3504 | 0 | 0
NEM | Peaking Gas+Liquids | 0 | 0 | 0 | 0 | 0 | 0 | 0 | 0 | 0 | 17486.6814 | 0 | 10713.2782 | 21121.1681 | 5348.8673 | 5943.1858 | 0 | 0 | 0 | 20115.3982 | 5486.0177 | 0
NEM | Hydro | 0 | 0 | 0 | 0 | 0 | 0 | 0 | 0 | 0 | 0 | 0 | 0 | 0 | 0 | 0 | 0 | 9436.108 | 0 | 0 | 0 | 0
NEM | Dispatchable Storage | 0 | 0 | 0 | 0 | 0 | 0 | 0 | 0 | 0 | 0 | 0 | 0 | 0 | 0 | 0 | 0 | 0 | 0 | 0 | 0 | 0
NEM | Wind | 0 | 0 | 0 | 0 | 0 | 0 | 0 | 0 | 991.119 | 502.3854 | 0 | 0 | 3043.8001 | 0 | 879.1744 | 1337.8741 | 1454.7333 | 0 | 2716.1575 | 4740.989 | 527.5046
NEM | Solar | 0 | 0 | 0 | 0 | 0 | 0 | 0 | 0 | 0 | 0 | 0 | 0 | 0 | 0 | 0 | 0 | 0 | 0 | 0 | 0 | 0
Total |  | 0 | 112971.3274 | 267595.7522 | 0 | 0 | 0 | 0 | 164631.3274 | 272447.4022 | 74881.1022 | 60955.7522 | 539809.2074 | 24164.9683 | 5348.8673 | 830944.1302 | 115121.9449 | 267687.2661 | 0 | 107805.9061 | 10227.0067 | 527.5046
Region | Technology | 2022 | 2023 | 2024 | 2025 | 2026 | 2027 | 2028 | 2029 | 2030 | 2031 | 2032 | 2033 | 2034 | 2035 | 2036 | 2037 | 2038 | 2039 | 2040 | 2041 | 2042
NSW | Black Coal | 0 | 81274.3363 | 243823.0088 | 0 | 0 | 0 | 0 | 0 | 214564.2478 | 0 | 0 | 468140.177 | 0 | 0 | 445383.3628 | 0 | 0 | 0 | 0 | 0 | 0
NSW | Brown Coal | 0 | 0 | 0 | 0 | 0 | 0 | 0 | 0 | 0 | 0 | 0 | 0 | 0 | 0 | 0 | 0 | 0 | 0 | 0 | 0 | 0
NSW | CCGT | 0 | 0 | 0 | 0 | 0 | 0 | 0 | 0 | 0 | 0 | 0 | 0 | 0 | 0 | 0 | 0 | 0 | 0 | 0 | 0 | 0
NSW | Peaking Gas+Liquids | 0 | 0 | 0 | 0 | 0 | 0 | 0 | 0 | 0 | 0 | 0 | 0 | 0 | 0 | 2285.8407 | 0 | 0 | 0 | 0 | 0 | 0
NSW | Hydro | 0 | 0 | 0 | 0 | 0 | 0 | 0 | 0 | 0 | 0 | 0 | 0 | 0 | 0 | 0 | 0 | 0 | 0 | 0 | 0 | 0
NSW | Dispatchable Storage | 0 | 0 | 0 | 0 | 0 | 0 | 0 | 0 | 0 | 0 | 0 | 0 | 0 | 0 | 0 | 0 | 0 | 0 | 0 | 0 | 0
NSW | Wind | 0 | 0 | 0 | 0 | 0 | 0 | 0 | 0 | 0 | 0 | 0 | 0 | 0 | 0 | 0 | 0 | 0 | 0 | 0 | 1166.4078 | 527.5046
NSW | Solar | 0 | 0 | 0 | 0 | 0 | 0 | 0 | 0 | 0 | 0 | 0 | 0 | 0 | 0 | 0 | 0 | 0 | 0 | 0 | 0 | 0
Total |  | 0 | 81274.3363 | 243823.0088 | 0 | 0 | 0 | 0 | 0 | 214564.2478 | 0 | 0 | 468140.177 | 0 | 0 | 447669.2035 | 0 | 0 | 0 | 0 | 1166.4078 | 527.5046
Region | Technology | 2022 | 2023 | 2024 | 2025 | 2026 | 2027 | 2028 | 2029 | 2030 | 2031 | 2032 | 2033 | 2034 | 2035 | 2036 | 2037 | 2038 | 2039 | 2040 | 2041 | 2042
QLD | Black Coal | 0 | 0 | 0 | 0 | 0 | 0 | 0 | 113784.0708 | 0 | 0 | 0 | 0 | 0 | 0 | 273081.7699 | 113784.0708 | 186930.9735 | 0 | 0 | 0 | 0
QLD | Brown Coal | 0 | 0 | 0 | 0 | 0 | 0 | 0 | 0 | 0 | 0 | 0 | 0 | 0 | 0 | 0 | 0 | 0 | 0 | 0 | 0 | 0
QLD | CCGT | 0 | 0 | 0 | 0 | 0 | 0 | 0 | 50847.2566 | 0 | 0 | 0 | 0 | 0 | 0 | 0 | 0 | 0 | 0 | 18938.9522 | 0 | 0
QLD | Peaking Gas+Liquids | 0 | 0 | 0 | 0 | 0 | 0 | 0 | 0 | 0 | 0 | 0 | 0 | 13349.3097 | 5348.8673 | 0 | 0 | 0 | 0 | 0 | 0 | 0
QLD | Hydro | 0 | 0 | 0 | 0 | 0 | 0 | 0 | 0 | 0 | 0 | 0 | 0 | 0 | 0 | 0 | 0 | 9436.108 | 0 | 0 | 0 | 0
QLD | Dispatchable Storage | 0 | 0 | 0 | 0 | 0 | 0 | 0 | 0 | 0 | 0 | 0 | 0 | 0 | 0 | 0 | 0 | 0 | 0 | 0 | 0 | 0
QLD | Wind | 0 | 0 | 0 | 0 | 0 | 0 | 0 | 0 | 0 | 0 | 0 | 0 | 0 | 0 | 0 | 0 | 0 | 0 | 0 | 0 | 0
QLD | Solar | 0 | 0 | 0 | 0 | 0 | 0 | 0 | 0 | 0 | 0 | 0 | 0 | 0 | 0 | 0 | 0 | 0 | 0 | 0 | 0 | 0
Total |  | 0 | 0 | 0 | 0 | 0 | 0 | 0 | 164631.3274 | 0 | 0 | 0 | 0 | 13349.3097 | 5348.8673 | 273081.7699 | 113784.0708 | 196367.0815 | 0 | 18938.9522 | 0 | 0
Region | Technology | 2022 | 2023 | 2024 | 2025 | 2026 | 2027 | 2028 | 2029 | 2030 | 2031 | 2032 | 2033 | 2034 | 2035 | 2036 | 2037 | 2038 | 2039 | 2040 | 2041 | 2042
VIC | Black Coal | 0 | 0 | 0 | 0 | 0 | 0 | 0 | 0 | 0 | 0 | 0 | 0 | 0 | 0 | 0 | 0 | 0 | 0 | 0 | 0 | 0
VIC | Brown Coal | 0 | 0 | 0 | 0 | 0 | 0 | 0 | 0 | 56892.0354 | 56892.0354 | 60955.7522 | 60955.7522 | 0 | 0 | 0 | 0 | 0 | 0 | 0 | 0 | 0
VIC | CCGT | 0 | 0 | 0 | 0 | 0 | 0 | 0 | 0 | 0 | 0 | 0 | 0 | 0 | 0 | 0 | 0 | 0 | 0 | 66035.3982 | 0 | 0
VIC | Peaking Gas+Liquids | 0 | 0 | 0 | 0 | 0 | 0 | 0 | 0 | 0 | 0 | 0 | 0 | 7771.8584 | 0 | 0 | 0 | 0 | 0 | 20115.3982 | 0 | 0
VIC | Hydro | 0 | 0 | 0 | 0 | 0 | 0 | 0 | 0 | 0 | 0 | 0 | 0 | 0 | 0 | 0 | 0 | 0 | 0 | 0 | 0 | 0
VIC | Dispatchable Storage | 0 | 0 | 0 | 0 | 0 | 0 | 0 | 0 | 0 | 0 | 0 | 0 | 0 | 0 | 0 | 0 | 0 | 0 | 0 | 0 | 0
VIC | Wind | 0 | 0 | 0 | 0 | 0 | 0 | 0 | 0 | 0 | 0 | 0 | 0 | 573.3746 | 0 | 0 | 0 | 733.9195 | 0 | 2096.9129 | 3148.6458 | 0
VIC | Solar | 0 | 0 | 0 | 0 | 0 | 0 | 0 | 0 | 0 | 0 | 0 | 0 | 0 | 0 | 0 | 0 | 0 | 0 | 0 | 0 | 0
Total |  | 0 | 0 | 0 | 0 | 0 | 0 | 0 | 0 | 56892.0354 | 56892.0354 | 60955.7522 | 60955.7522 | 8345.233 | 0 | 0 | 0 | 733.9195 | 0 | 88247.7093 | 3148.6458 | 0
Region | Technology | 2022 | 2023 | 2024 | 2025 | 2026 | 2027 | 2028 | 2029 | 2030 | 2031 | 2032 | 2033 | 2034 | 2035 | 2036 | 2037 | 2038 | 2039 | 2040 | 2041 | 2042
SA | Black Coal | 0 | 0 | 0 | 0 | 0 | 0 | 0 | 0 | 0 | 0 | 0 | 0 | 0 | 0 | 0 | 0 | 0 | 0 | 0 | 0 | 0
SA | Brown Coal | 0 | 0 | 0 | 0 | 0 | 0 | 0 | 0 | 0 | 0 | 0 | 0 | 0 | 0 | 0 | 0 | 0 | 0 | 0 | 0 | 0
SA | CCGT | 0 | 31696.9912 | 23772.7434 | 0 | 0 | 0 | 0 | 0 | 0 | 0 | 0 | 0 | 0 | 0 | 105656.6372 | 0 | 69865.4513 | 0 | 0 | 0 | 0
SA | Peaking Gas+Liquids | 0 | 0 | 0 | 0 | 0 | 0 | 0 | 0 | 0 | 17486.6814 | 0 | 10713.2782 | 0 | 0 | 3657.3451 | 0 | 0 | 0 | 0 | 0 | 0
SA | Hydro | 0 | 0 | 0 | 0 | 0 | 0 | 0 | 0 | 0 | 0 | 0 | 0 | 0 | 0 | 0 | 0 | 0 | 0 | 0 | 0 | 0
SA | Dispatchable Storage | 0 | 0 | 0 | 0 | 0 | 0 | 0 | 0 | 0 | 0 | 0 | 0 | 0 | 0 | 0 | 0 | 0 | 0 | 0 | 0 | 0
SA | Wind | 0 | 0 | 0 | 0 | 0 | 0 | 0 | 0 | 991.119 | 502.3854 | 0 | 0 | 2470.4255 | 0 | 879.1744 | 1337.8741 | 720.8138 | 0 | 619.2446 | 425.9354 | 0
SA | Solar | 0 | 0 | 0 | 0 | 0 | 0 | 0 | 0 | 0 | 0 | 0 | 0 | 0 | 0 | 0 | 0 | 0 | 0 | 0 | 0 | 0
Total |  | 0 | 31696.9912 | 23772.7434 | 0 | 0 | 0 | 0 | 0 | 991.119 | 17989.0668 | 0 | 10713.2782 | 2470.4255 | 0 | 110193.1567 | 1337.8741 | 70586.2651 | 0 | 619.2446 | 425.9354 | 0
Region | Technology | 2022 | 2023 | 2024 | 2025 | 2026 | 2027 | 2028 | 2029 | 2030 | 2031 | 2032 | 2033 | 2034 | 2035 | 2036 | 2037 | 2038 | 2039 | 2040 | 2041 | 2042
TAS | Black Coal | 0 | 0 | 0 | 0 | 0 | 0 | 0 | 0 | 0 | 0 | 0 | 0 | 0 | 0 | 0 | 0 | 0 | 0 | 0 | 0 | 0
TAS | Brown Coal | 0 | 0 | 0 | 0 | 0 | 0 | 0 | 0 | 0 | 0 | 0 | 0 | 0 | 0 | 0 | 0 | 0 | 0 | 0 | 0 | 0
TAS | CCGT | 0 | 0 | 0 | 0 | 0 | 0 | 0 | 0 | 0 | 0 | 0 | 0 | 0 | 0 | 0 | 0 | 0 | 0 | 0 | 0 | 0
TAS | Peaking Gas+Liquids | 0 | 0 | 0 | 0 | 0 | 0 | 0 | 0 | 0 | 0 | 0 | 0 | 0 | 0 | 0 | 0 | 0 | 0 | 0 | 5486.0177 | 0
TAS | Hydro | 0 | 0 | 0 | 0 | 0 | 0 | 0 | 0 | 0 | 0 | 0 | 0 | 0 | 0 | 0 | 0 | 0 | 0 | 0 | 0 | 0
TAS | Dispatchable Storage | 0 | 0 | 0 | 0 | 0 | 0 | 0 | 0 | 0 | 0 | 0 | 0 | 0 | 0 | 0 | 0 | 0 | 0 | 0 | 0 | 0
TAS | Wind | 0 | 0 | 0 | 0 | 0 | 0 | 0 | 0 | 0 | 0 | 0 | 0 | 0 | 0 | 0 | 0 | 0 | 0 | 0 | 0 | 0
TAS | Solar | 0 | 0 | 0 | 0 | 0 | 0 | 0 | 0 | 0 | 0 | 0 | 0 | 0 | 0 | 0 | 0 | 0 | 0 | 0 | 0 | 0
Total |  | 0 | 0 | 0 | 0 | 0 | 0 | 0 | 0 | 0 | 0 | 0 | 0 | 0 | 0 | 0 | 0 | 0 | 0 | 0 | 5486.0177 | 0

## RehabCost_2
Rehabilitation cost by technology ($000s) - Central with updated demand (DP4)
Real June 2019 dollars. Years are financial year ending. Some rounding errors may be present.
Region | Technology | 2022 | 2023 | 2024 | 2025 | 2026 | 2027 | 2028 | 2029 | 2030 | 2031 | 2032 | 2033 | 2034 | 2035 | 2036 | 2037 | 2038 | 2039 | 2040 | 2041 | 2042
NEM | Black Coal | 0 | 81274.3363 | 243823.0088 | 0 | 0 | 0 | 0 | 113784.0708 | 214564.2478 | 0 | 0 | 468140.177 | 0 | 0 | 718465.1327 | 113784.0708 | 186930.9735 | 0 | 0 | 0 | 0
NEM | Brown Coal | 0 | 0 | 0 | 0 | 0 | 0 | 0 | 0 | 56892.0354 | 56892.0354 | 60955.7522 | 60955.7522 | 0 | 0 | 0 | 0 | 0 | 0 | 0 | 0 | 0
NEM | CCGT | 0 | 31696.9912 | 23772.7434 | 0 | 0 | 0 | 0 | 50847.2566 | 0 | 0 | 0 | 0 | 0 | 0 | 105656.6372 | 0 | 69865.4513 | 0 | 84974.3504 | 0 | 0
NEM | Peaking Gas+Liquids | 0 | 0 | 0 | 0 | 0 | 0 | 0 | 0 | 0 | 17486.6814 | 0 | 10713.2782 | 21121.1681 | 5348.8673 | 5943.1858 | 0 | 0 | 0 | 20115.3982 | 5486.0177 | 0
NEM | Hydro | 0 | 0 | 0 | 0 | 0 | 0 | 0 | 0 | 0 | 0 | 0 | 0 | 0 | 0 | 0 | 0 | 9436.108 | 0 | 0 | 0 | 0
NEM | Dispatchable Storage | 0 | 0 | 0 | 0 | 0 | 0 | 0 | 0 | 0 | 0 | 0 | 0 | 0 | 0 | 0 | 0 | 0 | 0 | 0 | 0 | 0
NEM | Wind | 0 | 0 | 0 | 0 | 0 | 0 | 0 | 0 | 991.119 | 502.3854 | 0 | 0 | 3043.8001 | 0 | 1658.9639 | 3290.6242 | 6287.2438 | 6651.1456 | 5664.9412 | 7511.7536 | 527.5046
NEM | Solar | 0 | 0 | 0 | 0 | 0 | 0 | 0 | 0 | 0 | 0 | 0 | 0 | 0 | 0 | 2642.984 | 0 | 1528.999 | 3282.9792 | 0 | 0 | 0
Total |  | 0 | 112971.3274 | 267595.7522 | 0 | 0 | 0 | 0 | 164631.3274 | 272447.4022 | 74881.1022 | 60955.7522 | 539809.2074 | 24164.9683 | 5348.8673 | 834366.9036 | 117074.695 | 274048.7756 | 9934.1248 | 110754.6899 | 12997.7713 | 527.5046
Region | Technology | 2022 | 2023 | 2024 | 2025 | 2026 | 2027 | 2028 | 2029 | 2030 | 2031 | 2032 | 2033 | 2034 | 2035 | 2036 | 2037 | 2038 | 2039 | 2040 | 2041 | 2042
NSW | Black Coal | 0 | 81274.3363 | 243823.0088 | 0 | 0 | 0 | 0 | 0 | 214564.2478 | 0 | 0 | 468140.177 | 0 | 0 | 445383.3628 | 0 | 0 | 0 | 0 | 0 | 0
NSW | Brown Coal | 0 | 0 | 0 | 0 | 0 | 0 | 0 | 0 | 0 | 0 | 0 | 0 | 0 | 0 | 0 | 0 | 0 | 0 | 0 | 0 | 0
NSW | CCGT | 0 | 0 | 0 | 0 | 0 | 0 | 0 | 0 | 0 | 0 | 0 | 0 | 0 | 0 | 0 | 0 | 0 | 0 | 0 | 0 | 0
NSW | Peaking Gas+Liquids | 0 | 0 | 0 | 0 | 0 | 0 | 0 | 0 | 0 | 0 | 0 | 0 | 0 | 0 | 2285.8407 | 0 | 0 | 0 | 0 | 0 | 0
NSW | Hydro | 0 | 0 | 0 | 0 | 0 | 0 | 0 | 0 | 0 | 0 | 0 | 0 | 0 | 0 | 0 | 0 | 0 | 0 | 0 | 0 | 0
NSW | Dispatchable Storage | 0 | 0 | 0 | 0 | 0 | 0 | 0 | 0 | 0 | 0 | 0 | 0 | 0 | 0 | 0 | 0 | 0 | 0 | 0 | 0 | 0
NSW | Wind | 0 | 0 | 0 | 0 | 0 | 0 | 0 | 0 | 0 | 0 | 0 | 0 | 0 | 0 | 0 | 507.8461 | 4832.5105 | 327.6426 | 0 | 3937.1724 | 527.5046
NSW | Solar | 0 | 0 | 0 | 0 | 0 | 0 | 0 | 0 | 0 | 0 | 0 | 0 | 0 | 0 | 0 | 0 | 436.8569 | 3282.9792 | 0 | 0 | 0
Total |  | 0 | 81274.3363 | 243823.0088 | 0 | 0 | 0 | 0 | 0 | 214564.2478 | 0 | 0 | 468140.177 | 0 | 0 | 447669.2035 | 507.8461 | 5269.3673 | 3610.6219 | 0 | 3937.1724 | 527.5046
Region | Technology | 2022 | 2023 | 2024 | 2025 | 2026 | 2027 | 2028 | 2029 | 2030 | 2031 | 2032 | 2033 | 2034 | 2035 | 2036 | 2037 | 2038 | 2039 | 2040 | 2041 | 2042
QLD | Black Coal | 0 | 0 | 0 | 0 | 0 | 0 | 0 | 113784.0708 | 0 | 0 | 0 | 0 | 0 | 0 | 273081.7699 | 113784.0708 | 186930.9735 | 0 | 0 | 0 | 0
QLD | Brown Coal | 0 | 0 | 0 | 0 | 0 | 0 | 0 | 0 | 0 | 0 | 0 | 0 | 0 | 0 | 0 | 0 | 0 | 0 | 0 | 0 | 0
QLD | CCGT | 0 | 0 | 0 | 0 | 0 | 0 | 0 | 50847.2566 | 0 | 0 | 0 | 0 | 0 | 0 | 0 | 0 | 0 | 0 | 18938.9522 | 0 | 0
QLD | Peaking Gas+Liquids | 0 | 0 | 0 | 0 | 0 | 0 | 0 | 0 | 0 | 0 | 0 | 0 | 13349.3097 | 5348.8673 | 0 | 0 | 0 | 0 | 0 | 0 | 0
QLD | Hydro | 0 | 0 | 0 | 0 | 0 | 0 | 0 | 0 | 0 | 0 | 0 | 0 | 0 | 0 | 0 | 0 | 9436.108 | 0 | 0 | 0 | 0
QLD | Dispatchable Storage | 0 | 0 | 0 | 0 | 0 | 0 | 0 | 0 | 0 | 0 | 0 | 0 | 0 | 0 | 0 | 0 | 0 | 0 | 0 | 0 | 0
QLD | Wind | 0 | 0 | 0 | 0 | 0 | 0 | 0 | 0 | 0 | 0 | 0 | 0 | 0 | 0 | 0 | 0 | 0 | 0 | 0 | 0 | 0
QLD | Solar | 0 | 0 | 0 | 0 | 0 | 0 | 0 | 0 | 0 | 0 | 0 | 0 | 0 | 0 | 2642.984 | 0 | 1092.1421 | 0 | 0 | 0 | 0
Total |  | 0 | 0 | 0 | 0 | 0 | 0 | 0 | 164631.3274 | 0 | 0 | 0 | 0 | 13349.3097 | 5348.8673 | 275724.7539 | 113784.0708 | 197459.2236 | 0 | 18938.9522 | 0 | 0
Region | Technology | 2022 | 2023 | 2024 | 2025 | 2026 | 2027 | 2028 | 2029 | 2030 | 2031 | 2032 | 2033 | 2034 | 2035 | 2036 | 2037 | 2038 | 2039 | 2040 | 2041 | 2042
VIC | Black Coal | 0 | 0 | 0 | 0 | 0 | 0 | 0 | 0 | 0 | 0 | 0 | 0 | 0 | 0 | 0 | 0 | 0 | 0 | 0 | 0 | 0
VIC | Brown Coal | 0 | 0 | 0 | 0 | 0 | 0 | 0 | 0 | 56892.0354 | 56892.0354 | 60955.7522 | 60955.7522 | 0 | 0 | 0 | 0 | 0 | 0 | 0 | 0 | 0
VIC | CCGT | 0 | 0 | 0 | 0 | 0 | 0 | 0 | 0 | 0 | 0 | 0 | 0 | 0 | 0 | 0 | 0 | 0 | 0 | 66035.3982 | 0 | 0
VIC | Peaking Gas+Liquids | 0 | 0 | 0 | 0 | 0 | 0 | 0 | 0 | 0 | 0 | 0 | 0 | 7771.8584 | 0 | 0 | 0 | 0 | 0 | 20115.3982 | 0 | 0
VIC | Hydro | 0 | 0 | 0 | 0 | 0 | 0 | 0 | 0 | 0 | 0 | 0 | 0 | 0 | 0 | 0 | 0 | 0 | 0 | 0 | 0 | 0
VIC | Dispatchable Storage | 0 | 0 | 0 | 0 | 0 | 0 | 0 | 0 | 0 | 0 | 0 | 0 | 0 | 0 | 0 | 0 | 0 | 0 | 0 | 0 | 0
VIC | Wind | 0 | 0 | 0 | 0 | 0 | 0 | 0 | 0 | 0 | 0 | 0 | 0 | 573.3746 | 0 | 0 | 0 | 733.9195 | 4586.9969 | 2096.9129 | 3148.6458 | 0
VIC | Solar | 0 | 0 | 0 | 0 | 0 | 0 | 0 | 0 | 0 | 0 | 0 | 0 | 0 | 0 | 0 | 0 | 0 | 0 | 0 | 0 | 0
Total |  | 0 | 0 | 0 | 0 | 0 | 0 | 0 | 0 | 56892.0354 | 56892.0354 | 60955.7522 | 60955.7522 | 8345.233 | 0 | 0 | 0 | 733.9195 | 4586.9969 | 88247.7093 | 3148.6458 | 0
Region | Technology | 2022 | 2023 | 2024 | 2025 | 2026 | 2027 | 2028 | 2029 | 2030 | 2031 | 2032 | 2033 | 2034 | 2035 | 2036 | 2037 | 2038 | 2039 | 2040 | 2041 | 2042
SA | Black Coal | 0 | 0 | 0 | 0 | 0 | 0 | 0 | 0 | 0 | 0 | 0 | 0 | 0 | 0 | 0 | 0 | 0 | 0 | 0 | 0 | 0
SA | Brown Coal | 0 | 0 | 0 | 0 | 0 | 0 | 0 | 0 | 0 | 0 | 0 | 0 | 0 | 0 | 0 | 0 | 0 | 0 | 0 | 0 | 0
SA | CCGT | 0 | 31696.9912 | 23772.7434 | 0 | 0 | 0 | 0 | 0 | 0 | 0 | 0 | 0 | 0 | 0 | 105656.6372 | 0 | 69865.4513 | 0 | 0 | 0 | 0
SA | Peaking Gas+Liquids | 0 | 0 | 0 | 0 | 0 | 0 | 0 | 0 | 0 | 17486.6814 | 0 | 10713.2782 | 0 | 0 | 3657.3451 | 0 | 0 | 0 | 0 | 0 | 0
SA | Hydro | 0 | 0 | 0 | 0 | 0 | 0 | 0 | 0 | 0 | 0 | 0 | 0 | 0 | 0 | 0 | 0 | 0 | 0 | 0 | 0 | 0
SA | Dispatchable Storage | 0 | 0 | 0 | 0 | 0 | 0 | 0 | 0 | 0 | 0 | 0 | 0 | 0 | 0 | 0 | 0 | 0 | 0 | 0 | 0 | 0
SA | Wind | 0 | 0 | 0 | 0 | 0 | 0 | 0 | 0 | 991.119 | 502.3854 | 0 | 0 | 2470.4255 | 0 | 1658.9639 | 2782.7781 | 720.8138 | 1736.506 | 3568.0283 | 425.9354 | 0
SA | Solar | 0 | 0 | 0 | 0 | 0 | 0 | 0 | 0 | 0 | 0 | 0 | 0 | 0 | 0 | 0 | 0 | 0 | 0 | 0 | 0 | 0
Total |  | 0 | 31696.9912 | 23772.7434 | 0 | 0 | 0 | 0 | 0 | 991.119 | 17989.0668 | 0 | 10713.2782 | 2470.4255 | 0 | 110972.9462 | 2782.7781 | 70586.2651 | 1736.506 | 3568.0283 | 425.9354 | 0
Region | Technology | 2022 | 2023 | 2024 | 2025 | 2026 | 2027 | 2028 | 2029 | 2030 | 2031 | 2032 | 2033 | 2034 | 2035 | 2036 | 2037 | 2038 | 2039 | 2040 | 2041 | 2042
TAS | Black Coal | 0 | 0 | 0 | 0 | 0 | 0 | 0 | 0 | 0 | 0 | 0 | 0 | 0 | 0 | 0 | 0 | 0 | 0 | 0 | 0 | 0
TAS | Brown Coal | 0 | 0 | 0 | 0 | 0 | 0 | 0 | 0 | 0 | 0 | 0 | 0 | 0 | 0 | 0 | 0 | 0 | 0 | 0 | 0 | 0
TAS | CCGT | 0 | 0 | 0 | 0 | 0 | 0 | 0 | 0 | 0 | 0 | 0 | 0 | 0 | 0 | 0 | 0 | 0 | 0 | 0 | 0 | 0
TAS | Peaking Gas+Liquids | 0 | 0 | 0 | 0 | 0 | 0 | 0 | 0 | 0 | 0 | 0 | 0 | 0 | 0 | 0 | 0 | 0 | 0 | 0 | 5486.0177 | 0
TAS | Hydro | 0 | 0 | 0 | 0 | 0 | 0 | 0 | 0 | 0 | 0 | 0 | 0 | 0 | 0 | 0 | 0 | 0 | 0 | 0 | 0 | 0
TAS | Dispatchable Storage | 0 | 0 | 0 | 0 | 0 | 0 | 0 | 0 | 0 | 0 | 0 | 0 | 0 | 0 | 0 | 0 | 0 | 0 | 0 | 0 | 0
TAS | Wind | 0 | 0 | 0 | 0 | 0 | 0 | 0 | 0 | 0 | 0 | 0 | 0 | 0 | 0 | 0 | 0 | 0 | 0 | 0 | 0 | 0
TAS | Solar | 0 | 0 | 0 | 0 | 0 | 0 | 0 | 0 | 0 | 0 | 0 | 0 | 0 | 0 | 0 | 0 | 0 | 0 | 0 | 0 | 0
Total |  | 0 | 0 | 0 | 0 | 0 | 0 | 0 | 0 | 0 | 0 | 0 | 0 | 0 | 0 | 0 | 0 | 0 | 0 | 0 | 5486.0177 | 0

## DSPCost_1
DSP and USE cost by region ($000s) - Central with updated demand (Counterfactual)
Real June 2019 dollars. Years are financial year ending. Some rounding errors may be present.
Region | Aggregation | 2022 | 2023 | 2024 | 2025 | 2026 | 2027 | 2028 | 2029 | 2030 | 2031 | 2032 | 2033 | 2034 | 2035 | 2036 | 2037 | 2038 | 2039 | 2040 | 2041 | 2042
NSW | DSP + USE | 0 | 0 | 15399.7152 | 34421.4189 | 4366.1532 | 1710.0554 | 0 | 6605.6342 | 15556.364 | 0 | 12245.7072 | 27017.3449 | 13909.7864 | 13199.0093 | 5079.6466 | 27506.4016 | 872.2235 | 24591.4237 | 34197.1286 | 21283.0522 | 42476.429
QLD | DSP + USE | 0 | 0 | 0 | 0 | 3503.1018 | 0 | 0 | 2163.9247 | 0 | 0 | 0 | 0 | 0 | 4525.9529 | 701.4914 | 0 | 3240.498 | 25247.3327 | 18024.9429 | 16436.7467 | 0
VIC | DSP + USE | 0 | 1404.746 | 0 | 0 | 8754.497 | 0 | 0 | 8226.0894 | 5288.2522 | 0 | 0 | 0 | 0 | 0 | 7715.776 | 0 | 0 | 23972.3574 | 33461.9522 | 0 | 9107.4279
SA | DSP + USE | 0 | 608.1426 | 0 | 0 | 17954.2246 | 0 | 0 | 2918.3844 | 1040.9462 | 0 | 0 | 0 | 0 | 0 | 5858.4568 | 0 | 18566.3494 | 8236.3138 | 10287.752 | 0 | 11223.6692
TAS | DSP + USE | 0 | 0 | 0 | 0 | 0 | 0 | 0 | 0 | 0 | 0 | 0 | 0 | 0 | 0 | 0 | 0 | 0 | 0 | 0 | 0 | 0
NEM | Total | 0 | 2012.8886 | 15399.7152 | 34421.4189 | 34577.9767 | 1710.0554 | 0 | 19914.0327 | 21885.5624 | 0 | 12245.7072 | 27017.3449 | 13909.7864 | 17724.9621 | 19355.3708 | 27506.4016 | 22679.071 | 82047.4276 | 95971.7757 | 37719.7989 | 62807.5261
*DSP may include unserved energy below the current reliability standard

## DSPCost_2
DSP and USE cost by region ($000s) - Central with updated demand (DP4)
Real June 2019 dollars. Years are financial year ending. Some rounding errors may be present.
Region | Aggregation | 2022 | 2023 | 2024 | 2025 | 2026 | 2027 | 2028 | 2029 | 2030 | 2031 | 2032 | 2033 | 2034 | 2035 | 2036 | 2037 | 2038 | 2039 | 2040 | 2041 | 2042
NSW | DSP + USE | 0 | 0 | 12482.3775 | 38915.3767 | 0 | 0 | 0 | 0 | 0 | 0 | 1964.0131 | 2021.7665 | 4636.5955 | 24783.0217 | 5207.0351 | 7540.0995 | 0 | 0 | 0 | 33862.8175 | 0
QLD | DSP + USE | 0 | 0 | 0 | 0 | 0 | 0 | 0 | 7256.9679 | 2002.6916 | 0 | 0 | 0 | 4407.3882 | 12847.0988 | 4665.7792 | 0 | 0 | 0 | 0 | 10887.0298 | 0
VIC | DSP + USE | 0 | 1388.4477 | 0 | 0 | 0 | 0 | 0 | 0 | 84.4437 | 0 | 3344.2965 | 0 | 0 | 0 | 4120.7909 | 0 | 0 | 0 | 2581.2318 | 0 | 0
SA | DSP + USE | 0 | 608.1426 | 0 | 0 | 0 | 0 | 0 | 0 | 0 | 0 | 1179.0509 | 0 | 0 | 0 | 1427.5484 | 0 | 11085.8598 | 0 | 0 | 0 | 0
TAS | DSP + USE | 0 | 0 | 0 | 0 | 0 | 0 | 0 | 0 | 0 | 0 | 461.9379 | 0 | 0 | 0 | 0 | 0 | 0 | 0 | 0 | 0 | 0
NEM | Total | 0 | 1996.5902 | 12482.3775 | 38915.3767 | 0 | 0 | 0 | 7256.9679 | 2087.1354 | 0 | 6949.2983 | 2021.7665 | 9043.9837 | 37630.1205 | 15421.1536 | 7540.0995 | 11085.8598 | 0 | 2581.2318 | 44749.8473 | 0
*DSP may include unserved energy below the current reliability standard

## REZTxCost_1
REZ transmission expansion cost by region ($000s) - Central with updated demand (Counterfactual)
Real June 2019 dollars. Years are financial year ending. As with the total capital costs, the REZ transmission expansion costs are annualised for modelling purposes. Some rounding errors may be present.
Region | Aggregation | 2022 | 2023 | 2024 | 2025 | 2026 | 2027 | 2028 | 2029 | 2030 | 2031 | 2032 | 2033 | 2034 | 2035 | 2036 | 2037 | 2038 | 2039 | 2040 | 2041 | 2042
NSW | REZ Transmission | 0 | 0 | 0 | 0 | 0 | 0 | 0 | 0 | 0 | 0 | 0 | 0 | 0 | 0 | 0 | 0 | 0 | 0 | 0 | 0 | 0
QLD | REZ Transmission | 0 | 0 | 0 | 0 | 0 | 0 | 0 | 0 | 0 | 0 | 0 | 0 | 0 | 0 | 0 | 0 | 0 | 0 | 0 | 0 | 0
VIC | REZ Transmission | 0 | 0 | 0 | 0 | 0 | 0 | 0 | 0 | 0 | 0 | 0 | 0 | 0 | 0 | 0 | 0 | 0 | 0 | 0 | 0 | 0
SA | REZ Transmission | 0 | 0 | 0 | 0 | 0 | 0 | 0 | 0 | 0 | 0 | 0 | 0 | 0 | 0 | 0 | 0 | 0 | 0 | 0 | 0 | 0
TAS | REZ Transmission | 0 | 0 | 0 | 0 | 0 | 0 | 0 | 0 | 0 | 0 | 0 | 0 | 0 | 0 | 0 | 0 | 0 | 0 | 0 | 0 | 0
NEM | Total | 0 | 0 | 0 | 0 | 0 | 0 | 0 | 0 | 0 | 0 | 0 | 0 | 0 | 0 | 0 | 0 | 0 | 0 | 0 | 0 | 0

## REZTxCost_2
REZ transmission expansion cost by region ($000s) - Central with updated demand (DP4)
Real June 2019 dollars. Years are financial year ending. As with the total capital costs, the REZ transmission expansion costs are annualised for modelling purposes. Some rounding errors may be present.
Region | Aggregation | 2022 | 2023 | 2024 | 2025 | 2026 | 2027 | 2028 | 2029 | 2030 | 2031 | 2032 | 2033 | 2034 | 2035 | 2036 | 2037 | 2038 | 2039 | 2040 | 2041 | 2042
NSW | REZ Transmission | 0 | 419.475 | 419.475 | 419.475 | 419.475 | 419.475 | 419.475 | 419.475 | 419.475 | 419.475 | 419.475 | 1017.8393 | 1802.8837 | 1802.8837 | 70989.4611 | 70989.4611 | 107178.1329 | 107178.1329 | 107178.1329 | 137378.8671 | 137378.8671
QLD | REZ Transmission | 0 | 0 | 0 | 0 | 0 | 0 | 0 | 0 | 0 | 0 | 0 | 0 | 0 | 5646.1471 | 35675.1471 | 74371.9021 | 156505.5932 | 156505.5932 | 158993.8741 | 167288.9008 | 167288.9008
VIC | REZ Transmission | 0 | 0 | 0 | 0 | 0 | 0 | 0 | 0 | 0 | 0 | 0 | 0 | 0 | 0 | 0 | 0 | 0 | 0 | 0 | 2044.0661 | 2044.0661
SA | REZ Transmission | 0 | 0 | 0 | 0 | 0 | 0 | 0 | 0 | 0 | 0 | 0 | 0 | 0 | 0 | 0 | 0 | 19693.8731 | 19693.8731 | 23641.59 | 24619.9342 | 24619.9342
TAS | REZ Transmission | 0 | 0 | 0 | 0 | 0 | 0 | 0 | 0 | 0 | 0 | 0 | 0 | 0 | 0 | 3343.8983 | 4148.6945 | 18121.103 | 18121.103 | 18121.103 | 18121.103 | 18121.103
NEM | Total | 0 | 419.475 | 419.475 | 419.475 | 419.475 | 419.475 | 419.475 | 419.475 | 419.475 | 419.475 | 419.475 | 1017.8393 | 1802.8837 | 7449.0308 | 110008.5065 | 149510.0576 | 301498.7022 | 301498.7022 | 307934.7 | 349452.8711 | 349452.8711

## ICTxCost_1
Interconnector cost by link ($000s) - Central with updated demand (Counterfactual)
Real June 2019 dollars. Years are financial year ending. As with the total capital costs, the interconnector transmission expansion costs are annualised for modelling purposes. For the second table, interconnector cost has been split between regions according to loss allocations. Some rounding errors may be present.
Region | Aggregation | 2022 | 2023 | 2024 | 2025 | 2026 | 2027 | 2028 | 2029 | 2030 | 2031 | 2032 | 2033 | 2034 | 2035 | 2036 | 2037 | 2038 | 2039 | 2040 | 2041 | 2042
NEM | QNI Option 1A | 0 | 16180.9745 | 16180.9745 | 16180.9745 | 16180.9745 | 16180.9745 | 16180.9745 | 16180.9745 | 16180.9745 | 16180.9745 | 16180.9745 | 16180.9745 | 16180.9745 | 16180.9745 | 16180.9745 | 16180.9745 | 16180.9745 | 16180.9745 | 16180.9745 | 16180.9745 | 16180.9745
NEM | VNI Option 1 | 0 | 0 | 0 | 0 | 0 | 0 | 0 | 0 | 0 | 0 | 0 | 0 | 0 | 0 | 0 | 0 | 0 | 0 | 0 | 0 | 0
NEM | EnergyConnect | 0 | 0 | 0 | 0 | 0 | 0 | 0 | 0 | 0 | 0 | 0 | 0 | 0 | 0 | 0 | 0 | 0 | 0 | 0 | 0 | 0
NEM | Humelink | 0 | 0 | 0 | 0 | 0 | 0 | 0 | 0 | 0 | 0 | 0 | 0 | 0 | 0 | 0 | 0 | 0 | 0 | 0 | 0 | 0
NEM | QNI Option 2E | 0 | 0 | 0 | 0 | 0 | 0 | 0 | 0 | 0 | 0 | 0 | 0 | 0 | 0 | 0 | 0 | 0 | 0 | 0 | 0 | 0
NEM | QNI Option 3E | 0 | 0 | 0 | 0 | 0 | 0 | 0 | 0 | 0 | 0 | 0 | 0 | 0 | 0 | 0 | 0 | 0 | 0 | 0 | 0 | 0
NEM | VNI Option 6 | 0 | 0 | 0 | 0 | 0 | 0 | 0 | 0 | 0 | 0 | 0 | 0 | 0 | 0 | 0 | 0 | 0 | 0 | 0 | 0 | 0
NEM | VNI Option 7 | 0 | 0 | 0 | 0 | 0 | 0 | 0 | 0 | 0 | 0 | 0 | 0 | 0 | 0 | 0 | 0 | 0 | 0 | 0 | 0 | 0
NEM | VIC-TAS Option 3 | 0 | 0 | 0 | 0 | 0 | 0 | 0 | 0 | 0 | 0 | 0 | 0 | 0 | 0 | 0 | 0 | 0 | 0 | 0 | 0 | 0
NEM | VIC-TAS Option 4 | 0 | 0 | 0 | 0 | 0 | 0 | 0 | 0 | 0 | 0 | 0 | 0 | 0 | 0 | 0 | 0 | 0 | 0 | 0 | 0 | 0
Total |  | 0 | 16180.9745 | 16180.9745 | 16180.9745 | 16180.9745 | 16180.9745 | 16180.9745 | 16180.9745 | 16180.9745 | 16180.9745 | 16180.9745 | 16180.9745 | 16180.9745 | 16180.9745 | 16180.9745 | 16180.9745 | 16180.9745 | 16180.9745 | 16180.9745 | 16180.9745 | 16180.9745
Region | Aggregation | 2022 | 2023 | 2024 | 2025 | 2026 | 2027 | 2028 | 2029 | 2030 | 2031 | 2032 | 2033 | 2034 | 2035 | 2036 | 2037 | 2038 | 2039 | 2040 | 2041 | 2042
NSW | IC Transmission | 0 | 9061.3457 | 9061.3457 | 9061.3457 | 9061.3457 | 9061.3457 | 9061.3457 | 9061.3457 | 9061.3457 | 9061.3457 | 9061.3457 | 9061.3457 | 9061.3457 | 9061.3457 | 9061.3457 | 9061.3457 | 9061.3457 | 9061.3457 | 9061.3457 | 9061.3457 | 9061.3457
QLD | IC Transmission | 0 | 7119.6288 | 7119.6288 | 7119.6288 | 7119.6288 | 7119.6288 | 7119.6288 | 7119.6288 | 7119.6288 | 7119.6288 | 7119.6288 | 7119.6288 | 7119.6288 | 7119.6288 | 7119.6288 | 7119.6288 | 7119.6288 | 7119.6288 | 7119.6288 | 7119.6288 | 7119.6288
VIC | IC Transmission | 0 | 0 | 0 | 0 | 0 | 0 | 0 | 0 | 0 | 0 | 0 | 0 | 0 | 0 | 0 | 0 | 0 | 0 | 0 | 0 | 0
SA | IC Transmission | 0 | 0 | 0 | 0 | 0 | 0 | 0 | 0 | 0 | 0 | 0 | 0 | 0 | 0 | 0 | 0 | 0 | 0 | 0 | 0 | 0
TAS | IC Transmission | 0 | 0 | 0 | 0 | 0 | 0 | 0 | 0 | 0 | 0 | 0 | 0 | 0 | 0 | 0 | 0 | 0 | 0 | 0 | 0 | 0
Total |  | 0 | 16180.9745 | 16180.9745 | 16180.9745 | 16180.9745 | 16180.9745 | 16180.9745 | 16180.9745 | 16180.9745 | 16180.9745 | 16180.9745 | 16180.9745 | 16180.9745 | 16180.9745 | 16180.9745 | 16180.9745 | 16180.9745 | 16180.9745 | 16180.9745 | 16180.9745 | 16180.9745

## ICTxCost_2
Interconnector cost by link ($000s) - Central with updated demand (DP4)
Real June 2019 dollars. Years are financial year ending. As with the total capital costs, the interconnector transmission expansion costs are annualised for modelling purposes. For the second table, interconnector cost has been split between regions according to loss allocations. Some rounding errors may be present.
Region | Aggregation | 2022 | 2023 | 2024 | 2025 | 2026 | 2027 | 2028 | 2029 | 2030 | 2031 | 2032 | 2033 | 2034 | 2035 | 2036 | 2037 | 2038 | 2039 | 2040 | 2041 | 2042
NEM | QNI Option 1A | 0 | 16180.9745 | 16180.9745 | 16180.9745 | 16180.9745 | 16180.9745 | 16180.9745 | 16180.9745 | 16180.9745 | 16180.9745 | 16180.9745 | 16180.9745 | 16180.9745 | 16180.9745 | 16180.9745 | 16180.9745 | 16180.9745 | 16180.9745 | 16180.9745 | 16180.9745 | 16180.9745
NEM | VNI Option 1 | 0 | 7618.8445 | 7618.8445 | 7618.8445 | 7618.8445 | 7618.8445 | 7618.8445 | 7618.8445 | 7618.8445 | 7618.8445 | 7618.8445 | 7618.8445 | 7618.8445 | 7618.8445 | 7618.8445 | 7618.8445 | 7618.8445 | 7618.8445 | 7618.8445 | 7618.8445 | 7618.8445
NEM | EnergyConnect | 0 | 0 | 0 | 129495.243 | 129495.243 | 129495.243 | 129495.243 | 129495.243 | 129495.243 | 129495.243 | 129495.243 | 129495.243 | 129495.243 | 129495.243 | 129495.243 | 129495.243 | 129495.243 | 129495.243 | 129495.243 | 129495.243 | 129495.243
NEM | Humelink | 0 | 0 | 0 | 0 | 152376.8896 | 152376.8896 | 152376.8896 | 152376.8896 | 152376.8896 | 152376.8896 | 152376.8896 | 152376.8896 | 152376.8896 | 152376.8896 | 152376.8896 | 152376.8896 | 152376.8896 | 152376.8896 | 152376.8896 | 152376.8896 | 152376.8896
NEM | QNI Option 2E | 0 | 0 | 0 | 0 | 0 | 0 | 0 | 0 | 0 | 0 | 0 | 153465.296 | 153465.296 | 153465.296 | 153465.296 | 153465.296 | 153465.296 | 153465.296 | 153465.296 | 153465.296 | 153465.296
NEM | QNI Option 3E | 0 | 0 | 0 | 0 | 0 | 0 | 0 | 0 | 0 | 0 | 0 | 0 | 0 | 0 | 83081.6851 | 83081.6851 | 83081.6851 | 83081.6851 | 83081.6851 | 83081.6851 | 83081.6851
NEM | VNI Option 6 | 0 | 0 | 0 | 0 | 0 | 0 | 0 | 0 | 0 | 0 | 0 | 0 | 0 | 0 | 125529.5329 | 125529.5329 | 125529.5329 | 125529.5329 | 125529.5329 | 125529.5329 | 125529.5329
NEM | VNI Option 7 | 0 | 0 | 0 | 0 | 0 | 0 | 0 | 0 | 0 | 0 | 0 | 0 | 0 | 0 | 0 | 0 | 0 | 0 | 0 | 0 | 0
NEM | VIC-TAS Option 3 | 0 | 0 | 0 | 0 | 0 | 0 | 0 | 133873.9816 | 133873.9816 | 133873.9816 | 133873.9816 | 133873.9816 | 133873.9816 | 133873.9816 | 133873.9816 | 133873.9816 | 133873.9816 | 133873.9816 | 133873.9816 | 133873.9816 | 133873.9816
NEM | VIC-TAS Option 4 | 0 | 0 | 0 | 0 | 0 | 0 | 0 | 0 | 0 | 0 | 95054.155 | 95054.155 | 95054.155 | 95054.155 | 95054.155 | 95054.155 | 95054.155 | 95054.155 | 95054.155 | 95054.155 | 95054.155
Total |  | 0 | 23799.819 | 23799.819 | 153295.062 | 305671.9516 | 305671.9516 | 305671.9516 | 439545.9332 | 439545.9332 | 439545.9332 | 534600.0882 | 688065.3842 | 688065.3842 | 688065.3842 | 896676.6022 | 896676.6022 | 896676.6022 | 896676.6022 | 896676.6022 | 896676.6022 | 896676.6022
Region | Aggregation | 2022 | 2023 | 2024 | 2025 | 2026 | 2027 | 2028 | 2029 | 2030 | 2031 | 2032 | 2033 | 2034 | 2035 | 2036 | 2037 | 2038 | 2039 | 2040 | 2041 | 2042
NSW | IC Transmission | 0 | 12566.0142 | 12566.0142 | 82493.4454 | 149539.2768 | 149539.2768 | 149539.2768 | 149539.2768 | 149539.2768 | 149539.2768 | 149539.2768 | 237014.4956 | 237014.4956 | 237014.4956 | 321659.8578 | 321659.8578 | 321659.8578 | 321659.8578 | 321659.8578 | 321659.8578 | 321659.8578
QLD | IC Transmission | 0 | 7119.6288 | 7119.6288 | 7119.6288 | 7119.6288 | 7119.6288 | 7119.6288 | 7119.6288 | 7119.6288 | 7119.6288 | 7119.6288 | 73109.706 | 73109.706 | 73109.706 | 115481.3654 | 115481.3654 | 115481.3654 | 115481.3654 | 115481.3654 | 115481.3654 | 115481.3654
VIC | IC Transmission | 0 | 4114.176 | 4114.176 | 4114.176 | 89445.2342 | 89445.2342 | 89445.2342 | 156382.225 | 156382.225 | 156382.225 | 203909.3025 | 203909.3025 | 203909.3025 | 203909.3025 | 285503.4989 | 285503.4989 | 285503.4989 | 285503.4989 | 285503.4989 | 285503.4989 | 285503.4989
SA | IC Transmission | 0 | 0 | 0 | 59567.8118 | 59567.8118 | 59567.8118 | 59567.8118 | 59567.8118 | 59567.8118 | 59567.8118 | 59567.8118 | 59567.8118 | 59567.8118 | 59567.8118 | 59567.8118 | 59567.8118 | 59567.8118 | 59567.8118 | 59567.8118 | 59567.8118 | 59567.8118
TAS | IC Transmission | 0 | 0 | 0 | 0 | 0 | 0 | 0 | 66936.9908 | 66936.9908 | 66936.9908 | 114464.0683 | 114464.0683 | 114464.0683 | 114464.0683 | 114464.0683 | 114464.0683 | 114464.0683 | 114464.0683 | 114464.0683 | 114464.0683 | 114464.0683
Total |  | 0 | 23799.819 | 23799.819 | 153295.062 | 305671.9516 | 305671.9516 | 305671.9516 | 439545.9332 | 439545.9332 | 439545.9332 | 534600.0882 | 688065.3842 | 688065.3842 | 688065.3842 | 896676.6022 | 896676.6022 | 896676.6022 | 896676.6022 | 896676.6022 | 896676.6022 | 896676.6022