## Disclaimer
Disclaimer
This generation outcomes workbook contains data provided by or collected from third parties,
and conclusions, opinions, assumptions or forecasts that are based on that data.
AEMO has made every effort to ensure the quality of the information in this workbook but cannot guarantee
that the information, forecasts and assumptions in it are accurate, complete or appropriate for your
circumstances. This generation outcomes workbook does not include all of the information that an investor,
participant or potential participant in the electricity or gas market might require, and does not amount to a
recommendation of any investment.
Anyone proposing to use the information in this workbook should independently verify and check its
accuracy, completeness and suitability for purpose, and obtain independent and specific advice from
appropriate experts.
This dataset or the information in it may be subsequently updated or amended. This work does
not constitute legal or business advice, and should not be relied on as a substitute for obtaining detailed
legal advice about the National Electricity Law, the National Electricity Rules, or any other applicable
laws, procedures or policies.
Accordingly, to the maximum extent permitted by law, AEMO and its officers, employees and
consultants involved in the preparation of this document:
• make no representation or warranty, express or implied, as to the currency, accuracy, reliability or
completeness of the information in this workbook; and
• are not liable (whether by reason of negligence or otherwise) for any statements, opinions,
information or other matters contained in or derived from this publication, or any omissions from it,
or in respect of a person’s use of the information in this workbook.

## Index
2020 ISP Comparison Workbook
Version History
Version Number | Description
v1.0 | Initial release
About
This workbook presents the data and comparison for the below cases for the 2020 ISP. For a complete description of the scenarios and sensitivities, please see the 2020 ISP report.
Case 1 | Central (Counterfactual)
Case 2 | Central (DP3)
Index Table
Tab Name | Content Description
Summary_1 | Summary (calculated) of Case 1
Summary_2 | Summary (calculated) of Case 2
Comparison 1 vs 2 | Summary (calculated) of the comparison of Case 1 versus Case 2
Capacity_1 | Installed capacity by technology (for each case)
Capacity_2
Retirements_1 | Coal retirement data (for each case)
Retirements_2
Generation_1 | Annual as-generated generation by technology (for each case)
Generation_2
StorageCapacity_1 | Installed capacity of storage (for each case)
StorageCapacity_2
StorageGeneration_1 | Generation of storage (for each case)
StorageGeneration_2
DispatchableCapacity_1 | Dispatchable capacity built (for each case)
DispatchableCapacity_2
REZCapacity_1 | Installed capacity by REZ and technology (for each case)
REZCapacity_2
REZGeneration_1 | Annual as-generated generation by REZ and technology (for each case)
REZGeneration_2
VOMCost_1 | Additional cost for running units by technology (for each case)
VOMCost_2
FOMCost_1 | Annual fixed cost for keeping plants in service by technology (for each case)
FOMCost_2
FuelCost_1 | Fuel costs by technology (for each case)
FuelCost_2
BuildCost_1 | New generation build cost by technology (for each case)
BuildCost_2
RehabCost_1 | Rehabilitation cost by technology (for each case)
RehabCost_2
DSPCost_1 | DSP and USE cost by region (for each case)
DSPCost_2
REZTxCost_1 | REZ transmission expansion cost by region (for each case)
REZTxCost_2
ICTxCost_1 | Interconnector cost by augmentation and by region (for each case)
ICTxCost_2

## Summary_1
Case 1 Summary - Central (Counterfactual)
Notes
1. The discount rate used for calculation is 5.9%
NEM discounted total system costs by year
Select region | NEM
|  | Real June 2019 dollars ($m) | NPV | 2021-22 | 2022-23 | 2023-24 | 2024-25 | 2025-26 | 2026-27 | 2027-28 | 2028-29 | 2029-30 | 2030-31 | 2031-32 | 2032-33 | 2033-34 | 2034-35 | 2035-36 | 2036-37 | 2037-38 | 2038-39 | 2039-40 | 2040-41 | 2041-42
|  | Capex | 15508.1814 | 0 | 233.4712 | 233.4712 | 278.2674 | 376.5774 | 530.853 | 736.1175 | 1019.4777 | 1309.2311 | 1353.6156 | 1413.6473 | 1945.7903 | 2095.828 | 2225.6346 | 3335.8049 | 3549.3597 | 3920.2879 | 4019.4592 | 4137.5845 | 4129.5854 | 4186.4081
|  | FOM | 36067.338 | 3663.363 | 3462.9363 | 2832.8106 | 4524.2789 | 3423.0192 | 3540.9995 | 3827.376 | 3005.5956 | 2920.2061 | 3511.098 | 3613.6075 | 3232.3946 | 2687.1122 | 2694.0766 | 2919.9614 | 3524.1122 | 4263.8058 | 3754.6926 | 3232.5892 | 3657.6061 | 2606.6297
|  | Fuel | 32829.8241 | 2473.1226 | 2459.2655 | 2602.4179 | 2527.8755 | 2477.7424 | 2399.277 | 2643.823 | 2439.7898 | 2392.4974 | 2611.91 | 2550.2185 | 3765.3399 | 3767.7632 | 3602.6952 | 3420.0756 | 3576.7726 | 5300.0873 | 4696.9073 | 4984.5605 | 5639.2246 | 5472.067
|  | VOM | 8075.6129 | 769.6957 | 747.8158 | 749.2104 | 756.7627 | 736.1594 | 733.5964 | 705.2804 | 731.3715 | 720.9066 | 711.6101 | 714.4768 | 758.2782 | 752.8853 | 759.8841 | 771.0656 | 788.4884 | 847.6185 | 864.3603 | 888.0588 | 913.2038 | 913.4013
|  | REZ | 0 | 0 | 0 | 0 | 0 | 0 | 0 | 0 | 0 | 0 | 0 | 0 | 0 | 0 | 0 | 0 | 0 | 0 | 0 | 0 | 0 | 0
|  | DSP+USE | 177.6101 | 2.0318 | 0 | 9.9849 | 20.0997 | 10.0215 | 0 | 2.8972 | 6.1291 | 23.146 | 0 | 4.1088 | 4.3748 | 11.8972 | 19.2254 | 46.1192 | 53.9893 | 23.4692 | 68.2489 | 71.9389 | 26.6894 | 67.0443
|  | Rehab | 1328.8513 | 0 | 112.9713 | 267.5958 | 0 | 0 | 0 | 0 | 164.6313 | 272.4474 | 74.8811 | 60.9558 | 539.8092 | 24.165 | 5.3489 | 830.9441 | 114.3574 | 267.6873 | 0 | 106.6275 | 10.227 | 0.5275
|  | Interconnectors | 157.5471 | 0 | 16.181 | 16.181 | 16.181 | 16.181 | 16.181 | 16.181 | 16.181 | 16.181 | 16.181 | 16.181 | 16.181 | 16.181 | 16.181 | 16.181 | 16.181 | 16.181 | 16.181 | 16.181 | 16.181 | 16.181
|  | NPV and annual costs | 94144.9651 | 6908.2129 | 7032.641 | 6711.6718 | 8123.4652 | 7039.7009 | 7220.9069 | 7931.675 | 7383.1761 | 7654.6157 | 8279.2958 | 8373.1957 | 10262.168 | 9355.8319 | 9323.0458 | 11340.1517 | 11623.2606 | 14639.1371 | 13419.8493 | 13437.5404 | 14392.7174 | 13262.2589
*Net present value as at 1 July 2019
Note: DSP may include unserved energy below the current reliability standard
NEM capacity by year
Select region | NEM
|  | Capacity (MW) | 2021-22 | 2022-23 | 2023-24 | 2024-25 | 2025-26 | 2026-27 | 2027-28 | 2028-29 | 2029-30 | 2030-31 | 2031-32 | 2032-33 | 2033-34 | 2034-35 | 2035-36 | 2036-37 | 2037-38 | 2038-39 | 2039-40 | 2040-41 | 2041-42
|  | Black Coal | 18336 | 17861 | 16386 | 16386 | 16386 | 16386 | 16386 | 15686 | 14366 | 14366 | 14366 | 11486 | 11486 | 11486 | 7066 | 6366 | 5216 | 5216 | 5216 | 5216 | 5216
|  | Brown Coal | 4820 | 4820 | 4820 | 4820 | 4820 | 4820 | 4820 | 4820 | 4470 | 4120 | 3745 | 3370 | 3370 | 3370 | 3370 | 3370 | 3370 | 3370 | 3370 | 3370 | 3370
|  | CCGT | 4285.9 | 4045.9 | 3865.9 | 3865.9 | 3865.9 | 3865.9 | 3865.9 | 3480.9 | 3480.9 | 3480.9 | 3480.9 | 3480.9 | 3480.9 | 3480.9 | 2680.9 | 2680.9 | 2151.9 | 2151.9 | 1508.5 | 1508.5 | 1508.5
|  | Peaking Gas+Liquids | 6812.873 | 6812.873 | 6812.873 | 7125.0791 | 7125.0791 | 7125.0791 | 7125.0791 | 7395.8012 | 8633.131 | 8250.631 | 8250.631 | 10318.5167 | 9856.5167 | 9944.238 | 10772.2535 | 11865.9093 | 12830.4986 | 13362.5635 | 13081.1252 | 12961.1252 | 13665.355
|  | Hydro | 6906.5 | 6906.5 | 6906.5 | 6906.5 | 6906.5 | 6906.5 | 6906.5 | 6906.5 | 6906.5 | 6906.5 | 6906.5 | 6906.5 | 6906.5 | 6906.5 | 6906.5 | 6906.5 | 6820.1 | 6820.1 | 6820.1 | 6820.1 | 6820.1
|  | Dispatchable Storage | 1211.1822 | 1231.1619 | 1231.3446 | 3322.0266 | 3420.3345 | 3480.4068 | 3548.5299 | 3622.1398 | 3767.28 | 4001.7686 | 4506.5954 | 4967.3097 | 5360.0141 | 6241.4633 | 8262.3616 | 8841.0416 | 9860.7274 | 10141.3814 | 10834.3999 | 10898.4749 | 10993.9799
|  | Behind the Meter Storage | 444.7287 | 522.1652 | 606.7287 | 693.7488 | 759.2616 | 795.595 | 833.399 | 870.6424 | 1032.3762 | 1000.6238 | 1005.4321 | 1040.1259 | 1076.1938 | 1176.5966 | 1328.6811 | 1416.3921 | 1516.1836 | 1633.7332 | 1766.3699 | 1829.9223 | 1887.2111
|  | Wind | 9005.458 | 10092.658 | 10092.658 | 10092.658 | 10662.4186 | 11392.458 | 11987.0039 | 13807.9315 | 14443.109 | 14397.109 | 14397.109 | 15538.551 | 15259.851 | 15259.851 | 20959.351 | 21106.851 | 21893.651 | 21893.651 | 21752.8505 | 21380.7774 | 21332.4774
|  | Solar | 5151.711 | 5941.711 | 5941.711 | 6041.711 | 6201.711 | 6854.8029 | 8436.4055 | 8497.2061 | 9165.9932 | 9550.445 | 9800.3007 | 10464.3318 | 12276.8318 | 12276.8318 | 12276.8318 | 12276.8318 | 12276.8318 | 12276.8318 | 12276.8318 | 12276.8318 | 12276.8318
|  | Distributed PV | 11182.5634 | 11767.3114 | 12110.0151 | 12385.4875 | 12632.6732 | 12874.148 | 13113.8285 | 13473.7679 | 13740.9594 | 13981.9581 | 14271.833 | 14866.7191 | 15608.3889 | 16750.1885 | 18549.4629 | 19428.9402 | 20238.2583 | 20882.5426 | 21502.9137 | 22672.4336 | 23854.5037
|  | Dispatchable Capacity | 42854.4498 | 42201.3436 | 40586.1713 | 43030.3827 | 43166.0343 | 43267.6076 | 43375.7297 | 42680.6988 | 42437.0403 | 41982.6639 | 42158.5587 | 41474.4671 | 41447.7301 | 42465.3083 | 40138.8269 | 41161.3483 | 41431.9025 | 42293.779 | 42116.7535 | 42113.7567 | 42966.309
|  | DSP | 481.9947 | 523.9087 | 563.5537 | 604.8769 | 642.2207 | 683.7217 | 723.7206 | 769.3578 | 813.2293 | 856.8643 | 902.9323 | 945.2407 | 987.7993 | 1036.2071 | 1080.8117 | 1130.9974 | 1182.6764 | 1231.8342 | 1286.6284 | 1339.5566 | 1392.374
NEM generation by year
Select region | NEM
|  | As-generated generation (GWh) | 2021-22 | 2022-23 | 2023-24 | 2024-25 | 2025-26 | 2026-27 | 2027-28 | 2028-29 | 2029-30 | 2030-31 | 2031-32 | 2032-33 | 2033-34 | 2034-35 | 2035-36 | 2036-37 | 2037-38 | 2038-39 | 2039-40 | 2040-41 | 2041-42
|  | Black Coal | 97441.0801 | 94965.3204 | 95637.4158 | 92608.6397 | 90330.3681 | 86449.4732 | 88659.3406 | 79602.0183 | 78730.4394 | 85052.6192 | 82845.3831 | 68858.6182 | 69724.475 | 70036.992 | 47523.5298 | 44112.2541 | 37882.1091 | 38083.52 | 38097.7038 | 38111.0321 | 38136.7288
|  | Brown Coal | 31943.0886 | 33240.5999 | 33115.0223 | 32311.2144 | 31549.7571 | 29907.5259 | 31530.7585 | 28975.8948 | 28274.9995 | 26479.8424 | 22680.6203 | 22150.7338 | 21556.9814 | 20422.4352 | 20369.1879 | 20471.4519 | 21969.0089 | 20940.8302 | 22169.1229 | 22753.9781 | 20820.5992
|  | CCGT | 3143.0283 | 3138.9782 | 2998.1318 | 3030.4549 | 2849.5359 | 2792.7294 | 2932.7232 | 2955.4808 | 2876.112 | 2849.98 | 2675.4925 | 10747.5826 | 10469.6221 | 9528.1598 | 9127.6681 | 10160.5929 | 12681.6661 | 12766.8836 | 10455.4965 | 10369.7499 | 10411.1729
|  | Peaking Gas+Liquids | 112.3664 | 96.7669 | 159.9809 | 192.1109 | 188.6905 | 143.9401 | 161.9223 | 199.9321 | 251.469 | 229.9624 | 224.2807 | 6671.8124 | 6802.6307 | 6374.971 | 9927.4418 | 10992.8142 | 21800.1128 | 17868.0546 | 21626.9012 | 26167.8865 | 24870.9735
|  | Hydro | 15998.527 | 13157.2159 | 13037.5174 | 16059.2521 | 13726.0265 | 15728.6925 | 9126.7042 | 17282.4962 | 15627.1962 | 11996.0934 | 15138.9709 | 12669.1089 | 12294.7533 | 14824.535 | 13401.5036 | 14617.6455 | 8646.0768 | 16326.8951 | 14902.1916 | 11367.9182 | 13923.0455
|  | Dispatchable Storage | 176.1226 | 189.9927 | 170.2048 | 248.9499 | 463.5703 | 642.4143 | 932.926 | 657.5298 | 873.9114 | 2731.1381 | 2039.9947 | 2369.5926 | 2774.4491 | 3550.8767 | 8371.5685 | 8963.1023 | 8428.014 | 8318.4296 | 8688.8186 | 8437.321 | 9127.1434
|  | Behind the Meter Storage | 307.8815 | 349.5679 | 405.8046 | 466.0259 | 512.881 | 557.6824 | 589.0446 | 618.9552 | 689.9672 | 735.5756 | 736.7638 | 751.0907 | 775.1096 | 827.3416 | 915.6105 | 1017.6304 | 1099.4949 | 1182.6554 | 1259.4802 | 1340.918 | 1398.4534
|  | Wind | 29308.9544 | 30389.2771 | 30551.6598 | 30836.0649 | 35003.6375 | 37065.6028 | 36580.3114 | 42642.2505 | 44512.5754 | 44043.9854 | 46509.3206 | 47276.403 | 45669.1031 | 46513.9459 | 67558.2783 | 68466.1199 | 66573.4992 | 69038.492 | 67856.8236 | 67079.0938 | 68294.6411
|  | Solar | 12774.5275 | 15384.0507 | 14970.4559 | 15059.339 | 15898.0169 | 17814.4416 | 21901.1638 | 18944.2156 | 21840.028 | 23289.4839 | 24549.786 | 27076.3503 | 30034.7798 | 29829.4817 | 30978.3819 | 31024.5437 | 31118.9996 | 27236.482 | 28814.3983 | 29321.9295 | 29942.104
|  | Distributed PV | 15453.3412 | 16385.4373 | 17152.0833 | 17654.0411 | 18090.5305 | 18517.819 | 18972.1167 | 19452.2496 | 19949.297 | 20396.7077 | 20892.9265 | 21567.867 | 22539.4136 | 23894.5703 | 25982.2296 | 27828.6794 | 29023.3593 | 30089.5636 | 31081.7733 | 32341.6811 | 33986.6993
Load (GWh)
|  | Dispatchable Storage Load | -216.1534 | -270.7265 | -247.8249 | -381.2996 | -587.366 | -877.2215 | -1388.0345 | -949.1359 | -1362.8137 | -3558.8907 | -2624.883 | -3027.1275 | -3504.7527 | -4496.0491 | -11118.704 | -11833.6742 | -10771.0656 | -10708.7046 | -11065.2268 | -10669.0667 | -11542.6803
|  | Behind the Meter Storage Load | -362.042 | -411.0272 | -477.0041 | -548.0732 | -603.0302 | -655.6623 | -692.6181 | -727.6645 | -811.3993 | -864.8503 | -866.4242 | -883.1899 | -911.1896 | -973.0341 | -1076.5687 | -1196.4549 | -1292.9028 | -1390.5291 | -1481.3138 | -1576.6785 | -1644.6122
|  | DSP | 0.13821 | 0 | 0.14155 | 0.58213 | 0.60344 | 0 | 0.19709 | 0.22468 | 1.5746 | 0 | 0.27951 | 0.29761 | 0.80934 | 1.3079 | 3.1374 | 3.6727 | 1.5965 | 4.6428 | 4.6745 | 1.8156 | 4.5608
NEM generation by technology type
Select region | NEM
|  | As-generated generation (GWh) | 2021-22: 2021-22; 2022-23: 2031-32; 2023-24: 2041-42
|  | Black Coal | 2021-22: 97441.0801; 2022-23: 82845.3831; 2023-24: 38136.7288
|  | Brown Coal | 2021-22: 31943.0886; 2022-23: 22680.6203; 2023-24: 20820.5992
|  | CCGT | 2021-22: 3143.0283; 2022-23: 2675.4925; 2023-24: 10411.1729
|  | Peaking Gas+Liquids | 2021-22: 112.3664; 2022-23: 224.2807; 2023-24: 24870.9735
|  | Hydro | 2021-22: 15998.527; 2022-23: 15138.9709; 2023-24: 13923.0455
|  | Dispatchable Storage | 2021-22: 176.1226; 2022-23: 2039.9947; 2023-24: 9127.1434
|  | Behind the Meter Storage | 2021-22: 307.8815; 2022-23: 736.7638; 2023-24: 1398.4534
|  | Wind | 2021-22: 29308.9544; 2022-23: 46509.3206; 2023-24: 68294.6411
|  | Solar | 2021-22: 12774.5275; 2022-23: 24549.786; 2023-24: 29942.104
|  | Distributed PV | 2021-22: 15453.3412; 2022-23: 20892.9265; 2023-24: 33986.6993
Load (GWh)
|  | Dispatchable Storage Load | 2021-22: -216.1534; 2022-23: -2624.883; 2023-24: -11542.6803
|  | Behind the Meter Storage Load | 2021-22: -362.042; 2022-23: -866.4242; 2023-24: -1644.6122
|  | DSP | 2021-22: 0.13821; 2022-23: 0.27951; 2023-24: 4.5608
NEM storage capacity by year
Select region | NEM
|  | Capacity (MW) | 2021-22 | 2022-23 | 2023-24 | 2024-25 | 2025-26 | 2026-27 | 2027-28 | 2028-29 | 2029-30 | 2030-31 | 2031-32 | 2032-33 | 2033-34 | 2034-35 | 2035-36 | 2036-37 | 2037-38 | 2038-39 | 2039-40 | 2040-41 | 2041-42
|  | Shallow Storage | 401.1822 | 401.1619 | 401.3446 | 452.0266 | 511.1397 | 571.212 | 639.3352 | 712.9451 | 858.0852 | 1092.5739 | 1512.7464 | 1610.9808 | 1879.2768 | 1939.2976 | 2080.6785 | 2167.6216 | 2257.0639 | 2362.2743 | 2481.4352 | 2545.5102 | 2641.0153
|  | Medium Storage | 810 | 830 | 830 | 830 | 869.1947 | 869.1947 | 869.1947 | 869.1947 | 869.1947 | 869.1947 | 953.849 | 1316.3289 | 1440.7373 | 2145.8436 | 4025.3611 | 4517.0979 | 5447.3414 | 5512.7215 | 6044.4163 | 6044.4163 | 6044.4163
|  | Deep Storage | 0 | 0 | 0 | 2040 | 2040 | 2040 | 2040 | 2040 | 2040 | 2040 | 2040 | 2040 | 2040 | 2156.3221 | 2156.3221 | 2156.3221 | 2156.3221 | 2266.3855 | 2308.5484 | 2308.5484 | 2308.5484
|  | Behind the Meter Storage | 444.7287 | 522.1652 | 606.7287 | 693.7488 | 759.2616 | 795.595 | 833.399 | 870.6424 | 1032.3762 | 1000.6238 | 1005.4321 | 1040.1259 | 1076.1938 | 1176.5966 | 1328.6811 | 1416.3921 | 1516.1836 | 1633.7332 | 1766.3699 | 1829.9223 | 1887.2111
NEM storage generation by year
Select region | NEM
|  | As-generated generation (GWh) | 2021-22 | 2022-23 | 2023-24 | 2024-25 | 2025-26 | 2026-27 | 2027-28 | 2028-29 | 2029-30 | 2030-31 | 2031-32 | 2032-33 | 2033-34 | 2034-35 | 2035-36 | 2036-37 | 2037-38 | 2038-39 | 2039-40 | 2040-41 | 2041-42
|  | Shallow Storage | 166.8417 | 160.1087 | 139.6169 | 165.9075 | 198.7655 | 237.1252 | 318.0942 | 255.0825 | 389.7808 | 637.8259 | 818.5869 | 855.1362 | 893.0747 | 852.4293 | 1094.371 | 1147.7154 | 970.4857 | 1049.0931 | 1023.7182 | 994.5372 | 1112.5875
|  | Medium Storage | 9.2809 | 29.884 | 30.5879 | 53.0342 | 70.52 | 124.3277 | 279.2187 | 202.406 | 328.3706 | 422.7605 | 622.1448 | 1384.2217 | 1787.7977 | 2256.348 | 5323.2108 | 6007.6524 | 6495.1296 | 5870.3956 | 6530.9971 | 6487.6405 | 7021.5344
|  | Deep Storage | 0 | 0 | 0 | 30.0081 | 194.2848 | 280.9613 | 335.6132 | 200.0414 | 155.7599 | 1670.5517 | 599.263 | 130.2347 | 93.5767 | 442.0994 | 1953.9867 | 1807.7345 | 962.3987 | 1398.9408 | 1134.1032 | 955.1433 | 993.0216
|  | Behind the Meter Storage | 307.8815 | 349.5679 | 405.8046 | 466.0259 | 512.881 | 557.6824 | 589.0446 | 618.9552 | 689.9672 | 735.5756 | 736.7638 | 751.0907 | 775.1096 | 827.3416 | 915.6105 | 1017.6304 | 1099.4949 | 1182.6554 | 1259.4802 | 1340.918 | 1398.4534
NEM dispatchable capacity built by year vs cumulative coal retirements
Select region | NEM
|  | Capacity Built (MW) | 2021-22 | 2022-23 | 2023-24 | 2024-25 | 2025-26 | 2026-27 | 2027-28 | 2028-29 | 2029-30 | 2030-31 | 2031-32 | 2032-33 | 2033-34 | 2034-35 | 2035-36 | 2036-37 | 2037-38 | 2038-39 | 2039-40 | 2040-41 | 2041-42
|  | CCGT | 0 | 0 | 0 | 0 | 0 | 0 | 0 | 0 | 0 | 0 | 0 | 0 | 0 | 0 | 0 | 0 | 0 | 0 | 0 | 0 | 0
|  | Peaking Gas+Liquids | 0 | 0 | 0 | 312.2061 | 312.2061 | 312.2061 | 312.2061 | 582.9282 | 1820.258 | 1820.258 | 1820.258 | 4122.4837 | 4122.4837 | 4327.205 | 5285.2205 | 6378.8763 | 7343.4656 | 7875.5305 | 8034.0922 | 8034.0922 | 8738.322
|  | Hydro | 0 | 0 | 0 | 0 | 0 | 0 | 0 | 0 | 0 | 0 | 0 | 0 | 0 | 0 | 0 | 0 | 0 | 0 | 0 | 0 | 0
|  | Shallow Storage | 40.9056 | 40.8853 | 41.068 | 91.75 | 150.8631 | 210.9354 | 279.0586 | 352.6685 | 497.8086 | 762.2973 | 1182.4698 | 1280.7042 | 1604.0002 | 1709.021 | 1850.4019 | 1937.345 | 2026.7873 | 2131.9977 | 2251.1586 | 2315.2336 | 2410.7386
|  | Medium Storage | 0 | 20 | 20 | 20 | 59.1947 | 59.1947 | 59.1947 | 59.1947 | 59.1947 | 59.1947 | 143.849 | 506.3289 | 630.7373 | 1335.8436 | 3215.3611 | 3707.0979 | 4637.3414 | 4702.7215 | 5234.4163 | 5234.4163 | 5234.4163
|  | Deep Storage | 0 | 0 | 0 | 2040 | 2040 | 2040 | 2040 | 2040 | 2040 | 2040 | 2040 | 2040 | 2040 | 2156.3221 | 2156.3221 | 2156.3221 | 2156.3221 | 2266.3855 | 2308.5484 | 2308.5484 | 2308.5484
|  | DSP | -60.5153 | -18.6013 | 21.0437 | 62.3669 | 99.7107 | 141.2117 | 181.2106 | 226.8478 | 270.7193 | 314.3543 | 360.4223 | 402.7307 | 445.2893 | 493.6971 | 538.3017 | 588.4874 | 640.1664 | 689.3242 | 744.1184 | 797.0466 | 849.864
|  | New Interconnectors | 0 | 185 | 185 | 185 | 185 | 185 | 185 | 185 | 185 | 185 | 185 | 185 | 185 | 185 | 185 | 185 | 185 | 185 | 185 | 185 | 185
|  | Retired Coal | 0 | 475 | 1950 | 1950 | 1950 | 1950 | 1950 | 2650 | 4320 | 4670 | 5045 | 8300 | 8300 | 8300 | 12720 | 13420 | 14570 | 14570 | 14570 | 14570 | 14570
|  | Retired Dispatchable | 0 | 740 | 2420 | 2420 | 2420 | 2420 | 2420 | 3505 | 5175 | 5937.5 | 6312.5 | 9801.84 | 10318.84 | 10480.84 | 15830.84 | 16530.84 | 18296.24 | 18296.24 | 19379.64 | 19499.64 | 19499.64
Note: Capacity built in 2021-22 includes all capacity built since 2019-20
Emissions trajectory
|  | Emissions (Mt CO2-e) | Total | 2021-22 | 2022-23 | 2023-24 | 2024-25 | 2025-26 | 2026-27 | 2027-28 | 2028-29 | 2029-30 | 2030-31 | 2031-32 | 2032-33 | 2033-34 | 2034-35 | 2035-36 | 2036-37 | 2037-38 | 2038-39 | 2039-40 | 2040-41 | 2041-42
|  | Central (Counterfactual) | 2133.8401 | 128.6999 | 128.0188 | 127.7417 | 123.8794 | 120.6698 | 115.0669 | 119.2529 | 107.8895 | 106.014 | 109.352 | 102.4479 | 97.4331 | 97.4534 | 95.5771 | 76.7745 | 75.2103 | 80.8093 | 77.0721 | 79.8898 | 83.7754 | 80.8126
NEM relative change in capacity by year
Select region | NEM
|  | Capacity (MW) | 2021-22 | 2022-23 | 2023-24 | 2024-25 | 2025-26 | 2026-27 | 2027-28 | 2028-29 | 2029-30 | 2030-31 | 2031-32 | 2032-33 | 2033-34 | 2034-35 | 2035-36 | 2036-37 | 2037-38 | 2038-39 | 2039-40 | 2040-41 | 2041-42
|  | Black Coal | 0 | -475 | -1950 | -1950 | -1950 | -1950 | -1950 | -2650 | -3970 | -3970 | -3970 | -6850 | -6850 | -6850 | -11270 | -11970 | -13120 | -13120 | -13120 | -13120 | -13120
|  | Brown Coal | 0 | 0 | 0 | 0 | 0 | 0 | 0 | 0 | -350 | -700 | -1075 | -1450 | -1450 | -1450 | -1450 | -1450 | -1450 | -1450 | -1450 | -1450 | -1450
|  | CCGT | 0 | -240 | -420 | -420 | -420 | -420 | -420 | -805 | -805 | -805 | -805 | -805 | -805 | -805 | -1605 | -1605 | -2134 | -2134 | -2777.4 | -2777.4 | -2777.4
|  | Peaking Gas+Liquids | 0 | 0 | 0 | 312.2061 | 312.2061 | 312.2061 | 312.2061 | 582.9282 | 1820.258 | 1437.758 | 1437.758 | 3505.6437 | 3043.6437 | 3131.365 | 3959.3805 | 5053.0363 | 6017.6256 | 6549.6905 | 6268.2522 | 6148.2522 | 6852.482
|  | Hydro | 0 | 0 | 0 | 0 | 0 | 0 | 0 | 0 | 0 | 0 | 0 | 0 | 0 | 0 | 0 | 0 | -86.4 | -86.4 | -86.4 | -86.4 | -86.4
|  | Dispatchable Storage | 13.4703 | 33.45 | 33.6327 | 2124.3147 | 2222.6225 | 2282.6949 | 2350.818 | 2424.4279 | 2569.5681 | 2804.0567 | 3308.8835 | 3769.5978 | 4162.3022 | 5043.7514 | 7064.6497 | 7643.3297 | 8663.0155 | 8943.6695 | 9636.688 | 9700.763 | 9796.268
|  | Behind the Meter Storage | 53.881 | 131.3176 | 215.8811 | 302.9011 | 368.414 | 404.7474 | 442.5513 | 479.7948 | 641.5285 | 609.7762 | 614.5845 | 649.2783 | 685.3461 | 785.7489 | 937.8335 | 1025.5445 | 1125.336 | 1242.8856 | 1375.5222 | 1439.0746 | 1496.3634
|  | Wind | 0 | 1087.2 | 1087.2 | 1087.2 | 1656.9606 | 2387 | 2981.5459 | 4802.4735 | 5437.651 | 5391.651 | 5391.651 | 6533.093 | 6254.393 | 6254.393 | 11953.893 | 12101.393 | 12888.193 | 12888.193 | 12747.3925 | 12375.3194 | 12327.0194
|  | Solar | 0 | 790 | 790 | 890 | 1050 | 1703.0919 | 3284.6945 | 3345.4951 | 4014.2822 | 4398.734 | 4648.5897 | 5312.6208 | 7125.1208 | 7125.1208 | 7125.1208 | 7125.1208 | 7125.1208 | 7125.1208 | 7125.1208 | 7125.1208 | 7125.1208
|  | Distributed PV | 604.985 | 1189.733 | 1532.4367 | 1807.9092 | 2055.0949 | 2296.5696 | 2536.2501 | 2896.1895 | 3163.3811 | 3404.3797 | 3694.2547 | 4289.1407 | 5030.8105 | 6172.6101 | 7971.8845 | 8851.3619 | 9660.6799 | 10304.9643 | 10925.3353 | 12094.8553 | 13276.9253
|  | Dispatchable Capacity | 52.9549 | -600.1513 | -2215.3236 | 228.8878 | 364.5394 | 466.1127 | 574.2347 | -120.7961 | -364.4546 | -818.831 | -642.9362 | -1327.0278 | -1353.7649 | -336.1866 | -2662.6681 | -1640.1466 | -1369.5924 | -507.7159 | -684.7414 | -687.7382 | 164.814
|  | DSP | 39.4847 | 81.3987 | 121.0437 | 162.3669 | 199.7107 | 241.2117 | 281.2106 | 326.8478 | 370.7193 | 414.3543 | 460.4223 | 502.7307 | 545.2893 | 593.6971 | 638.3017 | 688.4874 | 740.1664 | 789.3242 | 844.1184 | 897.0466 | 949.864
NEM relative change in generation by year
Select region | NEM
|  | As-generated generation (GWh) | 2021-22 | 2022-23 | 2023-24 | 2024-25 | 2025-26 | 2026-27 | 2027-28 | 2028-29 | 2029-30 | 2030-31 | 2031-32 | 2032-33 | 2033-34 | 2034-35 | 2035-36 | 2036-37 | 2037-38 | 2038-39 | 2039-40 | 2040-41 | 2041-42
|  | Black Coal | 0 | -2475.7597 | -1803.6643 | -4832.4404 | -7110.712 | -10991.6069 | -8781.7395 | -17839.0618 | -18710.6407 | -12388.4609 | -14595.697 | -28582.4619 | -27716.6051 | -27404.0881 | -49917.5503 | -53328.826 | -59558.971 | -59357.5601 | -59343.3763 | -59330.048 | -59304.3513
|  | Brown Coal | 0 | 1297.5113 | 1171.9337 | 368.1258 | -393.3314 | -2035.5627 | -412.3301 | -2967.1938 | -3668.0891 | -5463.2461 | -9262.4683 | -9792.3548 | -10386.1072 | -11520.6534 | -11573.9007 | -11471.6367 | -9974.0796 | -11002.2584 | -9773.9656 | -9189.1105 | -11122.4893
|  | CCGT | 0 | -4.0501 | -144.8965 | -112.5734 | -293.4924 | -350.2989 | -210.3051 | -187.5475 | -266.9163 | -293.0483 | -467.5358 | 7604.5544 | 7326.5938 | 6385.1315 | 5984.6398 | 7017.5646 | 9538.6378 | 9623.8553 | 7312.4682 | 7226.7216 | 7268.1446
|  | Peaking Gas+Liquids | 0 | -15.5994 | 47.6145 | 79.7445 | 76.3241 | 31.5737 | 49.5559 | 87.5657 | 139.1026 | 117.596 | 111.9143 | 6559.4461 | 6690.2644 | 6262.6047 | 9815.0754 | 10880.4478 | 21687.7464 | 17755.6882 | 21514.5348 | 26055.5201 | 24758.6071
|  | Hydro | 0 | -2841.3112 | -2961.0096 | 60.7251 | -2272.5005 | -269.8345 | -6871.8229 | 1283.9691 | -371.3308 | -4002.4336 | -859.5562 | -3329.4181 | -3703.7737 | -1173.9921 | -2597.0234 | -1380.8815 | -7352.4502 | 328.3681 | -1096.3354 | -4630.6089 | -2075.4815
|  | Dispatchable Storage | 0 | 13.8701 | -5.9178 | 72.8273 | 287.4478 | 466.2917 | 756.8034 | 481.4073 | 697.7888 | 2555.0155 | 1863.8721 | 2193.4701 | 2598.3265 | 3374.7541 | 8195.4459 | 8786.9798 | 8251.8914 | 8142.3071 | 8512.696 | 8261.1985 | 8951.0209
|  | Behind the Meter Storage | 0 | 41.6864 | 97.9231 | 158.1444 | 204.9995 | 249.8009 | 281.1631 | 311.0737 | 382.0858 | 427.6941 | 428.8823 | 443.2092 | 467.2281 | 519.4601 | 607.7291 | 709.7489 | 791.6134 | 874.774 | 951.5987 | 1033.0365 | 1090.5719
|  | Wind | 0 | 1080.3227 | 1242.7054 | 1527.1105 | 5694.683 | 7756.6484 | 7271.357 | 13333.2961 | 15203.621 | 14735.031 | 17200.3662 | 17967.4486 | 16360.1486 | 17204.9915 | 38249.3239 | 39157.1655 | 37264.5448 | 39729.5376 | 38547.8692 | 37770.1393 | 38985.6867
|  | Solar | 0 | 2609.5231 | 2195.9284 | 2284.8114 | 3123.4893 | 5039.9141 | 9126.6362 | 6169.6881 | 9065.5005 | 10514.9564 | 11775.2585 | 14301.8227 | 17260.2523 | 17054.9542 | 18203.8543 | 18250.0162 | 18344.4721 | 14461.9545 | 16039.8708 | 16547.402 | 17167.5764
|  | Distributed PV | 0 | 932.0961 | 1698.7421 | 2200.6999 | 2637.1893 | 3064.4777 | 3518.7755 | 3998.9083 | 4495.9558 | 4943.3665 | 5439.5852 | 6114.5258 | 7086.0724 | 8441.2291 | 10528.8883 | 12375.3381 | 13570.018 | 14636.2224 | 15628.4321 | 16888.3398 | 18533.358
|  | DSP | 0 | -0.13821 | 0.0033321 | 0.44392 | 0.46522 | -0.13821 | 0.058873 | 0.086467 | 1.4363 | -0.13821 | 0.1413 | 0.15939 | 0.67112 | 1.1696 | 2.9991 | 3.5345 | 1.4583 | 4.5046 | 4.5363 | 1.6774 | 4.4226

## Summary_2
Case 2 Summary - Central (DP3)
Notes
1. The discount rate used for calculation is 5.9%
NEM discounted total system costs by year
Select region | NEM
|  | Real June 2019 dollars ($m) | NPV | 2021-22 | 2022-23 | 2023-24 | 2024-25 | 2025-26 | 2026-27 | 2027-28 | 2028-29 | 2029-30 | 2030-31 | 2031-32 | 2032-33 | 2033-34 | 2034-35 | 2035-36 | 2036-37 | 2037-38 | 2038-39 | 2039-40 | 2040-41 | 2041-42
|  | Capex | 14832.3128 | 0 | 233.4712 | 233.4712 | 242.1238 | 336.0348 | 483.5446 | 671.0959 | 925.0644 | 1071.7283 | 1122.295 | 1122.295 | 1684.7812 | 1883.0908 | 1935.5373 | 2997.5488 | 3315.8981 | 4042.5454 | 4201.7893 | 4281.9171 | 4589.7043 | 4712.8848
|  | FOM | 35398.2678 | 3663.363 | 3462.9363 | 2832.8106 | 4522.9618 | 3421.6444 | 3538.3784 | 3820.5392 | 2996.7166 | 2907.2954 | 3501.9593 | 3616.0676 | 3314.406 | 2766.9958 | 2769.0585 | 2737.6824 | 3198.9386 | 3713.8051 | 2858.9714 | 2834.3332 | 3503.3666 | 2871.3934
|  | Fuel | 22693.3961 | 2473.1226 | 2453.2078 | 2593.6256 | 2410.4915 | 2344.8786 | 2250.4758 | 2525.6741 | 2273.833 | 2224.5445 | 2413.2633 | 2334.7894 | 2076.8463 | 2086.3255 | 2028.1998 | 1544.9844 | 1340.4281 | 1618.0484 | 1256.287 | 1251.0602 | 1460.3579 | 1118.8721
|  | VOM | 7553.6816 | 769.6954 | 748.1835 | 749.3311 | 758.0359 | 736.9575 | 737.1967 | 709.116 | 733.2065 | 721.2456 | 711.4985 | 716.7011 | 696.9415 | 698.0849 | 694.5585 | 651.2922 | 648.8593 | 632.624 | 663.0297 | 652.2308 | 641.6829 | 633.8863
|  | REZ | 739.7631 | 0 | 0.41947 | 0.41948 | 0.41947 | 0.41947 | 0.41947 | 0.41948 | 11.0241 | 30.698 | 30.698 | 30.698 | 30.2785 | 30.2785 | 30.2785 | 137.3808 | 140.209 | 326.4598 | 326.4598 | 353.7747 | 409.2507 | 409.2507
|  | DSP+USE | 53.2411 | 2.0318 | 0 | 6.5801 | 9.0807 | 0 | 0 | 0 | 0 | 0 | 0 | 0 | 0 | 9.044 | 25.3263 | 32.4735 | 10.2851 | 12.4556 | 0 | 0 | 21.503 | 0
|  | Rehab | 1338.4318 | 0 | 112.9713 | 267.5958 | 0 | 0 | 0 | 0 | 164.6313 | 272.4474 | 74.8811 | 60.9558 | 539.8092 | 24.165 | 5.3489 | 834.3669 | 117.0747 | 274.0488 | 9.9341 | 110.7547 | 12.9978 | 0.5275
|  | Interconnectors | 3971.5526 | 0 | 23.7998 | 23.7998 | 153.2951 | 305.672 | 305.672 | 305.672 | 305.672 | 305.672 | 305.672 | 439.5459 | 593.0112 | 593.0112 | 593.0112 | 801.6224 | 801.6224 | 801.6224 | 801.6224 | 801.6224 | 801.6224 | 801.6224
|  | NPV and annual costs | 86580.647 | 6908.2128 | 7034.9893 | 6707.6337 | 8096.4082 | 7145.6067 | 7315.687 | 8032.5166 | 7410.1479 | 7533.6311 | 8160.2672 | 8321.0528 | 8936.074 | 8090.9957 | 8081.3191 | 9737.3515 | 9573.3154 | 11421.6095 | 10118.0936 | 10285.6933 | 11440.4857 | 10548.4372
*Net present value as at 1 July 2019
Note: DSP may include unserved energy below the current reliability standard
NEM capacity by year
Select region | NEM
|  | Capacity (MW) | 2021-22 | 2022-23 | 2023-24 | 2024-25 | 2025-26 | 2026-27 | 2027-28 | 2028-29 | 2029-30 | 2030-31 | 2031-32 | 2032-33 | 2033-34 | 2034-35 | 2035-36 | 2036-37 | 2037-38 | 2038-39 | 2039-40 | 2040-41 | 2041-42
|  | Black Coal | 18336 | 17861 | 16386 | 16386 | 16386 | 16386 | 16386 | 15686 | 14366 | 14366 | 14366 | 11486 | 11486 | 11486 | 7066 | 6366 | 5216 | 5216 | 5216 | 5216 | 5216
|  | Brown Coal | 4820 | 4820 | 4820 | 4820 | 4820 | 4820 | 4820 | 4820 | 4470 | 4120 | 3745 | 3370 | 3370 | 3370 | 3370 | 3370 | 3370 | 3370 | 3370 | 3370 | 3370
|  | CCGT | 4285.9 | 4045.9 | 3865.9 | 3865.9 | 3865.9 | 3865.9 | 3865.9 | 3480.9 | 3480.9 | 3480.9 | 3480.9 | 3480.9 | 3480.9 | 3480.9 | 2680.9 | 2680.9 | 2151.9 | 2151.9 | 1508.5 | 1508.5 | 1508.5
|  | Peaking Gas+Liquids | 6812.873 | 6812.873 | 6812.873 | 6812.873 | 6812.873 | 6812.873 | 6812.873 | 6812.873 | 6812.873 | 6430.373 | 6430.373 | 6196.033 | 5734.033 | 5617.033 | 5487.033 | 5487.033 | 5487.033 | 5487.033 | 5047.033 | 4927.033 | 4927.033
|  | Hydro | 6906.5 | 6906.5 | 6906.5 | 6906.5 | 6906.5 | 6906.5 | 6906.5 | 6906.5 | 6906.5 | 6906.5 | 7296.5 | 7296.5 | 7296.5 | 7296.5 | 7296.5 | 7296.5 | 7210.1 | 7210.1 | 7210.1 | 7210.1 | 7210.1
|  | Dispatchable Storage | 1211.1822 | 1231.1619 | 1231.3446 | 3322.0266 | 3380.4308 | 3440.5031 | 3508.6263 | 3582.2362 | 3727.3763 | 3739.6628 | 3795.3277 | 3863.8022 | 5054.9935 | 5580.6933 | 7728.4709 | 9127.1975 | 9517.0819 | 11624.7233 | 11743.8841 | 12480.2074 | 14360.3145
|  | Behind the Meter Storage | 444.7287 | 522.1652 | 606.7287 | 693.7488 | 759.2616 | 795.595 | 833.399 | 870.6424 | 1032.3762 | 1000.6238 | 1005.4321 | 1040.1259 | 1076.1938 | 1176.5966 | 1328.6811 | 1416.3921 | 1516.1836 | 1633.7332 | 1766.3699 | 1829.9223 | 1887.2111
|  | Wind | 9005.458 | 10092.658 | 10092.658 | 10092.658 | 10662.4186 | 11392.458 | 11960.6822 | 13693.8299 | 14535.518 | 14489.518 | 14489.518 | 16299.917 | 16221.217 | 16221.217 | 20299.304 | 21729.9311 | 26070.7172 | 25461.7172 | 25331.7824 | 25254.0164 | 25205.7164
|  | Solar | 5151.711 | 5941.711 | 5941.711 | 6041.711 | 6201.711 | 6768.519 | 8157.1641 | 8406.436 | 8681.1314 | 9371.2307 | 9371.2307 | 13949.1089 | 14494.5831 | 14494.5831 | 17360.9086 | 17360.9086 | 18526.6411 | 18376.3411 | 18884.2996 | 20584.9629 | 20584.9629
|  | Distributed PV | 11182.5634 | 11767.3114 | 12110.0151 | 12385.4875 | 12632.6732 | 12874.148 | 13113.8285 | 13473.7679 | 13740.9594 | 13981.9581 | 14271.833 | 14866.7191 | 15608.3889 | 16750.1885 | 18549.4629 | 19428.9402 | 20238.2583 | 20882.5426 | 21502.9137 | 22672.4336 | 23854.5037
|  | Dispatchable Capacity | 42854.4498 | 42201.3436 | 40586.1713 | 42718.1765 | 42813.9245 | 42915.4978 | 43023.6199 | 42057.867 | 40576.8786 | 39900.3001 | 40017.033 | 36638.476 | 37410.2258 | 37867.3334 | 34709.7156 | 35458.628 | 34134.7913 | 36291.5904 | 35382.1455 | 36051.397 | 37984.3215
|  | DSP | 481.9947 | 523.9087 | 563.5537 | 604.8769 | 642.2207 | 683.7217 | 723.7206 | 769.3578 | 813.2293 | 856.8643 | 902.9323 | 945.2407 | 987.7993 | 1036.2071 | 1080.8117 | 1130.9974 | 1182.6764 | 1231.8342 | 1286.6284 | 1339.5566 | 1392.374
NEM generation by year
Select region | NEM
|  | As-generated generation (GWh) | 2021-22 | 2022-23 | 2023-24 | 2024-25 | 2025-26 | 2026-27 | 2027-28 | 2028-29 | 2029-30 | 2030-31 | 2031-32 | 2032-33 | 2033-34 | 2034-35 | 2035-36 | 2036-37 | 2037-38 | 2038-39 | 2039-40 | 2040-41 | 2041-42
|  | Black Coal | 97441.0801 | 94553.062 | 95146.3651 | 91700.4755 | 88656.7303 | 83973.1694 | 88012.8887 | 77477.9908 | 77155.1278 | 83065.2487 | 79722.233 | 71450.3451 | 73158.2676 | 71659.6537 | 47209.5223 | 41994.6423 | 33496.425 | 34382.7848 | 35044.4253 | 34091.4177 | 33225.2283
|  | Brown Coal | 31943.0229 | 33622.3333 | 33510.6409 | 34163.1789 | 34005.9179 | 32916.8752 | 33487.6524 | 32296.838 | 30181.503 | 28207.6565 | 24938.3919 | 22065.309 | 22405.3977 | 21840.6048 | 23124.3697 | 22800.6479 | 22212.2093 | 22718.682 | 23037.7463 | 22559.7499 | 22435.1748
|  | CCGT | 3143.0283 | 3139.0214 | 2998.6431 | 1929.7401 | 1932.15 | 1926.3581 | 1931.8718 | 1878.8398 | 1882.2559 | 1883.5552 | 1888.7261 | 2784.1182 | 2414.4852 | 1889.2502 | 3756.0949 | 2685.5966 | 6051.5138 | 3216.4403 | 3386.4077 | 5020.7505 | 2591.2742
|  | Peaking Gas+Liquids | 112.3664 | 94.9534 | 157.2595 | 57.7402 | 29.7692 | 9.2341 | 9.24 | 30.7044 | 37.6771 | 34.2586 | 46.9186 | 176.3537 | 83.2332 | 102.0307 | 231.8954 | 234.7484 | 1735.4684 | 597.5511 | 418.5887 | 1297.1895 | 250.3538
|  | Hydro | 15998.527 | 13174.8794 | 13065.5348 | 16241.0804 | 13757.0277 | 16079.2477 | 9213.3054 | 17346.91 | 15665.5855 | 12105.9164 | 15681.9832 | 14252.9265 | 13987.8148 | 16223.8653 | 14549.9798 | 16561.7843 | 9881.9196 | 17492.0676 | 15842.4178 | 12459.6362 | 15589.7331
|  | Dispatchable Storage | 175.5282 | 192.6524 | 168.2562 | 284.2603 | 636.5993 | 984.8616 | 1217.2385 | 978.8863 | 851.012 | 2290.3153 | 1185.6684 | 4605.4353 | 5743.5525 | 6036.628 | 10588.2376 | 11540.4811 | 11866.4992 | 12949.1342 | 12641.3409 | 14564.1753 | 16128.9957
|  | Behind the Meter Storage | 307.8815 | 349.5679 | 405.8046 | 466.0259 | 512.881 | 557.6824 | 589.0446 | 618.9552 | 689.9672 | 735.5756 | 736.7638 | 751.0907 | 775.1096 | 827.3416 | 915.6105 | 1017.6304 | 1099.4949 | 1182.6554 | 1259.4802 | 1340.918 | 1398.4534
|  | Wind | 29308.9544 | 30463.6819 | 30624.6739 | 31203.6789 | 35604.0044 | 37868.6412 | 37356.6208 | 43364.2451 | 46587.1096 | 46038.5175 | 48855.9918 | 50817.9441 | 50619.0483 | 51407.8262 | 67263.1287 | 72636.9302 | 82449.6308 | 84920.6736 | 83615.6097 | 82421.3481 | 83671.4218
|  | Solar | 12774.5275 | 15384.0507 | 14970.4559 | 15103.3844 | 15930.3378 | 17665.6727 | 21332.0124 | 18929.0083 | 20908.3476 | 22934.8791 | 23604.5526 | 36701.1816 | 36942.8218 | 36527.4254 | 45552.3591 | 45800.5123 | 48568.8341 | 42457.3732 | 46002.7678 | 51534.9477 | 53083.2408
|  | Distributed PV | 15453.3412 | 16385.4373 | 17152.0833 | 17654.0411 | 18090.5305 | 18517.819 | 18972.1167 | 19452.2496 | 19949.297 | 20396.7077 | 20892.9265 | 21567.867 | 22539.4136 | 23894.5703 | 25982.2296 | 27828.6794 | 29023.3593 | 30089.5636 | 31081.7733 | 32341.6811 | 33986.6993
Load (GWh)
|  | Dispatchable Storage Load | -215.4236 | -296.8112 | -266.3906 | -515.3632 | -885.6735 | -1432.3969 | -1873.8097 | -1429.8705 | -1330.8216 | -3122.0079 | -1676.2185 | -8002.8468 | -9293.5259 | -8910.0365 | -15040.8518 | -16166.9425 | -16870.2241 | -17757.632 | -17335.783 | -19879.9556 | -21859.2384
|  | Behind the Meter Storage Load | -362.042 | -411.0272 | -477.0041 | -548.0732 | -603.0302 | -655.6623 | -692.6181 | -727.6645 | -811.3993 | -864.8503 | -866.4242 | -883.1899 | -911.1896 | -973.0341 | -1076.5687 | -1196.4549 | -1292.9028 | -1390.5291 | -1481.3138 | -1576.6785 | -1644.6122
|  | DSP | 0.13821 | 0 | 0.14155 | 0.58213 | 0.60344 | 0 | 0.19709 | 0.22468 | 1.5746 | 0 | 0.27951 | 0.29761 | 0.80934 | 1.3079 | 3.1374 | 3.6727 | 1.5965 | 4.6428 | 4.6745 | 1.8156 | 4.5608
NEM generation by technology type
Select region | NEM
|  | As-generated generation (GWh) | 2021-22: 2021-22; 2022-23: 2031-32; 2023-24: 2041-42
|  | Black Coal | 2021-22: 97441.0801; 2022-23: 79722.233; 2023-24: 33225.2283
|  | Brown Coal | 2021-22: 31943.0229; 2022-23: 24938.3919; 2023-24: 22435.1748
|  | CCGT | 2021-22: 3143.0283; 2022-23: 1888.7261; 2023-24: 2591.2742
|  | Peaking Gas+Liquids | 2021-22: 112.3664; 2022-23: 46.9186; 2023-24: 250.3538
|  | Hydro | 2021-22: 15998.527; 2022-23: 15681.9832; 2023-24: 15589.7331
|  | Dispatchable Storage | 2021-22: 175.5282; 2022-23: 1185.6684; 2023-24: 16128.9957
|  | Behind the Meter Storage | 2021-22: 307.8815; 2022-23: 736.7638; 2023-24: 1398.4534
|  | Wind | 2021-22: 29308.9544; 2022-23: 48855.9918; 2023-24: 83671.4218
|  | Solar | 2021-22: 12774.5275; 2022-23: 23604.5526; 2023-24: 53083.2408
|  | Distributed PV | 2021-22: 15453.3412; 2022-23: 20892.9265; 2023-24: 33986.6993
Load (GWh)
|  | Dispatchable Storage Load | 2021-22: -215.4236; 2022-23: -1676.2185; 2023-24: -21859.2384
|  | Behind the Meter Storage Load | 2021-22: -362.042; 2022-23: -866.4242; 2023-24: -1644.6122
|  | DSP | 2021-22: 0.13821; 2022-23: 0.27951; 2023-24: 4.5608
NEM storage capacity by year
Select region | NEM
|  | Capacity (MW) | 2021-22 | 2022-23 | 2023-24 | 2024-25 | 2025-26 | 2026-27 | 2027-28 | 2028-29 | 2029-30 | 2030-31 | 2031-32 | 2032-33 | 2033-34 | 2034-35 | 2035-36 | 2036-37 | 2037-38 | 2038-39 | 2039-40 | 2040-41 | 2041-42
|  | Shallow Storage | 401.1822 | 401.1619 | 401.3446 | 452.0266 | 510.4308 | 570.5031 | 638.6263 | 712.2362 | 857.3763 | 869.6628 | 925.3277 | 993.8022 | 1001.556 | 1061.5768 | 1202.9576 | 2351.9903 | 2441.4326 | 4391.0622 | 4510.2231 | 4574.298 | 6454.4052
|  | Medium Storage | 810 | 830 | 830 | 830 | 830 | 830 | 830 | 830 | 830 | 830 | 830 | 830 | 2013.4375 | 2479.1165 | 4485.5133 | 4735.2072 | 5035.6493 | 5193.6611 | 5193.6611 | 5865.9093 | 5865.9093
|  | Deep Storage | 0 | 0 | 0 | 2040 | 2040 | 2040 | 2040 | 2040 | 2040 | 2040 | 2040 | 2040 | 2040 | 2040 | 2040 | 2040 | 2040 | 2040 | 2040 | 2040 | 2040
|  | Behind the Meter Storage | 444.7287 | 522.1652 | 606.7287 | 693.7488 | 759.2616 | 795.595 | 833.399 | 870.6424 | 1032.3762 | 1000.6238 | 1005.4321 | 1040.1259 | 1076.1938 | 1176.5966 | 1328.6811 | 1416.3921 | 1516.1836 | 1633.7332 | 1766.3699 | 1829.9223 | 1887.2111
NEM storage generation by year
Select region | NEM
|  | As-generated generation (GWh) | 2021-22 | 2022-23 | 2023-24 | 2024-25 | 2025-26 | 2026-27 | 2027-28 | 2028-29 | 2029-30 | 2030-31 | 2031-32 | 2032-33 | 2033-34 | 2034-35 | 2035-36 | 2036-37 | 2037-38 | 2038-39 | 2039-40 | 2040-41 | 2041-42
|  | Shallow Storage | 166.2474 | 161.7006 | 137.501 | 128.545 | 199.9622 | 266.377 | 296.3288 | 345.5017 | 326.4011 | 518.4965 | 412.5729 | 622.3321 | 658.1004 | 710.8137 | 814.0245 | 1439.2678 | 1470.6265 | 2497.9585 | 2563.4508 | 2595.5849 | 3560.2239
|  | Medium Storage | 9.2809 | 30.9517 | 30.7552 | 77.8322 | 39.2095 | 95.7349 | 252.1774 | 185.4135 | 242.5207 | 335.155 | 309.4382 | 869.9666 | 2038.6881 | 2268.2581 | 6608.0621 | 6901.0449 | 7211.5075 | 6997.3152 | 7168.8423 | 8986.3157 | 9179.4505
|  | Deep Storage | 0 | 0 | 0 | 77.8831 | 397.4276 | 622.7497 | 668.7323 | 447.9711 | 282.0902 | 1436.6638 | 463.6574 | 3113.1366 | 3046.764 | 3057.5563 | 3166.151 | 3200.1685 | 3184.3653 | 3453.8605 | 2909.0479 | 2982.2747 | 3389.3213
|  | Behind the Meter Storage | 307.8815 | 349.5679 | 405.8046 | 466.0259 | 512.881 | 557.6824 | 589.0446 | 618.9552 | 689.9672 | 735.5756 | 736.7638 | 751.0907 | 775.1096 | 827.3416 | 915.6105 | 1017.6304 | 1099.4949 | 1182.6554 | 1259.4802 | 1340.918 | 1398.4534
NEM dispatchable capacity built by year vs cumulative coal retirements
Select region | NEM
|  | Capacity Built (MW) | 2021-22 | 2022-23 | 2023-24 | 2024-25 | 2025-26 | 2026-27 | 2027-28 | 2028-29 | 2029-30 | 2030-31 | 2031-32 | 2032-33 | 2033-34 | 2034-35 | 2035-36 | 2036-37 | 2037-38 | 2038-39 | 2039-40 | 2040-41 | 2041-42
|  | CCGT | 0 | 0 | 0 | 0 | 0 | 0 | 0 | 0 | 0 | 0 | 0 | 0 | 0 | 0 | 0 | 0 | 0 | 0 | 0 | 0 | 0
|  | Peaking Gas+Liquids | 0 | 0 | 0 | 0 | 0 | 0 | 0 | 0 | 0 | 0 | 0 | 0 | 0 | 0 | 0 | 0 | 0 | 0 | 0 | 0 | 0
|  | Hydro | 0 | 0 | 0 | 0 | 0 | 0 | 0 | 0 | 0 | 0 | 390 | 390 | 390 | 390 | 390 | 390 | 390 | 390 | 390 | 390 | 390
|  | Shallow Storage | 40.9056 | 40.8853 | 41.068 | 91.75 | 150.1542 | 210.2265 | 278.3497 | 351.9596 | 497.0997 | 539.3862 | 595.0511 | 663.5256 | 726.2794 | 831.3002 | 972.681 | 2121.7137 | 2211.156 | 4160.7856 | 4279.9464 | 4344.0214 | 6224.1286
|  | Medium Storage | 0 | 20 | 20 | 20 | 20 | 20 | 20 | 20 | 20 | 20 | 20 | 20 | 1203.4375 | 1669.1165 | 3675.5133 | 3925.2072 | 4225.6493 | 4383.6611 | 4383.6611 | 5055.9093 | 5055.9093
|  | Deep Storage | 0 | 0 | 0 | 2040 | 2040 | 2040 | 2040 | 2040 | 2040 | 2040 | 2040 | 2040 | 2040 | 2040 | 2040 | 2040 | 2040 | 2040 | 2040 | 2040 | 2040
|  | DSP | -60.5153 | -18.6013 | 21.0437 | 62.3669 | 99.7107 | 141.2117 | 181.2106 | 226.8478 | 270.7193 | 314.3543 | 360.4223 | 402.7307 | 445.2893 | 493.6971 | 538.3017 | 588.4874 | 640.1664 | 689.3242 | 744.1184 | 797.0466 | 849.864
|  | New Interconnectors | 0 | 270 | 270 | 1170 | 1170 | 1170 | 1170 | 1170 | 1170 | 1170 | 1920 | 2742.5 | 2742.5 | 2742.5 | 6062.5 | 6062.5 | 6062.5 | 6062.5 | 6062.5 | 6062.5 | 6062.5
|  | Retired Coal | 0 | 475 | 1950 | 1950 | 1950 | 1950 | 1950 | 2650 | 4320 | 4670 | 5045 | 8300 | 8300 | 8300 | 12720 | 13420 | 14570 | 14570 | 14570 | 14570 | 14570
|  | Retired Dispatchable | 0 | 740 | 2420 | 2420 | 2420 | 2420 | 2420 | 3505 | 5175 | 5937.5 | 6312.5 | 9801.84 | 10318.84 | 10480.84 | 15830.84 | 16530.84 | 18296.24 | 18296.24 | 19379.64 | 19499.64 | 19499.64
Note: Capacity built in 2021-22 includes all capacity built since 2019-20
Emissions trajectory
|  | Emissions (Mt CO2-e) | Total | 2021-22 | 2022-23 | 2023-24 | 2024-25 | 2025-26 | 2026-27 | 2027-28 | 2028-29 | 2029-30 | 2030-31 | 2031-32 | 2032-33 | 2033-34 | 2034-35 | 2035-36 | 2036-37 | 2037-38 | 2038-39 | 2039-40 | 2040-41 | 2041-42
|  | Central (DP3) | 1992.8083 | 128.6999 | 128.1027 | 127.7748 | 124.5637 | 121.4488 | 115.8995 | 120.3304 | 109.2327 | 106.1392 | 108.8402 | 101.6171 | 90.8888 | 92.5592 | 90.2989 | 69.8788 | 64.4748 | 59.0115 | 58.3209 | 59.2077 | 59.1056 | 56.4132
NEM relative change in capacity by year
Select region | NEM
|  | Capacity (MW) | 2021-22 | 2022-23 | 2023-24 | 2024-25 | 2025-26 | 2026-27 | 2027-28 | 2028-29 | 2029-30 | 2030-31 | 2031-32 | 2032-33 | 2033-34 | 2034-35 | 2035-36 | 2036-37 | 2037-38 | 2038-39 | 2039-40 | 2040-41 | 2041-42
|  | Black Coal | 0 | -475 | -1950 | -1950 | -1950 | -1950 | -1950 | -2650 | -3970 | -3970 | -3970 | -6850 | -6850 | -6850 | -11270 | -11970 | -13120 | -13120 | -13120 | -13120 | -13120
|  | Brown Coal | 0 | 0 | 0 | 0 | 0 | 0 | 0 | 0 | -350 | -700 | -1075 | -1450 | -1450 | -1450 | -1450 | -1450 | -1450 | -1450 | -1450 | -1450 | -1450
|  | CCGT | 0 | -240 | -420 | -420 | -420 | -420 | -420 | -805 | -805 | -805 | -805 | -805 | -805 | -805 | -1605 | -1605 | -2134 | -2134 | -2777.4 | -2777.4 | -2777.4
|  | Peaking Gas+Liquids | 0 | 0 | 0 | 0 | 0 | 0 | 0 | 0 | 0 | -382.5 | -382.5 | -616.84 | -1078.84 | -1195.84 | -1325.84 | -1325.84 | -1325.84 | -1325.84 | -1765.84 | -1885.84 | -1885.84
|  | Hydro | 0 | 0 | 0 | 0 | 0 | 0 | 0 | 0 | 0 | 0 | 390 | 390 | 390 | 390 | 390 | 390 | 303.6 | 303.6 | 303.6 | 303.6 | 303.6
|  | Dispatchable Storage | 13.4703 | 33.45 | 33.6327 | 2124.3147 | 2182.7189 | 2242.7912 | 2310.9144 | 2384.5243 | 2529.6644 | 2541.9509 | 2597.6158 | 2666.0903 | 3857.2816 | 4382.9814 | 6530.759 | 7929.4856 | 8319.37 | 10427.0113 | 10546.1722 | 11282.4955 | 13162.6026
|  | Behind the Meter Storage | 53.881 | 131.3176 | 215.8811 | 302.9011 | 368.414 | 404.7474 | 442.5513 | 479.7948 | 641.5285 | 609.7762 | 614.5845 | 649.2783 | 685.3461 | 785.7489 | 937.8335 | 1025.5445 | 1125.336 | 1242.8856 | 1375.5222 | 1439.0746 | 1496.3634
|  | Wind | 0 | 1087.2 | 1087.2 | 1087.2 | 1656.9606 | 2387 | 2955.2242 | 4688.3719 | 5530.06 | 5484.06 | 5484.06 | 7294.459 | 7215.759 | 7215.759 | 11293.846 | 12724.4731 | 17065.2592 | 16456.2592 | 16326.3244 | 16248.5584 | 16200.2584
|  | Solar | 0 | 790 | 790 | 890 | 1050 | 1616.808 | 3005.4531 | 3254.725 | 3529.4204 | 4219.5197 | 4219.5197 | 8797.3979 | 9342.8721 | 9342.8721 | 12209.1976 | 12209.1976 | 13374.9301 | 13224.6301 | 13732.5886 | 15433.2519 | 15433.2519
|  | Distributed PV | 604.985 | 1189.733 | 1532.4367 | 1807.9092 | 2055.0949 | 2296.5696 | 2536.2501 | 2896.1895 | 3163.3811 | 3404.3797 | 3694.2547 | 4289.1407 | 5030.8105 | 6172.6101 | 7971.8845 | 8851.3619 | 9660.6799 | 10304.9643 | 10925.3353 | 12094.8553 | 13276.9253
|  | Dispatchable Capacity | 52.9549 | -600.1513 | -2215.3236 | -83.3184 | 12.4296 | 114.0029 | 222.1249 | -743.6279 | -2224.6163 | -2901.1948 | -2784.4619 | -6163.0189 | -5391.2692 | -4934.1615 | -8091.7793 | -7342.8669 | -8666.7036 | -6509.9045 | -7419.3494 | -6750.0979 | -4817.1734
|  | DSP | 39.4847 | 81.3987 | 121.0437 | 162.3669 | 199.7107 | 241.2117 | 281.2106 | 326.8478 | 370.7193 | 414.3543 | 460.4223 | 502.7307 | 545.2893 | 593.6971 | 638.3017 | 688.4874 | 740.1664 | 789.3242 | 844.1184 | 897.0466 | 949.864
NEM relative change in generation by year
Select region | NEM
|  | As-generated generation (GWh) | 2021-22 | 2022-23 | 2023-24 | 2024-25 | 2025-26 | 2026-27 | 2027-28 | 2028-29 | 2029-30 | 2030-31 | 2031-32 | 2032-33 | 2033-34 | 2034-35 | 2035-36 | 2036-37 | 2037-38 | 2038-39 | 2039-40 | 2040-41 | 2041-42
|  | Black Coal | 0 | -2888.0181 | -2294.715 | -5740.6046 | -8784.3498 | -13467.9107 | -9428.1914 | -19963.0893 | -20285.9523 | -14375.8314 | -17718.8471 | -25990.735 | -24282.8125 | -25781.4264 | -50231.5578 | -55446.4378 | -63944.6551 | -63058.2953 | -62396.6548 | -63349.6624 | -64215.8518
|  | Brown Coal | 0 | 1679.3105 | 1567.618 | 2220.156 | 2062.895 | 973.8524 | 1544.6296 | 353.8152 | -1761.5199 | -3735.3663 | -7004.631 | -9877.7138 | -9537.6252 | -10102.418 | -8818.6531 | -9142.3749 | -9730.8135 | -9224.3408 | -8905.2766 | -9383.273 | -9507.848
|  | CCGT | 0 | -4.0068 | -144.3852 | -1213.2882 | -1210.8783 | -1216.6702 | -1211.1564 | -1264.1884 | -1260.7724 | -1259.4731 | -1254.3022 | -358.9101 | -728.5431 | -1253.778 | 613.0666 | -457.4317 | 2908.4855 | 73.412 | 243.3794 | 1877.7222 | -551.7541
|  | Peaking Gas+Liquids | 0 | -17.413 | 44.8932 | -54.6262 | -82.5972 | -103.1323 | -103.1264 | -81.662 | -74.6892 | -78.1078 | -65.4477 | 63.9874 | -29.1331 | -10.3357 | 119.529 | 122.382 | 1623.102 | 485.1847 | 306.2223 | 1184.8232 | 137.9874
|  | Hydro | 0 | -2823.6476 | -2932.9923 | 242.5534 | -2241.4994 | 80.7207 | -6785.2217 | 1348.383 | -332.9416 | -3892.6106 | -316.5439 | -1745.6006 | -2010.7123 | 225.3383 | -1448.5472 | 563.2573 | -6116.6074 | 1493.5406 | -156.1092 | -3538.8909 | -408.7939
|  | Dispatchable Storage | 0 | 17.1241 | -7.272 | 108.7321 | 461.0711 | 809.3334 | 1041.7103 | 803.3581 | 675.4838 | 2114.7871 | 1010.1402 | 4429.9071 | 5568.0242 | 5861.0998 | 10412.7094 | 11364.9529 | 11690.971 | 12773.606 | 12465.8127 | 14388.647 | 15953.4675
|  | Behind the Meter Storage | 0 | 41.6864 | 97.9231 | 158.1444 | 204.9995 | 249.8009 | 281.1631 | 311.0737 | 382.0858 | 427.6941 | 428.8823 | 443.2092 | 467.2281 | 519.4601 | 607.7291 | 709.7489 | 791.6134 | 874.774 | 951.5987 | 1033.0365 | 1090.5719
|  | Wind | 0 | 1154.7275 | 1315.7195 | 1894.7245 | 6295.05 | 8559.6868 | 8047.6663 | 14055.2907 | 17278.1552 | 16729.5631 | 19547.0374 | 21508.9897 | 21310.0939 | 22098.8717 | 37954.1743 | 43327.9758 | 53140.6764 | 55611.7192 | 54306.6553 | 53112.3937 | 54362.4674
|  | Solar | 0 | 2609.5231 | 2195.9284 | 2328.8569 | 3155.8102 | 4891.1451 | 8557.4849 | 6154.4807 | 8133.82 | 10160.3516 | 10830.025 | 23926.654 | 24168.2942 | 23752.8978 | 32777.8316 | 33025.9847 | 35794.3066 | 29682.8456 | 33228.2403 | 38760.4202 | 40308.7133
|  | Distributed PV | 0 | 932.0961 | 1698.7421 | 2200.6999 | 2637.1893 | 3064.4777 | 3518.7755 | 3998.9083 | 4495.9558 | 4943.3665 | 5439.5852 | 6114.5258 | 7086.0724 | 8441.2291 | 10528.8883 | 12375.3381 | 13570.018 | 14636.2224 | 15628.4321 | 16888.3398 | 18533.358
|  | DSP | 0 | -0.13821 | 0.0033321 | 0.44392 | 0.46522 | -0.13821 | 0.058873 | 0.086467 | 1.4363 | -0.13821 | 0.1413 | 0.15939 | 0.67112 | 1.1696 | 2.9991 | 3.5345 | 1.4583 | 4.5046 | 4.5363 | 1.6774 | 4.4226

## Comparison 1 vs 2
Comparison - Central (Counterfactual) vs. Central (DP3)
Notes
1. The discount rate used for calculation is 5.9%
2. The top-most chart showing the difference in annual net market benefits presents Case 2 minus Case 1. A positive value indicates the net benefits of Case 2, while a negative value indicates the net benefits of Case 1
3. All other charts present Case 1 minus Case 2
Case 1 | Central (Counterfactual)
Case 2 | Central (DP3)
NEM difference in annual net market benefits
Select region | NEM
|  | Real June 2019 dollars ($m) | NPV | 2021-22 | 2022-23 | 2023-24 | 2024-25 | 2025-26 | 2026-27 | 2027-28 | 2028-29 | 2029-30 | 2030-31 | 2031-32 | 2032-33 | 2033-34 | 2034-35 | 2035-36 | 2036-37 | 2037-38 | 2038-39 | 2039-40 | 2040-41 | 2041-42
|  | Capex | 675.8686 | 0 | 0 | 0 | 36.1436 | 40.5426 | 47.3084 | 65.0216 | 94.4133 | 237.5029 | 231.3206 | 291.3523 | 261.0091 | 212.7372 | 290.0973 | 338.2561 | 233.4616 | -122.2575 | -182.3301 | -144.3326 | -460.1189 | -526.4767
|  | FOM | 669.0702 | -3.0013e-11 | -3.8335e-09 | -3.638e-11 | 1.3171 | 1.3748 | 2.621 | 6.8369 | 8.879 | 12.9107 | 9.1387 | -2.4601 | -82.0114 | -79.8836 | -74.9818 | 182.279 | 325.1737 | 550.0007 | 895.7213 | 398.256 | 154.2395 | -264.7637
|  | Fuel | 10136.428 | -8.7989e-05 | 6.0577 | 8.7923 | 117.384 | 132.8638 | 148.8012 | 118.1489 | 165.9568 | 167.9529 | 198.6467 | 215.4291 | 1688.4936 | 1681.4376 | 1574.4954 | 1875.0912 | 2236.3445 | 3682.0389 | 3440.6203 | 3733.5003 | 4178.8667 | 4353.1949
|  | VOM | 521.9313 | 0.00028129 | -0.36766 | -0.12068 | -1.2732 | -0.79804 | -3.6003 | -3.8356 | -1.8349 | -0.33894 | 0.1116 | -2.2243 | 61.3367 | 54.8004 | 65.3255 | 119.7733 | 139.6291 | 214.9946 | 201.3307 | 235.8279 | 271.5209 | 279.515
|  | REZ | -739.7631 | 0 | -0.41947 | -0.41948 | -0.41947 | -0.41947 | -0.41947 | -0.41948 | -11.0241 | -30.698 | -30.698 | -30.698 | -30.2785 | -30.2785 | -30.2785 | -137.3808 | -140.209 | -326.4598 | -326.4598 | -353.7747 | -409.2507 | -409.2507
|  | DSP+USE | 124.3691 | 4.1105e-08 | 0 | 3.4048 | 11.0191 | 10.0215 | 0 | 2.8972 | 6.1291 | 23.146 | 0 | 4.1088 | 4.3748 | 2.8533 | -6.1009 | 13.6456 | 43.7041 | 11.0136 | 68.2489 | 71.9389 | 5.1864 | 67.0443
|  | Rehab | -9.5805 | 0 | 0 | 0 | 0 | 0 | 0 | 0 | 0 | 1.6254e-09 | -1.6255e-09 | 0 | 0 | 0 | 0 | -3.4228 | -2.7172 | -6.3615 | -9.9341 | -4.1272 | -2.7708 | 0
|  | Interconnectors | -3814.0055 | 0 | -7.6188 | -7.6188 | -137.1141 | -289.491 | -289.491 | -289.491 | -289.491 | -289.491 | -289.491 | -423.365 | -576.8303 | -576.8303 | -576.8303 | -785.4415 | -785.4415 | -785.4415 | -785.4415 | -785.4415 | -785.4415 | -785.4415
|  | Net benefits | 7564.3181 | 0.00019335 | -2.3483 | 4.0381 | 27.057 | -105.9058 | -94.78 | -100.8416 | -26.9718 | 120.9846 | 119.0286 | 52.1429 | 1326.094 | 1264.8362 | 1241.7268 | 1602.8002 | 2049.9453 | 3217.5276 | 3301.7557 | 3151.8471 | 2952.2317 | 2713.8218
*Net present value as at 1 July 2019
Note 1: DSP may include unserved energy below the current reliability standard
NEM difference in capacity by year
Select region | NEM
|  | Capacity (MW) | 2021-22 | 2022-23 | 2023-24 | 2024-25 | 2025-26 | 2026-27 | 2027-28 | 2028-29 | 2029-30 | 2030-31 | 2031-32 | 2032-33 | 2033-34 | 2034-35 | 2035-36 | 2036-37 | 2037-38 | 2038-39 | 2039-40 | 2040-41 | 2041-42
|  | Black Coal | 0 | 0 | 0 | 0 | 0 | 0 | 0 | 0 | 0 | 0 | 0 | 0 | 0 | 0 | 0 | 0 | 0 | 0 | 0 | 0 | 0
|  | Brown Coal | 0 | 0 | 0 | 0 | 0 | 0 | 0 | 0 | -9.9999e-09 | 0 | 0 | 0 | 0 | 0 | 0 | 0 | 0 | 0 | 0 | 0 | 0
|  | CCGT | 0 | 0 | 0 | 0 | 0 | 0 | 0 | 0 | 0 | 0 | 0 | 0 | 0 | 0 | 0 | 0 | 0 | 0 | 0 | 0 | 0
|  | Peaking Gas+Liquids | 0 | 0 | 0 | 312.2061 | 312.2061 | 312.2061 | 312.2061 | 582.9282 | 1820.258 | 1820.258 | 1820.258 | 4122.4837 | 4122.4837 | 4327.205 | 5285.2205 | 6378.8763 | 7343.4656 | 7875.5305 | 8034.0922 | 8034.0922 | 8738.322
|  | Hydro | 0 | 0 | 0 | 0 | 0 | 0 | 0 | 0 | 0 | 0 | -390 | -390 | -390 | -390 | -390 | -390 | -390 | -390 | -390 | -390 | -390
|  | Dispatchable Storage | 0 | 0 | 0 | 0 | 39.9037 | 39.9037 | 39.9037 | 39.9037 | 39.9037 | 262.1058 | 711.2677 | 1103.5074 | 305.0206 | 660.77 | 533.8907 | -286.156 | 343.6456 | -1483.3419 | -909.4843 | -1581.7325 | -3366.3345
|  | Behind the Meter Storage | 0 | 0 | 0 | 0 | 0 | 0 | 0 | 0 | 0 | 0 | 0 | 0 | 0 | 0 | 0 | 0 | 0 | 0 | 0 | 0 | 0
|  | Wind | 0 | 0 | 0 | 0 | 0 | 0 | 26.3217 | 114.1017 | -92.409 | -92.409 | -92.409 | -761.366 | -961.366 | -961.366 | 660.047 | -623.0801 | -4177.0662 | -3568.0662 | -3578.9319 | -3873.239 | -3873.239
|  | Solar | 0 | 0 | 0 | 0 | 0 | 86.2839 | 279.2414 | 90.7701 | 484.8618 | 179.2143 | 429.0701 | -3484.7771 | -2217.7512 | -2217.7512 | -5084.0768 | -5084.0768 | -6249.8093 | -6099.5093 | -6607.4678 | -8308.1311 | -8308.1311
|  | Distributed PV | 0 | 0 | 0 | 0 | 0 | 0 | 0 | 0 | 0 | 0 | 0 | 0 | 0 | 0 | 0 | 0 | 0 | 0 | 0 | 0 | 0
|  | Dispatchable Capacity | 0 | 0 | 0 | 312.2061 | 352.1098 | 352.1098 | 352.1098 | 622.8319 | 1860.1617 | 2082.3638 | 2141.5257 | 4835.9911 | 4037.5043 | 4597.975 | 5429.1112 | 5702.7203 | 7297.1112 | 6002.1886 | 6734.608 | 6062.3597 | 4981.9875
|  | DSP | 0 | 0 | 0 | 0 | 0 | 0 | 0 | 0 | 0 | 0 | 0 | 0 | 0 | 0 | 0 | 0 | 0 | 0 | 0 | 0 | 0
NEM difference in generation by year
Select region | NEM
|  | As-generated generation (GWh) | 2021-22 | 2022-23 | 2023-24 | 2024-25 | 2025-26 | 2026-27 | 2027-28 | 2028-29 | 2029-30 | 2030-31 | 2031-32 | 2032-33 | 2033-34 | 2034-35 | 2035-36 | 2036-37 | 2037-38 | 2038-39 | 2039-40 | 2040-41 | 2041-42
|  | Black Coal | 2.6576e-06 | 412.2584 | 491.0507 | 908.1642 | 1673.6378 | 2476.3039 | 646.452 | 2124.0275 | 1575.3116 | 1987.3705 | 3123.1501 | -2591.7269 | -3433.7926 | -1622.6617 | 314.0075 | 2117.6118 | 4385.6841 | 3700.7352 | 3053.2785 | 4019.6144 | 4911.5005
|  | Brown Coal | 0.06572 | -381.7334 | -395.6186 | -1851.9645 | -2456.1607 | -3009.3494 | -1956.8939 | -3320.9432 | -1906.5035 | -1727.8141 | -2257.7715 | 85.4248 | -848.4163 | -1418.1696 | -2755.1818 | -2329.196 | -243.2004 | -1777.8518 | -868.6233 | 194.2282 | -1614.5756
|  | CCGT | 4.1989e-08 | -0.043254 | -0.51136 | 1100.7148 | 917.3859 | 866.3713 | 1000.8514 | 1076.641 | 993.8561 | 966.4248 | 786.7665 | 7963.4644 | 8055.1369 | 7638.9095 | 5371.5731 | 7474.9964 | 6630.1523 | 9550.4433 | 7069.0888 | 5348.9994 | 7819.8987
|  | Peaking Gas+Liquids | 8.3669e-08 | 1.8136 | 2.7213 | 134.3707 | 158.9213 | 134.706 | 152.6823 | 169.2277 | 213.7919 | 195.7038 | 177.3621 | 6495.4587 | 6719.3975 | 6272.9404 | 9695.5464 | 10758.0658 | 20064.6444 | 17270.5035 | 21208.3125 | 24870.697 | 24620.6197
|  | Hydro | 9.3054e-08 | -17.6636 | -28.0174 | -181.8283 | -31.0011 | -350.5552 | -86.6012 | -64.4139 | -38.3892 | -109.823 | -543.0123 | -1583.8175 | -1693.0614 | -1399.3304 | -1148.4762 | -1944.1388 | -1235.8428 | -1165.1725 | -940.2262 | -1091.718 | -1666.6876
|  | Dispatchable Storage | 0.59434 | -2.6597 | 1.9486 | -35.3105 | -173.0289 | -342.4473 | -284.3125 | -321.3564 | 22.8994 | 440.8227 | 854.3262 | -2235.8427 | -2969.1034 | -2485.7514 | -2216.6692 | -2577.3787 | -3438.4853 | -4630.7046 | -3952.5223 | -6126.8542 | -7001.8522
|  | Behind the Meter Storage | 0 | 0 | 0 | 0 | 0 | 0 | 0 | 0 | 0 | 0 | 0 | 0 | 0 | 0 | 0 | 0 | 0 | 0 | 0 | 0 | 0
|  | Wind | 2.0978e-07 | -74.4048 | -73.0141 | -367.6139 | -600.3669 | -803.0384 | -776.3094 | -721.9946 | -2074.5343 | -1994.5321 | -2346.6712 | -3541.5411 | -4949.9452 | -4893.8802 | 295.1496 | -4170.8103 | -15876.1316 | -15882.1816 | -15758.7861 | -15342.2543 | -15376.7806
|  | Solar | 0 | 0 | 0 | -44.0455 | -32.3209 | 148.769 | 569.1513 | 15.2074 | 931.6805 | 354.6048 | 945.2334 | -9624.8313 | -6908.042 | -6697.9436 | -14573.9773 | -14775.9686 | -17449.8345 | -15220.8912 | -17188.3694 | -22213.0183 | -23141.1368
|  | Distributed PV | 0 | 0 | 0 | 0 | 0 | 0 | 0 | 0 | 0 | 0 | 0 | 0 | 0 | 0 | 0 | 0 | 0 | 0 | 0 | 0 | 0
Load (GWh)
|  | Dispatchable Storage Load | 0.72973 | -26.0846 | -18.5657 | -134.0636 | -298.3075 | -555.1753 | -485.7752 | -480.7346 | 31.9921 | 436.8828 | 948.6644 | -4975.7193 | -5788.7732 | -4413.9874 | -3922.1478 | -4333.2683 | -6099.1584 | -7048.9274 | -6270.5562 | -9210.889 | -10316.558 |  | #REF!
|  | Behind the Meter Storage Load | 0 | 0 | 0 | 0 | 0 | 0 | 0 | 0 | 0 | 0 | 0 | 0 | 0 | 0 | 0 | 0 | 0 | 0 | 0 | 0 | 0
|  | DSP | 0 | 0 | 0 | 0 | 0 | 0 | 0 | 0 | 0 | 0 | 0 | 0 | 0 | 0 | 0 | 0 | 0 | 0 | 0 | 0 | 0
NEM differences in generation by technology type
Select region | NEM
|  | As-generated generation (GWh) | 2021-22: 2021-22; 2022-23: 2031-32; 2023-24: 2041-42
|  | Black Coal | 2021-22: 2.6576e-06; 2022-23: 3123.1501; 2023-24: 4911.5005
|  | Brown Coal | 2021-22: 0.06572; 2022-23: -2257.7715; 2023-24: -1614.5756
|  | CCGT | 2021-22: 4.1989e-08; 2022-23: 786.7665; 2023-24: 7819.8987
|  | Peaking Gas+Liquids | 2021-22: 8.3669e-08; 2022-23: 177.3621; 2023-24: 24620.6197
|  | Hydro | 2021-22: 9.3054e-08; 2022-23: -543.0123; 2023-24: -1666.6876
|  | Dispatchable Storage | 2021-22: 0.59434; 2022-23: 854.3262; 2023-24: -7001.8522
|  | Behind the Meter Storage | 2021-22: 0; 2022-23: 0; 2023-24: 0
|  | Wind | 2021-22: 2.0978e-07; 2022-23: -2346.6712; 2023-24: -15376.7806
|  | Solar | 2021-22: 0; 2022-23: 945.2334; 2023-24: -23141.1368
|  | Distributed PV | 2021-22: 0; 2022-23: 0; 2023-24: 0
Load (GWh)
|  | Dispatchable Storage Load | 2021-22: 0.72973; 2022-23: 948.6644; 2023-24: -10316.558
|  | Behind the Meter Storage Load | 2021-22: 0; 2022-23: 0; 2023-24: 0
|  | DSP | 2021-22: 0; 2022-23: 0; 2023-24: 0
NEM differences in storage capacity by year
Select region | NEM
|  | Capacity (MW) | 2021-22 | 2022-23 | 2023-24 | 2024-25 | 2025-26 | 2026-27 | 2027-28 | 2028-29 | 2029-30 | 2030-31 | 2031-32 | 2032-33 | 2033-34 | 2034-35 | 2035-36 | 2036-37 | 2037-38 | 2038-39 | 2039-40 | 2040-41 | 2041-42
|  | Shallow Storage | 0 | 0 | 0 | 0 | 0.70892 | 0.70892 | 0.70892 | 0.70892 | 0.70892 | 222.9111 | 587.4187 | 617.1786 | 877.7208 | 877.7208 | 877.7208 | -184.3687 | -184.3687 | -2028.7879 | -2028.7879 | -2028.7879 | -3813.3899
|  | Medium Storage | 0 | 0 | 0 | 0 | 39.1947 | 39.1947 | 39.1947 | 39.1947 | 39.1947 | 39.1947 | 123.849 | 486.3289 | -572.7002 | -333.2729 | -460.1522 | -218.1093 | 411.6922 | 319.0605 | 850.7552 | 178.5069 | 178.5069
|  | Deep Storage | 0 | 0 | 0 | 0 | 0 | 0 | 0 | 0 | 0 | 0 | 0 | 0 | 0 | 116.3221 | 116.3221 | 116.3221 | 116.3221 | 226.3855 | 268.5484 | 268.5484 | 268.5484
|  | Behind the Meter Storage | 0 | 0 | 0 | 0 | 0 | 0 | 0 | 0 | 0 | 0 | 0 | 0 | 0 | 0 | 0 | 0 | 0 | 0 | 0 | 0 | 0
NEM differences in storage generation by year
Select region | NEM
|  | As-generated generation (GWh) | 2021-22 | 2022-23 | 2023-24 | 2024-25 | 2025-26 | 2026-27 | 2027-28 | 2028-29 | 2029-30 | 2030-31 | 2031-32 | 2032-33 | 2033-34 | 2034-35 | 2035-36 | 2036-37 | 2037-38 | 2038-39 | 2039-40 | 2040-41 | 2041-42
|  | Shallow Storage | 0.59434 | -1.592 | 2.1159 | 37.3626 | -1.1966 | -29.2518 | 21.7654 | -90.4192 | 63.3796 | 119.3294 | 406.014 | 232.8041 | 234.9743 | 141.6156 | 280.3465 | -291.5523 | -500.1408 | -1448.8654 | -1539.7325 | -1601.0477 | -2447.6364
|  | Medium Storage | 7.2288e-09 | -1.0677 | -0.16733 | -24.798 | 31.3105 | 28.5929 | 27.0412 | 16.9925 | 85.85 | 87.6055 | 312.7066 | 514.2552 | -250.8905 | -11.91 | -1284.8513 | -893.3924 | -716.3778 | -1126.9196 | -637.8451 | -2498.6752 | -2157.9162
|  | Deep Storage | 0 | 0 | 0 | -47.875 | -203.1428 | -341.7884 | -333.1191 | -247.9298 | -126.3302 | 233.8878 | 135.6056 | -2982.902 | -2953.1872 | -2615.4569 | -1212.1643 | -1392.434 | -2221.9666 | -2054.9196 | -1774.9446 | -2027.1314 | -2396.2997
|  | Behind the Meter Storage | 0 | 0 | 0 | 0 | 0 | 0 | 0 | 0 | 0 | 0 | 0 | 0 | 0 | 0 | 0 | 0 | 0 | 0 | 0 | 0 | 0
NEM differences in dispatchable capacity built by year vs cumulative coal retirements
Select region | NEM
|  | Capacity Built (MW) | 2021-22 | 2022-23 | 2023-24 | 2024-25 | 2025-26 | 2026-27 | 2027-28 | 2028-29 | 2029-30 | 2030-31 | 2031-32 | 2032-33 | 2033-34 | 2034-35 | 2035-36 | 2036-37 | 2037-38 | 2038-39 | 2039-40 | 2040-41 | 2041-42
|  | CCGT | 0 | 0 | 0 | 0 | 0 | 0 | 0 | 0 | 0 | 0 | 0 | 0 | 0 | 0 | 0 | 0 | 0 | 0 | 0 | 0 | 0
|  | Peaking Gas+Liquids | 0 | 0 | 0 | 312.2061 | 312.2061 | 312.2061 | 312.2061 | 582.9282 | 1820.258 | 1820.258 | 1820.258 | 4122.4837 | 4122.4837 | 4327.205 | 5285.2205 | 6378.8763 | 7343.4656 | 7875.5305 | 8034.0922 | 8034.0922 | 8738.322
|  | Hydro | 0 | 0 | 0 | 0 | 0 | 0 | 0 | 0 | 0 | 0 | -390 | -390 | -390 | -390 | -390 | -390 | -390 | -390 | -390 | -390 | -390
|  | Shallow Storage | 0 | 0 | 0 | 0 | 0.70892 | 0.70892 | 0.70892 | 0.70892 | 0.70892 | 222.9111 | 587.4187 | 617.1786 | 877.7208 | 877.7208 | 877.7208 | -184.3687 | -184.3687 | -2028.7879 | -2028.7879 | -2028.7879 | -3813.3899
|  | Medium Storage | 0 | 0 | 0 | 0 | 39.1947 | 39.1947 | 39.1947 | 39.1947 | 39.1947 | 39.1947 | 123.849 | 486.3289 | -572.7002 | -333.2729 | -460.1522 | -218.1093 | 411.6922 | 319.0605 | 850.7552 | 178.5069 | 178.5069
|  | Deep Storage | 0 | 0 | 0 | 0 | 0 | 0 | 0 | 0 | 0 | 0 | 0 | 0 | 0 | 116.3221 | 116.3221 | 116.3221 | 116.3221 | 226.3855 | 268.5484 | 268.5484 | 268.5484
|  | DSP | 0 | 0 | 0 | 0 | 0 | 0 | 0 | 0 | 0 | 0 | 0 | 0 | 0 | 0 | 0 | 0 | 0 | 0 | 0 | 0 | 0
|  | New Interconnectors | 0 | -85 | -85 | -985 | -985 | -985 | -985 | -985 | -985 | -985 | -1735 | -2557.5 | -2557.5 | -2557.5 | -5877.5 | -5877.5 | -5877.5 | -5877.5 | -5877.5 | -5877.5 | -5877.5
|  | Retired Coal | 0 | 0 | 0 | 0 | 0 | 0 | 0 | 0 | 9.9999e-09 | 0 | 0 | 0 | 0 | 0 | 0 | 0 | 0 | 0 | 0 | 0 | 0
|  | Retired Dispatchable | 0 | 0 | 0 | 0 | 0 | 0 | 0 | 0 | 9.9999e-09 | 0 | 0 | 0 | 0 | 0 | 0 | 0 | 0 | 0 | 0 | 0 | 0
Note: Capacity built in 2021-22 includes all capacity built since 2019-20
Emissions trajectory comparison
|  | Emissions (Mt CO2-e) | Total | 2021-22 | 2022-23 | 2023-24 | 2024-25 | 2025-26 | 2026-27 | 2027-28 | 2028-29 | 2029-30 | 2030-31 | 2031-32 | 2032-33 | 2033-34 | 2034-35 | 2035-36 | 2036-37 | 2037-38 | 2038-39 | 2039-40 | 2040-41 | 2041-42
|  | Central (Counterfactual) | 2133.8401 | 128.6999 | 128.0188 | 127.7417 | 123.8794 | 120.6698 | 115.0669 | 119.2529 | 107.8895 | 106.014 | 109.352 | 102.4479 | 97.4331 | 97.4534 | 95.5771 | 76.7745 | 75.2103 | 80.8093 | 77.0721 | 79.8898 | 83.7754 | 80.8126
|  | Central (DP3) | 1992.8083 | 128.6999 | 128.1027 | 127.7748 | 124.5637 | 121.4488 | 115.8995 | 120.3304 | 109.2327 | 106.1392 | 108.8402 | 101.6171 | 90.8888 | 92.5592 | 90.2989 | 69.8788 | 64.4748 | 59.0115 | 58.3209 | 59.2077 | 59.1056 | 56.4132

## Capacity_1
Installed capacity by technology (MW) - Central (Counterfactual)
Capacity calculated on 1 July. Years are financial year ending. In early study years some wind and solar projects enter later in the financial year and are reflected in the following financial year's capacity.
Region | Technology | Existing+Committed in 2021 | 2022 | 2023 | 2024 | 2025 | 2026 | 2027 | 2028 | 2029 | 2030 | 2031 | 2032 | 2033 | 2034 | 2035 | 2036 | 2037 | 2038 | 2039 | 2040 | 2041 | 2042
NEM | Black Coal | 18336 | 18336 | 17861 | 16386 | 16386 | 16386 | 16386 | 16386 | 15686 | 14366 | 14366 | 14366 | 11486 | 11486 | 11486 | 7066 | 6366 | 5216 | 5216 | 5216 | 5216 | 5216
NEM | Brown Coal | 4820 | 4820 | 4820 | 4820 | 4820 | 4820 | 4820 | 4820 | 4820 | 4470 | 4120 | 3745 | 3370 | 3370 | 3370 | 3370 | 3370 | 3370 | 3370 | 3370 | 3370 | 3370
NEM | CCGT | 4285.9 | 4285.9 | 4045.9 | 3865.9 | 3865.9 | 3865.9 | 3865.9 | 3865.9 | 3480.9 | 3480.9 | 3480.9 | 3480.9 | 3480.9 | 3480.9 | 3480.9 | 2680.9 | 2680.9 | 2151.9 | 2151.9 | 1508.5 | 1508.5 | 1508.5
NEM | Peaking Gas+Liquids | 6812.873 | 6812.873 | 6812.873 | 6812.873 | 7125.0791 | 7125.0791 | 7125.0791 | 7125.0791 | 7395.8012 | 8633.131 | 8250.631 | 8250.631 | 10318.5167 | 9856.5167 | 9944.238 | 10772.2535 | 11865.9093 | 12830.4986 | 13362.5635 | 13081.1252 | 12961.1252 | 13665.355
NEM | Hydro | 6906.5 | 6906.5 | 6906.5 | 6906.5 | 6906.5 | 6906.5 | 6906.5 | 6906.5 | 6906.5 | 6906.5 | 6906.5 | 6906.5 | 6906.5 | 6906.5 | 6906.5 | 6906.5 | 6906.5 | 6820.1 | 6820.1 | 6820.1 | 6820.1 | 6820.1
NEM | Dispatchable Storage | 1197.7119 | 1211.1822 | 1231.1619 | 1231.3446 | 3322.0266 | 3420.3345 | 3480.4068 | 3548.5299 | 3622.1398 | 3767.28 | 4001.7686 | 4506.5954 | 4967.3097 | 5360.0141 | 6241.4633 | 8262.3616 | 8841.0416 | 9860.7274 | 10141.3814 | 10834.3999 | 10898.4749 | 10993.9799
NEM | Behind the Meter Storage | 390.8477 | 444.7287 | 522.1652 | 606.7287 | 693.7488 | 759.2616 | 795.595 | 833.399 | 870.6424 | 1032.3762 | 1000.6238 | 1005.4321 | 1040.1259 | 1076.1938 | 1176.5966 | 1328.6811 | 1416.3921 | 1516.1836 | 1633.7332 | 1766.3699 | 1829.9223 | 1887.2111
NEM | Wind | 9005.458 | 9005.458 | 10092.658 | 10092.658 | 10092.658 | 10662.4186 | 11392.458 | 11987.0039 | 13807.9315 | 14443.109 | 14397.109 | 14397.109 | 15538.551 | 15259.851 | 15259.851 | 20959.351 | 21106.851 | 21893.651 | 21893.651 | 21752.8505 | 21380.7774 | 21332.4774
NEM | Solar | 5151.711 | 5151.711 | 5941.711 | 5941.711 | 6041.711 | 6201.711 | 6854.8029 | 8436.4055 | 8497.2061 | 9165.9932 | 9550.445 | 9800.3007 | 10464.3318 | 12276.8318 | 12276.8318 | 12276.8318 | 12276.8318 | 12276.8318 | 12276.8318 | 12276.8318 | 12276.8318 | 12276.8318
NEM | Distributed PV | 10577.5784 | 11182.5634 | 11767.3114 | 12110.0151 | 12385.4875 | 12632.6732 | 12874.148 | 13113.8285 | 13473.7679 | 13740.9594 | 13981.9581 | 14271.833 | 14866.7191 | 15608.3889 | 16750.1885 | 18549.4629 | 19428.9402 | 20238.2583 | 20882.5426 | 21502.9137 | 22672.4336 | 23854.5037
Total |  | 67484.58 | 68156.9163 | 70001.2805 | 68773.7304 | 71639.1111 | 72779.8781 | 74500.8898 | 77022.6459 | 78560.889 | 80006.2489 | 80055.9355 | 80730.3014 | 82438.9542 | 84681.1963 | 86892.5691 | 92172.342 | 94259.3661 | 96174.1508 | 97748.7036 | 98129.091 | 98934.1652 | 100924.9589
NEM | DSP | 442.51 | 481.9947 | 523.9087 | 563.5537 | 604.8769 | 642.2207 | 683.7217 | 723.7206 | 769.3578 | 813.2293 | 856.8643 | 902.9323 | 945.2407 | 987.7993 | 1036.2071 | 1080.8117 | 1130.9974 | 1182.6764 | 1231.8342 | 1286.6284 | 1339.5566 | 1392.374
Total including DSP |  | 67927.09 | 68638.9109 | 70525.1892 | 69337.2841 | 72243.988 | 73422.0988 | 75184.6115 | 77746.3665 | 79330.2468 | 80819.4781 | 80912.7998 | 81633.2337 | 83384.1949 | 85668.9956 | 87928.7762 | 93253.1537 | 95390.3635 | 97356.8273 | 98980.5377 | 99415.7194 | 100273.7218 | 102317.333
Region | Technology | Existing+Committed in 2021 | 2022 | 2023 | 2024 | 2025 | 2026 | 2027 | 2028 | 2029 | 2030 | 2031 | 2032 | 2033 | 2034 | 2035 | 2036 | 2037 | 2038 | 2039 | 2040 | 2041 | 2042
NSW | Black Coal | 10210 | 10210 | 9735 | 8260 | 8260 | 8260 | 8260 | 8260 | 8260 | 6940 | 6940 | 6940 | 4060 | 4060 | 4060 | 1320 | 1320 | 1320 | 1320 | 1320 | 1320 | 1320
NSW | Brown Coal | 0 | 0 | 0 | 0 | 0 | 0 | 0 | 0 | 0 | 0 | 0 | 0 | 0 | 0 | 0 | 0 | 0 | 0 | 0 | 0 | 0 | 0
NSW | CCGT | 440 | 440 | 440 | 440 | 440 | 440 | 440 | 440 | 440 | 440 | 440 | 440 | 440 | 440 | 440 | 440 | 440 | 440 | 440 | 440 | 440 | 440
NSW | Peaking Gas+Liquids | 1561.233 | 1561.233 | 1561.233 | 1561.233 | 1561.233 | 1561.233 | 1561.233 | 1561.233 | 1831.9551 | 3069.2849 | 3069.2849 | 3069.2849 | 5371.5106 | 5371.5106 | 5576.2318 | 6484.2474 | 7577.9031 | 7577.9031 | 7867.3867 | 8025.9485 | 8025.9485 | 8730.1783
NSW | Hydro | 2285 | 2285 | 2285 | 2285 | 2285 | 2285 | 2285 | 2285 | 2285 | 2285 | 2285 | 2285 | 2285 | 2285 | 2285 | 2285 | 2285 | 2285 | 2285 | 2285 | 2285 | 2285
NSW | Dispatchable Storage | 273.3575 | 280.5403 | 282.7449 | 284.5264 | 2347.1685 | 2372.8062 | 2399.0398 | 2428.929 | 2462.4971 | 2527.943 | 2544.5716 | 2589.8195 | 2648.8438 | 2936.3928 | 3161.3553 | 3219.7341 | 3254.0302 | 3291.1343 | 3333.8053 | 3381.3781 | 3405.8933 | 3428.6425
NSW | Behind the Meter Storage | 133.43 | 162.1612 | 200.7871 | 242.6292 | 287.5949 | 319.6657 | 337.6342 | 356.018 | 376.3052 | 451.1476 | 434.2345 | 439.4556 | 453.6777 | 468.9166 | 509.2789 | 571.5192 | 605.359 | 646.613 | 694.0331 | 746.6493 | 770.3946 | 791.5885
NSW | Wind | 1639.46 | 1639.46 | 1866.46 | 1866.46 | 1866.46 | 1866.46 | 1866.46 | 1866.46 | 1866.46 | 1867.46 | 1867.46 | 1867.46 | 2517.3226 | 2517.3226 | 2517.3226 | 7997.3226 | 7997.3226 | 7997.3226 | 7997.3226 | 7997.3226 | 7890.5226 | 7842.2226
NSW | Solar | 1837.317 | 1837.317 | 2217.317 | 2217.317 | 2217.317 | 2217.317 | 2303.6009 | 2502.4544 | 2502.4544 | 2502.4544 | 2502.4544 | 2502.4544 | 2502.4544 | 2502.4544 | 2502.4544 | 2502.4544 | 2502.4544 | 2502.4544 | 2502.4544 | 2502.4544 | 2502.4544 | 2502.4544
NSW | Distributed PV | 2774.0673 | 2995.2711 | 3223.0557 | 3332.0398 | 3405.5028 | 3462.2765 | 3514.9687 | 3565.9122 | 3675.5033 | 3739.6814 | 3790.33 | 3864.5318 | 4068.6881 | 4333.8378 | 4732.2988 | 5364.0737 | 5619.4347 | 5879.2098 | 6075.6052 | 6261.2729 | 6640.7335 | 7018.6874
Total |  | 21153.8648 | 21410.9826 | 21811.5977 | 20489.2054 | 22670.2762 | 22784.7584 | 22967.9365 | 23266.0066 | 23700.175 | 23822.9712 | 23873.3354 | 23998.0062 | 24347.4972 | 24915.4347 | 25783.9419 | 30184.3514 | 31601.504 | 31939.6372 | 32515.6073 | 32960.0259 | 33280.9469 | 34358.7736
NSW | DSP | 93.24 | 108.9702 | 125.7417 | 141.5464 | 157.576 | 172.5971 | 189.7623 | 205.2943 | 224.6814 | 243.7857 | 261.3059 | 279.5118 | 297.6069 | 315.4147 | 337.184 | 354.2201 | 374.2368 | 395.7139 | 418.2215 | 438.9016 | 460.7186 | 481.5922
Total including DSP |  | 21247.1048 | 21519.9528 | 21937.3394 | 20630.7518 | 22827.8522 | 22957.3555 | 23157.6988 | 23471.3008 | 23924.8565 | 24066.7569 | 24134.6413 | 24277.518 | 24645.1041 | 25230.8494 | 26121.1258 | 30538.5715 | 31975.7408 | 32335.3511 | 32933.8288 | 33398.9275 | 33741.6655 | 34840.3658
Region | Technology | Existing+Committed in 2021 | 2022 | 2023 | 2024 | 2025 | 2026 | 2027 | 2028 | 2029 | 2030 | 2031 | 2032 | 2033 | 2034 | 2035 | 2036 | 2037 | 2038 | 2039 | 2040 | 2041 | 2042
QLD | Black Coal | 8126 | 8126 | 8126 | 8126 | 8126 | 8126 | 8126 | 8126 | 7426 | 7426 | 7426 | 7426 | 7426 | 7426 | 7426 | 5746 | 5046 | 3896 | 3896 | 3896 | 3896 | 3896
QLD | Brown Coal | 0 | 0 | 0 | 0 | 0 | 0 | 0 | 0 | 0 | 0 | 0 | 0 | 0 | 0 | 0 | 0 | 0 | 0 | 0 | 0 | 0 | 0
QLD | CCGT | 1596.9 | 1596.9 | 1596.9 | 1596.9 | 1596.9 | 1596.9 | 1596.9 | 1596.9 | 1211.9 | 1211.9 | 1211.9 | 1211.9 | 1211.9 | 1211.9 | 1211.9 | 1211.9 | 1211.9 | 1211.9 | 1211.9 | 1068.5 | 1068.5 | 1068.5
QLD | Peaking Gas+Liquids | 1909.5 | 1909.5 | 1909.5 | 1909.5 | 1909.5 | 1909.5 | 1909.5 | 1909.5 | 1909.5 | 1909.5 | 1909.5 | 1909.5 | 1909.5 | 1617.5 | 1500.5 | 1500.5 | 1500.5 | 1921.1688 | 2163.7501 | 2163.7501 | 2163.7501 | 2163.7501
QLD | Hydro | 152.4 | 152.4 | 152.4 | 152.4 | 152.4 | 152.4 | 152.4 | 152.4 | 152.4 | 152.4 | 152.4 | 152.4 | 152.4 | 152.4 | 152.4 | 152.4 | 152.4 | 66 | 66 | 66 | 66 | 66
QLD | Dispatchable Storage | 583.674 | 586.9254 | 608.0057 | 608.6776 | 618.8948 | 631.27 | 643.4023 | 658.2581 | 674.4049 | 706.7889 | 715.7206 | 727.3907 | 741.6597 | 880.7141 | 1424.4088 | 2235.1209 | 2748.6421 | 3461.704 | 3485.2799 | 3512.8657 | 3528.0438 | 3578.3249
QLD | Behind the Meter Storage | 54.6962 | 67.7015 | 84.5788 | 101.7764 | 123.7188 | 142.1521 | 151.4657 | 163.1725 | 174.0412 | 212.5046 | 206.3421 | 207.6225 | 214.9695 | 224.6887 | 243.6396 | 273.1083 | 296.0428 | 316.302 | 342.8319 | 373.8223 | 389.2353 | 403.6621
QLD | Wind | 676.608 | 676.608 | 1176.608 | 1176.608 | 1176.608 | 1526.5686 | 1776.608 | 1821.608 | 3162.5356 | 3407.4632 | 3407.4632 | 3407.4632 | 3407.4632 | 3407.4632 | 3407.4632 | 3707.4632 | 3907.4632 | 3907.4632 | 3907.4632 | 3907.4632 | 3907.4632 | 3907.4632
QLD | Solar | 1971.857 | 1971.857 | 2381.857 | 2381.857 | 2381.857 | 2381.857 | 2788.665 | 4011.4141 | 4072.2147 | 4741.0018 | 4741.0018 | 4741.0018 | 4741.0018 | 4741.0018 | 4741.0018 | 4741.0018 | 4741.0018 | 4741.0018 | 4741.0018 | 4741.0018 | 4741.0018 | 4741.0018
QLD | Distributed PV | 3808.1364 | 3976.2113 | 4157.0767 | 4294.1895 | 4423.783 | 4551.5261 | 4678.5652 | 4805.5071 | 4947.5708 | 5078.0609 | 5205.5887 | 5341.7383 | 5516.6815 | 5747.3816 | 5997.5074 | 6405.7786 | 6685.8792 | 6929.5972 | 7149.0334 | 7368.3152 | 7708.6309 | 8053.9151
Total |  | 18879.7717 | 19064.1032 | 20192.9262 | 20347.9084 | 20509.6617 | 21018.1738 | 21823.5061 | 23244.7599 | 23730.5674 | 24845.6195 | 24975.9164 | 25125.0164 | 25321.5757 | 25409.0494 | 26104.8209 | 25973.2728 | 26289.8291 | 26451.1369 | 26963.2602 | 27097.7183 | 27468.625 | 27878.6172
QLD | DSP | 202.14 | 209.0765 | 217.4208 | 224.6334 | 231.458 | 238.3062 | 245.3805 | 254.1702 | 261.4568 | 268.4465 | 275.7043 | 284.2854 | 291.6903 | 299.8223 | 307.888 | 317.3999 | 325.4331 | 334.8069 | 343.0265 | 353.8067 | 362.9769 | 371.5053
Total including DSP |  | 19081.9117 | 19273.1798 | 20410.347 | 20572.5418 | 20741.1197 | 21256.4801 | 22068.8866 | 23498.93 | 23992.0241 | 25114.066 | 25251.6207 | 25409.3019 | 25613.266 | 25708.8717 | 26412.7088 | 26290.6728 | 26615.2622 | 26785.9438 | 27306.2867 | 27451.525 | 27831.6018 | 28250.1225
Region | Technology | Existing+Committed in 2021 | 2022 | 2023 | 2024 | 2025 | 2026 | 2027 | 2028 | 2029 | 2030 | 2031 | 2032 | 2033 | 2034 | 2035 | 2036 | 2037 | 2038 | 2039 | 2040 | 2041 | 2042
VIC | Black Coal | 0 | 0 | 0 | 0 | 0 | 0 | 0 | 0 | 0 | 0 | 0 | 0 | 0 | 0 | 0 | 0 | 0 | 0 | 0 | 0 | 0 | 0
VIC | Brown Coal | 4820 | 4820 | 4820 | 4820 | 4820 | 4820 | 4820 | 4820 | 4820 | 4470 | 4120 | 3745 | 3370 | 3370 | 3370 | 3370 | 3370 | 3370 | 3370 | 3370 | 3370 | 3370
VIC | CCGT | 500 | 500 | 500 | 500 | 500 | 500 | 500 | 500 | 500 | 500 | 500 | 500 | 500 | 500 | 500 | 500 | 500 | 500 | 500 | 0 | 0 | 0
VIC | Peaking Gas+Liquids | 1900 | 1900 | 1900 | 1900 | 1900 | 1900 | 1900 | 1900 | 1900 | 1900 | 1900 | 1900 | 1900 | 1730 | 1730 | 1730 | 1730 | 1730 | 1730 | 1290 | 1290 | 1290
VIC | Hydro | 2206 | 2206 | 2206 | 2206 | 2206 | 2206 | 2206 | 2206 | 2206 | 2206 | 2206 | 2206 | 2206 | 2206 | 2206 | 2206 | 2206 | 2206 | 2206 | 2206 | 2206 | 2206
VIC | Dispatchable Storage | 90.5549 | 93.4473 | 94.2705 | 95.4481 | 106.5904 | 159.1568 | 173.7514 | 189.8766 | 206.6768 | 242.3598 | 253.5023 | 350.9209 | 732.6376 | 693.7129 | 823.1118 | 1008.3327 | 1031.3874 | 1166.269 | 1370.8696 | 1977.5881 | 1997.0954 | 2014.8298
VIC | Behind the Meter Storage | 62.2196 | 73.7891 | 90.5201 | 111.424 | 135.2607 | 154.8694 | 168.9215 | 180.9192 | 190.6962 | 233.2042 | 228.6419 | 229.8086 | 242.8211 | 253.1668 | 287.711 | 335.3744 | 358.9041 | 387.9311 | 420.7677 | 457.5845 | 477.5778 | 495.0885
VIC | Wind | 3976.73 | 3976.73 | 4336.93 | 4336.93 | 4336.93 | 4556.73 | 5036.73 | 5516.73 | 5996.73 | 6476.73 | 6476.73 | 6476.73 | 6476.73 | 6424.23 | 6424.23 | 6424.23 | 6424.23 | 7277.03 | 7277.03 | 7192.9295 | 6904.6295 | 6904.6295
VIC | Solar | 964.537 | 964.537 | 964.537 | 964.537 | 1064.537 | 1224.537 | 1384.537 | 1544.537 | 1544.537 | 1544.537 | 1544.537 | 1544.537 | 1544.537 | 3357.037 | 3357.037 | 3357.037 | 3357.037 | 3357.037 | 3357.037 | 3357.037 | 3357.037 | 3357.037
VIC | Distributed PV | 2472.7929 | 2639.3976 | 2788.9801 | 2877.1261 | 2943.0625 | 3000.3354 | 3056.8613 | 3113.3849 | 3209.9198 | 3275.6588 | 3333.0128 | 3403.6891 | 3596.3023 | 3810.4505 | 4248.6525 | 4869.6991 | 5160.5205 | 5410.6877 | 5598.9511 | 5777.224 | 6136.5116 | 6494.9195
Total |  | 16992.8344 | 17173.9011 | 17701.2377 | 17811.4653 | 18012.3806 | 18521.6286 | 19246.8012 | 19971.4478 | 20574.5598 | 20848.4898 | 20562.424 | 20356.6855 | 20569.028 | 22344.5972 | 22946.7423 | 23800.6732 | 24138.0789 | 25404.9548 | 25830.6554 | 25628.3631 | 25738.8514 | 26132.5043
VIC | DSP | 84.63 | 97.378 | 109.5824 | 121.8787 | 136.0346 | 147.3209 | 160.0883 | 172.6159 | 186.5326 | 199.0557 | 213.2594 | 227.5032 | 239.8286 | 252.8366 | 266.4402 | 280.3259 | 296.9903 | 312.2446 | 326.1545 | 344.6726 | 361.8003 | 378.9913
Total including DSP |  | 17077.4644 | 17271.279 | 17810.8202 | 17933.3439 | 18148.4152 | 18668.9495 | 19406.8895 | 20144.0636 | 20761.0925 | 21047.5455 | 20775.6834 | 20584.1887 | 20808.8567 | 22597.4338 | 23213.1825 | 24080.9991 | 24435.0692 | 25717.1994 | 26156.81 | 25973.0357 | 26100.6517 | 26511.4956
Region | Technology | Existing+Committed in 2021 | 2022 | 2023 | 2024 | 2025 | 2026 | 2027 | 2028 | 2029 | 2030 | 2031 | 2032 | 2033 | 2034 | 2035 | 2036 | 2037 | 2038 | 2039 | 2040 | 2041 | 2042
SA | Black Coal | 0 | 0 | 0 | 0 | 0 | 0 | 0 | 0 | 0 | 0 | 0 | 0 | 0 | 0 | 0 | 0 | 0 | 0 | 0 | 0 | 0 | 0
SA | Brown Coal | 0 | 0 | 0 | 0 | 0 | 0 | 0 | 0 | 0 | 0 | 0 | 0 | 0 | 0 | 0 | 0 | 0 | 0 | 0 | 0 | 0 | 0
SA | CCGT | 1749 | 1749 | 1509 | 1329 | 1329 | 1329 | 1329 | 1329 | 1329 | 1329 | 1329 | 1329 | 1329 | 1329 | 1329 | 529 | 529 | 0 | 0 | 0 | 0 | 0
SA | Peaking Gas+Liquids | 1264.14 | 1264.14 | 1264.14 | 1264.14 | 1576.3461 | 1576.3461 | 1576.3461 | 1576.3461 | 1576.3461 | 1576.3461 | 1193.8461 | 1193.8461 | 959.5061 | 959.5061 | 959.5061 | 879.5061 | 879.5061 | 1423.4267 | 1423.4267 | 1423.4267 | 1423.4267 | 1423.4267
SA | Hydro | 0 | 0 | 0 | 0 | 0 | 0 | 0 | 0 | 0 | 0 | 0 | 0 | 0 | 0 | 0 | 0 | 0 | 0 | 0 | 0 | 0 | 0
SA | Dispatchable Storage | 248.2312 | 248.0625 | 243.8874 | 240.4284 | 245.9801 | 252.4753 | 258.3124 | 264.1151 | 269.6958 | 278.0827 | 475.0654 | 824.4965 | 828.487 | 832.2922 | 813.0558 | 1776.29 | 1782.3505 | 1915.158 | 1922.9326 | 1931.8555 | 1935.7531 | 1939.6297
SA | Behind the Meter Storage | 132.9247 | 132.25 | 135.694 | 138.5621 | 132.6474 | 126.6399 | 120.8369 | 115.716 | 111.32 | 113.493 | 110.2187 | 107.4376 | 106.4297 | 106.586 | 110.4775 | 119.5263 | 125.2094 | 132.4334 | 140.9554 | 150.7375 | 154.255 | 157.6818
SA | Wind | 2139.71 | 2139.71 | 2139.71 | 2139.71 | 2139.71 | 2139.71 | 2139.71 | 2139.71 | 2139.71 | 2048.96 | 2002.96 | 2002.96 | 2109.6214 | 1883.4214 | 1883.4214 | 1802.9214 | 1750.4214 | 1684.4214 | 1684.4214 | 1627.7214 | 1588.7214 | 1588.7214
SA | Solar | 378 | 378 | 378 | 378 | 378 | 378 | 378 | 378 | 378 | 378 | 762.4518 | 1012.3075 | 1526.3386 | 1526.3386 | 1526.3386 | 1526.3386 | 1526.3386 | 1526.3386 | 1526.3386 | 1526.3386 | 1526.3386 | 1526.3386
SA | Distributed PV | 1342.1589 | 1384.0843 | 1403.1452 | 1409.3369 | 1414.9248 | 1420.4186 | 1425.932 | 1431.5212 | 1441.0022 | 1447.5714 | 1453.3798 | 1461.8403 | 1480.204 | 1504.1572 | 1539.9833 | 1645.4404 | 1688.523 | 1733.6951 | 1767.5065 | 1799.2902 | 1874.0314 | 1959.0678
Total |  | 7254.1648 | 7295.2468 | 7073.5766 | 6899.1775 | 7216.6085 | 7222.59 | 7228.1374 | 7234.4083 | 7245.0742 | 7171.4533 | 7326.9218 | 7931.8881 | 8339.5868 | 8141.3015 | 8161.7827 | 8279.0228 | 8281.3491 | 8415.4732 | 8465.5812 | 8459.3698 | 8502.5263 | 8594.8659
SA | DSP | 32.99 | 37.0359 | 41.3702 | 45.5242 | 49.726 | 53.825 | 58.1257 | 61.8148 | 66.1765 | 70.8127 | 75.3244 | 80.2075 | 84.595 | 88.0512 | 92.8604 | 97.1121 | 102.3988 | 107.7343 | 112.0587 | 116.6412 | 121.3224 | 127.2525
Total including DSP |  | 7287.1548 | 7332.2827 | 7114.9469 | 6944.7017 | 7266.3345 | 7276.415 | 7286.2632 | 7296.2232 | 7311.2507 | 7242.266 | 7402.2462 | 8012.0956 | 8424.1818 | 8229.3527 | 8254.6431 | 8376.1349 | 8383.7478 | 8523.2075 | 8577.6399 | 8576.011 | 8623.8486 | 8722.1184
Region | Technology | Existing+Committed in 2021 | 2022 | 2023 | 2024 | 2025 | 2026 | 2027 | 2028 | 2029 | 2030 | 2031 | 2032 | 2033 | 2034 | 2035 | 2036 | 2037 | 2038 | 2039 | 2040 | 2041 | 2042
TAS | Black Coal | 0 | 0 | 0 | 0 | 0 | 0 | 0 | 0 | 0 | 0 | 0 | 0 | 0 | 0 | 0 | 0 | 0 | 0 | 0 | 0 | 0 | 0
TAS | Brown Coal | 0 | 0 | 0 | 0 | 0 | 0 | 0 | 0 | 0 | 0 | 0 | 0 | 0 | 0 | 0 | 0 | 0 | 0 | 0 | 0 | 0 | 0
TAS | CCGT | 0 | 0 | 0 | 0 | 0 | 0 | 0 | 0 | 0 | 0 | 0 | 0 | 0 | 0 | 0 | 0 | 0 | 0 | 0 | 0 | 0 | 0
TAS | Peaking Gas+Liquids | 178 | 178 | 178 | 178 | 178 | 178 | 178 | 178 | 178 | 178 | 178 | 178 | 178 | 178 | 178 | 178 | 178 | 178 | 178 | 178 | 58 | 58
TAS | Hydro | 2263.1 | 2263.1 | 2263.1 | 2263.1 | 2263.1 | 2263.1 | 2263.1 | 2263.1 | 2263.1 | 2263.1 | 2263.1 | 2263.1 | 2263.1 | 2263.1 | 2263.1 | 2263.1 | 2263.1 | 2263.1 | 2263.1 | 2263.1 | 2263.1 | 2263.1
TAS | Dispatchable Storage | 1.8943 | 2.2067 | 2.2535 | 2.264 | 3.3928 | 4.6261 | 5.9009 | 7.3512 | 8.8652 | 12.1055 | 12.9087 | 13.9678 | 15.6816 | 16.9021 | 19.5316 | 22.8838 | 24.6314 | 26.4621 | 28.494 | 30.7124 | 31.6893 | 32.553
TAS | Behind the Meter Storage | 7.5773 | 8.8269 | 10.5852 | 12.3369 | 14.527 | 15.9345 | 16.7368 | 17.5732 | 18.2798 | 22.0268 | 21.1867 | 21.1079 | 22.2279 | 22.8357 | 25.4896 | 29.1529 | 30.8769 | 32.9041 | 35.1451 | 37.5764 | 38.4595 | 39.1902
TAS | Wind | 572.95 | 572.95 | 572.95 | 572.95 | 572.95 | 572.95 | 572.95 | 642.4959 | 642.4959 | 642.4959 | 642.4959 | 642.4959 | 1027.4138 | 1027.4138 | 1027.4138 | 1027.4138 | 1027.4138 | 1027.4138 | 1027.4138 | 1027.4138 | 1089.4407 | 1089.4407
TAS | Solar | 0 | 0 | 0 | 0 | 0 | 0 | 0 | 0 | 0 | 0 | 0 | 0 | 150 | 150 | 150 | 150 | 150 | 150 | 150 | 150 | 150 | 150
TAS | Distributed PV | 180.4228 | 187.599 | 195.0536 | 197.3229 | 198.2143 | 198.1166 | 197.8208 | 197.5031 | 199.7718 | 199.9869 | 199.6467 | 200.0335 | 204.8431 | 212.5619 | 231.7463 | 264.4712 | 274.5829 | 285.0686 | 291.4464 | 296.8113 | 312.5262 | 327.914
Total |  | 3203.9444 | 3212.6826 | 3221.9422 | 3225.9738 | 3230.1841 | 3232.7272 | 3234.5085 | 3306.0234 | 3310.5127 | 3317.7151 | 3317.3379 | 3318.7051 | 3861.2664 | 3870.8135 | 3895.2814 | 3935.0218 | 3948.605 | 3962.9486 | 3973.5993 | 3983.614 | 3943.2157 | 3960.1979
TAS | DSP | 29.51 | 29.534 | 29.7935 | 29.971 | 30.0823 | 30.1714 | 30.3648 | 29.8254 | 30.5104 | 31.1286 | 31.2702 | 31.4243 | 31.5199 | 31.6745 | 31.8346 | 31.7536 | 31.9385 | 32.1768 | 32.373 | 32.6063 | 32.7384 | 33.0328
Total including DSP |  | 3233.4544 | 3242.2166 | 3251.7358 | 3255.9449 | 3260.2664 | 3262.8987 | 3264.8734 | 3335.8488 | 3341.0231 | 3348.8437 | 3348.6082 | 3350.1295 | 3892.7863 | 3902.488 | 3927.116 | 3966.7754 | 3980.5435 | 3995.1254 | 4005.9723 | 4016.2202 | 3975.9542 | 3993.2307

## Capacity_2
Installed capacity by technology (MW) - Central (DP3)
Capacity calculated on 1 July. Years are financial year ending. In early study years some wind and solar projects enter later in the financial year and are reflected in the following financial year's capacity.
Region | Technology | Existing+Committed in 2021 | 2022 | 2023 | 2024 | 2025 | 2026 | 2027 | 2028 | 2029 | 2030 | 2031 | 2032 | 2033 | 2034 | 2035 | 2036 | 2037 | 2038 | 2039 | 2040 | 2041 | 2042
NEM | Black Coal | 18336 | 18336 | 17861 | 16386 | 16386 | 16386 | 16386 | 16386 | 15686 | 14366 | 14366 | 14366 | 11486 | 11486 | 11486 | 7066 | 6366 | 5216 | 5216 | 5216 | 5216 | 5216
NEM | Brown Coal | 4820 | 4820 | 4820 | 4820 | 4820 | 4820 | 4820 | 4820 | 4820 | 4470 | 4120 | 3745 | 3370 | 3370 | 3370 | 3370 | 3370 | 3370 | 3370 | 3370 | 3370 | 3370
NEM | CCGT | 4285.9 | 4285.9 | 4045.9 | 3865.9 | 3865.9 | 3865.9 | 3865.9 | 3865.9 | 3480.9 | 3480.9 | 3480.9 | 3480.9 | 3480.9 | 3480.9 | 3480.9 | 2680.9 | 2680.9 | 2151.9 | 2151.9 | 1508.5 | 1508.5 | 1508.5
NEM | Peaking Gas+Liquids | 6812.873 | 6812.873 | 6812.873 | 6812.873 | 6812.873 | 6812.873 | 6812.873 | 6812.873 | 6812.873 | 6812.873 | 6430.373 | 6430.373 | 6196.033 | 5734.033 | 5617.033 | 5487.033 | 5487.033 | 5487.033 | 5487.033 | 5047.033 | 4927.033 | 4927.033
NEM | Hydro | 6906.5 | 6906.5 | 6906.5 | 6906.5 | 6906.5 | 6906.5 | 6906.5 | 6906.5 | 6906.5 | 6906.5 | 6906.5 | 7296.5 | 7296.5 | 7296.5 | 7296.5 | 7296.5 | 7296.5 | 7210.1 | 7210.1 | 7210.1 | 7210.1 | 7210.1
NEM | Dispatchable Storage | 1197.7119 | 1211.1822 | 1231.1619 | 1231.3446 | 3322.0266 | 3380.4308 | 3440.5031 | 3508.6263 | 3582.2362 | 3727.3763 | 3739.6628 | 3795.3277 | 3863.8022 | 5054.9935 | 5580.6933 | 7728.4709 | 9127.1975 | 9517.0819 | 11624.7233 | 11743.8841 | 12480.2074 | 14360.3145
NEM | Behind the Meter Storage | 390.8477 | 444.7287 | 522.1652 | 606.7287 | 693.7488 | 759.2616 | 795.595 | 833.399 | 870.6424 | 1032.3762 | 1000.6238 | 1005.4321 | 1040.1259 | 1076.1938 | 1176.5966 | 1328.6811 | 1416.3921 | 1516.1836 | 1633.7332 | 1766.3699 | 1829.9223 | 1887.2111
NEM | Wind | 9005.458 | 9005.458 | 10092.658 | 10092.658 | 10092.658 | 10662.4186 | 11392.458 | 11960.6822 | 13693.8299 | 14535.518 | 14489.518 | 14489.518 | 16299.917 | 16221.217 | 16221.217 | 20299.304 | 21729.9311 | 26070.7172 | 25461.7172 | 25331.7824 | 25254.0164 | 25205.7164
NEM | Solar | 5151.711 | 5151.711 | 5941.711 | 5941.711 | 6041.711 | 6201.711 | 6768.519 | 8157.1641 | 8406.436 | 8681.1314 | 9371.2307 | 9371.2307 | 13949.1089 | 14494.5831 | 14494.5831 | 17360.9086 | 17360.9086 | 18526.6411 | 18376.3411 | 18884.2996 | 20584.9629 | 20584.9629
NEM | Distributed PV | 10577.5784 | 11182.5634 | 11767.3114 | 12110.0151 | 12385.4875 | 12632.6732 | 12874.148 | 13113.8285 | 13473.7679 | 13740.9594 | 13981.9581 | 14271.833 | 14866.7191 | 15608.3889 | 16750.1885 | 18549.4629 | 19428.9402 | 20238.2583 | 20882.5426 | 21502.9137 | 22672.4336 | 23854.5037
Total |  | 67484.58 | 68156.9163 | 70001.2805 | 68773.7304 | 71326.905 | 72427.7683 | 74062.4961 | 76364.973 | 77733.1854 | 77753.6343 | 77886.7664 | 78252.1146 | 81849.1062 | 83822.8093 | 85473.7114 | 91167.2605 | 94263.8027 | 99303.9152 | 101414.0905 | 101580.8827 | 105053.1756 | 108124.3416
NEM | DSP | 442.51 | 481.9947 | 523.9087 | 563.5537 | 604.8769 | 642.2207 | 683.7217 | 723.7206 | 769.3578 | 813.2293 | 856.8643 | 902.9323 | 945.2407 | 987.7993 | 1036.2071 | 1080.8117 | 1130.9974 | 1182.6764 | 1231.8342 | 1286.6284 | 1339.5566 | 1392.374
Total including DSP |  | 67927.09 | 68638.9109 | 70525.1892 | 69337.2841 | 71931.7819 | 73069.989 | 74746.2178 | 77088.6936 | 78502.5432 | 78566.8636 | 78743.6306 | 79155.0469 | 82794.3469 | 84810.6085 | 86509.9185 | 92248.0722 | 95394.8001 | 100486.5916 | 102645.9247 | 102867.5111 | 106392.7322 | 109516.7156
Region | Technology | Existing+Committed in 2021 | 2022 | 2023 | 2024 | 2025 | 2026 | 2027 | 2028 | 2029 | 2030 | 2031 | 2032 | 2033 | 2034 | 2035 | 2036 | 2037 | 2038 | 2039 | 2040 | 2041 | 2042
NSW | Black Coal | 10210 | 10210 | 9735 | 8260 | 8260 | 8260 | 8260 | 8260 | 8260 | 6940 | 6940 | 6940 | 4060 | 4060 | 4060 | 1320 | 1320 | 1320 | 1320 | 1320 | 1320 | 1320
NSW | Brown Coal | 0 | 0 | 0 | 0 | 0 | 0 | 0 | 0 | 0 | 0 | 0 | 0 | 0 | 0 | 0 | 0 | 0 | 0 | 0 | 0 | 0 | 0
NSW | CCGT | 440 | 440 | 440 | 440 | 440 | 440 | 440 | 440 | 440 | 440 | 440 | 440 | 440 | 440 | 440 | 440 | 440 | 440 | 440 | 440 | 440 | 440
NSW | Peaking Gas+Liquids | 1561.233 | 1561.233 | 1561.233 | 1561.233 | 1561.233 | 1561.233 | 1561.233 | 1561.233 | 1561.233 | 1561.233 | 1561.233 | 1561.233 | 1561.233 | 1561.233 | 1561.233 | 1511.233 | 1511.233 | 1511.233 | 1511.233 | 1511.233 | 1511.233 | 1511.233
NSW | Hydro | 2285 | 2285 | 2285 | 2285 | 2285 | 2285 | 2285 | 2285 | 2285 | 2285 | 2285 | 2285 | 2285 | 2285 | 2285 | 2285 | 2285 | 2285 | 2285 | 2285 | 2285 | 2285
NSW | Dispatchable Storage | 273.3575 | 280.5403 | 282.7449 | 284.5264 | 2347.1685 | 2372.8062 | 2399.0398 | 2428.929 | 2462.4971 | 2527.943 | 2544.5716 | 2570.8023 | 2600.0667 | 3336.0621 | 3682.2293 | 4845.2455 | 4933.7683 | 4970.8725 | 5171.5552 | 5219.1281 | 5849.6838 | 5872.433
NSW | Behind the Meter Storage | 133.43 | 162.1612 | 200.7871 | 242.6292 | 287.5949 | 319.6657 | 337.6342 | 356.018 | 376.3052 | 451.1476 | 434.2345 | 439.4556 | 453.6777 | 468.9166 | 509.2789 | 571.5192 | 605.359 | 646.613 | 694.0331 | 746.6493 | 770.3946 | 791.5885
NSW | Wind | 1639.46 | 1639.46 | 1866.46 | 1866.46 | 1866.46 | 1866.46 | 1866.46 | 1866.46 | 1866.46 | 1866.46 | 1866.46 | 1866.46 | 2810.5179 | 3010.5179 | 3010.5179 | 5316.0505 | 5269.5505 | 6317.6446 | 6287.6446 | 6287.6446 | 5927.1446 | 5878.8446
NSW | Solar | 1837.317 | 1837.317 | 2217.317 | 2217.317 | 2217.317 | 2217.317 | 2217.317 | 2217.317 | 2217.317 | 2217.317 | 2660.5897 | 2660.5897 | 6007.6037 | 6451.4999 | 6451.4999 | 7894.2591 | 7894.2591 | 8695.742 | 8545.442 | 8859.7159 | 10554.6388 | 10554.6388
NSW | Distributed PV | 2774.0673 | 2995.2711 | 3223.0557 | 3332.0398 | 3405.5028 | 3462.2765 | 3514.9687 | 3565.9122 | 3675.5033 | 3739.6814 | 3790.33 | 3864.5318 | 4068.6881 | 4333.8378 | 4732.2988 | 5364.0737 | 5619.4347 | 5879.2098 | 6075.6052 | 6261.2729 | 6640.7335 | 7018.6874
Total |  | 21153.8648 | 21410.9826 | 21811.5977 | 20489.2054 | 22670.2762 | 22784.7584 | 22881.6526 | 22980.8692 | 23144.3156 | 22028.782 | 22522.4189 | 22628.0724 | 24286.7872 | 25947.0672 | 26732.0578 | 29547.381 | 29878.6047 | 32066.3148 | 32330.5132 | 32930.6438 | 35298.8283 | 35672.4253
NSW | DSP | 93.24 | 108.9702 | 125.7417 | 141.5464 | 157.576 | 172.5971 | 189.7623 | 205.2943 | 224.6814 | 243.7857 | 261.3059 | 279.5118 | 297.6069 | 315.4147 | 337.184 | 354.2201 | 374.2368 | 395.7139 | 418.2215 | 438.9016 | 460.7186 | 481.5922
Total including DSP |  | 21247.1048 | 21519.9528 | 21937.3394 | 20630.7518 | 22827.8522 | 22957.3555 | 23071.4149 | 23186.1635 | 23368.997 | 22272.5677 | 22783.7248 | 22907.5842 | 24584.3941 | 26262.4819 | 27069.2418 | 29901.6011 | 30252.8414 | 32462.0287 | 32748.7347 | 33369.5455 | 35759.5469 | 36154.0174
Region | Technology | Existing+Committed in 2021 | 2022 | 2023 | 2024 | 2025 | 2026 | 2027 | 2028 | 2029 | 2030 | 2031 | 2032 | 2033 | 2034 | 2035 | 2036 | 2037 | 2038 | 2039 | 2040 | 2041 | 2042
QLD | Black Coal | 8126 | 8126 | 8126 | 8126 | 8126 | 8126 | 8126 | 8126 | 7426 | 7426 | 7426 | 7426 | 7426 | 7426 | 7426 | 5746 | 5046 | 3896 | 3896 | 3896 | 3896 | 3896
QLD | Brown Coal | 0 | 0 | 0 | 0 | 0 | 0 | 0 | 0 | 0 | 0 | 0 | 0 | 0 | 0 | 0 | 0 | 0 | 0 | 0 | 0 | 0 | 0
QLD | CCGT | 1596.9 | 1596.9 | 1596.9 | 1596.9 | 1596.9 | 1596.9 | 1596.9 | 1596.9 | 1211.9 | 1211.9 | 1211.9 | 1211.9 | 1211.9 | 1211.9 | 1211.9 | 1211.9 | 1211.9 | 1211.9 | 1211.9 | 1068.5 | 1068.5 | 1068.5
QLD | Peaking Gas+Liquids | 1909.5 | 1909.5 | 1909.5 | 1909.5 | 1909.5 | 1909.5 | 1909.5 | 1909.5 | 1909.5 | 1909.5 | 1909.5 | 1909.5 | 1909.5 | 1617.5 | 1500.5 | 1500.5 | 1500.5 | 1500.5 | 1500.5 | 1500.5 | 1500.5 | 1500.5
QLD | Hydro | 152.4 | 152.4 | 152.4 | 152.4 | 152.4 | 152.4 | 152.4 | 152.4 | 152.4 | 152.4 | 152.4 | 152.4 | 152.4 | 152.4 | 152.4 | 152.4 | 152.4 | 66 | 66 | 66 | 66 | 66
QLD | Dispatchable Storage | 583.674 | 586.9254 | 608.0057 | 608.6776 | 618.8948 | 631.27 | 643.4023 | 658.2581 | 674.4049 | 706.7889 | 715.7206 | 727.3907 | 741.6597 | 1230.7546 | 1413.8172 | 2042.5248 | 2299.804 | 2318.0172 | 4186.0123 | 4213.5981 | 4294.9838 | 4309.5667
QLD | Behind the Meter Storage | 54.6962 | 67.7015 | 84.5788 | 101.7764 | 123.7188 | 142.1521 | 151.4657 | 163.1725 | 174.0412 | 212.5046 | 206.3421 | 207.6225 | 214.9695 | 224.6887 | 243.6396 | 273.1083 | 296.0428 | 316.302 | 342.8319 | 373.8223 | 389.2353 | 403.6621
QLD | Wind | 676.608 | 676.608 | 1176.608 | 1176.608 | 1176.608 | 1526.5686 | 1776.608 | 1821.608 | 3074.7557 | 3527.1938 | 3527.1938 | 3527.1938 | 3527.1938 | 3527.1938 | 3527.1938 | 4921.608 | 6517.3667 | 8235.1846 | 8235.1846 | 8368.6184 | 8368.6184 | 8368.6184
QLD | Solar | 1971.857 | 1971.857 | 2381.857 | 2381.857 | 2381.857 | 2381.857 | 2788.665 | 4017.3101 | 4106.582 | 4221.2774 | 4221.2774 | 4221.2774 | 4221.2774 | 4221.2774 | 4221.2774 | 4963.8377 | 4963.8377 | 4913.8377 | 4913.8377 | 5107.5222 | 5113.2627 | 5113.2627
QLD | Distributed PV | 3808.1364 | 3976.2113 | 4157.0767 | 4294.1895 | 4423.783 | 4551.5261 | 4678.5652 | 4805.5071 | 4947.5708 | 5078.0609 | 5205.5887 | 5341.7383 | 5516.6815 | 5747.3816 | 5997.5074 | 6405.7786 | 6685.8792 | 6929.5972 | 7149.0334 | 7368.3152 | 7708.6309 | 8053.9151
Total |  | 18879.7717 | 19064.1032 | 20192.9262 | 20347.9084 | 20509.6617 | 21018.1738 | 21823.5061 | 23250.6559 | 23677.1547 | 24445.6257 | 24575.9226 | 24725.0226 | 24921.5819 | 25359.0961 | 25694.2355 | 27217.6574 | 28673.7304 | 29387.3387 | 31501.2999 | 31962.8763 | 32405.7311 | 32780.025
QLD | DSP | 202.14 | 209.0765 | 217.4208 | 224.6334 | 231.458 | 238.3062 | 245.3805 | 254.1702 | 261.4568 | 268.4465 | 275.7043 | 284.2854 | 291.6903 | 299.8223 | 307.888 | 317.3999 | 325.4331 | 334.8069 | 343.0265 | 353.8067 | 362.9769 | 371.5053
Total including DSP |  | 19081.9117 | 19273.1798 | 20410.347 | 20572.5418 | 20741.1197 | 21256.4801 | 22068.8866 | 23504.826 | 23938.6115 | 24714.0723 | 24851.627 | 25009.3081 | 25213.2722 | 25658.9184 | 26002.1234 | 27535.0574 | 28999.1635 | 29722.1456 | 31844.3264 | 32316.6829 | 32768.7079 | 33151.5302
Region | Technology | Existing+Committed in 2021 | 2022 | 2023 | 2024 | 2025 | 2026 | 2027 | 2028 | 2029 | 2030 | 2031 | 2032 | 2033 | 2034 | 2035 | 2036 | 2037 | 2038 | 2039 | 2040 | 2041 | 2042
VIC | Black Coal | 0 | 0 | 0 | 0 | 0 | 0 | 0 | 0 | 0 | 0 | 0 | 0 | 0 | 0 | 0 | 0 | 0 | 0 | 0 | 0 | 0 | 0
VIC | Brown Coal | 4820 | 4820 | 4820 | 4820 | 4820 | 4820 | 4820 | 4820 | 4820 | 4470 | 4120 | 3745 | 3370 | 3370 | 3370 | 3370 | 3370 | 3370 | 3370 | 3370 | 3370 | 3370
VIC | CCGT | 500 | 500 | 500 | 500 | 500 | 500 | 500 | 500 | 500 | 500 | 500 | 500 | 500 | 500 | 500 | 500 | 500 | 500 | 500 | 0 | 0 | 0
VIC | Peaking Gas+Liquids | 1900 | 1900 | 1900 | 1900 | 1900 | 1900 | 1900 | 1900 | 1900 | 1900 | 1900 | 1900 | 1900 | 1730 | 1730 | 1730 | 1730 | 1730 | 1730 | 1290 | 1290 | 1290
VIC | Hydro | 2206 | 2206 | 2206 | 2206 | 2206 | 2206 | 2206 | 2206 | 2206 | 2206 | 2206 | 2206 | 2206 | 2206 | 2206 | 2206 | 2206 | 2206 | 2206 | 2206 | 2206 | 2206
VIC | Dispatchable Storage | 90.5549 | 93.4473 | 94.2705 | 95.4481 | 106.5904 | 119.9621 | 134.5567 | 150.6819 | 167.4821 | 203.165 | 214.3076 | 227.0719 | 246.3088 | 207.384 | 220.4609 | 263.2545 | 286.3091 | 311.9815 | 341.1385 | 373.9994 | 393.5067 | 1642.797
VIC | Behind the Meter Storage | 62.2196 | 73.7891 | 90.5201 | 111.424 | 135.2607 | 154.8694 | 168.9215 | 180.9192 | 190.6962 | 233.2042 | 228.6419 | 229.8086 | 242.8211 | 253.1668 | 287.711 | 335.3744 | 358.9041 | 387.9311 | 420.7677 | 457.5845 | 477.5778 | 495.0885
VIC | Wind | 3976.73 | 3976.73 | 4336.93 | 4336.93 | 4336.93 | 4556.73 | 5036.73 | 5516.73 | 5996.73 | 6476.73 | 6476.73 | 6476.73 | 6476.73 | 6424.23 | 6424.23 | 6424.23 | 6424.23 | 6357.03 | 5937.03 | 6000.3614 | 6056.73 | 6056.73
VIC | Solar | 964.537 | 964.537 | 964.537 | 964.537 | 1064.537 | 1224.537 | 1384.537 | 1544.537 | 1704.537 | 1864.537 | 1864.537 | 1864.537 | 1864.537 | 1864.537 | 1864.537 | 2170.7176 | 2170.7176 | 2584.9673 | 2584.9673 | 2584.9673 | 2584.9673 | 2584.9673
VIC | Distributed PV | 2472.7929 | 2639.3976 | 2788.9801 | 2877.1261 | 2943.0625 | 3000.3354 | 3056.8613 | 3113.3849 | 3209.9198 | 3275.6588 | 3333.0128 | 3403.6891 | 3596.3023 | 3810.4505 | 4248.6525 | 4869.6991 | 5160.5205 | 5410.6877 | 5598.9511 | 5777.224 | 6136.5116 | 6494.9195
Total |  | 16992.8344 | 17173.9011 | 17701.2377 | 17811.4653 | 18012.3806 | 18482.4339 | 19207.6064 | 19932.253 | 20695.3651 | 21129.295 | 20843.2293 | 20552.8366 | 20402.6992 | 20365.7683 | 20851.5914 | 21869.2756 | 22206.6813 | 22858.5976 | 22688.8546 | 22060.1366 | 22515.2934 | 24140.5022
VIC | DSP | 84.63 | 97.378 | 109.5824 | 121.8787 | 136.0346 | 147.3209 | 160.0883 | 172.6159 | 186.5326 | 199.0557 | 213.2594 | 227.5032 | 239.8286 | 252.8366 | 266.4402 | 280.3259 | 296.9903 | 312.2446 | 326.1545 | 344.6726 | 361.8003 | 378.9913
Total including DSP |  | 17077.4644 | 17271.279 | 17810.8202 | 17933.3439 | 18148.4152 | 18629.7548 | 19367.6947 | 20104.8689 | 20881.8977 | 21328.3508 | 21056.4887 | 20780.3397 | 20642.5278 | 20618.6049 | 21118.0315 | 22149.6015 | 22503.6716 | 23170.8421 | 23015.0091 | 22404.8092 | 22877.0938 | 24519.4935
Region | Technology | Existing+Committed in 2021 | 2022 | 2023 | 2024 | 2025 | 2026 | 2027 | 2028 | 2029 | 2030 | 2031 | 2032 | 2033 | 2034 | 2035 | 2036 | 2037 | 2038 | 2039 | 2040 | 2041 | 2042
SA | Black Coal | 0 | 0 | 0 | 0 | 0 | 0 | 0 | 0 | 0 | 0 | 0 | 0 | 0 | 0 | 0 | 0 | 0 | 0 | 0 | 0 | 0 | 0
SA | Brown Coal | 0 | 0 | 0 | 0 | 0 | 0 | 0 | 0 | 0 | 0 | 0 | 0 | 0 | 0 | 0 | 0 | 0 | 0 | 0 | 0 | 0 | 0
SA | CCGT | 1749 | 1749 | 1509 | 1329 | 1329 | 1329 | 1329 | 1329 | 1329 | 1329 | 1329 | 1329 | 1329 | 1329 | 1329 | 529 | 529 | 0 | 0 | 0 | 0 | 0
SA | Peaking Gas+Liquids | 1264.14 | 1264.14 | 1264.14 | 1264.14 | 1264.14 | 1264.14 | 1264.14 | 1264.14 | 1264.14 | 1264.14 | 881.64 | 881.64 | 647.3 | 647.3 | 647.3 | 567.3 | 567.3 | 567.3 | 567.3 | 567.3 | 567.3 | 567.3
SA | Hydro | 0 | 0 | 0 | 0 | 0 | 0 | 0 | 0 | 0 | 0 | 0 | 0 | 0 | 0 | 0 | 0 | 0 | 0 | 0 | 0 | 0 | 0
SA | Dispatchable Storage | 248.2312 | 248.0625 | 243.8874 | 240.4284 | 245.9801 | 251.7664 | 257.6035 | 263.4061 | 268.9869 | 277.3738 | 252.1543 | 256.095 | 260.0855 | 263.8908 | 244.6543 | 554.5623 | 1582.6847 | 1889.7486 | 1897.5232 | 1906.4461 | 1910.3437 | 2502.9647
SA | Behind the Meter Storage | 132.9247 | 132.25 | 135.694 | 138.5621 | 132.6474 | 126.6399 | 120.8369 | 115.716 | 111.32 | 113.493 | 110.2187 | 107.4376 | 106.4297 | 106.586 | 110.4775 | 119.5263 | 125.2094 | 132.4334 | 140.9554 | 150.7375 | 154.255 | 157.6818
SA | Wind | 2139.71 | 2139.71 | 2139.71 | 2139.71 | 2139.71 | 2139.71 | 2139.71 | 2139.71 | 2139.71 | 2048.96 | 2002.96 | 2002.96 | 2048.8658 | 1822.6658 | 1822.6658 | 2130.2924 | 2011.6609 | 3360.7365 | 3201.7365 | 2875.0365 | 3101.4019 | 3101.4019
SA | Solar | 378 | 378 | 378 | 378 | 378 | 378 | 378 | 378 | 378 | 378 | 624.8266 | 624.8266 | 1855.6908 | 1957.2688 | 1957.2688 | 2332.0942 | 2332.0942 | 2332.0942 | 2332.0942 | 2332.0942 | 2332.0942 | 2332.0942
SA | Distributed PV | 1342.1589 | 1384.0843 | 1403.1452 | 1409.3369 | 1414.9248 | 1420.4186 | 1425.932 | 1431.5212 | 1441.0022 | 1447.5714 | 1453.3798 | 1461.8403 | 1480.204 | 1504.1572 | 1539.9833 | 1645.4404 | 1688.523 | 1733.6951 | 1767.5065 | 1799.2902 | 1874.0314 | 1959.0678
Total |  | 7254.1648 | 7295.2468 | 7073.5766 | 6899.1775 | 6904.4023 | 6909.6749 | 6915.2224 | 6921.4933 | 6932.1591 | 6858.5383 | 6654.1794 | 6663.7995 | 7727.5759 | 7630.8686 | 7651.3497 | 7878.2155 | 8836.4721 | 10016.0077 | 9907.1158 | 9630.9043 | 9939.4262 | 10620.5103
SA | DSP | 32.99 | 37.0359 | 41.3702 | 45.5242 | 49.726 | 53.825 | 58.1257 | 61.8148 | 66.1765 | 70.8127 | 75.3244 | 80.2075 | 84.595 | 88.0512 | 92.8604 | 97.1121 | 102.3988 | 107.7343 | 112.0587 | 116.6412 | 121.3224 | 127.2525
Total including DSP |  | 7287.1548 | 7332.2827 | 7114.9469 | 6944.7017 | 6954.1284 | 6963.5 | 6973.3481 | 6983.3081 | 6998.3356 | 6929.3509 | 6729.5038 | 6744.007 | 7812.1709 | 7718.9198 | 7744.2101 | 7975.3277 | 8938.8709 | 10123.7421 | 10019.1744 | 9747.5455 | 10060.7486 | 10747.7628
Region | Technology | Existing+Committed in 2021 | 2022 | 2023 | 2024 | 2025 | 2026 | 2027 | 2028 | 2029 | 2030 | 2031 | 2032 | 2033 | 2034 | 2035 | 2036 | 2037 | 2038 | 2039 | 2040 | 2041 | 2042
TAS | Black Coal | 0 | 0 | 0 | 0 | 0 | 0 | 0 | 0 | 0 | 0 | 0 | 0 | 0 | 0 | 0 | 0 | 0 | 0 | 0 | 0 | 0 | 0
TAS | Brown Coal | 0 | 0 | 0 | 0 | 0 | 0 | 0 | 0 | 0 | 0 | 0 | 0 | 0 | 0 | 0 | 0 | 0 | 0 | 0 | 0 | 0 | 0
TAS | CCGT | 0 | 0 | 0 | 0 | 0 | 0 | 0 | 0 | 0 | 0 | 0 | 0 | 0 | 0 | 0 | 0 | 0 | 0 | 0 | 0 | 0 | 0
TAS | Peaking Gas+Liquids | 178 | 178 | 178 | 178 | 178 | 178 | 178 | 178 | 178 | 178 | 178 | 178 | 178 | 178 | 178 | 178 | 178 | 178 | 178 | 178 | 58 | 58
TAS | Hydro | 2263.1 | 2263.1 | 2263.1 | 2263.1 | 2263.1 | 2263.1 | 2263.1 | 2263.1 | 2263.1 | 2263.1 | 2263.1 | 2653.1 | 2653.1 | 2653.1 | 2653.1 | 2653.1 | 2653.1 | 2653.1 | 2653.1 | 2653.1 | 2653.1 | 2653.1
TAS | Dispatchable Storage | 1.8943 | 2.2067 | 2.2535 | 2.264 | 3.3928 | 4.6261 | 5.9009 | 7.3512 | 8.8652 | 12.1055 | 12.9087 | 13.9678 | 15.6816 | 16.9021 | 19.5316 | 22.8838 | 24.6314 | 26.4621 | 28.494 | 30.7124 | 31.6893 | 32.553
TAS | Behind the Meter Storage | 7.5773 | 8.8269 | 10.5852 | 12.3369 | 14.527 | 15.9345 | 16.7368 | 17.5732 | 18.2798 | 22.0268 | 21.1867 | 21.1079 | 22.2279 | 22.8357 | 25.4896 | 29.1529 | 30.8769 | 32.9041 | 35.1451 | 37.5764 | 38.4595 | 39.1902
TAS | Wind | 572.95 | 572.95 | 572.95 | 572.95 | 572.95 | 572.95 | 572.95 | 616.1742 | 616.1742 | 616.1742 | 616.1742 | 616.1742 | 1436.6095 | 1436.6095 | 1436.6095 | 1507.123 | 1507.123 | 1800.1216 | 1800.1216 | 1800.1216 | 1800.1216 | 1800.1216
TAS | Solar | 0 | 0 | 0 | 0 | 0 | 0 | 0 | 0 | 0 | 0 | 0 | 0 | 0 | 0 | 0 | 0 | 0 | 0 | 0 | 0 | 0 | 0
TAS | Distributed PV | 180.4228 | 187.599 | 195.0536 | 197.3229 | 198.2143 | 198.1166 | 197.8208 | 197.5031 | 199.7718 | 199.9869 | 199.6467 | 200.0335 | 204.8431 | 212.5619 | 231.7463 | 264.4712 | 274.5829 | 285.0686 | 291.4464 | 296.8113 | 312.5262 | 327.914
Total |  | 3203.9444 | 3212.6826 | 3221.9422 | 3225.9738 | 3230.1841 | 3232.7272 | 3234.5085 | 3279.7017 | 3284.1909 | 3291.3934 | 3291.0162 | 3682.3834 | 4510.462 | 4520.0091 | 4544.477 | 4654.7309 | 4668.3142 | 4975.6564 | 4986.3071 | 4996.3217 | 4893.8966 | 4910.8788
TAS | DSP | 29.51 | 29.534 | 29.7935 | 29.971 | 30.0823 | 30.1714 | 30.3648 | 29.8254 | 30.5104 | 31.1286 | 31.2702 | 31.4243 | 31.5199 | 31.6745 | 31.8346 | 31.7536 | 31.9385 | 32.1768 | 32.373 | 32.6063 | 32.7384 | 33.0328
Total including DSP |  | 3233.4544 | 3242.2166 | 3251.7358 | 3255.9449 | 3260.2664 | 3262.8987 | 3264.8734 | 3309.5271 | 3314.7013 | 3322.522 | 3322.2865 | 3713.8078 | 4541.9819 | 4551.6836 | 4576.3116 | 4686.4846 | 4700.2527 | 5007.8332 | 5018.6801 | 5028.928 | 4926.635 | 4943.9116

## Retirements_1
Remaining capacity of Coal (MW) - Central (Counterfactual)
Capacity calculated on 1 July. Years are financial year ending.
Region | Technology | 2022 | 2023 | 2024 | 2025 | 2026 | 2027 | 2028 | 2029 | 2030 | 2031 | 2032 | 2033 | 2034 | 2035 | 2036 | 2037 | 2038 | 2039 | 2040 | 2041 | 2042
NSW | Black Coal | 10210 | 9735 | 8260 | 8260 | 8260 | 8260 | 8260 | 8260 | 6940 | 6940 | 6940 | 4060 | 4060 | 4060 | 1320 | 1320 | 1320 | 1320 | 1320 | 1320 | 1320
QLD | Black Coal | 8126 | 8126 | 8126 | 8126 | 8126 | 8126 | 8126 | 7426 | 7426 | 7426 | 7426 | 7426 | 7426 | 7426 | 5746 | 5046 | 3896 | 3896 | 3896 | 3896 | 3896
VIC | Brown Coal | 4820 | 4820 | 4820 | 4820 | 4820 | 4820 | 4820 | 4820 | 4470 | 4120 | 3745 | 3370 | 3370 | 3370 | 3370 | 3370 | 3370 | 3370 | 3370 | 3370 | 3370
SA | 0 | 0 | 0 | 0 | 0 | 0 | 0 | 0 | 0 | 0 | 0 | 0 | 0 | 0 | 0 | 0 | 0 | 0 | 0 | 0 | 0 | 0
TAS | 0 | 0 | 0 | 0 | 0 | 0 | 0 | 0 | 0 | 0 | 0 | 0 | 0 | 0 | 0 | 0 | 0 | 0 | 0 | 0 | 0 | 0
NEM | Total | 23156 | 22681 | 21206 | 21206 | 21206 | 21206 | 21206 | 20506 | 18836 | 18486 | 18111 | 14856 | 14856 | 14856 | 10436 | 9736 | 8586 | 8586 | 8586 | 8586 | 8586
Cumulative Coal Retirement
Region | Technology | 2022 | 2023 | 2024 | 2025 | 2026 | 2027 | 2028 | 2029 | 2030 | 2031 | 2032 | 2033 | 2034 | 2035 | 2036 | 2037 | 2038 | 2039 | 2040 | 2041 | 2042
NSW | Black Coal | 0 | 475 | 1950 | 1950 | 1950 | 1950 | 1950 | 1950 | 3270 | 3270 | 3270 | 6150 | 6150 | 6150 | 8890 | 8890 | 8890 | 8890 | 8890 | 8890 | 8890
QLD | Black Coal | 0 | 0 | 0 | 0 | 0 | 0 | 0 | 700 | 700 | 700 | 700 | 700 | 700 | 700 | 2380 | 3080 | 4230 | 4230 | 4230 | 4230 | 4230
VIC | Brown Coal | 0 | 0 | 0 | 0 | 0 | 0 | 0 | 0 | 350 | 700 | 1075 | 1450 | 1450 | 1450 | 1450 | 1450 | 1450 | 1450 | 1450 | 1450 | 1450
SA | 0 | 0 | 0 | 0 | 0 | 0 | 0 | 0 | 0 | 0 | 0 | 0 | 0 | 0 | 0 | 0 | 0 | 0 | 0 | 0 | 0 | 0
TAS | 0 | 0 | 0 | 0 | 0 | 0 | 0 | 0 | 0 | 0 | 0 | 0 | 0 | 0 | 0 | 0 | 0 | 0 | 0 | 0 | 0 | 0
NEM | Total | 0 | 475 | 1950 | 1950 | 1950 | 1950 | 1950 | 2650 | 4320 | 4670 | 5045 | 8300 | 8300 | 8300 | 12720 | 13420 | 14570 | 14570 | 14570 | 14570 | 14570

## Retirements_2
Remaining capacity of Coal (MW) - Central (DP3)
Capacity calculated on 1 July. Years are financial year ending.
Region | Technology | 2022 | 2023 | 2024 | 2025 | 2026 | 2027 | 2028 | 2029 | 2030 | 2031 | 2032 | 2033 | 2034 | 2035 | 2036 | 2037 | 2038 | 2039 | 2040 | 2041 | 2042
NSW | Black Coal | 10210 | 9735 | 8260 | 8260 | 8260 | 8260 | 8260 | 8260 | 6940 | 6940 | 6940 | 4060 | 4060 | 4060 | 1320 | 1320 | 1320 | 1320 | 1320 | 1320 | 1320
QLD | Black Coal | 8126 | 8126 | 8126 | 8126 | 8126 | 8126 | 8126 | 7426 | 7426 | 7426 | 7426 | 7426 | 7426 | 7426 | 5746 | 5046 | 3896 | 3896 | 3896 | 3896 | 3896
VIC | Brown Coal | 4820 | 4820 | 4820 | 4820 | 4820 | 4820 | 4820 | 4820 | 4470 | 4120 | 3745 | 3370 | 3370 | 3370 | 3370 | 3370 | 3370 | 3370 | 3370 | 3370 | 3370
SA | 0 | 0 | 0 | 0 | 0 | 0 | 0 | 0 | 0 | 0 | 0 | 0 | 0 | 0 | 0 | 0 | 0 | 0 | 0 | 0 | 0 | 0
TAS | 0 | 0 | 0 | 0 | 0 | 0 | 0 | 0 | 0 | 0 | 0 | 0 | 0 | 0 | 0 | 0 | 0 | 0 | 0 | 0 | 0 | 0
NEM | Total | 23156 | 22681 | 21206 | 21206 | 21206 | 21206 | 21206 | 20506 | 18836 | 18486 | 18111 | 14856 | 14856 | 14856 | 10436 | 9736 | 8586 | 8586 | 8586 | 8586 | 8586
Cumulative Coal Retirement
Region | Technology | 2022 | 2023 | 2024 | 2025 | 2026 | 2027 | 2028 | 2029 | 2030 | 2031 | 2032 | 2033 | 2034 | 2035 | 2036 | 2037 | 2038 | 2039 | 2040 | 2041 | 2042
NSW | Black Coal | 0 | 475 | 1950 | 1950 | 1950 | 1950 | 1950 | 1950 | 3270 | 3270 | 3270 | 6150 | 6150 | 6150 | 8890 | 8890 | 8890 | 8890 | 8890 | 8890 | 8890
QLD | Black Coal | 0 | 0 | 0 | 0 | 0 | 0 | 0 | 700 | 700 | 700 | 700 | 700 | 700 | 700 | 2380 | 3080 | 4230 | 4230 | 4230 | 4230 | 4230
VIC | Brown Coal | 0 | 0 | 0 | 0 | 0 | 0 | 0 | 0 | 350 | 700 | 1075 | 1450 | 1450 | 1450 | 1450 | 1450 | 1450 | 1450 | 1450 | 1450 | 1450
SA | 0 | 0 | 0 | 0 | 0 | 0 | 0 | 0 | 0 | 0 | 0 | 0 | 0 | 0 | 0 | 0 | 0 | 0 | 0 | 0 | 0 | 0
TAS | 0 | 0 | 0 | 0 | 0 | 0 | 0 | 0 | 0 | 0 | 0 | 0 | 0 | 0 | 0 | 0 | 0 | 0 | 0 | 0 | 0 | 0
NEM | Total | 0 | 475 | 1950 | 1950 | 1950 | 1950 | 1950 | 2650 | 4320 | 4670 | 5045 | 8300 | 8300 | 8300 | 12720 | 13420 | 14570 | 14570 | 14570 | 14570 | 14570

## Generation_1
Annual as-generated generation by technology (GWh) - Central (Counterfactual)
Years are financial year ending.
Region | Technology | 2022 | 2023 | 2024 | 2025 | 2026 | 2027 | 2028 | 2029 | 2030 | 2031 | 2032 | 2033 | 2034 | 2035 | 2036 | 2037 | 2038 | 2039 | 2040 | 2041 | 2042
NEM | Black Coal | 97441.0801 | 94965.3204 | 95637.4158 | 92608.6397 | 90330.3681 | 86449.4732 | 88659.3406 | 79602.0183 | 78730.4394 | 85052.6192 | 82845.3831 | 68858.6182 | 69724.475 | 70036.992 | 47523.5298 | 44112.2541 | 37882.1091 | 38083.52 | 38097.7038 | 38111.0321 | 38136.7288
NEM | Brown Coal | 31943.0886 | 33240.5999 | 33115.0223 | 32311.2144 | 31549.7571 | 29907.5259 | 31530.7585 | 28975.8948 | 28274.9995 | 26479.8424 | 22680.6203 | 22150.7338 | 21556.9814 | 20422.4352 | 20369.1879 | 20471.4519 | 21969.0089 | 20940.8302 | 22169.1229 | 22753.9781 | 20820.5992
NEM | CCGT | 3143.0283 | 3138.9782 | 2998.1318 | 3030.4549 | 2849.5359 | 2792.7294 | 2932.7232 | 2955.4808 | 2876.112 | 2849.98 | 2675.4925 | 10747.5826 | 10469.6221 | 9528.1598 | 9127.6681 | 10160.5929 | 12681.6661 | 12766.8836 | 10455.4965 | 10369.7499 | 10411.1729
NEM | Peaking Gas+Liquids | 112.3664 | 96.7669 | 159.9809 | 192.1109 | 188.6905 | 143.9401 | 161.9223 | 199.9321 | 251.469 | 229.9624 | 224.2807 | 6671.8124 | 6802.6307 | 6374.971 | 9927.4418 | 10992.8142 | 21800.1128 | 17868.0546 | 21626.9012 | 26167.8865 | 24870.9735
NEM | Hydro | 15998.527 | 13157.2159 | 13037.5174 | 16059.2521 | 13726.0265 | 15728.6925 | 9126.7042 | 17282.4962 | 15627.1962 | 11996.0934 | 15138.9709 | 12669.1089 | 12294.7533 | 14824.535 | 13401.5036 | 14617.6455 | 8646.0768 | 16326.8951 | 14902.1916 | 11367.9182 | 13923.0455
NEM | Dispatchable Storage | 176.1226 | 189.9927 | 170.2048 | 248.9499 | 463.5703 | 642.4143 | 932.926 | 657.5298 | 873.9114 | 2731.1381 | 2039.9947 | 2369.5926 | 2774.4491 | 3550.8767 | 8371.5685 | 8963.1023 | 8428.014 | 8318.4296 | 8688.8186 | 8437.321 | 9127.1434
NEM | Behind the Meter Storage | 307.8815 | 349.5679 | 405.8046 | 466.0259 | 512.881 | 557.6824 | 589.0446 | 618.9552 | 689.9672 | 735.5756 | 736.7638 | 751.0907 | 775.1096 | 827.3416 | 915.6105 | 1017.6304 | 1099.4949 | 1182.6554 | 1259.4802 | 1340.918 | 1398.4534
NEM | Wind | 29308.9544 | 30389.2771 | 30551.6598 | 30836.0649 | 35003.6375 | 37065.6028 | 36580.3114 | 42642.2505 | 44512.5754 | 44043.9854 | 46509.3206 | 47276.403 | 45669.1031 | 46513.9459 | 67558.2783 | 68466.1199 | 66573.4992 | 69038.492 | 67856.8236 | 67079.0938 | 68294.6411
NEM | Solar | 12774.5275 | 15384.0507 | 14970.4559 | 15059.339 | 15898.0169 | 17814.4416 | 21901.1638 | 18944.2156 | 21840.028 | 23289.4839 | 24549.786 | 27076.3503 | 30034.7798 | 29829.4817 | 30978.3819 | 31024.5437 | 31118.9996 | 27236.482 | 28814.3983 | 29321.9295 | 29942.104
NEM | Distributed PV | 15453.3412 | 16385.4373 | 17152.0833 | 17654.0411 | 18090.5305 | 18517.819 | 18972.1167 | 19452.2496 | 19949.297 | 20396.7077 | 20892.9265 | 21567.867 | 22539.4136 | 23894.5703 | 25982.2296 | 27828.6794 | 29023.3593 | 30089.5636 | 31081.7733 | 32341.6811 | 33986.6993
Total excluding storage |  | 206174.9135 | 206757.6463 | 207622.2672 | 207751.1169 | 207636.563 | 208420.2246 | 209865.0407 | 210054.5378 | 212062.1166 | 214338.6744 | 215516.7805 | 217018.4763 | 219091.759 | 221425.091 | 224868.2209 | 227674.1016 | 229694.8318 | 232350.721 | 235004.4113 | 237513.2691 | 240385.9643
NEM | DSP | 0.13821 | 0 | 0.14155 | 0.58213 | 0.60344 | 0 | 0.19709 | 0.22468 | 1.5746 | 0 | 0.27951 | 0.29761 | 0.80934 | 1.3079 | 3.1374 | 3.6727 | 1.5965 | 4.6428 | 4.6745 | 1.8156 | 4.5608
Total including DSP |  | 206175.0518 | 206757.6463 | 207622.4087 | 207751.6991 | 207637.1665 | 208420.2246 | 209865.2377 | 210054.7625 | 212063.6911 | 214338.6744 | 215517.06 | 217018.7739 | 219092.5684 | 221426.3988 | 224871.3583 | 227677.7743 | 229696.4283 | 232355.3638 | 235009.0858 | 237515.0847 | 240390.5251
Region | Technology | 2022 | 2023 | 2024 | 2025 | 2026 | 2027 | 2028 | 2029 | 2030 | 2031 | 2032 | 2033 | 2034 | 2035 | 2036 | 2037 | 2038 | 2039 | 2040 | 2041 | 2042
NSW | Black Coal | 46795.0918 | 45667.4026 | 42300.9007 | 39886.3716 | 39468.0419 | 37301.3836 | 41429.3731 | 37063.9179 | 36663.6377 | 43299.3291 | 40808.731 | 26674.2 | 26674.2 | 26674.2 | 8696.16 | 8672.4 | 8672.4 | 8672.4 | 8696.16 | 8672.4 | 8672.4
NSW | Brown Coal | 0 | 0 | 0 | 0 | 0 | 0 | 0 | 0 | 0 | 0 | 0 | 0 | 0 | 0 | 0 | 0 | 0 | 0 | 0 | 0 | 0
NSW | CCGT | 34.6896 | 34.6896 | 104.3539 | 69.3792 | 69.3792 | 69.3792 | 69.5693 | 69.3792 | 69.3792 | 69.3792 | 69.5693 | 3425.1704 | 3425.1704 | 3422.1155 | 3190.7986 | 3224.8278 | 3378.1834 | 3349.6387 | 3408.8398 | 3402.6924 | 3401.3817
NSW | Peaking Gas+Liquids | 13.6326 | 2.8669 | 19.3934 | 28.0069 | 27.3835 | 23.147 | 22.3214 | 30.2491 | 89.4867 | 52.7549 | 72.8113 | 5510.0432 | 5781.8951 | 5351.611 | 8608.6149 | 9340.7754 | 14557.3909 | 12196.842 | 14534.6599 | 16135.6667 | 16990.1067
NSW | Hydro | 2200.252 | 1869.9172 | 1853.0175 | 2812.2049 | 1798.3902 | 2186.455 | 796.0542 | 3451.8118 | 3065.348 | 1819.9062 | 2113.7826 | 1773.2171 | 1748.211 | 2663.7144 | 2145.1575 | 2476.3551 | 921.2626 | 3554.3455 | 3079.9313 | 1865.7524 | 2148.1149
NSW | Dispatchable Storage | 26.6351 | 26.7605 | 10.9088 | 57.509 | 218.6311 | 315.8035 | 408.3812 | 240.0516 | 211.0515 | 1875.2551 | 777.2346 | 351.6867 | 324.0001 | 342.7113 | 2251.6144 | 2089.6255 | 1065.7044 | 1318.9644 | 941.065 | 815.5384 | 759.4578
NSW | Behind the Meter Storage | 107.7652 | 129.1563 | 157.8533 | 188.5235 | 214.1412 | 236.8803 | 249.0902 | 265.3246 | 298.6179 | 318.9155 | 321.2268 | 325.5928 | 337.0477 | 357.798 | 396.898 | 439.5639 | 469.7602 | 503.9533 | 532.0632 | 563.0129 | 586.9408
NSW | Wind | 4881.3247 | 5470.2151 | 5628.1674 | 5668.4691 | 5919.8996 | 5706.6214 | 5373.4464 | 5700.7768 | 5415.2617 | 5642.7027 | 5689.068 | 7410.876 | 7709.1004 | 7796.5964 | 24812.7941 | 24888.4161 | 23546.8943 | 25318.9769 | 23292.0671 | 23658.5303 | 22477.5698
NSW | Solar | 4527.9495 | 5709.0314 | 5521.1756 | 5431.847 | 5727.075 | 5994.1561 | 6493.6511 | 5743.0866 | 5956.997 | 6126.2069 | 6300.8058 | 6481.9564 | 6233.2839 | 6080.487 | 6483.0881 | 6488.3153 | 6456.8787 | 5777.8621 | 5976.7446 | 6115.2214 | 6285.3549
NSW | Distributed PV | 4163.2051 | 4499.8067 | 4762.0763 | 4903.2931 | 5009.9936 | 5105.8322 | 5206.8626 | 5330.0009 | 5464.1479 | 5566.1473 | 5684.4338 | 5888.3742 | 6222.0125 | 6689.2694 | 7413.6695 | 8026.3537 | 8387.2983 | 8716.162 | 9011.0835 | 9400.8923 | 9925.4109
Total excluding storage |  | 62616.1453 | 63253.9295 | 60189.0848 | 58799.5719 | 58020.1631 | 56386.9745 | 59391.2781 | 57389.2223 | 56724.2581 | 62576.4263 | 60739.2019 | 57163.8374 | 57793.8733 | 58677.9936 | 61350.2827 | 63117.4434 | 65920.3082 | 67586.2273 | 67999.4861 | 69251.1556 | 69900.3388
NSW | DSP | 0 | 0 | 0.14155 | 0.58213 | 0 | 0 | 0.19709 | 0.22468 | 0.97514 | 0 | 0.27951 | 0.29761 | 0.50951 | 1.306 | 1.2099 | 2.2454 | 0.93525 | 1.7745 | 1.984 | 0.71887 | 2.2551
Total including DSP |  | 62616.1453 | 63253.9295 | 60189.2263 | 58800.154 | 58020.1631 | 56386.9745 | 59391.4752 | 57389.4469 | 56725.2333 | 62576.4263 | 60739.4814 | 57164.135 | 57794.3828 | 58679.2997 | 61351.4927 | 63119.6888 | 65921.2435 | 67588.0018 | 68001.4701 | 69251.8744 | 69902.5939
Region | Technology | 2022 | 2023 | 2024 | 2025 | 2026 | 2027 | 2028 | 2029 | 2030 | 2031 | 2032 | 2033 | 2034 | 2035 | 2036 | 2037 | 2038 | 2039 | 2040 | 2041 | 2042
QLD | Black Coal | 50645.9883 | 49297.9178 | 53336.5152 | 52722.2681 | 50862.3262 | 49148.0897 | 47229.9675 | 42538.1004 | 42066.8017 | 41753.2901 | 42036.6521 | 42184.4182 | 43050.275 | 43362.792 | 38827.3698 | 35439.8541 | 29209.7091 | 29411.12 | 29401.5438 | 29438.6321 | 29464.3288
QLD | Brown Coal | 0 | 0 | 0 | 0 | 0 | 0 | 0 | 0 | 0 | 0 | 0 | 0 | 0 | 0 | 0 | 0 | 0 | 0 | 0 | 0 | 0
QLD | CCGT | 1176.4338 | 1176.4338 | 1346.3869 | 1279.37 | 1279.37 | 1279.37 | 1282.8751 | 1232.1536 | 1232.1536 | 1232.1536 | 1235.5293 | 2120.9052 | 2038.6424 | 1960.2961 | 3301.4727 | 4425.9929 | 7364.1353 | 7840.4585 | 7046.6567 | 6967.0575 | 7009.7912
QLD | Peaking Gas+Liquids | 2.9204 | 0.64725 | 3.9466 | 17.074 | 10.4132 | 1.2386 | 0.24136 | 17.1912 | 9.366 | 22.5528 | 3.8293 | 197.0378 | 123.3274 | 121.0575 | 318.7308 | 616.3575 | 2561.2988 | 3276.9903 | 3469.254 | 3487.0851 | 3835.3109
QLD | Hydro | 685.1193 | 682.3503 | 679.5812 | 676.8122 | 674.0432 | 671.2742 | 668.5051 | 665.7361 | 662.9671 | 660.198 | 657.429 | 654.66 | 651.891 | 649.1219 | 646.3529 | 643.5839 | 241.4355 | 240.3922 | 239.349 | 238.3057 | 237.2624
QLD | Dispatchable Storage | 16.8767 | 37.4264 | 37.986 | 57.2073 | 60.0982 | 116.0837 | 303.0814 | 244.7829 | 411.3118 | 458.8284 | 484.504 | 595.539 | 863.5371 | 1366.3955 | 3242.9648 | 3806.3116 | 4517.3877 | 3719.7151 | 3993.8758 | 4229.2166 | 4309.0877
QLD | Behind the Meter Storage | 48.7846 | 59.6306 | 72.973 | 88.0623 | 103.077 | 115.0753 | 123.6567 | 132.834 | 150.027 | 164.1096 | 164.5179 | 168.272 | 175.2361 | 186.6232 | 205.6042 | 229.5435 | 247.4726 | 266.7541 | 283.3279 | 307.0152 | 322.2739
QLD | Wind | 2306.7854 | 4232.842 | 4120.3903 | 4068.9805 | 6046.6102 | 7638.9428 | 7211.6629 | 11799.0612 | 12117.7523 | 11967.3807 | 11545.3398 | 11764.9018 | 11537.1077 | 11528.6112 | 13733.8604 | 15040.9661 | 14457.6687 | 14375.6292 | 14411.5059 | 14601.5316 | 13918.2915
QLD | Solar | 5005.2818 | 6213.3796 | 6131.1274 | 6118.8457 | 6224.2793 | 7377.5486 | 10613.3719 | 8842.0661 | 11373.5712 | 11646.5381 | 11998.4472 | 12282.2596 | 12180.1683 | 12204.0929 | 12552.4072 | 12497.2682 | 12515.9595 | 10358.2127 | 11504.5834 | 11773.1977 | 12146.7721
QLD | Distributed PV | 5730.5623 | 6067.0459 | 6369.913 | 6610.1034 | 6851.4888 | 7092.358 | 7345.7689 | 7582.8204 | 7831.6134 | 8075.698 | 8337.6671 | 8604.3111 | 8945.3855 | 9342.7222 | 9876.1313 | 10406.2581 | 10828.6763 | 11211.6405 | 11596.0981 | 12025.4846 | 12557.771
Total excluding storage |  | 65553.0912 | 67670.6167 | 71987.8606 | 71493.4538 | 71948.5309 | 73208.8218 | 74352.3927 | 72677.129 | 75294.2253 | 75357.8113 | 75814.8937 | 77808.4936 | 78526.7973 | 79168.6939 | 79256.3252 | 79070.2807 | 77178.8831 | 76714.4434 | 77668.9908 | 78531.2943 | 79169.5279
QLD | DSP | 0 | 0 | 0 | 0 | 0 | 0 | 0 | 0 | 0 | 0 | 0 | 0 | 0.29982 | 0.0018165 | 0.69801 | 0.53983 | 0 | 1.4415 | 1.1899 | 1.0967 | 0
Total including DSP |  | 65553.0912 | 67670.6167 | 71987.8606 | 71493.4538 | 71948.5309 | 73208.8218 | 74352.3927 | 72677.129 | 75294.2253 | 75357.8113 | 75814.8937 | 77808.4936 | 78527.0971 | 79168.6957 | 79257.0232 | 79070.8206 | 77178.8831 | 76715.8849 | 77670.1808 | 78532.391 | 79169.5279
Region | Technology | 2022 | 2023 | 2024 | 2025 | 2026 | 2027 | 2028 | 2029 | 2030 | 2031 | 2032 | 2033 | 2034 | 2035 | 2036 | 2037 | 2038 | 2039 | 2040 | 2041 | 2042
VIC | Black Coal | 0 | 0 | 0 | 0 | 0 | 0 | 0 | 0 | 0 | 0 | 0 | 0 | 0 | 0 | 0 | 0 | 0 | 0 | 0 | 0 | 0
VIC | Brown Coal | 31943.0886 | 33240.5999 | 33115.0223 | 32311.2144 | 31549.7571 | 29907.5259 | 31530.7585 | 28975.8948 | 28274.9995 | 26479.8424 | 22680.6203 | 22150.7338 | 21556.9814 | 20422.4352 | 20369.1879 | 20471.4519 | 21969.0089 | 20940.8302 | 22169.1229 | 22753.9781 | 20820.5992
VIC | CCGT | 32.0104 | 14.885 | 13.8758 | 17.8709 | 19.9088 | 10.6946 | 11.0935 | 9.2083 | 15.598 | 33.9269 | 46.1744 | 1436.8734 | 1319.9912 | 982.9973 | 719.1436 | 481.8801 | 1939.3474 | 1576.7864 | 0 | 0 | 0
VIC | Peaking Gas+Liquids | 30.73 | 15.6869 | 10.4791 | 8.5002 | 23.2081 | 7.8971 | 8.9108 | 11.7956 | 20.1504 | 22.3811 | 38.8787 | 174.3093 | 112.3318 | 192.4421 | 217.7828 | 229.6372 | 2150.7596 | 498.0476 | 1700.6637 | 3510.2942 | 2012.4573
VIC | Hydro | 3111.8146 | 2879.0047 | 2723.5063 | 3424.4431 | 2649.1551 | 3048.9299 | 1843.0324 | 3714.7814 | 3486.7661 | 2741.5906 | 2986.7883 | 2762.1725 | 2611.1446 | 3284.3395 | 2541.1845 | 2923.1605 | 1765.812 | 3560.2707 | 3344.0724 | 2626.6017 | 2860.2758
VIC | Dispatchable Storage | 38.6604 | 33.092 | 30.4906 | 37.4932 | 85.6046 | 105.2843 | 112.6033 | 73.4623 | 137.1665 | 158.0801 | 364.8166 | 1028.9083 | 1176.7248 | 1440.9004 | 1637.8786 | 1800.1153 | 1631.3711 | 2067.442 | 2559.3422 | 2314.5197 | 2847.1899
VIC | Behind the Meter Storage | 45.6645 | 54.6954 | 66.4458 | 81.4292 | 93.4683 | 105.7173 | 116.7378 | 124.2719 | 142.705 | 153.7022 | 154.031 | 160.8358 | 166.9423 | 183.8204 | 208.5421 | 235.3066 | 259.416 | 281.7409 | 304.3651 | 325.1451 | 339.6403
VIC | Wind | 13136.4069 | 12530.3506 | 12566.465 | 12893.0623 | 14176.7522 | 15002.1774 | 15576.2768 | 16756.3937 | 18660.3775 | 18287.8925 | 20587.5444 | 18310.8028 | 17411.0985 | 18142.7187 | 19124.2152 | 18805.657 | 19741.6516 | 20391.5603 | 21214.8012 | 19790.2067 | 22272.7768
VIC | Solar | 2277.0261 | 2452.2246 | 2345.6044 | 2529.6808 | 2981.5427 | 3450.7044 | 3783.2446 | 3419.4644 | 3528.7222 | 3508.7091 | 3476.4242 | 3772.2085 | 7259.863 | 7134.0614 | 7535.2267 | 7537.8772 | 7605.1556 | 6870.7877 | 6992.3146 | 7118.4474 | 7094.7574
VIC | Distributed PV | 3376.7382 | 3585.3319 | 3761.162 | 3873.9467 | 3959.436 | 4044.565 | 4135.1102 | 4245.9057 | 4352.9021 | 4446.465 | 4549.318 | 4733.4618 | 4997.9919 | 5429.3217 | 6117.9547 | 6699.7666 | 7043.2805 | 7334.0129 | 7590.6479 | 7945.1944 | 8397.7795
Total excluding storage |  | 53907.8148 | 54718.0836 | 54536.1147 | 55058.7185 | 55359.7601 | 55472.4942 | 56888.4269 | 57133.444 | 58339.5158 | 55520.8076 | 54365.7484 | 53340.562 | 55269.4023 | 55588.3159 | 56624.6954 | 57149.4305 | 62215.0156 | 61172.2958 | 63011.6227 | 63744.7225 | 63458.646
VIC | DSP | 0.057172 | 0 | 0 | 0 | 0.44196 | 0 | 0 | 0 | 0.38698 | 0 | 0 | 0 | 0 | 0 | 0.84098 | 0.1707 | 0 | 0.97846 | 1.034 | 0 | 1.5423
Total including DSP |  | 53907.8719 | 54718.0836 | 54536.1147 | 55058.7185 | 55360.2021 | 55472.4942 | 56888.4269 | 57133.444 | 58339.9028 | 55520.8076 | 54365.7484 | 53340.562 | 55269.4023 | 55588.3159 | 56625.5364 | 57149.6012 | 62215.0156 | 61173.2742 | 63012.6568 | 63744.7225 | 63460.1883
Region | Technology | 2022 | 2023 | 2024 | 2025 | 2026 | 2027 | 2028 | 2029 | 2030 | 2031 | 2032 | 2033 | 2034 | 2035 | 2036 | 2037 | 2038 | 2039 | 2040 | 2041 | 2042
SA | Black Coal | 0 | 0 | 0 | 0 | 0 | 0 | 0 | 0 | 0 | 0 | 0 | 0 | 0 | 0 | 0 | 0 | 0 | 0 | 0 | 0 | 0
SA | Brown Coal | 0 | 0 | 0 | 0 | 0 | 0 | 0 | 0 | 0 | 0 | 0 | 0 | 0 | 0 | 0 | 0 | 0 | 0 | 0 | 0 | 0
SA | CCGT | 1899.8944 | 1912.9697 | 1533.5151 | 1663.8348 | 1480.8779 | 1433.2857 | 1569.1853 | 1644.7397 | 1558.9812 | 1514.5204 | 1324.2195 | 3764.6336 | 3685.818 | 3162.7509 | 1916.2531 | 2027.8921 | 0 | 0 | 0 | 0 | 0
SA | Peaking Gas+Liquids | 65.0835 | 77.5659 | 126.1618 | 138.5298 | 127.6856 | 111.6575 | 130.4487 | 140.6961 | 132.4659 | 132.2736 | 108.7614 | 790.4222 | 785.0764 | 709.8605 | 782.3133 | 806.0441 | 2530.6635 | 1896.1747 | 1922.3235 | 3034.8405 | 2033.0986
SA | Hydro | 0 | 0 | 0 | 0 | 0 | 0 | 0 | 0 | 0 | 0 | 0 | 0 | 0 | 0 | 0 | 0 | 0 | 0 | 0 | 0 | 0
SA | Dispatchable Storage | 93.472 | 92.6491 | 90.5233 | 95.6868 | 98.2833 | 103.9322 | 108.3963 | 97.9148 | 113.9177 | 236.9975 | 410.8023 | 388.0743 | 404.0038 | 396.3434 | 1234.036 | 1263.0792 | 1204.8796 | 1208.41 | 1189.8245 | 1069.9271 | 1207.5086
SA | Behind the Meter Storage | 99.7285 | 99.1403 | 100.538 | 98.5405 | 91.7342 | 88.549 | 87.1752 | 83.5907 | 83.7598 | 83.1008 | 81.5113 | 80.4158 | 79.6424 | 81.4403 | 84.9621 | 91.3048 | 98.9494 | 104.7718 | 112.3235 | 117.0965 | 120.3568
SA | Wind | 6859.4509 | 6106.5248 | 6287.1508 | 6086.9778 | 6666.9833 | 6531.5814 | 6053.6072 | 6049.0104 | 6023.0618 | 5833.2831 | 6203.2912 | 5717.2114 | 5184.0505 | 4935.3738 | 5685.5286 | 5447.6989 | 4785.8806 | 4921.9906 | 4927.0695 | 4785.1886 | 5134.6546
SA | Solar | 964.2702 | 1009.4151 | 972.5485 | 978.9654 | 965.1199 | 992.0325 | 1010.8962 | 939.5985 | 980.7376 | 2008.0298 | 2774.1088 | 4235.5745 | 4045.9019 | 4122.517 | 4109.4635 | 4214.076 | 4236.229 | 3937.8174 | 4040.8942 | 4020.1193 | 4122.5141
SA | Distributed PV | 1950.948 | 1992.5043 | 2012.0027 | 2017.9049 | 2021.0277 | 2026.9583 | 2036.4898 | 2044.5876 | 2050.932 | 2058.8058 | 2071.5617 | 2088.6352 | 2113.9359 | 2156.9268 | 2266.7204 | 2362.4792 | 2418.5825 | 2471.9855 | 2520.5219 | 2594.0085 | 2711.6847
Total excluding storage |  | 11739.647 | 11098.9797 | 10931.3789 | 10886.2127 | 11261.6945 | 11095.5154 | 10800.6272 | 10818.6323 | 10746.1785 | 11546.9126 | 12481.9424 | 16596.4769 | 15814.7828 | 15087.429 | 14760.279 | 14858.1903 | 13971.3555 | 13227.9682 | 13410.8092 | 14434.1568 | 14001.9521
SA | DSP | 0.081042 | 0 | 0 | 0 | 0.16148 | 0 | 0 | 0 | 0.21244 | 0 | 0 | 0 | 0 | 0 | 0.38845 | 0.71679 | 0.6613 | 0.44823 | 0.46656 | 0 | 0.76351
Total including DSP |  | 11739.728 | 11098.9797 | 10931.3789 | 10886.2127 | 11261.856 | 11095.5154 | 10800.6272 | 10818.6323 | 10746.3909 | 11546.9126 | 12481.9424 | 16596.4769 | 15814.7828 | 15087.429 | 14760.6675 | 14858.9071 | 13972.0168 | 13228.4164 | 13411.2758 | 14434.1568 | 14002.7156
Region | Technology | 2022 | 2023 | 2024 | 2025 | 2026 | 2027 | 2028 | 2029 | 2030 | 2031 | 2032 | 2033 | 2034 | 2035 | 2036 | 2037 | 2038 | 2039 | 2040 | 2041 | 2042
TAS | Black Coal | 0 | 0 | 0 | 0 | 0 | 0 | 0 | 0 | 0 | 0 | 0 | 0 | 0 | 0 | 0 | 0 | 0 | 0 | 0 | 0 | 0
TAS | Brown Coal | 0 | 0 | 0 | 0 | 0 | 0 | 0 | 0 | 0 | 0 | 0 | 0 | 0 | 0 | 0 | 0 | 0 | 0 | 0 | 0 | 0
TAS | CCGT | 0 | 0 | 0 | 0 | 0 | 0 | 0 | 0 | 0 | 0 | 0 | 0 | 0 | 0 | 0 | 0 | 0 | 0 | 0 | 0 | 0
TAS | Peaking Gas+Liquids | 0 | 0 | 0 | 0 | 0 | 0 | 0 | 0 | 0 | 0 | 0 | 0 | 0 | 0 | 0 | 0 | 0 | 0 | 0 | 0 | 0
TAS | Hydro | 10001.3411 | 7725.9437 | 7781.4124 | 9145.7918 | 8604.4381 | 9822.0334 | 5819.1124 | 9450.1669 | 8412.1151 | 6774.3986 | 9380.9709 | 7479.0594 | 7283.5068 | 8227.3592 | 8068.8087 | 8574.5461 | 5717.5668 | 8971.8867 | 8238.839 | 6637.2583 | 8677.3924
TAS | Dispatchable Storage | 0.47845 | 0.064611 | 0.29606 | 1.0536 | 0.95314 | 1.3106 | 0.46375 | 1.3183 | 0.46381 | 1.977 | 2.6371 | 5.3843 | 6.1833 | 4.526 | 5.0746 | 3.9706 | 8.6712 | 3.8982 | 4.711 | 8.1192 | 3.8994
TAS | Behind the Meter Storage | 5.9386 | 6.9452 | 7.9943 | 9.4704 | 10.4603 | 11.4605 | 12.3846 | 12.934 | 14.8574 | 15.7476 | 15.4769 | 15.9743 | 16.241 | 17.6596 | 19.6042 | 21.9116 | 23.8967 | 25.4354 | 27.4005 | 28.6482 | 29.2415
TAS | Wind | 2124.9865 | 2049.3447 | 1949.4864 | 2118.5752 | 2193.392 | 2186.2799 | 2365.3182 | 2337.0084 | 2296.1221 | 2312.7265 | 2484.0772 | 4072.611 | 3827.7459 | 4110.6458 | 4201.88 | 4283.3819 | 4041.404 | 4030.335 | 4011.3799 | 4243.6366 | 4491.3484
TAS | Solar | 0 | 0 | 0 | 0 | 0 | 0 | 0 | 0 | 0 | 0 | 0 | 304.3513 | 315.5627 | 288.3234 | 298.1963 | 287.007 | 304.7768 | 291.802 | 299.8615 | 294.9438 | 292.7055
TAS | Distributed PV | 231.8876 | 240.7485 | 246.9294 | 248.793 | 248.5843 | 248.1054 | 247.8851 | 248.935 | 249.7017 | 249.5917 | 249.9459 | 253.0847 | 260.0879 | 276.3302 | 307.7536 | 333.8218 | 345.5217 | 355.7626 | 363.422 | 376.1013 | 394.0532
Total excluding storage |  | 12358.2153 | 10016.0368 | 9977.8281 | 11513.16 | 11046.4144 | 12256.4187 | 8432.3157 | 12036.1102 | 10957.9389 | 9336.7167 | 12114.994 | 12109.1064 | 11686.9033 | 12902.6585 | 12876.6386 | 13478.7568 | 10409.2693 | 13649.7864 | 12913.5023 | 11551.9399 | 13855.4995
TAS | DSP | 0 | 0 | 0 | 0 | 0 | 0 | 0 | 0 | 0 | 0 | 0 | 0 | 0 | 0 | 0 | 0 | 0 | 0 | 0 | 0 | 0
Total including DSP |  | 12358.2153 | 10016.0368 | 9977.8281 | 11513.16 | 11046.4144 | 12256.4187 | 8432.3157 | 12036.1102 | 10957.9389 | 9336.7167 | 12114.994 | 12109.1064 | 11686.9033 | 12902.6585 | 12876.6386 | 13478.7568 | 10409.2693 | 13649.7864 | 12913.5023 | 11551.9399 | 13855.4995
Pump Load (GWh) - Central (Counterfactual)
Region | Technology | 2022 | 2023 | 2024 | 2025 | 2026 | 2027 | 2028 | 2029 | 2030 | 2031 | 2032 | 2033 | 2034 | 2035 | 2036 | 2037 | 2038 | 2039 | 2040 | 2041 | 2042
NEM | Dispatchable Storage Load | -216.1534 | -270.7265 | -247.8249 | -381.2996 | -587.366 | -877.2215 | -1388.0345 | -949.1359 | -1362.8137 | -3558.8907 | -2624.883 | -3027.1275 | -3504.7527 | -4496.0491 | -11118.704 | -11833.6742 | -10771.0656 | -10708.7046 | -11065.2268 | -10669.0667 | -11542.6803
NEM | Behind the Meter Storage Load | -362.042 | -411.0272 | -477.0041 | -548.0732 | -603.0302 | -655.6623 | -692.6181 | -727.6645 | -811.3993 | -864.8503 | -866.4242 | -883.1899 | -911.1896 | -973.0341 | -1076.5687 | -1196.4549 | -1292.9028 | -1390.5291 | -1481.3138 | -1576.6785 | -1644.6122
Total |  | -578.1953 | -681.7538 | -724.829 | -929.3728 | -1190.3961 | -1532.8838 | -2080.6526 | -1676.8004 | -2174.2129 | -4423.741 | -3491.3072 | -3910.3174 | -4415.9423 | -5469.0832 | -12195.2727 | -13030.1291 | -12063.9684 | -12099.2336 | -12546.5406 | -12245.7452 | -13187.2926
Region | Technology | 2022 | 2023 | 2024 | 2025 | 2026 | 2027 | 2028 | 2029 | 2030 | 2031 | 2032 | 2033 | 2034 | 2035 | 2036 | 2037 | 2038 | 2039 | 2040 | 2041 | 2042
NSW | Dispatchable Storage Load | -33.4645 | -70.344 | -51.5609 | -144.1827 | -286.9762 | -453.05 | -564.3509 | -322.1781 | -283.8051 | -2448.7653 | -1004.1782 | -442.9623 | -396.4476 | -450.982 | -3455.5744 | -3227.4891 | -1607.3952 | -2018.8501 | -1396.7146 | -1204.8175 | -1129.9483
NSW | Behind the Meter Storage Load | -126.7308 | -151.8506 | -185.5915 | -221.7396 | -251.8382 | -278.5625 | -292.8722 | -311.8426 | -351.1708 | -374.9339 | -377.7894 | -382.8413 | -396.3183 | -420.8658 | -466.7881 | -516.9409 | -552.3713 | -592.3792 | -625.7635 | -661.9492 | -690.3156
Total |  | -160.1953 | -222.1947 | -237.1523 | -365.9223 | -538.8144 | -731.6125 | -857.2231 | -634.0207 | -634.976 | -2823.6992 | -1381.9676 | -825.8036 | -792.7659 | -871.8478 | -3922.3625 | -3744.43 | -2159.7664 | -2611.2293 | -2022.4781 | -1866.7667 | -1820.2638
Region | Technology | 2022 | 2023 | 2024 | 2025 | 2026 | 2027 | 2028 | 2029 | 2030 | 2031 | 2032 | 2033 | 2034 | 2035 | 2036 | 2037 | 2038 | 2039 | 2040 | 2041 | 2042
QLD | Dispatchable Storage Load | -21.2509 | -47.0823 | -48.383 | -73.9345 | -75.6468 | -168.7197 | -555.5318 | -418.2067 | -775.5299 | -629.0374 | -663.5379 | -819.455 | -1153.7028 | -1764.5168 | -4104.3183 | -4795.5628 | -5659.103 | -4633.0063 | -4993.5514 | -5287.55 | -5385.0442
QLD | Behind the Meter Storage Load | -57.3817 | -70.1114 | -85.8021 | -103.5549 | -121.2202 | -135.2853 | -145.3923 | -156.1935 | -176.4285 | -192.9279 | -193.514 | -197.8554 | -206.0545 | -219.4688 | -241.8053 | -269.8765 | -290.9889 | -313.6826 | -333.2055 | -360.9549 | -379.0815
Total |  | -78.6326 | -117.1937 | -134.1851 | -177.4894 | -196.867 | -304.005 | -700.924 | -574.4002 | -951.9584 | -821.9653 | -857.0519 | -1017.3105 | -1359.7574 | -1983.9856 | -4346.1236 | -5065.4393 | -5950.0919 | -4946.6888 | -5326.7569 | -5648.5049 | -5764.1257
Region | Technology | 2022 | 2023 | 2024 | 2025 | 2026 | 2027 | 2028 | 2029 | 2030 | 2031 | 2032 | 2033 | 2034 | 2035 | 2036 | 2037 | 2038 | 2039 | 2040 | 2041 | 2042
VIC | Dispatchable Storage Load | -46.9644 | -40.1813 | -36.9834 | -45.2783 | -103.9721 | -127.5415 | -135.9985 | -88.5321 | -164.6208 | -189.5407 | -448.6126 | -1282.4817 | -1453.387 | -1789.5343 | -2032.9817 | -2246.096 | -2012.9026 | -2567.9125 | -3205.2064 | -2851.1823 | -3537.6552
VIC | Behind the Meter Storage Load | -53.677 | -64.3205 | -78.0409 | -95.7414 | -109.8075 | -124.2051 | -137.2845 | -146.1805 | -167.8887 | -180.7695 | -181.0783 | -189.1504 | -196.1173 | -216.1502 | -245.0283 | -276.5053 | -305.0903 | -331.4167 | -358.1006 | -382.412 | -399.3077
Total |  | -100.6415 | -104.5018 | -115.0243 | -141.0196 | -213.7796 | -251.7466 | -273.283 | -234.7126 | -332.5095 | -370.3102 | -629.6908 | -1471.6321 | -1649.5043 | -2005.6845 | -2278.01 | -2522.6013 | -2317.9929 | -2899.3292 | -3563.3069 | -3233.5943 | -3936.9629
Region | Technology | 2022 | 2023 | 2024 | 2025 | 2026 | 2027 | 2028 | 2029 | 2030 | 2031 | 2032 | 2033 | 2034 | 2035 | 2036 | 2037 | 2038 | 2039 | 2040 | 2041 | 2042
SA | Dispatchable Storage Load | -113.9057 | -113.0428 | -110.5544 | -116.6645 | -119.6493 | -126.355 | -131.6207 | -118.6682 | -138.2836 | -289.2489 | -505.42 | -475.8903 | -493.9765 | -485.691 | -1519.86 | -1559.7986 | -1481.52 | -1484.2846 | -1464.207 | -1316.035 | -1485.4453
SA | Behind the Meter Storage Load | -117.2759 | -116.5834 | -118.186 | -115.91 | -107.8791 | -104.1498 | -102.5154 | -98.2487 | -98.4564 | -97.7194 | -95.858 | -94.5692 | -93.6309 | -95.7966 | -99.9186 | -107.3934 | -116.3666 | -123.1572 | -132.047 | -137.7027 | -141.5459
Total |  | -231.1816 | -229.6261 | -228.7404 | -232.5744 | -227.5284 | -230.5048 | -234.136 | -216.9169 | -236.74 | -386.9683 | -601.278 | -570.4595 | -587.6074 | -581.4876 | -1619.7785 | -1667.192 | -1597.8866 | -1607.4418 | -1596.254 | -1453.7377 | -1626.9912
Region | Technology | 2022 | 2023 | 2024 | 2025 | 2026 | 2027 | 2028 | 2029 | 2030 | 2031 | 2032 | 2033 | 2034 | 2035 | 2036 | 2037 | 2038 | 2039 | 2040 | 2041 | 2042
TAS | Dispatchable Storage Load | -0.5678 | -0.076126 | -0.3432 | -1.2397 | -1.1216 | -1.5553 | -0.53264 | -1.5508 | -0.57417 | -2.2983 | -3.1342 | -6.3382 | -7.2387 | -5.325 | -5.9697 | -4.7277 | -10.1448 | -4.651 | -5.5475 | -9.4819 | -4.5874
TAS | Behind the Meter Storage Load | -6.9765 | -8.1613 | -9.3837 | -11.1273 | -12.2852 | -13.4596 | -14.5538 | -15.1992 | -17.4548 | -18.4996 | -18.1846 | -18.7735 | -19.0687 | -20.7527 | -23.0284 | -25.7388 | -28.0856 | -29.8935 | -32.1972 | -33.6597 | -34.3616
Total |  | -7.5443 | -8.2375 | -9.7269 | -12.3671 | -13.4068 | -15.015 | -15.0865 | -16.75 | -18.029 | -20.7979 | -21.3188 | -25.1117 | -26.3074 | -26.0777 | -28.9981 | -30.4665 | -38.2304 | -34.5445 | -37.7447 | -43.1416 | -38.949

## Generation_2
Annual as-generated generation by technology (GWh) - Central (DP3)
Years are financial year ending.
Region | Technology | 2022 | 2023 | 2024 | 2025 | 2026 | 2027 | 2028 | 2029 | 2030 | 2031 | 2032 | 2033 | 2034 | 2035 | 2036 | 2037 | 2038 | 2039 | 2040 | 2041 | 2042
NEM | Black Coal | 97441.0801 | 94553.062 | 95146.3651 | 91700.4755 | 88656.7303 | 83973.1694 | 88012.8887 | 77477.9908 | 77155.1278 | 83065.2487 | 79722.233 | 71450.3451 | 73158.2676 | 71659.6537 | 47209.5223 | 41994.6423 | 33496.425 | 34382.7848 | 35044.4253 | 34091.4177 | 33225.2283
NEM | Brown Coal | 31943.0229 | 33622.3333 | 33510.6409 | 34163.1789 | 34005.9179 | 32916.8752 | 33487.6524 | 32296.838 | 30181.503 | 28207.6565 | 24938.3919 | 22065.309 | 22405.3977 | 21840.6048 | 23124.3697 | 22800.6479 | 22212.2093 | 22718.682 | 23037.7463 | 22559.7499 | 22435.1748
NEM | CCGT | 3143.0283 | 3139.0214 | 2998.6431 | 1929.7401 | 1932.15 | 1926.3581 | 1931.8718 | 1878.8398 | 1882.2559 | 1883.5552 | 1888.7261 | 2784.1182 | 2414.4852 | 1889.2502 | 3756.0949 | 2685.5966 | 6051.5138 | 3216.4403 | 3386.4077 | 5020.7505 | 2591.2742
NEM | Peaking Gas+Liquids | 112.3664 | 94.9534 | 157.2595 | 57.7402 | 29.7692 | 9.2341 | 9.24 | 30.7044 | 37.6771 | 34.2586 | 46.9186 | 176.3537 | 83.2332 | 102.0307 | 231.8954 | 234.7484 | 1735.4684 | 597.5511 | 418.5887 | 1297.1895 | 250.3538
NEM | Hydro | 15998.527 | 13174.8794 | 13065.5348 | 16241.0804 | 13757.0277 | 16079.2477 | 9213.3054 | 17346.91 | 15665.5855 | 12105.9164 | 15681.9832 | 14252.9265 | 13987.8148 | 16223.8653 | 14549.9798 | 16561.7843 | 9881.9196 | 17492.0676 | 15842.4178 | 12459.6362 | 15589.7331
NEM | Dispatchable Storage | 175.5282 | 192.6524 | 168.2562 | 284.2603 | 636.5993 | 984.8616 | 1217.2385 | 978.8863 | 851.012 | 2290.3153 | 1185.6684 | 4605.4353 | 5743.5525 | 6036.628 | 10588.2376 | 11540.4811 | 11866.4992 | 12949.1342 | 12641.3409 | 14564.1753 | 16128.9957
NEM | Behind the Meter Storage | 307.8815 | 349.5679 | 405.8046 | 466.0259 | 512.881 | 557.6824 | 589.0446 | 618.9552 | 689.9672 | 735.5756 | 736.7638 | 751.0907 | 775.1096 | 827.3416 | 915.6105 | 1017.6304 | 1099.4949 | 1182.6554 | 1259.4802 | 1340.918 | 1398.4534
NEM | Wind | 29308.9544 | 30463.6819 | 30624.6739 | 31203.6789 | 35604.0044 | 37868.6412 | 37356.6208 | 43364.2451 | 46587.1096 | 46038.5175 | 48855.9918 | 50817.9441 | 50619.0483 | 51407.8262 | 67263.1287 | 72636.9302 | 82449.6308 | 84920.6736 | 83615.6097 | 82421.3481 | 83671.4218
NEM | Solar | 12774.5275 | 15384.0507 | 14970.4559 | 15103.3844 | 15930.3378 | 17665.6727 | 21332.0124 | 18929.0083 | 20908.3476 | 22934.8791 | 23604.5526 | 36701.1816 | 36942.8218 | 36527.4254 | 45552.3591 | 45800.5123 | 48568.8341 | 42457.3732 | 46002.7678 | 51534.9477 | 53083.2408
NEM | Distributed PV | 15453.3412 | 16385.4373 | 17152.0833 | 17654.0411 | 18090.5305 | 18517.819 | 18972.1167 | 19452.2496 | 19949.297 | 20396.7077 | 20892.9265 | 21567.867 | 22539.4136 | 23894.5703 | 25982.2296 | 27828.6794 | 29023.3593 | 30089.5636 | 31081.7733 | 32341.6811 | 33986.6993
Total excluding storage |  | 206174.8478 | 206817.4195 | 207625.6565 | 208053.3194 | 208006.4676 | 208957.0175 | 210315.7082 | 210776.7859 | 212366.9034 | 214666.7397 | 215631.7236 | 219816.0452 | 222150.4822 | 223545.2266 | 227669.5795 | 230543.5413 | 233419.3603 | 235875.1362 | 238429.7364 | 241726.7208 | 244833.1261
NEM | DSP | 0.13821 | 0 | 0.14155 | 0.58213 | 0.60344 | 0 | 0.19709 | 0.22468 | 1.5746 | 0 | 0.27951 | 0.29761 | 0.80934 | 1.3079 | 3.1374 | 3.6727 | 1.5965 | 4.6428 | 4.6745 | 1.8156 | 4.5608
Total including DSP |  | 206174.986 | 206817.4195 | 207625.7981 | 208053.9016 | 208007.0711 | 208957.0175 | 210315.9053 | 210777.0106 | 212368.478 | 214666.7397 | 215632.0031 | 219816.3429 | 222151.2915 | 223546.5344 | 227672.7169 | 230547.214 | 233420.9569 | 235879.7789 | 238434.411 | 241728.5364 | 244837.6869
Region | Technology | 2022 | 2023 | 2024 | 2025 | 2026 | 2027 | 2028 | 2029 | 2030 | 2031 | 2032 | 2033 | 2034 | 2035 | 2036 | 2037 | 2038 | 2039 | 2040 | 2041 | 2042
NSW | Black Coal | 46795.0918 | 45556.785 | 42188.9428 | 39713.7877 | 38765.7724 | 36321.4972 | 41591.6527 | 35785.6649 | 35921.9022 | 41130.549 | 38237.3008 | 26164.8435 | 26472.8753 | 25655.0204 | 8486.5546 | 8532.6647 | 8388.8088 | 8462.8943 | 8696.16 | 8509.8502 | 8019.3077
NSW | Brown Coal | 0 | 0 | 0 | 0 | 0 | 0 | 0 | 0 | 0 | 0 | 0 | 0 | 0 | 0 | 0 | 0 | 0 | 0 | 0 | 0 | 0
NSW | CCGT | 34.6896 | 34.6896 | 104.3539 | 65.5248 | 65.5248 | 65.5248 | 65.7043 | 65.5248 | 65.5248 | 65.5248 | 65.7043 | 216.8846 | 74.3321 | 65.5248 | 758.3479 | 304.2421 | 1710.148 | 742.3674 | 850.4825 | 1630.7575 | 597.8987
NSW | Peaking Gas+Liquids | 13.6326 | 1.0763 | 16.7571 | 25.8436 | 0.11717 | 0 | 0 | 0.82021 | 8.2433 | 2.6294 | 15.4165 | 40.0643 | 16.8395 | 24.3412 | 52.6108 | 86.7944 | 438.1224 | 164.6923 | 91.6971 | 279.6123 | 44.3869
NSW | Hydro | 2200.252 | 1887.5807 | 1869.2842 | 2877.0494 | 1852.2792 | 2268.2831 | 882.6554 | 3501.1212 | 3092.6331 | 1926.4171 | 2218.1142 | 3272.5876 | 3180.6252 | 3536.5533 | 2943.5783 | 3234.8475 | 2156.8004 | 4398.3706 | 3997.4437 | 2932.6107 | 3215.4136
NSW | Dispatchable Storage | 26.6351 | 27.1574 | 11.6907 | 120.1425 | 449.478 | 707.9585 | 756.6185 | 554.2727 | 334.3826 | 1637.7915 | 602.6191 | 3699.4483 | 4352.7091 | 4574.1927 | 7398.7368 | 7540.2295 | 7580.9963 | 7955.6115 | 7481.7342 | 9193.3383 | 9773.4815
NSW | Behind the Meter Storage | 107.7652 | 129.1563 | 157.8533 | 188.5235 | 214.1412 | 236.8803 | 249.0902 | 265.3246 | 298.6179 | 318.9155 | 321.2268 | 325.5928 | 337.0477 | 357.798 | 396.898 | 439.5639 | 469.7602 | 503.9533 | 532.0632 | 563.0129 | 586.9408
NSW | Wind | 4881.3247 | 5470.2151 | 5628.1674 | 5661.5423 | 5919.8996 | 5704.01 | 5373.5696 | 5700.7395 | 5422.9035 | 5656.9909 | 5696.9857 | 8136.0502 | 9106.6096 | 9103.9321 | 16315.5621 | 16156.1761 | 18210.7382 | 20202.6986 | 18766.7613 | 18046.2188 | 16738.0519
NSW | Solar | 4527.9495 | 5709.0314 | 5521.1756 | 5431.847 | 5727.075 | 5774.2156 | 5766.8822 | 5125.4809 | 5302.5502 | 6513.0297 | 6689.0309 | 15727.4369 | 16287.2816 | 15886.3121 | 20747.8752 | 20778.1623 | 22857.9203 | 19952.2977 | 21535.6298 | 26933.8166 | 27739.4052
NSW | Distributed PV | 4163.2051 | 4499.8067 | 4762.0763 | 4903.2931 | 5009.9936 | 5105.8322 | 5206.8626 | 5330.0009 | 5464.1479 | 5566.1473 | 5684.4338 | 5888.3742 | 6222.0125 | 6689.2694 | 7413.6695 | 8026.3537 | 8387.2983 | 8716.162 | 9011.0835 | 9400.8923 | 9925.4109
Total excluding storage |  | 62616.1453 | 63159.1849 | 60090.7573 | 58678.8879 | 57340.6617 | 55239.363 | 58887.3268 | 55509.3524 | 55277.905 | 60861.2883 | 58606.9864 | 59446.2412 | 61360.5758 | 60960.9533 | 56718.1983 | 57119.2408 | 62149.8364 | 62639.4827 | 62949.2579 | 67733.7583 | 66279.8749
NSW | DSP | 0 | 0 | 0.14155 | 0.58213 | 0 | 0 | 0.19709 | 0.22468 | 0.97514 | 0 | 0.27951 | 0.29761 | 0.50951 | 1.306 | 1.2099 | 2.2454 | 0.93525 | 1.7745 | 1.984 | 0.71887 | 2.2551
Total including DSP |  | 62616.1453 | 63159.1849 | 60090.8988 | 58679.47 | 57340.6617 | 55239.363 | 58887.5239 | 55509.5771 | 55278.8801 | 60861.2883 | 58607.2659 | 59446.5388 | 61361.0853 | 60962.2593 | 56719.4083 | 57121.4862 | 62150.7716 | 62641.2573 | 62951.2419 | 67734.4772 | 66282.1299
Region | Technology | 2022 | 2023 | 2024 | 2025 | 2026 | 2027 | 2028 | 2029 | 2030 | 2031 | 2032 | 2033 | 2034 | 2035 | 2036 | 2037 | 2038 | 2039 | 2040 | 2041 | 2042
QLD | Black Coal | 50645.9883 | 48996.277 | 52957.4223 | 51986.6878 | 49890.9579 | 47651.6722 | 46421.2359 | 41692.3258 | 41233.2256 | 41934.6996 | 41484.9322 | 45285.5017 | 46685.3923 | 46004.6333 | 38722.9677 | 33461.9776 | 25107.6162 | 25919.8905 | 26348.2653 | 25581.5676 | 25205.9206
QLD | Brown Coal | 0 | 0 | 0 | 0 | 0 | 0 | 0 | 0 | 0 | 0 | 0 | 0 | 0 | 0 | 0 | 0 | 0 | 0 | 0 | 0 | 0
QLD | CCGT | 1176.4338 | 1176.4338 | 1346.3869 | 1309.0436 | 1309.0436 | 1309.0436 | 1312.63 | 1258.4546 | 1258.4546 | 1258.4546 | 1261.9024 | 1618.5158 | 1538.3881 | 1258.4546 | 1955.2762 | 1799.8023 | 3905.6172 | 2365.2255 | 2535.9252 | 3389.9931 | 1993.3755
QLD | Peaking Gas+Liquids | 2.9204 | 0.64725 | 3.5532 | 15.6154 | 2.2551 | 0.50677 | 0.12827 | 16.4212 | 7.1826 | 12.0704 | 1.6909 | 20.2465 | 10.3863 | 20.3014 | 22.8416 | 33.6985 | 175.3592 | 123.9978 | 37.488 | 148.2381 | 17.2634
QLD | Hydro | 685.1193 | 682.3503 | 679.5812 | 676.8122 | 674.0432 | 671.2742 | 668.5051 | 665.7361 | 662.9671 | 660.198 | 657.429 | 654.66 | 651.891 | 649.1219 | 646.3529 | 643.5839 | 241.4355 | 240.3922 | 239.349 | 238.3057 | 237.2624
QLD | Dispatchable Storage | 16.8767 | 38.4153 | 38.1026 | 71.6323 | 61.4696 | 114.8357 | 303.9943 | 251.2359 | 351.1173 | 404.6185 | 388.2515 | 618.7929 | 1111.01 | 1165.2964 | 2541.7755 | 2665.384 | 2668.0818 | 3366.0264 | 3503.2607 | 3715.7939 | 3783.6601
QLD | Behind the Meter Storage | 48.7846 | 59.6306 | 72.973 | 88.0623 | 103.077 | 115.0753 | 123.6567 | 132.834 | 150.027 | 164.1096 | 164.5179 | 168.272 | 175.2361 | 186.6232 | 205.6042 | 229.5435 | 247.4726 | 266.7541 | 283.3279 | 307.0152 | 322.2739
QLD | Wind | 2306.7854 | 4232.842 | 4120.3903 | 4065.8538 | 6046.6102 | 7638.9428 | 7214.226 | 11664.8444 | 13228.3653 | 13050.7306 | 12708.3152 | 13084.7524 | 12745.6274 | 12874.2214 | 18118.0845 | 24218.2839 | 29160.7178 | 29530.1001 | 29871.1103 | 30021.652 | 28973.8921
QLD | Solar | 5005.2818 | 6213.3796 | 6131.1274 | 6118.8457 | 6224.2793 | 7377.5486 | 10610.8087 | 8976.283 | 10262.9582 | 10437.0362 | 10919.7479 | 11178.7558 | 11061.9424 | 11064.2422 | 13308.4287 | 13272.4624 | 13007.78 | 10835.4428 | 12498.6565 | 12703.1814 | 13356.2317
QLD | Distributed PV | 5730.5623 | 6067.0459 | 6369.913 | 6610.1034 | 6851.4888 | 7092.358 | 7345.7689 | 7582.8204 | 7831.6134 | 8075.698 | 8337.6671 | 8604.3111 | 8945.3855 | 9342.7222 | 9876.1313 | 10406.2581 | 10828.6763 | 11211.6405 | 11596.0981 | 12025.4846 | 12557.771
Total excluding storage |  | 65553.0912 | 67368.9758 | 71608.3744 | 70782.9618 | 70998.6781 | 71741.3461 | 73573.303 | 71856.8855 | 74484.7668 | 75428.8874 | 75371.6847 | 80446.7433 | 81639.0129 | 81213.6971 | 82650.0829 | 83836.0668 | 82427.2022 | 80226.6894 | 83126.8923 | 84108.4224 | 82341.7167
QLD | DSP | 0 | 0 | 0 | 0 | 0 | 0 | 0 | 0 | 0 | 0 | 0 | 0 | 0.29982 | 0.0018165 | 0.69801 | 0.53983 | 0 | 1.4415 | 1.1899 | 1.0967 | 0
Total including DSP |  | 65553.0912 | 67368.9758 | 71608.3744 | 70782.9618 | 70998.6781 | 71741.3461 | 73573.303 | 71856.8855 | 74484.7668 | 75428.8874 | 75371.6847 | 80446.7433 | 81639.3127 | 81213.6989 | 82650.7809 | 83836.6066 | 82427.2022 | 80228.131 | 83128.0822 | 84109.5191 | 82341.7167
Region | Technology | 2022 | 2023 | 2024 | 2025 | 2026 | 2027 | 2028 | 2029 | 2030 | 2031 | 2032 | 2033 | 2034 | 2035 | 2036 | 2037 | 2038 | 2039 | 2040 | 2041 | 2042
VIC | Black Coal | 0 | 0 | 0 | 0 | 0 | 0 | 0 | 0 | 0 | 0 | 0 | 0 | 0 | 0 | 0 | 0 | 0 | 0 | 0 | 0 | 0
VIC | Brown Coal | 31943.0229 | 33622.3333 | 33510.6409 | 34163.1789 | 34005.9179 | 32916.8752 | 33487.6524 | 32296.838 | 30181.503 | 28207.6565 | 24938.3919 | 22065.309 | 22405.3977 | 21840.6048 | 23124.3697 | 22800.6479 | 22212.2093 | 22718.682 | 23037.7463 | 22559.7499 | 22435.1748
VIC | CCGT | 32.0104 | 14.8791 | 14.0435 | 7.6717 | 10.0816 | 4.2897 | 4.5375 | 7.3604 | 10.7765 | 12.0758 | 12.1193 | 25.5795 | 12.7891 | 17.7709 | 52.1351 | 44.4441 | 435.7486 | 108.8474 | 0 | 0 | 0
VIC | Peaking Gas+Liquids | 30.73 | 15.6758 | 10.4669 | 8.511 | 17.0197 | 4.1014 | 4.1999 | 7.5545 | 12.8386 | 9.3913 | 18.7557 | 30.0905 | 5.6333 | 10.8315 | 46.8532 | 42.1638 | 400.4795 | 124.6941 | 93.8287 | 238.2916 | 58.3173
VIC | Hydro | 3111.8146 | 2879.0047 | 2723.5063 | 3424.4431 | 2649.1551 | 3048.9299 | 1843.0324 | 3714.7814 | 3486.7661 | 2741.5906 | 2986.7883 | 2762.1725 | 2611.1446 | 3284.3395 | 2541.1845 | 2923.1605 | 1765.812 | 3560.2707 | 3344.0724 | 2626.6017 | 2860.2758
VIC | Dispatchable Storage | 38.5825 | 33.5202 | 29.1233 | 33.7136 | 48.308 | 67.8324 | 69.4288 | 81.6025 | 88.6756 | 129.5434 | 99.1274 | 152.6074 | 140.1217 | 166.2165 | 197.2546 | 220.6618 | 226.2823 | 250.0789 | 267.3167 | 273.2941 | 908.6303
VIC | Behind the Meter Storage | 45.6645 | 54.6954 | 66.4458 | 81.4292 | 93.4683 | 105.7173 | 116.7378 | 124.2719 | 142.705 | 153.7022 | 154.031 | 160.8358 | 166.9423 | 183.8204 | 208.5421 | 235.3066 | 259.416 | 281.7409 | 304.3651 | 325.1451 | 339.6403
VIC | Wind | 13136.4069 | 12583.6907 | 12624.7895 | 13115.5679 | 14631.6757 | 15630.3021 | 16280.4822 | 17525.043 | 19570.7088 | 19027.1806 | 21513.9139 | 18362.695 | 18196.8322 | 18751.7333 | 19859.9304 | 19530.1827 | 18330.5155 | 17971.1983 | 18665.29 | 18068.7461 | 20332.3778
VIC | Solar | 2277.0261 | 2452.2246 | 2345.6044 | 2573.7263 | 3013.8636 | 3521.876 | 3943.4253 | 3887.6459 | 4362.1016 | 4353.3633 | 4322.7407 | 4668.1362 | 4441.5969 | 4334.2235 | 5302.4784 | 5387.6751 | 6328.6061 | 5741.3949 | 5911.4656 | 5876.3095 | 5816.7355
VIC | Distributed PV | 3376.7382 | 3585.3319 | 3761.162 | 3873.9467 | 3959.436 | 4044.565 | 4135.1102 | 4245.9057 | 4352.9021 | 4446.465 | 4549.318 | 4733.4618 | 4997.9919 | 5429.3217 | 6117.9547 | 6699.7666 | 7043.2805 | 7334.0129 | 7590.6479 | 7945.1944 | 8397.7795
Total excluding storage |  | 53907.749 | 55153.14 | 54990.2134 | 57167.0456 | 58287.1496 | 59170.9393 | 59698.4401 | 61685.1289 | 61977.5965 | 58797.7232 | 58342.0278 | 52647.4446 | 52671.3856 | 53668.8253 | 57044.9061 | 57428.0408 | 56516.6515 | 57559.1002 | 58643.0508 | 57314.8932 | 59900.6607
VIC | DSP | 0.057172 | 0 | 0 | 0 | 0.44196 | 0 | 0 | 0 | 0.38698 | 0 | 0 | 0 | 0 | 0 | 0.84098 | 0.1707 | 0 | 0.97846 | 1.034 | 0 | 1.5423
Total including DSP |  | 53907.8062 | 55153.14 | 54990.2134 | 57167.0456 | 58287.5916 | 59170.9393 | 59698.4401 | 61685.1289 | 61977.9835 | 58797.7232 | 58342.0278 | 52647.4446 | 52671.3856 | 53668.8253 | 57045.747 | 57428.2115 | 56516.6515 | 57560.0787 | 58644.0848 | 57314.8932 | 59902.203
Region | Technology | 2022 | 2023 | 2024 | 2025 | 2026 | 2027 | 2028 | 2029 | 2030 | 2031 | 2032 | 2033 | 2034 | 2035 | 2036 | 2037 | 2038 | 2039 | 2040 | 2041 | 2042
SA | Black Coal | 0 | 0 | 0 | 0 | 0 | 0 | 0 | 0 | 0 | 0 | 0 | 0 | 0 | 0 | 0 | 0 | 0 | 0 | 0 | 0 | 0
SA | Brown Coal | 0 | 0 | 0 | 0 | 0 | 0 | 0 | 0 | 0 | 0 | 0 | 0 | 0 | 0 | 0 | 0 | 0 | 0 | 0 | 0 | 0
SA | CCGT | 1899.8944 | 1913.0189 | 1533.8587 | 547.5 | 547.5 | 547.5 | 549 | 547.5 | 547.5 | 547.5 | 549 | 923.1382 | 788.9759 | 547.5 | 990.3358 | 537.1081 | 0 | 0 | 0 | 0 | 0
SA | Peaking Gas+Liquids | 65.0835 | 77.5541 | 126.4824 | 7.7702 | 10.3772 | 4.6259 | 4.9118 | 5.9085 | 9.4126 | 10.1675 | 11.0556 | 85.6957 | 50.3742 | 46.5565 | 109.3556 | 72.0916 | 719.1776 | 182.0952 | 195.575 | 630.6716 | 130.3862
SA | Hydro | 0 | 0 | 0 | 0 | 0 | 0 | 0 | 0 | 0 | 0 | 0 | 0 | 0 | 0 | 0 | 0 | 0 | 0 | 0 | 0 | 0
SA | Dispatchable Storage | 92.9746 | 93.4906 | 89.0717 | 58.0092 | 76.3615 | 92.5695 | 86.9439 | 91.5929 | 75.7905 | 116.5819 | 89.3652 | 123.8142 | 128.0841 | 117.7958 | 435.8047 | 1099.5702 | 1373.9673 | 1364.0834 | 1373.4735 | 1362.4333 | 1648.2415
SA | Behind the Meter Storage | 99.7285 | 99.1403 | 100.538 | 98.5405 | 91.7342 | 88.549 | 87.1752 | 83.5907 | 83.7598 | 83.1008 | 81.5113 | 80.4158 | 79.6424 | 81.4403 | 84.9621 | 91.3048 | 98.9494 | 104.7718 | 112.3235 | 117.0965 | 120.3568
SA | Wind | 6859.4509 | 6127.5895 | 6301.8403 | 6242.1397 | 6812.4268 | 6709.1012 | 6243.3028 | 6254.7188 | 6187.7047 | 6109.7623 | 6621.671 | 5698.0805 | 5238.626 | 5020.2334 | 6783.8752 | 6395.5762 | 9717.0959 | 9934.1811 | 9186.4981 | 9326.0569 | 10304.1394
SA | Solar | 964.2702 | 1009.4151 | 972.5485 | 978.9654 | 965.1199 | 992.0325 | 1010.8962 | 939.5985 | 980.7376 | 1631.4499 | 1673.033 | 5126.8527 | 5152.0009 | 5242.6475 | 6193.5769 | 6362.2124 | 6374.5277 | 5928.2378 | 6057.0158 | 6021.6402 | 6170.8684
SA | Distributed PV | 1950.948 | 1992.5043 | 2012.0027 | 2017.9049 | 2021.0277 | 2026.9583 | 2036.4898 | 2044.5876 | 2050.932 | 2058.8058 | 2071.5617 | 2088.6352 | 2113.9359 | 2156.9268 | 2266.7204 | 2362.4792 | 2418.5825 | 2471.9855 | 2520.5219 | 2594.0085 | 2711.6847
Total excluding storage |  | 11739.647 | 11120.0819 | 10946.7327 | 9794.2803 | 10356.4516 | 10280.218 | 9844.6006 | 9792.3133 | 9776.2869 | 10357.6854 | 10926.3212 | 13922.4023 | 13343.9128 | 13013.8642 | 16343.864 | 15729.4675 | 19229.3837 | 18516.4997 | 17959.6109 | 18572.3773 | 19317.0787
SA | DSP | 0.081042 | 0 | 0 | 0 | 0.16148 | 0 | 0 | 0 | 0.21244 | 0 | 0 | 0 | 0 | 0 | 0.38845 | 0.71679 | 0.6613 | 0.44823 | 0.46656 | 0 | 0.76351
Total including DSP |  | 11739.728 | 11120.0819 | 10946.7327 | 9794.2803 | 10356.6131 | 10280.218 | 9844.6006 | 9792.3133 | 9776.4993 | 10357.6854 | 10926.3212 | 13922.4023 | 13343.9128 | 13013.8642 | 16344.2524 | 15730.1843 | 19230.045 | 18516.9479 | 17960.0774 | 18572.3773 | 19317.8423
Region | Technology | 2022 | 2023 | 2024 | 2025 | 2026 | 2027 | 2028 | 2029 | 2030 | 2031 | 2032 | 2033 | 2034 | 2035 | 2036 | 2037 | 2038 | 2039 | 2040 | 2041 | 2042
TAS | Black Coal | 0 | 0 | 0 | 0 | 0 | 0 | 0 | 0 | 0 | 0 | 0 | 0 | 0 | 0 | 0 | 0 | 0 | 0 | 0 | 0 | 0
TAS | Brown Coal | 0 | 0 | 0 | 0 | 0 | 0 | 0 | 0 | 0 | 0 | 0 | 0 | 0 | 0 | 0 | 0 | 0 | 0 | 0 | 0 | 0
TAS | CCGT | 0 | 0 | 0 | 0 | 0 | 0 | 0 | 0 | 0 | 0 | 0 | 0 | 0 | 0 | 0 | 0 | 0 | 0 | 0 | 0 | 0
TAS | Peaking Gas+Liquids | 0 | 0 | 0 | 0 | 0 | 0 | 0 | 0 | 0 | 0 | 0 | 0.25679 | 0 | 0 | 0.23413 | 0 | 2.3297 | 2.0717 | 0 | 0.37593 | 0
TAS | Hydro | 10001.3411 | 7725.9437 | 7793.163 | 9262.7757 | 8581.5502 | 10090.7606 | 5819.1124 | 9465.2714 | 8423.2192 | 6777.7106 | 9819.6516 | 7563.5064 | 7544.154 | 8753.8506 | 8418.8641 | 9760.1924 | 5717.8717 | 9293.0342 | 8261.5527 | 6662.118 | 9276.7813
TAS | Dispatchable Storage | 0.45935 | 0.068926 | 0.26798 | 0.76271 | 0.98215 | 1.6656 | 0.25299 | 0.18228 | 1.0459 | 1.78 | 6.3052 | 10.7726 | 11.6276 | 13.1266 | 14.666 | 14.6356 | 17.1715 | 13.3341 | 15.5558 | 19.3156 | 14.9822
TAS | Behind the Meter Storage | 5.9386 | 6.9452 | 7.9943 | 9.4704 | 10.4603 | 11.4605 | 12.3846 | 12.934 | 14.8574 | 15.7476 | 15.4769 | 15.9743 | 16.241 | 17.6596 | 19.6042 | 21.9116 | 23.8967 | 25.4354 | 27.4005 | 28.6482 | 29.2415
TAS | Wind | 2124.9865 | 2049.3447 | 1949.4864 | 2118.5752 | 2193.392 | 2186.2851 | 2245.0401 | 2218.8995 | 2177.4273 | 2193.8531 | 2315.106 | 5536.366 | 5331.3532 | 5657.706 | 6185.6765 | 6336.7112 | 7030.5635 | 7282.4956 | 7125.9499 | 6958.6743 | 7322.9605
TAS | Solar | 0 | 0 | 0 | 0 | 0 | 0 | 0 | 0 | 0 | 0 | 0 | 0 | 0 | 0 | 0 | 0 | 0 | 0 | 0 | 0 | 0
TAS | Distributed PV | 231.8876 | 240.7485 | 246.9294 | 248.793 | 248.5843 | 248.1054 | 247.8851 | 248.935 | 249.7017 | 249.5917 | 249.9459 | 253.0847 | 260.0879 | 276.3302 | 307.7536 | 333.8218 | 345.5217 | 355.7626 | 363.422 | 376.1013 | 394.0532
Total excluding storage |  | 12358.2153 | 10016.0368 | 9989.5788 | 11630.1439 | 11023.5266 | 12525.1511 | 8312.0377 | 11933.1058 | 10850.3482 | 9221.1554 | 12384.7034 | 13353.2139 | 13135.5951 | 14687.8868 | 14912.5283 | 16430.7255 | 13096.2866 | 16933.3641 | 15750.9246 | 13997.2695 | 16993.795
TAS | DSP | 0 | 0 | 0 | 0 | 0 | 0 | 0 | 0 | 0 | 0 | 0 | 0 | 0 | 0 | 0 | 0 | 0 | 0 | 0 | 0 | 0
Total including DSP |  | 12358.2153 | 10016.0368 | 9989.5788 | 11630.1439 | 11023.5266 | 12525.1511 | 8312.0377 | 11933.1058 | 10850.3482 | 9221.1554 | 12384.7034 | 13353.2139 | 13135.5951 | 14687.8868 | 14912.5283 | 16430.7255 | 13096.2866 | 16933.3641 | 15750.9246 | 13997.2695 | 16993.795
Pump Load (GWh) - Central (DP3)
Region | Technology | 2022 | 2023 | 2024 | 2025 | 2026 | 2027 | 2028 | 2029 | 2030 | 2031 | 2032 | 2033 | 2034 | 2035 | 2036 | 2037 | 2038 | 2039 | 2040 | 2041 | 2042
NEM | Dispatchable Storage Load | -215.4236 | -296.8112 | -266.3906 | -515.3632 | -885.6735 | -1432.3969 | -1873.8097 | -1429.8705 | -1330.8216 | -3122.0079 | -1676.2185 | -8002.8468 | -9293.5259 | -8910.0365 | -15040.8518 | -16166.9425 | -16870.2241 | -17757.632 | -17335.783 | -19879.9556 | -21859.2384
NEM | Behind the Meter Storage Load | -362.042 | -411.0272 | -477.0041 | -548.0732 | -603.0302 | -655.6623 | -692.6181 | -727.6645 | -811.3993 | -864.8503 | -866.4242 | -883.1899 | -911.1896 | -973.0341 | -1076.5687 | -1196.4549 | -1292.9028 | -1390.5291 | -1481.3138 | -1576.6785 | -1644.6122
Total |  | -577.4656 | -707.8384 | -743.3947 | -1063.4364 | -1488.7037 | -2088.0592 | -2566.4278 | -2157.535 | -2142.2208 | -3986.8582 | -2542.6427 | -8886.0366 | -10204.7155 | -9883.0705 | -16117.4205 | -17363.3974 | -18163.1268 | -19148.161 | -18817.0968 | -21456.6341 | -23503.8506
Region | Technology | 2022 | 2023 | 2024 | 2025 | 2026 | 2027 | 2028 | 2029 | 2030 | 2031 | 2032 | 2033 | 2034 | 2035 | 2036 | 2037 | 2038 | 2039 | 2040 | 2041 | 2042
NSW | Dispatchable Storage Load | -33.4645 | -93.4764 | -73.4049 | -308.9185 | -656.1861 | -1069.8139 | -1133.3699 | -787.7876 | -481.202 | -2273.6312 | -915.41 | -6807.4631 | -7504.5753 | -7059.9554 | -11031.4739 | -11157.1562 | -11513.288 | -11557.2749 | -10918.7596 | -13201.0542 | -13965.2742
NSW | Behind the Meter Storage Load | -126.7308 | -151.8506 | -185.5915 | -221.7396 | -251.8382 | -278.5625 | -292.8722 | -311.8426 | -351.1708 | -374.9339 | -377.7894 | -382.8413 | -396.3183 | -420.8658 | -466.7881 | -516.9409 | -552.3713 | -592.3792 | -625.7635 | -661.9492 | -690.3156
Total |  | -160.1953 | -245.327 | -258.9964 | -530.658 | -908.0243 | -1348.3763 | -1426.2421 | -1099.6302 | -832.3728 | -2648.5651 | -1293.1994 | -7190.3044 | -7900.8935 | -7480.8212 | -11498.262 | -11674.0971 | -12065.6592 | -12149.6541 | -11544.5231 | -13863.0034 | -14655.5898
Region | Technology | 2022 | 2023 | 2024 | 2025 | 2026 | 2027 | 2028 | 2029 | 2030 | 2031 | 2032 | 2033 | 2034 | 2035 | 2036 | 2037 | 2038 | 2039 | 2040 | 2041 | 2042
QLD | Dispatchable Storage Load | -21.2509 | -48.4799 | -48.5259 | -94.2801 | -77.3858 | -166.6195 | -551.8913 | -433.6261 | -651.1035 | -551.7179 | -526.9996 | -852.494 | -1455.9226 | -1497.3966 | -3225.8867 | -3375.1024 | -3381.2566 | -4213.0732 | -4391.7306 | -4659.861 | -4742.0908
QLD | Behind the Meter Storage Load | -57.3817 | -70.1114 | -85.8021 | -103.5549 | -121.2202 | -135.2853 | -145.3923 | -156.1935 | -176.4285 | -192.9279 | -193.514 | -197.8554 | -206.0545 | -219.4688 | -241.8053 | -269.8765 | -290.9889 | -313.6826 | -333.2055 | -360.9549 | -379.0815
Total |  | -78.6326 | -118.5914 | -134.328 | -197.835 | -198.606 | -301.9048 | -697.2836 | -589.8196 | -827.532 | -744.6458 | -720.5135 | -1050.3494 | -1661.9772 | -1716.8655 | -3467.692 | -3644.9789 | -3672.2455 | -4526.7558 | -4724.9361 | -5020.816 | -5121.1723
Region | Technology | 2022 | 2023 | 2024 | 2025 | 2026 | 2027 | 2028 | 2029 | 2030 | 2031 | 2032 | 2033 | 2034 | 2035 | 2036 | 2037 | 2038 | 2039 | 2040 | 2041 | 2042
VIC | Dispatchable Storage Load | -46.8693 | -40.6993 | -35.3159 | -40.6606 | -58.0412 | -81.4924 | -82.7496 | -97.2753 | -105.3575 | -153.9336 | -118.0912 | -181.0386 | -164.7363 | -195.5395 | -232.043 | -260.2379 | -265.5522 | -294.1831 | -315.3155 | -320.6526 | -1104.7349
VIC | Behind the Meter Storage Load | -53.677 | -64.3205 | -78.0409 | -95.7414 | -109.8075 | -124.2051 | -137.2845 | -146.1805 | -167.8887 | -180.7695 | -181.0783 | -189.1504 | -196.1173 | -216.1502 | -245.0283 | -276.5053 | -305.0903 | -331.4167 | -358.1006 | -382.412 | -399.3077
Total |  | -100.5464 | -105.0198 | -113.3568 | -136.402 | -167.8487 | -205.6975 | -220.0341 | -243.4559 | -273.2462 | -334.7031 | -299.1695 | -370.189 | -360.8535 | -411.6897 | -477.0713 | -536.7432 | -570.6425 | -625.5998 | -673.4161 | -703.0646 | -1504.0426
Region | Technology | 2022 | 2023 | 2024 | 2025 | 2026 | 2027 | 2028 | 2029 | 2030 | 2031 | 2032 | 2033 | 2034 | 2035 | 2036 | 2037 | 2038 | 2039 | 2040 | 2041 | 2042
SA | Dispatchable Storage Load | -113.2936 | -114.0743 | -108.8337 | -70.6065 | -92.9047 | -112.4982 | -105.5141 | -110.9627 | -91.904 | -140.6585 | -108.2687 | -149.2096 | -154.6135 | -141.7026 | -534.1956 | -1357.1726 | -1689.9831 | -1677.4145 | -1691.6079 | -1675.735 | -2029.5137
SA | Behind the Meter Storage Load | -117.2759 | -116.5834 | -118.186 | -115.91 | -107.8791 | -104.1498 | -102.5154 | -98.2487 | -98.4564 | -97.7194 | -95.858 | -94.5692 | -93.6309 | -95.7966 | -99.9186 | -107.3934 | -116.3666 | -123.1572 | -132.047 | -137.7027 | -141.5459
Total |  | -230.5694 | -230.6577 | -227.0197 | -186.5165 | -200.7838 | -216.648 | -208.0295 | -209.2114 | -190.3604 | -238.3779 | -204.1267 | -243.7788 | -248.2444 | -237.4992 | -634.1142 | -1464.566 | -1806.3497 | -1800.5717 | -1823.6549 | -1813.4376 | -2171.0596
Region | Technology | 2022 | 2023 | 2024 | 2025 | 2026 | 2027 | 2028 | 2029 | 2030 | 2031 | 2032 | 2033 | 2034 | 2035 | 2036 | 2037 | 2038 | 2039 | 2040 | 2041 | 2042
TAS | Dispatchable Storage Load | -0.54533 | -0.081201 | -0.31016 | -0.89754 | -1.1557 | -1.973 | -0.28471 | -0.21883 | -1.2546 | -2.0666 | -7.4491 | -12.6416 | -13.6782 | -15.4423 | -17.2526 | -17.2735 | -20.1443 | -15.6863 | -18.3694 | -22.6529 | -17.6248
TAS | Behind the Meter Storage Load | -6.9765 | -8.1613 | -9.3837 | -11.1273 | -12.2852 | -13.4596 | -14.5538 | -15.1992 | -17.4548 | -18.4996 | -18.1846 | -18.7735 | -19.0687 | -20.7527 | -23.0284 | -25.7388 | -28.0856 | -29.8935 | -32.1972 | -33.6597 | -34.3616
Total |  | -7.5219 | -8.2425 | -9.6939 | -12.0249 | -13.4409 | -15.4326 | -14.8385 | -15.418 | -18.7094 | -20.5663 | -25.6337 | -31.4151 | -32.7469 | -36.1949 | -40.281 | -43.0123 | -48.2299 | -45.5797 | -50.5666 | -56.3126 | -51.9863

## StorageCapacity_1
Installed capacity of Storage (MW) - Central (Counterfactual)
Capacity calculated on 1 July. Years are financial year ending. Existing and new storages are grouped according to depth. For storage depth classifications, please refer to the 2020 ISP report.
Region | Technology | 2022 | 2023 | 2024 | 2025 | 2026 | 2027 | 2028 | 2029 | 2030 | 2031 | 2032 | 2033 | 2034 | 2035 | 2036 | 2037 | 2038 | 2039 | 2040 | 2041 | 2042
NEM | Shallow Storage | 401.1822 | 401.1619 | 401.3446 | 452.0266 | 511.1397 | 571.212 | 639.3352 | 712.9451 | 858.0852 | 1092.5739 | 1512.7464 | 1610.9808 | 1879.2768 | 1939.2976 | 2080.6785 | 2167.6216 | 2257.0639 | 2362.2743 | 2481.4352 | 2545.5102 | 2641.0153
NEM | Medium Storage | 810 | 830 | 830 | 830 | 869.1947 | 869.1947 | 869.1947 | 869.1947 | 869.1947 | 869.1947 | 953.849 | 1316.3289 | 1440.7373 | 2145.8436 | 4025.3611 | 4517.0979 | 5447.3414 | 5512.7215 | 6044.4163 | 6044.4163 | 6044.4163
NEM | Deep Storage | 0 | 0 | 0 | 2040 | 2040 | 2040 | 2040 | 2040 | 2040 | 2040 | 2040 | 2040 | 2040 | 2156.3221 | 2156.3221 | 2156.3221 | 2156.3221 | 2266.3855 | 2308.5484 | 2308.5484 | 2308.5484
NEM | Behind the Meter Storage | 444.7287 | 522.1652 | 606.7287 | 693.7488 | 759.2616 | 795.595 | 833.399 | 870.6424 | 1032.3762 | 1000.6238 | 1005.4321 | 1040.1259 | 1076.1938 | 1176.5966 | 1328.6811 | 1416.3921 | 1516.1836 | 1633.7332 | 1766.3699 | 1829.9223 | 1887.2111
Total Storage Capacity |  | 1655.9109 | 1753.3271 | 1838.0733 | 4015.7754 | 4179.5961 | 4276.0018 | 4381.9289 | 4492.7823 | 4799.6562 | 5002.3925 | 5512.0275 | 6007.4356 | 6436.2079 | 7418.0599 | 9591.0427 | 10257.4337 | 11376.9111 | 11775.1146 | 12600.7698 | 12728.3972 | 12881.191
Region | Technology | 2022 | 2023 | 2024 | 2025 | 2026 | 2027 | 2028 | 2029 | 2030 | 2031 | 2032 | 2033 | 2034 | 2035 | 2036 | 2037 | 2038 | 2039 | 2040 | 2041 | 2042
NSW | Shallow Storage | 40.5403 | 42.7449 | 44.5264 | 67.1685 | 92.8062 | 119.0398 | 148.929 | 182.4971 | 247.943 | 264.5716 | 309.8195 | 368.8438 | 656.3928 | 699.5585 | 757.9374 | 792.2334 | 829.3376 | 872.0085 | 919.5813 | 944.0965 | 966.8457
NSW | Medium Storage | 240 | 240 | 240 | 240 | 240 | 240 | 240 | 240 | 240 | 240 | 240 | 240 | 240 | 421.7968 | 421.7968 | 421.7968 | 421.7968 | 421.7968 | 421.7968 | 421.7968 | 421.7968
NSW | Deep Storage | 0 | 0 | 0 | 2040 | 2040 | 2040 | 2040 | 2040 | 2040 | 2040 | 2040 | 2040 | 2040 | 2040 | 2040 | 2040 | 2040 | 2040 | 2040 | 2040 | 2040
NSW | Behind the Meter Storage | 162.1612 | 200.7871 | 242.6292 | 287.5949 | 319.6657 | 337.6342 | 356.018 | 376.3052 | 451.1476 | 434.2345 | 439.4556 | 453.6777 | 468.9166 | 509.2789 | 571.5192 | 605.359 | 646.613 | 694.0331 | 746.6493 | 770.3946 | 791.5885
Total Storage Capacity |  | 442.7014 | 483.532 | 527.1556 | 2634.7634 | 2692.4719 | 2736.6739 | 2784.947 | 2838.8023 | 2979.0906 | 2978.8061 | 3029.2751 | 3102.5215 | 3405.3094 | 3670.6342 | 3791.2533 | 3859.3892 | 3937.7473 | 4027.8384 | 4128.0274 | 4176.2879 | 4220.231
Region | Technology | 2022 | 2023 | 2024 | 2025 | 2026 | 2027 | 2028 | 2029 | 2030 | 2031 | 2032 | 2033 | 2034 | 2035 | 2036 | 2037 | 2038 | 2039 | 2040 | 2041 | 2042
QLD | Shallow Storage | 16.9254 | 18.0057 | 18.6776 | 28.8948 | 41.27 | 53.4023 | 68.2581 | 84.4049 | 116.7889 | 125.7206 | 137.3907 | 151.6597 | 166.3057 | 186.6908 | 214.3783 | 236.1627 | 254.3759 | 277.9518 | 305.5377 | 320.7157 | 370.9969
QLD | Medium Storage | 570 | 590 | 590 | 590 | 590 | 590 | 590 | 590 | 590 | 590 | 590 | 590 | 714.4084 | 1237.718 | 2020.7426 | 2512.4794 | 3207.3281 | 3207.3281 | 3207.3281 | 3207.3281 | 3207.3281
QLD | Deep Storage | 0 | 0 | 0 | 0 | 0 | 0 | 0 | 0 | 0 | 0 | 0 | 0 | 0 | 0 | 0 | 0 | 0 | 0 | 0 | 0 | 0
QLD | Behind the Meter Storage | 67.7015 | 84.5788 | 101.7764 | 123.7188 | 142.1521 | 151.4657 | 163.1725 | 174.0412 | 212.5046 | 206.3421 | 207.6225 | 214.9695 | 224.6887 | 243.6396 | 273.1083 | 296.0428 | 316.302 | 342.8319 | 373.8223 | 389.2353 | 403.6621
Total Storage Capacity |  | 654.6269 | 692.5845 | 710.454 | 742.6137 | 773.4221 | 794.868 | 821.4307 | 848.4462 | 919.2935 | 922.0627 | 935.0131 | 956.6292 | 1105.4028 | 1668.0484 | 2508.2293 | 3044.6849 | 3778.006 | 3828.1118 | 3886.688 | 3917.279 | 3981.987
Region | Technology | 2022 | 2023 | 2024 | 2025 | 2026 | 2027 | 2028 | 2029 | 2030 | 2031 | 2032 | 2033 | 2034 | 2035 | 2036 | 2037 | 2038 | 2039 | 2040 | 2041 | 2042
VIC | Shallow Storage | 93.4473 | 94.2705 | 95.4481 | 106.5904 | 119.9621 | 134.5567 | 150.6819 | 167.4821 | 203.165 | 214.3076 | 227.0719 | 246.3088 | 207.384 | 220.4609 | 263.2545 | 286.3091 | 311.9815 | 341.1385 | 373.9994 | 393.5067 | 411.2411
VIC | Medium Storage | 0 | 0 | 0 | 0 | 39.1947 | 39.1947 | 39.1947 | 39.1947 | 39.1947 | 39.1947 | 123.849 | 486.3289 | 486.3289 | 486.3289 | 628.7562 | 628.7562 | 737.9655 | 803.3456 | 1335.0403 | 1335.0403 | 1335.0403
VIC | Deep Storage | 0 | 0 | 0 | 0 | 0 | 0 | 0 | 0 | 0 | 0 | 0 | 0 | 0 | 116.3221 | 116.3221 | 116.3221 | 116.3221 | 226.3855 | 268.5484 | 268.5484 | 268.5484
VIC | Behind the Meter Storage | 73.7891 | 90.5201 | 111.424 | 135.2607 | 154.8694 | 168.9215 | 180.9192 | 190.6962 | 233.2042 | 228.6419 | 229.8086 | 242.8211 | 253.1668 | 287.711 | 335.3744 | 358.9041 | 387.9311 | 420.7677 | 457.5845 | 477.5778 | 495.0885
Total Storage Capacity |  | 167.2364 | 184.7906 | 206.8722 | 241.8511 | 314.0262 | 342.6729 | 370.7959 | 397.373 | 475.564 | 482.1443 | 580.7295 | 975.4587 | 946.8797 | 1110.8228 | 1343.7071 | 1390.2915 | 1554.2001 | 1791.6373 | 2435.1726 | 2474.6732 | 2509.9183
Region | Technology | 2022 | 2023 | 2024 | 2025 | 2026 | 2027 | 2028 | 2029 | 2030 | 2031 | 2032 | 2033 | 2034 | 2035 | 2036 | 2037 | 2038 | 2039 | 2040 | 2041 | 2042
SA | Shallow Storage | 248.0625 | 243.8874 | 240.4284 | 245.9801 | 252.4753 | 258.3124 | 264.1151 | 269.6958 | 278.0827 | 475.0654 | 824.4965 | 828.487 | 832.2922 | 813.0558 | 822.2245 | 828.2849 | 834.9069 | 842.6814 | 851.6043 | 855.502 | 859.3785
SA | Medium Storage | 0 | 0 | 0 | 0 | 0 | 0 | 0 | 0 | 0 | 0 | 0 | 0 | 0 | 0 | 954.0655 | 954.0655 | 1080.2511 | 1080.2511 | 1080.2511 | 1080.2511 | 1080.2511
SA | Deep Storage | 0 | 0 | 0 | 0 | 0 | 0 | 0 | 0 | 0 | 0 | 0 | 0 | 0 | 0 | 0 | 0 | 0 | 0 | 0 | 0 | 0
SA | Behind the Meter Storage | 132.25 | 135.694 | 138.5621 | 132.6474 | 126.6399 | 120.8369 | 115.716 | 111.32 | 113.493 | 110.2187 | 107.4376 | 106.4297 | 106.586 | 110.4775 | 119.5263 | 125.2094 | 132.4334 | 140.9554 | 150.7375 | 154.255 | 157.6818
Total Storage Capacity |  | 380.3125 | 379.5814 | 378.9906 | 378.6275 | 379.1152 | 379.1493 | 379.831 | 381.0158 | 391.5758 | 585.284 | 931.9341 | 934.9167 | 938.8783 | 923.5333 | 1895.8163 | 1907.5599 | 2047.5914 | 2063.888 | 2082.5929 | 2090.0082 | 2097.3115
Region | Technology | 2022 | 2023 | 2024 | 2025 | 2026 | 2027 | 2028 | 2029 | 2030 | 2031 | 2032 | 2033 | 2034 | 2035 | 2036 | 2037 | 2038 | 2039 | 2040 | 2041 | 2042
TAS | Shallow Storage | 2.2067 | 2.2535 | 2.264 | 3.3928 | 4.6261 | 5.9009 | 7.3512 | 8.8652 | 12.1055 | 12.9087 | 13.9678 | 15.6816 | 16.9021 | 19.5316 | 22.8838 | 24.6314 | 26.4621 | 28.494 | 30.7124 | 31.6893 | 32.553
TAS | Medium Storage | 0 | 0 | 0 | 0 | 0 | 0 | 0 | 0 | 0 | 0 | 0 | 0 | 0 | 0 | 0 | 0 | 0 | 0 | 0 | 0 | 0
TAS | Deep Storage | 0 | 0 | 0 | 0 | 0 | 0 | 0 | 0 | 0 | 0 | 0 | 0 | 0 | 0 | 0 | 0 | 0 | 0 | 0 | 0 | 0
TAS | Behind the Meter Storage | 8.8269 | 10.5852 | 12.3369 | 14.527 | 15.9345 | 16.7368 | 17.5732 | 18.2798 | 22.0268 | 21.1867 | 21.1079 | 22.2279 | 22.8357 | 25.4896 | 29.1529 | 30.8769 | 32.9041 | 35.1451 | 37.5764 | 38.4595 | 39.1902
Total Storage Capacity |  | 11.0336 | 12.8387 | 14.601 | 17.9198 | 20.5606 | 22.6377 | 24.9244 | 27.145 | 34.1323 | 34.0954 | 35.0758 | 37.9095 | 39.7378 | 45.0212 | 52.0367 | 55.5083 | 59.3662 | 63.6391 | 68.2888 | 70.1488 | 71.7432

## StorageCapacity_2
Installed capacity of Storage (MW) - Central (DP3)
Capacity calculated on 1 July. Years are financial year ending. Existing and new storages are grouped according to depth. For storage depth classifications, please refer to the 2020 ISP report.
Region | Technology | 2022 | 2023 | 2024 | 2025 | 2026 | 2027 | 2028 | 2029 | 2030 | 2031 | 2032 | 2033 | 2034 | 2035 | 2036 | 2037 | 2038 | 2039 | 2040 | 2041 | 2042
NEM | Shallow Storage | 401.1822 | 401.1619 | 401.3446 | 452.0266 | 510.4308 | 570.5031 | 638.6263 | 712.2362 | 857.3763 | 869.6628 | 925.3277 | 993.8022 | 1001.556 | 1061.5768 | 1202.9576 | 2351.9903 | 2441.4326 | 4391.0622 | 4510.2231 | 4574.298 | 6454.4052
NEM | Medium Storage | 810 | 830 | 830 | 830 | 830 | 830 | 830 | 830 | 830 | 830 | 830 | 830 | 2013.4375 | 2479.1165 | 4485.5133 | 4735.2072 | 5035.6493 | 5193.6611 | 5193.6611 | 5865.9093 | 5865.9093
NEM | Deep Storage | 0 | 0 | 0 | 2040 | 2040 | 2040 | 2040 | 2040 | 2040 | 2040 | 2040 | 2040 | 2040 | 2040 | 2040 | 2040 | 2040 | 2040 | 2040 | 2040 | 2040
NEM | Behind the Meter Storage | 444.7287 | 522.1652 | 606.7287 | 693.7488 | 759.2616 | 795.595 | 833.399 | 870.6424 | 1032.3762 | 1000.6238 | 1005.4321 | 1040.1259 | 1076.1938 | 1176.5966 | 1328.6811 | 1416.3921 | 1516.1836 | 1633.7332 | 1766.3699 | 1829.9223 | 1887.2111
Total Storage Capacity |  | 1655.9109 | 1753.3271 | 1838.0733 | 4015.7754 | 4139.6924 | 4236.0981 | 4342.0253 | 4452.8786 | 4759.7525 | 4740.2866 | 4800.7599 | 4903.9282 | 6131.1873 | 6757.2899 | 9057.152 | 10543.5897 | 11033.2655 | 13258.4565 | 13510.254 | 14310.1296 | 16247.5255
Region | Technology | 2022 | 2023 | 2024 | 2025 | 2026 | 2027 | 2028 | 2029 | 2030 | 2031 | 2032 | 2033 | 2034 | 2035 | 2036 | 2037 | 2038 | 2039 | 2040 | 2041 | 2042
NSW | Shallow Storage | 40.5403 | 42.7449 | 44.5264 | 67.1685 | 92.8062 | 119.0398 | 148.929 | 182.4971 | 247.943 | 264.5716 | 290.8023 | 320.0667 | 347.0734 | 390.2391 | 448.618 | 537.1408 | 574.245 | 616.9159 | 664.4888 | 689.0039 | 711.7531
NSW | Medium Storage | 240 | 240 | 240 | 240 | 240 | 240 | 240 | 240 | 240 | 240 | 240 | 240 | 948.9886 | 1251.9901 | 2356.6275 | 2356.6275 | 2356.6275 | 2514.6393 | 2514.6393 | 3120.6799 | 3120.6799
NSW | Deep Storage | 0 | 0 | 0 | 2040 | 2040 | 2040 | 2040 | 2040 | 2040 | 2040 | 2040 | 2040 | 2040 | 2040 | 2040 | 2040 | 2040 | 2040 | 2040 | 2040 | 2040
NSW | Behind the Meter Storage | 162.1612 | 200.7871 | 242.6292 | 287.5949 | 319.6657 | 337.6342 | 356.018 | 376.3052 | 451.1476 | 434.2345 | 439.4556 | 453.6777 | 468.9166 | 509.2789 | 571.5192 | 605.359 | 646.613 | 694.0331 | 746.6493 | 770.3946 | 791.5885
Total Storage Capacity |  | 442.7014 | 483.532 | 527.1556 | 2634.7634 | 2692.4719 | 2736.6739 | 2784.947 | 2838.8023 | 2979.0906 | 2978.8061 | 3010.2579 | 3053.7444 | 3804.9786 | 4191.5082 | 5416.7647 | 5539.1273 | 5617.4854 | 5865.5884 | 5965.7774 | 6620.0784 | 6664.0215
Region | Technology | 2022 | 2023 | 2024 | 2025 | 2026 | 2027 | 2028 | 2029 | 2030 | 2031 | 2032 | 2033 | 2034 | 2035 | 2036 | 2037 | 2038 | 2039 | 2040 | 2041 | 2042
QLD | Shallow Storage | 16.9254 | 18.0057 | 18.6776 | 28.8948 | 41.27 | 53.4023 | 68.2581 | 84.4049 | 116.7889 | 125.7206 | 137.3907 | 151.6597 | 166.3057 | 186.6908 | 214.3783 | 471.6575 | 489.8708 | 2357.8659 | 2385.4517 | 2400.6297 | 2415.2126
QLD | Medium Storage | 570 | 590 | 590 | 590 | 590 | 590 | 590 | 590 | 590 | 590 | 590 | 590 | 1064.4489 | 1227.1264 | 1828.1465 | 1828.1465 | 1828.1465 | 1828.1465 | 1828.1465 | 1894.3541 | 1894.3541
QLD | Deep Storage | 0 | 0 | 0 | 0 | 0 | 0 | 0 | 0 | 0 | 0 | 0 | 0 | 0 | 0 | 0 | 0 | 0 | 0 | 0 | 0 | 0
QLD | Behind the Meter Storage | 67.7015 | 84.5788 | 101.7764 | 123.7188 | 142.1521 | 151.4657 | 163.1725 | 174.0412 | 212.5046 | 206.3421 | 207.6225 | 214.9695 | 224.6887 | 243.6396 | 273.1083 | 296.0428 | 316.302 | 342.8319 | 373.8223 | 389.2353 | 403.6621
Total Storage Capacity |  | 654.6269 | 692.5845 | 710.454 | 742.6137 | 773.4221 | 794.868 | 821.4307 | 848.4462 | 919.2935 | 922.0627 | 935.0131 | 956.6292 | 1455.4433 | 1657.4568 | 2315.6331 | 2595.8468 | 2634.3192 | 4528.8442 | 4587.4204 | 4684.2191 | 4713.2288
Region | Technology | 2022 | 2023 | 2024 | 2025 | 2026 | 2027 | 2028 | 2029 | 2030 | 2031 | 2032 | 2033 | 2034 | 2035 | 2036 | 2037 | 2038 | 2039 | 2040 | 2041 | 2042
VIC | Shallow Storage | 93.4473 | 94.2705 | 95.4481 | 106.5904 | 119.9621 | 134.5567 | 150.6819 | 167.4821 | 203.165 | 214.3076 | 227.0719 | 246.3088 | 207.384 | 220.4609 | 263.2545 | 286.3091 | 311.9815 | 341.1385 | 373.9994 | 393.5067 | 1642.797
VIC | Medium Storage | 0 | 0 | 0 | 0 | 0 | 0 | 0 | 0 | 0 | 0 | 0 | 0 | 0 | 0 | 0 | 0 | 0 | 0 | 0 | 0 | 0
VIC | Deep Storage | 0 | 0 | 0 | 0 | 0 | 0 | 0 | 0 | 0 | 0 | 0 | 0 | 0 | 0 | 0 | 0 | 0 | 0 | 0 | 0 | 0
VIC | Behind the Meter Storage | 73.7891 | 90.5201 | 111.424 | 135.2607 | 154.8694 | 168.9215 | 180.9192 | 190.6962 | 233.2042 | 228.6419 | 229.8086 | 242.8211 | 253.1668 | 287.711 | 335.3744 | 358.9041 | 387.9311 | 420.7677 | 457.5845 | 477.5778 | 495.0885
Total Storage Capacity |  | 167.2364 | 184.7906 | 206.8722 | 241.8511 | 274.8314 | 303.4781 | 331.6011 | 358.1782 | 436.3692 | 442.9495 | 456.8805 | 489.1299 | 460.5509 | 508.1719 | 598.6288 | 645.2132 | 699.9126 | 761.9062 | 831.5839 | 871.0845 | 2137.8855
Region | Technology | 2022 | 2023 | 2024 | 2025 | 2026 | 2027 | 2028 | 2029 | 2030 | 2031 | 2032 | 2033 | 2034 | 2035 | 2036 | 2037 | 2038 | 2039 | 2040 | 2041 | 2042
SA | Shallow Storage | 248.0625 | 243.8874 | 240.4284 | 245.9801 | 251.7664 | 257.6035 | 263.4061 | 268.9869 | 277.3738 | 252.1543 | 256.095 | 260.0855 | 263.8908 | 244.6543 | 253.823 | 1032.2514 | 1038.8733 | 1046.6479 | 1055.5708 | 1059.4684 | 1652.0894
SA | Medium Storage | 0 | 0 | 0 | 0 | 0 | 0 | 0 | 0 | 0 | 0 | 0 | 0 | 0 | 0 | 300.7393 | 550.4333 | 850.8753 | 850.8753 | 850.8753 | 850.8753 | 850.8753
SA | Deep Storage | 0 | 0 | 0 | 0 | 0 | 0 | 0 | 0 | 0 | 0 | 0 | 0 | 0 | 0 | 0 | 0 | 0 | 0 | 0 | 0 | 0
SA | Behind the Meter Storage | 132.25 | 135.694 | 138.5621 | 132.6474 | 126.6399 | 120.8369 | 115.716 | 111.32 | 113.493 | 110.2187 | 107.4376 | 106.4297 | 106.586 | 110.4775 | 119.5263 | 125.2094 | 132.4334 | 140.9554 | 150.7375 | 154.255 | 157.6818
Total Storage Capacity |  | 380.3125 | 379.5814 | 378.9906 | 378.6275 | 378.4063 | 378.4404 | 379.1221 | 380.3069 | 390.8668 | 362.373 | 363.5326 | 366.5152 | 370.4768 | 355.1318 | 674.0886 | 1707.894 | 2022.182 | 2038.4786 | 2057.1835 | 2064.5988 | 2660.6465
Region | Technology | 2022 | 2023 | 2024 | 2025 | 2026 | 2027 | 2028 | 2029 | 2030 | 2031 | 2032 | 2033 | 2034 | 2035 | 2036 | 2037 | 2038 | 2039 | 2040 | 2041 | 2042
TAS | Shallow Storage | 2.2067 | 2.2535 | 2.264 | 3.3928 | 4.6261 | 5.9009 | 7.3512 | 8.8652 | 12.1055 | 12.9087 | 13.9678 | 15.6816 | 16.9021 | 19.5316 | 22.8838 | 24.6314 | 26.4621 | 28.494 | 30.7124 | 31.6893 | 32.553
TAS | Medium Storage | 0 | 0 | 0 | 0 | 0 | 0 | 0 | 0 | 0 | 0 | 0 | 0 | 0 | 0 | 0 | 0 | 0 | 0 | 0 | 0 | 0
TAS | Deep Storage | 0 | 0 | 0 | 0 | 0 | 0 | 0 | 0 | 0 | 0 | 0 | 0 | 0 | 0 | 0 | 0 | 0 | 0 | 0 | 0 | 0
TAS | Behind the Meter Storage | 8.8269 | 10.5852 | 12.3369 | 14.527 | 15.9345 | 16.7368 | 17.5732 | 18.2798 | 22.0268 | 21.1867 | 21.1079 | 22.2279 | 22.8357 | 25.4896 | 29.1529 | 30.8769 | 32.9041 | 35.1451 | 37.5764 | 38.4595 | 39.1902
Total Storage Capacity |  | 11.0336 | 12.8387 | 14.601 | 17.9198 | 20.5606 | 22.6377 | 24.9244 | 27.145 | 34.1323 | 34.0954 | 35.0758 | 37.9095 | 39.7378 | 45.0212 | 52.0367 | 55.5083 | 59.3662 | 63.6391 | 68.2888 | 70.1488 | 71.7432

## StorageGeneration_1
Generation by Storage (GWh) - Central (Counterfactual)
Capacity calculated on 1 July. Years are financial year ending. Existing and new storages are group according to depth. For storage depth classifications, please refer to the 2020 ISP report.
Region | Technology | 2022 | 2023 | 2024 | 2025 | 2026 | 2027 | 2028 | 2029 | 2030 | 2031 | 2032 | 2033 | 2034 | 2035 | 2036 | 2037 | 2038 | 2039 | 2040 | 2041 | 2042
NEM | Shallow Storage | 166.8417 | 160.1087 | 139.6169 | 165.9075 | 198.7655 | 237.1252 | 318.0942 | 255.0825 | 389.7808 | 637.8259 | 818.5869 | 855.1362 | 893.0747 | 852.4293 | 1094.371 | 1147.7154 | 970.4857 | 1049.0931 | 1023.7182 | 994.5372 | 1112.5875
NEM | Medium Storage | 9.2809 | 29.884 | 30.5879 | 53.0342 | 70.52 | 124.3277 | 279.2187 | 202.406 | 328.3706 | 422.7605 | 622.1448 | 1384.2217 | 1787.7977 | 2256.348 | 5323.2108 | 6007.6524 | 6495.1296 | 5870.3956 | 6530.9971 | 6487.6405 | 7021.5344
NEM | Deep Storage | 0 | 0 | 0 | 30.0081 | 194.2848 | 280.9613 | 335.6132 | 200.0414 | 155.7599 | 1670.5517 | 599.263 | 130.2347 | 93.5767 | 442.0994 | 1953.9867 | 1807.7345 | 962.3987 | 1398.9408 | 1134.1032 | 955.1433 | 993.0216
NEM | Behind the Meter Storage | 307.8815 | 349.5679 | 405.8046 | 466.0259 | 512.881 | 557.6824 | 589.0446 | 618.9552 | 689.9672 | 735.5756 | 736.7638 | 751.0907 | 775.1096 | 827.3416 | 915.6105 | 1017.6304 | 1099.4949 | 1182.6554 | 1259.4802 | 1340.918 | 1398.4534
Total Storage Generation |  | 484.0041 | 539.5606 | 576.0094 | 714.9757 | 976.4514 | 1200.0967 | 1521.9706 | 1276.485 | 1563.8786 | 3466.7137 | 2776.7584 | 3120.6833 | 3549.5587 | 4378.2182 | 9287.179 | 9980.7327 | 9527.5088 | 9501.0851 | 9948.2988 | 9778.239 | 10525.5968
Region | Technology | 2022 | 2023 | 2024 | 2025 | 2026 | 2027 | 2028 | 2029 | 2030 | 2031 | 2032 | 2033 | 2034 | 2035 | 2036 | 2037 | 2038 | 2039 | 2040 | 2041 | 2042
NSW | Shallow Storage | 22.897 | 22.695 | 6.2095 | 12.8181 | 20.2233 | 27.3853 | 67.6946 | 34.3076 | 49.0175 | 189.0243 | 170.4258 | 219.9785 | 229.6512 | 169.3793 | 368.9709 | 377.8351 | 237.4131 | 300.7754 | 233.7718 | 223.7635 | 233.1638
NSW | Medium Storage | 3.7382 | 4.0655 | 4.6994 | 14.6828 | 4.123 | 7.4569 | 5.0734 | 5.7025 | 6.2741 | 15.6792 | 7.5459 | 1.4735 | 0.77217 | 22.1151 | 195.2993 | 189.4383 | 94.6136 | 99.6956 | 78.0803 | 66.0742 | 73.7129
NSW | Deep Storage | 0 | 0 | 0 | 30.0081 | 194.2848 | 280.9613 | 335.6132 | 200.0414 | 155.7599 | 1670.5517 | 599.263 | 130.2347 | 93.5767 | 151.2168 | 1687.3442 | 1522.3521 | 733.6777 | 918.4933 | 629.2129 | 525.7008 | 452.5812
NSW | Behind the Meter Storage | 107.7652 | 129.1563 | 157.8533 | 188.5235 | 214.1412 | 236.8803 | 249.0902 | 265.3246 | 298.6179 | 318.9155 | 321.2268 | 325.5928 | 337.0477 | 357.798 | 396.898 | 439.5639 | 469.7602 | 503.9533 | 532.0632 | 563.0129 | 586.9408
Total Storage Generation |  | 134.4003 | 155.9169 | 168.7622 | 246.0324 | 432.7723 | 552.6838 | 657.4714 | 505.3761 | 509.6695 | 2194.1706 | 1098.4615 | 677.2795 | 661.0479 | 700.5093 | 2648.5124 | 2529.1895 | 1535.4646 | 1822.9177 | 1473.1282 | 1378.5513 | 1346.3987
Region | Technology | 2022 | 2023 | 2024 | 2025 | 2026 | 2027 | 2028 | 2029 | 2030 | 2031 | 2032 | 2033 | 2034 | 2035 | 2036 | 2037 | 2038 | 2039 | 2040 | 2041 | 2042
QLD | Shallow Storage | 11.334 | 11.6079 | 12.0975 | 18.8559 | 27.1778 | 37.4212 | 65.5757 | 69.9139 | 122.718 | 88.7717 | 97.3524 | 107.9005 | 117.9353 | 132.4888 | 154.9212 | 167.1434 | 177.1749 | 182.0193 | 203.999 | 215.2732 | 248.6909
QLD | Medium Storage | 5.5427 | 25.8185 | 25.8885 | 38.3514 | 32.9204 | 78.6625 | 237.5057 | 174.869 | 288.5939 | 370.0567 | 387.1516 | 487.6385 | 745.6017 | 1233.9067 | 3088.0436 | 3639.1682 | 4340.2128 | 3537.6957 | 3789.8767 | 4013.9434 | 4060.3968
QLD | Deep Storage | 0 | 0 | 0 | 0 | 0 | 0 | 0 | 0 | 0 | 0 | 0 | 0 | 0 | 0 | 0 | 0 | 0 | 0 | 0 | 0 | 0
QLD | Behind the Meter Storage | 48.7846 | 59.6306 | 72.973 | 88.0623 | 103.077 | 115.0753 | 123.6567 | 132.834 | 150.027 | 164.1096 | 164.5179 | 168.272 | 175.2361 | 186.6232 | 205.6042 | 229.5435 | 247.4726 | 266.7541 | 283.3279 | 307.0152 | 322.2739
Total Storage Generation |  | 65.6613 | 97.057 | 110.9591 | 145.2696 | 163.1752 | 231.159 | 426.7381 | 377.6169 | 561.3389 | 622.938 | 649.0218 | 763.811 | 1038.7732 | 1553.0187 | 3448.569 | 4035.8551 | 4764.8603 | 3986.4691 | 4277.2037 | 4536.2318 | 4631.3616
Region | Technology | 2022 | 2023 | 2024 | 2025 | 2026 | 2027 | 2028 | 2029 | 2030 | 2031 | 2032 | 2033 | 2034 | 2035 | 2036 | 2037 | 2038 | 2039 | 2040 | 2041 | 2042
VIC | Shallow Storage | 38.6604 | 33.092 | 30.4906 | 37.4932 | 52.128 | 67.076 | 75.9638 | 51.6279 | 103.6638 | 121.0555 | 137.3693 | 133.7986 | 135.301 | 149.6916 | 187.2996 | 209.8447 | 194.5793 | 209.2686 | 226.7791 | 215.744 | 262.5841
VIC | Medium Storage | 0 | 0 | 0 | 0 | 33.4766 | 38.2083 | 36.6396 | 21.8345 | 33.5027 | 37.0246 | 227.4473 | 895.1097 | 1041.4238 | 1000.3262 | 1183.9365 | 1304.8883 | 1208.0708 | 1377.7259 | 1827.6728 | 1669.3333 | 2044.1654
VIC | Deep Storage | 0 | 0 | 0 | 0 | 0 | 0 | 0 | 0 | 0 | 0 | 0 | 0 | 0 | 290.8825 | 266.6425 | 285.3824 | 228.721 | 480.4475 | 504.8903 | 429.4425 | 540.4404
VIC | Behind the Meter Storage | 45.6645 | 54.6954 | 66.4458 | 81.4292 | 93.4683 | 105.7173 | 116.7378 | 124.2719 | 142.705 | 153.7022 | 154.031 | 160.8358 | 166.9423 | 183.8204 | 208.5421 | 235.3066 | 259.416 | 281.7409 | 304.3651 | 325.1451 | 339.6403
Total Storage Generation |  | 84.3249 | 87.7874 | 96.9364 | 118.9224 | 179.0729 | 211.0016 | 229.3412 | 197.7342 | 279.8715 | 311.7823 | 518.8476 | 1189.7441 | 1343.6671 | 1624.7208 | 1846.4208 | 2035.4219 | 1890.7871 | 2349.1829 | 2863.7073 | 2639.6648 | 3186.8302
Region | Technology | 2022 | 2023 | 2024 | 2025 | 2026 | 2027 | 2028 | 2029 | 2030 | 2031 | 2032 | 2033 | 2034 | 2035 | 2036 | 2037 | 2038 | 2039 | 2040 | 2041 | 2042
SA | Shallow Storage | 93.472 | 92.6491 | 90.5233 | 95.6868 | 98.2833 | 103.9322 | 108.3963 | 97.9148 | 113.9177 | 236.9975 | 410.8023 | 388.0743 | 404.0038 | 396.3434 | 378.1046 | 388.9216 | 352.6472 | 353.1316 | 354.4573 | 331.6375 | 364.2493
SA | Medium Storage | 0 | 0 | 0 | 0 | 0 | 0 | 0 | 0 | 0 | 0 | 0 | 0 | 0 | 0 | 855.9314 | 874.1576 | 852.2324 | 855.2784 | 835.3672 | 738.2896 | 843.2593
SA | Deep Storage | 0 | 0 | 0 | 0 | 0 | 0 | 0 | 0 | 0 | 0 | 0 | 0 | 0 | 0 | 0 | 0 | 0 | 0 | 0 | 0 | 0
SA | Behind the Meter Storage | 99.7285 | 99.1403 | 100.538 | 98.5405 | 91.7342 | 88.549 | 87.1752 | 83.5907 | 83.7598 | 83.1008 | 81.5113 | 80.4158 | 79.6424 | 81.4403 | 84.9621 | 91.3048 | 98.9494 | 104.7718 | 112.3235 | 117.0965 | 120.3568
Total Storage Generation |  | 193.2005 | 191.7894 | 191.0613 | 194.2272 | 190.0176 | 192.4812 | 195.5716 | 181.5055 | 197.6775 | 320.0982 | 492.3135 | 468.4901 | 483.6462 | 477.7837 | 1318.9981 | 1354.384 | 1303.8291 | 1313.1818 | 1302.148 | 1187.0236 | 1327.8654
Region | Technology | 2022 | 2023 | 2024 | 2025 | 2026 | 2027 | 2028 | 2029 | 2030 | 2031 | 2032 | 2033 | 2034 | 2035 | 2036 | 2037 | 2038 | 2039 | 2040 | 2041 | 2042
TAS | Shallow Storage | 0.47845 | 0.064611 | 0.29606 | 1.0536 | 0.95314 | 1.3106 | 0.46375 | 1.3183 | 0.46381 | 1.977 | 2.6371 | 5.3843 | 6.1833 | 4.526 | 5.0746 | 3.9706 | 8.6712 | 3.8982 | 4.711 | 8.1192 | 3.8994
TAS | Medium Storage | 0 | 0 | 0 | 0 | 0 | 0 | 0 | 0 | 0 | 0 | 0 | 0 | 0 | 0 | 0 | 0 | 0 | 0 | 0 | 0 | 0
TAS | Deep Storage | 0 | 0 | 0 | 0 | 0 | 0 | 0 | 0 | 0 | 0 | 0 | 0 | 0 | 0 | 0 | 0 | 0 | 0 | 0 | 0 | 0
TAS | Behind the Meter Storage | 5.9386 | 6.9452 | 7.9943 | 9.4704 | 10.4603 | 11.4605 | 12.3846 | 12.934 | 14.8574 | 15.7476 | 15.4769 | 15.9743 | 16.241 | 17.6596 | 19.6042 | 21.9116 | 23.8967 | 25.4354 | 27.4005 | 28.6482 | 29.2415
Total Storage Generation |  | 6.4171 | 7.0098 | 8.2904 | 10.524 | 11.4134 | 12.771 | 12.8484 | 14.2523 | 15.3212 | 17.7246 | 18.114 | 21.3586 | 22.4243 | 22.1857 | 24.6788 | 25.8823 | 32.5679 | 29.3336 | 32.1116 | 36.7674 | 33.1408

## StorageGeneration_2
Generation by Storage (GWh) - Central (DP3)
Capacity calculated on 1 July. Years are financial year ending. Existing and new storages are group according to depth. For storage depth classifications, please refer to the 2020 ISP report.
Region | Technology | 2022 | 2023 | 2024 | 2025 | 2026 | 2027 | 2028 | 2029 | 2030 | 2031 | 2032 | 2033 | 2034 | 2035 | 2036 | 2037 | 2038 | 2039 | 2040 | 2041 | 2042
NEM | Shallow Storage | 166.2474 | 161.7006 | 137.501 | 128.545 | 199.9622 | 266.377 | 296.3288 | 345.5017 | 326.4011 | 518.4965 | 412.5729 | 622.3321 | 658.1004 | 710.8137 | 814.0245 | 1439.2678 | 1470.6265 | 2497.9585 | 2563.4508 | 2595.5849 | 3560.2239
NEM | Medium Storage | 9.2809 | 30.9517 | 30.7552 | 77.8322 | 39.2095 | 95.7349 | 252.1774 | 185.4135 | 242.5207 | 335.155 | 309.4382 | 869.9666 | 2038.6881 | 2268.2581 | 6608.0621 | 6901.0449 | 7211.5075 | 6997.3152 | 7168.8423 | 8986.3157 | 9179.4505
NEM | Deep Storage | 0 | 0 | 0 | 77.8831 | 397.4276 | 622.7497 | 668.7323 | 447.9711 | 282.0902 | 1436.6638 | 463.6574 | 3113.1366 | 3046.764 | 3057.5563 | 3166.151 | 3200.1685 | 3184.3653 | 3453.8605 | 2909.0479 | 2982.2747 | 3389.3213
NEM | Behind the Meter Storage | 307.8815 | 349.5679 | 405.8046 | 466.0259 | 512.881 | 557.6824 | 589.0446 | 618.9552 | 689.9672 | 735.5756 | 736.7638 | 751.0907 | 775.1096 | 827.3416 | 915.6105 | 1017.6304 | 1099.4949 | 1182.6554 | 1259.4802 | 1340.918 | 1398.4534
Total Storage Generation |  | 483.4097 | 542.2203 | 574.0608 | 750.2862 | 1149.4803 | 1542.544 | 1806.2831 | 1597.8415 | 1540.9792 | 3025.8909 | 1922.4322 | 5356.526 | 6518.6621 | 6863.9696 | 11503.8482 | 12558.1115 | 12965.9941 | 14131.7897 | 13900.8211 | 15905.0932 | 17527.449
Region | Technology | 2022 | 2023 | 2024 | 2025 | 2026 | 2027 | 2028 | 2029 | 2030 | 2031 | 2032 | 2033 | 2034 | 2035 | 2036 | 2037 | 2038 | 2039 | 2040 | 2041 | 2042
NSW | Shallow Storage | 22.897 | 23.0131 | 6.9234 | 17.0166 | 46.9404 | 66.3118 | 75.3077 | 99.934 | 47.2934 | 182.1481 | 122.4876 | 227.9763 | 258.5032 | 280.6932 | 325.8553 | 376.4769 | 396.2528 | 430.106 | 454.3593 | 468.4362 | 485.6229
NSW | Medium Storage | 3.7382 | 4.1444 | 4.7672 | 25.2428 | 5.1101 | 18.897 | 12.5785 | 6.3676 | 4.999 | 18.9796 | 16.4741 | 358.3355 | 1047.442 | 1235.9432 | 3906.7305 | 3963.5841 | 4000.3782 | 4071.6451 | 4118.327 | 5742.6274 | 5898.5373
NSW | Deep Storage | 0 | 0 | 0 | 77.8831 | 397.4276 | 622.7497 | 668.7323 | 447.9711 | 282.0902 | 1436.6638 | 463.6574 | 3113.1366 | 3046.764 | 3057.5563 | 3166.151 | 3200.1685 | 3184.3653 | 3453.8605 | 2909.0479 | 2982.2747 | 3389.3213
NSW | Behind the Meter Storage | 107.7652 | 129.1563 | 157.8533 | 188.5235 | 214.1412 | 236.8803 | 249.0902 | 265.3246 | 298.6179 | 318.9155 | 321.2268 | 325.5928 | 337.0477 | 357.798 | 396.898 | 439.5639 | 469.7602 | 503.9533 | 532.0632 | 563.0129 | 586.9408
Total Storage Generation |  | 134.4003 | 156.3138 | 169.544 | 308.666 | 663.6193 | 944.8389 | 1005.7087 | 819.5973 | 633.0005 | 1956.707 | 923.846 | 4025.0411 | 4689.7569 | 4931.9907 | 7795.6348 | 7979.7935 | 8050.7565 | 8459.5648 | 8013.7973 | 9756.3513 | 10360.4223
Region | Technology | 2022 | 2023 | 2024 | 2025 | 2026 | 2027 | 2028 | 2029 | 2030 | 2031 | 2032 | 2033 | 2034 | 2035 | 2036 | 2037 | 2038 | 2039 | 2040 | 2041 | 2042
QLD | Shallow Storage | 11.334 | 11.6079 | 12.1146 | 19.0428 | 27.3701 | 37.9978 | 64.3954 | 72.19 | 113.5956 | 88.4431 | 95.2874 | 107.1617 | 119.7639 | 132.9815 | 155.6745 | 294.3025 | 303.5948 | 1272.9251 | 1292.6214 | 1301.0278 | 1322.8353
QLD | Medium Storage | 5.5427 | 26.8074 | 25.988 | 52.5894 | 34.0994 | 76.8378 | 239.5989 | 179.0459 | 237.5217 | 316.1754 | 292.964 | 511.6311 | 991.2461 | 1032.3148 | 2386.101 | 2371.0815 | 2364.487 | 2093.1013 | 2210.6393 | 2414.7661 | 2460.8248
QLD | Deep Storage | 0 | 0 | 0 | 0 | 0 | 0 | 0 | 0 | 0 | 0 | 0 | 0 | 0 | 0 | 0 | 0 | 0 | 0 | 0 | 0 | 0
QLD | Behind the Meter Storage | 48.7846 | 59.6306 | 72.973 | 88.0623 | 103.077 | 115.0753 | 123.6567 | 132.834 | 150.027 | 164.1096 | 164.5179 | 168.272 | 175.2361 | 186.6232 | 205.6042 | 229.5435 | 247.4726 | 266.7541 | 283.3279 | 307.0152 | 322.2739
Total Storage Generation |  | 65.6613 | 98.046 | 111.0756 | 159.6945 | 164.5465 | 229.9109 | 427.651 | 384.0699 | 501.1443 | 568.7281 | 552.7693 | 787.0648 | 1286.2461 | 1351.9196 | 2747.3797 | 2894.9275 | 2915.5544 | 3632.7805 | 3786.5886 | 4022.8091 | 4105.9341
Region | Technology | 2022 | 2023 | 2024 | 2025 | 2026 | 2027 | 2028 | 2029 | 2030 | 2031 | 2032 | 2033 | 2034 | 2035 | 2036 | 2037 | 2038 | 2039 | 2040 | 2041 | 2042
VIC | Shallow Storage | 38.5825 | 33.5202 | 29.1233 | 33.7136 | 48.308 | 67.8324 | 69.4288 | 81.6025 | 88.6756 | 129.5434 | 99.1274 | 152.6074 | 140.1217 | 166.2165 | 197.2546 | 220.6618 | 226.2823 | 250.0789 | 267.3167 | 273.2941 | 908.6303
VIC | Medium Storage | 0 | 0 | 0 | 0 | 0 | 0 | 0 | 0 | 0 | 0 | 0 | 0 | 0 | 0 | 0 | 0 | 0 | 0 | 0 | 0 | 0
VIC | Deep Storage | 0 | 0 | 0 | 0 | 0 | 0 | 0 | 0 | 0 | 0 | 0 | 0 | 0 | 0 | 0 | 0 | 0 | 0 | 0 | 0 | 0
VIC | Behind the Meter Storage | 45.6645 | 54.6954 | 66.4458 | 81.4292 | 93.4683 | 105.7173 | 116.7378 | 124.2719 | 142.705 | 153.7022 | 154.031 | 160.8358 | 166.9423 | 183.8204 | 208.5421 | 235.3066 | 259.416 | 281.7409 | 304.3651 | 325.1451 | 339.6403
Total Storage Generation |  | 84.2471 | 88.2156 | 95.5692 | 115.1428 | 141.7763 | 173.5497 | 186.1667 | 205.8744 | 231.3807 | 283.2456 | 253.1584 | 313.4431 | 307.064 | 350.037 | 405.7967 | 455.9684 | 485.6983 | 531.8197 | 571.6818 | 598.4392 | 1248.2706
Region | Technology | 2022 | 2023 | 2024 | 2025 | 2026 | 2027 | 2028 | 2029 | 2030 | 2031 | 2032 | 2033 | 2034 | 2035 | 2036 | 2037 | 2038 | 2039 | 2040 | 2041 | 2042
SA | Shallow Storage | 92.9746 | 93.4906 | 89.0717 | 58.0092 | 76.3615 | 92.5695 | 86.9439 | 91.5929 | 75.7905 | 116.5819 | 89.3652 | 123.8142 | 128.0841 | 117.7958 | 120.5742 | 533.1909 | 527.325 | 531.5145 | 533.5976 | 533.5112 | 828.1531
SA | Medium Storage | 0 | 0 | 0 | 0 | 0 | 0 | 0 | 0 | 0 | 0 | 0 | 0 | 0 | 0 | 315.2305 | 566.3793 | 846.6423 | 832.5689 | 839.8759 | 828.9221 | 820.0885
SA | Deep Storage | 0 | 0 | 0 | 0 | 0 | 0 | 0 | 0 | 0 | 0 | 0 | 0 | 0 | 0 | 0 | 0 | 0 | 0 | 0 | 0 | 0
SA | Behind the Meter Storage | 99.7285 | 99.1403 | 100.538 | 98.5405 | 91.7342 | 88.549 | 87.1752 | 83.5907 | 83.7598 | 83.1008 | 81.5113 | 80.4158 | 79.6424 | 81.4403 | 84.9621 | 91.3048 | 98.9494 | 104.7718 | 112.3235 | 117.0965 | 120.3568
Total Storage Generation |  | 192.7031 | 192.6308 | 189.6097 | 156.5497 | 168.0958 | 181.1185 | 174.1192 | 175.1836 | 159.5503 | 199.6827 | 170.8765 | 204.2301 | 207.7265 | 199.2361 | 520.7668 | 1190.8749 | 1472.9167 | 1468.8552 | 1485.797 | 1479.5298 | 1768.5984
Region | Technology | 2022 | 2023 | 2024 | 2025 | 2026 | 2027 | 2028 | 2029 | 2030 | 2031 | 2032 | 2033 | 2034 | 2035 | 2036 | 2037 | 2038 | 2039 | 2040 | 2041 | 2042
TAS | Shallow Storage | 0.45935 | 0.068926 | 0.26798 | 0.76271 | 0.98215 | 1.6656 | 0.25299 | 0.18228 | 1.0459 | 1.78 | 6.3052 | 10.7726 | 11.6276 | 13.1266 | 14.666 | 14.6356 | 17.1715 | 13.3341 | 15.5558 | 19.3156 | 14.9822
TAS | Medium Storage | 0 | 0 | 0 | 0 | 0 | 0 | 0 | 0 | 0 | 0 | 0 | 0 | 0 | 0 | 0 | 0 | 0 | 0 | 0 | 0 | 0
TAS | Deep Storage | 0 | 0 | 0 | 0 | 0 | 0 | 0 | 0 | 0 | 0 | 0 | 0 | 0 | 0 | 0 | 0 | 0 | 0 | 0 | 0 | 0
TAS | Behind the Meter Storage | 5.9386 | 6.9452 | 7.9943 | 9.4704 | 10.4603 | 11.4605 | 12.3846 | 12.934 | 14.8574 | 15.7476 | 15.4769 | 15.9743 | 16.241 | 17.6596 | 19.6042 | 21.9116 | 23.8967 | 25.4354 | 27.4005 | 28.6482 | 29.2415
Total Storage Generation |  | 6.398 | 7.0141 | 8.2623 | 10.2331 | 11.4424 | 13.1261 | 12.6376 | 13.1163 | 15.9033 | 17.5276 | 21.782 | 26.7469 | 27.8686 | 30.7862 | 34.2702 | 36.5473 | 41.0682 | 38.7694 | 42.9564 | 47.9638 | 44.2237

## DispatchableCapacity_1
Dispatchable Capacity built (MW) - Central (Counterfactual)
Capacity calculated on 1 July. Years are financial year ending. Capacity built in 2022 includes all capacity built since 2019-20. For storage depth classifications, please refer to the 2020 ISP report.
Region | Technology | 2022 | 2023 | 2024 | 2025 | 2026 | 2027 | 2028 | 2029 | 2030 | 2031 | 2032 | 2033 | 2034 | 2035 | 2036 | 2037 | 2038 | 2039 | 2040 | 2041 | 2042
NEM | CCGT | 0 | 0 | 0 | 0 | 0 | 0 | 0 | 0 | 0 | 0 | 0 | 0 | 0 | 0 | 0 | 0 | 0 | 0 | 0 | 0 | 0
NEM | Peaking Gas+Liquids | 0 | 0 | 0 | 312.2061 | 312.2061 | 312.2061 | 312.2061 | 582.9282 | 1820.258 | 1820.258 | 1820.258 | 4122.4837 | 4122.4837 | 4327.205 | 5285.2205 | 6378.8763 | 7343.4656 | 7875.5305 | 8034.0922 | 8034.0922 | 8738.322
NEM | Hydro | 0 | 0 | 0 | 0 | 0 | 0 | 0 | 0 | 0 | 0 | 0 | 0 | 0 | 0 | 0 | 0 | 0 | 0 | 0 | 0 | 0
NEM | Shallow Storage | 40.9056 | 40.8853 | 41.068 | 91.75 | 150.8631 | 210.9354 | 279.0586 | 352.6685 | 497.8086 | 762.2973 | 1182.4698 | 1280.7042 | 1604.0002 | 1709.021 | 1850.4019 | 1937.345 | 2026.7873 | 2131.9977 | 2251.1586 | 2315.2336 | 2410.7386
NEM | Medium Storage | 0 | 20 | 20 | 20 | 59.1947 | 59.1947 | 59.1947 | 59.1947 | 59.1947 | 59.1947 | 143.849 | 506.3289 | 630.7373 | 1335.8436 | 3215.3611 | 3707.0979 | 4637.3414 | 4702.7215 | 5234.4163 | 5234.4163 | 5234.4163
NEM | Deep Storage | 0 | 0 | 0 | 2040 | 2040 | 2040 | 2040 | 2040 | 2040 | 2040 | 2040 | 2040 | 2040 | 2156.3221 | 2156.3221 | 2156.3221 | 2156.3221 | 2266.3855 | 2308.5484 | 2308.5484 | 2308.5484
NEM | DSP | -60.5153 | -18.6013 | 21.0437 | 62.3669 | 99.7107 | 141.2117 | 181.2106 | 226.8478 | 270.7193 | 314.3543 | 360.4223 | 402.7307 | 445.2893 | 493.6971 | 538.3017 | 588.4874 | 640.1664 | 689.3242 | 744.1184 | 797.0466 | 849.864
NEM | New Interconnectors | 0 | 185 | 185 | 185 | 185 | 185 | 185 | 185 | 185 | 185 | 185 | 185 | 185 | 185 | 185 | 185 | 185 | 185 | 185 | 185 | 185
NEM | Retired Dispatchable | 0 | 740 | 2420 | 2420 | 2420 | 2420 | 2420 | 3505 | 5175 | 5937.5 | 6312.5 | 9801.84 | 10318.84 | 10480.84 | 15830.84 | 16530.84 | 18296.24 | 18296.24 | 19379.64 | 19499.64 | 19499.64
Total Dispatchable Capacity Built |  | -19.6098 | 42.284 | 82.1117 | 2526.3231 | 2661.9747 | 2763.548 | 2871.6701 | 3261.6392 | 4687.9807 | 4996.1043 | 5546.9991 | 8352.2475 | 8842.5105 | 10022.0887 | 13045.6073 | 14768.1287 | 16804.0829 | 17665.9594 | 18572.3339 | 18689.3371 | 19541.8893
Region | Technology | 2022 | 2023 | 2024 | 2025 | 2026 | 2027 | 2028 | 2029 | 2030 | 2031 | 2032 | 2033 | 2034 | 2035 | 2036 | 2037 | 2038 | 2039 | 2040 | 2041 | 2042
NSW | CCGT | 0 | 0 | 0 | 0 | 0 | 0 | 0 | 0 | 0 | 0 | 0 | 0 | 0 | 0 | 0 | 0 | 0 | 0 | 0 | 0 | 0
NSW | Peaking Gas+Liquids | 0 | 0 | 0 | 0 | 0 | 0 | 0 | 270.7221 | 1508.0519 | 1508.0519 | 1508.0519 | 3810.2776 | 3810.2776 | 4014.9988 | 4973.0144 | 6066.6701 | 6066.6701 | 6356.1537 | 6514.7155 | 6514.7155 | 7218.9453
NSW | Hydro | 0 | 0 | 0 | 0 | 0 | 0 | 0 | 0 | 0 | 0 | 0 | 0 | 0 | 0 | 0 | 0 | 0 | 0 | 0 | 0 | 0
NSW | Shallow Storage | 13.1237 | 15.3282 | 17.1098 | 39.7518 | 65.3895 | 91.6231 | 121.5123 | 155.0804 | 220.5264 | 237.1549 | 282.4029 | 341.4272 | 628.9762 | 672.1419 | 730.5207 | 764.8168 | 801.9209 | 844.5919 | 892.1647 | 916.6799 | 939.4291
NSW | Medium Storage | 0 | 0 | 0 | 0 | 0 | 0 | 0 | 0 | 0 | 0 | 0 | 0 | 0 | 181.7968 | 181.7968 | 181.7968 | 181.7968 | 181.7968 | 181.7968 | 181.7968 | 181.7968
NSW | Deep Storage | 0 | 0 | 0 | 2040 | 2040 | 2040 | 2040 | 2040 | 2040 | 2040 | 2040 | 2040 | 2040 | 2040 | 2040 | 2040 | 2040 | 2040 | 2040 | 2040 | 2040
NSW | DSP | 15.7302 | 32.5017 | 48.3064 | 64.336 | 79.3571 | 96.5223 | 112.0543 | 131.4414 | 150.5457 | 168.0659 | 186.2718 | 204.3669 | 222.1747 | 243.944 | 260.9801 | 280.9968 | 302.4739 | 324.9815 | 345.6616 | 367.4786 | 388.3522
NSW | New Interconnectors | 0 | 185 | 185 | 185 | 185 | 185 | 185 | 185 | 185 | 185 | 185 | 185 | 185 | 185 | 185 | 185 | 185 | 185 | 185 | 185 | 185
NSW | Retired Dispatchable | 0 | 500 | 2000 | 2000 | 2000 | 2000 | 2000 | 2000 | 3320 | 3320 | 3320 | 6200 | 6200 | 6200 | 8990 | 8990 | 8990 | 8990 | 8990 | 8990 | 8990
Total Dispatchable Capacity Built |  | 28.8539 | 47.8299 | 65.4161 | 2144.0878 | 2184.7466 | 2228.1454 | 2273.5666 | 2597.2439 | 3919.124 | 3953.2728 | 4016.7266 | 6396.0717 | 6701.4284 | 7152.8814 | 8186.312 | 9334.2804 | 9392.8617 | 9747.5238 | 9974.3386 | 10020.6707 | 10768.5233
Region | Technology | 2022 | 2023 | 2024 | 2025 | 2026 | 2027 | 2028 | 2029 | 2030 | 2031 | 2032 | 2033 | 2034 | 2035 | 2036 | 2037 | 2038 | 2039 | 2040 | 2041 | 2042
QLD | CCGT | 0 | 0 | 0 | 0 | 0 | 0 | 0 | 0 | 0 | 0 | 0 | 0 | 0 | 0 | 0 | 0 | 0 | 0 | 0 | 0 | 0
QLD | Peaking Gas+Liquids | 0 | 0 | 0 | 0 | 0 | 0 | 0 | 0 | 0 | 0 | 0 | 0 | 0 | 0 | 0 | 0 | 420.6688 | 663.2501 | 663.2501 | 663.2501 | 663.2501
QLD | Hydro | 0 | 0 | 0 | 0 | 0 | 0 | 0 | 0 | 0 | 0 | 0 | 0 | 0 | 0 | 0 | 0 | 0 | 0 | 0 | 0 | 0
QLD | Shallow Storage | 5.9759 | 7.0562 | 7.7281 | 17.9454 | 30.3205 | 42.4528 | 57.3086 | 73.4554 | 105.8394 | 114.7712 | 126.4412 | 140.7102 | 155.3562 | 175.7413 | 203.4289 | 225.2132 | 243.4265 | 267.0024 | 294.5882 | 309.7662 | 360.0474
QLD | Medium Storage | 0 | 20 | 20 | 20 | 20 | 20 | 20 | 20 | 20 | 20 | 20 | 20 | 144.4084 | 667.718 | 1450.7426 | 1942.4794 | 2637.3281 | 2637.3281 | 2637.3281 | 2637.3281 | 2637.3281
QLD | Deep Storage | 0 | 0 | 0 | 0 | 0 | 0 | 0 | 0 | 0 | 0 | 0 | 0 | 0 | 0 | 0 | 0 | 0 | 0 | 0 | 0 | 0
QLD | DSP | 6.9365 | 15.2808 | 22.4934 | 29.318 | 36.1662 | 43.2405 | 52.0302 | 59.3168 | 66.3065 | 73.5643 | 82.1454 | 89.5503 | 97.6823 | 105.748 | 115.2599 | 123.2931 | 132.6669 | 140.8865 | 151.6667 | 160.8369 | 169.3653
QLD | New Interconnectors | 0 | 185 | 185 | 185 | 185 | 185 | 185 | 185 | 185 | 185 | 185 | 185 | 185 | 185 | 185 | 185 | 185 | 185 | 185 | 185 | 185
QLD | Retired Dispatchable | 0 | 0 | 0 | 0 | 0 | 0 | 0 | 1085 | 1085 | 1085 | 1085 | 1085 | 1377 | 1494 | 3174 | 3874 | 5110.4 | 5110.4 | 5253.8 | 5253.8 | 5253.8
Total Dispatchable Capacity Built |  | 12.9124 | 42.337 | 50.2215 | 67.2634 | 86.4867 | 105.6933 | 129.3388 | 152.7722 | 192.146 | 208.3355 | 228.5866 | 250.2605 | 397.4469 | 949.2073 | 1769.4314 | 2290.9858 | 3434.0902 | 3708.467 | 3746.833 | 3771.1812 | 3829.9908
Region | Technology | 2022 | 2023 | 2024 | 2025 | 2026 | 2027 | 2028 | 2029 | 2030 | 2031 | 2032 | 2033 | 2034 | 2035 | 2036 | 2037 | 2038 | 2039 | 2040 | 2041 | 2042
VIC | CCGT | 0 | 0 | 0 | 0 | 0 | 0 | 0 | 0 | 0 | 0 | 0 | 0 | 0 | 0 | 0 | 0 | 0 | 0 | 0 | 0 | 0
VIC | Peaking Gas+Liquids | 0 | 0 | 0 | 0 | 0 | 0 | 0 | 0 | 0 | 0 | 0 | 0 | 0 | 0 | 0 | 0 | 0 | 0 | 0 | 0 | 0
VIC | Hydro | 0 | 0 | 0 | 0 | 0 | 0 | 0 | 0 | 0 | 0 | 0 | 0 | 0 | 0 | 0 | 0 | 0 | 0 | 0 | 0 | 0
VIC | Shallow Storage | 5.003 | 5.8262 | 7.0038 | 18.1461 | 31.5177 | 46.1123 | 62.2375 | 79.0377 | 114.7207 | 125.8632 | 138.6276 | 157.8644 | 173.9397 | 207.0166 | 249.8102 | 272.8648 | 298.5371 | 327.6942 | 360.5551 | 380.0624 | 397.7968
VIC | Medium Storage | 0 | 0 | 0 | 0 | 39.1947 | 39.1947 | 39.1947 | 39.1947 | 39.1947 | 39.1947 | 123.849 | 486.3289 | 486.3289 | 486.3289 | 628.7562 | 628.7562 | 737.9655 | 803.3456 | 1335.0403 | 1335.0403 | 1335.0403
VIC | Deep Storage | 0 | 0 | 0 | 0 | 0 | 0 | 0 | 0 | 0 | 0 | 0 | 0 | 0 | 116.3221 | 116.3221 | 116.3221 | 116.3221 | 226.3855 | 268.5484 | 268.5484 | 268.5484
VIC | DSP | -87.252 | -75.0476 | -62.7513 | -48.5954 | -37.3091 | -24.5417 | -12.0141 | 1.9026 | 14.4257 | 28.6294 | 42.8732 | 55.1986 | 68.2066 | 81.8102 | 95.6959 | 112.3603 | 127.6146 | 141.5245 | 160.0426 | 177.1703 | 194.3613
VIC | New Interconnectors | 0 | 0 | 0 | 0 | 0 | 0 | 0 | 0 | 0 | 0 | 0 | 0 | 0 | 0 | 0 | 0 | 0 | 0 | 0 | 0 | 0
VIC | Retired Dispatchable | 0 | 0 | 0 | 0 | 0 | 0 | 0 | 0 | 350 | 700 | 1075 | 1450 | 1675 | 1695 | 1695 | 1695 | 1695 | 1695 | 2635 | 2635 | 2635
Total Dispatchable Capacity Built |  | -82.2491 | -69.2214 | -55.7475 | -30.4493 | 33.4034 | 60.7654 | 89.4182 | 120.1351 | 168.3412 | 193.6873 | 305.3497 | 699.3919 | 728.4752 | 891.4776 | 1090.5843 | 1130.3033 | 1280.4392 | 1498.9498 | 2124.1864 | 2160.8215 | 2195.7468
Region | Technology | 2022 | 2023 | 2024 | 2025 | 2026 | 2027 | 2028 | 2029 | 2030 | 2031 | 2032 | 2033 | 2034 | 2035 | 2036 | 2037 | 2038 | 2039 | 2040 | 2041 | 2042
SA | CCGT | 0 | 0 | 0 | 0 | 0 | 0 | 0 | 0 | 0 | 0 | 0 | 0 | 0 | 0 | 0 | 0 | 0 | 0 | 0 | 0 | 0
SA | Peaking Gas+Liquids | 0 | 0 | 0 | 312.2061 | 312.2061 | 312.2061 | 312.2061 | 312.2061 | 312.2061 | 312.2061 | 312.2061 | 312.2061 | 312.2061 | 312.2061 | 312.2061 | 312.2061 | 856.1267 | 856.1267 | 856.1267 | 856.1267 | 856.1267
SA | Hydro | 0 | 0 | 0 | 0 | 0 | 0 | 0 | 0 | 0 | 0 | 0 | 0 | 0 | 0 | 0 | 0 | 0 | 0 | 0 | 0 | 0
SA | Shallow Storage | 16.2629 | 12.0878 | 8.6288 | 14.1805 | 20.6758 | 26.5128 | 32.3155 | 37.8963 | 46.2832 | 273.2658 | 622.6969 | 626.6874 | 630.4926 | 636.2562 | 645.4249 | 651.4854 | 658.1073 | 665.8818 | 674.8047 | 678.7024 | 682.579
SA | Medium Storage | 0 | 0 | 0 | 0 | 0 | 0 | 0 | 0 | 0 | 0 | 0 | 0 | 0 | 0 | 954.0655 | 954.0655 | 1080.2511 | 1080.2511 | 1080.2511 | 1080.2511 | 1080.2511
SA | Deep Storage | 0 | 0 | 0 | 0 | 0 | 0 | 0 | 0 | 0 | 0 | 0 | 0 | 0 | 0 | 0 | 0 | 0 | 0 | 0 | 0 | 0
SA | DSP | 4.0459 | 8.3802 | 12.5342 | 16.736 | 20.835 | 25.1357 | 28.8248 | 33.1865 | 37.8227 | 42.3344 | 47.2175 | 51.605 | 55.0612 | 59.8704 | 64.1221 | 69.4088 | 74.7443 | 79.0687 | 83.6512 | 88.3324 | 94.2625
SA | New Interconnectors | 0 | 0 | 0 | 0 | 0 | 0 | 0 | 0 | 0 | 0 | 0 | 0 | 0 | 0 | 0 | 0 | 0 | 0 | 0 | 0 | 0
SA | Retired Dispatchable | 0 | 240 | 420 | 420 | 420 | 420 | 420 | 420 | 420 | 832.5 | 832.5 | 1066.84 | 1066.84 | 1091.84 | 1971.84 | 1971.84 | 2500.84 | 2500.84 | 2500.84 | 2500.84 | 2500.84
Total Dispatchable Capacity Built |  | 20.3088 | 20.4681 | 21.1631 | 343.1227 | 353.7169 | 363.8547 | 373.3464 | 383.2889 | 396.312 | 627.8064 | 982.1206 | 990.4985 | 997.7599 | 1008.3327 | 1975.8187 | 1987.1658 | 2669.2294 | 2681.3284 | 2694.8337 | 2703.4126 | 2713.2193
Region | Technology | 2022 | 2023 | 2024 | 2025 | 2026 | 2027 | 2028 | 2029 | 2030 | 2031 | 2032 | 2033 | 2034 | 2035 | 2036 | 2037 | 2038 | 2039 | 2040 | 2041 | 2042
TAS | CCGT | 0 | 0 | 0 | 0 | 0 | 0 | 0 | 0 | 0 | 0 | 0 | 0 | 0 | 0 | 0 | 0 | 0 | 0 | 0 | 0 | 0
TAS | Peaking Gas+Liquids | 0 | 0 | 0 | 0 | 0 | 0 | 0 | 0 | 0 | 0 | 0 | 0 | 0 | 0 | 0 | 0 | 0 | 0 | 0 | 0 | 0
TAS | Hydro | 0 | 0 | 0 | 0 | 0 | 0 | 0 | 0 | 0 | 0 | 0 | 0 | 0 | 0 | 0 | 0 | 0 | 0 | 0 | 0 | 0
TAS | Shallow Storage | 0.54014 | 0.58687 | 0.59745 | 1.7262 | 2.9596 | 4.2343 | 5.6846 | 7.1986 | 10.439 | 11.2421 | 12.3012 | 14.015 | 15.2355 | 17.865 | 21.2172 | 22.9649 | 24.7955 | 26.8274 | 29.0459 | 30.0227 | 30.8864
TAS | Medium Storage | 0 | 0 | 0 | 0 | 0 | 0 | 0 | 0 | 0 | 0 | 0 | 0 | 0 | 0 | 0 | 0 | 0 | 0 | 0 | 0 | 0
TAS | Deep Storage | 0 | 0 | 0 | 0 | 0 | 0 | 0 | 0 | 0 | 0 | 0 | 0 | 0 | 0 | 0 | 0 | 0 | 0 | 0 | 0 | 0
TAS | DSP | 0.024008 | 0.28353 | 0.46102 | 0.57228 | 0.66143 | 0.85484 | 0.31543 | 1.0004 | 1.6186 | 1.7602 | 1.9143 | 2.0099 | 2.1645 | 2.3246 | 2.2436 | 2.4285 | 2.6668 | 2.863 | 3.0963 | 3.2284 | 3.5228
TAS | New Interconnectors | 0 | 0 | 0 | 0 | 0 | 0 | 0 | 0 | 0 | 0 | 0 | 0 | 0 | 0 | 0 | 0 | 0 | 0 | 0 | 0 | 0
TAS | Retired Dispatchable | 0 | 0 | 0 | 0 | 0 | 0 | 0 | 0 | 0 | 0 | 0 | 0 | 0 | 0 | 0 | 0 | 0 | 0 | 0 | 120 | 120
Total Dispatchable Capacity Built |  | 0.56415 | 0.8704 | 1.0585 | 2.2985 | 3.621 | 5.0892 | 6 | 8.199 | 12.0576 | 13.0023 | 14.2156 | 16.0249 | 17.4 | 20.1897 | 23.4609 | 25.3934 | 27.4623 | 29.6904 | 32.1421 | 33.2511 | 34.4092

## DispatchableCapacity_2
Dispatchable Capacity built (MW) - Central (DP3)
Capacity calculated on 1 July. Years are financial year ending. Capacity built in 2022 includes all capacity built since 2019-20. For storage depth classifications, please refer to the 2020 ISP report.
Region | Technology | 2022 | 2023 | 2024 | 2025 | 2026 | 2027 | 2028 | 2029 | 2030 | 2031 | 2032 | 2033 | 2034 | 2035 | 2036 | 2037 | 2038 | 2039 | 2040 | 2041 | 2042
NEM | CCGT | 0 | 0 | 0 | 0 | 0 | 0 | 0 | 0 | 0 | 0 | 0 | 0 | 0 | 0 | 0 | 0 | 0 | 0 | 0 | 0 | 0
NEM | Peaking Gas+Liquids | 0 | 0 | 0 | 0 | 0 | 0 | 0 | 0 | 0 | 0 | 0 | 0 | 0 | 0 | 0 | 0 | 0 | 0 | 0 | 0 | 0
NEM | Hydro | 0 | 0 | 0 | 0 | 0 | 0 | 0 | 0 | 0 | 0 | 390 | 390 | 390 | 390 | 390 | 390 | 390 | 390 | 390 | 390 | 390
NEM | Shallow Storage | 40.9056 | 40.8853 | 41.068 | 91.75 | 150.1542 | 210.2265 | 278.3497 | 351.9596 | 497.0997 | 539.3862 | 595.0511 | 663.5256 | 726.2794 | 831.3002 | 972.681 | 2121.7137 | 2211.156 | 4160.7856 | 4279.9464 | 4344.0214 | 6224.1286
NEM | Medium Storage | 0 | 20 | 20 | 20 | 20 | 20 | 20 | 20 | 20 | 20 | 20 | 20 | 1203.4375 | 1669.1165 | 3675.5133 | 3925.2072 | 4225.6493 | 4383.6611 | 4383.6611 | 5055.9093 | 5055.9093
NEM | Deep Storage | 0 | 0 | 0 | 2040 | 2040 | 2040 | 2040 | 2040 | 2040 | 2040 | 2040 | 2040 | 2040 | 2040 | 2040 | 2040 | 2040 | 2040 | 2040 | 2040 | 2040
NEM | DSP | -60.5153 | -18.6013 | 21.0437 | 62.3669 | 99.7107 | 141.2117 | 181.2106 | 226.8478 | 270.7193 | 314.3543 | 360.4223 | 402.7307 | 445.2893 | 493.6971 | 538.3017 | 588.4874 | 640.1664 | 689.3242 | 744.1184 | 797.0466 | 849.864
NEM | New Interconnectors | 0 | 270 | 270 | 1170 | 1170 | 1170 | 1170 | 1170 | 1170 | 1170 | 1920 | 2742.5 | 2742.5 | 2742.5 | 6062.5 | 6062.5 | 6062.5 | 6062.5 | 6062.5 | 6062.5 | 6062.5
NEM | Retired Dispatchable | 0 | 740 | 2420 | 2420 | 2420 | 2420 | 2420 | 3505 | 5175 | 5937.5 | 6312.5 | 9801.84 | 10318.84 | 10480.84 | 15830.84 | 16530.84 | 18296.24 | 18296.24 | 19379.64 | 19499.64 | 19499.64
Total Dispatchable Capacity Built |  | -19.6098 | 42.284 | 82.1117 | 2214.1169 | 2309.8649 | 2411.4382 | 2519.5603 | 2638.8074 | 2827.819 | 2913.7405 | 3405.4734 | 3516.2564 | 4805.0062 | 5424.1138 | 7616.496 | 9065.4084 | 9506.9717 | 11663.7708 | 11837.7259 | 12626.9774 | 14559.9019
Region | Technology | 2022 | 2023 | 2024 | 2025 | 2026 | 2027 | 2028 | 2029 | 2030 | 2031 | 2032 | 2033 | 2034 | 2035 | 2036 | 2037 | 2038 | 2039 | 2040 | 2041 | 2042
NSW | CCGT | 0 | 0 | 0 | 0 | 0 | 0 | 0 | 0 | 0 | 0 | 0 | 0 | 0 | 0 | 0 | 0 | 0 | 0 | 0 | 0 | 0
NSW | Peaking Gas+Liquids | 0 | 0 | 0 | 0 | 0 | 0 | 0 | 0 | 0 | 0 | 0 | 0 | 0 | 0 | 0 | 0 | 0 | 0 | 0 | 0 | 0
NSW | Hydro | 0 | 0 | 0 | 0 | 0 | 0 | 0 | 0 | 0 | 0 | 0 | 0 | 0 | 0 | 0 | 0 | 0 | 0 | 0 | 0 | 0
NSW | Shallow Storage | 13.1237 | 15.3282 | 17.1098 | 39.7518 | 65.3895 | 91.6231 | 121.5123 | 155.0804 | 220.5264 | 237.1549 | 263.3857 | 292.6501 | 319.6568 | 362.8225 | 421.2014 | 509.7242 | 546.8283 | 589.4993 | 637.0721 | 661.5873 | 684.3365
NSW | Medium Storage | 0 | 0 | 0 | 0 | 0 | 0 | 0 | 0 | 0 | 0 | 0 | 0 | 708.9886 | 1011.9901 | 2116.6275 | 2116.6275 | 2116.6275 | 2274.6393 | 2274.6393 | 2880.6799 | 2880.6799
NSW | Deep Storage | 0 | 0 | 0 | 2040 | 2040 | 2040 | 2040 | 2040 | 2040 | 2040 | 2040 | 2040 | 2040 | 2040 | 2040 | 2040 | 2040 | 2040 | 2040 | 2040 | 2040
NSW | DSP | 15.7302 | 32.5017 | 48.3064 | 64.336 | 79.3571 | 96.5223 | 112.0543 | 131.4414 | 150.5457 | 168.0659 | 186.2718 | 204.3669 | 222.1747 | 243.944 | 260.9801 | 280.9968 | 302.4739 | 324.9815 | 345.6616 | 367.4786 | 388.3522
NSW | New Interconnectors | 0 | 270 | 270 | 1170 | 1170 | 1170 | 1170 | 1170 | 1170 | 1170 | 1170 | 1992.5 | 1992.5 | 1992.5 | 5312.5 | 5312.5 | 5312.5 | 5312.5 | 5312.5 | 5312.5 | 5312.5
NSW | Retired Dispatchable | 0 | 500 | 2000 | 2000 | 2000 | 2000 | 2000 | 2000 | 3320 | 3320 | 3320 | 6200 | 6200 | 6200 | 8990 | 8990 | 8990 | 8990 | 8990 | 8990 | 8990
Total Dispatchable Capacity Built |  | 28.8539 | 47.8299 | 65.4161 | 2144.0878 | 2184.7466 | 2228.1454 | 2273.5666 | 2326.5219 | 2411.0721 | 2445.2209 | 2489.6574 | 2537.017 | 3290.8201 | 3658.7566 | 4838.809 | 4947.3484 | 5005.9297 | 5229.1201 | 5297.373 | 5949.7458 | 5993.3686
Region | Technology | 2022 | 2023 | 2024 | 2025 | 2026 | 2027 | 2028 | 2029 | 2030 | 2031 | 2032 | 2033 | 2034 | 2035 | 2036 | 2037 | 2038 | 2039 | 2040 | 2041 | 2042
QLD | CCGT | 0 | 0 | 0 | 0 | 0 | 0 | 0 | 0 | 0 | 0 | 0 | 0 | 0 | 0 | 0 | 0 | 0 | 0 | 0 | 0 | 0
QLD | Peaking Gas+Liquids | 0 | 0 | 0 | 0 | 0 | 0 | 0 | 0 | 0 | 0 | 0 | 0 | 0 | 0 | 0 | 0 | 0 | 0 | 0 | 0 | 0
QLD | Hydro | 0 | 0 | 0 | 0 | 0 | 0 | 0 | 0 | 0 | 0 | 0 | 0 | 0 | 0 | 0 | 0 | 0 | 0 | 0 | 0 | 0
QLD | Shallow Storage | 5.9759 | 7.0562 | 7.7281 | 17.9454 | 30.3205 | 42.4528 | 57.3086 | 73.4554 | 105.8394 | 114.7712 | 126.4412 | 140.7102 | 155.3562 | 175.7413 | 203.4289 | 460.7081 | 478.9213 | 2346.9164 | 2374.5022 | 2389.6802 | 2404.2631
QLD | Medium Storage | 0 | 20 | 20 | 20 | 20 | 20 | 20 | 20 | 20 | 20 | 20 | 20 | 494.4489 | 657.1264 | 1258.1465 | 1258.1465 | 1258.1465 | 1258.1465 | 1258.1465 | 1324.3541 | 1324.3541
QLD | Deep Storage | 0 | 0 | 0 | 0 | 0 | 0 | 0 | 0 | 0 | 0 | 0 | 0 | 0 | 0 | 0 | 0 | 0 | 0 | 0 | 0 | 0
QLD | DSP | 6.9365 | 15.2808 | 22.4934 | 29.318 | 36.1662 | 43.2405 | 52.0302 | 59.3168 | 66.3065 | 73.5643 | 82.1454 | 89.5503 | 97.6823 | 105.748 | 115.2599 | 123.2931 | 132.6669 | 140.8865 | 151.6667 | 160.8369 | 169.3653
QLD | New Interconnectors | 0 | 185 | 185 | 185 | 185 | 185 | 185 | 185 | 185 | 185 | 185 | 1007.5 | 1007.5 | 1007.5 | 2462.5 | 2462.5 | 2462.5 | 2462.5 | 2462.5 | 2462.5 | 2462.5
QLD | Retired Dispatchable | 0 | 0 | 0 | 0 | 0 | 0 | 0 | 1085 | 1085 | 1085 | 1085 | 1085 | 1377 | 1494 | 3174 | 3874 | 5110.4 | 5110.4 | 5253.8 | 5253.8 | 5253.8
Total Dispatchable Capacity Built |  | 12.9124 | 42.337 | 50.2215 | 67.2634 | 86.4867 | 105.6933 | 129.3388 | 152.7722 | 192.146 | 208.3355 | 228.5866 | 250.2605 | 747.4874 | 938.6157 | 1576.8353 | 1842.1476 | 1869.7347 | 3745.9493 | 3784.3154 | 3874.8712 | 3897.9825
Region | Technology | 2022 | 2023 | 2024 | 2025 | 2026 | 2027 | 2028 | 2029 | 2030 | 2031 | 2032 | 2033 | 2034 | 2035 | 2036 | 2037 | 2038 | 2039 | 2040 | 2041 | 2042
VIC | CCGT | 0 | 0 | 0 | 0 | 0 | 0 | 0 | 0 | 0 | 0 | 0 | 0 | 0 | 0 | 0 | 0 | 0 | 0 | 0 | 0 | 0
VIC | Peaking Gas+Liquids | 0 | 0 | 0 | 0 | 0 | 0 | 0 | 0 | 0 | 0 | 0 | 0 | 0 | 0 | 0 | 0 | 0 | 0 | 0 | 0 | 0
VIC | Hydro | 0 | 0 | 0 | 0 | 0 | 0 | 0 | 0 | 0 | 0 | 0 | 0 | 0 | 0 | 0 | 0 | 0 | 0 | 0 | 0 | 0
VIC | Shallow Storage | 5.003 | 5.8262 | 7.0038 | 18.1461 | 31.5177 | 46.1123 | 62.2375 | 79.0377 | 114.7207 | 125.8632 | 138.6276 | 157.8644 | 173.9397 | 207.0166 | 249.8102 | 272.8648 | 298.5371 | 327.6942 | 360.5551 | 380.0624 | 1629.3527
VIC | Medium Storage | 0 | 0 | 0 | 0 | 0 | 0 | 0 | 0 | 0 | 0 | 0 | 0 | 0 | 0 | 0 | 0 | 0 | 0 | 0 | 0 | 0
VIC | Deep Storage | 0 | 0 | 0 | 0 | 0 | 0 | 0 | 0 | 0 | 0 | 0 | 0 | 0 | 0 | 0 | 0 | 0 | 0 | 0 | 0 | 0
VIC | DSP | -87.252 | -75.0476 | -62.7513 | -48.5954 | -37.3091 | -24.5417 | -12.0141 | 1.9026 | 14.4257 | 28.6294 | 42.8732 | 55.1986 | 68.2066 | 81.8102 | 95.6959 | 112.3603 | 127.6146 | 141.5245 | 160.0426 | 177.1703 | 194.3613
VIC | New Interconnectors | 0 | 85 | 85 | 85 | 85 | 85 | 85 | 85 | 85 | 85 | 835 | 835 | 835 | 835 | 2700 | 2700 | 2700 | 2700 | 2700 | 2700 | 2700
VIC | Retired Dispatchable | 0 | 0 | 0 | 0 | 0 | 0 | 0 | 0 | 350 | 700 | 1075 | 1450 | 1675 | 1695 | 1695 | 1695 | 1695 | 1695 | 2635 | 2635 | 2635
Total Dispatchable Capacity Built |  | -82.2491 | -69.2214 | -55.7475 | -30.4493 | -5.7914 | 21.5707 | 50.2234 | 80.9404 | 129.1464 | 154.4926 | 181.5008 | 213.063 | 242.1463 | 288.8267 | 345.5061 | 385.2251 | 426.1517 | 469.2187 | 520.5977 | 557.2327 | 1823.7139
Region | Technology | 2022 | 2023 | 2024 | 2025 | 2026 | 2027 | 2028 | 2029 | 2030 | 2031 | 2032 | 2033 | 2034 | 2035 | 2036 | 2037 | 2038 | 2039 | 2040 | 2041 | 2042
SA | CCGT | 0 | 0 | 0 | 0 | 0 | 0 | 0 | 0 | 0 | 0 | 0 | 0 | 0 | 0 | 0 | 0 | 0 | 0 | 0 | 0 | 0
SA | Peaking Gas+Liquids | 0 | 0 | 0 | 0 | 0 | 0 | 0 | 0 | 0 | 0 | 0 | 0 | 0 | 0 | 0 | 0 | 0 | 0 | 0 | 0 | 0
SA | Hydro | 0 | 0 | 0 | 0 | 0 | 0 | 0 | 0 | 0 | 0 | 0 | 0 | 0 | 0 | 0 | 0 | 0 | 0 | 0 | 0 | 0
SA | Shallow Storage | 16.2629 | 12.0878 | 8.6288 | 14.1805 | 19.9668 | 25.8039 | 31.6066 | 37.1874 | 45.5742 | 50.3547 | 54.2954 | 58.2859 | 62.0912 | 67.8547 | 77.0234 | 855.4518 | 862.0737 | 869.8483 | 878.7712 | 882.6689 | 1475.2898
SA | Medium Storage | 0 | 0 | 0 | 0 | 0 | 0 | 0 | 0 | 0 | 0 | 0 | 0 | 0 | 0 | 300.7393 | 550.4333 | 850.8753 | 850.8753 | 850.8753 | 850.8753 | 850.8753
SA | Deep Storage | 0 | 0 | 0 | 0 | 0 | 0 | 0 | 0 | 0 | 0 | 0 | 0 | 0 | 0 | 0 | 0 | 0 | 0 | 0 | 0 | 0
SA | DSP | 4.0459 | 8.3802 | 12.5342 | 16.736 | 20.835 | 25.1357 | 28.8248 | 33.1865 | 37.8227 | 42.3344 | 47.2175 | 51.605 | 55.0612 | 59.8704 | 64.1221 | 69.4088 | 74.7443 | 79.0687 | 83.6512 | 88.3324 | 94.2625
SA | New Interconnectors | 0 | 0 | 0 | 900 | 900 | 900 | 900 | 900 | 900 | 900 | 900 | 900 | 900 | 900 | 900 | 900 | 900 | 900 | 900 | 900 | 900
SA | Retired Dispatchable | 0 | 240 | 420 | 420 | 420 | 420 | 420 | 420 | 420 | 832.5 | 832.5 | 1066.84 | 1066.84 | 1091.84 | 1971.84 | 1971.84 | 2500.84 | 2500.84 | 2500.84 | 2500.84 | 2500.84
Total Dispatchable Capacity Built |  | 20.3088 | 20.4681 | 21.1631 | 30.9165 | 40.8019 | 50.9397 | 60.4314 | 70.3739 | 83.3969 | 92.6892 | 101.513 | 109.8909 | 117.1523 | 127.7251 | 441.8849 | 1475.2938 | 1787.6933 | 1799.7923 | 1813.2977 | 1821.8765 | 2420.4276
Region | Technology | 2022 | 2023 | 2024 | 2025 | 2026 | 2027 | 2028 | 2029 | 2030 | 2031 | 2032 | 2033 | 2034 | 2035 | 2036 | 2037 | 2038 | 2039 | 2040 | 2041 | 2042
TAS | CCGT | 0 | 0 | 0 | 0 | 0 | 0 | 0 | 0 | 0 | 0 | 0 | 0 | 0 | 0 | 0 | 0 | 0 | 0 | 0 | 0 | 0
TAS | Peaking Gas+Liquids | 0 | 0 | 0 | 0 | 0 | 0 | 0 | 0 | 0 | 0 | 0 | 0 | 0 | 0 | 0 | 0 | 0 | 0 | 0 | 0 | 0
TAS | Hydro | 0 | 0 | 0 | 0 | 0 | 0 | 0 | 0 | 0 | 0 | 390 | 390 | 390 | 390 | 390 | 390 | 390 | 390 | 390 | 390 | 390
TAS | Shallow Storage | 0.54014 | 0.58687 | 0.59745 | 1.7262 | 2.9596 | 4.2343 | 5.6846 | 7.1986 | 10.439 | 11.2421 | 12.3012 | 14.015 | 15.2355 | 17.865 | 21.2172 | 22.9649 | 24.7955 | 26.8274 | 29.0459 | 30.0227 | 30.8864
TAS | Medium Storage | 0 | 0 | 0 | 0 | 0 | 0 | 0 | 0 | 0 | 0 | 0 | 0 | 0 | 0 | 0 | 0 | 0 | 0 | 0 | 0 | 0
TAS | Deep Storage | 0 | 0 | 0 | 0 | 0 | 0 | 0 | 0 | 0 | 0 | 0 | 0 | 0 | 0 | 0 | 0 | 0 | 0 | 0 | 0 | 0
TAS | DSP | 0.024008 | 0.28353 | 0.46102 | 0.57228 | 0.66143 | 0.85484 | 0.31543 | 1.0004 | 1.6186 | 1.7602 | 1.9143 | 2.0099 | 2.1645 | 2.3246 | 2.2436 | 2.4285 | 2.6668 | 2.863 | 3.0963 | 3.2284 | 3.5228
TAS | New Interconnectors | 0 | 0 | 0 | 0 | 0 | 0 | 0 | 0 | 0 | 0 | 750 | 750 | 750 | 750 | 750 | 750 | 750 | 750 | 750 | 750 | 750
TAS | Retired Dispatchable | 0 | 0 | 0 | 0 | 0 | 0 | 0 | 0 | 0 | 0 | 0 | 0 | 0 | 0 | 0 | 0 | 0 | 0 | 0 | 120 | 120
Total Dispatchable Capacity Built |  | 0.56415 | 0.8704 | 1.0585 | 2.2985 | 3.621 | 5.0892 | 6 | 8.199 | 12.0576 | 13.0023 | 404.2156 | 406.0249 | 407.4 | 410.1897 | 413.4609 | 415.3934 | 417.4623 | 419.6904 | 422.1421 | 423.2511 | 424.4092

## REZCapacity_1
Installed capacity by REZ (MW) - Central (Counterfactual)
Capacity installed at the beginning of each financial year, i.e. 1st July. Years are financial year ending. This includes the cumulative development of VRE capacity beyond existing and committed projects.
Large-scale Solar
Region | REZ Name | REZ Code | 2022 | 2023 | 2024 | 2025 | 2026 | 2027 | 2028 | 2029 | 2030 | 2031 | 2032 | 2033 | 2034 | 2035 | 2036 | 2037 | 2038 | 2039 | 2040 | 2041 | 2042
QLD | Far North QLD | Q1 | 0 | 55 | 55 | 55 | 55 | 55 | 55 | 55 | 55 | 55 | 55 | 55 | 55 | 55 | 55 | 55 | 55 | 55 | 55 | 55 | 55
QLD | North Qld Clean Energy Hub | Q2 | 0 | 0 | 0 | 0 | 0 | 0 | 0 | 0 | 0 | 0 | 0 | 0 | 0 | 0 | 0 | 0 | 0 | 0 | 0 | 0 | 0
QLD | Northern Qld | Q3 | 0 | 0 | 0 | 0 | 0 | 0 | 1038.192 | 1038.192 | 1038.192 | 1038.192 | 1038.192 | 1038.192 | 1038.192 | 1038.192 | 1038.192 | 1038.192 | 1038.192 | 1038.192 | 1038.192 | 1038.192 | 1038.192
QLD | Isaac | Q4 | 0 | 355 | 355 | 355 | 355 | 355 | 355 | 355 | 355 | 355 | 355 | 355 | 355 | 355 | 355 | 355 | 355 | 355 | 355 | 355 | 355
QLD | Barcaldine | Q5 | 0 | 0 | 0 | 0 | 0 | 0 | 0 | 0 | 0 | 0 | 0 | 0 | 0 | 0 | 0 | 0 | 0 | 0 | 0 | 0 | 0
QLD | Fitzroy | Q6 | 0 | 0 | 0 | 0 | 0 | 406.808 | 406.808 | 406.808 | 406.808 | 406.808 | 406.808 | 406.808 | 406.808 | 406.808 | 406.808 | 406.808 | 406.808 | 406.808 | 406.808 | 406.808 | 406.808
QLD | Wide Bay | Q7 | 0 | 0 | 0 | 0 | 0 | 0 | 0 | 0 | 0 | 0 | 0 | 0 | 0 | 0 | 0 | 0 | 0 | 0 | 0 | 0 | 0
QLD | Darling Downs | Q8 | 0 | 0 | 0 | 0 | 0 | 0 | 184.5571 | 245.3577 | 914.1448 | 914.1448 | 914.1448 | 914.1448 | 914.1448 | 914.1448 | 914.1448 | 914.1448 | 914.1448 | 914.1448 | 914.1448 | 914.1448 | 914.1448
NSW | North West NSW | N1 | 0 | 115 | 115 | 115 | 115 | 115 | 115 | 115 | 115 | 115 | 115 | 115 | 115 | 115 | 115 | 115 | 115 | 115 | 115 | 115 | 115
NSW | New England | N2 | 0 | 115 | 115 | 115 | 115 | 201.2839 | 300 | 300 | 300 | 300 | 300 | 300 | 300 | 300 | 300 | 300 | 300 | 300 | 300 | 300 | 300
NSW | Central-West Orana | N3 | 0 | 150 | 150 | 150 | 150 | 150 | 250.1374 | 250.1374 | 250.1374 | 250.1374 | 250.1374 | 250.1374 | 250.1374 | 250.1374 | 250.1374 | 250.1374 | 250.1374 | 250.1374 | 250.1374 | 250.1374 | 250.1374
NSW | Southern NSW Tablelands | N4 | 0 | 0 | 0 | 0 | 0 | 0 | 0 | 0 | 0 | 0 | 0 | 0 | 0 | 0 | 0 | 0 | 0 | 0 | 0 | 0 | 0
NSW | Broken Hill | N5 | 0 | 0 | 0 | 0 | 0 | 0 | 0 | 0 | 0 | 0 | 0 | 0 | 0 | 0 | 0 | 0 | 0 | 0 | 0 | 0 | 0
NSW | South West NSW | N6 | 0 | 0 | 0 | 0 | 0 | 0 | 0 | 0 | 0 | 0 | 0 | 0 | 0 | 0 | 0 | 0 | 0 | 0 | 0 | 0 | 0
NSW | Wagga Wagga | N7 | 0 | 0 | 0 | 0 | 0 | 0 | 0 | 0 | 0 | 0 | 0 | 0 | 0 | 0 | 0 | 0 | 0 | 0 | 0 | 0 | 0
NSW | Tumut | N8 | 0 | 0 | 0 | 0 | 0 | 0 | 0 | 0 | 0 | 0 | 0 | 0 | 0 | 0 | 0 | 0 | 0 | 0 | 0 | 0 | 0
NSW | Cooma-Monaro | N9 | 0 | 0 | 0 | 0 | 0 | 0 | 0 | 0 | 0 | 0 | 0 | 0 | 0 | 0 | 0 | 0 | 0 | 0 | 0 | 0 | 0
VIC | Ovens Murray | V1 | 0 | 0 | 0 | 0 | 0 | 0 | 0 | 0 | 0 | 0 | 0 | 0 | 0 | 0 | 0 | 0 | 0 | 0 | 0 | 0 | 0
VIC | Murray River | V2 | 0 | 0 | 0 | 0 | 0 | 0 | 0 | 0 | 0 | 0 | 0 | 0 | 0 | 0 | 0 | 0 | 0 | 0 | 0 | 0 | 0
VIC | Western Victoria | V3 | 0 | 0 | 0 | 0 | 0 | 0 | 0 | 0 | 0 | 0 | 0 | 0 | 0 | 0 | 0 | 0 | 0 | 0 | 0 | 0 | 0
VIC | South West Victoria | V4 | 0 | 0 | 0 | 0 | 0 | 0 | 0 | 0 | 0 | 0 | 0 | 0 | 0 | 0 | 0 | 0 | 0 | 0 | 0 | 0 | 0
VIC | Gippsland | V5 | 0 | 0 | 0 | 0 | 0 | 0 | 0 | 0 | 0 | 0 | 0 | 0 | 0 | 0 | 0 | 0 | 0 | 0 | 0 | 0 | 0
VIC | Central North Vic | V6 | 0 | 0 | 0 | 100 | 260 | 420 | 580 | 580 | 580 | 580 | 580 | 580 | 580 | 580 | 580 | 580 | 580 | 580 | 580 | 580 | 580
SA | South East SA | S1 | 0 | 0 | 0 | 0 | 0 | 0 | 0 | 0 | 0 | 0 | 0 | 55 | 55 | 55 | 55 | 55 | 55 | 55 | 55 | 55 | 55
SA | Riverland | S2 | 0 | 0 | 0 | 0 | 0 | 0 | 0 | 0 | 0 | 0 | 0 | 200 | 200 | 200 | 200 | 200 | 200 | 200 | 200 | 200 | 200
SA | Mid-North SA | S3 | 0 | 0 | 0 | 0 | 0 | 0 | 0 | 0 | 0 | 0 | 0 | 0 | 0 | 0 | 0 | 0 | 0 | 0 | 0 | 0 | 0
SA | Yorke Peninsula | S4 | 0 | 0 | 0 | 0 | 0 | 0 | 0 | 0 | 0 | 0 | 0 | 0 | 0 | 0 | 0 | 0 | 0 | 0 | 0 | 0 | 0
SA | Northern SA | S5 | 0 | 0 | 0 | 0 | 0 | 0 | 0 | 0 | 0 | 0 | 0 | 0 | 0 | 0 | 0 | 0 | 0 | 0 | 0 | 0 | 0
SA | Leigh Creek | S6 | 0 | 0 | 0 | 0 | 0 | 0 | 0 | 0 | 0 | 0 | 0 | 0 | 0 | 0 | 0 | 0 | 0 | 0 | 0 | 0 | 0
SA | Roxby Downs | S7 | 0 | 0 | 0 | 0 | 0 | 0 | 0 | 0 | 0 | 384.4518 | 634.3075 | 893.3386 | 893.3386 | 893.3386 | 893.3386 | 893.3386 | 893.3386 | 893.3386 | 893.3386 | 893.3386 | 893.3386
SA | Eastern Eyre Peninsula | S8 | 0 | 0 | 0 | 0 | 0 | 0 | 0 | 0 | 0 | 0 | 0 | 0 | 0 | 0 | 0 | 0 | 0 | 0 | 0 | 0 | 0
SA | Western Eyre Peninsula | S9 | 0 | 0 | 0 | 0 | 0 | 0 | 0 | 0 | 0 | 0 | 0 | 0 | 0 | 0 | 0 | 0 | 0 | 0 | 0 | 0 | 0
TAS | North East Tasmania | T1 | 0 | 0 | 0 | 0 | 0 | 0 | 0 | 0 | 0 | 0 | 0 | 0 | 0 | 0 | 0 | 0 | 0 | 0 | 0 | 0 | 0
TAS | North West Tasmania | T2 | 0 | 0 | 0 | 0 | 0 | 0 | 0 | 0 | 0 | 0 | 0 | 150 | 150 | 150 | 150 | 150 | 150 | 150 | 150 | 150 | 150
TAS | Tasmania Midlands | T3 | 0 | 0 | 0 | 0 | 0 | 0 | 0 | 0 | 0 | 0 | 0 | 0 | 0 | 0 | 0 | 0 | 0 | 0 | 0 | 0 | 0
Shadow REZs |  |  | 0 | 0 | 0 | 0 | 0 | 0 | 0 | 0 | 0 | 0 | 0 | 0 | 1812.5 | 1812.5 | 1812.5 | 1812.5 | 1812.5 | 1812.5 | 1812.5 | 1812.5 | 1812.5
Total Capacity |  |  | 0 | 790 | 790 | 890 | 1050 | 1703.0919 | 3284.6945 | 3345.4951 | 4014.2822 | 4398.734 | 4648.5897 | 5312.6208 | 7125.1208 | 7125.1208 | 7125.1208 | 7125.1208 | 7125.1208 | 7125.1208 | 7125.1208 | 7125.1208 | 7125.1208
Wind
Region | REZ Name | REZ Code | 2022 | 2023 | 2024 | 2025 | 2026 | 2027 | 2028 | 2029 | 2030 | 2031 | 2032 | 2033 | 2034 | 2035 | 2036 | 2037 | 2038 | 2039 | 2040 | 2041 | 2042
QLD | Far North QLD | Q1 | 0 | 0 | 0 | 0 | 349.9606 | 600 | 645 | 645 | 645 | 645 | 645 | 645 | 645 | 645 | 645 | 645 | 645 | 645 | 645 | 645 | 645
QLD | North Qld Clean Energy Hub | Q2 | 0 | 0 | 0 | 0 | 0 | 0 | 0 | 0 | 0 | 0 | 0 | 0 | 0 | 0 | 0 | 0 | 0 | 0 | 0 | 0 | 0
QLD | Northern Qld | Q3 | 0 | 0 | 0 | 0 | 0 | 0 | 0 | 0 | 0 | 0 | 0 | 0 | 0 | 0 | 0 | 0 | 0 | 0 | 0 | 0 | 0
QLD | Isaac | Q4 | 0 | 0 | 0 | 0 | 0 | 0 | 0 | 0 | 0 | 0 | 0 | 0 | 0 | 0 | 0 | 0 | 0 | 0 | 0 | 0 | 0
QLD | Barcaldine | Q5 | 0 | 0 | 0 | 0 | 0 | 0 | 0 | 0 | 0 | 0 | 0 | 0 | 0 | 0 | 0 | 0 | 0 | 0 | 0 | 0 | 0
QLD | Fitzroy | Q6 | 0 | 0 | 0 | 0 | 0 | 0 | 0 | 0 | 0 | 0 | 0 | 0 | 0 | 0 | 0 | 0 | 0 | 0 | 0 | 0 | 0
QLD | Wide Bay | Q7 | 0 | 0 | 0 | 0 | 0 | 0 | 0 | 0 | 0 | 0 | 0 | 0 | 0 | 0 | 300 | 500 | 500 | 500 | 500 | 500 | 500
QLD | Darling Downs | Q8 | 0 | 500 | 500 | 500 | 500 | 500 | 500 | 1840.9276 | 2085.8552 | 2085.8552 | 2085.8552 | 2085.8552 | 2085.8552 | 2085.8552 | 2085.8552 | 2085.8552 | 2085.8552 | 2085.8552 | 2085.8552 | 2085.8552 | 2085.8552
NSW | North West NSW | N1 | 0 | 0 | 0 | 0 | 0 | 0 | 0 | 0 | 0 | 0 | 0 | 0 | 0 | 0 | 0 | 0 | 0 | 0 | 0 | 0 | 0
NSW | New England | N2 | 0 | 0 | 0 | 0 | 0 | 0 | 0 | 0 | 0 | 0 | 0 | 0 | 0 | 0 | 0 | 0 | 0 | 0 | 0 | 0 | 0
NSW | Central-West Orana | N3 | 0 | 0 | 0 | 0 | 0 | 0 | 0 | 0 | 0 | 0 | 0 | 449.8626 | 449.8626 | 449.8626 | 449.8626 | 449.8626 | 449.8626 | 449.8626 | 449.8626 | 449.8626 | 449.8626
NSW | Southern NSW Tablelands | N4 | 0 | 227 | 227 | 227 | 227 | 227 | 227 | 227 | 228 | 228 | 228 | 228 | 228 | 228 | 228 | 228 | 228 | 228 | 228 | 228 | 228
NSW | Broken Hill | N5 | 0 | 0 | 0 | 0 | 0 | 0 | 0 | 0 | 0 | 0 | 0 | 0 | 0 | 0 | 0 | 0 | 0 | 0 | 0 | 0 | 0
NSW | South West NSW | N6 | 0 | 0 | 0 | 0 | 0 | 0 | 0 | 0 | 0 | 0 | 0 | 0 | 0 | 0 | 0 | 0 | 0 | 0 | 0 | 0 | 0
NSW | Wagga Wagga | N7 | 0 | 0 | 0 | 0 | 0 | 0 | 0 | 0 | 0 | 0 | 0 | 0 | 0 | 0 | 0 | 0 | 0 | 0 | 0 | 0 | 0
NSW | Tumut | N8 | 0 | 0 | 0 | 0 | 0 | 0 | 0 | 0 | 0 | 0 | 0 | 0 | 0 | 0 | 0 | 0 | 0 | 0 | 0 | 0 | 0
NSW | Cooma-Monaro | N9 | 0 | 0 | 0 | 0 | 0 | 0 | 0 | 0 | 0 | 0 | 0 | 200 | 200 | 200 | 200 | 200 | 200 | 200 | 200 | 200 | 200
VIC | Ovens Murray | V1 | 0 | 0 | 0 | 0 | 0 | 0 | 0 | 0 | 0 | 0 | 0 | 0 | 0 | 0 | 0 | 0 | 0 | 0 | 0 | 0 | 0
VIC | Murray River | V2 | 0 | 0 | 0 | 0 | 0 | 0 | 0 | 0 | 0 | 0 | 0 | 0 | 0 | 0 | 0 | 0 | 0 | 0 | 0 | 0 | 0
VIC | Western Victoria | V3 | 0 | 209 | 209 | 209 | 209 | 450 | 450 | 450 | 450 | 450 | 450 | 450 | 450 | 450 | 450 | 450 | 450 | 450 | 450 | 450 | 450
VIC | South West Victoria | V4 | 0 | 151.2 | 151.2 | 151.2 | 151.2 | 265.2094 | 317.2547 | 543.4301 | 750 | 750 | 750 | 750 | 750 | 750 | 750 | 750 | 750 | 750 | 750 | 750 | 750
VIC | Gippsland | V5 | 0 | 0 | 0 | 0 | 219.8 | 344.7906 | 552.7453 | 806.5699 | 1080 | 1080 | 1080 | 1080 | 1080 | 1080 | 1080 | 1080 | 2000 | 2000 | 2000 | 2000 | 2000
VIC | Central North Vic | V6 | 0 | 0 | 0 | 0 | 0 | 0 | 220 | 220 | 220 | 220 | 220 | 220 | 220 | 220 | 220 | 220 | 220 | 220 | 220 | 220 | 220
SA | South East SA | S1 | 0 | 0 | 0 | 0 | 0 | 0 | 0 | 0 | 0 | 0 | 0 | 0 | 0 | 0 | 0 | 0 | 0 | 0 | 0 | 0 | 0
SA | Riverland | S2 | 0 | 0 | 0 | 0 | 0 | 0 | 0 | 0 | 0 | 0 | 0 | 0 | 0 | 0 | 0 | 0 | 0 | 0 | 0 | 0 | 0
SA | Mid-North SA | S3 | 0 | 0 | 0 | 0 | 0 | 0 | 0 | 0 | 0 | 0 | 0 | 106.6614 | 106.6614 | 106.6614 | 106.6614 | 106.6614 | 106.6614 | 106.6614 | 106.6614 | 106.6614 | 106.6614
SA | Yorke Peninsula | S4 | 0 | 0 | 0 | 0 | 0 | 0 | 0 | 0 | 0 | 0 | 0 | 0 | 0 | 0 | 0 | 0 | 0 | 0 | 0 | 0 | 0
SA | Northern SA | S5 | 0 | 0 | 0 | 0 | 0 | 0 | 0 | 0 | 0 | 0 | 0 | 0 | 0 | 0 | 0 | 0 | 0 | 0 | 0 | 0 | 0
SA | Leigh Creek | S6 | 0 | 0 | 0 | 0 | 0 | 0 | 0 | 0 | 0 | 0 | 0 | 0 | 0 | 0 | 0 | 0 | 0 | 0 | 0 | 0 | 0
SA | Roxby Downs | S7 | 0 | 0 | 0 | 0 | 0 | 0 | 0 | 0 | 0 | 0 | 0 | 0 | 0 | 0 | 0 | 0 | 0 | 0 | 0 | 0 | 0
SA | Eastern Eyre Peninsula | S8 | 0 | 0 | 0 | 0 | 0 | 0 | 0 | 0 | 0 | 0 | 0 | 0 | 0 | 0 | 0 | 0 | 0 | 0 | 0 | 0 | 0
SA | Western Eyre Peninsula | S9 | 0 | 0 | 0 | 0 | 0 | 0 | 0 | 0 | 0 | 0 | 0 | 0 | 0 | 0 | 0 | 0 | 0 | 0 | 0 | 0 | 0
TAS | North East Tasmania | T1 | 0 | 0 | 0 | 0 | 0 | 0 | 0 | 0 | 0 | 0 | 0 | 0 | 0 | 0 | 0 | 0 | 0 | 0 | 0 | 0 | 0
TAS | North West Tasmania | T2 | 0 | 0 | 0 | 0 | 0 | 0 | 0 | 0 | 0 | 0 | 0 | 0 | 0 | 0 | 0 | 0 | 0 | 0 | 0 | 36.4907 | 36.4907
TAS | Tasmania Midlands | T3 | 0 | 0 | 0 | 0 | 0 | 0 | 69.5459 | 69.5459 | 69.5459 | 69.5459 | 69.5459 | 454.4638 | 454.4638 | 454.4638 | 454.4638 | 454.4638 | 454.4638 | 454.4638 | 454.4638 | 480 | 480
Shadow REZs |  |  | 0 | 0 | 0 | 0 | 0 | 0 | 0 | 0 | 0 | 0 | 0 | 0 | 0 | 0 | 5480 | 5480 | 5480 | 5480 | 5480 | 5480 | 5480
Total Capacity |  |  | 0 | 1087.2 | 1087.2 | 1087.2 | 1656.9606 | 2387 | 2981.5459 | 4802.4735 | 5528.401 | 5528.401 | 5528.401 | 6669.843 | 6669.843 | 6669.843 | 12449.843 | 12649.843 | 13569.843 | 13569.843 | 13569.843 | 13631.8699 | 13631.8699
Large-scale Solar and Wind (Utility)
Region | REZ Name | REZ Code | 2022 | 2023 | 2024 | 2025 | 2026 | 2027 | 2028 | 2029 | 2030 | 2031 | 2032 | 2033 | 2034 | 2035 | 2036 | 2037 | 2038 | 2039 | 2040 | 2041 | 2042
QLD | Far North QLD | Q1 | 0 | 55 | 55 | 55 | 404.9606 | 655 | 700 | 700 | 700 | 700 | 700 | 700 | 700 | 700 | 700 | 700 | 700 | 700 | 700 | 700 | 700
QLD | North Qld Clean Energy Hub | Q2 | 0 | 0 | 0 | 0 | 0 | 0 | 0 | 0 | 0 | 0 | 0 | 0 | 0 | 0 | 0 | 0 | 0 | 0 | 0 | 0 | 0
QLD | Northern Qld | Q3 | 0 | 0 | 0 | 0 | 0 | 0 | 1038.192 | 1038.192 | 1038.192 | 1038.192 | 1038.192 | 1038.192 | 1038.192 | 1038.192 | 1038.192 | 1038.192 | 1038.192 | 1038.192 | 1038.192 | 1038.192 | 1038.192
QLD | Isaac | Q4 | 0 | 355 | 355 | 355 | 355 | 355 | 355 | 355 | 355 | 355 | 355 | 355 | 355 | 355 | 355 | 355 | 355 | 355 | 355 | 355 | 355
QLD | Barcaldine | Q5 | 0 | 0 | 0 | 0 | 0 | 0 | 0 | 0 | 0 | 0 | 0 | 0 | 0 | 0 | 0 | 0 | 0 | 0 | 0 | 0 | 0
QLD | Fitzroy | Q6 | 0 | 0 | 0 | 0 | 0 | 406.808 | 406.808 | 406.808 | 406.808 | 406.808 | 406.808 | 406.808 | 406.808 | 406.808 | 406.808 | 406.808 | 406.808 | 406.808 | 406.808 | 406.808 | 406.808
QLD | Wide Bay | Q7 | 0 | 0 | 0 | 0 | 0 | 0 | 0 | 0 | 0 | 0 | 0 | 0 | 0 | 0 | 300 | 500 | 500 | 500 | 500 | 500 | 500
QLD | Darling Downs | Q8 | 0 | 500 | 500 | 500 | 500 | 500 | 684.5571 | 2086.2854 | 3000 | 3000 | 3000 | 3000 | 3000 | 3000 | 3000 | 3000 | 3000 | 3000 | 3000 | 3000 | 3000
NSW | North West NSW | N1 | 0 | 115 | 115 | 115 | 115 | 115 | 115 | 115 | 115 | 115 | 115 | 115 | 115 | 115 | 115 | 115 | 115 | 115 | 115 | 115 | 115
NSW | New England | N2 | 0 | 115 | 115 | 115 | 115 | 201.2839 | 300 | 300 | 300 | 300 | 300 | 300 | 300 | 300 | 300 | 300 | 300 | 300 | 300 | 300 | 300
NSW | Central-West Orana | N3 | 0 | 150 | 150 | 150 | 150 | 150 | 250.1374 | 250.1374 | 250.1374 | 250.1374 | 250.1374 | 700 | 700 | 700 | 700 | 700 | 700 | 700 | 700 | 700 | 700
NSW | Southern NSW Tablelands | N4 | 0 | 227 | 227 | 227 | 227 | 227 | 227 | 227 | 228 | 228 | 228 | 228 | 228 | 228 | 228 | 228 | 228 | 228 | 228 | 228 | 228
NSW | Broken Hill | N5 | 0 | 0 | 0 | 0 | 0 | 0 | 0 | 0 | 0 | 0 | 0 | 0 | 0 | 0 | 0 | 0 | 0 | 0 | 0 | 0 | 0
NSW | South West NSW | N6 | 0 | 0 | 0 | 0 | 0 | 0 | 0 | 0 | 0 | 0 | 0 | 0 | 0 | 0 | 0 | 0 | 0 | 0 | 0 | 0 | 0
NSW | Wagga Wagga | N7 | 0 | 0 | 0 | 0 | 0 | 0 | 0 | 0 | 0 | 0 | 0 | 0 | 0 | 0 | 0 | 0 | 0 | 0 | 0 | 0 | 0
NSW | Tumut | N8 | 0 | 0 | 0 | 0 | 0 | 0 | 0 | 0 | 0 | 0 | 0 | 0 | 0 | 0 | 0 | 0 | 0 | 0 | 0 | 0 | 0
NSW | Cooma-Monaro | N9 | 0 | 0 | 0 | 0 | 0 | 0 | 0 | 0 | 0 | 0 | 0 | 200 | 200 | 200 | 200 | 200 | 200 | 200 | 200 | 200 | 200
VIC | Ovens Murray | V1 | 0 | 0 | 0 | 0 | 0 | 0 | 0 | 0 | 0 | 0 | 0 | 0 | 0 | 0 | 0 | 0 | 0 | 0 | 0 | 0 | 0
VIC | Murray River | V2 | 0 | 0 | 0 | 0 | 0 | 0 | 0 | 0 | 0 | 0 | 0 | 0 | 0 | 0 | 0 | 0 | 0 | 0 | 0 | 0 | 0
VIC | Western Victoria | V3 | 0 | 209 | 209 | 209 | 209 | 450 | 450 | 450 | 450 | 450 | 450 | 450 | 450 | 450 | 450 | 450 | 450 | 450 | 450 | 450 | 450
VIC | South West Victoria | V4 | 0 | 151.2 | 151.2 | 151.2 | 151.2 | 265.2094 | 317.2547 | 543.4301 | 750 | 750 | 750 | 750 | 750 | 750 | 750 | 750 | 750 | 750 | 750 | 750 | 750
VIC | Gippsland | V5 | 0 | 0 | 0 | 0 | 219.8 | 344.7906 | 552.7453 | 806.5699 | 1080 | 1080 | 1080 | 1080 | 1080 | 1080 | 1080 | 1080 | 2000 | 2000 | 2000 | 2000 | 2000
VIC | Central North Vic | V6 | 0 | 0 | 0 | 100 | 260 | 420 | 800 | 800 | 800 | 800 | 800 | 800 | 800 | 800 | 800 | 800 | 800 | 800 | 800 | 800 | 800
SA | South East SA | S1 | 0 | 0 | 0 | 0 | 0 | 0 | 0 | 0 | 0 | 0 | 0 | 55 | 55 | 55 | 55 | 55 | 55 | 55 | 55 | 55 | 55
SA | Riverland | S2 | 0 | 0 | 0 | 0 | 0 | 0 | 0 | 0 | 0 | 0 | 0 | 200 | 200 | 200 | 200 | 200 | 200 | 200 | 200 | 200 | 200
SA | Mid-North SA | S3 | 0 | 0 | 0 | 0 | 0 | 0 | 0 | 0 | 0 | 0 | 0 | 106.6614 | 106.6614 | 106.6614 | 106.6614 | 106.6614 | 106.6614 | 106.6614 | 106.6614 | 106.6614 | 106.6614
SA | Yorke Peninsula | S4 | 0 | 0 | 0 | 0 | 0 | 0 | 0 | 0 | 0 | 0 | 0 | 0 | 0 | 0 | 0 | 0 | 0 | 0 | 0 | 0 | 0
SA | Northern SA | S5 | 0 | 0 | 0 | 0 | 0 | 0 | 0 | 0 | 0 | 0 | 0 | 0 | 0 | 0 | 0 | 0 | 0 | 0 | 0 | 0 | 0
SA | Leigh Creek | S6 | 0 | 0 | 0 | 0 | 0 | 0 | 0 | 0 | 0 | 0 | 0 | 0 | 0 | 0 | 0 | 0 | 0 | 0 | 0 | 0 | 0
SA | Roxby Downs | S7 | 0 | 0 | 0 | 0 | 0 | 0 | 0 | 0 | 0 | 384.4518 | 634.3075 | 893.3386 | 893.3386 | 893.3386 | 893.3386 | 893.3386 | 893.3386 | 893.3386 | 893.3386 | 893.3386 | 893.3386
SA | Eastern Eyre Peninsula | S8 | 0 | 0 | 0 | 0 | 0 | 0 | 0 | 0 | 0 | 0 | 0 | 0 | 0 | 0 | 0 | 0 | 0 | 0 | 0 | 0 | 0
SA | Western Eyre Peninsula | S9 | 0 | 0 | 0 | 0 | 0 | 0 | 0 | 0 | 0 | 0 | 0 | 0 | 0 | 0 | 0 | 0 | 0 | 0 | 0 | 0 | 0
TAS | North East Tasmania | T1 | 0 | 0 | 0 | 0 | 0 | 0 | 0 | 0 | 0 | 0 | 0 | 0 | 0 | 0 | 0 | 0 | 0 | 0 | 0 | 0 | 0
TAS | North West Tasmania | T2 | 0 | 0 | 0 | 0 | 0 | 0 | 0 | 0 | 0 | 0 | 0 | 150 | 150 | 150 | 150 | 150 | 150 | 150 | 150 | 186.4907 | 186.4907
TAS | Tasmania Midlands | T3 | 0 | 0 | 0 | 0 | 0 | 0 | 69.5459 | 69.5459 | 69.5459 | 69.5459 | 69.5459 | 454.4638 | 454.4638 | 454.4638 | 454.4638 | 454.4638 | 454.4638 | 454.4638 | 454.4638 | 480 | 480
Shadow REZs |  |  | 0 | 0 | 0 | 0 | 0 | 0 | 0 | 0 | 0 | 0 | 0 | 0 | 1812.5 | 1812.5 | 7292.5 | 7292.5 | 7292.5 | 7292.5 | 7292.5 | 7292.5 | 7292.5
Total Capacity |  |  | 0 | 1877.2 | 1877.2 | 1977.2 | 2706.9606 | 4090.0919 | 6266.2403 | 8147.9686 | 9542.6832 | 9927.135 | 10176.9908 | 11982.4638 | 13794.9638 | 13794.9638 | 19574.9638 | 19774.9638 | 20694.9638 | 20694.9638 | 20694.9638 | 20756.9907 | 20756.9907

## REZCapacity_2
Installed capacity by REZ (MW) - Central (DP3)
Capacity installed at the beginning of each financial year, i.e. 1st July. Years are financial year ending. This includes the cumulative development of VRE capacity beyond existing and committed projects.
Large-scale Solar
Region | REZ Name | REZ Code | 2022 | 2023 | 2024 | 2025 | 2026 | 2027 | 2028 | 2029 | 2030 | 2031 | 2032 | 2033 | 2034 | 2035 | 2036 | 2037 | 2038 | 2039 | 2040 | 2041 | 2042
QLD | Far North QLD | Q1 | 0 | 55 | 55 | 55 | 55 | 55 | 55 | 55 | 55 | 55 | 55 | 55 | 55 | 55 | 55 | 55 | 55 | 55 | 55 | 55 | 55
QLD | North Qld Clean Energy Hub | Q2 | 0 | 0 | 0 | 0 | 0 | 0 | 0 | 0 | 0 | 0 | 0 | 0 | 0 | 0 | 0 | 0 | 0 | 0 | 0 | 0 | 0
QLD | Northern Qld | Q3 | 0 | 0 | 0 | 0 | 0 | 0 | 0 | 0 | 0 | 0 | 0 | 0 | 0 | 0 | 0 | 0 | 0 | 0 | 0 | 0 | 0
QLD | Isaac | Q4 | 0 | 355 | 355 | 355 | 355 | 355 | 458.9535 | 458.9535 | 458.9535 | 458.9535 | 458.9535 | 458.9535 | 458.9535 | 458.9535 | 458.9535 | 458.9535 | 458.9535 | 458.9535 | 458.9535 | 458.9535 | 458.9535
QLD | Barcaldine | Q5 | 0 | 0 | 0 | 0 | 0 | 0 | 0 | 0 | 0 | 0 | 0 | 0 | 0 | 0 | 0 | 0 | 0 | 0 | 0 | 0 | 0
QLD | Fitzroy | Q6 | 0 | 0 | 0 | 0 | 0 | 406.808 | 1341.0465 | 1341.0465 | 1341.0465 | 1341.0465 | 1341.0465 | 1341.0465 | 1341.0465 | 1341.0465 | 1341.0465 | 1341.0465 | 1341.0465 | 1341.0465 | 1341.0465 | 1341.0465 | 1341.0465
QLD | Wide Bay | Q7 | 0 | 0 | 0 | 0 | 0 | 0 | 0 | 0 | 0 | 0 | 0 | 0 | 0 | 0 | 200 | 200 | 200 | 200 | 200 | 200 | 200
QLD | Darling Downs | Q8 | 0 | 0 | 0 | 0 | 0 | 0 | 190.4531 | 279.725 | 394.4204 | 394.4204 | 394.4204 | 394.4204 | 394.4204 | 394.4204 | 1057.9807 | 1057.9807 | 1057.9807 | 1057.9807 | 1251.6652 | 1257.4057 | 1257.4057
NSW | North West NSW | N1 | 0 | 115 | 115 | 115 | 115 | 115 | 115 | 115 | 115 | 115 | 115 | 1100 | 1100 | 1100 | 2100 | 2100 | 2921.4829 | 2921.4829 | 3235.7568 | 4930.6797 | 4930.6797
NSW | New England | N2 | 0 | 115 | 115 | 115 | 115 | 115 | 115 | 115 | 115 | 156.9421 | 156.9421 | 156.9421 | 156.9421 | 156.9421 | 156.9421 | 156.9421 | 156.9421 | 156.9421 | 156.9421 | 156.9421 | 156.9421
NSW | Central-West Orana | N3 | 0 | 150 | 150 | 150 | 150 | 150 | 150 | 150 | 150 | 551.3306 | 551.3306 | 1313.3446 | 1757.2408 | 1757.2408 | 2200 | 2200 | 2200 | 2200 | 2200 | 2200 | 2200
NSW | Southern NSW Tablelands | N4 | 0 | 0 | 0 | 0 | 0 | 0 | 0 | 0 | 0 | 0 | 0 | 0 | 0 | 0 | 0 | 0 | 0 | 0 | 0 | 0 | 0
NSW | Broken Hill | N5 | 0 | 0 | 0 | 0 | 0 | 0 | 0 | 0 | 0 | 0 | 0 | 0 | 0 | 0 | 0 | 0 | 0 | 0 | 0 | 0 | 0
NSW | South West NSW | N6 | 0 | 0 | 0 | 0 | 0 | 0 | 0 | 0 | 0 | 0 | 0 | 600 | 600 | 600 | 600 | 600 | 600 | 600 | 600 | 600 | 600
NSW | Wagga Wagga | N7 | 0 | 0 | 0 | 0 | 0 | 0 | 0 | 0 | 0 | 0 | 0 | 1000 | 1000 | 1000 | 1000 | 1000 | 1000 | 1000 | 1000 | 1000 | 1000
NSW | Tumut | N8 | 0 | 0 | 0 | 0 | 0 | 0 | 0 | 0 | 0 | 0 | 0 | 0 | 0 | 0 | 0 | 0 | 0 | 0 | 0 | 0 | 0
NSW | Cooma-Monaro | N9 | 0 | 0 | 0 | 0 | 0 | 0 | 0 | 0 | 0 | 0 | 0 | 0 | 0 | 0 | 0 | 0 | 0 | 0 | 0 | 0 | 0
VIC | Ovens Murray | V1 | 0 | 0 | 0 | 0 | 0 | 0 | 0 | 0 | 0 | 0 | 0 | 0 | 0 | 0 | 0 | 0 | 0 | 0 | 0 | 0 | 0
VIC | Murray River | V2 | 0 | 0 | 0 | 100 | 186.8151 | 346.8151 | 380 | 380 | 380 | 380 | 380 | 380 | 380 | 380 | 380 | 380 | 380 | 380 | 380 | 380 | 380
VIC | Western Victoria | V3 | 0 | 0 | 0 | 0 | 0 | 0 | 0 | 0 | 120 | 120 | 120 | 120 | 120 | 120 | 120 | 120 | 400 | 400 | 400 | 400 | 400
VIC | South West Victoria | V4 | 0 | 0 | 0 | 0 | 0 | 0 | 0 | 0 | 0 | 0 | 0 | 0 | 0 | 0 | 0 | 0 | 0 | 0 | 0 | 0 | 0
VIC | Gippsland | V5 | 0 | 0 | 0 | 0 | 0 | 0 | 0 | 0 | 0 | 0 | 0 | 0 | 0 | 0 | 0 | 0 | 0 | 0 | 0 | 0 | 0
VIC | Central North Vic | V6 | 0 | 0 | 0 | 0 | 73.1849 | 73.1849 | 200 | 360 | 400 | 400 | 400 | 400 | 400 | 400 | 706.1806 | 706.1806 | 840.4303 | 840.4303 | 840.4303 | 840.4303 | 840.4303
SA | South East SA | S1 | 0 | 0 | 0 | 0 | 0 | 0 | 0 | 0 | 0 | 0 | 0 | 0 | 0 | 0 | 0 | 0 | 0 | 0 | 0 | 0 | 0
SA | Riverland | S2 | 0 | 0 | 0 | 0 | 0 | 0 | 0 | 0 | 0 | 0 | 0 | 523.5967 | 625.1746 | 625.1746 | 1000 | 1000 | 1000 | 1000 | 1000 | 1000 | 1000
SA | Mid-North SA | S3 | 0 | 0 | 0 | 0 | 0 | 0 | 0 | 0 | 0 | 0 | 0 | 0 | 0 | 0 | 0 | 0 | 0 | 0 | 0 | 0 | 0
SA | Yorke Peninsula | S4 | 0 | 0 | 0 | 0 | 0 | 0 | 0 | 0 | 0 | 0 | 0 | 0 | 0 | 0 | 0 | 0 | 0 | 0 | 0 | 0 | 0
SA | Northern SA | S5 | 0 | 0 | 0 | 0 | 0 | 0 | 0 | 0 | 0 | 0 | 0 | 0 | 0 | 0 | 0 | 0 | 0 | 0 | 0 | 0 | 0
SA | Leigh Creek | S6 | 0 | 0 | 0 | 0 | 0 | 0 | 0 | 0 | 0 | 0 | 0 | 0 | 0 | 0 | 0 | 0 | 0 | 0 | 0 | 0 | 0
SA | Roxby Downs | S7 | 0 | 0 | 0 | 0 | 0 | 0 | 0 | 0 | 0 | 246.8266 | 246.8266 | 954.0942 | 954.0942 | 954.0942 | 954.0942 | 954.0942 | 954.0942 | 954.0942 | 954.0942 | 954.0942 | 954.0942
SA | Eastern Eyre Peninsula | S8 | 0 | 0 | 0 | 0 | 0 | 0 | 0 | 0 | 0 | 0 | 0 | 0 | 0 | 0 | 0 | 0 | 0 | 0 | 0 | 0 | 0
SA | Western Eyre Peninsula | S9 | 0 | 0 | 0 | 0 | 0 | 0 | 0 | 0 | 0 | 0 | 0 | 0 | 0 | 0 | 0 | 0 | 0 | 0 | 0 | 0 | 0
TAS | North East Tasmania | T1 | 0 | 0 | 0 | 0 | 0 | 0 | 0 | 0 | 0 | 0 | 0 | 0 | 0 | 0 | 0 | 0 | 0 | 0 | 0 | 0 | 0
TAS | North West Tasmania | T2 | 0 | 0 | 0 | 0 | 0 | 0 | 0 | 0 | 0 | 0 | 0 | 0 | 0 | 0 | 0 | 0 | 0 | 0 | 0 | 0 | 0
TAS | Tasmania Midlands | T3 | 0 | 0 | 0 | 0 | 0 | 0 | 0 | 0 | 0 | 0 | 0 | 0 | 0 | 0 | 0 | 0 | 0 | 0 | 0 | 0 | 0
Total Capacity |  |  | 0 | 790 | 790 | 890 | 1050 | 1616.808 | 3005.4531 | 3254.725 | 3529.4204 | 4219.5197 | 4219.5197 | 8797.3979 | 9342.8721 | 9342.8721 | 12330.1976 | 12330.1976 | 13565.9301 | 13565.9301 | 14073.8886 | 15774.5519 | 15774.5519
Wind
Region | REZ Name | REZ Code | 2022 | 2023 | 2024 | 2025 | 2026 | 2027 | 2028 | 2029 | 2030 | 2031 | 2032 | 2033 | 2034 | 2035 | 2036 | 2037 | 2038 | 2039 | 2040 | 2041 | 2042
QLD | Far North QLD | Q1 | 0 | 0 | 0 | 0 | 349.9606 | 600 | 645 | 645 | 645 | 645 | 645 | 645 | 645 | 645 | 645 | 645 | 1416.5573 | 1416.5573 | 1549.9911 | 1549.9911 | 1549.9911
QLD | North Qld Clean Energy Hub | Q2 | 0 | 0 | 0 | 0 | 0 | 0 | 0 | 0 | 0 | 0 | 0 | 0 | 0 | 0 | 0 | 0 | 0 | 0 | 0 | 0 | 0
QLD | Northern Qld | Q3 | 0 | 0 | 0 | 0 | 0 | 0 | 0 | 0 | 0 | 0 | 0 | 0 | 0 | 0 | 0 | 0 | 0 | 0 | 0 | 0 | 0
QLD | Isaac | Q4 | 0 | 0 | 0 | 0 | 0 | 0 | 0 | 0 | 0 | 0 | 0 | 0 | 0 | 0 | 1000 | 1000 | 1000 | 1000 | 1000 | 1000 | 1000
QLD | Barcaldine | Q5 | 0 | 0 | 0 | 0 | 0 | 0 | 0 | 0 | 0 | 0 | 0 | 0 | 0 | 0 | 0 | 0 | 0 | 0 | 0 | 0 | 0
QLD | Fitzroy | Q6 | 0 | 0 | 0 | 0 | 0 | 0 | 0 | 353.1477 | 805.5858 | 805.5858 | 805.5858 | 805.5858 | 805.5858 | 805.5858 | 900 | 900 | 900 | 900 | 900 | 900 | 900
QLD | Wide Bay | Q7 | 0 | 0 | 0 | 0 | 0 | 0 | 0 | 0 | 0 | 0 | 0 | 0 | 0 | 0 | 300 | 300 | 300 | 300 | 300 | 300 | 300
QLD | Darling Downs | Q8 | 0 | 500 | 500 | 500 | 500 | 500 | 500 | 1400 | 1400 | 1400 | 1400 | 1400 | 1400 | 1400 | 1400 | 2995.7587 | 3942.0193 | 3942.0193 | 3942.0193 | 3942.0193 | 3942.0193
NSW | North West NSW | N1 | 0 | 0 | 0 | 0 | 0 | 0 | 0 | 0 | 0 | 0 | 0 | 0 | 0 | 0 | 0 | 0 | 0 | 0 | 0 | 0 | 0
NSW | New England | N2 | 0 | 0 | 0 | 0 | 0 | 0 | 0 | 0 | 0 | 0 | 0 | 143.0579 | 143.0579 | 143.0579 | 2378.5711 | 2378.5711 | 3839.1646 | 3839.1646 | 3839.1646 | 3839.1646 | 3839.1646
NSW | Central-West Orana | N3 | 0 | 0 | 0 | 0 | 0 | 0 | 0 | 0 | 0 | 0 | 0 | 800 | 800 | 800 | 800 | 800 | 800 | 800 | 800 | 800 | 800
NSW | Southern NSW Tablelands | N4 | 0 | 227 | 227 | 227 | 227 | 227 | 227 | 227 | 227 | 227 | 227 | 228 | 228 | 228 | 228 | 228 | 228 | 228 | 228 | 228 | 228
NSW | Broken Hill | N5 | 0 | 0 | 0 | 0 | 0 | 0 | 0 | 0 | 0 | 0 | 0 | 0 | 0 | 0 | 0 | 0 | 0 | 0 | 0 | 0 | 0
NSW | South West NSW | N6 | 0 | 0 | 0 | 0 | 0 | 0 | 0 | 0 | 0 | 0 | 0 | 0 | 0 | 0 | 0 | 0 | 0 | 0 | 0 | 0 | 0
NSW | Wagga Wagga | N7 | 0 | 0 | 0 | 0 | 0 | 0 | 0 | 0 | 0 | 0 | 0 | 0 | 0 | 0 | 0 | 0 | 0 | 0 | 0 | 0 | 0
NSW | Tumut | N8 | 0 | 0 | 0 | 0 | 0 | 0 | 0 | 0 | 0 | 0 | 0 | 0 | 0 | 0 | 0 | 0 | 0 | 0 | 0 | 0 | 0
NSW | Cooma-Monaro | N9 | 0 | 0 | 0 | 0 | 0 | 0 | 0 | 0 | 0 | 0 | 0 | 0 | 200 | 200 | 270.0195 | 270.0195 | 300 | 300 | 300 | 300 | 300
VIC | Ovens Murray | V1 | 0 | 0 | 0 | 0 | 0 | 0 | 0 | 0 | 0 | 0 | 0 | 0 | 0 | 0 | 0 | 0 | 0 | 0 | 0 | 0 | 0
VIC | Murray River | V2 | 0 | 0 | 0 | 0 | 0 | 0 | 0 | 0 | 0 | 0 | 0 | 0 | 0 | 0 | 0 | 0 | 0 | 0 | 0 | 0 | 0
VIC | Western Victoria | V3 | 0 | 209 | 209 | 209 | 428.8 | 450 | 450 | 450 | 700 | 700 | 700 | 700 | 700 | 700 | 700 | 700 | 700 | 700 | 955.3314 | 1050 | 1050
VIC | South West Victoria | V4 | 0 | 151.2 | 151.2 | 151.2 | 151.2 | 610 | 610 | 670 | 750 | 750 | 750 | 750 | 750 | 750 | 750 | 750 | 750 | 750 | 750 | 1000 | 1000
VIC | Gippsland | V5 | 0 | 0 | 0 | 0 | 0 | 0 | 80 | 500 | 650 | 650 | 650 | 650 | 650 | 650 | 650 | 650 | 650 | 650 | 650 | 650 | 650
VIC | Central North Vic | V6 | 0 | 0 | 0 | 0 | 0 | 0 | 400 | 400 | 400 | 400 | 400 | 400 | 400 | 400 | 400 | 400 | 400 | 400 | 400 | 400 | 400
SA | South East SA | S1 | 0 | 0 | 0 | 0 | 0 | 0 | 0 | 0 | 0 | 0 | 0 | 0 | 0 | 0 | 55 | 55 | 800 | 800 | 800 | 800 | 800
SA | Riverland | S2 | 0 | 0 | 0 | 0 | 0 | 0 | 0 | 0 | 0 | 0 | 0 | 0 | 0 | 0 | 0 | 0 | 0 | 0 | 0 | 0 | 0
SA | Mid-North SA | S3 | 0 | 0 | 0 | 0 | 0 | 0 | 0 | 0 | 0 | 0 | 0 | 45.9058 | 45.9058 | 45.9058 | 450.4324 | 450.4324 | 834.1407 | 834.1407 | 834.1407 | 834.1407 | 834.1407
SA | Yorke Peninsula | S4 | 0 | 0 | 0 | 0 | 0 | 0 | 0 | 0 | 0 | 0 | 0 | 0 | 0 | 0 | 0 | 136.1684 | 422.5358 | 422.5358 | 422.5358 | 687.9011 | 687.9011
SA | Northern SA | S5 | 0 | 0 | 0 | 0 | 0 | 0 | 0 | 0 | 0 | 0 | 0 | 0 | 0 | 0 | 0 | 0 | 0 | 0 | 0 | 0 | 0
SA | Leigh Creek | S6 | 0 | 0 | 0 | 0 | 0 | 0 | 0 | 0 | 0 | 0 | 0 | 0 | 0 | 0 | 0 | 0 | 0 | 0 | 0 | 0 | 0
SA | Roxby Downs | S7 | 0 | 0 | 0 | 0 | 0 | 0 | 0 | 0 | 0 | 0 | 0 | 0 | 0 | 0 | 0 | 0 | 0 | 0 | 0 | 0 | 0
SA | Eastern Eyre Peninsula | S8 | 0 | 0 | 0 | 0 | 0 | 0 | 0 | 0 | 0 | 0 | 0 | 0 | 0 | 0 | 0 | 0 | 0 | 0 | 0 | 0 | 0
SA | Western Eyre Peninsula | S9 | 0 | 0 | 0 | 0 | 0 | 0 | 0 | 0 | 0 | 0 | 0 | 0 | 0 | 0 | 0 | 0 | 0 | 0 | 0 | 0 | 0
TAS | North East Tasmania | T1 | 0 | 0 | 0 | 0 | 0 | 0 | 0 | 0 | 0 | 0 | 0 | 0 | 0 | 0 | 0 | 0 | 0 | 0 | 0 | 0 | 0
TAS | North West Tasmania | T2 | 0 | 0 | 0 | 0 | 0 | 0 | 0 | 0 | 0 | 0 | 0 | 0 | 0 | 0 | 0 | 0 | 0 | 0 | 0 | 0 | 0
TAS | Tasmania Midlands | T3 | 0 | 0 | 0 | 0 | 0 | 0 | 43.2242 | 43.2242 | 43.2242 | 43.2242 | 43.2242 | 863.6595 | 863.6595 | 863.6595 | 934.173 | 934.173 | 1227.1716 | 1227.1716 | 1227.1716 | 1227.1716 | 1227.1716
Total Capacity |  |  | 0 | 1087.2 | 1087.2 | 1087.2 | 1656.9606 | 2387 | 2955.2242 | 4688.3719 | 5620.81 | 5620.81 | 5620.81 | 7431.209 | 7631.209 | 7631.209 | 11861.196 | 13593.1231 | 18509.5892 | 18509.5892 | 18898.3544 | 19508.3884 | 19508.3884
Large-scale Solar and Wind (Utility)
Region | REZ Name | REZ Code | 2022 | 2023 | 2024 | 2025 | 2026 | 2027 | 2028 | 2029 | 2030 | 2031 | 2032 | 2033 | 2034 | 2035 | 2036 | 2037 | 2038 | 2039 | 2040 | 2041 | 2042
QLD | Far North QLD | Q1 | 0 | 55 | 55 | 55 | 404.9606 | 655 | 700 | 700 | 700 | 700 | 700 | 700 | 700 | 700 | 700 | 700 | 1471.5573 | 1471.5573 | 1604.9911 | 1604.9911 | 1604.9911
QLD | North Qld Clean Energy Hub | Q2 | 0 | 0 | 0 | 0 | 0 | 0 | 0 | 0 | 0 | 0 | 0 | 0 | 0 | 0 | 0 | 0 | 0 | 0 | 0 | 0 | 0
QLD | Northern Qld | Q3 | 0 | 0 | 0 | 0 | 0 | 0 | 0 | 0 | 0 | 0 | 0 | 0 | 0 | 0 | 0 | 0 | 0 | 0 | 0 | 0 | 0
QLD | Isaac | Q4 | 0 | 355 | 355 | 355 | 355 | 355 | 458.9535 | 458.9535 | 458.9535 | 458.9535 | 458.9535 | 458.9535 | 458.9535 | 458.9535 | 1458.9535 | 1458.9535 | 1458.9535 | 1458.9535 | 1458.9535 | 1458.9535 | 1458.9535
QLD | Barcaldine | Q5 | 0 | 0 | 0 | 0 | 0 | 0 | 0 | 0 | 0 | 0 | 0 | 0 | 0 | 0 | 0 | 0 | 0 | 0 | 0 | 0 | 0
QLD | Fitzroy | Q6 | 0 | 0 | 0 | 0 | 0 | 406.808 | 1341.0465 | 1694.1942 | 2146.6323 | 2146.6323 | 2146.6323 | 2146.6323 | 2146.6323 | 2146.6323 | 2241.0465 | 2241.0465 | 2241.0465 | 2241.0465 | 2241.0465 | 2241.0465 | 2241.0465
QLD | Wide Bay | Q7 | 0 | 0 | 0 | 0 | 0 | 0 | 0 | 0 | 0 | 0 | 0 | 0 | 0 | 0 | 500 | 500 | 500 | 500 | 500 | 500 | 500
QLD | Darling Downs | Q8 | 0 | 500 | 500 | 500 | 500 | 500 | 690.4531 | 1679.725 | 1794.4204 | 1794.4204 | 1794.4204 | 1794.4204 | 1794.4204 | 1794.4204 | 2457.9807 | 4053.7394 | 5000 | 5000 | 5193.6845 | 5199.425 | 5199.425
NSW | North West NSW | N1 | 0 | 115 | 115 | 115 | 115 | 115 | 115 | 115 | 115 | 115 | 115 | 1100 | 1100 | 1100 | 2100 | 2100 | 2921.4829 | 2921.4829 | 3235.7568 | 4930.6797 | 4930.6797
NSW | New England | N2 | 0 | 115 | 115 | 115 | 115 | 115 | 115 | 115 | 115 | 156.9421 | 156.9421 | 300 | 300 | 300 | 2535.5132 | 2535.5132 | 3996.1067 | 3996.1067 | 3996.1067 | 3996.1067 | 3996.1067
NSW | Central-West Orana | N3 | 0 | 150 | 150 | 150 | 150 | 150 | 150 | 150 | 150 | 551.3306 | 551.3306 | 2113.3446 | 2557.2408 | 2557.2408 | 3000 | 3000 | 3000 | 3000 | 3000 | 3000 | 3000
NSW | Southern NSW Tablelands | N4 | 0 | 227 | 227 | 227 | 227 | 227 | 227 | 227 | 227 | 227 | 227 | 228 | 228 | 228 | 228 | 228 | 228 | 228 | 228 | 228 | 228
NSW | Broken Hill | N5 | 0 | 0 | 0 | 0 | 0 | 0 | 0 | 0 | 0 | 0 | 0 | 0 | 0 | 0 | 0 | 0 | 0 | 0 | 0 | 0 | 0
NSW | South West NSW | N6 | 0 | 0 | 0 | 0 | 0 | 0 | 0 | 0 | 0 | 0 | 0 | 600 | 600 | 600 | 600 | 600 | 600 | 600 | 600 | 600 | 600
NSW | Wagga Wagga | N7 | 0 | 0 | 0 | 0 | 0 | 0 | 0 | 0 | 0 | 0 | 0 | 1000 | 1000 | 1000 | 1000 | 1000 | 1000 | 1000 | 1000 | 1000 | 1000
NSW | Tumut | N8 | 0 | 0 | 0 | 0 | 0 | 0 | 0 | 0 | 0 | 0 | 0 | 0 | 0 | 0 | 0 | 0 | 0 | 0 | 0 | 0 | 0
NSW | Cooma-Monaro | N9 | 0 | 0 | 0 | 0 | 0 | 0 | 0 | 0 | 0 | 0 | 0 | 0 | 200 | 200 | 270.0195 | 270.0195 | 300 | 300 | 300 | 300 | 300
VIC | Ovens Murray | V1 | 0 | 0 | 0 | 0 | 0 | 0 | 0 | 0 | 0 | 0 | 0 | 0 | 0 | 0 | 0 | 0 | 0 | 0 | 0 | 0 | 0
VIC | Murray River | V2 | 0 | 0 | 0 | 100 | 186.8151 | 346.8151 | 380 | 380 | 380 | 380 | 380 | 380 | 380 | 380 | 380 | 380 | 380 | 380 | 380 | 380 | 380
VIC | Western Victoria | V3 | 0 | 209 | 209 | 209 | 428.8 | 450 | 450 | 450 | 820 | 820 | 820 | 820 | 820 | 820 | 820 | 820 | 1100 | 1100 | 1355.3314 | 1450 | 1450
VIC | South West Victoria | V4 | 0 | 151.2 | 151.2 | 151.2 | 151.2 | 610 | 610 | 670 | 750 | 750 | 750 | 750 | 750 | 750 | 750 | 750 | 750 | 750 | 750 | 1000 | 1000
VIC | Gippsland | V5 | 0 | 0 | 0 | 0 | 0 | 0 | 80 | 500 | 650 | 650 | 650 | 650 | 650 | 650 | 650 | 650 | 650 | 650 | 650 | 650 | 650
VIC | Central North Vic | V6 | 0 | 0 | 0 | 0 | 73.1849 | 73.1849 | 600 | 760 | 800 | 800 | 800 | 800 | 800 | 800 | 1106.1806 | 1106.1806 | 1240.4303 | 1240.4303 | 1240.4303 | 1240.4303 | 1240.4303
SA | South East SA | S1 | 0 | 0 | 0 | 0 | 0 | 0 | 0 | 0 | 0 | 0 | 0 | 0 | 0 | 0 | 55 | 55 | 800 | 800 | 800 | 800 | 800
SA | Riverland | S2 | 0 | 0 | 0 | 0 | 0 | 0 | 0 | 0 | 0 | 0 | 0 | 523.5967 | 625.1746 | 625.1746 | 1000 | 1000 | 1000 | 1000 | 1000 | 1000 | 1000
SA | Mid-North SA | S3 | 0 | 0 | 0 | 0 | 0 | 0 | 0 | 0 | 0 | 0 | 0 | 45.9058 | 45.9058 | 45.9058 | 450.4324 | 450.4324 | 834.1407 | 834.1407 | 834.1407 | 834.1407 | 834.1407
SA | Yorke Peninsula | S4 | 0 | 0 | 0 | 0 | 0 | 0 | 0 | 0 | 0 | 0 | 0 | 0 | 0 | 0 | 0 | 136.1684 | 422.5358 | 422.5358 | 422.5358 | 687.9011 | 687.9011
SA | Northern SA | S5 | 0 | 0 | 0 | 0 | 0 | 0 | 0 | 0 | 0 | 0 | 0 | 0 | 0 | 0 | 0 | 0 | 0 | 0 | 0 | 0 | 0
SA | Leigh Creek | S6 | 0 | 0 | 0 | 0 | 0 | 0 | 0 | 0 | 0 | 0 | 0 | 0 | 0 | 0 | 0 | 0 | 0 | 0 | 0 | 0 | 0
SA | Roxby Downs | S7 | 0 | 0 | 0 | 0 | 0 | 0 | 0 | 0 | 0 | 246.8266 | 246.8266 | 954.0942 | 954.0942 | 954.0942 | 954.0942 | 954.0942 | 954.0942 | 954.0942 | 954.0942 | 954.0942 | 954.0942
SA | Eastern Eyre Peninsula | S8 | 0 | 0 | 0 | 0 | 0 | 0 | 0 | 0 | 0 | 0 | 0 | 0 | 0 | 0 | 0 | 0 | 0 | 0 | 0 | 0 | 0
SA | Western Eyre Peninsula | S9 | 0 | 0 | 0 | 0 | 0 | 0 | 0 | 0 | 0 | 0 | 0 | 0 | 0 | 0 | 0 | 0 | 0 | 0 | 0 | 0 | 0
TAS | North East Tasmania | T1 | 0 | 0 | 0 | 0 | 0 | 0 | 0 | 0 | 0 | 0 | 0 | 0 | 0 | 0 | 0 | 0 | 0 | 0 | 0 | 0 | 0
TAS | North West Tasmania | T2 | 0 | 0 | 0 | 0 | 0 | 0 | 0 | 0 | 0 | 0 | 0 | 0 | 0 | 0 | 0 | 0 | 0 | 0 | 0 | 0 | 0
TAS | Tasmania Midlands | T3 | 0 | 0 | 0 | 0 | 0 | 0 | 43.2242 | 43.2242 | 43.2242 | 43.2242 | 43.2242 | 863.6595 | 863.6595 | 863.6595 | 934.173 | 934.173 | 1227.1716 | 1227.1716 | 1227.1716 | 1227.1716 | 1227.1716
Total Capacity |  |  | 0 | 1877.2 | 1877.2 | 1977.2 | 2706.9606 | 4003.808 | 5960.6772 | 7943.0969 | 9150.2304 | 9840.3297 | 9840.3297 | 16228.607 | 16974.0811 | 16974.0811 | 24191.3936 | 25923.3207 | 32075.5193 | 32075.5193 | 32972.243 | 35282.9403 | 35282.9403

## REZGeneration_1
Annual as-generated generation by REZ (GWh) - Central (Counterfactual)
Years are financial year ending.
Large-scale Solar
Region | REZ Name | REZ Code | 2022 | 2023 | 2024 | 2025 | 2026 | 2027 | 2028 | 2029 | 2030 | 2031 | 2032 | 2033 | 2034 | 2035 | 2036 | 2037 | 2038 | 2039 | 2040 | 2041 | 2042
QLD | Far North QLD | Q1 | 0 | 140.8879 | 136.4075 | 139.1336 | 141.4809 | 138.7521 | 141.4105 | 120.7583 | 132.4248 | 123.0541 | 116.9091 | 125.8816 | 127.6381 | 129.3301 | 140.9981 | 138.4301 | 140.6534 | 120.8234 | 132.7379 | 133.4909 | 130.3987
QLD | North Qld Clean Energy Hub | Q2 | 0 | 0 | 0 | 0 | 0 | 0 | 0 | 0 | 0 | 0 | 0 | 0 | 0 | 0 | 0 | 0 | 0 | 0 | 0 | 0 | 0
QLD | Northern Qld | Q3 | 0 | 0 | 0 | 0 | 0 | 0 | 2804.1286 | 2237.6515 | 2521.5223 | 2548.0086 | 2502.8823 | 2646.9065 | 2647.1057 | 2661.9987 | 2746.67 | 2718.0167 | 2792.3288 | 2230.9326 | 2529.4445 | 2631.1595 | 2607.2454
QLD | Isaac | Q4 | 0 | 943.8288 | 939.864 | 931.4833 | 942.5551 | 948.5184 | 948.6625 | 776.5078 | 875.6631 | 840.697 | 867.4813 | 888.6863 | 902.9531 | 906.8922 | 943.1131 | 940.4122 | 945.9594 | 776.763 | 876.7998 | 882.6435 | 914.8727
QLD | Barcaldine | Q5 | 0 | 0 | 0 | 0 | 0 | 0 | 0 | 0 | 0 | 0 | 0 | 0 | 0 | 0 | 0 | 0 | 0 | 0 | 0 | 0 | 0
QLD | Fitzroy | Q6 | 0 | 0 | 0 | 0 | 0 | 1120.2197 | 1092.3502 | 901.1918 | 1011.2604 | 1001.031 | 1065.3653 | 1043.5831 | 1081.6897 | 1087.7883 | 1119.6084 | 1116.021 | 1088.9656 | 902.138 | 1013.3422 | 1014.9185 | 1084.3193
QLD | Wide Bay | Q7 | 0 | 0 | 0 | 0 | 0 | 0 | 0 | 0 | 0 | 0 | 0 | 0 | 0 | 0 | 0 | 0 | 0 | 0 | 0 | 0 | 0
QLD | Darling Downs | Q8 | 0 | 0 | 0 | 0 | 0 | 0 | 489.8236 | 547.6856 | 2214.1636 | 2290.8308 | 2445.7726 | 2418.0496 | 2355.0964 | 2372.0175 | 2449.8998 | 2440.669 | 2408.598 | 2058.168 | 2220.635 | 2283.6458 | 2433.9747
NSW | North West NSW | N1 | 0 | 314.7508 | 315.5549 | 305.9138 | 327.1153 | 328.8207 | 318.7599 | 277.3019 | 291.3292 | 308.1046 | 320.6875 | 318.3106 | 315.906 | 307.7533 | 327.3721 | 329.0927 | 316.3464 | 278.2499 | 292.6406 | 307.4813 | 319.6384
NSW | New England | N2 | 0 | 289.6845 | 292.4204 | 274.3254 | 298.3382 | 513.0794 | 768.1774 | 646.6859 | 692.3333 | 722.0868 | 786.6446 | 767.9768 | 767.2178 | 723.3239 | 780.7286 | 765.8197 | 763.4758 | 651.0926 | 693.0074 | 718.5143 | 784.1394
NSW | Central-West Orana | N3 | 0 | 373.387 | 366.6412 | 363.2017 | 382.3104 | 378.3423 | 632.1281 | 546.5898 | 568.3018 | 607.217 | 633.9481 | 631.7598 | 610.8919 | 604.1858 | 637.9856 | 631.7363 | 628.2309 | 550.8583 | 570.6191 | 607.2318 | 632.4585
NSW | Southern NSW Tablelands | N4 | 0 | 0 | 0 | 0 | 0 | 0 | 0 | 0 | 0 | 0 | 0 | 0 | 0 | 0 | 0 | 0 | 0 | 0 | 0 | 0 | 0
NSW | Broken Hill | N5 | 0 | 0 | 0 | 0 | 0 | 0 | 0 | 0 | 0 | 0 | 0 | 0 | 0 | 0 | 0 | 0 | 0 | 0 | 0 | 0 | 0
NSW | South West NSW | N6 | 0 | 0 | 0 | 0 | 0 | 0 | 0 | 0 | 0 | 0 | 0 | 0 | 0 | 0 | 0 | 0 | 0 | 0 | 0 | 0 | 0
NSW | Wagga Wagga | N7 | 0 | 0 | 0 | 0 | 0 | 0 | 0 | 0 | 0 | 0 | 0 | 0 | 0 | 0 | 0 | 0 | 0 | 0 | 0 | 0 | 0
NSW | Tumut | N8 | 0 | 0 | 0 | 0 | 0 | 0 | 0 | 0 | 0 | 0 | 0 | 0 | 0 | 0 | 0 | 0 | 0 | 0 | 0 | 0 | 0
NSW | Cooma-Monaro | N9 | 0 | 0 | 0 | 0 | 0 | 0 | 0 | 0 | 0 | 0 | 0 | 0 | 0 | 0 | 0 | 0 | 0 | 0 | 0 | 0 | 0
VIC | Ovens Murray | V1 | 0 | 0 | 0 | 0 | 0 | 0 | 0 | 0 | 0 | 0 | 0 | 0 | 0 | 0 | 0 | 0 | 0 | 0 | 0 | 0 | 0
VIC | Murray River | V2 | 0 | 0 | 0 | 0 | 0 | 0 | 0 | 0 | 0 | 0 | 0 | 0 | 0 | 0 | 0 | 0 | 0 | 0 | 0 | 0 | 0
VIC | Western Victoria | V3 | 0 | 0 | 0 | 0 | 0 | 0 | 0 | 0 | 0 | 0 | 0 | 0 | 0 | 0 | 0 | 0 | 0 | 0 | 0 | 0 | 0
VIC | South West Victoria | V4 | 0 | 0 | 0 | 0 | 0 | 0 | 0 | 0 | 0 | 0 | 0 | 0 | 0 | 0 | 0 | 0 | 0 | 0 | 0 | 0 | 0
VIC | Gippsland | V5 | 0 | 0 | 0 | 0 | 0 | 0 | 0 | 0 | 0 | 0 | 0 | 0 | 0 | 0 | 0 | 0 | 0 | 0 | 0 | 0 | 0
VIC | Central North Vic | V6 | 0 | 0 | 0 | 209.5472 | 615.8815 | 1014.1083 | 1320.9573 | 1190.3999 | 1230.7446 | 1215.0429 | 1185.3756 | 1317.3439 | 1237.5105 | 1201.5373 | 1379.5447 | 1392.6607 | 1316.5222 | 1199.2544 | 1234.4593 | 1209.1721 | 1181.9099
SA | South East SA | S1 | 0 | 0 | 0 | 0 | 0 | 0 | 0 | 0 | 0 | 0 | 0 | 130.7293 | 129.2043 | 122.0206 | 123.611 | 124.3105 | 130.6511 | 118.7836 | 124.7586 | 123.4695 | 123.2466
SA | Riverland | S2 | 0 | 0 | 0 | 0 | 0 | 0 | 0 | 0 | 0 | 0 | 0 | 523.8717 | 503.7228 | 505.4054 | 509.6087 | 524.3704 | 523.8931 | 486.699 | 493.9216 | 490.1244 | 500.1811
SA | Mid-North SA | S3 | 0 | 0 | 0 | 0 | 0 | 0 | 0 | 0 | 0 | 0 | 0 | 0 | 0 | 0 | 0 | 0 | 0 | 0 | 0 | 0 | 0
SA | Yorke Peninsula | S4 | 0 | 0 | 0 | 0 | 0 | 0 | 0 | 0 | 0 | 0 | 0 | 0 | 0 | 0 | 0 | 0 | 0 | 0 | 0 | 0 | 0
SA | Northern SA | S5 | 0 | 0 | 0 | 0 | 0 | 0 | 0 | 0 | 0 | 0 | 0 | 0 | 0 | 0 | 0 | 0 | 0 | 0 | 0 | 0 | 0
SA | Leigh Creek | S6 | 0 | 0 | 0 | 0 | 0 | 0 | 0 | 0 | 0 | 0 | 0 | 0 | 0 | 0 | 0 | 0 | 0 | 0 | 0 | 0 | 0
SA | Roxby Downs | S7 | 0 | 0 | 0 | 0 | 0 | 0 | 0 | 0 | 0 | 1051.9644 | 1802.4645 | 2572.353 | 2443.5798 | 2522.4811 | 2505.5843 | 2572.6576 | 2572.9628 | 2388.0159 | 2449.2538 | 2449.3786 | 2531.1267
SA | Eastern Eyre Peninsula | S8 | 0 | 0 | 0 | 0 | 0 | 0 | 0 | 0 | 0 | 0 | 0 | 0 | 0 | 0 | 0 | 0 | 0 | 0 | 0 | 0 | 0
SA | Western Eyre Peninsula | S9 | 0 | 0 | 0 | 0 | 0 | 0 | 0 | 0 | 0 | 0 | 0 | 0 | 0 | 0 | 0 | 0 | 0 | 0 | 0 | 0 | 0
TAS | North East Tasmania | T1 | 0 | 0 | 0 | 0 | 0 | 0 | 0 | 0 | 0 | 0 | 0 | 0 | 0 | 0 | 0 | 0 | 0 | 0 | 0 | 0 | 0
TAS | North West Tasmania | T2 | 0 | 0 | 0 | 0 | 0 | 0 | 0 | 0 | 0 | 0 | 0 | 304.3513 | 315.5627 | 288.3234 | 298.1963 | 287.007 | 304.7768 | 291.802 | 299.8615 | 294.9438 | 292.7055
TAS | Tasmania Midlands | T3 | 0 | 0 | 0 | 0 | 0 | 0 | 0 | 0 | 0 | 0 | 0 | 0 | 0 | 0 | 0 | 0 | 0 | 0 | 0 | 0 | 0
Shadow REZs |  |  | 0 | 0 | 0 | 0 | 0 | 0 | 0 | 0 | 0 | 0 | 0 | 0 | 3686.4573 | 3639.3839 | 3773.4559 | 3716.8106 | 3833.4787 | 3426.9696 | 3460.6103 | 3618.6313 | 3630.1024
Total Generation |  |  | 0 | 2062.539 | 2050.888 | 2223.605 | 2707.6813 | 4441.8408 | 8516.3981 | 7244.7726 | 9537.7431 | 10708.037 | 11727.5309 | 13689.8036 | 17124.5361 | 17072.4415 | 17736.3766 | 17698.0146 | 17766.843 | 15480.5503 | 16392.0918 | 16764.8052 | 17166.3192
Wind
Region | REZ Name | REZ Code | 2022 | 2023 | 2024 | 2025 | 2026 | 2027 | 2028 | 2029 | 2030 | 2031 | 2032 | 2033 | 2034 | 2035 | 2036 | 2037 | 2038 | 2039 | 2040 | 2041 | 2042
QLD | Far North QLD | Q1 | 0 | 0 | 0 | 0 | 1806.2145 | 3123.9941 | 3075.1206 | 2881.1647 | 2871.6057 | 2801.6131 | 2743.2786 | 2785.524 | 2574.7993 | 2637.1741 | 3168.4303 | 3206.6248 | 3354.4813 | 3016.0024 | 3212.9679 | 3310.9622 | 3194.5317
QLD | North Qld Clean Energy Hub | Q2 | 0 | 0 | 0 | 0 | 0 | 0 | 0 | 0 | 0 | 0 | 0 | 0 | 0 | 0 | 0 | 0 | 0 | 0 | 0 | 0 | 0
QLD | Northern Qld | Q3 | 0 | 0 | 0 | 0 | 0 | 0 | 0 | 0 | 0 | 0 | 0 | 0 | 0 | 0 | 0 | 0 | 0 | 0 | 0 | 0 | 0
QLD | Isaac | Q4 | 0 | 0 | 0 | 0 | 0 | 0 | 0 | 0 | 0 | 0 | 0 | 0 | 0 | 0 | 0 | 0 | 0 | 0 | 0 | 0 | 0
QLD | Barcaldine | Q5 | 0 | 0 | 0 | 0 | 0 | 0 | 0 | 0 | 0 | 0 | 0 | 0 | 0 | 0 | 0 | 0 | 0 | 0 | 0 | 0 | 0
QLD | Fitzroy | Q6 | 0 | 0 | 0 | 0 | 0 | 0 | 0 | 0 | 0 | 0 | 0 | 0 | 0 | 0 | 0 | 0 | 0 | 0 | 0 | 0 | 0
QLD | Wide Bay | Q7 | 0 | 0 | 0 | 0 | 0 | 0 | 0 | 0 | 0 | 0 | 0 | 0 | 0 | 0 | 890.6201 | 1497.7911 | 1385.6335 | 1410.4019 | 1437.9469 | 1457.7861 | 1393.1273
QLD | Darling Downs | Q8 | 0 | 1818.5557 | 1810.1897 | 1769.3487 | 1822.1126 | 1952.9295 | 1767.1586 | 6583.0494 | 7064.4857 | 6854.2477 | 6572.0358 | 6705.2597 | 6754.5114 | 6636.7531 | 7252.0658 | 7778.498 | 7295.6692 | 7521.0323 | 7354.7053 | 7409.4361 | 7013.5802
NSW | North West NSW | N1 | 0 | 0 | 0 | 0 | 0 | 0 | 0 | 0 | 0 | 0 | 0 | 0 | 0 | 0 | 0 | 0 | 0 | 0 | 0 | 0 | 0
NSW | New England | N2 | 0 | 0 | 0 | 0 | 0 | 0 | 0 | 0 | 0 | 0 | 0 | 0 | 0 | 0 | 0 | 0 | 0 | 0 | 0 | 0 | 0
NSW | Central-West Orana | N3 | 0 | 0 | 0 | 0 | 0 | 0 | 0 | 0 | 0 | 0 | 0 | 1452.6574 | 1480.6742 | 1503.3873 | 1515.8931 | 1504.8569 | 1458.2022 | 1556.3645 | 1422.2118 | 1468.6251 | 1384.477
NSW | Southern NSW Tablelands | N4 | 0 | 788.3961 | 818.4371 | 839.1141 | 851.1487 | 768.4816 | 783.3497 | 810.257 | 764.4986 | 819.5575 | 855.6413 | 778.7964 | 815.5358 | 840.112 | 842.8966 | 767.7395 | 778.8038 | 807.2126 | 765.0018 | 816.8945 | 857.2811
NSW | Broken Hill | N5 | 0 | 0 | 0 | 0 | 0 | 0 | 0 | 0 | 0 | 0 | 0 | 0 | 0 | 0 | 0 | 0 | 0 | 0 | 0 | 0 | 0
NSW | South West NSW | N6 | 0 | 0 | 0 | 0 | 0 | 0 | 0 | 0 | 0 | 0 | 0 | 0 | 0 | 0 | 0 | 0 | 0 | 0 | 0 | 0 | 0
NSW | Wagga Wagga | N7 | 0 | 0 | 0 | 0 | 0 | 0 | 0 | 0 | 0 | 0 | 0 | 0 | 0 | 0 | 0 | 0 | 0 | 0 | 0 | 0 | 0
NSW | Tumut | N8 | 0 | 0 | 0 | 0 | 0 | 0 | 0 | 0 | 0 | 0 | 0 | 0 | 0 | 0 | 0 | 0 | 0 | 0 | 0 | 0 | 0
NSW | Cooma-Monaro | N9 | 0 | 0 | 0 | 0 | 0 | 0 | 0 | 0 | 0 | 0 | 0 | 615.6366 | 652.2109 | 665.8051 | 681.0001 | 644.2189 | 618.8764 | 615.5405 | 604.8859 | 636.8952 | 676.6339
VIC | Ovens Murray | V1 | 0 | 0 | 0 | 0 | 0 | 0 | 0 | 0 | 0 | 0 | 0 | 0 | 0 | 0 | 0 | 0 | 0 | 0 | 0 | 0 | 0
VIC | Murray River | V2 | 0 | 0 | 0 | 0 | 0 | 0 | 0 | 0 | 0 | 0 | 0 | 0 | 0 | 0 | 0 | 0 | 0 | 0 | 0 | 0 | 0
VIC | Western Victoria | V3 | 0 | 684.7167 | 661.2342 | 657.2372 | 665.1696 | 1352.0408 | 1325.6435 | 1298.811 | 1299.7501 | 1295.3621 | 1365.3058 | 1363.998 | 1284.9731 | 1270.5837 | 1380.0887 | 1382.8611 | 1280.8173 | 1417.8242 | 1496.6334 | 1430.9723 | 1537.6979
VIC | South West Victoria | V4 | 0 | 454.9068 | 466.3682 | 494.3801 | 509.906 | 875.3942 | 951.4962 | 1674.8829 | 2404.4213 | 2352.8346 | 2672.8296 | 2253.5593 | 2185.2264 | 2339.055 | 2447.6759 | 2416.5897 | 2155.9988 | 2275.5907 | 2459.4431 | 2375.279 | 2659.3366
VIC | Gippsland | V5 | 0 | 0 | 0 | 0 | 633.9547 | 910.8042 | 1515.0182 | 2169.1577 | 2852.6829 | 2846.6572 | 3330.8237 | 2890.601 | 2738.5808 | 3018.4769 | 3013.9548 | 2845.5631 | 5250.6101 | 5284.2009 | 5243.804 | 5263.5 | 6185.1106
VIC | Central North Vic | V6 | 0 | 0 | 0 | 0 | 0 | 0 | 563.7682 | 536.209 | 519.5677 | 512.5681 | 531.4795 | 585.9167 | 526.8492 | 497.641 | 562.6926 | 554.3426 | 577.9374 | 586.8409 | 595.547 | 569.9919 | 613.2805
SA | South East SA | S1 | 0 | 0 | 0 | 0 | 0 | 0 | 0 | 0 | 0 | 0 | 0 | 0 | 0 | 0 | 0 | 0 | 0 | 0 | 0 | 0 | 0
SA | Riverland | S2 | 0 | 0 | 0 | 0 | 0 | 0 | 0 | 0 | 0 | 0 | 0 | 0 | 0 | 0 | 0 | 0 | 0 | 0 | 0 | 0 | 0
SA | Mid-North SA | S3 | 0 | 0 | 0 | 0 | 0 | 0 | 0 | 0 | 0 | 0 | 0 | 306.9701 | 307.1221 | 302.4822 | 364.442 | 350.6172 | 324.095 | 342.7449 | 347.4077 | 337.6303 | 352.439
SA | Yorke Peninsula | S4 | 0 | 0 | 0 | 0 | 0 | 0 | 0 | 0 | 0 | 0 | 0 | 0 | 0 | 0 | 0 | 0 | 0 | 0 | 0 | 0 | 0
SA | Northern SA | S5 | 0 | 0 | 0 | 0 | 0 | 0 | 0 | 0 | 0 | 0 | 0 | 0 | 0 | 0 | 0 | 0 | 0 | 0 | 0 | 0 | 0
SA | Leigh Creek | S6 | 0 | 0 | 0 | 0 | 0 | 0 | 0 | 0 | 0 | 0 | 0 | 0 | 0 | 0 | 0 | 0 | 0 | 0 | 0 | 0 | 0
SA | Roxby Downs | S7 | 0 | 0 | 0 | 0 | 0 | 0 | 0 | 0 | 0 | 0 | 0 | 0 | 0 | 0 | 0 | 0 | 0 | 0 | 0 | 0 | 0
SA | Eastern Eyre Peninsula | S8 | 0 | 0 | 0 | 0 | 0 | 0 | 0 | 0 | 0 | 0 | 0 | 0 | 0 | 0 | 0 | 0 | 0 | 0 | 0 | 0 | 0
SA | Western Eyre Peninsula | S9 | 0 | 0 | 0 | 0 | 0 | 0 | 0 | 0 | 0 | 0 | 0 | 0 | 0 | 0 | 0 | 0 | 0 | 0 | 0 | 0 | 0
TAS | North East Tasmania | T1 | 0 | 0 | 0 | 0 | 0 | 0 | 0 | 0 | 0 | 0 | 0 | 0 | 0 | 0 | 0 | 0 | 0 | 0 | 0 | 0 | 0
TAS | North West Tasmania | T2 | 0 | 0 | 0 | 0 | 0 | 0 | 0 | 0 | 0 | 0 | 0 | 0 | 0 | 0 | 0 | 0 | 0 | 0 | 0 | 127.4426 | 142.4506
TAS | Tasmania Midlands | T3 | 0 | 0 | 0 | 0 | 0 | 0 | 318.3332 | 314.8156 | 313.9944 | 314.8441 | 328.0115 | 2034.2361 | 1889.3819 | 2001.5996 | 2045.1144 | 2097.5276 | 1992.0832 | 2005.0952 | 2028.9103 | 2120.2775 | 2194.9032
Shadow REZs |  |  | 0 | 0 | 0 | 0 | 0 | 0 | 0 | 0 | 0 | 0 | 0 | 0 | 0 | 0 | 16764.3754 | 17023.2404 | 16060.7392 | 17401.6939 | 15772.1631 | 16168.8101 | 15157.0043
Total Generation |  |  | 0 | 3746.5753 | 3756.2293 | 3760.0801 | 6288.5061 | 8983.6443 | 10299.8881 | 16268.3472 | 18091.0065 | 17797.6845 | 18399.4059 | 21773.1553 | 21209.8651 | 21713.0699 | 40929.2499 | 42070.4707 | 42533.9475 | 44240.5449 | 42741.6283 | 43494.5029 | 43361.8541

## REZGeneration_2
Annual as-generated generation by REZ (GWh) - Central (DP3)
Years are financial year ending.
Large-scale Solar
Region | REZ Name | REZ Code | 2022 | 2023 | 2024 | 2025 | 2026 | 2027 | 2028 | 2029 | 2030 | 2031 | 2032 | 2033 | 2034 | 2035 | 2036 | 2037 | 2038 | 2039 | 2040 | 2041 | 2042
QLD | Far North QLD | Q1 | 0 | 140.8879 | 136.4075 | 139.1336 | 141.4809 | 138.7521 | 141.4105 | 120.7583 | 132.4248 | 130.0247 | 126.6777 | 140.6813 | 136.4634 | 137.6695 | 140.6853 | 138.4301 | 140.3909 | 120.8234 | 132.4441 | 133.193 | 130.0407
QLD | North Qld Clean Energy Hub | Q2 | 0 | 0 | 0 | 0 | 0 | 0 | 0 | 0 | 0 | 0 | 0 | 0 | 0 | 0 | 0 | 0 | 0 | 0 | 0 | 0 | 0
QLD | Northern Qld | Q3 | 0 | 0 | 0 | 0 | 0 | 0 | 0 | 0 | 0 | 0 | 0 | 0 | 0 | 0 | 0 | 0 | 0 | 0 | 0 | 0 | 0
QLD | Isaac | Q4 | 0 | 943.8288 | 939.864 | 931.4833 | 942.5551 | 948.5184 | 1226.4564 | 1003.8901 | 1132.0807 | 1141.322 | 1187.3944 | 1226.3017 | 1216.0593 | 1202.5325 | 1219.2818 | 1215.7901 | 1221.8263 | 1004.22 | 1133.5503 | 1141.1052 | 1182.772
QLD | Barcaldine | Q5 | 0 | 0 | 0 | 0 | 0 | 0 | 0 | 0 | 0 | 0 | 0 | 0 | 0 | 0 | 0 | 0 | 0 | 0 | 0 | 0 | 0
QLD | Fitzroy | Q6 | 0 | 0 | 0 | 0 | 0 | 1120.2197 | 3600.9432 | 2970.7875 | 3333.63 | 3358.0605 | 3577.3739 | 3604.5539 | 3625.4353 | 3655.0891 | 3690.8 | 3678.9744 | 3589.7858 | 2973.9066 | 3340.4925 | 3345.6888 | 3574.4693
QLD | Wide Bay | Q7 | 0 | 0 | 0 | 0 | 0 | 0 | 0 | 0 | 0 | 0 | 0 | 0 | 0 | 0 | 519.6239 | 519.4491 | 505.4621 | 418.674 | 469.7433 | 474.4359 | 513.877
QLD | Darling Downs | Q8 | 0 | 0 | 0 | 0 | 0 | 0 | 505.4719 | 624.4 | 955.3314 | 964.7123 | 1028.2654 | 1047.5352 | 1018.0754 | 1022.8851 | 2835.3786 | 2824.6954 | 2787.5782 | 2382.0099 | 3040.5375 | 3141.1536 | 3347.9309
NSW | North West NSW | N1 | 0 | 314.7508 | 315.5549 | 305.9138 | 327.1153 | 328.8207 | 318.7599 | 277.3019 | 291.3292 | 308.1046 | 320.6875 | 3044.2241 | 3021.7097 | 2942.3433 | 5978.0988 | 6009.5181 | 8036.5276 | 7068.7167 | 8234.0336 | 13183.4069 | 13704.6464
NSW | New England | N2 | 0 | 289.6845 | 292.4204 | 274.3254 | 298.3382 | 293.1388 | 294.468 | 247.8963 | 265.3944 | 377.7527 | 411.5256 | 401.7597 | 400.3437 | 376.8399 | 408.4307 | 400.6312 | 398.2296 | 340.6128 | 361.1628 | 375.0758 | 409.207
NSW | Central-West Orana | N3 | 0 | 373.387 | 366.6412 | 363.2017 | 382.3104 | 378.3423 | 379.0686 | 327.7738 | 340.7938 | 1338.3738 | 1397.2923 | 3317.0509 | 4291.5787 | 4244.4677 | 5611.1899 | 5556.2261 | 5525.3961 | 4844.8907 | 5018.6909 | 5340.705 | 5562.5781
NSW | Southern NSW Tablelands | N4 | 0 | 0 | 0 | 0 | 0 | 0 | 0 | 0 | 0 | 0 | 0 | 0 | 0 | 0 | 0 | 0 | 0 | 0 | 0 | 0 | 0
NSW | Broken Hill | N5 | 0 | 0 | 0 | 0 | 0 | 0 | 0 | 0 | 0 | 0 | 0 | 0 | 0 | 0 | 0 | 0 | 0 | 0 | 0 | 0 | 0
NSW | South West NSW | N6 | 0 | 0 | 0 | 0 | 0 | 0 | 0 | 0 | 0 | 0 | 0 | 1619.0437 | 1548.4246 | 1494.5487 | 1555.4744 | 1573.4834 | 1618.2149 | 1492.7924 | 1520.3299 | 1525.5472 | 1521.9876
NSW | Wagga Wagga | N7 | 0 | 0 | 0 | 0 | 0 | 0 | 0 | 0 | 0 | 0 | 0 | 2581.4493 | 2485.9567 | 2382.8886 | 2457.6795 | 2476.6368 | 2572.9517 | 2310.2305 | 2399.2401 | 2449.2744 | 2415.3013
NSW | Tumut | N8 | 0 | 0 | 0 | 0 | 0 | 0 | 0 | 0 | 0 | 0 | 0 | 0 | 0 | 0 | 0 | 0 | 0 | 0 | 0 | 0 | 0
NSW | Cooma-Monaro | N9 | 0 | 0 | 0 | 0 | 0 | 0 | 0 | 0 | 0 | 0 | 0 | 0 | 0 | 0 | 0 | 0 | 0 | 0 | 0 | 0 | 0
VIC | Ovens Murray | V1 | 0 | 0 | 0 | 0 | 0 | 0 | 0 | 0 | 0 | 0 | 0 | 0 | 0 | 0 | 0 | 0 | 0 | 0 | 0 | 0 | 0
VIC | Murray River | V2 | 0 | 0 | 0 | 253.5927 | 474.8437 | 908.5717 | 1025.6355 | 919.7125 | 952.2331 | 956.8141 | 950.926 | 1022.5941 | 975.248 | 950.5223 | 972.9943 | 991.8193 | 1022.8277 | 925.9531 | 952.1285 | 955.0896 | 948.4369
VIC | Western Victoria | V3 | 0 | 0 | 0 | 0 | 0 | 0 | 0 | 0 | 263.1015 | 264.9224 | 263.2657 | 282.1646 | 276.9981 | 261.9147 | 267.5895 | 271.812 | 942.9598 | 833.1372 | 873.3388 | 878.4642 | 872.9452
VIC | South West Victoria | V4 | 0 | 0 | 0 | 0 | 0 | 0 | 0 | 0 | 0 | 0 | 0 | 0 | 0 | 0 | 0 | 0 | 0 | 0 | 0 | 0 | 0
VIC | Gippsland | V5 | 0 | 0 | 0 | 0 | 0 | 0 | 0 | 0 | 0 | 0 | 0 | 0 | 0 | 0 | 0 | 0 | 0 | 0 | 0 | 0 | 0
VIC | Central North Vic | V6 | 0 | 0 | 0 | 0 | 173.3586 | 176.7082 | 455.5025 | 738.8689 | 848.7894 | 837.9606 | 817.5004 | 908.5131 | 853.4555 | 828.6464 | 1679.6686 | 1695.638 | 1907.6639 | 1737.7408 | 1788.7534 | 1752.1118 | 1712.6084
SA | South East SA | S1 | 0 | 0 | 0 | 0 | 0 | 0 | 0 | 0 | 0 | 0 | 0 | 0 | 0 | 0 | 0 | 0 | 0 | 0 | 0 | 0 | 0
SA | Riverland | S2 | 0 | 0 | 0 | 0 | 0 | 0 | 0 | 0 | 0 | 0 | 0 | 1370.9348 | 1572.8394 | 1576.0038 | 2546.9296 | 2621.8521 | 2619.4657 | 2433.4952 | 2469.608 | 2448.5338 | 2499.6413
SA | Mid-North SA | S3 | 0 | 0 | 0 | 0 | 0 | 0 | 0 | 0 | 0 | 0 | 0 | 0 | 0 | 0 | 0 | 0 | 0 | 0 | 0 | 0 | 0
SA | Yorke Peninsula | S4 | 0 | 0 | 0 | 0 | 0 | 0 | 0 | 0 | 0 | 0 | 0 | 0 | 0 | 0 | 0 | 0 | 0 | 0 | 0 | 0 | 0
SA | Northern SA | S5 | 0 | 0 | 0 | 0 | 0 | 0 | 0 | 0 | 0 | 0 | 0 | 0 | 0 | 0 | 0 | 0 | 0 | 0 | 0 | 0 | 0
SA | Leigh Creek | S6 | 0 | 0 | 0 | 0 | 0 | 0 | 0 | 0 | 0 | 0 | 0 | 0 | 0 | 0 | 0 | 0 | 0 | 0 | 0 | 0 | 0
SA | Roxby Downs | S7 | 0 | 0 | 0 | 0 | 0 | 0 | 0 | 0 | 0 | 675.3845 | 701.3887 | 2747.2975 | 2609.7665 | 2694.0338 | 2675.9879 | 2747.6228 | 2746.3401 | 2550.4237 | 2614.4476 | 2615.9596 | 2703.2674
SA | Eastern Eyre Peninsula | S8 | 0 | 0 | 0 | 0 | 0 | 0 | 0 | 0 | 0 | 0 | 0 | 0 | 0 | 0 | 0 | 0 | 0 | 0 | 0 | 0 | 0
SA | Western Eyre Peninsula | S9 | 0 | 0 | 0 | 0 | 0 | 0 | 0 | 0 | 0 | 0 | 0 | 0 | 0 | 0 | 0 | 0 | 0 | 0 | 0 | 0 | 0
TAS | North East Tasmania | T1 | 0 | 0 | 0 | 0 | 0 | 0 | 0 | 0 | 0 | 0 | 0 | 0 | 0 | 0 | 0 | 0 | 0 | 0 | 0 | 0 | 0
TAS | North West Tasmania | T2 | 0 | 0 | 0 | 0 | 0 | 0 | 0 | 0 | 0 | 0 | 0 | 0 | 0 | 0 | 0 | 0 | 0 | 0 | 0 | 0 | 0
TAS | Tasmania Midlands | T3 | 0 | 0 | 0 | 0 | 0 | 0 | 0 | 0 | 0 | 0 | 0 | 0 | 0 | 0 | 0 | 0 | 0 | 0 | 0 | 0 | 0
Total Generation |  |  | 0 | 2062.539 | 2050.888 | 2267.6505 | 2740.0022 | 4293.0719 | 7947.7164 | 7231.3893 | 8515.1082 | 10353.4322 | 10782.2974 | 23314.1038 | 24032.3544 | 23770.3852 | 32559.8129 | 32722.5789 | 35635.6202 | 31437.627 | 34348.5013 | 39759.7446 | 41099.7095
Wind
Region | REZ Name | REZ Code | 2022 | 2023 | 2024 | 2025 | 2026 | 2027 | 2028 | 2029 | 2030 | 2031 | 2032 | 2033 | 2034 | 2035 | 2036 | 2037 | 2038 | 2039 | 2040 | 2041 | 2042
QLD | Far North QLD | Q1 | 0 | 0 | 0 | 0 | 1806.2145 | 3123.9941 | 3076.7431 | 2869.1167 | 2956.7134 | 2888.5707 | 2827.8288 | 2982.2738 | 2750.8597 | 2803.015 | 3041.7702 | 3005.1803 | 6258.1107 | 5758.4836 | 6700.0426 | 6825.5004 | 6621.9397
QLD | North Qld Clean Energy Hub | Q2 | 0 | 0 | 0 | 0 | 0 | 0 | 0 | 0 | 0 | 0 | 0 | 0 | 0 | 0 | 0 | 0 | 0 | 0 | 0 | 0 | 0
QLD | Northern Qld | Q3 | 0 | 0 | 0 | 0 | 0 | 0 | 0 | 0 | 0 | 0 | 0 | 0 | 0 | 0 | 0 | 0 | 0 | 0 | 0 | 0 | 0
QLD | Isaac | Q4 | 0 | 0 | 0 | 0 | 0 | 0 | 0 | 0 | 0 | 0 | 0 | 0 | 0 | 0 | 3573.0641 | 3676.3791 | 3521.1696 | 3495.9224 | 3425.0733 | 3523.4482 | 3666.1967
QLD | Barcaldine | Q5 | 0 | 0 | 0 | 0 | 0 | 0 | 0 | 0 | 0 | 0 | 0 | 0 | 0 | 0 | 0 | 0 | 0 | 0 | 0 | 0 | 0
QLD | Fitzroy | Q6 | 0 | 0 | 0 | 0 | 0 | 0 | 0 | 1306.8502 | 2979.2139 | 2820.5693 | 2829.6447 | 2836.1071 | 2737.2245 | 2908.8318 | 3171.9835 | 3367.3685 | 3187.8377 | 3296.6381 | 3291.2107 | 3206.2894 | 3143.8546
QLD | Wide Bay | Q7 | 0 | 0 | 0 | 0 | 0 | 0 | 0 | 0 | 0 | 0 | 0 | 0 | 0 | 0 | 884.925 | 923.301 | 842.1395 | 877.0094 | 886.4901 | 889.4955 | 834.7835
QLD | Darling Downs | Q8 | 0 | 1818.5557 | 1810.1897 | 1766.7244 | 1822.1126 | 1952.9295 | 1768.0436 | 5142.7638 | 5073.49 | 4976.6675 | 4768.4911 | 4890.6088 | 4971.142 | 4870.9622 | 5027.4059 | 10709.5293 | 12944.3896 | 13674.1959 | 13166.1829 | 13164.8255 | 12397.9371
NSW | North West NSW | N1 | 0 | 0 | 0 | 0 | 0 | 0 | 0 | 0 | 0 | 0 | 0 | 0 | 0 | 0 | 0 | 0 | 0 | 0 | 0 | 0 | 0
NSW | New England | N2 | 0 | 0 | 0 | 0 | 0 | 0 | 0 | 0 | 0 | 0 | 0 | 412.6946 | 394.6363 | 413.4737 | 7056.8796 | 7256.7799 | 10864.2775 | 12424.8201 | 11478.4325 | 11488.2952 | 10375.4198
NSW | Central-West Orana | N3 | 0 | 0 | 0 | 0 | 0 | 0 | 0 | 0 | 0 | 0 | 0 | 2448.2788 | 2555.7378 | 2557.9746 | 2583.8625 | 2572.4228 | 2479.9869 | 2722.7567 | 2447.7941 | 2513.7764 | 2355.8974
NSW | Southern NSW Tablelands | N4 | 0 | 788.3961 | 818.4371 | 834.0135 | 851.1487 | 767.0524 | 784.2962 | 810.257 | 760.7347 | 813.6271 | 850.9278 | 740.8743 | 788.8931 | 799.5978 | 823.215 | 748.731 | 759.0122 | 803.7206 | 749.4957 | 792.3945 | 828.7018
NSW | Broken Hill | N5 | 0 | 0 | 0 | 0 | 0 | 0 | 0 | 0 | 0 | 0 | 0 | 0 | 0 | 0 | 0 | 0 | 0 | 0 | 0 | 0 | 0
NSW | South West NSW | N6 | 0 | 0 | 0 | 0 | 0 | 0 | 0 | 0 | 0 | 0 | 0 | 0 | 0 | 0 | 0 | 0 | 0 | 0 | 0 | 0 | 0
NSW | Wagga Wagga | N7 | 0 | 0 | 0 | 0 | 0 | 0 | 0 | 0 | 0 | 0 | 0 | 0 | 0 | 0 | 0 | 0 | 0 | 0 | 0 | 0 | 0
NSW | Tumut | N8 | 0 | 0 | 0 | 0 | 0 | 0 | 0 | 0 | 0 | 0 | 0 | 0 | 0 | 0 | 0 | 0 | 0 | 0 | 0 | 0 | 0
NSW | Cooma-Monaro | N9 | 0 | 0 | 0 | 0 | 0 | 0 | 0 | 0 | 0 | 0 | 0 | 0 | 614.9283 | 613.6266 | 859.9802 | 819.5248 | 837.2966 | 894.3799 | 849.192 | 885.8201 | 934.5824
VIC | Ovens Murray | V1 | 0 | 0 | 0 | 0 | 0 | 0 | 0 | 0 | 0 | 0 | 0 | 0 | 0 | 0 | 0 | 0 | 0 | 0 | 0 | 0 | 0
VIC | Murray River | V2 | 0 | 0 | 0 | 0 | 0 | 0 | 0 | 0 | 0 | 0 | 0 | 0 | 0 | 0 | 0 | 0 | 0 | 0 | 0 | 0 | 0
VIC | Western Victoria | V3 | 0 | 696.2823 | 670.8276 | 705.0216 | 1520.5381 | 1506.0937 | 1513.1325 | 1494.5942 | 2317.8877 | 2244.0917 | 2488.8717 | 2125.2741 | 2127.9566 | 2084.9273 | 2321.4221 | 2301.4632 | 2222.9723 | 2404.514 | 3122.9471 | 3247.2188 | 3561.4904
VIC | South West Victoria | V4 | 0 | 455.5246 | 467.0985 | 493.7007 | 513.3188 | 2030.0066 | 1858.292 | 2100.2644 | 2442.7882 | 2380.8172 | 2729.141 | 2223.9917 | 2256.1124 | 2398.1772 | 2488.7539 | 2473.593 | 2219.6232 | 2326.3166 | 2473.5493 | 3155.8174 | 3599.2095
VIC | Gippsland | V5 | 0 | 0 | 0 | 0 | 0 | 0 | 220.2587 | 1370.4599 | 1739.9215 | 1729.9656 | 1995.8136 | 1752.9735 | 1666.672 | 1819.7823 | 1826.3285 | 1724.1181 | 1746.0829 | 1767.7697 | 1732.7292 | 1731.5807 | 1987.5417
VIC | Central North Vic | V6 | 0 | 0 | 0 | 0 | 0 | 0 | 1162.3544 | 1071.1467 | 1045.5751 | 1015.4772 | 1125.1953 | 1040.7468 | 1010.0771 | 981.9641 | 1074.2709 | 1060.7964 | 1127.846 | 1140.6089 | 1094.0073 | 1051.2751 | 1137.3529
SA | South East SA | S1 | 0 | 0 | 0 | 0 | 0 | 0 | 0 | 0 | 0 | 0 | 0 | 0 | 0 | 0 | 175.6157 | 181.9453 | 2360.6236 | 2585.8053 | 2686.7398 | 2490.9993 | 2828.8691
SA | Riverland | S2 | 0 | 0 | 0 | 0 | 0 | 0 | 0 | 0 | 0 | 0 | 0 | 0 | 0 | 0 | 0 | 0 | 0 | 0 | 0 | 0 | 0
SA | Mid-North SA | S3 | 0 | 0 | 0 | 0 | 0 | 0 | 0 | 0 | 0 | 0 | 0 | 140.0341 | 140.4083 | 140.8224 | 1534.4045 | 1525.6891 | 2604.6633 | 2765.0957 | 2789.0787 | 2681.9639 | 2835.4241
SA | Yorke Peninsula | S4 | 0 | 0 | 0 | 0 | 0 | 0 | 0 | 0 | 0 | 0 | 0 | 0 | 0 | 0 | 0 | 410.8862 | 1027.7975 | 1155.7177 | 1202.1844 | 1763.2259 | 2062.5297
SA | Northern SA | S5 | 0 | 0 | 0 | 0 | 0 | 0 | 0 | 0 | 0 | 0 | 0 | 0 | 0 | 0 | 0 | 0 | 0 | 0 | 0 | 0 | 0
SA | Leigh Creek | S6 | 0 | 0 | 0 | 0 | 0 | 0 | 0 | 0 | 0 | 0 | 0 | 0 | 0 | 0 | 0 | 0 | 0 | 0 | 0 | 0 | 0
SA | Roxby Downs | S7 | 0 | 0 | 0 | 0 | 0 | 0 | 0 | 0 | 0 | 0 | 0 | 0 | 0 | 0 | 0 | 0 | 0 | 0 | 0 | 0 | 0
SA | Eastern Eyre Peninsula | S8 | 0 | 0 | 0 | 0 | 0 | 0 | 0 | 0 | 0 | 0 | 0 | 0 | 0 | 0 | 0 | 0 | 0 | 0 | 0 | 0 | 0
SA | Western Eyre Peninsula | S9 | 0 | 0 | 0 | 0 | 0 | 0 | 0 | 0 | 0 | 0 | 0 | 0 | 0 | 0 | 0 | 0 | 0 | 0 | 0 | 0 | 0
TAS | North East Tasmania | T1 | 0 | 0 | 0 | 0 | 0 | 0 | 0 | 0 | 0 | 0 | 0 | 0 | 0 | 0 | 0 | 0 | 0 | 0 | 0 | 0 | 0
TAS | North West Tasmania | T2 | 0 | 0 | 0 | 0 | 0 | 0 | 0 | 0 | 0 | 0 | 0 | 0 | 0 | 0 | 0 | 0 | 0 | 0 | 0 | 0 | 0
TAS | Tasmania Midlands | T3 | 0 | 0 | 0 | 0 | 0 | 0 | 198.0551 | 196.6195 | 195.2997 | 195.9707 | 191.9091 | 3544.883 | 3433.2747 | 3601.4866 | 4058.0414 | 4187.0215 | 5028.3202 | 5261.1631 | 5162.1628 | 5002.0201 | 5206.2971
Total Generation |  |  | 0 | 3758.7588 | 3766.553 | 3799.4603 | 6513.3327 | 9380.0763 | 10581.1755 | 16362.0724 | 19511.624 | 19065.7569 | 19807.8232 | 25138.7407 | 25447.9228 | 25994.6417 | 40501.9228 | 46944.7295 | 60032.149 | 63354.9176 | 63257.3125 | 64413.9466 | 64378.0276

## Emissions_1
NEM Emissions (Mt CO2-e) - Central (Counterfactual)
Years are financial year ending.
Emissions | Total | 2022 | 2023 | 2024 | 2025 | 2026 | 2027 | 2028 | 2029 | 2030 | 2031 | 2032 | 2033 | 2034 | 2035 | 2036 | 2037 | 2038 | 2039 | 2040 | 2041 | 2042
NEM | 2133.8401 | 128.6999 | 128.0188 | 127.7417 | 123.8794 | 120.6698 | 115.0669 | 119.2529 | 107.8895 | 106.014 | 109.352 | 102.4479 | 97.4331 | 97.4534 | 95.5771 | 76.7745 | 75.2103 | 80.8093 | 77.0721 | 79.8898 | 83.7754 | 80.8126

## Emissions_2
NEM Emissions (Mt CO2-e) - Central (DP3)
Years are financial year ending.
Emissions | Total | 2022 | 2023 | 2024 | 2025 | 2026 | 2027 | 2028 | 2029 | 2030 | 2031 | 2032 | 2033 | 2034 | 2035 | 2036 | 2037 | 2038 | 2039 | 2040 | 2041 | 2042
NEM | 1992.8083 | 128.6999 | 128.1027 | 127.7748 | 124.5637 | 121.4488 | 115.8995 | 120.3304 | 109.2327 | 106.1392 | 108.8402 | 101.6171 | 90.8888 | 92.5592 | 90.2989 | 69.8788 | 64.4748 | 59.0115 | 58.3209 | 59.2077 | 59.1056 | 56.4132

## VOMCost_1
VOM cost by technology ($000s) - Central (Counterfactual)
Real June 2019 dollars. Years are financial year ending. Some rounding errors may be present.
Region | Technology | 2022 | 2023 | 2024 | 2025 | 2026 | 2027 | 2028 | 2029 | 2030 | 2031 | 2032 | 2033 | 2034 | 2035 | 2036 | 2037 | 2038 | 2039 | 2040 | 2041 | 2042
NEM | Black Coal | 417047.8228 | 406451.5713 | 409328.1398 | 396364.9778 | 386613.9755 | 370003.7455 | 379461.9779 | 340696.6382 | 336966.2808 | 364025.2101 | 354578.2397 | 294714.8857 | 298420.7531 | 299758.3257 | 203400.7076 | 188800.4477 | 162135.4267 | 162997.4654 | 163058.1722 | 163115.2173 | 163225.1992
NEM | Brown Coal | 136716.4191 | 142269.7675 | 141732.2953 | 138291.9975 | 135032.9605 | 128004.2108 | 134951.6463 | 124016.8298 | 121016.9979 | 113333.7256 | 97073.055 | 94805.1408 | 92263.8803 | 87408.0227 | 87180.1243 | 87617.8141 | 94027.3583 | 89626.7533 | 94883.8462 | 97387.0262 | 89112.1647
NEM | CCGT | 19534.4065 | 19674.7616 | 18407.7611 | 18579.9817 | 17241.5975 | 16930.3577 | 17903.2716 | 18062.8529 | 17585.0743 | 17058.8726 | 15868.408 | 65799.4217 | 64846.0943 | 60432.5666 | 64684.2183 | 73635.6147 | 85056.2203 | 87550.8118 | 78311.6685 | 77669.427 | 77979.6847
NEM | Peaking Gas+Liquids | 1227.5737 | 1071.3471 | 1771.951 | 2120.7624 | 2070.5101 | 1589.1821 | 1792.5401 | 2209.3534 | 2776.3741 | 2534.6085 | 2482.0109 | 71283.3984 | 72903.6841 | 67673.2887 | 109869.2508 | 122114.9046 | 244530.253 | 199389.5441 | 241960.0486 | 292972.5757 | 279746.1821
NEM | Hydro | 116797.9251 | 96323.1962 | 95448.29 | 117721.9959 | 100212.024 | 115114.9648 | 66886.8212 | 126223.9843 | 114163.998 | 87614.6007 | 110538.4642 | 92554.0051 | 89751.6991 | 108375.6154 | 101771.8729 | 110549.4038 | 64851.8323 | 121548.8333 | 110174.2904 | 84170.5688 | 102822.79
NEM | Dispatchable Storage | 164.5363 | 213.0971 | 283.5258 | 674.5552 | 350.0723 | 1309.0554 | 4925.6953 | 3516.3722 | 6439.2319 | 6468.8905 | 6625.9869 | 8300.7882 | 8289.4584 | 7491.9089 | 7964.3731 | 6719.2079 | 3864.4574 | 2629.5562 | 3179.3233 | 3190.8898 | 3132.6234
NEM | Wind | 78206.9861 | 81812.0474 | 82238.4582 | 83008.4536 | 94638.3 | 100644.9129 | 99358.4183 | 116645.494 | 121958.687 | 120574.2004 | 127310.5976 | 130820.5832 | 126409.7714 | 128744.3455 | 196195.0099 | 199050.9948 | 193152.9886 | 200617.3552 | 196491.4272 | 194698.062 | 197382.6538
NEM | Solar | 0 | 0 | 0 | 0 | 0 | 0 | 0 | 0 | 0 | 0 | 0 | 0 | 0 | 0 | 0 | 0 | 0 | 0 | 0 | 0 | 0
Total |  | 769695.6696 | 747815.7881 | 749210.4212 | 756762.7241 | 736159.4399 | 733596.4292 | 705280.3707 | 731371.5247 | 720906.644 | 711610.1085 | 714476.7622 | 758278.2231 | 752885.3408 | 759884.0735 | 771065.5568 | 788488.3876 | 847618.5367 | 864360.3192 | 888058.7764 | 913203.7667 | 913401.298
Region | Technology | 2022 | 2023 | 2024 | 2025 | 2026 | 2027 | 2028 | 2029 | 2030 | 2031 | 2032 | 2033 | 2034 | 2035 | 2036 | 2037 | 2038 | 2039 | 2040 | 2041 | 2042
NSW | Black Coal | 200282.9929 | 195456.4829 | 181047.8549 | 170713.6705 | 168923.2195 | 159649.9216 | 177317.7169 | 158633.5685 | 156920.3693 | 185321.1285 | 174661.3689 | 114165.576 | 114165.576 | 114165.576 | 37219.5648 | 37117.872 | 37117.872 | 37117.872 | 37219.5648 | 37117.872 | 37117.872
NSW | Brown Coal | 0 | 0 | 0 | 0 | 0 | 0 | 0 | 0 | 0 | 0 | 0 | 0 | 0 | 0 | 0 | 0 | 0 | 0 | 0 | 0 | 0
NSW | CCGT | 259.8251 | 259.8251 | 781.6109 | 519.6502 | 519.6502 | 519.6502 | 521.0739 | 519.6502 | 519.6502 | 519.6502 | 521.0739 | 25654.5266 | 25654.5266 | 25631.6449 | 23899.0817 | 24153.9602 | 25302.5937 | 25088.7939 | 25532.21 | 25486.1661 | 25476.3488
NSW | Peaking Gas+Liquids | 138.7221 | 26.3249 | 199.9872 | 288.9829 | 281.7202 | 238.2693 | 228.8076 | 316.2524 | 974.4132 | 568.6121 | 807.1522 | 58409.4984 | 61537.702 | 56327.218 | 95390.403 | 104047.2852 | 166117.8153 | 137791.05 | 165210.9468 | 184525.819 | 194486.585
NSW | Hydro | 16070.5172 | 13925.9158 | 13801.4405 | 21018.5515 | 13140.2787 | 16256.6311 | 6073.0762 | 25259.9883 | 22462.5056 | 13328.4339 | 15454.5897 | 13013.9945 | 12761.9401 | 19601.6249 | 19600.5461 | 21917.9836 | 8460.6882 | 28309.2211 | 23871.79 | 14804.7591 | 16865.7965
NSW | Dispatchable Storage | 66.2721 | 72.076 | 83.3129 | 272.2038 | 73.1727 | 132.2004 | 89.9443 | 112.6323 | 117.982 | 277.9691 | 133.7774 | 30.4375 | 20.5698 | 73.8993 | 1088.6954 | 1043.6327 | 438.1268 | 477.4651 | 310.5541 | 240.8774 | 222.2368
NSW | Wind | 12008.1097 | 13843.758 | 14260.7267 | 14374.997 | 15037.5432 | 14517.8903 | 13595.1338 | 14410.7262 | 13734.1541 | 14294.0759 | 14504.6428 | 20358.9032 | 21179.0998 | 21447.7284 | 77565.0955 | 77939.7287 | 73662.5914 | 79242.0771 | 72789.0917 | 74017.5458 | 70265.5507
NSW | Solar | 0 | 0 | 0 | 0 | 0 | 0 | 0 | 0 | 0 | 0 | 0 | 0 | 0 | 0 | 0 | 0 | 0 | 0 | 0 | 0 | 0
Total |  | 228826.4391 | 223584.3827 | 210174.933 | 207188.0559 | 197975.5845 | 191314.563 | 197825.7527 | 199252.8179 | 194729.0744 | 214309.8696 | 206082.6048 | 231632.9361 | 235319.4142 | 237247.6915 | 254763.3864 | 266220.4624 | 311099.6874 | 308026.4792 | 324934.1574 | 336193.0394 | 344434.3897
Region | Technology | 2022 | 2023 | 2024 | 2025 | 2026 | 2027 | 2028 | 2029 | 2030 | 2031 | 2032 | 2033 | 2034 | 2035 | 2036 | 2037 | 2038 | 2039 | 2040 | 2041 | 2042
QLD | Black Coal | 216764.8299 | 210995.0884 | 228280.285 | 225651.3073 | 217690.7559 | 210353.8239 | 202144.261 | 182063.0697 | 180045.9115 | 178704.0816 | 179916.8708 | 180549.3097 | 184255.1771 | 185592.7497 | 166181.1428 | 151682.5757 | 125017.5547 | 125879.5934 | 125838.6074 | 125997.3453 | 126107.3272
QLD | Brown Coal | 0 | 0 | 0 | 0 | 0 | 0 | 0 | 0 | 0 | 0 | 0 | 0 | 0 | 0 | 0 | 0 | 0 | 0 | 0 | 0 | 0
QLD | CCGT | 8811.4894 | 8811.4894 | 10084.4381 | 9582.4811 | 9582.4811 | 9582.4811 | 9608.7344 | 9228.8302 | 9228.8302 | 9228.8302 | 9254.1147 | 15885.5798 | 15269.4317 | 14682.618 | 24728.0302 | 33150.6868 | 55157.3733 | 58725.0342 | 52779.4585 | 52183.2609 | 52503.3358
QLD | Peaking Gas+Liquids | 31.2478 | 6.9256 | 42.2283 | 182.692 | 111.4216 | 13.2525 | 2.5826 | 183.9459 | 100.2159 | 241.3146 | 40.9734 | 2108.3041 | 1319.603 | 1295.3155 | 3410.42 | 6595.0248 | 27552.9223 | 35354.0134 | 37348.5895 | 37570.6113 | 41339.3075
QLD | Hydro | 5001.3709 | 4981.157 | 4960.9431 | 4940.7292 | 4920.5153 | 4900.3014 | 4880.0875 | 4859.8735 | 4839.6596 | 4819.4457 | 4799.2318 | 4779.0179 | 4758.804 | 4738.5901 | 4718.3762 | 4698.1623 | 1762.4792 | 1754.8633 | 1747.2474 | 1739.6316 | 1732.0157
QLD | Dispatchable Storage | 98.2642 | 141.0211 | 200.2129 | 402.3514 | 276.8996 | 1176.855 | 4835.751 | 3403.7398 | 6321.2499 | 6190.9213 | 6492.2095 | 8270.3508 | 8268.8887 | 7418.0096 | 6875.6777 | 5675.5752 | 3426.3306 | 2152.0911 | 2868.7692 | 2950.0123 | 2910.3867
QLD | Wind | 6251.3884 | 11815.9818 | 11509.6507 | 11362.5825 | 17074.6074 | 21664.6273 | 20462.1868 | 33770.8174 | 34723.9852 | 34263.3185 | 33054.9859 | 33683.2854 | 33035.3321 | 33001.8003 | 39364.4804 | 43129.0269 | 41463.4705 | 41224.3839 | 41332.6472 | 41880.3523 | 39919.325
QLD | Solar | 0 | 0 | 0 | 0 | 0 | 0 | 0 | 0 | 0 | 0 | 0 | 0 | 0 | 0 | 0 | 0 | 0 | 0 | 0 | 0 | 0
Total |  | 236958.5907 | 236751.6633 | 255077.758 | 252122.1435 | 249656.6809 | 247691.3411 | 241933.6033 | 233510.2765 | 235259.8523 | 233447.912 | 233558.3862 | 245275.8478 | 246907.2366 | 246729.0834 | 245278.1272 | 244931.0516 | 254380.1307 | 265089.9793 | 261915.3194 | 262321.2137 | 264511.6979
Region | Technology | 2022 | 2023 | 2024 | 2025 | 2026 | 2027 | 2028 | 2029 | 2030 | 2031 | 2032 | 2033 | 2034 | 2035 | 2036 | 2037 | 2038 | 2039 | 2040 | 2041 | 2042
VIC | Black Coal | 0 | 0 | 0 | 0 | 0 | 0 | 0 | 0 | 0 | 0 | 0 | 0 | 0 | 0 | 0 | 0 | 0 | 0 | 0 | 0 | 0
VIC | Brown Coal | 136716.4191 | 142269.7675 | 141732.2953 | 138291.9975 | 135032.9605 | 128004.2108 | 134951.6463 | 124016.8298 | 121016.9979 | 113333.7256 | 97073.055 | 94805.1408 | 92263.8803 | 87408.0227 | 87180.1243 | 87617.8141 | 94027.3583 | 89626.7533 | 94883.8462 | 97387.0262 | 89112.1647
VIC | CCGT | 75.8647 | 35.2776 | 32.8856 | 42.3541 | 47.1838 | 25.3462 | 26.2916 | 21.8237 | 36.9673 | 80.4067 | 109.4334 | 3405.3899 | 3128.3792 | 2329.7035 | 1704.3704 | 1142.0559 | 4596.2533 | 3736.9837 | 0 | 0 | 0
VIC | Peaking Gas+Liquids | 328.8107 | 167.8503 | 112.1259 | 90.9523 | 248.3266 | 84.4987 | 95.346 | 126.213 | 215.6095 | 239.4778 | 416.0019 | 1865.1091 | 1201.9506 | 2059.1303 | 2330.2759 | 2457.1183 | 23013.1275 | 5329.1093 | 18197.102 | 37560.1483 | 21533.2929
VIC | Hydro | 22716.2466 | 21016.7344 | 19881.5959 | 24998.4347 | 19338.8321 | 22257.1883 | 13454.1368 | 27117.9041 | 25453.3923 | 20013.6116 | 21803.5548 | 20163.8594 | 19061.3553 | 23975.6785 | 18550.647 | 21339.0716 | 12890.4275 | 25989.9758 | 24411.7285 | 19174.1927 | 20880.0133
VIC | Dispatchable Storage | 0 | 0 | 0 | 0 | 0 | 0 | 0 | 0 | 0 | 0 | 0 | 0 | 0 | 0 | 0 | 0 | 0 | 0 | 0 | 0 | 0
VIC | Wind | 35599.6627 | 34049.9015 | 34146.7941 | 35033.8254 | 38514.5322 | 40836.9912 | 42442.676 | 45695.182 | 50913.013 | 49898.4589 | 56163.7549 | 49964.0179 | 47509.037 | 49500.6896 | 52183.5673 | 51317.2938 | 53826.2754 | 55609.1132 | 57862.1582 | 53987.2487 | 60750.3039
VIC | Solar | 0 | 0 | 0 | 0 | 0 | 0 | 0 | 0 | 0 | 0 | 0 | 0 | 0 | 0 | 0 | 0 | 0 | 0 | 0 | 0 | 0
Total |  | 195437.0038 | 197539.5312 | 195905.6968 | 198457.5641 | 193181.8353 | 191208.2352 | 190970.0966 | 196977.9526 | 197635.98 | 183565.6805 | 175565.8 | 170203.5171 | 163164.6023 | 165273.2247 | 161948.9848 | 163873.3537 | 188353.4419 | 180291.9352 | 195354.8349 | 208108.6159 | 192275.7748
Region | Technology | 2022 | 2023 | 2024 | 2025 | 2026 | 2027 | 2028 | 2029 | 2030 | 2031 | 2032 | 2033 | 2034 | 2035 | 2036 | 2037 | 2038 | 2039 | 2040 | 2041 | 2042
SA | Black Coal | 0 | 0 | 0 | 0 | 0 | 0 | 0 | 0 | 0 | 0 | 0 | 0 | 0 | 0 | 0 | 0 | 0 | 0 | 0 | 0 | 0
SA | Brown Coal | 0 | 0 | 0 | 0 | 0 | 0 | 0 | 0 | 0 | 0 | 0 | 0 | 0 | 0 | 0 | 0 | 0 | 0 | 0 | 0 | 0
SA | CCGT | 10387.2272 | 10568.1695 | 7508.8265 | 8435.4963 | 7092.2825 | 6802.8803 | 7747.1716 | 8292.5488 | 7799.6265 | 7229.9855 | 5983.786 | 20853.9254 | 20793.7567 | 17788.6002 | 14352.736 | 15188.9117 | 0 | 0 | 0 | 0 | 0
SA | Peaking Gas+Liquids | 728.7932 | 870.2463 | 1417.6097 | 1558.1352 | 1429.0417 | 1253.1616 | 1465.8039 | 1582.9422 | 1486.1355 | 1485.204 | 1217.8834 | 8900.4868 | 8844.4285 | 7991.6248 | 8738.152 | 9015.4764 | 27846.388 | 20915.3714 | 21203.4101 | 33315.9971 | 22386.9967
SA | Hydro | 0 | 0 | 0 | 0 | 0 | 0 | 0 | 0 | 0 | 0 | 0 | 0 | 0 | 0 | 0 | 0 | 0 | 0 | 0 | 0 | 0
SA | Dispatchable Storage | 0 | 0 | 0 | 0 | 0 | 0 | 0 | 0 | 0 | 0 | 0 | 0 | 0 | 0 | 0 | 0 | 0 | 0 | 0 | 0 | 0
SA | Wind | 18589.112 | 16548.6821 | 17038.1786 | 16495.7099 | 18067.5249 | 17700.5856 | 16405.2754 | 16392.8182 | 16322.4976 | 15808.1971 | 16810.9191 | 15501.9617 | 14057.1 | 13383.0602 | 15417.6589 | 14772.7657 | 12978.5193 | 13347.8828 | 13361.7732 | 12977.0108 | 13924.4652
SA | Solar | 0 | 0 | 0 | 0 | 0 | 0 | 0 | 0 | 0 | 0 | 0 | 0 | 0 | 0 | 0 | 0 | 0 | 0 | 0 | 0 | 0
Total |  | 29705.1324 | 27987.0979 | 25964.6148 | 26489.3414 | 26588.849 | 25756.6275 | 25618.2509 | 26268.3091 | 25608.2596 | 24523.3867 | 24012.5885 | 45256.3739 | 43695.2852 | 39163.2852 | 38508.5469 | 38977.1537 | 40824.9073 | 34263.2542 | 34565.1833 | 46293.0079 | 36311.4618
Region | Technology | 2022 | 2023 | 2024 | 2025 | 2026 | 2027 | 2028 | 2029 | 2030 | 2031 | 2032 | 2033 | 2034 | 2035 | 2036 | 2037 | 2038 | 2039 | 2040 | 2041 | 2042
TAS | Black Coal | 0 | 0 | 0 | 0 | 0 | 0 | 0 | 0 | 0 | 0 | 0 | 0 | 0 | 0 | 0 | 0 | 0 | 0 | 0 | 0 | 0
TAS | Brown Coal | 0 | 0 | 0 | 0 | 0 | 0 | 0 | 0 | 0 | 0 | 0 | 0 | 0 | 0 | 0 | 0 | 0 | 0 | 0 | 0 | 0
TAS | CCGT | 0 | 0 | 0 | 0 | 0 | 0 | 0 | 0 | 0 | 0 | 0 | 0 | 0 | 0 | 0 | 0 | 0 | 0 | 0 | 0 | 0
TAS | Peaking Gas+Liquids | 0 | 0 | 0 | 0 | 0 | 0 | 0 | 0 | 0 | 0 | 0 | 0 | 0 | 0 | 0 | 0 | 0 | 0 | 0 | 0 | 0
TAS | Hydro | 73009.7903 | 56399.389 | 56804.3105 | 66764.2804 | 62812.3979 | 71700.844 | 42479.5207 | 68986.2183 | 61408.4405 | 49453.1095 | 68481.0878 | 54597.1333 | 53169.5998 | 60059.7219 | 58902.3037 | 62594.1864 | 41738.2374 | 65494.7732 | 60143.5246 | 48451.9854 | 63344.9646
TAS | VPP Battery | 0 | 0 | 0 | 0 | 0 | 0 | 0 | 0 | 0 | 0 | 0 | 0 | 0 | 0 | 0 | 0 | 0 | 0 | 0 | 0 | 0
TAS | Wind | 5758.7134 | 5553.724 | 5283.108 | 5741.3387 | 5944.0924 | 5924.8184 | 6453.1464 | 6375.9502 | 6265.0371 | 6310.1501 | 6776.2948 | 11312.4149 | 10629.2026 | 11411.0669 | 11664.2078 | 11892.1798 | 11222.1321 | 11193.8982 | 11145.7568 | 11835.9045 | 12523.0092
TAS | Solar | 0 | 0 | 0 | 0 | 0 | 0 | 0 | 0 | 0 | 0 | 0 | 0 | 0 | 0 | 0 | 0 | 0 | 0 | 0 | 0 | 0
Total |  | 78768.5037 | 61953.113 | 62087.4185 | 72505.6191 | 68756.4903 | 77625.6624 | 48932.6671 | 75362.1686 | 67673.4776 | 55763.2596 | 75257.3826 | 65909.5482 | 63798.8024 | 71470.7888 | 70566.5115 | 74486.3662 | 52960.3695 | 76688.6714 | 71289.2814 | 60287.8899 | 75867.9738

## VOMCost_2
VOM cost by technology ($000s) - Central (DP3)
Real June 2019 dollars. Years are financial year ending. Some rounding errors may be present.
Region | Technology | 2022 | 2023 | 2024 | 2025 | 2026 | 2027 | 2028 | 2029 | 2030 | 2031 | 2032 | 2033 | 2034 | 2035 | 2036 | 2037 | 2038 | 2039 | 2040 | 2041 | 2042
NEM | Black Coal | 417047.8228 | 404687.1055 | 407226.4426 | 392478.035 | 379450.8055 | 359405.1649 | 376695.1635 | 331605.8004 | 330223.947 | 355519.2643 | 341211.1574 | 305807.4771 | 313117.3854 | 306703.3178 | 202056.7555 | 179737.0691 | 143364.699 | 147158.3189 | 149990.1401 | 145911.2678 | 142203.9772
NEM | Brown Coal | 136716.1378 | 143903.5866 | 143425.543 | 146218.4056 | 145545.3284 | 140884.2261 | 143327.1524 | 138230.4668 | 129176.8327 | 120728.77 | 106736.3172 | 94439.5227 | 95895.1021 | 93477.7886 | 98972.3024 | 97586.7731 | 95068.256 | 97235.959 | 98601.554 | 96555.7295 | 96022.5482
NEM | CCGT | 19534.4065 | 19675.1944 | 18408.9581 | 13983.9026 | 13989.6142 | 13975.8874 | 14014.7369 | 13604.2534 | 13612.3494 | 13615.4287 | 13652.756 | 20291.5066 | 17588.4423 | 13628.926 | 27866.2191 | 19887.5643 | 43094.8054 | 23533.8392 | 25364.1935 | 37605.4214 | 19408.6435
NEM | Peaking Gas+Liquids | 1227.5737 | 1054.7854 | 1743.2072 | 608.4816 | 321.2243 | 100.7079 | 101.0817 | 328.1161 | 400.2452 | 369.1897 | 496.6265 | 1900.5626 | 902.7384 | 1101.7073 | 2479.9111 | 2474.5481 | 18030.9787 | 6280.856 | 4471.1095 | 13623.0803 | 2667.0861
NEM | Hydro | 116797.9251 | 96617.453 | 95805.0571 | 119656.22 | 100942.6776 | 118439.8452 | 68329.5084 | 127155.6908 | 114699.6 | 89413.1418 | 115478.8914 | 118148.4432 | 115516.9759 | 126759.6041 | 117628.149 | 131840.3283 | 85436.8514 | 137953.8016 | 125624.9171 | 102124.7975 | 124978.4305
NEM | Dispatchable Storage | 164.5363 | 230.6508 | 284.7293 | 1084.6507 | 372.7213 | 1463.8187 | 5063.9939 | 3629.6554 | 5237.0791 | 5575.8514 | 5120.4774 | 15049.5181 | 13959.1462 | 9580.3221 | 12402.9492 | 11640.9666 | 12983.0579 | 8733.5485 | 9885.6461 | 10718.1371 | 10515.4087
NEM | Wind | 78206.9861 | 82014.6749 | 82437.1657 | 84006.2222 | 96335.1132 | 102927.0379 | 101584.3585 | 118652.4767 | 127895.5338 | 126276.8599 | 134004.8576 | 141304.4669 | 141105.1007 | 143306.8775 | 189885.9578 | 205692.0506 | 234645.3108 | 242133.3278 | 238293.2791 | 235144.474 | 238090.2028
NEM | Solar | 0 | 0 | 0 | 0 | 0 | 0 | 0 | 0 | 0 | 0 | 0 | 0 | 0 | 0 | 0 | 0 | 0 | 0 | 0 | 0 | 0
Total |  | 769695.3884 | 748183.4507 | 749331.103 | 758035.9178 | 736957.4845 | 737196.688 | 709115.9953 | 733206.4596 | 721245.5873 | 711498.5058 | 716701.0835 | 696941.4972 | 698084.891 | 694558.5434 | 651292.2441 | 648859.3001 | 632623.9592 | 663029.6511 | 652230.8394 | 641682.9077 | 633886.297
Region | Technology | 2022 | 2023 | 2024 | 2025 | 2026 | 2027 | 2028 | 2029 | 2030 | 2031 | 2032 | 2033 | 2034 | 2035 | 2036 | 2037 | 2038 | 2039 | 2040 | 2041 | 2042
NSW | Black Coal | 200282.9929 | 194983.04 | 180568.6751 | 169975.0114 | 165917.5057 | 155456.0081 | 178012.2737 | 153162.646 | 153745.7413 | 176038.7499 | 163655.6476 | 111985.53 | 113303.9063 | 109803.4871 | 36322.4538 | 36519.8048 | 35904.1015 | 36221.1875 | 37219.5648 | 36422.1587 | 34322.6372
NSW | Brown Coal | 0 | 0 | 0 | 0 | 0 | 0 | 0 | 0 | 0 | 0 | 0 | 0 | 0 | 0 | 0 | 0 | 0 | 0 | 0 | 0 | 0
NSW | CCGT | 259.8251 | 259.8251 | 781.6109 | 490.7808 | 490.7808 | 490.7808 | 492.1254 | 490.7808 | 490.7808 | 490.7808 | 492.1254 | 1624.4654 | 556.7474 | 490.7808 | 5680.0255 | 2278.7734 | 12809.0085 | 5560.3318 | 6370.1139 | 12214.3733 | 4478.2614
NSW | Peaking Gas+Liquids | 138.7221 | 10.0114 | 172.1542 | 264.4907 | 0.87762 | 0 | 0 | 6.1434 | 81.8093 | 25.5584 | 155.554 | 396.4031 | 163.3053 | 245.0506 | 507.4149 | 858.886 | 3801.7093 | 1568.5971 | 874.3848 | 2408.5569 | 396.2812
NSW | Hydro | 16070.5172 | 14220.1725 | 14072.428 | 22098.7932 | 14038.0136 | 17619.8034 | 7515.7635 | 26081.4323 | 22917.0477 | 15102.7971 | 17192.6483 | 37991.9694 | 36624.4923 | 34142.2262 | 32901.4177 | 34553.6897 | 29043.4813 | 42369.8131 | 39156.6065 | 32577.5235 | 34645.8981
NSW | Dispatchable Storage | 66.2721 | 73.4736 | 84.5165 | 449.461 | 90.5951 | 335.0172 | 222.9984 | 112.8883 | 88.6256 | 336.4812 | 292.0624 | 6352.7758 | 5637.6868 | 3510.518 | 5365.0138 | 4998.8403 | 5825.4973 | 3951.8868 | 4369.6871 | 4875.9483 | 4837.2993
NSW | Wind | 12008.1097 | 13843.758 | 14260.7267 | 14354.4282 | 15037.5432 | 14510.3101 | 13595.8011 | 14410.6252 | 13753.5376 | 14330.7077 | 14524.4392 | 22682.7045 | 25714.7188 | 25719.638 | 47765.3121 | 47416.9693 | 54186.118 | 60239.7537 | 55917.646 | 53978.5602 | 50052.9927
NSW | Solar | 0 | 0 | 0 | 0 | 0 | 0 | 0 | 0 | 0 | 0 | 0 | 0 | 0 | 0 | 0 | 0 | 0 | 0 | 0 | 0 | 0
Total |  | 228826.439 | 223390.2806 | 209940.1114 | 207632.9652 | 195575.3161 | 188411.9196 | 199838.9619 | 194264.5159 | 191077.5423 | 206325.0751 | 196312.4767 | 181033.8482 | 182000.8569 | 173911.7007 | 128541.6378 | 126626.9636 | 141569.9159 | 149911.5699 | 143908.0031 | 142477.1209 | 128733.3698
Region | Technology | 2022 | 2023 | 2024 | 2025 | 2026 | 2027 | 2028 | 2029 | 2030 | 2031 | 2032 | 2033 | 2034 | 2035 | 2036 | 2037 | 2038 | 2039 | 2040 | 2041 | 2042
QLD | Black Coal | 216764.8299 | 209704.0655 | 226657.7676 | 222503.0236 | 213533.2998 | 203949.1568 | 198682.8898 | 178443.1545 | 176478.2057 | 179480.5144 | 177555.5098 | 193821.9471 | 199813.4791 | 196899.8307 | 165734.3017 | 143217.2643 | 107460.5974 | 110937.1315 | 112770.5753 | 109489.1091 | 107881.3401
QLD | Brown Coal | 0 | 0 | 0 | 0 | 0 | 0 | 0 | 0 | 0 | 0 | 0 | 0 | 0 | 0 | 0 | 0 | 0 | 0 | 0 | 0 | 0
QLD | CCGT | 8811.4894 | 8811.4894 | 10084.4381 | 9804.7365 | 9804.7365 | 9804.7365 | 9831.5988 | 9425.8249 | 9425.8249 | 9425.8249 | 9451.6491 | 12122.6837 | 11522.5271 | 9425.8249 | 14645.0185 | 13480.5189 | 29253.0728 | 17715.5392 | 18994.0795 | 25391.0481 | 14930.3821
QLD | Peaking Gas+Liquids | 31.2478 | 6.9256 | 38.0189 | 167.0843 | 24.1298 | 5.4224 | 1.3725 | 175.7069 | 76.8541 | 129.1537 | 18.0921 | 216.6375 | 111.1331 | 217.2254 | 244.4056 | 360.5745 | 1876.3437 | 1326.776 | 401.1214 | 1586.1473 | 184.7182
QLD | Hydro | 5001.3709 | 4981.157 | 4960.9431 | 4940.7292 | 4920.5153 | 4900.3014 | 4880.0875 | 4859.8735 | 4839.6596 | 4819.4457 | 4799.2318 | 4779.0179 | 4758.804 | 4738.5901 | 4718.3762 | 4698.1623 | 1762.4792 | 1754.8633 | 1747.2474 | 1739.6316 | 1732.0157
QLD | Dispatchable Storage | 98.2642 | 157.1773 | 200.2129 | 635.1897 | 282.1262 | 1128.8015 | 4840.9956 | 3516.7671 | 5148.4535 | 5239.3702 | 4828.4151 | 8696.7423 | 8321.4594 | 6069.804 | 7037.9353 | 6642.1262 | 7157.5606 | 4781.6617 | 5515.959 | 5842.1887 | 5678.1095
QLD | Wind | 6251.3884 | 11815.9818 | 11509.6507 | 11353.6115 | 17074.6074 | 21664.6273 | 20469.6086 | 33379.4915 | 37937.3564 | 37394.5777 | 36417.3398 | 37491.1743 | 36524.7654 | 36896.6989 | 52078.1374 | 69744.579 | 84100.7121 | 85167.8679 | 86161.5781 | 86596.2103 | 83577.5435
QLD | Solar | 0 | 0 | 0 | 0 | 0 | 0 | 0 | 0 | 0 | 0 | 0 | 0 | 0 | 0 | 0 | 0 | 0 | 0 | 0 | 0 | 0
Total |  | 236958.5907 | 235476.7966 | 253451.0313 | 249404.3748 | 245639.4149 | 241453.0458 | 238706.5528 | 229800.8184 | 233906.3542 | 236488.8866 | 233070.2376 | 257128.2028 | 261052.168 | 254247.974 | 244458.1747 | 238143.2251 | 231610.7658 | 221683.8395 | 225590.5607 | 230644.3351 | 213984.1091
Region | Technology | 2022 | 2023 | 2024 | 2025 | 2026 | 2027 | 2028 | 2029 | 2030 | 2031 | 2032 | 2033 | 2034 | 2035 | 2036 | 2037 | 2038 | 2039 | 2040 | 2041 | 2042
VIC | Black Coal | 0 | 0 | 0 | 0 | 0 | 0 | 0 | 0 | 0 | 0 | 0 | 0 | 0 | 0 | 0 | 0 | 0 | 0 | 0 | 0 | 0
VIC | Brown Coal | 136716.1378 | 143903.5866 | 143425.543 | 146218.4056 | 145545.3284 | 140884.2261 | 143327.1524 | 138230.4668 | 129176.8327 | 120728.77 | 106736.3172 | 94439.5227 | 95895.1021 | 93477.7886 | 98972.3024 | 97586.7731 | 95068.256 | 97235.959 | 98601.554 | 96555.7295 | 96022.5482
VIC | CCGT | 75.8647 | 35.2635 | 33.2831 | 18.1819 | 23.8935 | 10.1667 | 10.7539 | 17.4443 | 25.5403 | 28.6196 | 28.7228 | 60.6235 | 30.3102 | 42.1169 | 123.5602 | 105.3326 | 1032.7241 | 257.9683 | 0 | 0 | 0
VIC | Peaking Gas+Liquids | 328.8107 | 167.7309 | 111.9954 | 91.0678 | 182.1106 | 43.8854 | 44.9393 | 80.8331 | 137.3727 | 100.487 | 200.6855 | 321.9683 | 60.2758 | 115.8973 | 501.3295 | 451.1529 | 4285.1306 | 1334.2265 | 1003.9666 | 2549.7198 | 623.9953
VIC | Hydro | 22716.2466 | 21016.7344 | 19881.5959 | 24998.4347 | 19338.8321 | 22257.1883 | 13454.1368 | 27117.9041 | 25453.3923 | 20013.6116 | 21803.5548 | 20163.8594 | 19061.3553 | 23975.6785 | 18550.647 | 21339.0716 | 12890.4275 | 25989.9758 | 24411.7285 | 19174.1927 | 20880.0133
VIC | Dispatchable Storage | 0 | 0 | 0 | 0 | 0 | 0 | 0 | 0 | 0 | 0 | 0 | 0 | 0 | 0 | 0 | 0 | 0 | 0 | 0 | 0 | 0
VIC | Wind | 35599.6627 | 34195.4437 | 34305.693 | 35640.6451 | 39817.1936 | 42645.6036 | 44488.7029 | 47872.2127 | 53508.669 | 52022.2228 | 58818.4094 | 50201.1115 | 49751.9593 | 51261.5072 | 54298.817 | 53401.2499 | 50128.5738 | 49179.2954 | 51126.8739 | 49572.3374 | 55775.3755
VIC | Solar | 0 | 0 | 0 | 0 | 0 | 0 | 0 | 0 | 0 | 0 | 0 | 0 | 0 | 0 | 0 | 0 | 0 | 0 | 0 | 0 | 0
Total |  | 195436.7225 | 199318.759 | 197758.1104 | 206966.7351 | 204907.3582 | 205841.0701 | 201325.6852 | 213318.8609 | 208301.8069 | 192893.7111 | 187587.6897 | 165187.0855 | 164799.0026 | 168872.9885 | 172446.656 | 172883.5802 | 163405.1121 | 173997.4249 | 175144.123 | 167851.9794 | 173301.9323
Region | Technology | 2022 | 2023 | 2024 | 2025 | 2026 | 2027 | 2028 | 2029 | 2030 | 2031 | 2032 | 2033 | 2034 | 2035 | 2036 | 2037 | 2038 | 2039 | 2040 | 2041 | 2042
SA | Black Coal | 0 | 0 | 0 | 0 | 0 | 0 | 0 | 0 | 0 | 0 | 0 | 0 | 0 | 0 | 0 | 0 | 0 | 0 | 0 | 0 | 0
SA | Brown Coal | 0 | 0 | 0 | 0 | 0 | 0 | 0 | 0 | 0 | 0 | 0 | 0 | 0 | 0 | 0 | 0 | 0 | 0 | 0 | 0 | 0
SA | CCGT | 10387.2272 | 10568.6164 | 7509.626 | 3670.2035 | 3670.2035 | 3670.2035 | 3680.2588 | 3670.2035 | 3670.2035 | 3670.2035 | 3680.2588 | 6483.734 | 5478.8576 | 3670.2035 | 7417.6149 | 4022.9394 | 0 | 0 | 0 | 0 | 0
SA | Peaking Gas+Liquids | 728.7932 | 870.1175 | 1421.0386 | 85.8389 | 114.1062 | 51.4 | 54.7699 | 65.4328 | 104.2092 | 113.9906 | 122.2949 | 962.806 | 568.0242 | 523.534 | 1224.256 | 803.9347 | 8042.8674 | 2029.089 | 2191.6368 | 7074.6339 | 1462.0914
SA | Hydro | 0 | 0 | 0 | 0 | 0 | 0 | 0 | 0 | 0 | 0 | 0 | 0 | 0 | 0 | 0 | 0 | 0 | 0 | 0 | 0 | 0
SA | Dispatchable Storage | 0 | 0 | 0 | 0 | 0 | 0 | 0 | 0 | 0 | 0 | 0 | 0 | 0 | 0 | 0 | 0 | 0 | 0 | 0 | 0 | 0
SA | Wind | 18589.112 | 16605.7675 | 17077.9872 | 16916.1987 | 18461.6767 | 18181.6643 | 16919.3507 | 16950.2879 | 16768.6797 | 16557.4558 | 17944.7284 | 15445.5931 | 14200.4815 | 13608.6487 | 18430.6434 | 17389.4234 | 26495.7424 | 27097.9603 | 25076.3839 | 25461.585 | 28133.6148
SA | Solar | 0 | 0 | 0 | 0 | 0 | 0 | 0 | 0 | 0 | 0 | 0 | 0 | 0 | 0 | 0 | 0 | 0 | 0 | 0 | 0 | 0
Total |  | 29705.1324 | 28044.5014 | 26008.6518 | 20672.2411 | 22245.9864 | 21903.2678 | 20654.3795 | 20685.9241 | 20543.0923 | 20341.6499 | 21747.2821 | 22892.1331 | 20247.3633 | 17802.3862 | 27072.5144 | 22216.2976 | 34538.6098 | 29127.0492 | 27268.0206 | 32536.2189 | 29595.7061
Region | Technology | 2022 | 2023 | 2024 | 2025 | 2026 | 2027 | 2028 | 2029 | 2030 | 2031 | 2032 | 2033 | 2034 | 2035 | 2036 | 2037 | 2038 | 2039 | 2040 | 2041 | 2042
TAS | Black Coal | 0 | 0 | 0 | 0 | 0 | 0 | 0 | 0 | 0 | 0 | 0 | 0 | 0 | 0 | 0 | 0 | 0 | 0 | 0 | 0 | 0
TAS | Brown Coal | 0 | 0 | 0 | 0 | 0 | 0 | 0 | 0 | 0 | 0 | 0 | 0 | 0 | 0 | 0 | 0 | 0 | 0 | 0 | 0 | 0
TAS | CCGT | 0 | 0 | 0 | 0 | 0 | 0 | 0 | 0 | 0 | 0 | 0 | 0 | 0 | 0 | 0 | 0 | 0 | 0 | 0 | 0 | 0
TAS | Peaking Gas+Liquids | 0 | 0 | 0 | 0 | 0 | 0 | 0 | 0 | 0 | 0 | 0 | 2.7476 | 0 | 0 | 2.5052 | 0 | 24.9277 | 22.1675 | 0 | 4.0225 | 0
TAS | Hydro | 73009.7903 | 56399.389 | 56890.0901 | 67618.2629 | 62645.3166 | 73662.5521 | 42479.5207 | 69096.4809 | 61489.5004 | 49477.2873 | 71683.4564 | 55213.5964 | 55072.3244 | 63903.1093 | 61457.7081 | 71249.4048 | 41740.4634 | 67839.1494 | 60309.3347 | 48633.4498 | 67720.5034
TAS | VPP Battery | 0 | 0 | 0 | 0 | 0 | 0 | 0 | 0 | 0 | 0 | 0 | 0 | 0 | 0 | 0 | 0 | 0 | 0 | 0 | 0 | 0
TAS | Wind | 5758.7134 | 5553.724 | 5283.108 | 5741.3387 | 5944.0924 | 5924.8326 | 6110.8952 | 6039.8594 | 5927.2911 | 5971.8958 | 6299.9409 | 15483.8836 | 14913.1758 | 15820.3847 | 17313.0479 | 17739.8289 | 19734.1645 | 20448.4506 | 20010.7973 | 19535.7811 | 20550.6762
TAS | Solar | 0 | 0 | 0 | 0 | 0 | 0 | 0 | 0 | 0 | 0 | 0 | 0 | 0 | 0 | 0 | 0 | 0 | 0 | 0 | 0 | 0
Total |  | 78768.5037 | 61953.113 | 62173.1981 | 73359.6016 | 68589.4089 | 79587.3847 | 48590.4159 | 75136.3403 | 67416.7915 | 55449.1832 | 77983.3973 | 70700.2276 | 69985.5002 | 79723.494 | 78773.2612 | 88989.2336 | 61499.5556 | 88309.7675 | 80320.132 | 68173.2534 | 88271.1796

## FOMCost_1
FOM cost by technology ($000s) - Central (Counterfactual)
Real June 2019 dollars. Years are financial year ending. Some rounding errors may be present.
Region | Technology | 2022 | 2023 | 2024 | 2025 | 2026 | 2027 | 2028 | 2029 | 2030 | 2031 | 2032 | 2033 | 2034 | 2035 | 2036 | 2037 | 2038 | 2039 | 2040 | 2041 | 2042
NEM | Black Coal | 1770652.2638 | 1521608.2889 | 888089.7748 | 2569565.9549 | 1419026.1319 | 1057101.3531 | 888089.7748 | 847828.3 | 776482.3 | 1421089.3797 | 1567093.1789 | 1177039.5389 | 620818.3 | 620818.3 | 382963.6488 | 344082.3 | 281924.8 | 281924.8 | 282697.1967 | 926531.8797 | 281924.8
NEM | Brown Coal | 685241 | 685241 | 687118.3726 | 685241 | 685241 | 1127170.2035 | 1531376.416 | 685241 | 631467 | 577693 | 521502.8712 | 462463 | 462463 | 462463 | 463730.0219 | 904392.2035 | 1304414.3274 | 462463 | 463730.0219 | 462463 | 462463
NEM | CCGT | 98720.8177 | 91542.753 | 89867.6931 | 89622.153 | 89622.153 | 89622.153 | 89867.6931 | 85514.203 | 85514.203 | 85514.203 | 85748.4885 | 85514.203 | 85514.203 | 85514.203 | 47339.546 | 47210.203 | 41565.773 | 41565.773 | 16139.7928 | 16095.695 | 16095.695
NEM | Peaking Gas+Liquids | 102587.4673 | 102587.4673 | 102868.5289 | 103933.9187 | 103933.9187 | 103933.9187 | 104218.6692 | 105240.1797 | 111210.4199 | 105423.1949 | 105712.0256 | 112986.0998 | 105996.0398 | 105213.6304 | 108164.7835 | 113146.2496 | 117414.0094 | 119919.1261 | 114339.4053 | 112211.4026 | 115609.3817
NEM | Hydro | 408726.67 | 408726.67 | 409846.4691 | 408726.67 | 408726.67 | 408726.67 | 409846.4691 | 408726.67 | 408726.67 | 408726.67 | 409846.4691 | 408726.67 | 408726.67 | 408726.67 | 409846.4691 | 408726.67 | 403613.518 | 403613.518 | 404719.3085 | 403613.518 | 403613.518
NEM | Dispatchable Storage | 50293.5 | 50467.482 | 50605.7491 | 62915.5732 | 88034.1964 | 88034.1964 | 88275.386 | 88034.1964 | 88034.1964 | 89614.865 | 94259.6707 | 100165.83 | 104275.4068 | 112022.2617 | 136157.6792 | 141504.4792 | 156396.9589 | 159247.9169 | 168138.1349 | 167678.7411 | 167989.2842
NEM | Wind | 412630.0856 | 455166.546 | 456413.5776 | 455166.546 | 476910.4419 | 504652.7018 | 528391.9461 | 597258.7855 | 620521.1496 | 618413.4296 | 620107.7129 | 666153.2898 | 653383.2558 | 653383.2558 | 1025356.9908 | 1319114.7966 | 1655751.1704 | 1910525.3531 | 1536216.2532 | 1323076.5397 | 912998.6881
NEM | Solar | 134511.1742 | 147596.0807 | 148000.4535 | 149107.0907 | 151524.7067 | 161758.2837 | 187309.6706 | 187752.2769 | 198250.1614 | 204623.2567 | 209337.1001 | 219345.9537 | 245935.3287 | 245935.3287 | 346402.2799 | 245935.3287 | 302725.2863 | 375433.1464 | 246609.1241 | 245935.3287 | 245935.3287
Total |  | 3663362.9786 | 3462936.288 | 2832810.6188 | 4524278.9065 | 3423019.2186 | 3540999.4803 | 3827376.025 | 3005595.6116 | 2920206.1003 | 3511097.9988 | 3613607.5171 | 3232394.5854 | 2687112.2042 | 2694076.6496 | 2919961.4192 | 3524112.2307 | 4263805.8434 | 3754692.6335 | 3232589.2374 | 3657606.1048 | 2606629.6957
Region | Technology | 2022 | 2023 | 2024 | 2025 | 2026 | 2027 | 2028 | 2029 | 2030 | 2031 | 2032 | 2033 | 2034 | 2035 | 2036 | 2037 | 2038 | 2039 | 2040 | 2041 | 2042
NSW | Black Coal | 1047997.716 | 526176.75 | 447676.1589 | 1490320.2566 | 446453 | 446453 | 447676.1589 | 446453 | 375107 | 375107 | 880397.4132 | 219443 | 219443 | 219443 | 71541.4685 | 71346 | 71346 | 71346 | 71541.4685 | 71346 | 71346
NSW | Brown Coal | 0 | 0 | 0 | 0 | 0 | 0 | 0 | 0 | 0 | 0 | 0 | 0 | 0 | 0 | 0 | 0 | 0 | 0 | 0 | 0 | 0
NSW | CCGT | 4694.8 | 4694.8 | 4707.6625 | 4694.8 | 4694.8 | 4694.8 | 4707.6625 | 4694.8 | 4694.8 | 4694.8 | 4707.6625 | 4694.8 | 4694.8 | 4694.8 | 4707.6625 | 4694.8 | 4694.8 | 4694.8 | 4707.6625 | 4694.8 | 4694.8
NSW | Peaking Gas+Liquids | 23071.8361 | 23071.8361 | 23135.0466 | 23071.8361 | 23071.8361 | 23071.8361 | 23135.0466 | 24378.0971 | 30348.3373 | 30348.3373 | 30431.4834 | 41456.8064 | 41456.8064 | 42444.607 | 46437.5064 | 51587.6262 | 51587.6262 | 52984.4134 | 53896.7486 | 53749.4898 | 57147.4689
NSW | Hydro | 135226.3 | 135226.3 | 135596.783 | 135226.3 | 135226.3 | 135226.3 | 135596.783 | 135226.3 | 135226.3 | 135226.3 | 135596.783 | 135226.3 | 135226.3 | 135226.3 | 135596.783 | 135226.3 | 135226.3 | 135226.3 | 135596.783 | 135226.3 | 135226.3
NSW | Dispatchable Storage | 14203.2 | 14203.2 | 14242.1129 | 26651.2912 | 51445.44 | 51445.44 | 51586.3864 | 51445.44 | 51445.44 | 51445.44 | 51761.5745 | 51893.5503 | 54287.126 | 55957.2747 | 56110.5823 | 55957.2747 | 55957.2747 | 55957.2747 | 56110.5823 | 55957.2747 | 55957.2747
NSW | Wind | 75120.0572 | 84505.7581 | 84737.2807 | 84505.7581 | 84505.7581 | 84505.7581 | 84737.2807 | 84505.7581 | 84547.1048 | 84547.1048 | 84778.7407 | 113556.8428 | 113556.8428 | 113556.8428 | 359164.2699 | 433438.4688 | 1074883.5913 | 406024.9295 | 359164.2699 | 761154.1164 | 351076.2648
NSW | Solar | 47972.3469 | 54621.5244 | 54771.1724 | 54621.5244 | 54621.5244 | 56051.8613 | 59643.4466 | 59480.4864 | 59480.4864 | 59480.4864 | 59643.4466 | 59480.4864 | 59480.4864 | 59480.4864 | 59643.4466 | 59480.4864 | 75395.046 | 188978.3041 | 59643.4466 | 59480.4864 | 59480.4864
Total |  | 1348286.2562 | 842500.1686 | 764866.217 | 1819091.7664 | 800018.6586 | 801448.9955 | 807082.7648 | 806183.8816 | 740849.4685 | 740849.4685 | 1247317.1039 | 625751.7859 | 628145.3616 | 630803.3108 | 733201.7191 | 811730.956 | 1469090.6382 | 915212.0216 | 740660.9614 | 1141608.4672 | 734928.5947
Region | Technology | 2022 | 2023 | 2024 | 2025 | 2026 | 2027 | 2028 | 2029 | 2030 | 2031 | 2032 | 2033 | 2034 | 2035 | 2036 | 2037 | 2038 | 2039 | 2040 | 2041 | 2042
QLD | Black Coal | 722654.5478 | 995431.5389 | 440413.6159 | 1079245.6982 | 972573.1319 | 610648.3531 | 440413.6159 | 401375.3 | 401375.3 | 1045982.3797 | 686695.7657 | 957596.5389 | 401375.3 | 401375.3 | 311422.1803 | 272736.3 | 210578.8 | 210578.8 | 211155.7282 | 855185.8797 | 210578.8
QLD | Brown Coal | 0 | 0 | 0 | 0 | 0 | 0 | 0 | 0 | 0 | 0 | 0 | 0 | 0 | 0 | 0 | 0 | 0 | 0 | 0 | 0 | 0
QLD | CCGT | 17038.923 | 17038.923 | 17085.605 | 17038.923 | 17038.923 | 17038.923 | 17085.605 | 12930.973 | 12930.973 | 12930.973 | 12966.4003 | 12930.973 | 12930.973 | 12930.973 | 12966.4003 | 12930.973 | 12930.973 | 12930.973 | 11432.1303 | 11400.895 | 11400.895
QLD | Peaking Gas+Liquids | 28890.735 | 28890.735 | 28969.8877 | 28890.735 | 28890.735 | 28890.735 | 28969.8877 | 28890.735 | 28890.735 | 28890.735 | 28969.8877 | 28890.735 | 24472.775 | 22702.565 | 22764.7638 | 22702.565 | 24624.5586 | 25732.8882 | 25803.3893 | 25732.8882 | 25732.8882
QLD | Hydro | 9019.032 | 9019.032 | 9043.7417 | 9019.032 | 9019.032 | 9019.032 | 9043.7417 | 9019.032 | 9019.032 | 9019.032 | 9043.7417 | 9019.032 | 9019.032 | 9019.032 | 9043.7417 | 9019.032 | 3905.88 | 3905.88 | 3916.581 | 3905.88 | 3905.88
QLD | Dispatchable Storage | 33732.6 | 33906.582 | 33999.4767 | 33906.582 | 33906.582 | 33906.582 | 33999.4767 | 33906.582 | 33906.582 | 33906.582 | 33999.4767 | 33906.582 | 36069.7331 | 40622.0558 | 54385.4901 | 59955.7114 | 72037.392 | 72037.392 | 72234.7547 | 72037.392 | 72347.9351
QLD | Wind | 31002.1786 | 50577.8286 | 50716.398 | 50577.8286 | 64279.2425 | 74068.6086 | 76038.1716 | 128329.4776 | 137918.7081 | 137918.7081 | 138296.5676 | 137918.7081 | 137918.7081 | 137918.7081 | 150074.1368 | 157494.3581 | 157494.3581 | 157494.3581 | 157925.8495 | 157494.3581 | 157494.3581
QLD | Solar | 51485.1863 | 57920.9153 | 58079.6027 | 57920.9153 | 57920.9153 | 64306.5393 | 83728.677 | 84454.2915 | 94952.1759 | 94952.1759 | 95212.3189 | 94952.1759 | 94952.1759 | 94952.1759 | 195005.4746 | 94952.1759 | 135827.5739 | 94952.1759 | 95212.3189 | 94952.1759 | 94952.1759
Total |  | 893823.2026 | 1192785.5548 | 638308.3277 | 1276599.7141 | 1183628.5616 | 837878.773 | 689279.1756 | 698906.391 | 718993.5061 | 1363600.5857 | 1005184.1587 | 1275214.745 | 716738.6971 | 719520.8098 | 755662.1875 | 629791.1154 | 617399.5356 | 577632.4673 | 577680.752 | 1220709.469 | 576412.9324
Region | Technology | 2022 | 2023 | 2024 | 2025 | 2026 | 2027 | 2028 | 2029 | 2030 | 2031 | 2032 | 2033 | 2034 | 2035 | 2036 | 2037 | 2038 | 2039 | 2040 | 2041 | 2042
VIC | Black Coal | 0 | 0 | 0 | 0 | 0 | 0 | 0 | 0 | 0 | 0 | 0 | 0 | 0 | 0 | 0 | 0 | 0 | 0 | 0 | 0 | 0
VIC | Brown Coal | 685241 | 685241 | 687118.3726 | 685241 | 685241 | 1127170.2035 | 1531376.416 | 685241 | 631467 | 577693 | 521502.8712 | 462463 | 462463 | 462463 | 463730.0219 | 904392.2035 | 1304414.3274 | 462463 | 463730.0219 | 462463 | 462463
VIC | CCGT | 23940 | 23940 | 24005.589 | 23940 | 23940 | 23940 | 24005.589 | 23940 | 23940 | 23940 | 24005.589 | 23940 | 23940 | 23940 | 24005.589 | 23940 | 23940 | 23940 | 0 | 0 | 0
VIC | Peaking Gas+Liquids | 28747 | 28747 | 28825.7589 | 28747 | 28747 | 28747 | 28825.7589 | 28747 | 28747 | 28747 | 28825.7589 | 28747 | 26174.9 | 26174.9 | 26246.6121 | 26174.9 | 26174.9 | 26174.9 | 19571.1732 | 19517.7 | 19517.7
VIC | Hydro | 130551.08 | 130551.08 | 130908.7542 | 130551.08 | 130551.08 | 130551.08 | 130908.7542 | 130551.08 | 130551.08 | 130551.08 | 130908.7542 | 130551.08 | 130551.08 | 130551.08 | 130908.7542 | 130551.08 | 130551.08 | 130551.08 | 130908.7542 | 130551.08 | 130551.08
VIC | Dispatchable Storage | 609.75 | 609.75 | 611.4205 | 609.75 | 928.4033 | 928.4033 | 930.9469 | 928.4033 | 928.4033 | 928.4033 | 2310.3466 | 8194.3327 | 7747.1827 | 9474.8163 | 11821.5592 | 11789.2599 | 13563.9111 | 16414.8691 | 24913.7637 | 24845.6933 | 24845.6933
VIC | Wind | 182213.7686 | 195788.8781 | 196325.286 | 195788.8781 | 203831.3601 | 221784.254 | 240302.6427 | 257457.5509 | 275247.5026 | 275247.5026 | 276001.6053 | 275247.5026 | 272841.9526 | 272841.9526 | 273589.4648 | 272841.9526 | 303425.6486 | 973339.6489 | 475138.6986 | 286362.2577 | 286362.2577
VIC | Solar | 25184.0611 | 25184.0611 | 25253.0585 | 26695.0711 | 29112.6871 | 31530.3031 | 34040.9271 | 33947.9191 | 33947.9191 | 33947.9191 | 34040.9271 | 33947.9191 | 60537.2941 | 60537.2941 | 60703.1497 | 60537.2941 | 60537.2941 | 60537.2941 | 60703.1497 | 60537.2941 | 60537.2941
Total |  | 1076486.6597 | 1090061.7692 | 1093048.2398 | 1091572.7792 | 1102351.5305 | 1564651.2439 | 1990391.0347 | 1160812.9532 | 1124828.905 | 1071054.905 | 1017595.8524 | 963090.8344 | 984255.4094 | 985983.043 | 991005.1509 | 1430226.6901 | 1862607.1612 | 1693420.792 | 1174965.5613 | 984277.0251 | 984277.0251
Region | Technology | 2022 | 2023 | 2024 | 2025 | 2026 | 2027 | 2028 | 2029 | 2030 | 2031 | 2032 | 2033 | 2034 | 2035 | 2036 | 2037 | 2038 | 2039 | 2040 | 2041 | 2042
SA | Black Coal | 0 | 0 | 0 | 0 | 0 | 0 | 0 | 0 | 0 | 0 | 0 | 0 | 0 | 0 | 0 | 0 | 0 | 0 | 0 | 0 | 0
SA | Brown Coal | 0 | 0 | 0 | 0 | 0 | 0 | 0 | 0 | 0 | 0 | 0 | 0 | 0 | 0 | 0 | 0 | 0 | 0 | 0 | 0 | 0
SA | CCGT | 53047.0947 | 45869.03 | 44068.8367 | 43948.43 | 43948.43 | 43948.43 | 44068.8367 | 43948.43 | 43948.43 | 43948.43 | 44068.8367 | 43948.43 | 43948.43 | 43948.43 | 5659.8942 | 5644.43 | 0 | 0 | 0 | 0 | 0
SA | Peaking Gas+Liquids | 19184.7562 | 19184.7562 | 19237.3172 | 20531.2076 | 20531.2076 | 20531.2076 | 20587.4575 | 20531.2076 | 20531.2076 | 14743.9826 | 14784.3771 | 11198.4184 | 11198.4184 | 11198.4184 | 10015.3829 | 9988.0184 | 12333.7846 | 12333.7846 | 12367.5757 | 12333.7846 | 12333.7846
SA | Hydro | 0 | 0 | 0 | 0 | 0 | 0 | 0 | 0 | 0 | 0 | 0 | 0 | 0 | 0 | 0 | 0 | 0 | 0 | 0 | 0 | 0
SA | Dispatchable Storage | 1747.95 | 1747.95 | 1752.7389 | 1747.95 | 1753.7711 | 1753.7711 | 1758.576 | 1753.7711 | 1753.7711 | 3334.4397 | 6188.2728 | 6171.3649 | 6171.3649 | 5968.1149 | 13840.0476 | 13802.2333 | 14838.3811 | 14838.3811 | 14879.0342 | 14838.3811 | 14838.3811
SA | Wind | 98041.5122 | 98041.5122 | 98310.1191 | 98041.5122 | 98041.5122 | 98041.5122 | 98310.1191 | 98041.5122 | 93883.3472 | 91775.6272 | 92027.0673 | 95717.394 | 85352.91 | 85352.91 | 198696.5159 | 411627.1748 | 76234.73 | 329953.5742 | 500154.8316 | 71849.756 | 71849.756
SA | Solar | 9869.58 | 9869.58 | 9896.6199 | 9869.58 | 9869.58 | 9869.58 | 9896.6199 | 9869.58 | 9869.58 | 16242.6753 | 20440.4076 | 28456.8023 | 28456.8023 | 28456.8023 | 28534.7662 | 28456.8023 | 28456.8023 | 28456.8023 | 28534.7662 | 28456.8023 | 28456.8023
Total |  | 181890.8931 | 174712.8284 | 173265.6318 | 174138.6798 | 174144.5009 | 174144.5009 | 174621.6092 | 174144.5009 | 169986.3359 | 170045.1548 | 177508.9614 | 185492.4097 | 175127.9257 | 174924.6757 | 256746.6067 | 469518.6589 | 131863.698 | 385582.5422 | 555936.2078 | 127478.724 | 127478.724
Region | Technology | 2022 | 2023 | 2024 | 2025 | 2026 | 2027 | 2028 | 2029 | 2030 | 2031 | 2032 | 2033 | 2034 | 2035 | 2036 | 2037 | 2038 | 2039 | 2040 | 2041 | 2042
TAS | Black Coal | 0 | 0 | 0 | 0 | 0 | 0 | 0 | 0 | 0 | 0 | 0 | 0 | 0 | 0 | 0 | 0 | 0 | 0 | 0 | 0 | 0
TAS | Brown Coal | 0 | 0 | 0 | 0 | 0 | 0 | 0 | 0 | 0 | 0 | 0 | 0 | 0 | 0 | 0 | 0 | 0 | 0 | 0 | 0 | 0
TAS | CCGT | 0 | 0 | 0 | 0 | 0 | 0 | 0 | 0 | 0 | 0 | 0 | 0 | 0 | 0 | 0 | 0 | 0 | 0 | 0 | 0 | 0
TAS | Peaking Gas+Liquids | 2693.14 | 2693.14 | 2700.5185 | 2693.14 | 2693.14 | 2693.14 | 2700.5185 | 2693.14 | 2693.14 | 2693.14 | 2700.5185 | 2693.14 | 2693.14 | 2693.14 | 2700.5185 | 2693.14 | 2693.14 | 2693.14 | 2700.5185 | 877.54 | 877.54
TAS | Hydro | 133930.258 | 133930.258 | 134297.1902 | 133930.258 | 133930.258 | 133930.258 | 134297.1902 | 133930.258 | 133930.258 | 133930.258 | 134297.1902 | 133930.258 | 133930.258 | 133930.258 | 134297.1902 | 133930.258 | 133930.258 | 133930.258 | 134297.1902 | 133930.258 | 133930.258
TAS | VPP Battery | 0 | 0 | 0 | 0 | 0 | 0 | 0 | 0 | 0 | 0 | 0 | 0 | 0 | 0 | 0 | 0 | 0 | 0 | 0 | 0 | 0
TAS | Wind | 26252.569 | 26252.569 | 26324.4938 | 26252.569 | 26252.569 | 26252.569 | 29003.732 | 28924.4868 | 28924.4868 | 28924.4868 | 29003.732 | 43712.8423 | 43712.8423 | 43712.8423 | 43832.6035 | 43712.8423 | 43712.8423 | 43712.8423 | 43832.6035 | 46216.0514 | 46216.0514
TAS | Solar | 0 | 0 | 0 | 0 | 0 | 0 | 0 | 0 | 0 | 0 | 0 | 2508.57 | 2508.57 | 2508.57 | 2515.4428 | 2508.57 | 2508.57 | 2508.57 | 2515.4428 | 2508.57 | 2508.57
Total |  | 162875.967 | 162875.967 | 163322.2025 | 162875.967 | 162875.967 | 162875.967 | 166001.4407 | 165547.8848 | 165547.8848 | 165547.8848 | 166001.4407 | 182844.8103 | 182844.8103 | 182844.8103 | 183345.755 | 182844.8103 | 182844.8103 | 182844.8103 | 183345.755 | 183532.4194 | 183532.4194

## FOMCost_2
FOM cost by technology ($000s) - Central (DP3)
Real June 2019 dollars. Years are financial year ending. Some rounding errors may be present.
Region | Technology | 2022 | 2023 | 2024 | 2025 | 2026 | 2027 | 2028 | 2029 | 2030 | 2031 | 2032 | 2033 | 2034 | 2035 | 2036 | 2037 | 2038 | 2039 | 2040 | 2041 | 2042
NEM | Black Coal | 1770652.2638 | 1521608.2889 | 888089.7748 | 2569565.9549 | 1419026.1319 | 1057101.3531 | 888089.7748 | 847828.3 | 776482.3 | 1421089.3797 | 1567093.1789 | 1177039.5389 | 620818.3 | 620818.3 | 382963.6488 | 344082.3 | 281924.8 | 281924.8 | 282697.1967 | 926531.8797 | 281924.8
NEM | Brown Coal | 685241 | 685241 | 687118.3726 | 685241 | 685241 | 1127170.2035 | 1531376.416 | 685241 | 631467 | 577693 | 521502.8712 | 462463 | 462463 | 462463 | 463730.0219 | 904392.2035 | 1304414.3274 | 462463 | 463730.0219 | 462463 | 462463
NEM | CCGT | 98720.8177 | 91542.753 | 89867.6931 | 89622.153 | 89622.153 | 89622.153 | 89867.6931 | 85514.203 | 85514.203 | 85514.203 | 85748.4885 | 85514.203 | 85514.203 | 85514.203 | 47339.546 | 47210.203 | 41565.773 | 41565.773 | 16139.7928 | 16095.695 | 16095.695
NEM | Peaking Gas+Liquids | 102587.4673 | 102587.4673 | 102868.5289 | 102587.4673 | 102587.4673 | 102587.4673 | 102868.5289 | 102587.4673 | 102587.4673 | 96800.2423 | 97065.4485 | 93254.6781 | 86264.6181 | 84494.4081 | 82753.6109 | 82527.5081 | 82527.5081 | 82527.5081 | 76078.172 | 74054.7081 | 74054.7081
NEM | Hydro | 408726.67 | 408726.67 | 409846.4691 | 408726.67 | 408726.67 | 408726.67 | 409846.4691 | 408726.67 | 408726.67 | 408726.67 | 430022.7957 | 428847.87 | 428847.87 | 428847.87 | 430022.7957 | 428847.87 | 423734.718 | 423734.718 | 424895.635 | 423734.718 | 423734.718
NEM | Dispatchable Storage | 50293.5 | 50467.482 | 50605.7491 | 62915.5732 | 87709.722 | 87709.722 | 87950.0226 | 87709.722 | 87709.722 | 87465.822 | 87705.4544 | 87465.822 | 97659.3577 | 101492.3005 | 132892.4605 | 143468.592 | 145935.6117 | 164881.8905 | 165333.6217 | 177161.4964 | 192008.4032
NEM | Wind | 412630.0856 | 455166.546 | 456413.5776 | 455166.546 | 477151.7164 | 505031.1785 | 527898.2623 | 593147.3415 | 624628.1583 | 622520.4383 | 624225.9738 | 697405.8026 | 693563.7286 | 693563.7286 | 858791.2839 | 910147.5482 | 1076305.9917 | 1048401.6117 | 1042329.6329 | 1030763.3235 | 1028550.2175
NEM | Solar | 134511.1742 | 147596.0807 | 148000.4535 | 149136.4307 | 151579.5183 | 160429.7023 | 182641.9961 | 185961.8823 | 190179.8603 | 202149.5823 | 202703.4168 | 282415.0511 | 291864.6883 | 291864.6883 | 339189.0788 | 338262.3327 | 357396.3936 | 353472.0606 | 363129.1498 | 392561.8136 | 392561.8136
Total |  | 3663362.9786 | 3462936.288 | 2832810.6188 | 4522961.7951 | 3421644.3788 | 3538378.4498 | 3820539.163 | 2996716.5861 | 2907295.381 | 3501959.3376 | 3616067.6277 | 3314405.9658 | 2766995.7657 | 2769058.4985 | 2737682.4465 | 3198938.5576 | 3713805.1235 | 2858971.3619 | 2834333.2228 | 3503366.6344 | 2871393.3554
Region | Technology | 2022 | 2023 | 2024 | 2025 | 2026 | 2027 | 2028 | 2029 | 2030 | 2031 | 2032 | 2033 | 2034 | 2035 | 2036 | 2037 | 2038 | 2039 | 2040 | 2041 | 2042
NSW | Black Coal | 1047997.716 | 526176.75 | 447676.1589 | 1490320.2566 | 446453 | 446453 | 447676.1589 | 446453 | 375107 | 375107 | 880397.4132 | 219443 | 219443 | 219443 | 71541.4685 | 71346 | 71346 | 71346 | 71541.4685 | 71346 | 71346
NSW | Brown Coal | 0 | 0 | 0 | 0 | 0 | 0 | 0 | 0 | 0 | 0 | 0 | 0 | 0 | 0 | 0 | 0 | 0 | 0 | 0 | 0 | 0
NSW | CCGT | 4694.8 | 4694.8 | 4707.6625 | 4694.8 | 4694.8 | 4694.8 | 4707.6625 | 4694.8 | 4694.8 | 4694.8 | 4707.6625 | 4694.8 | 4694.8 | 4694.8 | 4707.6625 | 4694.8 | 4694.8 | 4694.8 | 4707.6625 | 4694.8 | 4694.8
NSW | Peaking Gas+Liquids | 23071.8361 | 23071.8361 | 23135.0466 | 23071.8361 | 23071.8361 | 23071.8361 | 23135.0466 | 23071.8361 | 23071.8361 | 23071.8361 | 23135.0466 | 23071.8361 | 23071.8361 | 23071.8361 | 22376.474 | 22315.3361 | 22315.3361 | 22315.3361 | 22376.474 | 22315.3361 | 22315.3361
NSW | Hydro | 135226.3 | 135226.3 | 135596.783 | 135226.3 | 135226.3 | 135226.3 | 135596.783 | 135226.3 | 135226.3 | 135226.3 | 135596.783 | 135226.3 | 135226.3 | 135226.3 | 135596.783 | 135226.3 | 135226.3 | 135226.3 | 135596.783 | 135226.3 | 135226.3
NSW | Dispatchable Storage | 14203.2 | 14203.2 | 14242.1129 | 26651.2912 | 51445.44 | 51445.44 | 51586.3864 | 51445.44 | 51445.44 | 51445.44 | 51586.3864 | 51445.44 | 57958.8474 | 60742.4922 | 79075.9156 | 79358.0372 | 79358.0372 | 82259.5291 | 82484.8977 | 93387.9495 | 93387.9495
NSW | Wind | 75120.0572 | 84505.7581 | 84737.2807 | 84505.7581 | 84505.7581 | 84505.7581 | 84737.2807 | 84505.7581 | 84505.7581 | 84505.7581 | 84737.2807 | 126173.9165 | 135101.8765 | 135101.8765 | 231290.5655 | 228527.9941 | 269982.607 | 268608.007 | 269343.9193 | 252089.897 | 249876.791
NSW | Solar | 47972.3469 | 54621.5244 | 54771.1724 | 54621.5244 | 54621.5244 | 54621.5244 | 54771.1724 | 54621.5244 | 54621.5244 | 62499.5774 | 62670.8092 | 123282.6262 | 131227.2132 | 131227.2132 | 157479.1228 | 157048.8519 | 171229.0597 | 167304.7267 | 173403.1923 | 203264.1254 | 203264.1254
Total |  | 1348286.2562 | 842500.1686 | 764866.217 | 1819091.7664 | 800018.6586 | 800018.6586 | 802210.4905 | 800018.6586 | 728672.6586 | 736550.7117 | 1242831.3816 | 683337.9188 | 706723.8731 | 709507.5179 | 702067.9919 | 698517.3193 | 754152.1399 | 751754.6989 | 759454.3973 | 782324.4079 | 780111.3019
Region | Technology | 2022 | 2023 | 2024 | 2025 | 2026 | 2027 | 2028 | 2029 | 2030 | 2031 | 2032 | 2033 | 2034 | 2035 | 2036 | 2037 | 2038 | 2039 | 2040 | 2041 | 2042
QLD | Black Coal | 722654.5478 | 995431.5389 | 440413.6159 | 1079245.6982 | 972573.1319 | 610648.3531 | 440413.6159 | 401375.3 | 401375.3 | 1045982.3797 | 686695.7657 | 957596.5389 | 401375.3 | 401375.3 | 311422.1803 | 272736.3 | 210578.8 | 210578.8 | 211155.7282 | 855185.8797 | 210578.8
QLD | Brown Coal | 0 | 0 | 0 | 0 | 0 | 0 | 0 | 0 | 0 | 0 | 0 | 0 | 0 | 0 | 0 | 0 | 0 | 0 | 0 | 0 | 0
QLD | CCGT | 17038.923 | 17038.923 | 17085.605 | 17038.923 | 17038.923 | 17038.923 | 17085.605 | 12930.973 | 12930.973 | 12930.973 | 12966.4003 | 12930.973 | 12930.973 | 12930.973 | 12966.4003 | 12930.973 | 12930.973 | 12930.973 | 11432.1303 | 11400.895 | 11400.895
QLD | Peaking Gas+Liquids | 28890.735 | 28890.735 | 28969.8877 | 28890.735 | 28890.735 | 28890.735 | 28969.8877 | 28890.735 | 28890.735 | 28890.735 | 28969.8877 | 28890.735 | 24472.775 | 22702.565 | 22764.7638 | 22702.565 | 22702.565 | 22702.565 | 22764.7638 | 22702.565 | 22702.565
QLD | Hydro | 9019.032 | 9019.032 | 9043.7417 | 9019.032 | 9019.032 | 9019.032 | 9043.7417 | 9019.032 | 9019.032 | 9019.032 | 9043.7417 | 9019.032 | 9019.032 | 9019.032 | 9043.7417 | 9019.032 | 3905.88 | 3905.88 | 3916.581 | 3905.88 | 3905.88
QLD | Dispatchable Storage | 33732.6 | 33906.582 | 33999.4767 | 33906.582 | 33906.582 | 33906.582 | 33999.4767 | 33906.582 | 33906.582 | 33906.582 | 33999.4767 | 33906.582 | 38033.8603 | 39449.0083 | 50035.9547 | 51947.8376 | 51947.8376 | 67992.6244 | 68178.9056 | 69143.81 | 69143.81
QLD | Wind | 31002.1786 | 50577.8286 | 50716.398 | 50577.8286 | 64279.2425 | 74068.6086 | 76038.1716 | 124892.7793 | 142606.32 | 142606.32 | 142997.0223 | 142606.32 | 142606.32 | 142606.32 | 197739.7195 | 259675.4745 | 326930.2784 | 326930.2784 | 333064.3956 | 332154.3836 | 332154.3836
QLD | Solar | 51485.1863 | 57920.9153 | 58079.6027 | 57920.9153 | 57920.9153 | 64306.5393 | 83821.4792 | 84993.7508 | 86794.1129 | 86794.1129 | 87031.905 | 86794.1129 | 86794.1129 | 86794.1129 | 97456.2974 | 97190.0233 | 95884.5233 | 95884.5233 | 99195.7968 | 99014.8778 | 99014.8778
Total |  | 893823.2026 | 1192785.5548 | 638308.3277 | 1276599.7141 | 1183628.5616 | 837878.773 | 689371.9779 | 696009.1521 | 715523.0549 | 1360130.1346 | 1001704.1994 | 1271744.2939 | 715232.3733 | 714877.3113 | 701429.0577 | 726202.2055 | 724880.8573 | 740925.6441 | 749708.3014 | 1393508.291 | 748901.2113
Region | Technology | 2022 | 2023 | 2024 | 2025 | 2026 | 2027 | 2028 | 2029 | 2030 | 2031 | 2032 | 2033 | 2034 | 2035 | 2036 | 2037 | 2038 | 2039 | 2040 | 2041 | 2042
VIC | Black Coal | 0 | 0 | 0 | 0 | 0 | 0 | 0 | 0 | 0 | 0 | 0 | 0 | 0 | 0 | 0 | 0 | 0 | 0 | 0 | 0 | 0
VIC | Brown Coal | 685241 | 685241 | 687118.3726 | 685241 | 685241 | 1127170.2035 | 1531376.416 | 685241 | 631467 | 577693 | 521502.8712 | 462463 | 462463 | 462463 | 463730.0219 | 904392.2035 | 1304414.3274 | 462463 | 463730.0219 | 462463 | 462463
VIC | CCGT | 23940 | 23940 | 24005.589 | 23940 | 23940 | 23940 | 24005.589 | 23940 | 23940 | 23940 | 24005.589 | 23940 | 23940 | 23940 | 24005.589 | 23940 | 23940 | 23940 | 0 | 0 | 0
VIC | Peaking Gas+Liquids | 28747 | 28747 | 28825.7589 | 28747 | 28747 | 28747 | 28825.7589 | 28747 | 28747 | 28747 | 28825.7589 | 28747 | 26174.9 | 26174.9 | 26246.6121 | 26174.9 | 26174.9 | 26174.9 | 19571.1732 | 19517.7 | 19517.7
VIC | Hydro | 130551.08 | 130551.08 | 130908.7542 | 130551.08 | 130551.08 | 130551.08 | 130908.7542 | 130551.08 | 130551.08 | 130551.08 | 130908.7542 | 130551.08 | 130551.08 | 130551.08 | 130908.7542 | 130551.08 | 130551.08 | 130551.08 | 130908.7542 | 130551.08 | 130551.08
VIC | Dispatchable Storage | 609.75 | 609.75 | 611.4205 | 609.75 | 609.75 | 609.75 | 611.4205 | 609.75 | 609.75 | 609.75 | 611.4205 | 609.75 | 162.6 | 0 | 0 | 0 | 0 | 0 | 0 | 0 | 10012.5494
VIC | Wind | 182213.7686 | 195788.8781 | 196325.286 | 195788.8781 | 204072.6346 | 222162.7306 | 240822.9969 | 257794.0726 | 275719.5136 | 275719.5136 | 276474.9095 | 275719.5136 | 273313.9636 | 273313.9636 | 274062.769 | 273313.9636 | 270234.8596 | 250990.4596 | 252505.7809 | 251595.7336 | 251595.7336
VIC | Solar | 25184.0611 | 25184.0611 | 25253.0585 | 26724.4111 | 29167.4986 | 31632.0586 | 34152.7245 | 36477.0271 | 38894.6431 | 38894.6431 | 39001.2037 | 38894.6431 | 38894.6431 | 38894.6431 | 43640.2991 | 43521.0633 | 49780.4164 | 49780.4164 | 49916.8011 | 49780.4164 | 49780.4164
Total |  | 1076486.6597 | 1090061.7692 | 1093048.2398 | 1091602.1192 | 1102328.9632 | 1564812.8228 | 1990703.6602 | 1163359.9297 | 1129928.9867 | 1076154.9867 | 1021330.5072 | 960924.9867 | 955500.1867 | 955337.5867 | 962594.0452 | 1401893.2104 | 1805095.5834 | 943899.856 | 916632.5312 | 913907.93 | 923920.4793
Region | Technology | 2022 | 2023 | 2024 | 2025 | 2026 | 2027 | 2028 | 2029 | 2030 | 2031 | 2032 | 2033 | 2034 | 2035 | 2036 | 2037 | 2038 | 2039 | 2040 | 2041 | 2042
SA | Black Coal | 0 | 0 | 0 | 0 | 0 | 0 | 0 | 0 | 0 | 0 | 0 | 0 | 0 | 0 | 0 | 0 | 0 | 0 | 0 | 0 | 0
SA | Brown Coal | 0 | 0 | 0 | 0 | 0 | 0 | 0 | 0 | 0 | 0 | 0 | 0 | 0 | 0 | 0 | 0 | 0 | 0 | 0 | 0 | 0
SA | CCGT | 53047.0947 | 45869.03 | 44068.8367 | 43948.43 | 43948.43 | 43948.43 | 44068.8367 | 43948.43 | 43948.43 | 43948.43 | 44068.8367 | 43948.43 | 43948.43 | 43948.43 | 5659.8942 | 5644.43 | 0 | 0 | 0 | 0 | 0
SA | Peaking Gas+Liquids | 19184.7562 | 19184.7562 | 19237.3172 | 19184.7562 | 19184.7562 | 19184.7562 | 19237.3172 | 19184.7562 | 19184.7562 | 13397.5312 | 13434.2368 | 9851.967 | 9851.967 | 9851.967 | 8665.2426 | 8641.567 | 8641.567 | 8641.567 | 8665.2426 | 8641.567 | 8641.567
SA | Hydro | 0 | 0 | 0 | 0 | 0 | 0 | 0 | 0 | 0 | 0 | 0 | 0 | 0 | 0 | 0 | 0 | 0 | 0 | 0 | 0 | 0
SA | Dispatchable Storage | 1747.95 | 1747.95 | 1752.7389 | 1747.95 | 1747.95 | 1747.95 | 1752.7389 | 1747.95 | 1747.95 | 1504.05 | 1508.1707 | 1504.05 | 1504.05 | 1300.8 | 3780.5902 | 12162.7173 | 14629.7369 | 14629.7369 | 14669.8184 | 14629.7369 | 19464.0943
SA | Wind | 98041.5122 | 98041.5122 | 98310.1191 | 98041.5122 | 98041.5122 | 98041.5122 | 98310.1191 | 98041.5122 | 93883.3472 | 91775.6272 | 92027.0673 | 93472.1191 | 83107.6351 | 83107.6351 | 93384.9459 | 86487.0869 | 135758.359 | 128472.979 | 113814.5538 | 121523.4216 | 121523.4216
SA | Solar | 9869.58 | 9869.58 | 9896.6199 | 9869.58 | 9869.58 | 9869.58 | 9896.6199 | 9869.58 | 9869.58 | 13961.2489 | 13999.4989 | 33443.669 | 34948.7191 | 34948.7191 | 40613.3596 | 40502.3942 | 40502.3942 | 40502.3942 | 40613.3596 | 40502.3942 | 40502.3942
Total |  | 181890.8931 | 174712.8284 | 173265.6318 | 172792.2284 | 172792.2284 | 172792.2284 | 173265.6318 | 172792.2284 | 168634.0634 | 164586.8873 | 165037.8103 | 182220.2351 | 173360.8013 | 173157.5513 | 152104.0325 | 153438.1954 | 199532.0572 | 192246.6772 | 177762.9744 | 185297.1197 | 190131.4771
Region | Technology | 2022 | 2023 | 2024 | 2025 | 2026 | 2027 | 2028 | 2029 | 2030 | 2031 | 2032 | 2033 | 2034 | 2035 | 2036 | 2037 | 2038 | 2039 | 2040 | 2041 | 2042
TAS | Black Coal | 0 | 0 | 0 | 0 | 0 | 0 | 0 | 0 | 0 | 0 | 0 | 0 | 0 | 0 | 0 | 0 | 0 | 0 | 0 | 0 | 0
TAS | Brown Coal | 0 | 0 | 0 | 0 | 0 | 0 | 0 | 0 | 0 | 0 | 0 | 0 | 0 | 0 | 0 | 0 | 0 | 0 | 0 | 0 | 0
TAS | CCGT | 0 | 0 | 0 | 0 | 0 | 0 | 0 | 0 | 0 | 0 | 0 | 0 | 0 | 0 | 0 | 0 | 0 | 0 | 0 | 0 | 0
TAS | Peaking Gas+Liquids | 2693.14 | 2693.14 | 2700.5185 | 2693.14 | 2693.14 | 2693.14 | 2700.5185 | 2693.14 | 2693.14 | 2693.14 | 2700.5185 | 2693.14 | 2693.14 | 2693.14 | 2700.5185 | 2693.14 | 2693.14 | 2693.14 | 2700.5185 | 877.54 | 877.54
TAS | Hydro | 133930.258 | 133930.258 | 134297.1902 | 133930.258 | 133930.258 | 133930.258 | 134297.1902 | 133930.258 | 133930.258 | 133930.258 | 154473.5168 | 154051.458 | 154051.458 | 154051.458 | 154473.5168 | 154051.458 | 154051.458 | 154051.458 | 154473.5168 | 154051.458 | 154051.458
TAS | VPP Battery | 0 | 0 | 0 | 0 | 0 | 0 | 0 | 0 | 0 | 0 | 0 | 0 | 0 | 0 | 0 | 0 | 0 | 0 | 0 | 0 | 0
TAS | Wind | 26252.569 | 26252.569 | 26324.4938 | 26252.569 | 26252.569 | 26252.569 | 27989.694 | 27913.2194 | 27913.2194 | 27913.2194 | 27989.694 | 59433.9334 | 59433.9334 | 59433.9334 | 62313.2839 | 62143.029 | 73399.8877 | 73399.8877 | 73600.9833 | 73399.8877 | 73399.8877
TAS | Solar | 0 | 0 | 0 | 0 | 0 | 0 | 0 | 0 | 0 | 0 | 0 | 0 | 0 | 0 | 0 | 0 | 0 | 0 | 0 | 0 | 0
Total |  | 162875.967 | 162875.967 | 163322.2025 | 162875.967 | 162875.967 | 162875.967 | 164987.4026 | 164536.6174 | 164536.6174 | 164536.6174 | 185163.7292 | 216178.5314 | 216178.5314 | 216178.5314 | 219487.3192 | 218887.627 | 230144.4857 | 230144.4857 | 230775.0186 | 228328.8857 | 228328.8857

## FuelCost_1
Fuel cost by technology ($000s) - Central (Counterfactual)
Real June 2019 dollars. Years are financial year ending. Some rounding errors may be present.
Region | Technology | 2022 | 2023 | 2024 | 2025 | 2026 | 2027 | 2028 | 2029 | 2030 | 2031 | 2032 | 2033 | 2034 | 2035 | 2036 | 2037 | 2038 | 2039 | 2040 | 2041 | 2042
NEM | Black Coal | 1963956.3478 | 1932726.564 | 2080952.702 | 2009074.7632 | 1968084.2893 | 1905535.4949 | 2119633.1906 | 1923666.0096 | 1877338.4918 | 2108279.9316 | 2087940.4498 | 1610786.7646 | 1640355.8478 | 1668561.0392 | 1047213.4975 | 972680.3328 | 833471.2429 | 833677.2932 | 829515.5211 | 828077.8552 | 828773.6037
NEM | Brown Coal | 260896.3273 | 271690.5879 | 270668.8141 | 264085.2624 | 257737.3476 | 243905.5164 | 257644.6529 | 236220.8773 | 229268.3637 | 213075.3306 | 180453.9671 | 174159.7294 | 169464.269 | 160516.9169 | 160094.7708 | 160906.3049 | 172724.3839 | 164607.6598 | 174293.1837 | 178923.645 | 163669.6519
NEM | CCGT | 237815.0818 | 246248.706 | 236615.3779 | 237563.5645 | 233048.3516 | 235762.4393 | 250566.6124 | 258854.5042 | 255973.889 | 263346.023 | 252477.367 | 1045282.9271 | 1005662.5969 | 895077.5752 | 776122.8467 | 845547.6907 | 1102273.2865 | 1090638.9093 | 825015.9251 | 817861.81 | 821046.6473
NEM | Peaking Gas+Liquids | 10454.7946 | 8599.6137 | 14180.9946 | 17151.9168 | 18872.3792 | 14073.5712 | 15978.5381 | 21048.4426 | 29916.701 | 27208.697 | 29346.7341 | 935110.4944 | 952280.4633 | 878539.7154 | 1436644.4691 | 1597638.3124 | 3191618.4225 | 2607983.4021 | 3155735.8513 | 3814361.3003 | 3658577.112
NEM | Hydro | 0 | 0 | 0 | 0 | 0 | 0 | 0 | 0 | 0 | 0 | 0 | 0 | 0 | 0 | 0 | 0 | 0 | 0 | 0 | 0 | 0
NEM | Dispatchable Storage | 0 | 0 | 0 | 0 | 0 | 0 | 0 | 0 | 0 | 0 | 0 | 0 | 0 | 0 | 0 | 0 | 0 | 0 | 0 | 0 | 0
NEM | Wind | 0 | 0 | 0 | 0 | 0 | 0 | 0 | 0 | 0 | 0 | 0 | 0 | 0 | 0 | 0 | 0 | 0 | 0 | 0 | 0 | 0
NEM | Solar | 0 | 0 | 0 | 0 | 0 | 0 | 0 | 0 | 0 | 0 | 0 | 0 | 0 | 0 | 0 | 0 | 0 | 0 | 0 | 0 | 0
Total |  | 2473122.5515 | 2459265.4715 | 2602417.8885 | 2527875.5069 | 2477742.3676 | 2399277.0218 | 2643822.994 | 2439789.8337 | 2392497.4455 | 2611909.9821 | 2550218.518 | 3765339.9155 | 3767763.177 | 3602695.2467 | 3420075.5841 | 3576772.6408 | 5300087.3358 | 4696907.2644 | 4984560.4813 | 5639224.6105 | 5472067.0148
Region | Technology | 2022 | 2023 | 2024 | 2025 | 2026 | 2027 | 2028 | 2029 | 2030 | 2031 | 2032 | 2033 | 2034 | 2035 | 2036 | 2037 | 2038 | 2039 | 2040 | 2041 | 2042
NSW | Black Coal | 984176.9685 | 989101.5812 | 1052215.3096 | 980339.8914 | 971702.7385 | 936462.575 | 1178963.758 | 1084356.4975 | 1042606.8533 | 1267409.4115 | 1233221.9513 | 746452.6133 | 754861.6175 | 767379.3406 | 285699.0353 | 288931.3726 | 289733.9598 | 286523.6112 | 284089.4633 | 282510.6754 | 282510.6754
NSW | Brown Coal | 0 | 0 | 0 | 0 | 0 | 0 | 0 | 0 | 0 | 0 | 0 | 0 | 0 | 0 | 0 | 0 | 0 | 0 | 0 | 0 | 0
NSW | CCGT | 2238.7848 | 2370.9647 | 7237.1704 | 4743.5191 | 5007.3242 | 5264.458 | 5386.0373 | 5568.7461 | 5717.7034 | 5937.7686 | 6151.3877 | 300211.9062 | 298258.2571 | 295867.5931 | 273533.1562 | 276759.6046 | 291625.9904 | 289043.4794 | 293687.4208 | 293157.795 | 293044.8707
NSW | Peaking Gas+Liquids | 1417.1327 | 289.7196 | 2179.7764 | 3148.296 | 3184.3975 | 2827.4216 | 2777.9494 | 3992.8071 | 12537.9634 | 7619.741 | 11135.9748 | 803477.8634 | 841030.1725 | 765011.7181 | 1281517.7636 | 1399064.162 | 2244068.8408 | 1861003.5975 | 2227450.9772 | 2487621.3876 | 2621569.1887
NSW | Hydro | 0 | 0 | 0 | 0 | 0 | 0 | 0 | 0 | 0 | 0 | 0 | 0 | 0 | 0 | 0 | 0 | 0 | 0 | 0 | 0 | 0
NSW | Dispatchable Storage | 0 | 0 | 0 | 0 | 0 | 0 | 0 | 0 | 0 | 0 | 0 | 0 | 0 | 0 | 0 | 0 | 0 | 0 | 0 | 0 | 0
NSW | Wind | 0 | 0 | 0 | 0 | 0 | 0 | 0 | 0 | 0 | 0 | 0 | 0 | 0 | 0 | 0 | 0 | 0 | 0 | 0 | 0 | 0
NSW | Solar | 0 | 0 | 0 | 0 | 0 | 0 | 0 | 0 | 0 | 0 | 0 | 0 | 0 | 0 | 0 | 0 | 0 | 0 | 0 | 0 | 0
Total |  | 987832.886 | 991762.2654 | 1061632.2564 | 988231.7065 | 979894.4602 | 944554.4547 | 1187127.7447 | 1093918.0507 | 1060862.5202 | 1280966.9211 | 1250509.3138 | 1850142.3829 | 1894150.047 | 1828258.6518 | 1840749.9551 | 1964755.1392 | 2825428.7909 | 2436570.688 | 2805227.8613 | 3063289.858 | 3197124.7348
Region | Technology | 2022 | 2023 | 2024 | 2025 | 2026 | 2027 | 2028 | 2029 | 2030 | 2031 | 2032 | 2033 | 2034 | 2035 | 2036 | 2037 | 2038 | 2039 | 2040 | 2041 | 2042
QLD | Black Coal | 979779.3793 | 943624.9828 | 1028737.3924 | 1028734.8718 | 996381.5508 | 969072.9199 | 940669.4327 | 839309.5122 | 834731.6385 | 840870.5201 | 854718.4985 | 864334.1513 | 885494.2303 | 901181.6986 | 761514.4622 | 683748.9602 | 543737.2831 | 547153.6821 | 545426.0578 | 545567.1797 | 546262.9282
QLD | Brown Coal | 0 | 0 | 0 | 0 | 0 | 0 | 0 | 0 | 0 | 0 | 0 | 0 | 0 | 0 | 0 | 0 | 0 | 0 | 0 | 0 | 0
QLD | CCGT | 79796.9723 | 80105.8094 | 90807.804 | 86426.8167 | 86858.8458 | 87279.9495 | 87694.5603 | 83857.3306 | 83993.4088 | 84194.4467 | 84605.4043 | 156154.3368 | 149098.0468 | 142096.6905 | 244284.1943 | 330315.6866 | 564714.7463 | 601721.9519 | 531328.5043 | 524704.0151 | 528001.7766
QLD | Peaking Gas+Liquids | 284.8684 | 66.9975 | 419.4318 | 1888.9416 | 1265.8406 | 143.9843 | 28.4109 | 2174.0304 | 1209.6461 | 3036.4511 | 527.832 | 27252.7872 | 16881.4643 | 16577.1555 | 43096.0419 | 83243.1453 | 353028.4527 | 454123.8725 | 477933.3246 | 481140.6502 | 529309.6822
QLD | Hydro | 0 | 0 | 0 | 0 | 0 | 0 | 0 | 0 | 0 | 0 | 0 | 0 | 0 | 0 | 0 | 0 | 0 | 0 | 0 | 0 | 0
QLD | Dispatchable Storage | 0 | 0 | 0 | 0 | 0 | 0 | 0 | 0 | 0 | 0 | 0 | 0 | 0 | 0 | 0 | 0 | 0 | 0 | 0 | 0 | 0
QLD | Wind | 0 | 0 | 0 | 0 | 0 | 0 | 0 | 0 | 0 | 0 | 0 | 0 | 0 | 0 | 0 | 0 | 0 | 0 | 0 | 0 | 0
QLD | Solar | 0 | 0 | 0 | 0 | 0 | 0 | 0 | 0 | 0 | 0 | 0 | 0 | 0 | 0 | 0 | 0 | 0 | 0 | 0 | 0 | 0
Total |  | 1059861.22 | 1023797.7896 | 1119964.6281 | 1117050.63 | 1084506.2372 | 1056496.8537 | 1028392.4039 | 925340.8732 | 919934.6933 | 928101.418 | 939851.7348 | 1047741.2753 | 1051473.7414 | 1059855.5445 | 1048894.6984 | 1097307.7921 | 1461480.4821 | 1602999.5065 | 1554687.8867 | 1551411.845 | 1603574.387
Region | Technology | 2022 | 2023 | 2024 | 2025 | 2026 | 2027 | 2028 | 2029 | 2030 | 2031 | 2032 | 2033 | 2034 | 2035 | 2036 | 2037 | 2038 | 2039 | 2040 | 2041 | 2042
VIC | Black Coal | 0 | 0 | 0 | 0 | 0 | 0 | 0 | 0 | 0 | 0 | 0 | 0 | 0 | 0 | 0 | 0 | 0 | 0 | 0 | 0 | 0
VIC | Brown Coal | 260896.3273 | 271690.5879 | 270668.8141 | 264085.2624 | 257737.3476 | 243905.5164 | 257644.6529 | 236220.8773 | 229268.3637 | 213075.3306 | 180453.9671 | 174159.7294 | 169464.269 | 160516.9169 | 160094.7708 | 160906.3049 | 172724.3839 | 164607.6598 | 174293.1837 | 178923.645 | 163669.6519
VIC | CCGT | 3033.038 | 1493.8373 | 1413.053 | 1794.0994 | 2110.0685 | 1191.8091 | 1261.4067 | 1085.6014 | 1888.187 | 4265.2922 | 5997.797 | 185008.8592 | 168851.519 | 124845.6888 | 90560.4485 | 60750.2906 | 245932.5498 | 199873.4781 | 0 | 0 | 0
VIC | Peaking Gas+Liquids | 3254.5903 | 1728.9306 | 1152.7458 | 885.9313 | 2739.9393 | 915.187 | 1057.828 | 1530.5539 | 2706.0793 | 3031.0776 | 5619.4726 | 23530.5229 | 14918.7775 | 25295.624 | 28772.8197 | 30253.546 | 282058.3987 | 65588.6236 | 220937.0124 | 463852.1529 | 261569.6918
VIC | Hydro | 0 | 0 | 0 | 0 | 0 | 0 | 0 | 0 | 0 | 0 | 0 | 0 | 0 | 0 | 0 | 0 | 0 | 0 | 0 | 0 | 0
VIC | Dispatchable Storage | 0 | 0 | 0 | 0 | 0 | 0 | 0 | 0 | 0 | 0 | 0 | 0 | 0 | 0 | 0 | 0 | 0 | 0 | 0 | 0 | 0
VIC | Wind | 0 | 0 | 0 | 0 | 0 | 0 | 0 | 0 | 0 | 0 | 0 | 0 | 0 | 0 | 0 | 0 | 0 | 0 | 0 | 0 | 0
VIC | Solar | 0 | 0 | 0 | 0 | 0 | 0 | 0 | 0 | 0 | 0 | 0 | 0 | 0 | 0 | 0 | 0 | 0 | 0 | 0 | 0 | 0
Total |  | 267183.9556 | 274913.3558 | 273234.6129 | 266765.2931 | 262587.3553 | 246012.5125 | 259963.8876 | 238837.0326 | 233862.6301 | 220371.7004 | 192071.2367 | 382699.1115 | 353234.5654 | 310658.2297 | 279428.0391 | 251910.1415 | 700715.3324 | 430069.7615 | 395230.1961 | 642775.7979 | 425239.3437
Region | Technology | 2022 | 2023 | 2024 | 2025 | 2026 | 2027 | 2028 | 2029 | 2030 | 2031 | 2032 | 2033 | 2034 | 2035 | 2036 | 2037 | 2038 | 2039 | 2040 | 2041 | 2042
SA | Black Coal | 0 | 0 | 0 | 0 | 0 | 0 | 0 | 0 | 0 | 0 | 0 | 0 | 0 | 0 | 0 | 0 | 0 | 0 | 0 | 0 | 0
SA | Brown Coal | 0 | 0 | 0 | 0 | 0 | 0 | 0 | 0 | 0 | 0 | 0 | 0 | 0 | 0 | 0 | 0 | 0 | 0 | 0 | 0 | 0
SA | CCGT | 152746.2867 | 162278.0946 | 137157.3504 | 144599.1294 | 139072.1131 | 142026.2227 | 156224.6081 | 168342.826 | 164374.5898 | 168948.5154 | 155722.778 | 403907.8249 | 389454.7741 | 332267.6028 | 167745.0477 | 177722.109 | 0 | 0 | 0 | 0 | 0
SA | Peaking Gas+Liquids | 5498.2032 | 6513.966 | 10429.0407 | 11228.7479 | 11682.2018 | 10186.9782 | 12114.3498 | 13351.0512 | 13463.0122 | 13521.4273 | 12063.4546 | 80849.3209 | 79450.049 | 71655.2179 | 83257.8438 | 85077.4591 | 312462.7303 | 227267.3085 | 229414.5372 | 381747.1097 | 246128.5493
SA | Hydro | 0 | 0 | 0 | 0 | 0 | 0 | 0 | 0 | 0 | 0 | 0 | 0 | 0 | 0 | 0 | 0 | 0 | 0 | 0 | 0 | 0
SA | Dispatchable Storage | 0 | 0 | 0 | 0 | 0 | 0 | 0 | 0 | 0 | 0 | 0 | 0 | 0 | 0 | 0 | 0 | 0 | 0 | 0 | 0 | 0
SA | Wind | 0 | 0 | 0 | 0 | 0 | 0 | 0 | 0 | 0 | 0 | 0 | 0 | 0 | 0 | 0 | 0 | 0 | 0 | 0 | 0 | 0
SA | Solar | 0 | 0 | 0 | 0 | 0 | 0 | 0 | 0 | 0 | 0 | 0 | 0 | 0 | 0 | 0 | 0 | 0 | 0 | 0 | 0 | 0
Total |  | 158244.4899 | 168792.0607 | 147586.3911 | 155827.8773 | 150754.3149 | 152213.2009 | 168338.9579 | 181693.8772 | 177837.602 | 182469.9427 | 167786.2327 | 484757.1458 | 468904.8232 | 403922.8207 | 251002.8915 | 262799.5681 | 312462.7303 | 227267.3085 | 229414.5372 | 381747.1097 | 246128.5493
Region | Technology | 2022 | 2023 | 2024 | 2025 | 2026 | 2027 | 2028 | 2029 | 2030 | 2031 | 2032 | 2033 | 2034 | 2035 | 2036 | 2037 | 2038 | 2039 | 2040 | 2041 | 2042
TAS | Black Coal | 0 | 0 | 0 | 0 | 0 | 0 | 0 | 0 | 0 | 0 | 0 | 0 | 0 | 0 | 0 | 0 | 0 | 0 | 0 | 0 | 0
TAS | Brown Coal | 0 | 0 | 0 | 0 | 0 | 0 | 0 | 0 | 0 | 0 | 0 | 0 | 0 | 0 | 0 | 0 | 0 | 0 | 0 | 0 | 0
TAS | CCGT | 0 | 0 | 0 | 0 | 0 | 0 | 0 | 0 | 0 | 0 | 0 | 0 | 0 | 0 | 0 | 0 | 0 | 0 | 0 | 0 | 0
TAS | Peaking Gas+Liquids | 0 | 0 | 0 | 0 | 0 | 0 | 0 | 0 | 0 | 0 | 0 | 0 | 0 | 0 | 0 | 0 | 0 | 0 | 0 | 0 | 0
TAS | Hydro | 0 | 0 | 0 | 0 | 0 | 0 | 0 | 0 | 0 | 0 | 0 | 0 | 0 | 0 | 0 | 0 | 0 | 0 | 0 | 0 | 0
TAS | VPP Battery | 0 | 0 | 0 | 0 | 0 | 0 | 0 | 0 | 0 | 0 | 0 | 0 | 0 | 0 | 0 | 0 | 0 | 0 | 0 | 0 | 0
TAS | Wind | 0 | 0 | 0 | 0 | 0 | 0 | 0 | 0 | 0 | 0 | 0 | 0 | 0 | 0 | 0 | 0 | 0 | 0 | 0 | 0 | 0
TAS | Solar | 0 | 0 | 0 | 0 | 0 | 0 | 0 | 0 | 0 | 0 | 0 | 0 | 0 | 0 | 0 | 0 | 0 | 0 | 0 | 0 | 0
Total |  | 0 | 0 | 0 | 0 | 0 | 0 | 0 | 0 | 0 | 0 | 0 | 0 | 0 | 0 | 0 | 0 | 0 | 0 | 0 | 0 | 0

## FuelCost_2
Fuel cost by technology ($000s) - Central (DP3)
Real June 2019 dollars. Years are financial year ending. Some rounding errors may be present.
Region | Technology | 2022 | 2023 | 2024 | 2025 | 2026 | 2027 | 2028 | 2029 | 2030 | 2031 | 2032 | 2033 | 2034 | 2035 | 2036 | 2037 | 2038 | 2039 | 2040 | 2041 | 2042
NEM | Black Coal | 1963956.3478 | 1923702.2404 | 2069132.9212 | 1990538.747 | 1925874.0418 | 1840368.2454 | 2109248.5011 | 1866723.9158 | 1833149.1193 | 2037696.9821 | 1982919.1303 | 1664801.5337 | 1716474.9537 | 1698245.4497 | 1044271.4267 | 931243.2544 | 745725.1363 | 757862.64 | 770960.8278 | 748808.7447 | 723712.3011
NEM | Brown Coal | 260896.4153 | 274837.5734 | 273949.921 | 279349.9871 | 277900.618 | 269042.0246 | 273737.3421 | 263634.9495 | 244914.1544 | 227020.8148 | 198642.0039 | 173494.1904 | 176175.62 | 171717.3112 | 181860.7206 | 179316.4258 | 174668.5782 | 178665.2062 | 181186.7065 | 177417.5279 | 176426.9428
NEM | CCGT | 237815.0818 | 246250.9468 | 236669.6996 | 134451.3056 | 137746.1886 | 140076.4765 | 141714.0095 | 139721.5457 | 141734.7401 | 144277.3434 | 146813.1008 | 217372.7344 | 184169.5146 | 145657.331 | 291168.7409 | 200596.7816 | 492271.6208 | 244541.0763 | 249221.1217 | 384198.5276 | 189906.42
NEM | Peaking Gas+Liquids | 10454.7946 | 8417.0058 | 13873.0703 | 6151.4929 | 3357.7429 | 989.0335 | 974.2789 | 3752.6099 | 4746.4998 | 4268.1509 | 6415.1626 | 21177.8651 | 9505.4546 | 12579.7118 | 27683.5023 | 29271.6512 | 205383.0776 | 75218.0315 | 49691.5488 | 149933.1297 | 28826.4265
NEM | Hydro | 0 | 0 | 0 | 0 | 0 | 0 | 0 | 0 | 0 | 0 | 0 | 0 | 0 | 0 | 0 | 0 | 0 | 0 | 0 | 0 | 0
NEM | Dispatchable Storage | 0 | 0 | 0 | 0 | 0 | 0 | 0 | 0 | 0 | 0 | 0 | 0 | 0 | 0 | 0 | 0 | 0 | 0 | 0 | 0 | 0
NEM | Wind | 0 | 0 | 0 | 0 | 0 | 0 | 0 | 0 | 0 | 0 | 0 | 0 | 0 | 0 | 0 | 0 | 0 | 0 | 0 | 0 | 0
NEM | Solar | 0 | 0 | 0 | 0 | 0 | 0 | 0 | 0 | 0 | 0 | 0 | 0 | 0 | 0 | 0 | 0 | 0 | 0 | 0 | 0 | 0
Total |  | 2473122.6394 | 2453207.7664 | 2593625.6122 | 2410491.5326 | 2344878.5912 | 2250475.78 | 2525674.1316 | 2273833.0209 | 2224544.5135 | 2413263.2912 | 2334789.3975 | 2076846.3235 | 2086325.5429 | 2028199.8037 | 1544984.3904 | 1340428.1129 | 1618048.4129 | 1256286.9541 | 1251060.2048 | 1460357.9299 | 1118872.0903
Region | Technology | 2022 | 2023 | 2024 | 2025 | 2026 | 2027 | 2028 | 2029 | 2030 | 2031 | 2032 | 2033 | 2034 | 2035 | 2036 | 2037 | 2038 | 2039 | 2040 | 2041 | 2042
NSW | Black Coal | 984176.9683 | 986060.3213 | 1048522.3971 | 977043.258 | 949592.8019 | 903128.4987 | 1185419.2828 | 1045301.2141 | 1018693.2502 | 1194717.8871 | 1142667.7798 | 731548.1184 | 748433.7188 | 736212.9122 | 278812.7716 | 284275.923 | 280259.534 | 279601.8435 | 284089.4633 | 277215.4786 | 261235.6497
NSW | Brown Coal | 0 | 0 | 0 | 0 | 0 | 0 | 0 | 0 | 0 | 0 | 0 | 0 | 0 | 0 | 0 | 0 | 0 | 0 | 0 | 0 | 0
NSW | CCGT | 2238.7848 | 2370.9647 | 7237.1704 | 4479.9903 | 4729.1395 | 4971.9881 | 5086.813 | 5259.3714 | 5400.0532 | 5607.8926 | 5809.6439 | 19009.6615 | 6472.718 | 5665.1113 | 65009.8326 | 26110.5189 | 147630.7069 | 64059.5822 | 73273.0277 | 140497.3481 | 51511.7582
NSW | Peaking Gas+Liquids | 1417.1326 | 109.9657 | 1882.2225 | 2874.6309 | 10.6067 | 0 | 0 | 82.1774 | 1060.9479 | 345.2356 | 2143.4269 | 5445.2586 | 2245.7293 | 3362.7528 | 6832.2605 | 11565.7751 | 52833.0645 | 21365.513 | 11907.3352 | 33446.899 | 5463.0238
NSW | Hydro | 0 | 0 | 0 | 0 | 0 | 0 | 0 | 0 | 0 | 0 | 0 | 0 | 0 | 0 | 0 | 0 | 0 | 0 | 0 | 0 | 0
NSW | Dispatchable Storage | 0 | 0 | 0 | 0 | 0 | 0 | 0 | 0 | 0 | 0 | 0 | 0 | 0 | 0 | 0 | 0 | 0 | 0 | 0 | 0 | 0
NSW | Wind | 0 | 0 | 0 | 0 | 0 | 0 | 0 | 0 | 0 | 0 | 0 | 0 | 0 | 0 | 0 | 0 | 0 | 0 | 0 | 0 | 0
NSW | Solar | 0 | 0 | 0 | 0 | 0 | 0 | 0 | 0 | 0 | 0 | 0 | 0 | 0 | 0 | 0 | 0 | 0 | 0 | 0 | 0 | 0
Total |  | 987832.8858 | 988541.2516 | 1057641.79 | 984397.8791 | 954332.5481 | 908100.4868 | 1190506.0957 | 1050642.7629 | 1025154.2513 | 1200671.0153 | 1150620.8506 | 756003.0385 | 757152.1661 | 745240.7762 | 350654.8647 | 321952.2169 | 480723.3054 | 365026.9386 | 369269.8262 | 451159.7257 | 318210.4316
Region | Technology | 2022 | 2023 | 2024 | 2025 | 2026 | 2027 | 2028 | 2029 | 2030 | 2031 | 2032 | 2033 | 2034 | 2035 | 2036 | 2037 | 2038 | 2039 | 2040 | 2041 | 2042
QLD | Black Coal | 979779.3795 | 937641.9191 | 1020610.5241 | 1013495.489 | 976281.2399 | 937239.7467 | 923829.2183 | 821422.7017 | 814455.869 | 842979.0949 | 840251.3505 | 933253.4153 | 968041.2349 | 962032.5376 | 765458.6551 | 646967.3314 | 465465.6023 | 478260.7965 | 486871.3645 | 471593.2661 | 462476.6514
QLD | Brown Coal | 0 | 0 | 0 | 0 | 0 | 0 | 0 | 0 | 0 | 0 | 0 | 0 | 0 | 0 | 0 | 0 | 0 | 0 | 0 | 0 | 0
QLD | CCGT | 79796.9723 | 80105.8094 | 90807.804 | 88127.5797 | 88532.9231 | 88928.0159 | 89336.3024 | 85194.5486 | 85307.8539 | 85475.248 | 85859.5432 | 108479.9729 | 101982.8718 | 85521.332 | 132901.5747 | 121811.6951 | 289382.7584 | 166683.9993 | 175948.094 | 243701.1795 | 138394.6618
QLD | Peaking Gas+Liquids | 284.8684 | 66.9974 | 376.6336 | 1703.4777 | 251.2572 | 59.6091 | 15.0986 | 2081.9346 | 930.0606 | 1625.2158 | 230.023 | 2786.4267 | 1456.4156 | 2998.1528 | 3186.8902 | 4581.8872 | 23916.1857 | 17077.7362 | 5192.1384 | 20398.8149 | 2327.0449
QLD | Hydro | 0 | 0 | 0 | 0 | 0 | 0 | 0 | 0 | 0 | 0 | 0 | 0 | 0 | 0 | 0 | 0 | 0 | 0 | 0 | 0 | 0
QLD | Dispatchable Storage | 0 | 0 | 0 | 0 | 0 | 0 | 0 | 0 | 0 | 0 | 0 | 0 | 0 | 0 | 0 | 0 | 0 | 0 | 0 | 0 | 0
QLD | Wind | 0 | 0 | 0 | 0 | 0 | 0 | 0 | 0 | 0 | 0 | 0 | 0 | 0 | 0 | 0 | 0 | 0 | 0 | 0 | 0 | 0
QLD | Solar | 0 | 0 | 0 | 0 | 0 | 0 | 0 | 0 | 0 | 0 | 0 | 0 | 0 | 0 | 0 | 0 | 0 | 0 | 0 | 0 | 0
Total |  | 1059861.2202 | 1017814.726 | 1111794.9618 | 1103326.5464 | 1065065.4203 | 1026227.3718 | 1013180.6193 | 908699.185 | 900693.7836 | 930079.5587 | 926340.9167 | 1044519.815 | 1071480.5224 | 1050552.0223 | 901547.12 | 773360.9137 | 778764.5464 | 662022.532 | 668011.5969 | 735693.2604 | 603198.3581
Region | Technology | 2022 | 2023 | 2024 | 2025 | 2026 | 2027 | 2028 | 2029 | 2030 | 2031 | 2032 | 2033 | 2034 | 2035 | 2036 | 2037 | 2038 | 2039 | 2040 | 2041 | 2042
VIC | Black Coal | 0 | 0 | 0 | 0 | 0 | 0 | 0 | 0 | 0 | 0 | 0 | 0 | 0 | 0 | 0 | 0 | 0 | 0 | 0 | 0 | 0
VIC | Brown Coal | 260896.4153 | 274837.5734 | 273949.921 | 279349.9871 | 277900.618 | 269042.0246 | 273737.3421 | 263634.9495 | 244914.1544 | 227020.8148 | 198642.0039 | 173494.1904 | 176175.62 | 171717.3112 | 181860.7206 | 179316.4258 | 174668.5782 | 178665.2062 | 181186.7065 | 177417.5279 | 176426.9428
VIC | CCGT | 3033.038 | 1493.2419 | 1430.1338 | 770.1753 | 1068.5203 | 478.049 | 515.9445 | 867.7511 | 1304.525 | 1518.1697 | 1574.2307 | 3293.5673 | 1635.9654 | 2256.9894 | 6565.2789 | 5603.0397 | 55258.1555 | 13797.4949 | 0 | 0 | 0
VIC | Peaking Gas+Liquids | 3254.5903 | 1727.7094 | 1151.3429 | 872.4406 | 1981.2089 | 472.2549 | 487.4142 | 939.4159 | 1721.2657 | 1255.1713 | 2725.8062 | 4031.7111 | 747.0552 | 1440.9952 | 6267.4912 | 5499.743 | 52677.0625 | 16933.8176 | 12359.6532 | 31220.6211 | 7639.4292
VIC | Hydro | 0 | 0 | 0 | 0 | 0 | 0 | 0 | 0 | 0 | 0 | 0 | 0 | 0 | 0 | 0 | 0 | 0 | 0 | 0 | 0 | 0
VIC | Dispatchable Storage | 0 | 0 | 0 | 0 | 0 | 0 | 0 | 0 | 0 | 0 | 0 | 0 | 0 | 0 | 0 | 0 | 0 | 0 | 0 | 0 | 0
VIC | Wind | 0 | 0 | 0 | 0 | 0 | 0 | 0 | 0 | 0 | 0 | 0 | 0 | 0 | 0 | 0 | 0 | 0 | 0 | 0 | 0 | 0
VIC | Solar | 0 | 0 | 0 | 0 | 0 | 0 | 0 | 0 | 0 | 0 | 0 | 0 | 0 | 0 | 0 | 0 | 0 | 0 | 0 | 0 | 0
Total |  | 267184.0436 | 278058.5247 | 276531.3977 | 280992.603 | 280950.3472 | 269992.3284 | 274740.7008 | 265442.1165 | 247939.9451 | 229794.1558 | 202942.0407 | 180819.4688 | 178558.6406 | 175415.2959 | 194693.4907 | 190419.2085 | 282603.7963 | 209396.5187 | 193546.3597 | 208638.1491 | 184066.372
Region | Technology | 2022 | 2023 | 2024 | 2025 | 2026 | 2027 | 2028 | 2029 | 2030 | 2031 | 2032 | 2033 | 2034 | 2035 | 2036 | 2037 | 2038 | 2039 | 2040 | 2041 | 2042
SA | Black Coal | 0 | 0 | 0 | 0 | 0 | 0 | 0 | 0 | 0 | 0 | 0 | 0 | 0 | 0 | 0 | 0 | 0 | 0 | 0 | 0 | 0
SA | Brown Coal | 0 | 0 | 0 | 0 | 0 | 0 | 0 | 0 | 0 | 0 | 0 | 0 | 0 | 0 | 0 | 0 | 0 | 0 | 0 | 0 | 0
SA | CCGT | 152746.2867 | 162280.9308 | 137194.5914 | 41073.5604 | 43415.6056 | 45698.4235 | 46774.9497 | 48399.8746 | 49722.3079 | 51676.0331 | 53569.6829 | 86589.5326 | 74077.9594 | 52213.8983 | 86692.0546 | 47071.5278 | 0 | 0 | 0 | 0 | 0
SA | Peaking Gas+Liquids | 5498.2032 | 6512.3333 | 10462.8714 | 700.9437 | 1114.6701 | 457.1695 | 471.766 | 649.0819 | 1034.2256 | 1042.5282 | 1315.9066 | 8872.7537 | 5056.2545 | 4777.811 | 11359.6025 | 7624.2459 | 75576.2975 | 19505.8896 | 20232.422 | 64803.2946 | 13396.9286
SA | Hydro | 0 | 0 | 0 | 0 | 0 | 0 | 0 | 0 | 0 | 0 | 0 | 0 | 0 | 0 | 0 | 0 | 0 | 0 | 0 | 0 | 0
SA | Dispatchable Storage | 0 | 0 | 0 | 0 | 0 | 0 | 0 | 0 | 0 | 0 | 0 | 0 | 0 | 0 | 0 | 0 | 0 | 0 | 0 | 0 | 0
SA | Wind | 0 | 0 | 0 | 0 | 0 | 0 | 0 | 0 | 0 | 0 | 0 | 0 | 0 | 0 | 0 | 0 | 0 | 0 | 0 | 0 | 0
SA | Solar | 0 | 0 | 0 | 0 | 0 | 0 | 0 | 0 | 0 | 0 | 0 | 0 | 0 | 0 | 0 | 0 | 0 | 0 | 0 | 0 | 0
Total |  | 158244.4899 | 168793.2642 | 147657.4627 | 41774.5041 | 44530.2757 | 46155.593 | 47246.7157 | 49048.9565 | 50756.5335 | 52718.5613 | 54885.5895 | 95462.2863 | 79134.2139 | 56991.7093 | 98051.6572 | 54695.7737 | 75576.2975 | 19505.8896 | 20232.422 | 64803.2946 | 13396.9286
Region | Technology | 2022 | 2023 | 2024 | 2025 | 2026 | 2027 | 2028 | 2029 | 2030 | 2031 | 2032 | 2033 | 2034 | 2035 | 2036 | 2037 | 2038 | 2039 | 2040 | 2041 | 2042
TAS | Black Coal | 0 | 0 | 0 | 0 | 0 | 0 | 0 | 0 | 0 | 0 | 0 | 0 | 0 | 0 | 0 | 0 | 0 | 0 | 0 | 0 | 0
TAS | Brown Coal | 0 | 0 | 0 | 0 | 0 | 0 | 0 | 0 | 0 | 0 | 0 | 0 | 0 | 0 | 0 | 0 | 0 | 0 | 0 | 0 | 0
TAS | CCGT | 0 | 0 | 0 | 0 | 0 | 0 | 0 | 0 | 0 | 0 | 0 | 0 | 0 | 0 | 0 | 0 | 0 | 0 | 0 | 0 | 0
TAS | Peaking Gas+Liquids | 0 | 0 | 0 | 0 | 0 | 0 | 0 | 0 | 0 | 0 | 0 | 41.7149 | 0 | 0 | 37.2579 | 0 | 380.4673 | 335.0751 | 0 | 63.5001 | 0
TAS | Hydro | 0 | 0 | 0 | 0 | 0 | 0 | 0 | 0 | 0 | 0 | 0 | 0 | 0 | 0 | 0 | 0 | 0 | 0 | 0 | 0 | 0
TAS | VPP Battery | 0 | 0 | 0 | 0 | 0 | 0 | 0 | 0 | 0 | 0 | 0 | 0 | 0 | 0 | 0 | 0 | 0 | 0 | 0 | 0 | 0
TAS | Wind | 0 | 0 | 0 | 0 | 0 | 0 | 0 | 0 | 0 | 0 | 0 | 0 | 0 | 0 | 0 | 0 | 0 | 0 | 0 | 0 | 0
TAS | Solar | 0 | 0 | 0 | 0 | 0 | 0 | 0 | 0 | 0 | 0 | 0 | 0 | 0 | 0 | 0 | 0 | 0 | 0 | 0 | 0 | 0
Total |  | 0 | 0 | 0 | 0 | 0 | 0 | 0 | 0 | 0 | 0 | 0 | 41.7149 | 0 | 0 | 37.2579 | 0 | 380.4673 | 335.0751 | 0 | 63.5001 | 0

## BuildCost_1
New generation build cost (CAPEX) by technology ($000s) - Central (Counterfactual)
Real June 2019 dollars. Years are financial year ending. The total capital costs are annualised for modelling purposes and presented here on an annualised basis. Some rounding errors may be present.
Region | Technology | 2022 | 2023 | 2024 | 2025 | 2026 | 2027 | 2028 | 2029 | 2030 | 2031 | 2032 | 2033 | 2034 | 2035 | 2036 | 2037 | 2038 | 2039 | 2040 | 2041 | 2042
NEM | Black Coal | 0 | 0 | 0 | 0 | 0 | 0 | 0 | 0 | 0 | 0 | 0 | 0 | 0 | 0 | 0 | 0 | 0 | 0 | 0 | 0 | 0
NEM | Brown Coal | 0 | 0 | 0 | 0 | 0 | 0 | 0 | 0 | 0 | 0 | 0 | 0 | 0 | 0 | 0 | 0 | 0 | 0 | 0 | 0 | 0
NEM | CCGT | 0 | 0 | 0 | 0 | 0 | 0 | 0 | 0 | 0 | 0 | 0 | 0 | 0 | 0 | 0 | 0 | 0 | 0 | 0 | 0 | 0
NEM | Peaking Gas+Liquids | 0 | 0 | 0 | 36031.8432 | 36031.8432 | 36031.8432 | 36031.8432 | 67457.7689 | 210872.636 | 210872.636 | 210872.636 | 476510.3386 | 476510.3386 | 500060.4969 | 610099.859 | 735529.6814 | 844899.2488 | 905532.7049 | 923635.8099 | 923635.8099 | 1003796.0235
NEM | Hydro | 0 | 0 | 0 | 0 | 0 | 0 | 0 | 0 | 0 | 0 | 0 | 0 | 0 | 0 | 0 | 0 | 0 | 0 | 0 | 0 | 0
NEM | Dispatchable Storage | 0 | 4777.3036 | 4777.3036 | 4777.3036 | 10138.7537 | 10138.7537 | 10138.7537 | 10138.7537 | 10138.7537 | 25921.7682 | 67651.2458 | 133136.0248 | 172415.1623 | 278671.5974 | 546935.332 | 609906.3802 | 757197.1951 | 795734.9539 | 895757.2162 | 879974.2017 | 856636.6607
NEM | Wind | 0 | 156032.4354 | 156032.4354 | 156032.4354 | 236035.4134 | 338444.0544 | 421724.9412 | 669125.239 | 767051.9743 | 767051.9743 | 767051.9743 | 921351.1326 | 921351.1326 | 921351.1326 | 1653218.319 | 1678372.236 | 1792640.1034 | 1792640.1034 | 1792640.1034 | 1800424.0484 | 1800424.0484
NEM | Solar | 0 | 72661.4579 | 72661.4579 | 81425.7977 | 94371.3783 | 146238.3797 | 268221.945 | 272755.931 | 321167.7684 | 349769.2497 | 368071.4754 | 414792.7811 | 525551.3885 | 525551.3885 | 525551.3885 | 525551.3885 | 525551.3885 | 525551.3885 | 525551.3885 | 525551.3885 | 525551.3885
Total |  | 0 | 233471.197 | 233471.197 | 278267.38 | 376577.3886 | 530853.031 | 736117.483 | 1019477.6926 | 1309231.1325 | 1353615.6282 | 1413647.3315 | 1945790.2771 | 2095828.022 | 2225634.6154 | 3335804.8984 | 3549359.686 | 3920287.9358 | 4019459.1507 | 4137584.518 | 4129585.4485 | 4186408.1212
Region | Technology | 2022 | 2023 | 2024 | 2025 | 2026 | 2027 | 2028 | 2029 | 2030 | 2031 | 2032 | 2033 | 2034 | 2035 | 2036 | 2037 | 2038 | 2039 | 2040 | 2041 | 2042
NSW | Black Coal | 0 | 0 | 0 | 0 | 0 | 0 | 0 | 0 | 0 | 0 | 0 | 0 | 0 | 0 | 0 | 0 | 0 | 0 | 0 | 0 | 0
NSW | Brown Coal | 0 | 0 | 0 | 0 | 0 | 0 | 0 | 0 | 0 | 0 | 0 | 0 | 0 | 0 | 0 | 0 | 0 | 0 | 0 | 0 | 0
NSW | CCGT | 0 | 0 | 0 | 0 | 0 | 0 | 0 | 0 | 0 | 0 | 0 | 0 | 0 | 0 | 0 | 0 | 0 | 0 | 0 | 0 | 0
NSW | Peaking Gas+Liquids | 0 | 0 | 0 | 0 | 0 | 0 | 0 | 31425.9257 | 174840.7928 | 174840.7928 | 174840.7928 | 440478.4954 | 440478.4954 | 464028.6537 | 574068.0157 | 699497.8381 | 699497.8381 | 732598.2677 | 750701.3727 | 750701.3727 | 830861.5863
NSW | Hydro | 0 | 0 | 0 | 0 | 0 | 0 | 0 | 0 | 0 | 0 | 0 | 0 | 0 | 0 | 0 | 0 | 0 | 0 | 0 | 0 | 0
NSW | Dispatchable Storage | 0 | 0 | 0 | 0 | 0 | 0 | 0 | 0 | 0 | 0 | 1392.7642 | 3560.8453 | 22441.851 | 42437.1365 | 42437.1365 | 42437.1365 | 42437.1365 | 42437.1365 | 42437.1365 | 42437.1365 | 41044.3722
NSW | Wind | 0 | 32459.581 | 32459.581 | 32459.581 | 32459.581 | 32459.581 | 32459.581 | 32459.581 | 32594.6782 | 32594.6782 | 32594.6782 | 122668.5273 | 122668.5273 | 122668.5273 | 816198.218 | 816198.218 | 816198.218 | 816198.218 | 816198.218 | 816198.218 | 816198.218
NSW | Solar | 0 | 35435.7994 | 35435.7994 | 35435.7994 | 35435.7994 | 42264.3718 | 57812.8825 | 57812.8825 | 57812.8825 | 57812.8825 | 57812.8825 | 57812.8825 | 57812.8825 | 57812.8825 | 57812.8825 | 57812.8825 | 57812.8825 | 57812.8825 | 57812.8825 | 57812.8825 | 57812.8825
Total |  | 0 | 67895.3804 | 67895.3804 | 67895.3804 | 67895.3804 | 74723.9528 | 90272.4636 | 121698.3893 | 265248.3536 | 265248.3536 | 266641.1178 | 624520.7505 | 643401.7562 | 686947.2 | 1490516.2527 | 1615946.0751 | 1615946.0751 | 1649046.5046 | 1667149.6096 | 1667149.6096 | 1745917.059
Region | Technology | 2022 | 2023 | 2024 | 2025 | 2026 | 2027 | 2028 | 2029 | 2030 | 2031 | 2032 | 2033 | 2034 | 2035 | 2036 | 2037 | 2038 | 2039 | 2040 | 2041 | 2042
QLD | Black Coal | 0 | 0 | 0 | 0 | 0 | 0 | 0 | 0 | 0 | 0 | 0 | 0 | 0 | 0 | 0 | 0 | 0 | 0 | 0 | 0 | 0
QLD | Brown Coal | 0 | 0 | 0 | 0 | 0 | 0 | 0 | 0 | 0 | 0 | 0 | 0 | 0 | 0 | 0 | 0 | 0 | 0 | 0 | 0 | 0
QLD | CCGT | 0 | 0 | 0 | 0 | 0 | 0 | 0 | 0 | 0 | 0 | 0 | 0 | 0 | 0 | 0 | 0 | 0 | 0 | 0 | 0 | 0
QLD | Peaking Gas+Liquids | 0 | 0 | 0 | 0 | 0 | 0 | 0 | 0 | 0 | 0 | 0 | 0 | 0 | 0 | 0 | 0 | 47818.2744 | 75351.301 | 75351.301 | 75351.301 | 75351.301
QLD | Hydro | 0 | 0 | 0 | 0 | 0 | 0 | 0 | 0 | 0 | 0 | 0 | 0 | 0 | 0 | 0 | 0 | 0 | 0 | 0 | 0 | 0
QLD | Dispatchable Storage | 0 | 4777.3036 | 4777.3036 | 4777.3036 | 4777.3036 | 4777.3036 | 4777.3036 | 4777.3036 | 4777.3036 | 4777.3036 | 4777.3036 | 0 | 20398.1317 | 78651.6287 | 221900.036 | 284871.0842 | 398177.411 | 398177.411 | 398177.411 | 398177.411 | 400644.7618
QLD | Wind | 0 | 71581.516 | 71581.516 | 71581.516 | 120874.8314 | 155834.4446 | 162082.4905 | 344499.4833 | 377651.8107 | 377651.8107 | 377651.8107 | 377651.8107 | 377651.8107 | 377651.8107 | 415989.3063 | 441143.2234 | 441143.2234 | 441143.2234 | 441143.2234 | 441143.2234 | 441143.2234
QLD | Solar | 0 | 37225.6586 | 37225.6586 | 37225.6586 | 37225.6586 | 69655.9943 | 163794.4823 | 168328.4683 | 216740.3057 | 216740.3057 | 216740.3057 | 216740.3057 | 216740.3057 | 216740.3057 | 216740.3057 | 216740.3057 | 216740.3057 | 216740.3057 | 216740.3057 | 216740.3057 | 216740.3057
Total |  | 0 | 113584.4782 | 113584.4782 | 113584.4782 | 162877.7936 | 230267.7426 | 330654.2764 | 517605.2552 | 599169.42 | 599169.42 | 599169.42 | 594392.1164 | 614790.2481 | 673043.7451 | 854629.648 | 942754.6132 | 1103879.2144 | 1131412.241 | 1131412.241 | 1131412.241 | 1133879.5919
Region | Technology | 2022 | 2023 | 2024 | 2025 | 2026 | 2027 | 2028 | 2029 | 2030 | 2031 | 2032 | 2033 | 2034 | 2035 | 2036 | 2037 | 2038 | 2039 | 2040 | 2041 | 2042
VIC | Black Coal | 0 | 0 | 0 | 0 | 0 | 0 | 0 | 0 | 0 | 0 | 0 | 0 | 0 | 0 | 0 | 0 | 0 | 0 | 0 | 0 | 0
VIC | Brown Coal | 0 | 0 | 0 | 0 | 0 | 0 | 0 | 0 | 0 | 0 | 0 | 0 | 0 | 0 | 0 | 0 | 0 | 0 | 0 | 0 | 0
VIC | CCGT | 0 | 0 | 0 | 0 | 0 | 0 | 0 | 0 | 0 | 0 | 0 | 0 | 0 | 0 | 0 | 0 | 0 | 0 | 0 | 0 | 0
VIC | Peaking Gas+Liquids | 0 | 0 | 0 | 0 | 0 | 0 | 0 | 0 | 0 | 0 | 0 | 0 | 0 | 0 | 0 | 0 | 0 | 0 | 0 | 0 | 0
VIC | Hydro | 0 | 0 | 0 | 0 | 0 | 0 | 0 | 0 | 0 | 0 | 0 | 0 | 0 | 0 | 0 | 0 | 0 | 0 | 0 | 0 | 0
VIC | Dispatchable Storage | 0 | 0 | 0 | 0 | 5278.253 | 5278.253 | 5278.253 | 5278.253 | 5278.253 | 5278.253 | 21202.8387 | 89296.8404 | 89296.8404 | 117304.493 | 138672.4211 | 138672.4211 | 159048.1577 | 197585.9165 | 297608.1787 | 297608.1787 | 297608.1787
VIC | Wind | 0 | 51991.3384 | 51991.3384 | 51991.3384 | 82701.001 | 150150.0287 | 217554.999 | 282538.304 | 347177.6148 | 347177.6148 | 347177.6148 | 347177.6148 | 347177.6148 | 347177.6148 | 347177.6148 | 347177.6148 | 461445.4822 | 461445.4822 | 461445.4822 | 461445.4822 | 461445.4822
VIC | Solar | 0 | 0 | 0 | 8764.3398 | 21709.9203 | 34318.0136 | 46614.5802 | 46614.5802 | 46614.5802 | 46614.5802 | 46614.5802 | 46614.5802 | 157373.1876 | 157373.1876 | 157373.1876 | 157373.1876 | 157373.1876 | 157373.1876 | 157373.1876 | 157373.1876 | 157373.1876
Total |  | 0 | 51991.3384 | 51991.3384 | 60755.6782 | 109689.1743 | 189746.2953 | 269447.8322 | 334431.1372 | 399070.448 | 399070.448 | 414995.0338 | 483089.0354 | 593847.6429 | 621855.2955 | 643223.2236 | 643223.2236 | 777866.8276 | 816404.5863 | 916426.8486 | 916426.8486 | 916426.8486
Region | Technology | 2022 | 2023 | 2024 | 2025 | 2026 | 2027 | 2028 | 2029 | 2030 | 2031 | 2032 | 2033 | 2034 | 2035 | 2036 | 2037 | 2038 | 2039 | 2040 | 2041 | 2042
SA | Black Coal | 0 | 0 | 0 | 0 | 0 | 0 | 0 | 0 | 0 | 0 | 0 | 0 | 0 | 0 | 0 | 0 | 0 | 0 | 0 | 0 | 0
SA | Brown Coal | 0 | 0 | 0 | 0 | 0 | 0 | 0 | 0 | 0 | 0 | 0 | 0 | 0 | 0 | 0 | 0 | 0 | 0 | 0 | 0 | 0
SA | CCGT | 0 | 0 | 0 | 0 | 0 | 0 | 0 | 0 | 0 | 0 | 0 | 0 | 0 | 0 | 0 | 0 | 0 | 0 | 0 | 0 | 0
SA | Peaking Gas+Liquids | 0 | 0 | 0 | 36031.8432 | 36031.8432 | 36031.8432 | 36031.8432 | 36031.8432 | 36031.8432 | 36031.8432 | 36031.8432 | 36031.8432 | 36031.8432 | 36031.8432 | 36031.8432 | 36031.8432 | 97583.1363 | 97583.1363 | 97583.1363 | 97583.1363 | 97583.1363
SA | Hydro | 0 | 0 | 0 | 0 | 0 | 0 | 0 | 0 | 0 | 0 | 0 | 0 | 0 | 0 | 0 | 0 | 0 | 0 | 0 | 0 | 0
SA | Dispatchable Storage | 0 | 0 | 0 | 0 | 83.1971 | 83.1971 | 83.1971 | 83.1971 | 83.1971 | 15866.2116 | 40278.3392 | 40278.3392 | 40278.3392 | 40278.3392 | 143925.7384 | 143925.7384 | 157534.49 | 157534.49 | 157534.49 | 141751.4755 | 117339.3479
SA | Wind | 0 | 0 | 0 | 0 | 0 | 0 | 0 | 0 | 0 | 0 | 0 | 13848.5045 | 13848.5045 | 13848.5045 | 13848.5045 | 13848.5045 | 13848.5045 | 13848.5045 | 13848.5045 | 13848.5045 | 13848.5045
SA | Solar | 0 | 0 | 0 | 0 | 0 | 0 | 0 | 0 | 0 | 28601.4812 | 46903.707 | 82981.3816 | 82981.3816 | 82981.3816 | 82981.3816 | 82981.3816 | 82981.3816 | 82981.3816 | 82981.3816 | 82981.3816 | 82981.3816
Total |  | 0 | 0 | 0 | 36031.8432 | 36115.0403 | 36115.0403 | 36115.0403 | 36115.0403 | 36115.0403 | 80499.5361 | 123213.8894 | 173140.0685 | 173140.0685 | 173140.0685 | 276787.4677 | 276787.4677 | 351947.5124 | 351947.5124 | 351947.5124 | 336164.4978 | 311752.3703
Region | Technology | 2022 | 2023 | 2024 | 2025 | 2026 | 2027 | 2028 | 2029 | 2030 | 2031 | 2032 | 2033 | 2034 | 2035 | 2036 | 2037 | 2038 | 2039 | 2040 | 2041 | 2042
TAS | Black Coal | 0 | 0 | 0 | 0 | 0 | 0 | 0 | 0 | 0 | 0 | 0 | 0 | 0 | 0 | 0 | 0 | 0 | 0 | 0 | 0 | 0
TAS | Brown Coal | 0 | 0 | 0 | 0 | 0 | 0 | 0 | 0 | 0 | 0 | 0 | 0 | 0 | 0 | 0 | 0 | 0 | 0 | 0 | 0 | 0
TAS | CCGT | 0 | 0 | 0 | 0 | 0 | 0 | 0 | 0 | 0 | 0 | 0 | 0 | 0 | 0 | 0 | 0 | 0 | 0 | 0 | 0 | 0
TAS | Peaking Gas+Liquids | 0 | 0 | 0 | 0 | 0 | 0 | 0 | 0 | 0 | 0 | 0 | 0 | 0 | 0 | 0 | 0 | 0 | 0 | 0 | 0 | 0
TAS | Hydro | 0 | 0 | 0 | 0 | 0 | 0 | 0 | 0 | 0 | 0 | 0 | 0 | 0 | 0 | 0 | 0 | 0 | 0 | 0 | 0 | 0
TAS | VPP Battery | 0 | 0 | 0 | 0 | 0 | 0 | 0 | 0 | 0 | 0 | 0 | 0 | 0 | 0 | 0 | 0 | 0 | 0 | 0 | 0 | 0
TAS | Wind | 0 | 0 | 0 | 0 | 0 | 0 | 9627.8706 | 9627.8706 | 9627.8706 | 9627.8706 | 9627.8706 | 60004.6754 | 60004.6754 | 60004.6754 | 60004.6754 | 60004.6754 | 60004.6754 | 60004.6754 | 60004.6754 | 67788.6204 | 67788.6204
TAS | Solar | 0 | 0 | 0 | 0 | 0 | 0 | 0 | 0 | 0 | 0 | 0 | 10643.631 | 10643.631 | 10643.631 | 10643.631 | 10643.631 | 10643.631 | 10643.631 | 10643.631 | 10643.631 | 10643.631
Total |  | 0 | 0 | 0 | 0 | 0 | 0 | 9627.8706 | 9627.8706 | 9627.8706 | 9627.8706 | 9627.8706 | 70648.3064 | 70648.3064 | 70648.3064 | 70648.3064 | 70648.3064 | 70648.3064 | 70648.3064 | 70648.3064 | 78432.2514 | 78432.2514

## BuildCost_2
New generation build cost (CAPEX) by technology ($000s) - Central (DP3)
Real June 2019 dollars. Years are financial year ending. The total capital costs are annualised for modelling purposes and presented here on an annualised basis. Some rounding errors may be present.
Region | Technology | 2022 | 2023 | 2024 | 2025 | 2026 | 2027 | 2028 | 2029 | 2030 | 2031 | 2032 | 2033 | 2034 | 2035 | 2036 | 2037 | 2038 | 2039 | 2040 | 2041 | 2042
NEM | Black Coal | 0 | 0 | 0 | 0 | 0 | 0 | 0 | 0 | 0 | 0 | 0 | 0 | 0 | 0 | 0 | 0 | 0 | 0 | 0 | 0 | 0
NEM | Brown Coal | 0 | 0 | 0 | 0 | 0 | 0 | 0 | 0 | 0 | 0 | 0 | 0 | 0 | 0 | 0 | 0 | 0 | 0 | 0 | 0 | 0
NEM | CCGT | 0 | 0 | 0 | 0 | 0 | 0 | 0 | 0 | 0 | 0 | 0 | 0 | 0 | 0 | 0 | 0 | 0 | 0 | 0 | 0 | 0
NEM | Peaking Gas+Liquids | 0 | 0 | 0 | 0 | 0 | 0 | 0 | 0 | 0 | 0 | 0 | 0 | 0 | 0 | 0 | 0 | 0 | 0 | 0 | 0 | 0
NEM | Hydro | 0 | 0 | 0 | 0 | 0 | 0 | 0 | 0 | 0 | 0 | 0 | 0 | 0 | 0 | 0 | 0 | 0 | 0 | 0 | 0 | 0
NEM | Dispatchable Storage | 0 | 4777.3036 | 4777.3036 | 4777.3036 | 4777.3036 | 4777.3036 | 4777.3036 | 4777.3036 | 4777.3036 | 4777.3036 | 4777.3036 | 0 | 133517.0887 | 185963.5766 | 511849.8292 | 612559.4498 | 644961.2536 | 804205.1435 | 804205.1435 | 933237.0516 | 1056417.5247
NEM | Wind | 0 | 156032.4354 | 156032.4354 | 156032.4354 | 236738.5979 | 338789.7566 | 419392.8002 | 654706.1653 | 781237.6869 | 781237.6869 | 781237.6869 | 1024618.3616 | 1052076.6242 | 1052076.6242 | 1593430.0575 | 1811069.7556 | 2425716.367 | 2425716.367 | 2474127.0125 | 2548300.2299 | 2548300.2299
NEM | Solar | 0 | 72661.4579 | 72661.4579 | 81314.0336 | 94518.9106 | 139977.5463 | 246925.7592 | 265580.9069 | 285713.2875 | 336280.0196 | 336280.0196 | 660162.8362 | 697497.0841 | 697497.0841 | 892268.9098 | 892268.9098 | 971867.7818 | 971867.7818 | 1003584.9736 | 1108167.0567 | 1108167.0567
Total |  | 0 | 233471.197 | 233471.197 | 242123.7727 | 336034.8121 | 483544.6066 | 671095.863 | 925064.3758 | 1071728.2779 | 1122295.0101 | 1122295.0101 | 1684781.1977 | 1883090.797 | 1935537.2849 | 2997548.7966 | 3315898.1152 | 4042545.4025 | 4201789.2923 | 4281917.1295 | 4589704.3383 | 4712884.8113
Region | Technology | 2022 | 2023 | 2024 | 2025 | 2026 | 2027 | 2028 | 2029 | 2030 | 2031 | 2032 | 2033 | 2034 | 2035 | 2036 | 2037 | 2038 | 2039 | 2040 | 2041 | 2042
NSW | Black Coal | 0 | 0 | 0 | 0 | 0 | 0 | 0 | 0 | 0 | 0 | 0 | 0 | 0 | 0 | 0 | 0 | 0 | 0 | 0 | 0 | 0
NSW | Brown Coal | 0 | 0 | 0 | 0 | 0 | 0 | 0 | 0 | 0 | 0 | 0 | 0 | 0 | 0 | 0 | 0 | 0 | 0 | 0 | 0 | 0
NSW | CCGT | 0 | 0 | 0 | 0 | 0 | 0 | 0 | 0 | 0 | 0 | 0 | 0 | 0 | 0 | 0 | 0 | 0 | 0 | 0 | 0 | 0
NSW | Peaking Gas+Liquids | 0 | 0 | 0 | 0 | 0 | 0 | 0 | 0 | 0 | 0 | 0 | 0 | 0 | 0 | 0 | 0 | 0 | 0 | 0 | 0 | 0
NSW | Hydro | 0 | 0 | 0 | 0 | 0 | 0 | 0 | 0 | 0 | 0 | 0 | 0 | 0 | 0 | 0 | 0 | 0 | 0 | 0 | 0 | 0
NSW | Dispatchable Storage | 0 | 0 | 0 | 0 | 0 | 0 | 0 | 0 | 0 | 0 | 0 | 0 | 80561.2541 | 114898.8937 | 309135.6279 | 313013.2266 | 313013.2266 | 343384.2414 | 343384.2414 | 459551.6231 | 459551.6231
NSW | Wind | 0 | 32459.581 | 32459.581 | 32459.581 | 32459.581 | 32459.581 | 32459.581 | 32459.581 | 32459.581 | 32459.581 | 32459.581 | 162504.1243 | 189962.387 | 189962.387 | 485987.6871 | 485987.6871 | 673242.6838 | 673242.6838 | 673242.6838 | 673242.6838 | 673242.6838
NSW | Solar | 0 | 35435.7994 | 35435.7994 | 35435.7994 | 35435.7994 | 35435.7994 | 35435.7994 | 35435.7994 | 35435.7994 | 67639.7444 | 67639.7444 | 304853.7985 | 335372.9426 | 335372.9426 | 430524.7096 | 430524.7096 | 483484.0852 | 483484.0852 | 503356.2548 | 607596.674 | 607596.674
Total |  | 0 | 67895.3804 | 67895.3804 | 67895.3804 | 67895.3804 | 67895.3804 | 67895.3804 | 67895.3804 | 67895.3804 | 100099.3254 | 100099.3254 | 467357.9228 | 605896.5837 | 640234.2233 | 1225648.0246 | 1229525.6232 | 1469739.9955 | 1500111.0103 | 1519983.18 | 1740390.9808 | 1740390.9808
Region | Technology | 2022 | 2023 | 2024 | 2025 | 2026 | 2027 | 2028 | 2029 | 2030 | 2031 | 2032 | 2033 | 2034 | 2035 | 2036 | 2037 | 2038 | 2039 | 2040 | 2041 | 2042
QLD | Black Coal | 0 | 0 | 0 | 0 | 0 | 0 | 0 | 0 | 0 | 0 | 0 | 0 | 0 | 0 | 0 | 0 | 0 | 0 | 0 | 0 | 0
QLD | Brown Coal | 0 | 0 | 0 | 0 | 0 | 0 | 0 | 0 | 0 | 0 | 0 | 0 | 0 | 0 | 0 | 0 | 0 | 0 | 0 | 0 | 0
QLD | CCGT | 0 | 0 | 0 | 0 | 0 | 0 | 0 | 0 | 0 | 0 | 0 | 0 | 0 | 0 | 0 | 0 | 0 | 0 | 0 | 0 | 0
QLD | Peaking Gas+Liquids | 0 | 0 | 0 | 0 | 0 | 0 | 0 | 0 | 0 | 0 | 0 | 0 | 0 | 0 | 0 | 0 | 0 | 0 | 0 | 0 | 0
QLD | Hydro | 0 | 0 | 0 | 0 | 0 | 0 | 0 | 0 | 0 | 0 | 0 | 0 | 0 | 0 | 0 | 0 | 0 | 0 | 0 | 0 | 0
QLD | Dispatchable Storage | 0 | 4777.3036 | 4777.3036 | 4777.3036 | 4777.3036 | 4777.3036 | 4777.3036 | 4777.3036 | 4777.3036 | 4777.3036 | 4777.3036 | 0 | 52955.8346 | 71064.6828 | 170016.3766 | 186559.7269 | 186559.7269 | 315432.602 | 315432.602 | 328297.1284 | 328297.1284
QLD | Wind | 0 | 71581.516 | 71581.516 | 71581.516 | 120874.8314 | 155834.4446 | 162082.4905 | 332558.0855 | 393798.1503 | 393798.1503 | 393798.1503 | 393798.1503 | 393798.1503 | 393798.1503 | 571992.6394 | 772690.5486 | 987618.5708 | 987618.5708 | 1004075.5464 | 1004075.5464 | 1004075.5464
QLD | Solar | 0 | 37225.6586 | 37225.6586 | 37225.6586 | 37225.6586 | 69655.9943 | 164248.4094 | 170905.5369 | 179208.0513 | 179208.0513 | 179208.0513 | 179208.0513 | 179208.0513 | 179208.0513 | 234242.8318 | 234242.8318 | 234242.8318 | 234242.8318 | 246087.8539 | 246429.5178 | 246429.5178
Total |  | 0 | 113584.4782 | 113584.4782 | 113584.4782 | 162877.7936 | 230267.7426 | 331108.2035 | 508240.926 | 577783.5052 | 577783.5052 | 577783.5052 | 573006.2016 | 625962.0362 | 644070.8844 | 976251.8478 | 1193493.1073 | 1408421.1295 | 1537294.0046 | 1565596.0022 | 1578802.1926 | 1578802.1926
Region | Technology | 2022 | 2023 | 2024 | 2025 | 2026 | 2027 | 2028 | 2029 | 2030 | 2031 | 2032 | 2033 | 2034 | 2035 | 2036 | 2037 | 2038 | 2039 | 2040 | 2041 | 2042
VIC | Black Coal | 0 | 0 | 0 | 0 | 0 | 0 | 0 | 0 | 0 | 0 | 0 | 0 | 0 | 0 | 0 | 0 | 0 | 0 | 0 | 0 | 0
VIC | Brown Coal | 0 | 0 | 0 | 0 | 0 | 0 | 0 | 0 | 0 | 0 | 0 | 0 | 0 | 0 | 0 | 0 | 0 | 0 | 0 | 0 | 0
VIC | CCGT | 0 | 0 | 0 | 0 | 0 | 0 | 0 | 0 | 0 | 0 | 0 | 0 | 0 | 0 | 0 | 0 | 0 | 0 | 0 | 0 | 0
VIC | Peaking Gas+Liquids | 0 | 0 | 0 | 0 | 0 | 0 | 0 | 0 | 0 | 0 | 0 | 0 | 0 | 0 | 0 | 0 | 0 | 0 | 0 | 0 | 0
VIC | Hydro | 0 | 0 | 0 | 0 | 0 | 0 | 0 | 0 | 0 | 0 | 0 | 0 | 0 | 0 | 0 | 0 | 0 | 0 | 0 | 0 | 0
VIC | Dispatchable Storage | 0 | 0 | 0 | 0 | 0 | 0 | 0 | 0 | 0 | 0 | 0 | 0 | 0 | 0 | 0 | 0 | 0 | 0 | 0 | 0 | 83216.7014
VIC | Wind | 0 | 51991.3384 | 51991.3384 | 51991.3384 | 83404.1854 | 150495.7309 | 218866.8144 | 283704.5846 | 348996.0413 | 348996.0413 | 348996.0413 | 348996.0413 | 348996.0413 | 348996.0413 | 348996.0413 | 348996.0413 | 348996.0413 | 348996.0413 | 380949.7112 | 423084.8881 | 423084.8881
VIC | Solar | 0 | 0 | 0 | 8652.5757 | 21857.4526 | 34885.7526 | 47241.5504 | 59239.5706 | 71069.4368 | 71069.4368 | 71069.4368 | 71069.4368 | 71069.4368 | 71069.4368 | 91495.574 | 91495.574 | 118135.0704 | 118135.0704 | 118135.0704 | 118135.0704 | 118135.0704
Total |  | 0 | 51991.3384 | 51991.3384 | 60643.914 | 105261.6381 | 185381.4836 | 266108.3648 | 342944.1552 | 420065.4781 | 420065.4781 | 420065.4781 | 420065.4781 | 420065.4781 | 420065.4781 | 440491.6153 | 440491.6153 | 467131.1117 | 467131.1117 | 499084.7816 | 541219.9586 | 624436.6599
Region | Technology | 2022 | 2023 | 2024 | 2025 | 2026 | 2027 | 2028 | 2029 | 2030 | 2031 | 2032 | 2033 | 2034 | 2035 | 2036 | 2037 | 2038 | 2039 | 2040 | 2041 | 2042
SA | Black Coal | 0 | 0 | 0 | 0 | 0 | 0 | 0 | 0 | 0 | 0 | 0 | 0 | 0 | 0 | 0 | 0 | 0 | 0 | 0 | 0 | 0
SA | Brown Coal | 0 | 0 | 0 | 0 | 0 | 0 | 0 | 0 | 0 | 0 | 0 | 0 | 0 | 0 | 0 | 0 | 0 | 0 | 0 | 0 | 0
SA | CCGT | 0 | 0 | 0 | 0 | 0 | 0 | 0 | 0 | 0 | 0 | 0 | 0 | 0 | 0 | 0 | 0 | 0 | 0 | 0 | 0 | 0
SA | Peaking Gas+Liquids | 0 | 0 | 0 | 0 | 0 | 0 | 0 | 0 | 0 | 0 | 0 | 0 | 0 | 0 | 0 | 0 | 0 | 0 | 0 | 0 | 0
SA | Hydro | 0 | 0 | 0 | 0 | 0 | 0 | 0 | 0 | 0 | 0 | 0 | 0 | 0 | 0 | 0 | 0 | 0 | 0 | 0 | 0 | 0
SA | Dispatchable Storage | 0 | 0 | 0 | 0 | 0 | 0 | 0 | 0 | 0 | 0 | 0 | 0 | 0 | 0 | 32697.8247 | 112986.4963 | 145388.3001 | 145388.3001 | 145388.3001 | 145388.3001 | 185352.0718
SA | Wind | 0 | 0 | 0 | 0 | 0 | 0 | 0 | 0 | 0 | 0 | 0 | 5960.2398 | 5960.2398 | 5960.2398 | 64108.1514 | 81049.9404 | 256956.281 | 256956.281 | 256956.281 | 288994.3215 | 288994.3215
SA | Solar | 0 | 0 | 0 | 0 | 0 | 0 | 0 | 0 | 0 | 18362.7871 | 18362.7871 | 105031.5495 | 111846.6534 | 111846.6534 | 136005.7944 | 136005.7944 | 136005.7944 | 136005.7944 | 136005.7944 | 136005.7944 | 136005.7944
Total |  | 0 | 0 | 0 | 0 | 0 | 0 | 0 | 0 | 0 | 18362.7871 | 18362.7871 | 110991.7893 | 117806.8932 | 117806.8932 | 232811.7706 | 330042.2311 | 538350.3756 | 538350.3756 | 538350.3756 | 570388.4161 | 610352.1877
Region | Technology | 2022 | 2023 | 2024 | 2025 | 2026 | 2027 | 2028 | 2029 | 2030 | 2031 | 2032 | 2033 | 2034 | 2035 | 2036 | 2037 | 2038 | 2039 | 2040 | 2041 | 2042
TAS | Black Coal | 0 | 0 | 0 | 0 | 0 | 0 | 0 | 0 | 0 | 0 | 0 | 0 | 0 | 0 | 0 | 0 | 0 | 0 | 0 | 0 | 0
TAS | Brown Coal | 0 | 0 | 0 | 0 | 0 | 0 | 0 | 0 | 0 | 0 | 0 | 0 | 0 | 0 | 0 | 0 | 0 | 0 | 0 | 0 | 0
TAS | CCGT | 0 | 0 | 0 | 0 | 0 | 0 | 0 | 0 | 0 | 0 | 0 | 0 | 0 | 0 | 0 | 0 | 0 | 0 | 0 | 0 | 0
TAS | Peaking Gas+Liquids | 0 | 0 | 0 | 0 | 0 | 0 | 0 | 0 | 0 | 0 | 0 | 0 | 0 | 0 | 0 | 0 | 0 | 0 | 0 | 0 | 0
TAS | Hydro | 0 | 0 | 0 | 0 | 0 | 0 | 0 | 0 | 0 | 0 | 0 | 0 | 0 | 0 | 0 | 0 | 0 | 0 | 0 | 0 | 0
TAS | VPP Battery | 0 | 0 | 0 | 0 | 0 | 0 | 0 | 0 | 0 | 0 | 0 | 0 | 0 | 0 | 0 | 0 | 0 | 0 | 0 | 0 | 0
TAS | Wind | 0 | 0 | 0 | 0 | 0 | 0 | 5983.9142 | 5983.9142 | 5983.9142 | 5983.9142 | 5983.9142 | 113359.8059 | 113359.8059 | 113359.8059 | 122345.5383 | 122345.5383 | 158902.7902 | 158902.7902 | 158902.7902 | 158902.7902 | 158902.7902
TAS | Solar | 0 | 0 | 0 | 0 | 0 | 0 | 0 | 0 | 0 | 0 | 0 | 0 | 0 | 0 | 0 | 0 | 0 | 0 | 0 | 0 | 0
Total |  | 0 | 0 | 0 | 0 | 0 | 0 | 5983.9142 | 5983.9142 | 5983.9142 | 5983.9142 | 5983.9142 | 113359.8059 | 113359.8059 | 113359.8059 | 122345.5383 | 122345.5383 | 158902.7902 | 158902.7902 | 158902.7902 | 158902.7902 | 158902.7902

## RehabCost_1
Rehabilitation cost by technology ($000s) - Central (Counterfactual)
Real June 2019 dollars. Years are financial year ending. Some rounding errors may be present.
Region | Technology | 2022 | 2023 | 2024 | 2025 | 2026 | 2027 | 2028 | 2029 | 2030 | 2031 | 2032 | 2033 | 2034 | 2035 | 2036 | 2037 | 2038 | 2039 | 2040 | 2041 | 2042
NEM | Black Coal | 0 | 81274.3363 | 243823.0088 | 0 | 0 | 0 | 0 | 113784.0708 | 214564.2478 | 0 | 0 | 468140.177 | 0 | 0 | 718465.1327 | 113784.0708 | 186930.9735 | 0 | 0 | 0 | 0
NEM | Brown Coal | 0 | 0 | 0 | 0 | 0 | 0 | 0 | 0 | 56892.0354 | 56892.0354 | 60955.7522 | 60955.7522 | 0 | 0 | 0 | 0 | 0 | 0 | 0 | 0 | 0
NEM | CCGT | 0 | 31696.9912 | 23772.7434 | 0 | 0 | 0 | 0 | 50847.2566 | 0 | 0 | 0 | 0 | 0 | 0 | 105656.6372 | 0 | 69865.4513 | 0 | 84974.3504 | 0 | 0
NEM | Peaking Gas+Liquids | 0 | 0 | 0 | 0 | 0 | 0 | 0 | 0 | 0 | 17486.6814 | 0 | 10713.2782 | 21121.1681 | 5348.8673 | 5943.1858 | 0 | 0 | 0 | 20115.3982 | 5486.0177 | 0
NEM | Hydro | 0 | 0 | 0 | 0 | 0 | 0 | 0 | 0 | 0 | 0 | 0 | 0 | 0 | 0 | 0 | 0 | 9436.108 | 0 | 0 | 0 | 0
NEM | Dispatchable Storage | 0 | 0 | 0 | 0 | 0 | 0 | 0 | 0 | 0 | 0 | 0 | 0 | 0 | 0 | 0 | 0 | 0 | 0 | 0 | 0 | 0
NEM | Wind | 0 | 0 | 0 | 0 | 0 | 0 | 0 | 0 | 991.119 | 502.3854 | 0 | 0 | 3043.8001 | 0 | 879.1744 | 573.3746 | 1454.7333 | 0 | 1537.7416 | 4740.989 | 527.5046
NEM | Solar | 0 | 0 | 0 | 0 | 0 | 0 | 0 | 0 | 0 | 0 | 0 | 0 | 0 | 0 | 0 | 0 | 0 | 0 | 0 | 0 | 0
Total |  | 0 | 112971.3274 | 267595.7522 | 0 | 0 | 0 | 0 | 164631.3274 | 272447.4022 | 74881.1022 | 60955.7522 | 539809.2074 | 24164.9683 | 5348.8673 | 830944.1302 | 114357.4454 | 267687.2661 | 0 | 106627.4903 | 10227.0067 | 527.5046
Region | Technology | 2022 | 2023 | 2024 | 2025 | 2026 | 2027 | 2028 | 2029 | 2030 | 2031 | 2032 | 2033 | 2034 | 2035 | 2036 | 2037 | 2038 | 2039 | 2040 | 2041 | 2042
NSW | Black Coal | 0 | 81274.3363 | 243823.0088 | 0 | 0 | 0 | 0 | 0 | 214564.2478 | 0 | 0 | 468140.177 | 0 | 0 | 445383.3628 | 0 | 0 | 0 | 0 | 0 | 0
NSW | Brown Coal | 0 | 0 | 0 | 0 | 0 | 0 | 0 | 0 | 0 | 0 | 0 | 0 | 0 | 0 | 0 | 0 | 0 | 0 | 0 | 0 | 0
NSW | CCGT | 0 | 0 | 0 | 0 | 0 | 0 | 0 | 0 | 0 | 0 | 0 | 0 | 0 | 0 | 0 | 0 | 0 | 0 | 0 | 0 | 0
NSW | Peaking Gas+Liquids | 0 | 0 | 0 | 0 | 0 | 0 | 0 | 0 | 0 | 0 | 0 | 0 | 0 | 0 | 2285.8407 | 0 | 0 | 0 | 0 | 0 | 0
NSW | Hydro | 0 | 0 | 0 | 0 | 0 | 0 | 0 | 0 | 0 | 0 | 0 | 0 | 0 | 0 | 0 | 0 | 0 | 0 | 0 | 0 | 0
NSW | Dispatchable Storage | 0 | 0 | 0 | 0 | 0 | 0 | 0 | 0 | 0 | 0 | 0 | 0 | 0 | 0 | 0 | 0 | 0 | 0 | 0 | 0 | 0
NSW | Wind | 0 | 0 | 0 | 0 | 0 | 0 | 0 | 0 | 0 | 0 | 0 | 0 | 0 | 0 | 0 | 0 | 0 | 0 | 0 | 1166.4078 | 527.5046
NSW | Solar | 0 | 0 | 0 | 0 | 0 | 0 | 0 | 0 | 0 | 0 | 0 | 0 | 0 | 0 | 0 | 0 | 0 | 0 | 0 | 0 | 0
Total |  | 0 | 81274.3363 | 243823.0088 | 0 | 0 | 0 | 0 | 0 | 214564.2478 | 0 | 0 | 468140.177 | 0 | 0 | 447669.2035 | 0 | 0 | 0 | 0 | 1166.4078 | 527.5046
Region | Technology | 2022 | 2023 | 2024 | 2025 | 2026 | 2027 | 2028 | 2029 | 2030 | 2031 | 2032 | 2033 | 2034 | 2035 | 2036 | 2037 | 2038 | 2039 | 2040 | 2041 | 2042
QLD | Black Coal | 0 | 0 | 0 | 0 | 0 | 0 | 0 | 113784.0708 | 0 | 0 | 0 | 0 | 0 | 0 | 273081.7699 | 113784.0708 | 186930.9735 | 0 | 0 | 0 | 0
QLD | Brown Coal | 0 | 0 | 0 | 0 | 0 | 0 | 0 | 0 | 0 | 0 | 0 | 0 | 0 | 0 | 0 | 0 | 0 | 0 | 0 | 0 | 0
QLD | CCGT | 0 | 0 | 0 | 0 | 0 | 0 | 0 | 50847.2566 | 0 | 0 | 0 | 0 | 0 | 0 | 0 | 0 | 0 | 0 | 18938.9522 | 0 | 0
QLD | Peaking Gas+Liquids | 0 | 0 | 0 | 0 | 0 | 0 | 0 | 0 | 0 | 0 | 0 | 0 | 13349.3097 | 5348.8673 | 0 | 0 | 0 | 0 | 0 | 0 | 0
QLD | Hydro | 0 | 0 | 0 | 0 | 0 | 0 | 0 | 0 | 0 | 0 | 0 | 0 | 0 | 0 | 0 | 0 | 9436.108 | 0 | 0 | 0 | 0
QLD | Dispatchable Storage | 0 | 0 | 0 | 0 | 0 | 0 | 0 | 0 | 0 | 0 | 0 | 0 | 0 | 0 | 0 | 0 | 0 | 0 | 0 | 0 | 0
QLD | Wind | 0 | 0 | 0 | 0 | 0 | 0 | 0 | 0 | 0 | 0 | 0 | 0 | 0 | 0 | 0 | 0 | 0 | 0 | 0 | 0 | 0
QLD | Solar | 0 | 0 | 0 | 0 | 0 | 0 | 0 | 0 | 0 | 0 | 0 | 0 | 0 | 0 | 0 | 0 | 0 | 0 | 0 | 0 | 0
Total |  | 0 | 0 | 0 | 0 | 0 | 0 | 0 | 164631.3274 | 0 | 0 | 0 | 0 | 13349.3097 | 5348.8673 | 273081.7699 | 113784.0708 | 196367.0815 | 0 | 18938.9522 | 0 | 0
Region | Technology | 2022 | 2023 | 2024 | 2025 | 2026 | 2027 | 2028 | 2029 | 2030 | 2031 | 2032 | 2033 | 2034 | 2035 | 2036 | 2037 | 2038 | 2039 | 2040 | 2041 | 2042
VIC | Black Coal | 0 | 0 | 0 | 0 | 0 | 0 | 0 | 0 | 0 | 0 | 0 | 0 | 0 | 0 | 0 | 0 | 0 | 0 | 0 | 0 | 0
VIC | Brown Coal | 0 | 0 | 0 | 0 | 0 | 0 | 0 | 0 | 56892.0354 | 56892.0354 | 60955.7522 | 60955.7522 | 0 | 0 | 0 | 0 | 0 | 0 | 0 | 0 | 0
VIC | CCGT | 0 | 0 | 0 | 0 | 0 | 0 | 0 | 0 | 0 | 0 | 0 | 0 | 0 | 0 | 0 | 0 | 0 | 0 | 66035.3982 | 0 | 0
VIC | Peaking Gas+Liquids | 0 | 0 | 0 | 0 | 0 | 0 | 0 | 0 | 0 | 0 | 0 | 0 | 7771.8584 | 0 | 0 | 0 | 0 | 0 | 20115.3982 | 0 | 0
VIC | Hydro | 0 | 0 | 0 | 0 | 0 | 0 | 0 | 0 | 0 | 0 | 0 | 0 | 0 | 0 | 0 | 0 | 0 | 0 | 0 | 0 | 0
VIC | Dispatchable Storage | 0 | 0 | 0 | 0 | 0 | 0 | 0 | 0 | 0 | 0 | 0 | 0 | 0 | 0 | 0 | 0 | 0 | 0 | 0 | 0 | 0
VIC | Wind | 0 | 0 | 0 | 0 | 0 | 0 | 0 | 0 | 0 | 0 | 0 | 0 | 573.3746 | 0 | 0 | 0 | 733.9195 | 0 | 918.497 | 3148.6458 | 0
VIC | Solar | 0 | 0 | 0 | 0 | 0 | 0 | 0 | 0 | 0 | 0 | 0 | 0 | 0 | 0 | 0 | 0 | 0 | 0 | 0 | 0 | 0
Total |  | 0 | 0 | 0 | 0 | 0 | 0 | 0 | 0 | 56892.0354 | 56892.0354 | 60955.7522 | 60955.7522 | 8345.233 | 0 | 0 | 0 | 733.9195 | 0 | 87069.2935 | 3148.6458 | 0
Region | Technology | 2022 | 2023 | 2024 | 2025 | 2026 | 2027 | 2028 | 2029 | 2030 | 2031 | 2032 | 2033 | 2034 | 2035 | 2036 | 2037 | 2038 | 2039 | 2040 | 2041 | 2042
SA | Black Coal | 0 | 0 | 0 | 0 | 0 | 0 | 0 | 0 | 0 | 0 | 0 | 0 | 0 | 0 | 0 | 0 | 0 | 0 | 0 | 0 | 0
SA | Brown Coal | 0 | 0 | 0 | 0 | 0 | 0 | 0 | 0 | 0 | 0 | 0 | 0 | 0 | 0 | 0 | 0 | 0 | 0 | 0 | 0 | 0
SA | CCGT | 0 | 31696.9912 | 23772.7434 | 0 | 0 | 0 | 0 | 0 | 0 | 0 | 0 | 0 | 0 | 0 | 105656.6372 | 0 | 69865.4513 | 0 | 0 | 0 | 0
SA | Peaking Gas+Liquids | 0 | 0 | 0 | 0 | 0 | 0 | 0 | 0 | 0 | 17486.6814 | 0 | 10713.2782 | 0 | 0 | 3657.3451 | 0 | 0 | 0 | 0 | 0 | 0
SA | Hydro | 0 | 0 | 0 | 0 | 0 | 0 | 0 | 0 | 0 | 0 | 0 | 0 | 0 | 0 | 0 | 0 | 0 | 0 | 0 | 0 | 0
SA | Dispatchable Storage | 0 | 0 | 0 | 0 | 0 | 0 | 0 | 0 | 0 | 0 | 0 | 0 | 0 | 0 | 0 | 0 | 0 | 0 | 0 | 0 | 0
SA | Wind | 0 | 0 | 0 | 0 | 0 | 0 | 0 | 0 | 991.119 | 502.3854 | 0 | 0 | 2470.4255 | 0 | 879.1744 | 573.3746 | 720.8138 | 0 | 619.2446 | 425.9354 | 0
SA | Solar | 0 | 0 | 0 | 0 | 0 | 0 | 0 | 0 | 0 | 0 | 0 | 0 | 0 | 0 | 0 | 0 | 0 | 0 | 0 | 0 | 0
Total |  | 0 | 31696.9912 | 23772.7434 | 0 | 0 | 0 | 0 | 0 | 991.119 | 17989.0668 | 0 | 10713.2782 | 2470.4255 | 0 | 110193.1567 | 573.3746 | 70586.2651 | 0 | 619.2446 | 425.9354 | 0
Region | Technology | 2022 | 2023 | 2024 | 2025 | 2026 | 2027 | 2028 | 2029 | 2030 | 2031 | 2032 | 2033 | 2034 | 2035 | 2036 | 2037 | 2038 | 2039 | 2040 | 2041 | 2042
TAS | Black Coal | 0 | 0 | 0 | 0 | 0 | 0 | 0 | 0 | 0 | 0 | 0 | 0 | 0 | 0 | 0 | 0 | 0 | 0 | 0 | 0 | 0
TAS | Brown Coal | 0 | 0 | 0 | 0 | 0 | 0 | 0 | 0 | 0 | 0 | 0 | 0 | 0 | 0 | 0 | 0 | 0 | 0 | 0 | 0 | 0
TAS | CCGT | 0 | 0 | 0 | 0 | 0 | 0 | 0 | 0 | 0 | 0 | 0 | 0 | 0 | 0 | 0 | 0 | 0 | 0 | 0 | 0 | 0
TAS | Peaking Gas+Liquids | 0 | 0 | 0 | 0 | 0 | 0 | 0 | 0 | 0 | 0 | 0 | 0 | 0 | 0 | 0 | 0 | 0 | 0 | 0 | 5486.0177 | 0
TAS | Hydro | 0 | 0 | 0 | 0 | 0 | 0 | 0 | 0 | 0 | 0 | 0 | 0 | 0 | 0 | 0 | 0 | 0 | 0 | 0 | 0 | 0
TAS | Dispatchable Storage | 0 | 0 | 0 | 0 | 0 | 0 | 0 | 0 | 0 | 0 | 0 | 0 | 0 | 0 | 0 | 0 | 0 | 0 | 0 | 0 | 0
TAS | Wind | 0 | 0 | 0 | 0 | 0 | 0 | 0 | 0 | 0 | 0 | 0 | 0 | 0 | 0 | 0 | 0 | 0 | 0 | 0 | 0 | 0
TAS | Solar | 0 | 0 | 0 | 0 | 0 | 0 | 0 | 0 | 0 | 0 | 0 | 0 | 0 | 0 | 0 | 0 | 0 | 0 | 0 | 0 | 0
Total |  | 0 | 0 | 0 | 0 | 0 | 0 | 0 | 0 | 0 | 0 | 0 | 0 | 0 | 0 | 0 | 0 | 0 | 0 | 0 | 5486.0177 | 0

## RehabCost_2
Rehabilitation cost by technology ($000s) - Central (DP3)
Real June 2019 dollars. Years are financial year ending. Some rounding errors may be present.
Region | Technology | 2022 | 2023 | 2024 | 2025 | 2026 | 2027 | 2028 | 2029 | 2030 | 2031 | 2032 | 2033 | 2034 | 2035 | 2036 | 2037 | 2038 | 2039 | 2040 | 2041 | 2042
NEM | Black Coal | 0 | 81274.3363 | 243823.0088 | 0 | 0 | 0 | 0 | 113784.0708 | 214564.2478 | 0 | 0 | 468140.177 | 0 | 0 | 718465.1327 | 113784.0708 | 186930.9735 | 0 | 0 | 0 | 0
NEM | Brown Coal | 0 | 0 | 0 | 0 | 0 | 0 | 0 | 0 | 56892.0354 | 56892.0354 | 60955.7522 | 60955.7522 | 0 | 0 | 0 | 0 | 0 | 0 | 0 | 0 | 0
NEM | CCGT | 0 | 31696.9912 | 23772.7434 | 0 | 0 | 0 | 0 | 50847.2566 | 0 | 0 | 0 | 0 | 0 | 0 | 105656.6372 | 0 | 69865.4513 | 0 | 84974.3504 | 0 | 0
NEM | Peaking Gas+Liquids | 0 | 0 | 0 | 0 | 0 | 0 | 0 | 0 | 0 | 17486.6814 | 0 | 10713.2782 | 21121.1681 | 5348.8673 | 5943.1858 | 0 | 0 | 0 | 20115.3982 | 5486.0177 | 0
NEM | Hydro | 0 | 0 | 0 | 0 | 0 | 0 | 0 | 0 | 0 | 0 | 0 | 0 | 0 | 0 | 0 | 0 | 9436.108 | 0 | 0 | 0 | 0
NEM | Dispatchable Storage | 0 | 0 | 0 | 0 | 0 | 0 | 0 | 0 | 0 | 0 | 0 | 0 | 0 | 0 | 0 | 0 | 0 | 0 | 0 | 0 | 0
NEM | Wind | 0 | 0 | 0 | 0 | 0 | 0 | 0 | 0 | 991.119 | 502.3854 | 0 | 0 | 3043.8001 | 0 | 1658.9639 | 3290.6242 | 6287.2438 | 6651.1456 | 5664.9412 | 7511.7536 | 527.5046
NEM | Solar | 0 | 0 | 0 | 0 | 0 | 0 | 0 | 0 | 0 | 0 | 0 | 0 | 0 | 0 | 2642.984 | 0 | 1528.999 | 3282.9792 | 0 | 0 | 0
Total |  | 0 | 112971.3274 | 267595.7522 | 0 | 0 | 0 | 0 | 164631.3274 | 272447.4022 | 74881.1022 | 60955.7522 | 539809.2074 | 24164.9683 | 5348.8673 | 834366.9036 | 117074.695 | 274048.7756 | 9934.1248 | 110754.6899 | 12997.7713 | 527.5046
Region | Technology | 2022 | 2023 | 2024 | 2025 | 2026 | 2027 | 2028 | 2029 | 2030 | 2031 | 2032 | 2033 | 2034 | 2035 | 2036 | 2037 | 2038 | 2039 | 2040 | 2041 | 2042
NSW | Black Coal | 0 | 81274.3363 | 243823.0088 | 0 | 0 | 0 | 0 | 0 | 214564.2478 | 0 | 0 | 468140.177 | 0 | 0 | 445383.3628 | 0 | 0 | 0 | 0 | 0 | 0
NSW | Brown Coal | 0 | 0 | 0 | 0 | 0 | 0 | 0 | 0 | 0 | 0 | 0 | 0 | 0 | 0 | 0 | 0 | 0 | 0 | 0 | 0 | 0
NSW | CCGT | 0 | 0 | 0 | 0 | 0 | 0 | 0 | 0 | 0 | 0 | 0 | 0 | 0 | 0 | 0 | 0 | 0 | 0 | 0 | 0 | 0
NSW | Peaking Gas+Liquids | 0 | 0 | 0 | 0 | 0 | 0 | 0 | 0 | 0 | 0 | 0 | 0 | 0 | 0 | 2285.8407 | 0 | 0 | 0 | 0 | 0 | 0
NSW | Hydro | 0 | 0 | 0 | 0 | 0 | 0 | 0 | 0 | 0 | 0 | 0 | 0 | 0 | 0 | 0 | 0 | 0 | 0 | 0 | 0 | 0
NSW | Dispatchable Storage | 0 | 0 | 0 | 0 | 0 | 0 | 0 | 0 | 0 | 0 | 0 | 0 | 0 | 0 | 0 | 0 | 0 | 0 | 0 | 0 | 0
NSW | Wind | 0 | 0 | 0 | 0 | 0 | 0 | 0 | 0 | 0 | 0 | 0 | 0 | 0 | 0 | 0 | 507.8461 | 4832.5105 | 327.6426 | 0 | 3937.1724 | 527.5046
NSW | Solar | 0 | 0 | 0 | 0 | 0 | 0 | 0 | 0 | 0 | 0 | 0 | 0 | 0 | 0 | 0 | 0 | 436.8569 | 3282.9792 | 0 | 0 | 0
Total |  | 0 | 81274.3363 | 243823.0088 | 0 | 0 | 0 | 0 | 0 | 214564.2478 | 0 | 0 | 468140.177 | 0 | 0 | 447669.2035 | 507.8461 | 5269.3673 | 3610.6219 | 0 | 3937.1724 | 527.5046
Region | Technology | 2022 | 2023 | 2024 | 2025 | 2026 | 2027 | 2028 | 2029 | 2030 | 2031 | 2032 | 2033 | 2034 | 2035 | 2036 | 2037 | 2038 | 2039 | 2040 | 2041 | 2042
QLD | Black Coal | 0 | 0 | 0 | 0 | 0 | 0 | 0 | 113784.0708 | 0 | 0 | 0 | 0 | 0 | 0 | 273081.7699 | 113784.0708 | 186930.9735 | 0 | 0 | 0 | 0
QLD | Brown Coal | 0 | 0 | 0 | 0 | 0 | 0 | 0 | 0 | 0 | 0 | 0 | 0 | 0 | 0 | 0 | 0 | 0 | 0 | 0 | 0 | 0
QLD | CCGT | 0 | 0 | 0 | 0 | 0 | 0 | 0 | 50847.2566 | 0 | 0 | 0 | 0 | 0 | 0 | 0 | 0 | 0 | 0 | 18938.9522 | 0 | 0
QLD | Peaking Gas+Liquids | 0 | 0 | 0 | 0 | 0 | 0 | 0 | 0 | 0 | 0 | 0 | 0 | 13349.3097 | 5348.8673 | 0 | 0 | 0 | 0 | 0 | 0 | 0
QLD | Hydro | 0 | 0 | 0 | 0 | 0 | 0 | 0 | 0 | 0 | 0 | 0 | 0 | 0 | 0 | 0 | 0 | 9436.108 | 0 | 0 | 0 | 0
QLD | Dispatchable Storage | 0 | 0 | 0 | 0 | 0 | 0 | 0 | 0 | 0 | 0 | 0 | 0 | 0 | 0 | 0 | 0 | 0 | 0 | 0 | 0 | 0
QLD | Wind | 0 | 0 | 0 | 0 | 0 | 0 | 0 | 0 | 0 | 0 | 0 | 0 | 0 | 0 | 0 | 0 | 0 | 0 | 0 | 0 | 0
QLD | Solar | 0 | 0 | 0 | 0 | 0 | 0 | 0 | 0 | 0 | 0 | 0 | 0 | 0 | 0 | 2642.984 | 0 | 1092.1421 | 0 | 0 | 0 | 0
Total |  | 0 | 0 | 0 | 0 | 0 | 0 | 0 | 164631.3274 | 0 | 0 | 0 | 0 | 13349.3097 | 5348.8673 | 275724.7539 | 113784.0708 | 197459.2236 | 0 | 18938.9522 | 0 | 0
Region | Technology | 2022 | 2023 | 2024 | 2025 | 2026 | 2027 | 2028 | 2029 | 2030 | 2031 | 2032 | 2033 | 2034 | 2035 | 2036 | 2037 | 2038 | 2039 | 2040 | 2041 | 2042
VIC | Black Coal | 0 | 0 | 0 | 0 | 0 | 0 | 0 | 0 | 0 | 0 | 0 | 0 | 0 | 0 | 0 | 0 | 0 | 0 | 0 | 0 | 0
VIC | Brown Coal | 0 | 0 | 0 | 0 | 0 | 0 | 0 | 0 | 56892.0354 | 56892.0354 | 60955.7522 | 60955.7522 | 0 | 0 | 0 | 0 | 0 | 0 | 0 | 0 | 0
VIC | CCGT | 0 | 0 | 0 | 0 | 0 | 0 | 0 | 0 | 0 | 0 | 0 | 0 | 0 | 0 | 0 | 0 | 0 | 0 | 66035.3982 | 0 | 0
VIC | Peaking Gas+Liquids | 0 | 0 | 0 | 0 | 0 | 0 | 0 | 0 | 0 | 0 | 0 | 0 | 7771.8584 | 0 | 0 | 0 | 0 | 0 | 20115.3982 | 0 | 0
VIC | Hydro | 0 | 0 | 0 | 0 | 0 | 0 | 0 | 0 | 0 | 0 | 0 | 0 | 0 | 0 | 0 | 0 | 0 | 0 | 0 | 0 | 0
VIC | Dispatchable Storage | 0 | 0 | 0 | 0 | 0 | 0 | 0 | 0 | 0 | 0 | 0 | 0 | 0 | 0 | 0 | 0 | 0 | 0 | 0 | 0 | 0
VIC | Wind | 0 | 0 | 0 | 0 | 0 | 0 | 0 | 0 | 0 | 0 | 0 | 0 | 573.3746 | 0 | 0 | 0 | 733.9195 | 4586.9969 | 2096.9129 | 3148.6458 | 0
VIC | Solar | 0 | 0 | 0 | 0 | 0 | 0 | 0 | 0 | 0 | 0 | 0 | 0 | 0 | 0 | 0 | 0 | 0 | 0 | 0 | 0 | 0
Total |  | 0 | 0 | 0 | 0 | 0 | 0 | 0 | 0 | 56892.0354 | 56892.0354 | 60955.7522 | 60955.7522 | 8345.233 | 0 | 0 | 0 | 733.9195 | 4586.9969 | 88247.7093 | 3148.6458 | 0
Region | Technology | 2022 | 2023 | 2024 | 2025 | 2026 | 2027 | 2028 | 2029 | 2030 | 2031 | 2032 | 2033 | 2034 | 2035 | 2036 | 2037 | 2038 | 2039 | 2040 | 2041 | 2042
SA | Black Coal | 0 | 0 | 0 | 0 | 0 | 0 | 0 | 0 | 0 | 0 | 0 | 0 | 0 | 0 | 0 | 0 | 0 | 0 | 0 | 0 | 0
SA | Brown Coal | 0 | 0 | 0 | 0 | 0 | 0 | 0 | 0 | 0 | 0 | 0 | 0 | 0 | 0 | 0 | 0 | 0 | 0 | 0 | 0 | 0
SA | CCGT | 0 | 31696.9912 | 23772.7434 | 0 | 0 | 0 | 0 | 0 | 0 | 0 | 0 | 0 | 0 | 0 | 105656.6372 | 0 | 69865.4513 | 0 | 0 | 0 | 0
SA | Peaking Gas+Liquids | 0 | 0 | 0 | 0 | 0 | 0 | 0 | 0 | 0 | 17486.6814 | 0 | 10713.2782 | 0 | 0 | 3657.3451 | 0 | 0 | 0 | 0 | 0 | 0
SA | Hydro | 0 | 0 | 0 | 0 | 0 | 0 | 0 | 0 | 0 | 0 | 0 | 0 | 0 | 0 | 0 | 0 | 0 | 0 | 0 | 0 | 0
SA | Dispatchable Storage | 0 | 0 | 0 | 0 | 0 | 0 | 0 | 0 | 0 | 0 | 0 | 0 | 0 | 0 | 0 | 0 | 0 | 0 | 0 | 0 | 0
SA | Wind | 0 | 0 | 0 | 0 | 0 | 0 | 0 | 0 | 991.119 | 502.3854 | 0 | 0 | 2470.4255 | 0 | 1658.9639 | 2782.7781 | 720.8138 | 1736.506 | 3568.0283 | 425.9354 | 0
SA | Solar | 0 | 0 | 0 | 0 | 0 | 0 | 0 | 0 | 0 | 0 | 0 | 0 | 0 | 0 | 0 | 0 | 0 | 0 | 0 | 0 | 0
Total |  | 0 | 31696.9912 | 23772.7434 | 0 | 0 | 0 | 0 | 0 | 991.119 | 17989.0668 | 0 | 10713.2782 | 2470.4255 | 0 | 110972.9462 | 2782.7781 | 70586.2651 | 1736.506 | 3568.0283 | 425.9354 | 0
Region | Technology | 2022 | 2023 | 2024 | 2025 | 2026 | 2027 | 2028 | 2029 | 2030 | 2031 | 2032 | 2033 | 2034 | 2035 | 2036 | 2037 | 2038 | 2039 | 2040 | 2041 | 2042
TAS | Black Coal | 0 | 0 | 0 | 0 | 0 | 0 | 0 | 0 | 0 | 0 | 0 | 0 | 0 | 0 | 0 | 0 | 0 | 0 | 0 | 0 | 0
TAS | Brown Coal | 0 | 0 | 0 | 0 | 0 | 0 | 0 | 0 | 0 | 0 | 0 | 0 | 0 | 0 | 0 | 0 | 0 | 0 | 0 | 0 | 0
TAS | CCGT | 0 | 0 | 0 | 0 | 0 | 0 | 0 | 0 | 0 | 0 | 0 | 0 | 0 | 0 | 0 | 0 | 0 | 0 | 0 | 0 | 0
TAS | Peaking Gas+Liquids | 0 | 0 | 0 | 0 | 0 | 0 | 0 | 0 | 0 | 0 | 0 | 0 | 0 | 0 | 0 | 0 | 0 | 0 | 0 | 5486.0177 | 0
TAS | Hydro | 0 | 0 | 0 | 0 | 0 | 0 | 0 | 0 | 0 | 0 | 0 | 0 | 0 | 0 | 0 | 0 | 0 | 0 | 0 | 0 | 0
TAS | Dispatchable Storage | 0 | 0 | 0 | 0 | 0 | 0 | 0 | 0 | 0 | 0 | 0 | 0 | 0 | 0 | 0 | 0 | 0 | 0 | 0 | 0 | 0
TAS | Wind | 0 | 0 | 0 | 0 | 0 | 0 | 0 | 0 | 0 | 0 | 0 | 0 | 0 | 0 | 0 | 0 | 0 | 0 | 0 | 0 | 0
TAS | Solar | 0 | 0 | 0 | 0 | 0 | 0 | 0 | 0 | 0 | 0 | 0 | 0 | 0 | 0 | 0 | 0 | 0 | 0 | 0 | 0 | 0
Total |  | 0 | 0 | 0 | 0 | 0 | 0 | 0 | 0 | 0 | 0 | 0 | 0 | 0 | 0 | 0 | 0 | 0 | 0 | 0 | 5486.0177 | 0

## DSPCost_1
DSP and USE cost by region ($000s) - Central (Counterfactual)
Real June 2019 dollars. Years are financial year ending. Some rounding errors may be present.
Region | Aggregation | 2022 | 2023 | 2024 | 2025 | 2026 | 2027 | 2028 | 2029 | 2030 | 2031 | 2032 | 2033 | 2034 | 2035 | 2036 | 2037 | 2038 | 2039 | 2040 | 2041 | 2042
NSW | DSP + USE | 0 | 0 | 9984.9184 | 20099.7425 | 0 | 0 | 2897.1762 | 6129.0934 | 14334.5992 | 0 | 4108.823 | 4374.8218 | 7489.8531 | 19198.712 | 17785.8471 | 33007.682 | 13748.1141 | 26085.8604 | 29165.0807 | 10567.4537 | 33149.2362
QLD | DSP + USE | 0 | 0 | 0 | 0 | 0 | 0 | 0 | 0 | 0 | 0 | 0 | 0 | 4407.3882 | 26.7026 | 10260.7441 | 7935.4867 | 0 | 21190.6176 | 17491.7526 | 16121.9847 | 0
VIC | DSP + USE | 840.4334 | 0 | 0 | 0 | 6496.8517 | 0 | 0 | 0 | 5688.5552 | 0 | 0 | 0 | 0 | 0 | 12362.3727 | 2509.2658 | 0 | 14383.4144 | 18423.5646 | 0 | 22671.4034
SA | DSP + USE | 1191.3168 | 0 | 0 | 0 | 3524.6855 | 0 | 0 | 0 | 3122.8386 | 0 | 0 | 0 | 0 | 0 | 5710.1935 | 10536.8319 | 9721.1002 | 6589.051 | 6858.5013 | 0 | 11223.6692
TAS | DSP + USE | 0 | 0 | 0 | 0 | 0 | 0 | 0 | 0 | 0 | 0 | 0 | 0 | 0 | 0 | 0 | 0 | 0 | 0 | 0 | 0 | 0
NEM | Total | 2031.7502 | 0 | 9984.9184 | 20099.7425 | 10021.5372 | 0 | 2897.1762 | 6129.0934 | 23145.993 | 0 | 4108.823 | 4374.8218 | 11897.2413 | 19225.4147 | 46119.1574 | 53989.2663 | 23469.2143 | 68248.9434 | 71938.8992 | 26689.4385 | 67044.3088
*DSP may include unserved energy below the current reliability standard

## DSPCost_2
DSP and USE cost by region ($000s) - Central (DP3)
Real June 2019 dollars. Years are financial year ending. Some rounding errors may be present.
Region | Aggregation | 2022 | 2023 | 2024 | 2025 | 2026 | 2027 | 2028 | 2029 | 2030 | 2031 | 2032 | 2033 | 2034 | 2035 | 2036 | 2037 | 2038 | 2039 | 2040 | 2041 | 2042
NSW | DSP + USE | 0 | 0 | 6580.1426 | 9080.6682 | 0 | 0 | 0 | 0 | 0 | 0 | 0 | 0 | 4636.5955 | 16901.7805 | 15621.1054 | 5501.2803 | 0 | 0 | 0 | 20317.6905 | 0
QLD | DSP + USE | 0 | 0 | 0 | 0 | 0 | 0 | 0 | 0 | 0 | 0 | 0 | 0 | 4407.3882 | 8424.5183 | 13997.3375 | 4783.8668 | 0 | 0 | 0 | 1185.319 | 0
VIC | DSP + USE | 840.4334 | 0 | 0 | 0 | 0 | 0 | 0 | 0 | 0 | 0 | 0 | 0 | 0 | 0 | 0 | 0 | 0 | 0 | 0 | 0 | 0
SA | DSP + USE | 1191.3168 | 0 | 0 | 0 | 0 | 0 | 0 | 0 | 0 | 0 | 0 | 0 | 0 | 0 | 2855.0967 | 0 | 12455.636 | 0 | 0 | 0 | 0
TAS | DSP + USE | 0 | 0 | 0 | 0 | 0 | 0 | 0 | 0 | 0 | 0 | 0 | 0 | 0 | 0 | 0 | 0 | 0 | 0 | 0 | 0 | 0
NEM | Total | 2031.7502 | 0 | 6580.1426 | 9080.6682 | 0 | 0 | 0 | 0 | 0 | 0 | 0 | 0 | 9043.9837 | 25326.2988 | 32473.5396 | 10285.1471 | 12455.636 | 0 | 0 | 21503.0096 | 0
*DSP may include unserved energy below the current reliability standard

## REZTxCost_1
REZ transmission expansion cost by region ($000s) - Central (Counterfactual)
Real June 2019 dollars. Years are financial year ending. As with the total capital costs, the REZ transmission expansion costs are annualised for modelling purposes. Some rounding errors may be present.
Region | Aggregation | 2022 | 2023 | 2024 | 2025 | 2026 | 2027 | 2028 | 2029 | 2030 | 2031 | 2032 | 2033 | 2034 | 2035 | 2036 | 2037 | 2038 | 2039 | 2040 | 2041 | 2042
NSW | REZ Transmission | 0 | 0 | 0 | 0 | 0 | 0 | 0 | 0 | 0 | 0 | 0 | 0 | 0 | 0 | 0 | 0 | 0 | 0 | 0 | 0 | 0
QLD | REZ Transmission | 0 | 0 | 0 | 0 | 0 | 0 | 0 | 0 | 0 | 0 | 0 | 0 | 0 | 0 | 0 | 0 | 0 | 0 | 0 | 0 | 0
VIC | REZ Transmission | 0 | 0 | 0 | 0 | 0 | 0 | 0 | 0 | 0 | 0 | 0 | 0 | 0 | 0 | 0 | 0 | 0 | 0 | 0 | 0 | 0
SA | REZ Transmission | 0 | 0 | 0 | 0 | 0 | 0 | 0 | 0 | 0 | 0 | 0 | 0 | 0 | 0 | 0 | 0 | 0 | 0 | 0 | 0 | 0
TAS | REZ Transmission | 0 | 0 | 0 | 0 | 0 | 0 | 0 | 0 | 0 | 0 | 0 | 0 | 0 | 0 | 0 | 0 | 0 | 0 | 0 | 0 | 0
NEM | Total | 0 | 0 | 0 | 0 | 0 | 0 | 0 | 0 | 0 | 0 | 0 | 0 | 0 | 0 | 0 | 0 | 0 | 0 | 0 | 0 | 0

## REZTxCost_2
REZ transmission expansion cost by region ($000s) - Central (DP3)
Real June 2019 dollars. Years are financial year ending. As with the total capital costs, the REZ transmission expansion costs are annualised for modelling purposes. Some rounding errors may be present.
Region | Aggregation | 2022 | 2023 | 2024 | 2025 | 2026 | 2027 | 2028 | 2029 | 2030 | 2031 | 2032 | 2033 | 2034 | 2035 | 2036 | 2037 | 2038 | 2039 | 2040 | 2041 | 2042
NSW | REZ Transmission | 0 | 419.475 | 419.475 | 419.475 | 419.475 | 419.475 | 419.475 | 419.475 | 419.475 | 419.475 | 419.475 | 0 | 0 | 0 | 63698.8249 | 63698.8249 | 128023.4922 | 128023.4922 | 136812.1628 | 184210.6805 | 184210.6805
QLD | REZ Transmission | 0 | 0 | 0 | 0 | 0 | 0 | 0 | 10604.6728 | 24190.9372 | 24190.9372 | 24190.9372 | 24190.9372 | 24190.9372 | 24190.9372 | 57055.1 | 57055.1 | 137884.8312 | 137884.8312 | 156411.1154 | 156490.1217 | 156490.1217
VIC | REZ Transmission | 0 | 0 | 0 | 0 | 0 | 0 | 0 | 0 | 6087.61 | 6087.61 | 6087.61 | 6087.61 | 6087.61 | 6087.61 | 0 | 0 | 0 | 0 | 0 | 2486.75 | 2486.75
SA | REZ Transmission | 0 | 0 | 0 | 0 | 0 | 0 | 0 | 0 | 0 | 0 | 0 | 0 | 0 | 0 | 16626.8519 | 19455.0703 | 56507.6871 | 56507.6871 | 56507.6871 | 62019.3261 | 62019.3261
TAS | REZ Transmission | 0 | 0 | 0 | 0 | 0 | 0 | 0 | 0 | 0 | 0 | 0 | 0 | 0 | 0 | 0 | 0 | 4043.7822 | 4043.7822 | 4043.7822 | 4043.7822 | 4043.7822
NEM | Total | 0 | 419.475 | 419.475 | 419.475 | 419.475 | 419.475 | 419.475 | 11024.1478 | 30698.0222 | 30698.0222 | 30698.0222 | 30278.5472 | 30278.5472 | 30278.5472 | 137380.7768 | 140208.9952 | 326459.7926 | 326459.7926 | 353774.7475 | 409250.6604 | 409250.6604

## ICTxCost_1
Interconnector cost by link ($000s) - Central (Counterfactual)
Real June 2019 dollars. Years are financial year ending. As with the total capital costs, the interconnector transmission expansion costs are annualised for modelling purposes. For the second table, interconnector cost has been split between regions according to loss allocations. Some rounding errors may be present.
Region | Aggregation | 2022 | 2023 | 2024 | 2025 | 2026 | 2027 | 2028 | 2029 | 2030 | 2031 | 2032 | 2033 | 2034 | 2035 | 2036 | 2037 | 2038 | 2039 | 2040 | 2041 | 2042
NEM | QNI Option 1A | 0 | 16180.9745 | 16180.9745 | 16180.9745 | 16180.9745 | 16180.9745 | 16180.9745 | 16180.9745 | 16180.9745 | 16180.9745 | 16180.9745 | 16180.9745 | 16180.9745 | 16180.9745 | 16180.9745 | 16180.9745 | 16180.9745 | 16180.9745 | 16180.9745 | 16180.9745 | 16180.9745
NEM | VNI Option 1 | 0 | 0 | 0 | 0 | 0 | 0 | 0 | 0 | 0 | 0 | 0 | 0 | 0 | 0 | 0 | 0 | 0 | 0 | 0 | 0 | 0
NEM | EnergyConnect | 0 | 0 | 0 | 0 | 0 | 0 | 0 | 0 | 0 | 0 | 0 | 0 | 0 | 0 | 0 | 0 | 0 | 0 | 0 | 0 | 0
NEM | Humelink | 0 | 0 | 0 | 0 | 0 | 0 | 0 | 0 | 0 | 0 | 0 | 0 | 0 | 0 | 0 | 0 | 0 | 0 | 0 | 0 | 0
NEM | QNI Option 2E | 0 | 0 | 0 | 0 | 0 | 0 | 0 | 0 | 0 | 0 | 0 | 0 | 0 | 0 | 0 | 0 | 0 | 0 | 0 | 0 | 0
NEM | QNI Option 3E | 0 | 0 | 0 | 0 | 0 | 0 | 0 | 0 | 0 | 0 | 0 | 0 | 0 | 0 | 0 | 0 | 0 | 0 | 0 | 0 | 0
NEM | VNI Option 6 | 0 | 0 | 0 | 0 | 0 | 0 | 0 | 0 | 0 | 0 | 0 | 0 | 0 | 0 | 0 | 0 | 0 | 0 | 0 | 0 | 0
NEM | VNI Option 7 | 0 | 0 | 0 | 0 | 0 | 0 | 0 | 0 | 0 | 0 | 0 | 0 | 0 | 0 | 0 | 0 | 0 | 0 | 0 | 0 | 0
NEM | VIC-TAS Option 3 | 0 | 0 | 0 | 0 | 0 | 0 | 0 | 0 | 0 | 0 | 0 | 0 | 0 | 0 | 0 | 0 | 0 | 0 | 0 | 0 | 0
NEM | VIC-TAS Option 4 | 0 | 0 | 0 | 0 | 0 | 0 | 0 | 0 | 0 | 0 | 0 | 0 | 0 | 0 | 0 | 0 | 0 | 0 | 0 | 0 | 0
Total |  | 0 | 16180.9745 | 16180.9745 | 16180.9745 | 16180.9745 | 16180.9745 | 16180.9745 | 16180.9745 | 16180.9745 | 16180.9745 | 16180.9745 | 16180.9745 | 16180.9745 | 16180.9745 | 16180.9745 | 16180.9745 | 16180.9745 | 16180.9745 | 16180.9745 | 16180.9745 | 16180.9745
Region | Aggregation | 2022 | 2023 | 2024 | 2025 | 2026 | 2027 | 2028 | 2029 | 2030 | 2031 | 2032 | 2033 | 2034 | 2035 | 2036 | 2037 | 2038 | 2039 | 2040 | 2041 | 2042
NSW | IC Transmission | 0 | 9061.3457 | 9061.3457 | 9061.3457 | 9061.3457 | 9061.3457 | 9061.3457 | 9061.3457 | 9061.3457 | 9061.3457 | 9061.3457 | 9061.3457 | 9061.3457 | 9061.3457 | 9061.3457 | 9061.3457 | 9061.3457 | 9061.3457 | 9061.3457 | 9061.3457 | 9061.3457
QLD | IC Transmission | 0 | 7119.6288 | 7119.6288 | 7119.6288 | 7119.6288 | 7119.6288 | 7119.6288 | 7119.6288 | 7119.6288 | 7119.6288 | 7119.6288 | 7119.6288 | 7119.6288 | 7119.6288 | 7119.6288 | 7119.6288 | 7119.6288 | 7119.6288 | 7119.6288 | 7119.6288 | 7119.6288
VIC | IC Transmission | 0 | 0 | 0 | 0 | 0 | 0 | 0 | 0 | 0 | 0 | 0 | 0 | 0 | 0 | 0 | 0 | 0 | 0 | 0 | 0 | 0
SA | IC Transmission | 0 | 0 | 0 | 0 | 0 | 0 | 0 | 0 | 0 | 0 | 0 | 0 | 0 | 0 | 0 | 0 | 0 | 0 | 0 | 0 | 0
TAS | IC Transmission | 0 | 0 | 0 | 0 | 0 | 0 | 0 | 0 | 0 | 0 | 0 | 0 | 0 | 0 | 0 | 0 | 0 | 0 | 0 | 0 | 0
Total |  | 0 | 16180.9745 | 16180.9745 | 16180.9745 | 16180.9745 | 16180.9745 | 16180.9745 | 16180.9745 | 16180.9745 | 16180.9745 | 16180.9745 | 16180.9745 | 16180.9745 | 16180.9745 | 16180.9745 | 16180.9745 | 16180.9745 | 16180.9745 | 16180.9745 | 16180.9745 | 16180.9745

## ICTxCost_2
Interconnector cost by link ($000s) - Central (DP3)
Real June 2019 dollars. Years are financial year ending. As with the total capital costs, the interconnector transmission expansion costs are annualised for modelling purposes. For the second table, interconnector cost has been split between regions according to loss allocations. Some rounding errors may be present.
Region | Aggregation | 2022 | 2023 | 2024 | 2025 | 2026 | 2027 | 2028 | 2029 | 2030 | 2031 | 2032 | 2033 | 2034 | 2035 | 2036 | 2037 | 2038 | 2039 | 2040 | 2041 | 2042
NEM | QNI Option 1A | 0 | 16180.9745 | 16180.9745 | 16180.9745 | 16180.9745 | 16180.9745 | 16180.9745 | 16180.9745 | 16180.9745 | 16180.9745 | 16180.9745 | 16180.9745 | 16180.9745 | 16180.9745 | 16180.9745 | 16180.9745 | 16180.9745 | 16180.9745 | 16180.9745 | 16180.9745 | 16180.9745
NEM | VNI Option 1 | 0 | 7618.8445 | 7618.8445 | 7618.8445 | 7618.8445 | 7618.8445 | 7618.8445 | 7618.8445 | 7618.8445 | 7618.8445 | 7618.8445 | 7618.8445 | 7618.8445 | 7618.8445 | 7618.8445 | 7618.8445 | 7618.8445 | 7618.8445 | 7618.8445 | 7618.8445 | 7618.8445
NEM | EnergyConnect | 0 | 0 | 0 | 129495.243 | 129495.243 | 129495.243 | 129495.243 | 129495.243 | 129495.243 | 129495.243 | 129495.243 | 129495.243 | 129495.243 | 129495.243 | 129495.243 | 129495.243 | 129495.243 | 129495.243 | 129495.243 | 129495.243 | 129495.243
NEM | Humelink | 0 | 0 | 0 | 0 | 152376.8896 | 152376.8896 | 152376.8896 | 152376.8896 | 152376.8896 | 152376.8896 | 152376.8896 | 152376.8896 | 152376.8896 | 152376.8896 | 152376.8896 | 152376.8896 | 152376.8896 | 152376.8896 | 152376.8896 | 152376.8896 | 152376.8896
NEM | QNI Option 2E | 0 | 0 | 0 | 0 | 0 | 0 | 0 | 0 | 0 | 0 | 0 | 153465.296 | 153465.296 | 153465.296 | 153465.296 | 153465.296 | 153465.296 | 153465.296 | 153465.296 | 153465.296 | 153465.296
NEM | QNI Option 3E | 0 | 0 | 0 | 0 | 0 | 0 | 0 | 0 | 0 | 0 | 0 | 0 | 0 | 0 | 83081.6851 | 83081.6851 | 83081.6851 | 83081.6851 | 83081.6851 | 83081.6851 | 83081.6851
NEM | VNI Option 6 | 0 | 0 | 0 | 0 | 0 | 0 | 0 | 0 | 0 | 0 | 0 | 0 | 0 | 0 | 125529.5329 | 125529.5329 | 125529.5329 | 125529.5329 | 125529.5329 | 125529.5329 | 125529.5329
NEM | VNI Option 7 | 0 | 0 | 0 | 0 | 0 | 0 | 0 | 0 | 0 | 0 | 0 | 0 | 0 | 0 | 0 | 0 | 0 | 0 | 0 | 0 | 0
NEM | VIC-TAS Option 3 | 0 | 0 | 0 | 0 | 0 | 0 | 0 | 0 | 0 | 0 | 133873.9816 | 133873.9816 | 133873.9816 | 133873.9816 | 133873.9816 | 133873.9816 | 133873.9816 | 133873.9816 | 133873.9816 | 133873.9816 | 133873.9816
NEM | VIC-TAS Option 4 | 0 | 0 | 0 | 0 | 0 | 0 | 0 | 0 | 0 | 0 | 0 | 0 | 0 | 0 | 0 | 0 | 0 | 0 | 0 | 0 | 0
Total |  | 0 | 23799.819 | 23799.819 | 153295.062 | 305671.9516 | 305671.9516 | 305671.9516 | 305671.9516 | 305671.9516 | 305671.9516 | 439545.9332 | 593011.2292 | 593011.2292 | 593011.2292 | 801622.4472 | 801622.4472 | 801622.4472 | 801622.4472 | 801622.4472 | 801622.4472 | 801622.4472
Region | Aggregation | 2022 | 2023 | 2024 | 2025 | 2026 | 2027 | 2028 | 2029 | 2030 | 2031 | 2032 | 2033 | 2034 | 2035 | 2036 | 2037 | 2038 | 2039 | 2040 | 2041 | 2042
NSW | IC Transmission | 0 | 12566.0142 | 12566.0142 | 82493.4454 | 149539.2768 | 149539.2768 | 149539.2768 | 149539.2768 | 149539.2768 | 149539.2768 | 149539.2768 | 237014.4956 | 237014.4956 | 237014.4956 | 321659.8578 | 321659.8578 | 321659.8578 | 321659.8578 | 321659.8578 | 321659.8578 | 321659.8578
QLD | IC Transmission | 0 | 7119.6288 | 7119.6288 | 7119.6288 | 7119.6288 | 7119.6288 | 7119.6288 | 7119.6288 | 7119.6288 | 7119.6288 | 7119.6288 | 73109.706 | 73109.706 | 73109.706 | 115481.3654 | 115481.3654 | 115481.3654 | 115481.3654 | 115481.3654 | 115481.3654 | 115481.3654
VIC | IC Transmission | 0 | 4114.176 | 4114.176 | 4114.176 | 89445.2342 | 89445.2342 | 89445.2342 | 89445.2342 | 89445.2342 | 89445.2342 | 156382.225 | 156382.225 | 156382.225 | 156382.225 | 237976.4214 | 237976.4214 | 237976.4214 | 237976.4214 | 237976.4214 | 237976.4214 | 237976.4214
SA | IC Transmission | 0 | 0 | 0 | 59567.8118 | 59567.8118 | 59567.8118 | 59567.8118 | 59567.8118 | 59567.8118 | 59567.8118 | 59567.8118 | 59567.8118 | 59567.8118 | 59567.8118 | 59567.8118 | 59567.8118 | 59567.8118 | 59567.8118 | 59567.8118 | 59567.8118 | 59567.8118
TAS | IC Transmission | 0 | 0 | 0 | 0 | 0 | 0 | 0 | 0 | 0 | 0 | 66936.9908 | 66936.9908 | 66936.9908 | 66936.9908 | 66936.9908 | 66936.9908 | 66936.9908 | 66936.9908 | 66936.9908 | 66936.9908 | 66936.9908
Total |  | 0 | 23799.819 | 23799.819 | 153295.062 | 305671.9516 | 305671.9516 | 305671.9516 | 305671.9516 | 305671.9516 | 305671.9516 | 439545.9332 | 593011.2292 | 593011.2292 | 593011.2292 | 801622.4472 | 801622.4472 | 801622.4472 | 801622.4472 | 801622.4472 | 801622.4472 | 801622.4472